## Guidance
Guidance to this workbook
The data in this workbook is queried from the Massachusetts Department of Environmental Protection stationary air emissions source registration database, updated as of November 2012 to include 2011 emission data. Source registration requirements are detailed in 310 CMR 7.12.
The database was used to support the Legislative study "Heating and Cooling in the Massachusetts Alternative Portfolio Standard" (Department of Energy Resources, December 2012, http://www.mass.gov/eea/docs/doer/pub-info/heating-and-cooling-in-aps.pdf).
This worksheet is made available to facilitate the identification of potential sites for the deployment of combined heat and power or renewable thermal applications. Making it available in this format, will facilitate access to the information and its use to increase the adoption of clean energy generation throughout the Commonwealth.
- The "All Fuels > 10 MMBTu" tab includes all reporting emission units capable of using more than 10 MMBTu per hour, indiscriminate of the fuel they use.
- The "High Cost Fuels" tab includes all reporting units using fuel oil, LPG, kerosene, propane, and not natural gas, renewables or incinerators. This includes smaller units.
Accuracy of data
The data are as reported to MassDEP by the facilities. Although there are some quality controls on the data collection process and post-collection review of the data by MassDEP, the user should be aware that there may be remaining errors or inaccurate reported information, so double checking the information when contacting a certain facility will be advisable.

## All Fuels >10MMBtu
AQID# | Name | Second Name | Address1 | Address2 | Town | State | Zip | Mail Address1 | Mail Address2 | Mail Town | Mail State | Mail Zip | Fee Exempt | Facility Type Description | Class | Legal Owner's Name | Legal Owner's Phone# | Legal Owner's Email | Respons Official FName | Respons Official LName | Respons Official Phone | Respons Official Email | AQ Emission Contact FName | AQ Emission Contact LName | AQ Emission Contact Phone | AQ Emission Contact Email | EU# | EU Name | Combined Units | Equipment Type | Mfr | Model | Installed Date | REPORTING_YEAR | Max Input Rating (MMBtu/hr) | Fuel# | Fuel Name | Fuel Type | EPA Material Type Code | EPA Material Type Description | %Sulfur | %Ash | Annual Usage (Num Unit/YR) | Num Unit | Schedule- Operates Continuously | Schedule- Hours Daily | Schedule- Days Weekly | Schedule- Weeks Yearly | Schedule- Ozone Hours Daily | Schedule- Ozone Days Weekly | Schedule- Ozone Weeks Yearly
0420001 | STONY BROOK ENERGY CENTER |  | MOODY ST |  | LUDLOW | MA | 010560000 | 327 MOODY STREET |  | LUDLOW | MA | 010560000 | N | UTILITY | OP9 | MASS MUNICIPAL WHOLESALE ELECTRIC COMPANY | 4135890141 | mmwec@mmwec.org | DECURZIO | RONALD | 4133081358 | rdecurzio@mmwec.org | MICHAEL | DIMAURO | 4133081243 | MDIMAURO@MMWEC.ORG | 1 | COMBUSTION TURBINE #1A-GE MS-7001E DUAL FUEL |  | COMBUSTION TURBINE | GENERAL ELECTRIC | MS7001E | 1981-11-01 | 2011 | 952 | 1 | TURBINE 1A-GE MS7001E COMB CYCLE #2 OIL | DIESEL | 44 | DIESEL | 0.235 | 0 | 524.708 | E3GAL | N | 6 | 2 | 52 | 6 | 2 | 22
0420001 | STONY BROOK ENERGY CENTER |  | MOODY ST |  | LUDLOW | MA | 010560000 | 327 MOODY STREET |  | LUDLOW | MA | 010560000 | N | UTILITY | OP9 | MASS MUNICIPAL WHOLESALE ELECTRIC COMPANY | 4135890141 | mmwec@mmwec.org | DECURZIO | RONALD | 4133081358 | rdecurzio@mmwec.org | MICHAEL | DIMAURO | 4133081243 | MDIMAURO@MMWEC.ORG | 1 | COMBUSTION TURBINE #1A-GE MS-7001E DUAL FUEL |  | COMBUSTION TURBINE | GENERAL ELECTRIC | MS7001E | 1981-11-01 | 2011 | 952 | 2 | TURBINE 1A-GE MS7001E COMB CYCLE NATURAL GAS | NATURAL GAS | 209 | Natural Gas |  |  | 318 | E6FT3 | N | 6 | 2 | 52 | 6 | 2 | 22
0420001 | STONY BROOK ENERGY CENTER |  | MOODY ST |  | LUDLOW | MA | 010560000 | 327 MOODY STREET |  | LUDLOW | MA | 010560000 | N | UTILITY | OP9 | MASS MUNICIPAL WHOLESALE ELECTRIC COMPANY | 4135890141 | mmwec@mmwec.org | DECURZIO | RONALD | 4133081358 | rdecurzio@mmwec.org | MICHAEL | DIMAURO | 4133081243 | MDIMAURO@MMWEC.ORG | 2 | COMBUSTION TURBINE #1B- GE MS7001E DUAL FUEL |  | COMBUSTION TURBINE | GENERAL ELECTRIC | MS7001E | 1981-11-01 | 2011 | 952 | 1 | TURBINE 1B-GE MS7001E COMB CYCLE | DIESEL | 44 | DIESEL | 0.235 | 0.005 | 762.059 | E3GAL | N | 9 | 2 | 52 | 6 | 3 | 22
0420001 | STONY BROOK ENERGY CENTER |  | MOODY ST |  | LUDLOW | MA | 010560000 | 327 MOODY STREET |  | LUDLOW | MA | 010560000 | N | UTILITY | OP9 | MASS MUNICIPAL WHOLESALE ELECTRIC COMPANY | 4135890141 | mmwec@mmwec.org | DECURZIO | RONALD | 4133081358 | rdecurzio@mmwec.org | MICHAEL | DIMAURO | 4133081243 | MDIMAURO@MMWEC.ORG | 2 | COMBUSTION TURBINE #1B- GE MS7001E DUAL FUEL |  | COMBUSTION TURBINE | GENERAL ELECTRIC | MS7001E | 1981-11-01 | 2011 | 952 | 2 | TURBINE 1B-GE MS7001E COMB CYCLE NATURAL GAS | NATURAL GAS | 209 | Natural Gas |  |  | 515.82 | E6FT3 | N | 9 | 2 | 52 | 6 | 3 | 22
0420001 | STONY BROOK ENERGY CENTER |  | MOODY ST |  | LUDLOW | MA | 010560000 | 327 MOODY STREET |  | LUDLOW | MA | 010560000 | N | UTILITY | OP9 | MASS MUNICIPAL WHOLESALE ELECTRIC COMPANY | 4135890141 | mmwec@mmwec.org | DECURZIO | RONALD | 4133081358 | rdecurzio@mmwec.org | MICHAEL | DIMAURO | 4133081243 | MDIMAURO@MMWEC.ORG | 3 | COMBUSTION TURBINE #1C- GE #MS-7001E DUAL FUEL |  | COMBUSTION TURBINE | GENERAL ELECTRIC | MS7001E | 1981-11-01 | 2011 | 952 | 1 | TURBINE 1C-GE MS7001E COMB CYCLE #2 OIL | DIESEL | 44 | DIESEL | 0.235 | 0.005 | 734.376 | E3GAL | N | 5 | 2 | 52 | 6 | 2 | 22
0420001 | STONY BROOK ENERGY CENTER |  | MOODY ST |  | LUDLOW | MA | 010560000 | 327 MOODY STREET |  | LUDLOW | MA | 010560000 | N | UTILITY | OP9 | MASS MUNICIPAL WHOLESALE ELECTRIC COMPANY | 4135890141 | mmwec@mmwec.org | DECURZIO | RONALD | 4133081358 | rdecurzio@mmwec.org | MICHAEL | DIMAURO | 4133081243 | MDIMAURO@MMWEC.ORG | 3 | COMBUSTION TURBINE #1C- GE #MS-7001E DUAL FUEL |  | COMBUSTION TURBINE | GENERAL ELECTRIC | MS7001E | 1981-11-01 | 2011 | 952 | 2 | TURBINE 1C-GE MS7001E COMB CYCLE NATURAL GAS | NATURAL GAS | 209 | Natural Gas |  |  | 204 | E6FT3 | N | 5 | 2 | 52 | 6 | 2 | 22
0420001 | STONY BROOK ENERGY CENTER |  | MOODY ST |  | LUDLOW | MA | 010560000 | 327 MOODY STREET |  | LUDLOW | MA | 010560000 | N | UTILITY | OP9 | MASS MUNICIPAL WHOLESALE ELECTRIC COMPANY | 4135890141 | mmwec@mmwec.org | DECURZIO | RONALD | 4133081358 | rdecurzio@mmwec.org | MICHAEL | DIMAURO | 4133081243 | MDIMAURO@MMWEC.ORG | 4 | COMBUSTION TURBINE #2A-GE #MS-7001E #2 OIL |  | COMBUSTION TURBINE | GENERAL ELECTRIC | MS7001E | 1982-11-01 | 2011 | 952 | 1 | TURBINE 2A-GE MS7001E SIMPLE CYCLE #2 OIL | DIESEL | 44 | DIESEL | 0.235 | 0.005 | 20187.2 | E6BTU | N | 3 | 1 | 52 | 2 | 1 | 22
0420001 | STONY BROOK ENERGY CENTER |  | MOODY ST |  | LUDLOW | MA | 010560000 | 327 MOODY STREET |  | LUDLOW | MA | 010560000 | N | UTILITY | OP9 | MASS MUNICIPAL WHOLESALE ELECTRIC COMPANY | 4135890141 | mmwec@mmwec.org | DECURZIO | RONALD | 4133081358 | rdecurzio@mmwec.org | MICHAEL | DIMAURO | 4133081243 | MDIMAURO@MMWEC.ORG | 5 | COMBUSTION TURBINE #2B-GE MS-7001E #2 OIL |  | COMBUSTION TURBINE | GENERAL ELECTRIC | MS7001E | 1982-11-01 | 2011 | 952 | 1 | TURBINE 2B-GE MS7001E SIMPLE CYCLE #2 OIL | DIESEL | 44 | DIESEL | 0.235 | 0.005 | 16318.1 | E6BTU | N | 2 | 1 | 52 | 1 | 1 | 22
0420001 | STONY BROOK ENERGY CENTER |  | MOODY ST |  | LUDLOW | MA | 010560000 | 327 MOODY STREET |  | LUDLOW | MA | 010560000 | N | UTILITY | OP9 | MASS MUNICIPAL WHOLESALE ELECTRIC COMPANY | 4135890141 | mmwec@mmwec.org | DECURZIO | RONALD | 4133081358 | rdecurzio@mmwec.org | MICHAEL | DIMAURO | 4133081243 | MDIMAURO@MMWEC.ORG | 6 | AUX BOILER #A-KEELER #DS-40 #2 OIL |  | BOILER | E. KEELER CO. | DS-40 | 1981-11-01 | 2011 | 49 | 1 | AUX BOILER A-KEELER DS-40 #2 OIL | NO.2 | 58 | Distillate Oil (No. 2) | 0.235 | 0.005 | 50.732 | E3GAL | N | 4 | 4 | 26 | 1 | 2 | 22
0420001 | STONY BROOK ENERGY CENTER |  | MOODY ST |  | LUDLOW | MA | 010560000 | 327 MOODY STREET |  | LUDLOW | MA | 010560000 | N | UTILITY | OP9 | MASS MUNICIPAL WHOLESALE ELECTRIC COMPANY | 4135890141 | mmwec@mmwec.org | DECURZIO | RONALD | 4133081358 | rdecurzio@mmwec.org | MICHAEL | DIMAURO | 4133081243 | MDIMAURO@MMWEC.ORG | 7 | AUX BOILER #B-KEELER #DS-40 #2 OIL |  | BOILER | E. KEELER CO. | DS-40 | 1981-11-01 | 2011 | 49 | 1 | AUX BOILER B-KEELER DS-40 #2 OIL | NO.2 | 58 | Distillate Oil (No. 2) | 0.235 | 0.005 | 55.321 | E3GAL | N | 3 | 3 | 52 | 1 | 2 | 22
0420001 | STONY BROOK ENERGY CENTER |  | MOODY ST |  | LUDLOW | MA | 010560000 | 327 MOODY STREET |  | LUDLOW | MA | 010560000 | N | UTILITY | OP9 | MASS MUNICIPAL WHOLESALE ELECTRIC COMPANY | 4135890141 | mmwec@mmwec.org | DECURZIO | RONALD | 4133081358 | rdecurzio@mmwec.org | MICHAEL | DIMAURO | 4133081243 | MDIMAURO@MMWEC.ORG | 15 | BLACK START DIESEL #1 | 15 | ENGINE | CATEPILLAR | 3516 | 2007-09-11 | 2011 | 19.3 | 1 | #2 ULSD DIESEL | DIESEL | 44 | DIESEL | 0.0015 | 0 | 7.762 | E3GAL | N | 1 | 1 | 52 | 1 | 1 | 22
0420001 | STONY BROOK ENERGY CENTER |  | MOODY ST |  | LUDLOW | MA | 010560000 | 327 MOODY STREET |  | LUDLOW | MA | 010560000 | N | UTILITY | OP9 | MASS MUNICIPAL WHOLESALE ELECTRIC COMPANY | 4135890141 | mmwec@mmwec.org | DECURZIO | RONALD | 4133081358 | rdecurzio@mmwec.org | MICHAEL | DIMAURO | 4133081243 | MDIMAURO@MMWEC.ORG | 16 | BLACK START DIESEL #2 |  | ENGINE | CATEPILLAR | 3516 | 2007-09-11 | 2011 | 19.3 | 1 | #2 ULSD DIESEL OIL | DIESEL | 44 | DIESEL | 0.0015 | 0 | 7.546 | E3GAL | N | 1 | 1 | 52 | 1 | 1 | 22
0420003 | AMHERST COLLEGE |  | 151 COLLEGE ST | CO-GENERATION PLANT | AMHERST | MA | 010020000 | 151 COLLEGE ST | CO-GENERATION PLANT | AMHERST | MA | 010020000 | N | PRIVATE | SM80-R | TRUSTEES OF AMHERST COLLEGE | 4135428189 | ramears@amherst.edu | JEFF | ISABELLE | 4135422261 | jmisabelle@amherst.edu | JEFF | ISABELLE | 4135422261 | jmisabelle@amherst.edu | 1 | BOILER #1 |  | BOILER | BABCOCK AND WILCOK | FM-2280 | 1973-01-01 | 2011 | 62 | 1 | BOILER 1 2.2S | NO.6 | 923 | Residual Oil (No. 6) | 2.2 | 0.07 | 0 | E3GAL | N | 24 | 7 | 26 | 24 | 7 | 10
0420003 | AMHERST COLLEGE |  | 151 COLLEGE ST | CO-GENERATION PLANT | AMHERST | MA | 010020000 | 151 COLLEGE ST | CO-GENERATION PLANT | AMHERST | MA | 010020000 | N | PRIVATE | SM80-R | TRUSTEES OF AMHERST COLLEGE | 4135428189 | ramears@amherst.edu | JEFF | ISABELLE | 4135422261 | jmisabelle@amherst.edu | JEFF | ISABELLE | 4135422261 | jmisabelle@amherst.edu | 1 | BOILER #1 |  | BOILER | BABCOCK AND WILCOK | FM-2280 | 1973-01-01 | 2011 | 62 | 2 | BOILER #1-BABCOCK+WILCOX FM2280 NATURAL GAS | NATURAL GAS | 209 | Natural Gas |  |  | 16.55 | E6FT3 | N | 24 | 7 | 26 | 24 | 7 | 10
0420003 | AMHERST COLLEGE |  | 151 COLLEGE ST | CO-GENERATION PLANT | AMHERST | MA | 010020000 | 151 COLLEGE ST | CO-GENERATION PLANT | AMHERST | MA | 010020000 | N | PRIVATE | SM80-R | TRUSTEES OF AMHERST COLLEGE | 4135428189 | ramears@amherst.edu | JEFF | ISABELLE | 4135422261 | jmisabelle@amherst.edu | JEFF | ISABELLE | 4135422261 | jmisabelle@amherst.edu | 1 | BOILER #1 |  | BOILER | BABCOCK AND WILCOK | FM-2280 | 1973-01-01 | 2011 | 62 | 3 | BOILER 1-BABCOCK WILCOX FM2280 6 OIL-1S | NO.6 | 923 | Residual Oil (No. 6) | 1 | 0.1 | 139.5 | E3GAL | N | 24 | 7 | 26 | 24 | 7 | 10
0420003 | AMHERST COLLEGE |  | 151 COLLEGE ST | CO-GENERATION PLANT | AMHERST | MA | 010020000 | 151 COLLEGE ST | CO-GENERATION PLANT | AMHERST | MA | 010020000 | N | PRIVATE | SM80-R | TRUSTEES OF AMHERST COLLEGE | 4135428189 | ramears@amherst.edu | JEFF | ISABELLE | 4135422261 | jmisabelle@amherst.edu | JEFF | ISABELLE | 4135422261 | jmisabelle@amherst.edu | 2 | BOILER 2 |  | BOILER | BABCOCK AND WILCOK | FM-2280 | 1973-01-01 | 2011 | 62 | 1 | BOILER 2 2.2 S | NO.6 | 923 | Residual Oil (No. 6) | 2.2 | 0.07 | 0 | E3GAL | N | 24 | 7 | 26 | 24 | 7 | 10
0420003 | AMHERST COLLEGE |  | 151 COLLEGE ST | CO-GENERATION PLANT | AMHERST | MA | 010020000 | 151 COLLEGE ST | CO-GENERATION PLANT | AMHERST | MA | 010020000 | N | PRIVATE | SM80-R | TRUSTEES OF AMHERST COLLEGE | 4135428189 | ramears@amherst.edu | JEFF | ISABELLE | 4135422261 | jmisabelle@amherst.edu | JEFF | ISABELLE | 4135422261 | jmisabelle@amherst.edu | 2 | BOILER 2 |  | BOILER | BABCOCK AND WILCOK | FM-2280 | 1973-01-01 | 2011 | 62 | 2 | BOILER 2 NATURAL GAS | NATURAL GAS | 209 | Natural Gas |  |  | 16.5 | E6FT3 | N | 24 | 7 | 26 | 24 | 7 | 10
0420003 | AMHERST COLLEGE |  | 151 COLLEGE ST | CO-GENERATION PLANT | AMHERST | MA | 010020000 | 151 COLLEGE ST | CO-GENERATION PLANT | AMHERST | MA | 010020000 | N | PRIVATE | SM80-R | TRUSTEES OF AMHERST COLLEGE | 4135428189 | ramears@amherst.edu | JEFF | ISABELLE | 4135422261 | jmisabelle@amherst.edu | JEFF | ISABELLE | 4135422261 | jmisabelle@amherst.edu | 2 | BOILER 2 |  | BOILER | BABCOCK AND WILCOK | FM-2280 | 1973-01-01 | 2011 | 62 | 3 | BOILER 2 OIL 1S | NO.6 | 923 | Residual Oil (No. 6) | 1 | 0.1 | 139.5 | E3GAL | N | 24 | 7 | 26 | 24 | 7 | 10
0420003 | AMHERST COLLEGE |  | 151 COLLEGE ST | CO-GENERATION PLANT | AMHERST | MA | 010020000 | 151 COLLEGE ST | CO-GENERATION PLANT | AMHERST | MA | 010020000 | N | PRIVATE | SM80-R | TRUSTEES OF AMHERST COLLEGE | 4135428189 | ramears@amherst.edu | JEFF | ISABELLE | 4135422261 | jmisabelle@amherst.edu | JEFF | ISABELLE | 4135422261 | jmisabelle@amherst.edu | 4 | HRSG DUCT BURNER |  | COEN DUCT BURNER | COEN | 40CC1524T-1 | 2007-11-25 | 2011 | 14 | 1 | ULTRA LOW SULFUR DIESEL | DIESEL | 44 | DIESEL | 0 | 0 | 186.99 | E6BTU | N | 8 | 7 | 26 | 0 | 0 | 0
0420003 | AMHERST COLLEGE |  | 151 COLLEGE ST | CO-GENERATION PLANT | AMHERST | MA | 010020000 | 151 COLLEGE ST | CO-GENERATION PLANT | AMHERST | MA | 010020000 | N | PRIVATE | SM80-R | TRUSTEES OF AMHERST COLLEGE | 4135428189 | ramears@amherst.edu | JEFF | ISABELLE | 4135422261 | jmisabelle@amherst.edu | JEFF | ISABELLE | 4135422261 | jmisabelle@amherst.edu | 4 | HRSG DUCT BURNER |  | COEN DUCT BURNER | COEN | 40CC1524T-1 | 2007-11-25 | 2011 | 14 | 2 | NATURAL GAS | NATURAL GAS | 209 | Natural Gas |  |  | 20 | E6FT3 | N | 8 | 7 | 26 | 0 | 0 | 0
0420003 | AMHERST COLLEGE |  | 151 COLLEGE ST | CO-GENERATION PLANT | AMHERST | MA | 010020000 | 151 COLLEGE ST | CO-GENERATION PLANT | AMHERST | MA | 010020000 | N | PRIVATE | SM80-R | TRUSTEES OF AMHERST COLLEGE | 4135428189 | ramears@amherst.edu | JEFF | ISABELLE | 4135422261 | jmisabelle@amherst.edu | JEFF | ISABELLE | 4135422261 | jmisabelle@amherst.edu | 5 | COMBUSTION TURBINE |  | ENGINE | SOLAR | SATURN 20 | 2007-11-25 | 2011 | 18.18 | 1 | NATURAL GAS | NATURAL GAS | 209 | Natural Gas |  |  | 109958 | E6BTU | Y | 24 | 7 | 52 | 24 | 7 | 22
0420003 | AMHERST COLLEGE |  | 151 COLLEGE ST | CO-GENERATION PLANT | AMHERST | MA | 010020000 | 151 COLLEGE ST | CO-GENERATION PLANT | AMHERST | MA | 010020000 | N | PRIVATE | SM80-R | TRUSTEES OF AMHERST COLLEGE | 4135428189 | ramears@amherst.edu | JEFF | ISABELLE | 4135422261 | jmisabelle@amherst.edu | JEFF | ISABELLE | 4135422261 | jmisabelle@amherst.edu | 5 | COMBUSTION TURBINE |  | ENGINE | SOLAR | SATURN 20 | 2007-11-25 | 2011 | 18.18 | 3 | ULTRA LOW SULFUR DIESEL | DIESEL | 44 | DIESEL | 0 | 0 | 20300 | E6BTU | Y | 24 | 7 | 52 | 24 | 7 | 22
0420004 | UMASS AMHERST CAMPUS |  | 360 CAMPUS CENTER WAY | PHYSICAL PLANT DEPT | AMHERST | MA | 010030000 | 360 CAMPUS CENTER WAY | PHYSICAL PLANT DEPT | AMHERST | MA | 010030000 | Y | STATE | OP9 | UNIVERSITY OF MASSACHUSETTS AMHERST | 4135452682 | DROBINSON@EHS.UMASS.EDU | DON | ROBINSON | 4135452682 | DROBINSON@EHS.UMASS.EDU | RAY | JACKSON | 4135456444 | rjackson@facil.umass.edu | 9 | EMER GEN #GRP 3 - CAT(8) 3304,3306B, 3406 - #2 OIL | 6 | ENGINE | CATERPILLAR | 3304/3306B/3406 | 2000-01-01 | 2011 | 22.4 | 1 | EMER GEN #GRP-3 - CAT(4) 3304+3306B- #2 OIL 0.3 S | DIESEL | 44 | DIESEL | 0.05 | 0 | 809.988 | E6BTU | N | 2 | 1 | 52 | 2 | 1 | 22
0420004 | UMASS AMHERST CAMPUS |  | 360 CAMPUS CENTER WAY | PHYSICAL PLANT DEPT | AMHERST | MA | 010030000 | 360 CAMPUS CENTER WAY | PHYSICAL PLANT DEPT | AMHERST | MA | 010030000 | Y | STATE | OP9 | UNIVERSITY OF MASSACHUSETTS AMHERST | 4135452682 | DROBINSON@EHS.UMASS.EDU | DON | ROBINSON | 4135452682 | DROBINSON@EHS.UMASS.EDU | RAY | JACKSON | 4135456444 | rjackson@facil.umass.edu | 10 | EMER GEN #GRP-4 - CUMMMINS 8 UNITS - #2 OIL | 8 | ENGINE | CUMMINS | HRF-6-1P, NH-220-GS, NHRS-6-IPG | 1966-01-01 | 2011 | 12.53 | 1 | EMER GEN #GRP-4 - CUMMINS (8) #2 OIL 0.3 S | DIESEL | 44 | DIESEL | 0.05 | 0 | 157.08 | E6BTU | N | 1 | 1 | 52 | 1 | 1 | 22
0420004 | UMASS AMHERST CAMPUS |  | 360 CAMPUS CENTER WAY | PHYSICAL PLANT DEPT | AMHERST | MA | 010030000 | 360 CAMPUS CENTER WAY | PHYSICAL PLANT DEPT | AMHERST | MA | 010030000 | Y | STATE | OP9 | UNIVERSITY OF MASSACHUSETTS AMHERST | 4135452682 | DROBINSON@EHS.UMASS.EDU | DON | ROBINSON | 4135452682 | DROBINSON@EHS.UMASS.EDU | RAY | JACKSON | 4135456444 | rjackson@facil.umass.edu | 16 | EMER GEN #GRP-5 - KOHLER GENERATORS (7) #2 OIL | 4 | ENGINE | KOHLER/CATERPILLAR | UNKNOWN | 1999-01-01 | 2011 | 16.75 | 1 | EMER GEN #GRP-5 - KOHLER (2) #2 OIL 0.3 S | DIESEL | 44 | DIESEL | 0.05 | 0 | 363.51 | E6BTU | N | 2 | 1 | 52 | 2 | 1 | 22
0420004 | UMASS AMHERST CAMPUS |  | 360 CAMPUS CENTER WAY | PHYSICAL PLANT DEPT | AMHERST | MA | 010030000 | 360 CAMPUS CENTER WAY | PHYSICAL PLANT DEPT | AMHERST | MA | 010030000 | Y | STATE | OP9 | UNIVERSITY OF MASSACHUSETTS AMHERST | 4135452682 | DROBINSON@EHS.UMASS.EDU | DON | ROBINSON | 4135452682 | DROBINSON@EHS.UMASS.EDU | RAY | JACKSON | 4135456444 | rjackson@facil.umass.edu | 18 | EMER GEN #GRP-7 - VARIOUS (15 UNITS) NATURAL GAS | 14 | ENGINE | CATERPILLAR, ONAN, KOHLER,GENERAC | VARIES | 1999-01-01 | 2011 | 10.607 | 1 | EMER GEN #GRP-7 - VARIOUS (14) NATURAL GAS | NATURAL GAS | 209 | Natural Gas |  |  | 0.45 | E6FT3 | N | 2 | 2 | 52 | 2 | 2 | 22
0420004 | UMASS AMHERST CAMPUS |  | 360 CAMPUS CENTER WAY | PHYSICAL PLANT DEPT | AMHERST | MA | 010030000 | 360 CAMPUS CENTER WAY | PHYSICAL PLANT DEPT | AMHERST | MA | 010030000 | Y | STATE | OP9 | UNIVERSITY OF MASSACHUSETTS AMHERST | 4135452682 | DROBINSON@EHS.UMASS.EDU | DON | ROBINSON | 4135452682 | DROBINSON@EHS.UMASS.EDU | RAY | JACKSON | 4135456444 | rjackson@facil.umass.edu | 32 | COMBUSTION TURBINE GENERATOR (EMISSION UNIT 15A) |  | GAS TURBINE | SOLAR | MARS 100 SERIES | 2008-01-18 | 2011 | 137.9 | 1 | NATURAL GAS | NATURAL GAS | 209 | Natural Gas |  |  | 1042830 | E6BTU | N | 24 | 7 | 48 | 24 | 7 | 19
0420004 | UMASS AMHERST CAMPUS |  | 360 CAMPUS CENTER WAY | PHYSICAL PLANT DEPT | AMHERST | MA | 010030000 | 360 CAMPUS CENTER WAY | PHYSICAL PLANT DEPT | AMHERST | MA | 010030000 | Y | STATE | OP9 | UNIVERSITY OF MASSACHUSETTS AMHERST | 4135452682 | DROBINSON@EHS.UMASS.EDU | DON | ROBINSON | 4135452682 | DROBINSON@EHS.UMASS.EDU | RAY | JACKSON | 4135456444 | rjackson@facil.umass.edu | 32 | COMBUSTION TURBINE GENERATOR (EMISSION UNIT 15A) |  | GAS TURBINE | SOLAR | MARS 100 SERIES | 2008-01-18 | 2011 | 137.9 | 2 | ULTRA-LOW SULFUR DIESEL | DIESEL | 44 | DIESEL | 0.0015 | 0 | 23008 | E6BTU | N | 24 | 7 | 48 | 24 | 7 | 19
0420004 | UMASS AMHERST CAMPUS |  | 360 CAMPUS CENTER WAY | PHYSICAL PLANT DEPT | AMHERST | MA | 010030000 | 360 CAMPUS CENTER WAY | PHYSICAL PLANT DEPT | AMHERST | MA | 010030000 | Y | STATE | OP9 | UNIVERSITY OF MASSACHUSETTS AMHERST | 4135452682 | DROBINSON@EHS.UMASS.EDU | DON | ROBINSON | 4135452682 | DROBINSON@EHS.UMASS.EDU | RAY | JACKSON | 4135456444 | rjackson@facil.umass.edu | 33 | HRSG WITH DUCT BURNER (EMISSION UNIT 15B) |  | DUCT BURNER | SOLAR | UNKNOWN | 2008-01-18 | 2011 | 91.8 | 1 | NATURAL GAS | NATURAL GAS | 209 | Natural Gas |  |  | 267550 | E6BTU | N | 24 | 7 | 33 | 24 | 7 | 12
0420004 | UMASS AMHERST CAMPUS |  | 360 CAMPUS CENTER WAY | PHYSICAL PLANT DEPT | AMHERST | MA | 010030000 | 360 CAMPUS CENTER WAY | PHYSICAL PLANT DEPT | AMHERST | MA | 010030000 | Y | STATE | OP9 | UNIVERSITY OF MASSACHUSETTS AMHERST | 4135452682 | DROBINSON@EHS.UMASS.EDU | DON | ROBINSON | 4135452682 | DROBINSON@EHS.UMASS.EDU | RAY | JACKSON | 4135456444 | rjackson@facil.umass.edu | 34 | BOILER #200-HP (EMISSION UNIT #16A) |  | BOILER | RENTECH | HIGH PRESSURE D-TYPE WATERTUBE | 2008-01-04 | 2011 | 180 | 1 | NATURAL GAS | NATURAL GAS | 209 | Natural Gas |  |  | 197.42 | E6FT3 | N | 24 | 7 | 25 | 24 | 7 | 5
0420004 | UMASS AMHERST CAMPUS |  | 360 CAMPUS CENTER WAY | PHYSICAL PLANT DEPT | AMHERST | MA | 010030000 | 360 CAMPUS CENTER WAY | PHYSICAL PLANT DEPT | AMHERST | MA | 010030000 | Y | STATE | OP9 | UNIVERSITY OF MASSACHUSETTS AMHERST | 4135452682 | DROBINSON@EHS.UMASS.EDU | DON | ROBINSON | 4135452682 | DROBINSON@EHS.UMASS.EDU | RAY | JACKSON | 4135456444 | rjackson@facil.umass.edu | 34 | BOILER #200-HP (EMISSION UNIT #16A) |  | BOILER | RENTECH | HIGH PRESSURE D-TYPE WATERTUBE | 2008-01-04 | 2011 | 180 | 2 | ULTRA-LOW SULFUR DIESEL | NO.2 | 58 | Distillate Oil (No. 2) | 0.0015 | 0 | 560.52 | E3GAL | N | 24 | 7 | 25 | 24 | 7 | 5
0420004 | UMASS AMHERST CAMPUS |  | 360 CAMPUS CENTER WAY | PHYSICAL PLANT DEPT | AMHERST | MA | 010030000 | 360 CAMPUS CENTER WAY | PHYSICAL PLANT DEPT | AMHERST | MA | 010030000 | Y | STATE | OP9 | UNIVERSITY OF MASSACHUSETTS AMHERST | 4135452682 | DROBINSON@EHS.UMASS.EDU | DON | ROBINSON | 4135452682 | DROBINSON@EHS.UMASS.EDU | RAY | JACKSON | 4135456444 | rjackson@facil.umass.edu | 35 | BOILER #300-LP (EMISSION UNIT #16B) |  | BOILER | RENTECH | HIGH PRESSURE BOILER D TYPE WATERTUBE | 2008-01-16 | 2011 | 180 | 1 | NATURAL GAS | NATURAL GAS | 209 | Natural Gas |  |  | 74.45 | E6FT3 | N | 24 | 7 | 25 | 24 | 7 | 20
0420004 | UMASS AMHERST CAMPUS |  | 360 CAMPUS CENTER WAY | PHYSICAL PLANT DEPT | AMHERST | MA | 010030000 | 360 CAMPUS CENTER WAY | PHYSICAL PLANT DEPT | AMHERST | MA | 010030000 | Y | STATE | OP9 | UNIVERSITY OF MASSACHUSETTS AMHERST | 4135452682 | DROBINSON@EHS.UMASS.EDU | DON | ROBINSON | 4135452682 | DROBINSON@EHS.UMASS.EDU | RAY | JACKSON | 4135456444 | rjackson@facil.umass.edu | 35 | BOILER #300-LP (EMISSION UNIT #16B) |  | BOILER | RENTECH | HIGH PRESSURE BOILER D TYPE WATERTUBE | 2008-01-16 | 2011 | 180 | 2 | ULTRA-LOW SULFUR DIESEL | NO.2 | 58 | Distillate Oil (No. 2) | 0.0015 | 0 | 833.28 | E3GAL | N | 24 | 7 | 25 | 24 | 7 | 20
0420004 | UMASS AMHERST CAMPUS |  | 360 CAMPUS CENTER WAY | PHYSICAL PLANT DEPT | AMHERST | MA | 010030000 | 360 CAMPUS CENTER WAY | PHYSICAL PLANT DEPT | AMHERST | MA | 010030000 | Y | STATE | OP9 | UNIVERSITY OF MASSACHUSETTS AMHERST | 4135452682 | DROBINSON@EHS.UMASS.EDU | DON | ROBINSON | 4135452682 | DROBINSON@EHS.UMASS.EDU | RAY | JACKSON | 4135456444 | rjackson@facil.umass.edu | 36 | BOILER #400-LP (EMISSION UNIT #16B) |  | BOILER | RENTECH | LOW PRESSURE D-TYPE WATERTUBE | 2008-01-12 | 2011 | 162 | 1 | NATURAL GAS | NATURAL GAS | 209 | Natural Gas |  |  | 63.68 | E6FT3 | N | 24 | 6 | 21 | 24 | 6 | 8
0420004 | UMASS AMHERST CAMPUS |  | 360 CAMPUS CENTER WAY | PHYSICAL PLANT DEPT | AMHERST | MA | 010030000 | 360 CAMPUS CENTER WAY | PHYSICAL PLANT DEPT | AMHERST | MA | 010030000 | Y | STATE | OP9 | UNIVERSITY OF MASSACHUSETTS AMHERST | 4135452682 | DROBINSON@EHS.UMASS.EDU | DON | ROBINSON | 4135452682 | DROBINSON@EHS.UMASS.EDU | RAY | JACKSON | 4135456444 | rjackson@facil.umass.edu | 36 | BOILER #400-LP (EMISSION UNIT #16B) |  | BOILER | RENTECH | LOW PRESSURE D-TYPE WATERTUBE | 2008-01-12 | 2011 | 162 | 2 | ULTRA-LOW SULFUR DIESEL | NO.2 | 58 | Distillate Oil (No. 2) | 0.0015 | 0 | 861.78 | E3GAL | N | 24 | 6 | 21 | 24 | 6 | 8
0420005 | TENNESSEE GAS PIPELINE COMPANY LLC | COMPRESSOR STATION 261 | 1615 SUFFIELD ST |  | AGAWAM | MA | 010010000 | 1001 LOUISIANA ST |  | HOUSTON | TX | 770020000 | N | PRIVATE | OP3 | TENNESSEE GAS PIPELINE | 4137861933 | trinh.m.tran@elpaso.com | DAVID J. | CARROLL | 5082718922 | David.Carroll@ElPaso.com | TRINH | TRAN | 7134207931 | trinh.m.tran@elpaso.com | 1 | TURBINE #1B-SOLAR SATURN T-1001 (EU#2) |  | TURBINE | SOLAR | SATURN T-1001 | 1965-11-01 | 2011 | 16.46 | 1 | TURBINE #1B-SOLAR SATURN T-1001 B01 NATURAL GAS | NATURAL GAS | 209 | Natural Gas |  |  | 14045 | E6BTU | N | 24 | 7 | 7 | 24 | 7 | 5
0420005 | TENNESSEE GAS PIPELINE COMPANY LLC | COMPRESSOR STATION 261 | 1615 SUFFIELD ST |  | AGAWAM | MA | 010010000 | 1001 LOUISIANA ST |  | HOUSTON | TX | 770020000 | N | PRIVATE | OP3 | TENNESSEE GAS PIPELINE | 4137861933 | trinh.m.tran@elpaso.com | DAVID J. | CARROLL | 5082718922 | David.Carroll@ElPaso.com | TRINH | TRAN | 7134207931 | trinh.m.tran@elpaso.com | 2 | TURBINE #1C-SOLAR CENTAUR T-4500 (EU#3) |  | TURBINE | SOLAR | CENTAUR T-4500 | 1976-11-01 | 2011 | 51.4 | 1 | TURBINE #1C-SOLAR CENTAUR T-4500 C01 NATURAL GAS | NATURAL GAS | 209 | Natural Gas |  |  | 52145 | E6BTU | N | 24 | 7 | 8 | 24 | 7 | 2
0420005 | TENNESSEE GAS PIPELINE COMPANY LLC | COMPRESSOR STATION 261 | 1615 SUFFIELD ST |  | AGAWAM | MA | 010010000 | 1001 LOUISIANA ST |  | HOUSTON | TX | 770020000 | N | PRIVATE | OP3 | TENNESSEE GAS PIPELINE | 4137861933 | trinh.m.tran@elpaso.com | DAVID J. | CARROLL | 5082718922 | David.Carroll@ElPaso.com | TRINH | TRAN | 7134207931 | trinh.m.tran@elpaso.com | 3 | TURBINE #13-SOLAR CENTAUR H (D1) (EU#1) |  | TURBINE | SOLAR | CENTAUR H | 1991-12-01 | 2011 | 54.8 | 1 | TURBINE #1D-SOLAR CENTAUR H D01 NATURAL GAS | NATURAL GAS | 209 | Natural Gas |  |  | 72901 | E6BTU | N | 24 | 7 | 9 | 24 | 7 | 1
0420005 | TENNESSEE GAS PIPELINE COMPANY LLC | COMPRESSOR STATION 261 | 1615 SUFFIELD ST |  | AGAWAM | MA | 010010000 | 1001 LOUISIANA ST |  | HOUSTON | TX | 770020000 | N | PRIVATE | OP3 | TENNESSEE GAS PIPELINE | 4137861933 | trinh.m.tran@elpaso.com | DAVID J. | CARROLL | 5082718922 | David.Carroll@ElPaso.com | TRINH | TRAN | 7134207931 | trinh.m.tran@elpaso.com | 11 | EU#4 - SOLAR CENTAUR 50 GAS TURBINE - A05 |  | TURBINE | SOLAR | CENTAUR 50 | 2000-08-15 | 2011 | 60 | 1 | EU#4-SOLAR CENTAUR 50 GAS TURBINE NAT GAS | NATURAL GAS | 209 | Natural Gas |  |  | 91577 | E6BTU | N | 24 | 7 | 11 | 24 | 7 | 2
0420006 | COVANTA SPRINGFIELD LLC | PIONEER VALLEY RESOURCE RECOVERY | 200 M ST |  | AGAWAM | MA | 010010000 | 188 M STREET |  | AGAWAM | MA | 010010000 | N | PRIVATE | OP6 | COVANTA SPRINGFIELD LLC | 4137855120 | hmeyer@covantaenergy.com | EDWARD | PORTER | 4137855120 | sporter@covantaenergy.com | RICK | MEYER | 4132335613 | hmeyer@covantaenergy.com | 4 | BOILER #1-CLEAVER BROOKS LANDFILL+NATURAL GAS |  | BOILER | CLEAVER BROOKS | D-34-LH | 1992-03-10 | 2010 | 18.48 | 1 | BOILER #1-CLEAVER BROOKS LANDFILL GAS | LANDFILL GAS | 502 | LANDFILL GAS | 0 | 0 | 0 | E6FT3 | N | 0 | 0 | 0 | 0 | 0 | 0
0420006 | COVANTA SPRINGFIELD LLC | PIONEER VALLEY RESOURCE RECOVERY | 200 M ST |  | AGAWAM | MA | 010010000 | 188 M STREET |  | AGAWAM | MA | 010010000 | N | PRIVATE | OP6 | COVANTA SPRINGFIELD LLC | 4137855120 | hmeyer@covantaenergy.com | EDWARD | PORTER | 4137855120 | sporter@covantaenergy.com | RICK | MEYER | 4132335613 | hmeyer@covantaenergy.com | 4 | BOILER #1-CLEAVER BROOKS LANDFILL+NATURAL GAS |  | BOILER | CLEAVER BROOKS | D-34-LH | 1992-03-10 | 2010 | 18.48 | 2 | BOILER #1-CLEAVER BROOKS NATURAL GAS | NATURAL GAS | 209 | Natural Gas |  |  | 0 | E6FT3 | N | 0 | 0 | 0 | 0 | 0 | 0
0420007 | MASSPOWER |  | 750 WORCESTER ST |  | SPRINGFIELD | MA | 011510000 | 750 WORCESTER ST |  | INDIAN ORCHARD | MA | 011510000 | N | PRIVATE | OP8 | MASSPOWER | 4137316611 | MJOYCE@EQPWR.COM | MICHAEL | JOYCE | 4137316611 | MJOYCE@EQPWR.COM | SCOTT | PATERSON | 4137316611X3007 | spaterson@eqpwr.com | 1 | TURBINE #1A-GE FRAME 7EA 80MW DUAL FUEL |  | COMBUSTION TURBINE (COMBINED CYCLE) | GENERAL ELECTRIC | FRAME 7EA | 1993-07-15 | 2011 | 1250 | 1 | TURBINE #1A-GE FRAME 7EA-80MW NATURAL GAS | NATURAL GAS | 209 | Natural Gas |  |  | 3391354 | E6BTU | N | 18 | 7 | 30 | 19 | 5 | 19
0420007 | MASSPOWER |  | 750 WORCESTER ST |  | SPRINGFIELD | MA | 011510000 | 750 WORCESTER ST |  | INDIAN ORCHARD | MA | 011510000 | N | PRIVATE | OP8 | MASSPOWER | 4137316611 | MJOYCE@EQPWR.COM | MICHAEL | JOYCE | 4137316611 | MJOYCE@EQPWR.COM | SCOTT | PATERSON | 4137316611X3007 | spaterson@eqpwr.com | 1 | TURBINE #1A-GE FRAME 7EA 80MW DUAL FUEL |  | COMBUSTION TURBINE (COMBINED CYCLE) | GENERAL ELECTRIC | FRAME 7EA | 1993-07-15 | 2011 | 1250 | 2 | TURBINE #1A-GE FRAME 7EA-80MW DIESEL OIL | DIESEL | 44 | DIESEL | 0.05 | 0 | 0 | E6BTU | N | 18 | 7 | 30 | 19 | 5 | 19
0420007 | MASSPOWER |  | 750 WORCESTER ST |  | SPRINGFIELD | MA | 011510000 | 750 WORCESTER ST |  | INDIAN ORCHARD | MA | 011510000 | N | PRIVATE | OP8 | MASSPOWER | 4137316611 | MJOYCE@EQPWR.COM | MICHAEL | JOYCE | 4137316611 | MJOYCE@EQPWR.COM | SCOTT | PATERSON | 4137316611X3007 | spaterson@eqpwr.com | 2 | TURBINE #1B-GE FRAME 7EA 80MW DUAL FUEL |  | COMBUSTION TURBINE (COMBINED CYCLE) | GENERAL ELECTRIC | FRAME 7EA | 1993-07-15 | 2011 | 1250 | 1 | TURBINE #1B-GEN ELEC 74E1-80MW DIESEL OIL | DIESEL | 44 | DIESEL | 0.05 | 0 | 0 | E6BTU | N | 19 | 7 | 30 | 18 | 6 | 19
0420007 | MASSPOWER |  | 750 WORCESTER ST |  | SPRINGFIELD | MA | 011510000 | 750 WORCESTER ST |  | INDIAN ORCHARD | MA | 011510000 | N | PRIVATE | OP8 | MASSPOWER | 4137316611 | MJOYCE@EQPWR.COM | MICHAEL | JOYCE | 4137316611 | MJOYCE@EQPWR.COM | SCOTT | PATERSON | 4137316611X3007 | spaterson@eqpwr.com | 2 | TURBINE #1B-GE FRAME 7EA 80MW DUAL FUEL |  | COMBUSTION TURBINE (COMBINED CYCLE) | GENERAL ELECTRIC | FRAME 7EA | 1993-07-15 | 2011 | 1250 | 2 | TURBINE #1B-GEN ELEC 74E1-80MW NATURAL GAS | NATURAL GAS | 209 | Natural Gas |  |  | 3560428 | E6BTU | N | 19 | 7 | 30 | 18 | 6 | 19
0420012 | OMG INC |  | 153 BOWLES RD |  | AGAWAM | MA | 010010000 | 153 BOWLES RD |  | AGAWAM | MA | 010010000 | N | PRIVATE | SM25 | OMG INC | 4137890252 | HMCGOVERN@olyfast.com | HUBERT | MCGOVERN | 4137890252 | HMCGOVERN@olyfast.com | MATTHEW | FULLER | 4137890252 | MFuller@olyfast.com | 1 | NATURAL GAS SPACE HEATERS (33) - VARIOUS MANUFACT | 33 | SPACE HEATERS | VARIOUS | VARIOUS | 1988-01-01 | 2009 | 17.9 | 1 | AIR HEATERS: VARIOUS MFG. NATURAL GAS | NATURAL GAS | 209 | Natural Gas |  |  | 17.28 | E6FT3 | N | 24 | 7 | 35 | 24 | 7 | 5
0420014 | CALLAWAY GOLF BALL OPERATIONS INC |  | 425 MEADOW ST |  | CHICOPEE | MA | 010130000 | 425 MEADOW ST |  | CHICOPEE | MA | 010130000 | N | PRIVATE | OP3 | CALLAWAY GOLF COMPANY | 4133222433 | mario.godbout@callawaygolf.com | MARIO | GODBOUT | 4135361200 | mario.godbout@callawaygolf.com | BRADLEY | PALKOVIC | 4133222640 | brad.palkovic@callawaygolf.com | 2 | BOILER #2-KEWANEE HM889 LBWP NATURAL GAS EU04 |  | BOILER | KEWANEE | HM889 20016WP | 1990-01-01 | 2011 | 14 | 1 | BOILER #2-KEWANEE HM889 LBWP NATURAL GAS EU04 | NATURAL GAS | 209 | Natural Gas |  |  | 0 | E6FT3 | N | 0 | 0 | 0 | 0 | 0 | 0
0420014 | CALLAWAY GOLF BALL OPERATIONS INC |  | 425 MEADOW ST |  | CHICOPEE | MA | 010130000 | 425 MEADOW ST |  | CHICOPEE | MA | 010130000 | N | PRIVATE | OP3 | CALLAWAY GOLF COMPANY | 4133222433 | mario.godbout@callawaygolf.com | MARIO | GODBOUT | 4135361200 | mario.godbout@callawaygolf.com | BRADLEY | PALKOVIC | 4133222640 | brad.palkovic@callawaygolf.com | 3 | BOILER #3-BIGELOW F DUAL FUEL EU02 |  | BOILER | BIGELOW | FHC-23 | 1968-01-01 | 2011 | 31 | 2 | BOILER #2-BIGELOW F - NATURAL GAS EU02 | NATURAL GAS | 209 | Natural Gas |  |  | 8.486 | E6FT3 | N | 24 | 7 | 30 | 24 | 7 | 13
0420014 | CALLAWAY GOLF BALL OPERATIONS INC |  | 425 MEADOW ST |  | CHICOPEE | MA | 010130000 | 425 MEADOW ST |  | CHICOPEE | MA | 010130000 | N | PRIVATE | OP3 | CALLAWAY GOLF COMPANY | 4133222433 | mario.godbout@callawaygolf.com | MARIO | GODBOUT | 4135361200 | mario.godbout@callawaygolf.com | BRADLEY | PALKOVIC | 4133222640 | brad.palkovic@callawaygolf.com | 4 | BOILER #3-YORK SHIPLEY SPH600 NAT GAS EU03 |  | BOILER | BIGELOW | SPH 600N/S1166 | 1973-01-01 | 2011 | 27 | 1 | BOILER #3-YORK SHIPLEY SPH600 NATURAL GAS EU03 | NATURAL GAS | 209 | Natural Gas |  |  | 2.327 | E6FT3 | N | 10 | 7 | 35 | 0 | 0 | 0
0420014 | CALLAWAY GOLF BALL OPERATIONS INC |  | 425 MEADOW ST |  | CHICOPEE | MA | 010130000 | 425 MEADOW ST |  | CHICOPEE | MA | 010130000 | N | PRIVATE | OP3 | CALLAWAY GOLF COMPANY | 4133222433 | mario.godbout@callawaygolf.com | MARIO | GODBOUT | 4135361200 | mario.godbout@callawaygolf.com | BRADLEY | PALKOVIC | 4133222640 | brad.palkovic@callawaygolf.com | 11 | DEP # 11 |  | BOILER | CLEAVER-BROOKS | CBI#700-250-150 | 2011-05-20 | 2011 | 10 | 1 | NATURAL GAS | NATURAL GAS | 209 | Natural Gas |  |  | 20.4145 | E6FT3 | N | 24 | 6 | 50 | 16 | 5 | 22
0420017 | WESTOVER AIR RESERVE BASE |  | 250 PATRIOT AVE |  | CHICOPEE | MA | 010220000 | 439 MSG/CEV | 250 PATRIOT AVENUE, BOX 35 | CHICOPEE | MA | 010221670 | N | FEDERAL | SM50 | WESTOVER AIR RESERVE BASE | 4135573588 | Robert.Swain@westover.af.mil | JOHN B. | MORIARTY | 4135572434 | John.Moriarty@westover.af.mil | GAIL F. | MILLER | 4135573036 | Gail.Miller@westover.af.mil | 20 | EU17-20 GENERATORS | 49 | ENGINE | JOHN DEERE | TD40-39 | 1980-01-01 | 2009 | 34.6944 | 1 | DIESEL .0015 PCT SULFUR | DIESEL | 44 | DIESEL | 0.0015 | 0.001 | 3.773 | E3GAL | N | 1 | 1 | 12 | 1 | 1 | 5
0420017 | WESTOVER AIR RESERVE BASE |  | 250 PATRIOT AVE |  | CHICOPEE | MA | 010220000 | 439 MSG/CEV | 250 PATRIOT AVENUE, BOX 35 | CHICOPEE | MA | 010221670 | N | FEDERAL | SM50 | WESTOVER AIR RESERVE BASE | 4135573588 | Robert.Swain@westover.af.mil | JOHN B. | MORIARTY | 4135572434 | John.Moriarty@westover.af.mil | GAIL F. | MILLER | 4135573036 | Gail.Miller@westover.af.mil | 21 | EU18-21FP FIRE PUMP #1-DIESEL | 4 | ENGINE | CATERPILLAR | 3412 | 1989-01-01 | 2009 | 22.4288 | 1 | DIESEL .03 PCT SULFER | DIESEL | 44 | DIESEL | 0.03 | 0.001 | 1.0466 | E3GAL | N | 1 | 1 | 12 | 1 | 1 | 5
0420017 | WESTOVER AIR RESERVE BASE |  | 250 PATRIOT AVE |  | CHICOPEE | MA | 010220000 | 439 MSG/CEV | 250 PATRIOT AVENUE, BOX 35 | CHICOPEE | MA | 010221670 | N | FEDERAL | SM50 | WESTOVER AIR RESERVE BASE | 4135573588 | Robert.Swain@westover.af.mil | JOHN B. | MORIARTY | 4135572434 | John.Moriarty@westover.af.mil | GAIL F. | MILLER | 4135573036 | Gail.Miller@westover.af.mil | 26 | EU16-00NGBLR COMBINED NAT GAS BOILERS | 66 | BOILER | A.O. SMITH | LB-500 | 2002-01-01 | 2009 | 58.8939 | 1 | NATURAL GAS | NATURAL GAS | 209 | Natural Gas |  |  | 69.0352 | E6FT3 | N | 24 | 7 | 52 | 24 | 7 | 10
0420017 | WESTOVER AIR RESERVE BASE |  | 250 PATRIOT AVE |  | CHICOPEE | MA | 010220000 | 439 MSG/CEV | 250 PATRIOT AVENUE, BOX 35 | CHICOPEE | MA | 010221670 | N | FEDERAL | SM50 | WESTOVER AIR RESERVE BASE | 4135573588 | Robert.Swain@westover.af.mil | JOHN B. | MORIARTY | 4135572434 | John.Moriarty@westover.af.mil | GAIL F. | MILLER | 4135573036 | Gail.Miller@westover.af.mil | 28 | EU16-00NGHTR COMBINED NATURAL GAS HEATERS | 296 | SPACE HEATERS | ROBERTS-GORDON | CRV B-10 | 2002-01-01 | 2009 | 30.653 | 1 | NATURAL GAS | NATURAL GAS | 209 | Natural Gas |  |  | 23.518 | E6FT3 | N | 24 | 7 | 52 | 8 | 7 | 18
0420033 | COCA-COLA NORTH AMERICA |  | 45 INDUSTRIAL DR |  | NORTHAMPTON | MA | 010600000 | 45 INDUSTRIAL DRIVE |  | NORTHAMPTON | MA | 010600000 | N | PRIVATE | SM50 | COCA-COLA NORTH AMERICA | 4135826550 | rvandendolder@na.ko.com | JAMES | LANE | 4135826508 | jlane@na.ko.com | RON | VANDENDOLDER | 4135826580 | rvandendolder@na.ko.com | 1 | BOILER #1-KEWANEE H3S-600G NATURAL GAS |  | BOILER | KEWANEE | H3S-600G | 1995-01-05 | 2009 | 25 | 1 | BOILER #1- KEWANEE H3S-600G NATURAL GAS | NATURAL GAS | 209 | Natural Gas |  |  | 51.16 | E6FT3 | N | 24 | 5 | 52 | 24 | 5 | 22
0420033 | COCA-COLA NORTH AMERICA |  | 45 INDUSTRIAL DR |  | NORTHAMPTON | MA | 010600000 | 45 INDUSTRIAL DRIVE |  | NORTHAMPTON | MA | 010600000 | N | PRIVATE | SM50 | COCA-COLA NORTH AMERICA | 4135826550 | rvandendolder@na.ko.com | JAMES | LANE | 4135826508 | jlane@na.ko.com | RON | VANDENDOLDER | 4135826580 | rvandendolder@na.ko.com | 2 | BOILER #2-KEWANEE #H3S-600G NATURAL GAS |  | BOILER | KEWANEE | H#S-600G | 1995-01-05 | 2009 | 25 | 1 | BOILER #2-KEWANEE H3S-600G NATURAL GAS | NATURAL GAS | 209 | Natural Gas |  |  | 51.16 | E6FT3 | N | 24 | 5 | 52 | 24 | 5 | 22
0420033 | COCA-COLA NORTH AMERICA |  | 45 INDUSTRIAL DR |  | NORTHAMPTON | MA | 010600000 | 45 INDUSTRIAL DRIVE |  | NORTHAMPTON | MA | 010600000 | N | PRIVATE | SM50 | COCA-COLA NORTH AMERICA | 4135826550 | rvandendolder@na.ko.com | JAMES | LANE | 4135826508 | jlane@na.ko.com | RON | VANDENDOLDER | 4135826580 | rvandendolder@na.ko.com | 3 | BOILER # 3 CLEAVER BROOKS |  | BOILER | CLEAVER BROOKS | CBI 700 600 150 | 2001-03-18 | 2009 | 25 | 1 | BOILER #3-CLEAVER BROOKS #CBI700600150 NAT GAS | NATURAL GAS | 209 | Natural Gas |  |  | 51.16 | E6FT3 | N | 24 | 5 | 52 | 24 | 5 | 22
0420035 | AT&T SPRINGFIELD |  | 351 BRIDGE ST |  | SPRINGFIELD | MA | 011010000 | 2600 CAMINO RAMON | ROOM 3E450Z | SAN RAMON | CA | 945830000 | N | PRIVATE | SM79-R | ATT | 9259610291 | bw2989@att.com | BARBARA | WALDEN | 9259610291 | bw2989@att.com | BARBARA | WALDEN | 9259610291 | bw2989@att.com | 2 | GENERATOR #2-SOLAR K515992 13.16 MMBTU/HR |  | ENGINE | SOLAR | KS15992 | 1988-02-29 | 2011 | 13 | 1 | GENERATOR #2-SOLAR K515992 #2 OIL-0.3S | DIESEL | 44 | DIESEL | 0.0015 | 0 | 2.9505 | E3GAL | N | 1 | 1 | 33 | 1 | 1 | 13
0420036 | HOLYOKE MEDICAL CENTER |  | 575 BEECH ST |  | HOLYOKE | MA | 010400000 | 575 BEECH ST |  | HOLYOKE | MA | 010400000 | N | PRIVATE | SM79-R | HOLYOKE MEDICAL CENTER | 4135342596X4306 | goulet_kerry@holyokehealth.com | JOHN | THERRIEN | 4135342595 | Therrien_John@HolyokeHealth.com | KERRY | GOULET | 4135342596X4306 | goulet_kerry@holyokehealth.com | 1 | BOILER #1-BIGELOW 7829 DUAL FUEL |  | BOILER | BIGELOW | 7829 | 1990-03-01 | 2011 | 15 | 1 | #6 OIL - .478 WEIGHT SULFUR | NO.6 | 923 | Residual Oil (No. 6) | 0.5 | 0.1 | 0.724 | E3GAL | N | 24 | 7 | 13 | 24 | 7 | 12
0420036 | HOLYOKE MEDICAL CENTER |  | 575 BEECH ST |  | HOLYOKE | MA | 010400000 | 575 BEECH ST |  | HOLYOKE | MA | 010400000 | N | PRIVATE | SM79-R | HOLYOKE MEDICAL CENTER | 4135342596X4306 | goulet_kerry@holyokehealth.com | JOHN | THERRIEN | 4135342595 | Therrien_John@HolyokeHealth.com | KERRY | GOULET | 4135342596X4306 | goulet_kerry@holyokehealth.com | 1 | BOILER #1-BIGELOW 7829 DUAL FUEL |  | BOILER | BIGELOW | 7829 | 1990-03-01 | 2011 | 15 | 2 | BOILER #1-BIGELOW 7829 NATURAL GAS | NATURAL GAS | 209 | Natural Gas |  |  | 12 | E6FT3 | N | 24 | 7 | 13 | 24 | 7 | 12
0420036 | HOLYOKE MEDICAL CENTER |  | 575 BEECH ST |  | HOLYOKE | MA | 010400000 | 575 BEECH ST |  | HOLYOKE | MA | 010400000 | N | PRIVATE | SM79-R | HOLYOKE MEDICAL CENTER | 4135342596X4306 | goulet_kerry@holyokehealth.com | JOHN | THERRIEN | 4135342595 | Therrien_John@HolyokeHealth.com | KERRY | GOULET | 4135342596X4306 | goulet_kerry@holyokehealth.com | 2 | BOILER #2-BIGELOW 2621 DUAL FUEL |  | BOILER | BIGELOW | 2621 | 1990-06-01 | 2011 | 15 | 1 | #6 OIL - .478 WEIGHT SULFUR | NO.6 | 923 | Residual Oil (No. 6) | 0.5 | 0.1 | 2.083 | E3GAL | N | 24 | 7 | 13 | 24 | 7 | 12
0420036 | HOLYOKE MEDICAL CENTER |  | 575 BEECH ST |  | HOLYOKE | MA | 010400000 | 575 BEECH ST |  | HOLYOKE | MA | 010400000 | N | PRIVATE | SM79-R | HOLYOKE MEDICAL CENTER | 4135342596X4306 | goulet_kerry@holyokehealth.com | JOHN | THERRIEN | 4135342595 | Therrien_John@HolyokeHealth.com | KERRY | GOULET | 4135342596X4306 | goulet_kerry@holyokehealth.com | 2 | BOILER #2-BIGELOW 2621 DUAL FUEL |  | BOILER | BIGELOW | 2621 | 1990-06-01 | 2011 | 15 | 2 | BOILER #2-BIGELOW 2621 NATURAL GAS | NATURAL GAS | 209 | Natural Gas |  |  | 12 | E6FT3 | N | 24 | 7 | 13 | 24 | 7 | 12
0420036 | HOLYOKE MEDICAL CENTER |  | 575 BEECH ST |  | HOLYOKE | MA | 010400000 | 575 BEECH ST |  | HOLYOKE | MA | 010400000 | N | PRIVATE | SM79-R | HOLYOKE MEDICAL CENTER | 4135342596X4306 | goulet_kerry@holyokehealth.com | JOHN | THERRIEN | 4135342595 | Therrien_John@HolyokeHealth.com | KERRY | GOULET | 4135342596X4306 | goulet_kerry@holyokehealth.com | 3 | BOILER #3-MURRAY 10281 DUAL FUEL |  | BOILER | MURRAY | 10281 | 1988-06-01 | 2011 | 30 | 1 | 6 OIL - .478 WEIGHT SULFUR | NO.6 | 923 | Residual Oil (No. 6) | 0.478 | 0.1 | 27.931 | E3GAL | N | 24 | 7 | 26 | 0 | 0 | 0
0420036 | HOLYOKE MEDICAL CENTER |  | 575 BEECH ST |  | HOLYOKE | MA | 010400000 | 575 BEECH ST |  | HOLYOKE | MA | 010400000 | N | PRIVATE | SM79-R | HOLYOKE MEDICAL CENTER | 4135342596X4306 | goulet_kerry@holyokehealth.com | JOHN | THERRIEN | 4135342595 | Therrien_John@HolyokeHealth.com | KERRY | GOULET | 4135342596X4306 | goulet_kerry@holyokehealth.com | 3 | BOILER #3-MURRAY 10281 DUAL FUEL |  | BOILER | MURRAY | 10281 | 1988-06-01 | 2011 | 30 | 2 | BOILER #3-MURRAY 10281; 30 MMBTU/HR; NATURAL GAS | NATURAL GAS | 209 | Natural Gas |  |  | 24.76 | E6FT3 | N | 24 | 7 | 26 | 0 | 0 | 0
0420038 | HOLYOKE GAS & ELECTRIC DEPARTMENT |  | 102 CABOT ST |  | HOLYOKE | MA | 010406074 | 99 SUFFOLK STREET |  | HOLYOKE | MA | 010405082 | Y | LOCAL GOVERNMENT | OP5.5 | HOLYOKE GAS AND ELECTRIC DEPT | 4135369392 | cmartel@hged.com | CHARLES | MARTEL | 4135369392 | cmartel@hged.com | CHARLES | MARTEL | 4135369392 | cmartel@hged.com | 1 | BOILER #5-RILEY STOKER DUAL FUEL- #6 OIL - NG |  | BOILER | RILEY STOKER | 3376 | 1960-01-01 | 2011 | 249 | 1 | BOILER # 5-RILEY STOKER #6 OIL | NO.6 | 923 | Residual Oil (No. 6) | 1 | 0 | 0 | E3GAL | N | 3 | 1 | 2 | 0 | 0 | 0
0420038 | HOLYOKE GAS & ELECTRIC DEPARTMENT |  | 102 CABOT ST |  | HOLYOKE | MA | 010406074 | 99 SUFFOLK STREET |  | HOLYOKE | MA | 010405082 | Y | LOCAL GOVERNMENT | OP5.5 | HOLYOKE GAS AND ELECTRIC DEPT | 4135369392 | cmartel@hged.com | CHARLES | MARTEL | 4135369392 | cmartel@hged.com | CHARLES | MARTEL | 4135369392 | cmartel@hged.com | 1 | BOILER #5-RILEY STOKER DUAL FUEL- #6 OIL - NG |  | BOILER | RILEY STOKER | 3376 | 1960-01-01 | 2011 | 249 | 2 | BOILER #5-RILEY STOKER NATURAL GAS | NATURAL GAS | 209 | Natural Gas |  |  | 0.08 | E6FT3 | N | 3 | 1 | 2 | 0 | 0 | 0
0420038 | HOLYOKE GAS & ELECTRIC DEPARTMENT |  | 102 CABOT ST |  | HOLYOKE | MA | 010406074 | 99 SUFFOLK STREET |  | HOLYOKE | MA | 010405082 | Y | LOCAL GOVERNMENT | OP5.5 | HOLYOKE GAS AND ELECTRIC DEPT | 4135369392 | cmartel@hged.com | CHARLES | MARTEL | 4135369392 | cmartel@hged.com | CHARLES | MARTEL | 4135369392 | cmartel@hged.com | 3 | BOILER #7-ENGLISH #80DF550 DUAL FUEL |  | BOILER | ENGLISH | 80DF550 | 2003-05-01 | 2011 | 115 | 1 | BOILER #7-ENGLISH #80DF550 #2 OIL@.05 S | NO.2 | 58 | Distillate Oil (No. 2) | 0.05 | 0 | 0 | E3GAL | N | 3 | 1 | 2 | 0 | 0 | 0
0420038 | HOLYOKE GAS & ELECTRIC DEPARTMENT |  | 102 CABOT ST |  | HOLYOKE | MA | 010406074 | 99 SUFFOLK STREET |  | HOLYOKE | MA | 010405082 | Y | LOCAL GOVERNMENT | OP5.5 | HOLYOKE GAS AND ELECTRIC DEPT | 4135369392 | cmartel@hged.com | CHARLES | MARTEL | 4135369392 | cmartel@hged.com | CHARLES | MARTEL | 4135369392 | cmartel@hged.com | 3 | BOILER #7-ENGLISH #80DF550 DUAL FUEL |  | BOILER | ENGLISH | 80DF550 | 2003-05-01 | 2011 | 115 | 2 | BOILER #7-ENGLISH #80DF550 NATURAL GAS | NATURAL GAS | 209 | Natural Gas |  |  | 0.091 | E6FT3 | N | 3 | 1 | 2 | 0 | 0 | 0
0420038 | HOLYOKE GAS & ELECTRIC DEPARTMENT |  | 102 CABOT ST |  | HOLYOKE | MA | 010406074 | 99 SUFFOLK STREET |  | HOLYOKE | MA | 010405082 | Y | LOCAL GOVERNMENT | OP5.5 | HOLYOKE GAS AND ELECTRIC DEPT | 4135369392 | cmartel@hged.com | CHARLES | MARTEL | 4135369392 | cmartel@hged.com | CHARLES | MARTEL | 4135369392 | cmartel@hged.com | 4 | BOILER #8-ENGLISH #80DF550 DUAL FUEL |  | BOILER | ENGLISH | 80DF550 | 2003-05-01 | 2011 | 126 | 1 | BOILER #8-ENGLISH #80DF550 #2 OIL@0.05 S | NO.2 | 58 | Distillate Oil (No. 2) | 0.05 | 0 | 0 | E3GAL | N | 3 | 1 | 2 | 0 | 0 | 0
0420038 | HOLYOKE GAS & ELECTRIC DEPARTMENT |  | 102 CABOT ST |  | HOLYOKE | MA | 010406074 | 99 SUFFOLK STREET |  | HOLYOKE | MA | 010405082 | Y | LOCAL GOVERNMENT | OP5.5 | HOLYOKE GAS AND ELECTRIC DEPT | 4135369392 | cmartel@hged.com | CHARLES | MARTEL | 4135369392 | cmartel@hged.com | CHARLES | MARTEL | 4135369392 | cmartel@hged.com | 4 | BOILER #8-ENGLISH #80DF550 DUAL FUEL |  | BOILER | ENGLISH | 80DF550 | 2003-05-01 | 2011 | 126 | 2 | BOILER #8-ENGLISH #80DF550 NATURAL GAS | NATURAL GAS | 209 | Natural Gas |  |  | 0.103 | E6FT3 | N | 3 | 1 | 2 | 0 | 0 | 0
0420040 | MT TOM GENERATING COMPANY LLC | MOUNT TOM GENERATING STATION | 200 NORTHAMPTON ST |  | HOLYOKE | MA | 010400000 | 200 NORTHAMPTON ST |  | HOLYOKE | MA | 010400000 | N | UTILITY | OP18 | MT. TOM GENERATING COMPANY, LLC | 8608956900 | mike.gwyther@gdfsuezna.com | MIKE | GWYTHER | 4135369562 | Mike.Gwyther@gdfsuezna.com | MILTON | HARRIS | 4135369571 | Milton.Harris@gdfsuezna.com | 1 | BOILER #1-RILEY STOKER DUAL FUEL |  | BOILER | RILEY STOKER | -- | 1960-07-01 | 2011 | 1480 | 1 | BOILER #1-RILEY STOKER STOKER COAL | COAL | 717 | Coal | 1 | 7.8 | 48721 | TON | N | 24 | 7 | 50 | 24 | 7 | 22
0420040 | MT TOM GENERATING COMPANY LLC | MOUNT TOM GENERATING STATION | 200 NORTHAMPTON ST |  | HOLYOKE | MA | 010400000 | 200 NORTHAMPTON ST |  | HOLYOKE | MA | 010400000 | N | UTILITY | OP18 | MT. TOM GENERATING COMPANY, LLC | 8608956900 | mike.gwyther@gdfsuezna.com | MIKE | GWYTHER | 4135369562 | Mike.Gwyther@gdfsuezna.com | MILTON | HARRIS | 4135369571 | Milton.Harris@gdfsuezna.com | 1 | BOILER #1-RILEY STOKER DUAL FUEL |  | BOILER | RILEY STOKER | -- | 1960-07-01 | 2011 | 1480 | 2 | BOILER #1-RILEY STOKER #2 OIL | NO.2 | 58 | Distillate Oil (No. 2) | 0.17 | 0 | 205.9 | E3GAL | N | 24 | 7 | 50 | 24 | 7 | 22
0420041 | PROVIDENCE HOSPITAL |  | 1233 MAIN ST |  | HOLYOKE | MA | 010400000 | 1233 MAIN STREET |  | HOLYOKE | MA | 010400000 | N | PRIVATE | SM80-7 | PROVIDENCE HOSPITAL | 4135392650 | Linda.Carvalho@sphs.com | LINDA | CARVALHO | 4135392650 | Linda.Carvalho@sphs.com | LINDA | CARVALHO | 4135392650 | Linda.Carvalho@sphs.com | 1 | BOILER #1-BIGELOW TYPE B DUAL FUEL |  | BOILER | BIGELOW | TYPE B | 1975-01-01 | 2011 | 26 | 1 | BOILER #1-BIGELOW TYPE B #2 OIL | NO.2 | 58 | Distillate Oil (No. 2) | 0.05 | 0 | 0 | E3GAL | Y | 24 | 7 | 52 | 24 | 7 | 22
0420041 | PROVIDENCE HOSPITAL |  | 1233 MAIN ST |  | HOLYOKE | MA | 010400000 | 1233 MAIN STREET |  | HOLYOKE | MA | 010400000 | N | PRIVATE | SM80-7 | PROVIDENCE HOSPITAL | 4135392650 | Linda.Carvalho@sphs.com | LINDA | CARVALHO | 4135392650 | Linda.Carvalho@sphs.com | LINDA | CARVALHO | 4135392650 | Linda.Carvalho@sphs.com | 1 | BOILER #1-BIGELOW TYPE B DUAL FUEL |  | BOILER | BIGELOW | TYPE B | 1975-01-01 | 2011 | 26 | 2 | BOILER #1-BIGELOW TYPE B NATURAL GAS | NATURAL GAS | 209 | Natural Gas |  |  | 13.7933 | E6FT3 | Y | 24 | 7 | 52 | 24 | 7 | 22
0420041 | PROVIDENCE HOSPITAL |  | 1233 MAIN ST |  | HOLYOKE | MA | 010400000 | 1233 MAIN STREET |  | HOLYOKE | MA | 010400000 | N | PRIVATE | SM80-7 | PROVIDENCE HOSPITAL | 4135392650 | Linda.Carvalho@sphs.com | LINDA | CARVALHO | 4135392650 | Linda.Carvalho@sphs.com | LINDA | CARVALHO | 4135392650 | Linda.Carvalho@sphs.com | 2 | BOILER #2-BIGELOW TYPE B DUAL FUEL |  | BOILER | BIGELOW | TYPE B | 1975-01-01 | 2011 | 26 | 1 | BOILER #2-BIGELOW TYPE B #2 OIL | NO.2 | 58 | Distillate Oil (No. 2) | 0.05 | 0 | 0.975 | E3GAL | Y | 24 | 7 | 52 | 24 | 7 | 22
0420041 | PROVIDENCE HOSPITAL |  | 1233 MAIN ST |  | HOLYOKE | MA | 010400000 | 1233 MAIN STREET |  | HOLYOKE | MA | 010400000 | N | PRIVATE | SM80-7 | PROVIDENCE HOSPITAL | 4135392650 | Linda.Carvalho@sphs.com | LINDA | CARVALHO | 4135392650 | Linda.Carvalho@sphs.com | LINDA | CARVALHO | 4135392650 | Linda.Carvalho@sphs.com | 2 | BOILER #2-BIGELOW TYPE B DUAL FUEL |  | BOILER | BIGELOW | TYPE B | 1975-01-01 | 2011 | 26 | 2 | BOILER #2-BIGELOW TYPE B NATURAL GAS | NATURAL GAS | 209 | Natural Gas |  |  | 13.7933 | E6FT3 | Y | 24 | 7 | 52 | 24 | 7 | 22
0420047 | LUDLOW MILLS | WESTMASS AREA DEVELOPMENT CORP | 100 STATE ST |  | LUDLOW | MA | 010560000 | 255 PADGETTE ST |  | CHICOPEE | MA | 010220000 | N | PRIVATE | SM79-R | WESTMASS AREA DEVELOPMENT CORPORATION | 4135936421 | k.delude@westmassdevelopment.com | BRYAN | NICHOLAS | 4135936421 | b.nicholas@westmassdevelopment.com | KENNETH | DELUDE | 4135936421 | k.delude@westmassdevelopment.com | 1 | BOILER #1-BIGELOW ST-434 #6 OIL-1.0 |  | BOILER | BIGELOW | ST 434 | 1989-01-01 | 2011 | 28 | 1 | BOILER #1-BIGELOW ST 434 #6 OIL-1.0 | NO.6 | 923 | Residual Oil (No. 6) | 1 | 1 | 236.12 | E3GAL | N | 24 | 7 | 31 | 0 | 0 | 0
0420047 | LUDLOW MILLS | WESTMASS AREA DEVELOPMENT CORP | 100 STATE ST |  | LUDLOW | MA | 010560000 | 255 PADGETTE ST |  | CHICOPEE | MA | 010220000 | N | PRIVATE | SM79-R | WESTMASS AREA DEVELOPMENT CORPORATION | 4135936421 | k.delude@westmassdevelopment.com | BRYAN | NICHOLAS | 4135936421 | b.nicholas@westmassdevelopment.com | KENNETH | DELUDE | 4135936421 | k.delude@westmassdevelopment.com | 1 | BOILER #1-BIGELOW ST-434 #6 OIL-1.0 |  | BOILER | BIGELOW | ST 434 | 1989-01-01 | 2011 | 28 | 2 | BOILER #1-BIGELOW ST 434 #2 OIL | NO.2 | 58 | Distillate Oil (No. 2) | 0.3 | 0 | 0 | E3GAL | N | 24 | 7 | 31 | 0 | 0 | 0
0420047 | LUDLOW MILLS | WESTMASS AREA DEVELOPMENT CORP | 100 STATE ST |  | LUDLOW | MA | 010560000 | 255 PADGETTE ST |  | CHICOPEE | MA | 010220000 | N | PRIVATE | SM79-R | WESTMASS AREA DEVELOPMENT CORPORATION | 4135936421 | k.delude@westmassdevelopment.com | BRYAN | NICHOLAS | 4135936421 | b.nicholas@westmassdevelopment.com | KENNETH | DELUDE | 4135936421 | k.delude@westmassdevelopment.com | 2 | BOILER #2-BIGELOW ST 434 #6 OIL-1.0 |  | BOILER | BIGELOW | ST434 | 1964-08-01 | 2011 | 28 | 1 | BOILER #2-BIGELOW ST 434 #6 OIL-1.0S | NO.6 | 923 | Residual Oil (No. 6) | 1 | 1 | 0 | E3GAL | N | 12 | 5 | 24 | 0 | 0 | 0
0420054 | COOLEY DICKINSON HOSPITAL |  | 30 LOCUST ST |  | NORTHAMPTON | MA | 010600000 | 30 LOCUST ST |  | NORTHAMPTON | MA | 010600000 | N | PRIVATE | SM80-7 | COOLEY DICKINSON HOSPITAL | 4135822312 | John_Lombardi@cooley-dickinson.org | JOHN | LOMBARDI | 4135822312 | John_Lombardi@cooley-dickinson.org | JEFF | BIBEAU | 4135723243 | JPBibeau@TigheBond.com | 1 | BOILER #1-RILEY UNION DUAL FUEL |  | BOILER | RILEY | VARIOUS | 1969-06-01 | 2011 | 25 | 1 | BOILER #1-RILEY #2 OIL-0.3 PERCENT S | NO.2 | 58 | Distillate Oil (No. 2) | 0.3 | 0 | 1.031 | E3GAL | Y | 20 | 2 | 52 | 20 | 2 | 22
0420054 | COOLEY DICKINSON HOSPITAL |  | 30 LOCUST ST |  | NORTHAMPTON | MA | 010600000 | 30 LOCUST ST |  | NORTHAMPTON | MA | 010600000 | N | PRIVATE | SM80-7 | COOLEY DICKINSON HOSPITAL | 4135822312 | John_Lombardi@cooley-dickinson.org | JOHN | LOMBARDI | 4135822312 | John_Lombardi@cooley-dickinson.org | JEFF | BIBEAU | 4135723243 | JPBibeau@TigheBond.com | 1 | BOILER #1-RILEY UNION DUAL FUEL |  | BOILER | RILEY | VARIOUS | 1969-06-01 | 2011 | 25 | 2 | BOILER #1-RILEY - NATURAL GAS | NATURAL GAS | 209 | Natural Gas |  |  | 6.3133 | E6FT3 | Y | 20 | 2 | 52 | 20 | 2 | 22
0420054 | COOLEY DICKINSON HOSPITAL |  | 30 LOCUST ST |  | NORTHAMPTON | MA | 010600000 | 30 LOCUST ST |  | NORTHAMPTON | MA | 010600000 | N | PRIVATE | SM80-7 | COOLEY DICKINSON HOSPITAL | 4135822312 | John_Lombardi@cooley-dickinson.org | JOHN | LOMBARDI | 4135822312 | John_Lombardi@cooley-dickinson.org | JEFF | BIBEAU | 4135723243 | JPBibeau@TigheBond.com | 2 | BOILER #2-ERIE CITY TYPE O #2 OIL-0.3 PERCENT S |  | BOILER | UNKNOWN | UNKNOWN | 1981-11-19 | 2011 | 16.5 | 1 | BOILER #2-ERIE CITY TYPE O #2 OIL-0.3 PERCENT S | NO.2 | 58 | Distillate Oil (No. 2) | 0.3 | 0 | 1.031 | E3GAL | Y | 20 | 2 | 52 | 20 | 2 | 22
0420054 | COOLEY DICKINSON HOSPITAL |  | 30 LOCUST ST |  | NORTHAMPTON | MA | 010600000 | 30 LOCUST ST |  | NORTHAMPTON | MA | 010600000 | N | PRIVATE | SM80-7 | COOLEY DICKINSON HOSPITAL | 4135822312 | John_Lombardi@cooley-dickinson.org | JOHN | LOMBARDI | 4135822312 | John_Lombardi@cooley-dickinson.org | JEFF | BIBEAU | 4135723243 | JPBibeau@TigheBond.com | 2 | BOILER #2-ERIE CITY TYPE O #2 OIL-0.3 PERCENT S |  | BOILER | UNKNOWN | UNKNOWN | 1981-11-19 | 2011 | 16.5 | 2 | BOILER #2 - ERIE CITY - NATURAL GAS | NATURAL GAS | 209 | Natural Gas |  |  | 6.3133 | E6FT3 | Y | 20 | 2 | 52 | 20 | 2 | 22
0420054 | COOLEY DICKINSON HOSPITAL |  | 30 LOCUST ST |  | NORTHAMPTON | MA | 010600000 | 30 LOCUST ST |  | NORTHAMPTON | MA | 010600000 | N | PRIVATE | SM80-7 | COOLEY DICKINSON HOSPITAL | 4135822312 | John_Lombardi@cooley-dickinson.org | JOHN | LOMBARDI | 4135822312 | John_Lombardi@cooley-dickinson.org | JEFF | BIBEAU | 4135723243 | JPBibeau@TigheBond.com | 3 | BOILER #3-ZURN VL-ST WOOD BURNER |  | BOILER | ZURN | MODEL VL | 1982-01-01 | 2011 | 31 | 1 | BOILER #3-ZURN VL-ST TONS WOOD BURNED | WOOD | 15 | WOOD | 0 | 1 | 4418 | TON | Y | 6 | 7 | 52 | 6 | 7 | 22
0420054 | COOLEY DICKINSON HOSPITAL |  | 30 LOCUST ST |  | NORTHAMPTON | MA | 010600000 | 30 LOCUST ST |  | NORTHAMPTON | MA | 010600000 | N | PRIVATE | SM80-7 | COOLEY DICKINSON HOSPITAL | 4135822312 | John_Lombardi@cooley-dickinson.org | JOHN | LOMBARDI | 4135822312 | John_Lombardi@cooley-dickinson.org | JEFF | BIBEAU | 4135723243 | JPBibeau@TigheBond.com | 3 | BOILER #3-ZURN VL-ST WOOD BURNER |  | BOILER | ZURN | MODEL VL | 1982-01-01 | 2011 | 31 | 2 | BOILER #3 ZURN - NATURAL GAS | NATURAL GAS | 209 | Natural Gas |  |  | 0 | E6FT3 | Y | 6 | 7 | 52 | 6 | 7 | 22
0420054 | COOLEY DICKINSON HOSPITAL |  | 30 LOCUST ST |  | NORTHAMPTON | MA | 010600000 | 30 LOCUST ST |  | NORTHAMPTON | MA | 010600000 | N | PRIVATE | SM80-7 | COOLEY DICKINSON HOSPITAL | 4135822312 | John_Lombardi@cooley-dickinson.org | JOHN | LOMBARDI | 4135822312 | John_Lombardi@cooley-dickinson.org | JEFF | BIBEAU | 4135723243 | JPBibeau@TigheBond.com | 7 | BOILER #4 AFS WOOD FIRED BOILER - WT/FT-3900-150 |  | BOILER | AFS | WT/FT-3900-150 | 2006-10-30 | 2011 | 29.95 | 1 | BOILER #4 - WOOD CHIPS | WOOD | 15 | WOOD | 0 | 0.1 | 13254 | TON | N | 24 | 7 | 52 | 24 | 7 | 22
0420058 | SMITH COLLEGE |  | 126 WEST ST |  | NORTHAMPTON | MA | 010630000 | 126 WEST STREET |  | NORTHAMPTON | MA | 010630000 | N | PRIVATE | SM79-7 | SMITH COLLEGE | 4135842700 | cdougher@smith.edu | JOHN | SHENETTE | 4135852400 | jshenette@smith.edu | STEPHEN | SLOCOMB | 9784616214 | sslocomb@epsilonassociates.com | 4 | BOILER #4-ERIE CITY #98525 DUAL FUEL |  | BOILER | ERIE CITY | #98525 | 1973-01-01 | 2011 | 68.1 | 1 | #6 FUEL OIL (0.5 PERCENT SULFUR) | NO.6 | 923 | Residual Oil (No. 6) | 0.5 | 0.1 | 56.18 | E3GAL | N | 24 | 6 | 27 | 24 | 7 | 4
0420058 | SMITH COLLEGE |  | 126 WEST ST |  | NORTHAMPTON | MA | 010630000 | 126 WEST STREET |  | NORTHAMPTON | MA | 010630000 | N | PRIVATE | SM79-7 | SMITH COLLEGE | 4135842700 | cdougher@smith.edu | JOHN | SHENETTE | 4135852400 | jshenette@smith.edu | STEPHEN | SLOCOMB | 9784616214 | sslocomb@epsilonassociates.com | 4 | BOILER #4-ERIE CITY #98525 DUAL FUEL |  | BOILER | ERIE CITY | #98525 | 1973-01-01 | 2011 | 68.1 | 3 | NATURAL GAS | NATURAL GAS | 209 | Natural Gas |  |  | 29.21 | E6FT3 | N | 24 | 6 | 27 | 24 | 7 | 4
0420058 | SMITH COLLEGE |  | 126 WEST ST |  | NORTHAMPTON | MA | 010630000 | 126 WEST STREET |  | NORTHAMPTON | MA | 010630000 | N | PRIVATE | SM79-7 | SMITH COLLEGE | 4135842700 | cdougher@smith.edu | JOHN | SHENETTE | 4135852400 | jshenette@smith.edu | STEPHEN | SLOCOMB | 9784616214 | sslocomb@epsilonassociates.com | 5 | BOILER #5-ERIE CITY #98524 DUAL FUEL |  | BOILER | ERIE CITY | 98524 | 1973-01-01 | 2011 | 68.1 | 2 | #6 FUEL OIL (0.5 PERCENT SULFUR) | NO.6 | 923 | Residual Oil (No. 6) | 0.5 | 0.1 | 38.27 | E3GAL | N | 24 | 5 | 34 | 24 | 5 | 5
0420058 | SMITH COLLEGE |  | 126 WEST ST |  | NORTHAMPTON | MA | 010630000 | 126 WEST STREET |  | NORTHAMPTON | MA | 010630000 | N | PRIVATE | SM79-7 | SMITH COLLEGE | 4135842700 | cdougher@smith.edu | JOHN | SHENETTE | 4135852400 | jshenette@smith.edu | STEPHEN | SLOCOMB | 9784616214 | sslocomb@epsilonassociates.com | 5 | BOILER #5-ERIE CITY #98524 DUAL FUEL |  | BOILER | ERIE CITY | 98524 | 1973-01-01 | 2011 | 68.1 | 3 | NATURAL GAS | NATURAL GAS | 209 | Natural Gas |  |  | 40.68 | E6FT3 | N | 24 | 5 | 34 | 24 | 5 | 5
0420058 | SMITH COLLEGE |  | 126 WEST ST |  | NORTHAMPTON | MA | 010630000 | 126 WEST STREET |  | NORTHAMPTON | MA | 010630000 | N | PRIVATE | SM79-7 | SMITH COLLEGE | 4135842700 | cdougher@smith.edu | JOHN | SHENETTE | 4135852400 | jshenette@smith.edu | STEPHEN | SLOCOMB | 9784616214 | sslocomb@epsilonassociates.com | 6 | 19 EMERGENCY GENERATORS - NATURAL GAS | 21 | ENGINE | VARIOUS | VARIOUS | 1990-01-01 | 2011 | 10.12 | 1 | NATURAL GAS | NATURAL GAS | 209 | Natural Gas |  |  | 0.5407 | E6FT3 | N | 1 | 1 | 35 | 1 | 1 | 22
0420058 | SMITH COLLEGE |  | 126 WEST ST |  | NORTHAMPTON | MA | 010630000 | 126 WEST STREET |  | NORTHAMPTON | MA | 010630000 | N | PRIVATE | SM79-7 | SMITH COLLEGE | 4135842700 | cdougher@smith.edu | JOHN | SHENETTE | 4135852400 | jshenette@smith.edu | STEPHEN | SLOCOMB | 9784616214 | sslocomb@epsilonassociates.com | 8 | 43 WATER HEATERS - NATURAL GAS | 43 | WATER HEATER | VARIOUS | VARIOUS | 1990-01-01 | 2011 | 21.5 | 1 | WATER HEATERS #1-MISC 43 | NATURAL GAS | 209 | Natural Gas |  |  | 22.13 | E6FT3 | N | 24 | 7 | 52 | 24 | 7 | 22
0420058 | SMITH COLLEGE |  | 126 WEST ST |  | NORTHAMPTON | MA | 010630000 | 126 WEST STREET |  | NORTHAMPTON | MA | 010630000 | N | PRIVATE | SM79-7 | SMITH COLLEGE | 4135842700 | cdougher@smith.edu | JOHN | SHENETTE | 4135852400 | jshenette@smith.edu | STEPHEN | SLOCOMB | 9784616214 | sslocomb@epsilonassociates.com | 19 | GAS TURBINE |  | TURBINE | SOLAR | CENTAUR 40-4700S | 2008-10-01 | 2011 | 46.64 | 1 | NATURAL GAS | NATURAL GAS | 209 | Natural Gas |  |  | 238719 | E6BTU | N | 24 | 6 | 46 | 24 | 5 | 21
0420058 | SMITH COLLEGE |  | 126 WEST ST |  | NORTHAMPTON | MA | 010630000 | 126 WEST STREET |  | NORTHAMPTON | MA | 010630000 | N | PRIVATE | SM79-7 | SMITH COLLEGE | 4135842700 | cdougher@smith.edu | JOHN | SHENETTE | 4135852400 | jshenette@smith.edu | STEPHEN | SLOCOMB | 9784616214 | sslocomb@epsilonassociates.com | 19 | GAS TURBINE |  | TURBINE | SOLAR | CENTAUR 40-4700S | 2008-10-01 | 2011 | 46.64 | 2 | ULSD | DIESEL | 44 | DIESEL | 0.0015 | 0 | 0 | E3GAL | N | 24 | 6 | 46 | 24 | 5 | 21
0420058 | SMITH COLLEGE |  | 126 WEST ST |  | NORTHAMPTON | MA | 010630000 | 126 WEST STREET |  | NORTHAMPTON | MA | 010630000 | N | PRIVATE | SM79-7 | SMITH COLLEGE | 4135842700 | cdougher@smith.edu | JOHN | SHENETTE | 4135852400 | jshenette@smith.edu | STEPHEN | SLOCOMB | 9784616214 | sslocomb@epsilonassociates.com | 20 | BOILER 3 |  | BOILER | RENTECH | RENTECH | 2008-10-01 | 2011 | 79.1 | 1 | NATURAL GAS | NATURAL GAS | 209 | Natural Gas |  |  | 82.58 | E6FT3 | N | 24 | 5 | 23 | 0 | 0 | 0
0420058 | SMITH COLLEGE |  | 126 WEST ST |  | NORTHAMPTON | MA | 010630000 | 126 WEST STREET |  | NORTHAMPTON | MA | 010630000 | N | PRIVATE | SM79-7 | SMITH COLLEGE | 4135842700 | cdougher@smith.edu | JOHN | SHENETTE | 4135852400 | jshenette@smith.edu | STEPHEN | SLOCOMB | 9784616214 | sslocomb@epsilonassociates.com | 20 | BOILER 3 |  | BOILER | RENTECH | RENTECH | 2008-10-01 | 2011 | 79.1 | 2 | NO. 6 OIL | NO.6 | 923 | Residual Oil (No. 6) | 0.5 | 0 | 0 | E3GAL | N | 24 | 5 | 23 | 0 | 0 | 0
0420058 | SMITH COLLEGE |  | 126 WEST ST |  | NORTHAMPTON | MA | 010630000 | 126 WEST STREET |  | NORTHAMPTON | MA | 010630000 | N | PRIVATE | SM79-7 | SMITH COLLEGE | 4135842700 | cdougher@smith.edu | JOHN | SHENETTE | 4135852400 | jshenette@smith.edu | STEPHEN | SLOCOMB | 9784616214 | sslocomb@epsilonassociates.com | 20 | BOILER 3 |  | BOILER | RENTECH | RENTECH | 2008-10-01 | 2011 | 79.1 | 3 | YELLOW GREASE | SEWAGE GREASE SKIMMINGS | 926 | SEWAGE GREASE SKIMMINGS | 0.05 | 0 | 0 | E3GAL | N | 24 | 5 | 23 | 0 | 0 | 0
0420059 | VA CENTRAL WESTERN MASS HEALTHCARE SYST |  | 421 NORTH MAIN ST | RTE 9 | NORTHAMPTON | MA | 010600000 | 421 NORTH MAIN ST |  | LEEDS | MA | 010539764 | N | FEDERAL | SM25 | NORTHAMPTON VA MEDICAL CENTER | 4135844040 | roger.johnson4@va.gov | ROGER | JOHNSON | 4135823000 | roger.johnson4@va.gov | JAMES | MCPHERSON | 4135823014 | james.mcpherson@va.gov | 1 | BOILER #1-COMBUSTION ENGINEERING 14-0-VP DUAL FUEL |  | BOILER | COMBUSTION ENGINEERING | 5738 | 1957-06-30 | 2009 | 24.25 | 1 | BOILER #1-COMBUSTION ENG 14-0-VP #2 OIL-0.03 S | NO.2 | 58 | Distillate Oil (No. 2) | 0.03 | 0 | 0.164 | E3GAL | N | 24 | 7 | 42 | 24 | 7 | 18
0420059 | VA CENTRAL WESTERN MASS HEALTHCARE SYST |  | 421 NORTH MAIN ST | RTE 9 | NORTHAMPTON | MA | 010600000 | 421 NORTH MAIN ST |  | LEEDS | MA | 010539764 | N | FEDERAL | SM25 | NORTHAMPTON VA MEDICAL CENTER | 4135844040 | roger.johnson4@va.gov | ROGER | JOHNSON | 4135823000 | roger.johnson4@va.gov | JAMES | MCPHERSON | 4135823014 | james.mcpherson@va.gov | 1 | BOILER #1-COMBUSTION ENGINEERING 14-0-VP DUAL FUEL |  | BOILER | COMBUSTION ENGINEERING | 5738 | 1957-06-30 | 2009 | 24.25 | 2 | BOILER #1-COMBUSTION ENG 14-0-VP NATURAL GAS | NATURAL GAS | 209 | Natural Gas |  |  | 25.9462 | E6FT3 | N | 24 | 7 | 42 | 24 | 7 | 18
0420059 | VA CENTRAL WESTERN MASS HEALTHCARE SYST |  | 421 NORTH MAIN ST | RTE 9 | NORTHAMPTON | MA | 010600000 | 421 NORTH MAIN ST |  | LEEDS | MA | 010539764 | N | FEDERAL | SM25 | NORTHAMPTON VA MEDICAL CENTER | 4135844040 | roger.johnson4@va.gov | ROGER | JOHNSON | 4135823000 | roger.johnson4@va.gov | JAMES | MCPHERSON | 4135823014 | james.mcpherson@va.gov | 2 | BOILER #2-COMBUSTION ENGINEERING 14-0-VP DUAL FUEL |  | BOILER | COMBUSTION ENGINEERING | 5736 | 1957-06-30 | 2009 | 24.25 | 1 | BOILER #2-COMBUSTION ENG 14-0-VP #2 OIL-0.03 S | NO.2 | 58 | Distillate Oil (No. 2) | 0.03 | 0 | 0.026 | E3GAL | N | 24 | 7 | 44 | 24 | 7 | 18
0420059 | VA CENTRAL WESTERN MASS HEALTHCARE SYST |  | 421 NORTH MAIN ST | RTE 9 | NORTHAMPTON | MA | 010600000 | 421 NORTH MAIN ST |  | LEEDS | MA | 010539764 | N | FEDERAL | SM25 | NORTHAMPTON VA MEDICAL CENTER | 4135844040 | roger.johnson4@va.gov | ROGER | JOHNSON | 4135823000 | roger.johnson4@va.gov | JAMES | MCPHERSON | 4135823014 | james.mcpherson@va.gov | 2 | BOILER #2-COMBUSTION ENGINEERING 14-0-VP DUAL FUEL |  | BOILER | COMBUSTION ENGINEERING | 5736 | 1957-06-30 | 2009 | 24.25 | 2 | BOILER #2-COMBUSTION ENG 14-0-VP NATURAL GAS | NATURAL GAS | 209 | Natural Gas |  |  | 24.7498 | E6FT3 | N | 24 | 7 | 44 | 24 | 7 | 18
0420059 | VA CENTRAL WESTERN MASS HEALTHCARE SYST |  | 421 NORTH MAIN ST | RTE 9 | NORTHAMPTON | MA | 010600000 | 421 NORTH MAIN ST |  | LEEDS | MA | 010539764 | N | FEDERAL | SM25 | NORTHAMPTON VA MEDICAL CENTER | 4135844040 | roger.johnson4@va.gov | ROGER | JOHNSON | 4135823000 | roger.johnson4@va.gov | JAMES | MCPHERSON | 4135823014 | james.mcpherson@va.gov | 3 | BOILER #3-COMBUSTION ENG 14-0-VP DUAL FUEL |  | BOILER | COMBUSTION ENGINEERING | 5740 | 1957-06-30 | 2009 | 12.125 | 1 | BOILER #3-COMBUSTION ENG 14-0-VP #2 OIL-0.03 S | NO.2 | 58 | Distillate Oil (No. 2) | 0.03 | 0 | 0.951 | E3GAL | N | 24 | 7 | 15 | 24 | 7 | 6
0420059 | VA CENTRAL WESTERN MASS HEALTHCARE SYST |  | 421 NORTH MAIN ST | RTE 9 | NORTHAMPTON | MA | 010600000 | 421 NORTH MAIN ST |  | LEEDS | MA | 010539764 | N | FEDERAL | SM25 | NORTHAMPTON VA MEDICAL CENTER | 4135844040 | roger.johnson4@va.gov | ROGER | JOHNSON | 4135823000 | roger.johnson4@va.gov | JAMES | MCPHERSON | 4135823014 | james.mcpherson@va.gov | 3 | BOILER #3-COMBUSTION ENG 14-0-VP DUAL FUEL |  | BOILER | COMBUSTION ENGINEERING | 5740 | 1957-06-30 | 2009 | 12.125 | 2 | BOILER #3-COMBUSTION ENG 14-0-VP NATURAL GAS | NATURAL GAS | 209 | Natural Gas |  |  | 18.1 | E6FT3 | N | 24 | 7 | 15 | 24 | 7 | 6
0420059 | VA CENTRAL WESTERN MASS HEALTHCARE SYST |  | 421 NORTH MAIN ST | RTE 9 | NORTHAMPTON | MA | 010600000 | 421 NORTH MAIN ST |  | LEEDS | MA | 010539764 | N | FEDERAL | SM25 | NORTHAMPTON VA MEDICAL CENTER | 4135844040 | roger.johnson4@va.gov | ROGER | JOHNSON | 4135823000 | roger.johnson4@va.gov | JAMES | MCPHERSON | 4135823014 | james.mcpherson@va.gov | 4 | ENERGENCY GENERATORS - 1E-A, 1W-A, 4A, 6A AND 12A | 5 | ENGINE | CUMMINS | 400R0Z81 | 1993-04-30 | 2009 | 15 | 1 | GENERATOR #1 >20 HR/YR #2 OIL-0.015 S | DIESEL | 44 | DIESEL | 0.0015 | 0 | 4.032 | E3GAL | N | 1 | 1 | 52 | 1 | 1 | 22
0420061 | BARNHARDT MANUFACTURING CO |  | 247 MAIN ST | RTE 112 | COLRAIN | MA | 013400000 | PO BOX 3 |  | COLRAIN | MA | 013400003 | N | PRIVATE | SM79-7 | BARNHARDT MANUFACTURING | 4136243471 | albert.sheridan@barnhardt.net | ALBERT | SHERIDAN | 4136243471 | albertsheridan@barnhardt.net | ALBERT | SHERIDAN | 4136243471 | albertsheridan@barnhardt.net | 1 | BOILER #1-NEBRASKA NS-C-45 44 MMBTU/HR |  | BOILER | NEBRASKA | NS-C-45 | 1997-12-14 | 2009 | 44 | 1 | #6 FUEL OIL | NO.6 | 923 | Residual Oil (No. 6) | 0.5 | 0.1 | 939.849 | E3GAL | N | 24 | 7 | 52 | 24 | 7 | 22
0420065 | MA MONSON DEVELOPMENTAL CENTER |  | 175 STATE AVE |  | PALMER | MA | 010690000 | 175 STATE AVE |  | PALMER | MA | 010690000 | Y | STATE | SM79-R | MA MONSON DEVELOPMENT CENTER | 4132833411 | karen.bates@massmail.state.ma.us | BERNARD | O'BRIEN | 4132833411 | karen.bates@massmail.state.ma.us | BERNARD | O'BRIEN | 4132833411X1230 | karen.bates@massmail.state.ma.us | 1 | #1BOILER,BIGELOW #6 OIL 1S. |  | BOILER | BIGELOW | 1 | 1977-01-01 | 2011 | 25 | 1 | BOILER #1-BIGELOW NB2838 #6 OIL-1S | NO.6 | 923 | Residual Oil (No. 6) | 1 | 0.1 | 171.55 | E3GAL | Y | 24 | 7 | 52 | 24 | 7 | 22
0420065 | MA MONSON DEVELOPMENTAL CENTER |  | 175 STATE AVE |  | PALMER | MA | 010690000 | 175 STATE AVE |  | PALMER | MA | 010690000 | Y | STATE | SM79-R | MA MONSON DEVELOPMENT CENTER | 4132833411 | karen.bates@massmail.state.ma.us | BERNARD | O'BRIEN | 4132833411 | karen.bates@massmail.state.ma.us | BERNARD | O'BRIEN | 4132833411X1230 | karen.bates@massmail.state.ma.us | 2 | BOILER #2-BIGELOW NB-2839 #6 OIL-1.0S |  | BOILER | BIGELOW | 2 | 1977-01-01 | 2011 | 25 | 1 | BOILER #2-BIGELOW NB2839 #6 OIL-1S | NO.6 | 923 | Residual Oil (No. 6) | 1 | 0.1 | 308 | E3GAL | Y | 24 | 7 | 52 | 24 | 7 | 22
0420065 | MA MONSON DEVELOPMENTAL CENTER |  | 175 STATE AVE |  | PALMER | MA | 010690000 | 175 STATE AVE |  | PALMER | MA | 010690000 | Y | STATE | SM79-R | MA MONSON DEVELOPMENT CENTER | 4132833411 | karen.bates@massmail.state.ma.us | BERNARD | O'BRIEN | 4132833411 | karen.bates@massmail.state.ma.us | BERNARD | O'BRIEN | 4132833411X1230 | karen.bates@massmail.state.ma.us | 3 | BOILER #3-ERIE CITY NB-4170 #6 OIL-1.0S |  | BOILER | ERIECITY | 1 | 1950-01-01 | 2011 | 27 | 1 | BOILER #3-ERIE CITY NB4170 #6 OIL-1S | NO.6 | 923 | Residual Oil (No. 6) | 1 | 0.1 | 98.214 | E3GAL | Y | 24 | 7 | 52 | 24 | 7 | 22
0420066 | JEN-COAT INC | DBA PROLAMINA | 132 NORTH ELM ST |  | WESTFIELD | MA | 010850000 | 132 NORTH ELM ST | PO BOX 274 | WESTFIELD | MA | 010850000 | N | PRIVATE | SM80-7 | JEN-COAT INC | 4135622315 | bcaraker@jencoat.com | BRIAN | CARAKER | 4135622315 | bcaraker@prolamina.com | DEBRA | KOCHANEK | 4135622315 | dkochanek@prolamina.com | 1 | NATURAL GAS SPACE HEATERS - COMBINED | 37 | GAS FIRED SPACE HEATERS | ITT REZNOR | XL GAS FIRED HEATER | 1990-01-01 | 2011 | 28 | 1 | NATURAL GAS | NATURAL GAS | 209 | Natural Gas |  |  | 25.4 | E6FT3 | N | 24 | 7 | 28 | 0 | 0 | 0
0420067 | BERKSHIRE POWER COMPANY LLC |  | 36 MOYLAN LN |  | AGAWAM | MA | 010010000 | 36 MOYLAN LANE |  | AGAWAM | MA | 010010000 | N | PRIVATE | OP8 | BERKSHIRE POWER COMPANY LLC | 4137890075 | mmurphy@ppmsllc.com | MEL | MURPHY | 4137890075 | mmurphy@ppmsllc.com | MEL | MURPHY | 4137890075 | mmurphy@ppmsllc.com | 1 | TURBINE #1-ABB GT-24 DUAL FUEL |  | TURBINE | ALSTOM POWER | GT-24B | 1998-01-01 | 2011 | 2112 | 1 | TURBINE #1-ABB GT-24 #2 OIL-0.3S | DIESEL | 44 | DIESEL | 0.05 |  | 0 | E3GAL | N | 21 | 5 | 45 | 22 | 6 | 19
0420067 | BERKSHIRE POWER COMPANY LLC |  | 36 MOYLAN LN |  | AGAWAM | MA | 010010000 | 36 MOYLAN LANE |  | AGAWAM | MA | 010010000 | N | PRIVATE | OP8 | BERKSHIRE POWER COMPANY LLC | 4137890075 | mmurphy@ppmsllc.com | MEL | MURPHY | 4137890075 | mmurphy@ppmsllc.com | MEL | MURPHY | 4137890075 | mmurphy@ppmsllc.com | 1 | TURBINE #1-ABB GT-24 DUAL FUEL |  | TURBINE | ALSTOM POWER | GT-24B | 1998-01-01 | 2011 | 2112 | 2 | TURBINE #1-ABB GT-24 NATURAL GAS | NATURAL GAS | 209 | Natural Gas |  |  | 7825747 | E6BTU | N | 21 | 5 | 45 | 22 | 6 | 19
0420067 | BERKSHIRE POWER COMPANY LLC |  | 36 MOYLAN LN |  | AGAWAM | MA | 010010000 | 36 MOYLAN LANE |  | AGAWAM | MA | 010010000 | N | PRIVATE | OP8 | BERKSHIRE POWER COMPANY LLC | 4137890075 | mmurphy@ppmsllc.com | MEL | MURPHY | 4137890075 | mmurphy@ppmsllc.com | MEL | MURPHY | 4137890075 | mmurphy@ppmsllc.com | 2 | 2 ENGINES NATURAL GAS |  | ENGINE | CATERPILLAR | 3516 | 1998-01-01 | 2011 | 23 | 1 | ENGINES #1(2) NATURAL GAS | NATURAL GAS | 209 | Natural Gas |  |  | 0 | E6FT3 | N | 9 | 2 | 38 | 10 | 4 | 18
0420068 | NORTHAMPTON LANDFILL |  | GLENDALE RD |  | NORTHAMPTON | MA | 010600000 | 125 LOCUST STREET |  | NORTHAMPTON | MA | 010600000 | Y | LOCAL GOVERNMENT | SM79-7 | NORTHAMPTON DEPARTMENT OF PUBLIC WORKS | 4135871570 | dveleta@nohodpw.org | EDWARD | HUNTLEY | 4135871570 | nhuntley@nohodpw.org | DAVID | VELETA | 4135871096 | dveleta@nohodpw.org | 2 | PARNEL ENCLOSED FLARE |  | ENCLOSED FLARE AND BLOWERS | PARNEL BIOGAS, INC. | CUSTOM | 2008-06-20 | 2009 | 16.4 | 1 | ENCLOSED FLARE - LANDFILL GAS | LANDFILL GAS | 502 | LANDFILL GAS | 0 | 0 | 69.6141 | E6FT3 | Y | 24 | 7 | 52 | 24 | 7 | 22
0420073 | MOUNT HOLYOKE COLLEGE |  | 50 COLLEGE ST | CENTRAL HEATING PLT | SOUTH HADLEY | MA | 010750000 | 50 COLLEGE STREET |  | SOUTH HADLEY | MA | 010750000 | N | PRIVATE | SM80-R | MOUNT HOLYOKE COLLEGE | 4135382529 | rbigelow@mtholyoke.edu | RICHARD | BIGELOW | 4135382369 | rbigelow@mtholyoke.edu | RICHARD | BIGELOW | 4135382369 | rbigelow@mtholyoke.edu | 1 | BOILER #1-RILEY DUAL FUEL |  | BOILER | RILEY BOILER | RO20 | 1977-07-01 | 2011 | 25 | 1 | BOILER #1-RILEY #6 OIL-1.0S | NO.6 | 923 | Residual Oil (No. 6) | 1 | 1 | 0 | E3GAL | N | 24 | 7 | 36 | 24 | 7 | 4
0420073 | MOUNT HOLYOKE COLLEGE |  | 50 COLLEGE ST | CENTRAL HEATING PLT | SOUTH HADLEY | MA | 010750000 | 50 COLLEGE STREET |  | SOUTH HADLEY | MA | 010750000 | N | PRIVATE | SM80-R | MOUNT HOLYOKE COLLEGE | 4135382529 | rbigelow@mtholyoke.edu | RICHARD | BIGELOW | 4135382369 | rbigelow@mtholyoke.edu | RICHARD | BIGELOW | 4135382369 | rbigelow@mtholyoke.edu | 1 | BOILER #1-RILEY DUAL FUEL |  | BOILER | RILEY BOILER | RO20 | 1977-07-01 | 2011 | 25 | 2 | BOILER #1-RILEY NATURAL GAS | NATURAL GAS | 209 | Natural Gas |  |  | 66.192 | E6FT3 | N | 24 | 7 | 36 | 24 | 7 | 4
0420073 | MOUNT HOLYOKE COLLEGE |  | 50 COLLEGE ST | CENTRAL HEATING PLT | SOUTH HADLEY | MA | 010750000 | 50 COLLEGE STREET |  | SOUTH HADLEY | MA | 010750000 | N | PRIVATE | SM80-R | MOUNT HOLYOKE COLLEGE | 4135382529 | rbigelow@mtholyoke.edu | RICHARD | BIGELOW | 4135382369 | rbigelow@mtholyoke.edu | RICHARD | BIGELOW | 4135382369 | rbigelow@mtholyoke.edu | 1 | BOILER #1-RILEY DUAL FUEL |  | BOILER | RILEY BOILER | RO20 | 1977-07-01 | 2011 | 25 | 3 | BOILER #1-RILEY: #6 OIL-2.2S | NO.6 | 923 | Residual Oil (No. 6) | 2.2 | 1 | 0 | E3GAL | N | 24 | 7 | 36 | 24 | 7 | 4
0420073 | MOUNT HOLYOKE COLLEGE |  | 50 COLLEGE ST | CENTRAL HEATING PLT | SOUTH HADLEY | MA | 010750000 | 50 COLLEGE STREET |  | SOUTH HADLEY | MA | 010750000 | N | PRIVATE | SM80-R | MOUNT HOLYOKE COLLEGE | 4135382529 | rbigelow@mtholyoke.edu | RICHARD | BIGELOW | 4135382369 | rbigelow@mtholyoke.edu | RICHARD | BIGELOW | 4135382369 | rbigelow@mtholyoke.edu | 2 | BOILER #2-RILEY #6 OIL |  | BOILER | RILEY | RO | 1977-07-01 | 2011 | 25 | 1 | BOILER #2-RILEY #6 OIL-2.2S | NO.6 | 923 | Residual Oil (No. 6) | 2.2 | 1 | 0 | E3GAL | N | 24 | 7 | 8 | 0 | 0 | 0
0420073 | MOUNT HOLYOKE COLLEGE |  | 50 COLLEGE ST | CENTRAL HEATING PLT | SOUTH HADLEY | MA | 010750000 | 50 COLLEGE STREET |  | SOUTH HADLEY | MA | 010750000 | N | PRIVATE | SM80-R | MOUNT HOLYOKE COLLEGE | 4135382529 | rbigelow@mtholyoke.edu | RICHARD | BIGELOW | 4135382369 | rbigelow@mtholyoke.edu | RICHARD | BIGELOW | 4135382369 | rbigelow@mtholyoke.edu | 2 | BOILER #2-RILEY #6 OIL |  | BOILER | RILEY | RO | 1977-07-01 | 2011 | 25 | 2 | BOILER #2-RILEY #6 OIL-1.0S | NO.6 | 923 | Residual Oil (No. 6) | 1 | 1 | 45.537 | E3GAL | N | 24 | 7 | 8 | 0 | 0 | 0
0420073 | MOUNT HOLYOKE COLLEGE |  | 50 COLLEGE ST | CENTRAL HEATING PLT | SOUTH HADLEY | MA | 010750000 | 50 COLLEGE STREET |  | SOUTH HADLEY | MA | 010750000 | N | PRIVATE | SM80-R | MOUNT HOLYOKE COLLEGE | 4135382529 | rbigelow@mtholyoke.edu | RICHARD | BIGELOW | 4135382369 | rbigelow@mtholyoke.edu | RICHARD | BIGELOW | 4135382369 | rbigelow@mtholyoke.edu | 2 | BOILER #2-RILEY #6 OIL |  | BOILER | RILEY | RO | 1977-07-01 | 2011 | 25 | 3 | NATURAL GAS | NATURAL GAS | 209 | Natural Gas |  |  | 0.6982 | E6FT3 | N | 24 | 7 | 8 | 0 | 0 | 0
0420073 | MOUNT HOLYOKE COLLEGE |  | 50 COLLEGE ST | CENTRAL HEATING PLT | SOUTH HADLEY | MA | 010750000 | 50 COLLEGE STREET |  | SOUTH HADLEY | MA | 010750000 | N | PRIVATE | SM80-R | MOUNT HOLYOKE COLLEGE | 4135382529 | rbigelow@mtholyoke.edu | RICHARD | BIGELOW | 4135382369 | rbigelow@mtholyoke.edu | RICHARD | BIGELOW | 4135382369 | rbigelow@mtholyoke.edu | 3 | BOILER #3-RILEY DUAL FUEL |  | BOILER | RILEY | RO | 1977-07-01 | 2011 | 25 | 1 | BOILER #3-RILEY #6 OIL-1.0S | NO.6 | 923 | Residual Oil (No. 6) | 1 | 1 | 0 | E3GAL | N | 24 | 7 | 33 | 12 | 7 | 1
0420073 | MOUNT HOLYOKE COLLEGE |  | 50 COLLEGE ST | CENTRAL HEATING PLT | SOUTH HADLEY | MA | 010750000 | 50 COLLEGE STREET |  | SOUTH HADLEY | MA | 010750000 | N | PRIVATE | SM80-R | MOUNT HOLYOKE COLLEGE | 4135382529 | rbigelow@mtholyoke.edu | RICHARD | BIGELOW | 4135382369 | rbigelow@mtholyoke.edu | RICHARD | BIGELOW | 4135382369 | rbigelow@mtholyoke.edu | 3 | BOILER #3-RILEY DUAL FUEL |  | BOILER | RILEY | RO | 1977-07-01 | 2011 | 25 | 2 | BOILER #3-RILEY NATURAL GAS | NATURAL GAS | 209 | Natural Gas |  |  | 53.724 | E6FT3 | N | 24 | 7 | 33 | 12 | 7 | 1
0420073 | MOUNT HOLYOKE COLLEGE |  | 50 COLLEGE ST | CENTRAL HEATING PLT | SOUTH HADLEY | MA | 010750000 | 50 COLLEGE STREET |  | SOUTH HADLEY | MA | 010750000 | N | PRIVATE | SM80-R | MOUNT HOLYOKE COLLEGE | 4135382529 | rbigelow@mtholyoke.edu | RICHARD | BIGELOW | 4135382369 | rbigelow@mtholyoke.edu | RICHARD | BIGELOW | 4135382369 | rbigelow@mtholyoke.edu | 3 | BOILER #3-RILEY DUAL FUEL |  | BOILER | RILEY | RO | 1977-07-01 | 2011 | 25 | 3 | BOILER #3-RILEY #6 OIL-2.2S | NO.6 | 923 | Residual Oil (No. 6) | 2.2 | 1 | 0 | E3GAL | N | 24 | 7 | 33 | 12 | 7 | 1
0420073 | MOUNT HOLYOKE COLLEGE |  | 50 COLLEGE ST | CENTRAL HEATING PLT | SOUTH HADLEY | MA | 010750000 | 50 COLLEGE STREET |  | SOUTH HADLEY | MA | 010750000 | N | PRIVATE | SM80-R | MOUNT HOLYOKE COLLEGE | 4135382529 | rbigelow@mtholyoke.edu | RICHARD | BIGELOW | 4135382369 | rbigelow@mtholyoke.edu | RICHARD | BIGELOW | 4135382369 | rbigelow@mtholyoke.edu | 4 | BOILER #4-UNION IRON WORKS #23288 #6 OIL-1S |  | BOILER | UNION IRON WORKS | 23288 | 1965-01-01 | 2011 | 27 | 1 | BOILER #4-UNION #6 OIL-1S | NO.6 | 923 | Residual Oil (No. 6) | 1 | 1 | 0 | E3GAL | N | 24 | 7 | 33 | 24 | 7 | 1
0420073 | MOUNT HOLYOKE COLLEGE |  | 50 COLLEGE ST | CENTRAL HEATING PLT | SOUTH HADLEY | MA | 010750000 | 50 COLLEGE STREET |  | SOUTH HADLEY | MA | 010750000 | N | PRIVATE | SM80-R | MOUNT HOLYOKE COLLEGE | 4135382529 | rbigelow@mtholyoke.edu | RICHARD | BIGELOW | 4135382369 | rbigelow@mtholyoke.edu | RICHARD | BIGELOW | 4135382369 | rbigelow@mtholyoke.edu | 4 | BOILER #4-UNION IRON WORKS #23288 #6 OIL-1S |  | BOILER | UNION IRON WORKS | 23288 | 1965-01-01 | 2011 | 27 | 2 | NATURAL GAS | NATURAL GAS | 209 | Natural Gas |  |  | 2.4324 | E6FT3 | N | 24 | 7 | 33 | 24 | 7 | 1
0420073 | MOUNT HOLYOKE COLLEGE |  | 50 COLLEGE ST | CENTRAL HEATING PLT | SOUTH HADLEY | MA | 010750000 | 50 COLLEGE STREET |  | SOUTH HADLEY | MA | 010750000 | N | PRIVATE | SM80-R | MOUNT HOLYOKE COLLEGE | 4135382529 | rbigelow@mtholyoke.edu | RICHARD | BIGELOW | 4135382369 | rbigelow@mtholyoke.edu | RICHARD | BIGELOW | 4135382369 | rbigelow@mtholyoke.edu | 6 | HOT WATER HEATERS NATURAL GAS |  | WATER HEATERS | VARIOUS | VARIOUS | 1990-01-01 | 2011 | 11 | 1 | HOT WATER HEATERS NATURAL GAS | NATURAL GAS | 209 | Natural Gas |  |  | 25.4659 | E6FT3 | Y | 24 | 7 | 52 | 24 | 7 | 22
0420073 | MOUNT HOLYOKE COLLEGE |  | 50 COLLEGE ST | CENTRAL HEATING PLT | SOUTH HADLEY | MA | 010750000 | 50 COLLEGE STREET |  | SOUTH HADLEY | MA | 010750000 | N | PRIVATE | SM80-R | MOUNT HOLYOKE COLLEGE | 4135382529 | rbigelow@mtholyoke.edu | RICHARD | BIGELOW | 4135382369 | rbigelow@mtholyoke.edu | RICHARD | BIGELOW | 4135382369 | rbigelow@mtholyoke.edu | 15 | BOILER #5-UNION #23289 DUAL FUEL |  | BOILER | UNION IRON WORKS | 1 | 1965-01-01 | 2011 | 24 | 1 | BOILER #5-UNION #23289 #6 OIL AT 1.0S | NO.6 | 923 | Residual Oil (No. 6) | 1 | 0.1 | 0 | E3GAL | N | 24 | 7 | 36 | 14 | 7 | 2
0420073 | MOUNT HOLYOKE COLLEGE |  | 50 COLLEGE ST | CENTRAL HEATING PLT | SOUTH HADLEY | MA | 010750000 | 50 COLLEGE STREET |  | SOUTH HADLEY | MA | 010750000 | N | PRIVATE | SM80-R | MOUNT HOLYOKE COLLEGE | 4135382529 | rbigelow@mtholyoke.edu | RICHARD | BIGELOW | 4135382369 | rbigelow@mtholyoke.edu | RICHARD | BIGELOW | 4135382369 | rbigelow@mtholyoke.edu | 15 | BOILER #5-UNION #23289 DUAL FUEL |  | BOILER | UNION IRON WORKS | 1 | 1965-01-01 | 2011 | 24 | 2 | NATURAL GAS | NATURAL GAS | 209 | Natural Gas |  |  | 3.3416 | E6FT3 | N | 24 | 7 | 36 | 14 | 7 | 2
0420078 | PALMER PAVING CORP |  | 1000 PAGE BLVD |  | SPRINGFIELD | MA | 011040000 | 25 BLANCHARD STREET | P.O. BOX 47 | PALMER | MA | 010690000 | N | PRIVATE | SM80-7 | PALMER PAVING CORP | 4132838354 | jec@palmerpaving.com | JON | CALLAHAN | 4132838354 | jec@palmerpaving.com | JON | CALLAHAN | 4132838354 | jec@palmerpaving.com | 1 | UNIT 1 ASPHALT DRUM MIX PLANT- STANSTEEL 3 FUELS |  | AGGREGATE DRYER | HAUCK | ECOSTAR II 150 | 2006-03-31 | 2009 | 165 | 1 | DRYER #1- HAUCK ECOSTAR #2 OIL | NO.2 | 58 | Distillate Oil (No. 2) | 0.05 | 0 | 0 | E3GAL | N | 10 | 6 | 35 | 10 | 6 | 22
0420078 | PALMER PAVING CORP |  | 1000 PAGE BLVD |  | SPRINGFIELD | MA | 011040000 | 25 BLANCHARD STREET | P.O. BOX 47 | PALMER | MA | 010690000 | N | PRIVATE | SM80-7 | PALMER PAVING CORP | 4132838354 | jec@palmerpaving.com | JON | CALLAHAN | 4132838354 | jec@palmerpaving.com | JON | CALLAHAN | 4132838354 | jec@palmerpaving.com | 1 | UNIT 1 ASPHALT DRUM MIX PLANT- STANSTEEL 3 FUELS |  | AGGREGATE DRYER | HAUCK | ECOSTAR II 150 | 2006-03-31 | 2009 | 165 | 2 | DRYER BURNER #1- STANSTEEL NATURAL GAS | NATURAL GAS | 209 | Natural Gas |  |  | 15.9015 | E6FT3 | N | 10 | 6 | 35 | 10 | 6 | 22
0420078 | PALMER PAVING CORP |  | 1000 PAGE BLVD |  | SPRINGFIELD | MA | 011040000 | 25 BLANCHARD STREET | P.O. BOX 47 | PALMER | MA | 010690000 | N | PRIVATE | SM80-7 | PALMER PAVING CORP | 4132838354 | jec@palmerpaving.com | JON | CALLAHAN | 4132838354 | jec@palmerpaving.com | JON | CALLAHAN | 4132838354 | jec@palmerpaving.com | 1 | UNIT 1 ASPHALT DRUM MIX PLANT- STANSTEEL 3 FUELS |  | AGGREGATE DRYER | HAUCK | ECOSTAR II 150 | 2006-03-31 | 2009 | 165 | 3 | ROTARY DRYER #1- STANSTEEL ASPHALT | Concrete | 729 | Concrete | 0 | 0 | 257808 | TON | N | 10 | 6 | 35 | 10 | 6 | 22
0420078 | PALMER PAVING CORP |  | 1000 PAGE BLVD |  | SPRINGFIELD | MA | 011040000 | 25 BLANCHARD STREET | P.O. BOX 47 | PALMER | MA | 010690000 | N | PRIVATE | SM80-7 | PALMER PAVING CORP | 4132838354 | jec@palmerpaving.com | JON | CALLAHAN | 4132838354 | jec@palmerpaving.com | JON | CALLAHAN | 4132838354 | jec@palmerpaving.com | 1 | UNIT 1 ASPHALT DRUM MIX PLANT- STANSTEEL 3 FUELS |  | AGGREGATE DRYER | HAUCK | ECOSTAR II 150 | 2006-03-31 | 2009 | 165 | 4 | ROTARY DRYER 1-STANSTEEL SPEC USED OIL | NO.6 | 923 | Residual Oil (No. 6) | 0.5 |  | 398.239 | E3GAL | N | 10 | 6 | 35 | 10 | 6 | 22
0420078 | PALMER PAVING CORP |  | 1000 PAGE BLVD |  | SPRINGFIELD | MA | 011040000 | 25 BLANCHARD STREET | P.O. BOX 47 | PALMER | MA | 010690000 | N | PRIVATE | SM80-7 | PALMER PAVING CORP | 4132838354 | jec@palmerpaving.com | JON | CALLAHAN | 4132838354 | jec@palmerpaving.com | JON | CALLAHAN | 4132838354 | jec@palmerpaving.com | 1 | UNIT 1 ASPHALT DRUM MIX PLANT- STANSTEEL 3 FUELS |  | AGGREGATE DRYER | HAUCK | ECOSTAR II 150 | 2006-03-31 | 2009 | 165 | 5 | ASPHALT HOT OIL HEATER UNIT 2 - NO. 2 OIL | NO.2 | 58 | Distillate Oil (No. 2) | 0.3 | 0 | 84.972 | E3GAL | N | 10 | 6 | 35 | 10 | 6 | 22
0420078 | PALMER PAVING CORP |  | 1000 PAGE BLVD |  | SPRINGFIELD | MA | 011040000 | 25 BLANCHARD STREET | P.O. BOX 47 | PALMER | MA | 010690000 | N | PRIVATE | SM80-7 | PALMER PAVING CORP | 4132838354 | jec@palmerpaving.com | JON | CALLAHAN | 4132838354 | jec@palmerpaving.com | JON | CALLAHAN | 4132838354 | jec@palmerpaving.com | 1 | UNIT 1 ASPHALT DRUM MIX PLANT- STANSTEEL 3 FUELS |  | AGGREGATE DRYER | HAUCK | ECOSTAR II 150 | 2006-03-31 | 2009 | 165 | 6 | ASPHALT HOT OIL HEATER - UNIT 2 - NAT GAS | NATURAL GAS | 209 | Natural Gas |  |  | 0 | E6FT3 | N | 10 | 6 | 35 | 10 | 6 | 22
0420078 | PALMER PAVING CORP |  | 1000 PAGE BLVD |  | SPRINGFIELD | MA | 011040000 | 25 BLANCHARD STREET | P.O. BOX 47 | PALMER | MA | 010690000 | N | PRIVATE | SM80-7 | PALMER PAVING CORP | 4132838354 | jec@palmerpaving.com | JON | CALLAHAN | 4132838354 | jec@palmerpaving.com | JON | CALLAHAN | 4132838354 | jec@palmerpaving.com | 2 | UNIT NO. 4 - RAP PLANT RAP TONNAGE |  | AGGREGATE DRYER | RAP PROCESS MACHINERY | P100AB | 2000-01-01 | 2009 | 34 | 1 | RAP HEATER- UNIT 4 ASPHALT | Asphalt | 647 | Asphalt | 0 | 0 | 0 | TON | N | 24 | 7 | 39 | 24 | 7 | 22
0420078 | PALMER PAVING CORP |  | 1000 PAGE BLVD |  | SPRINGFIELD | MA | 011040000 | 25 BLANCHARD STREET | P.O. BOX 47 | PALMER | MA | 010690000 | N | PRIVATE | SM80-7 | PALMER PAVING CORP | 4132838354 | jec@palmerpaving.com | JON | CALLAHAN | 4132838354 | jec@palmerpaving.com | JON | CALLAHAN | 4132838354 | jec@palmerpaving.com | 2 | UNIT NO. 4 - RAP PLANT RAP TONNAGE |  | AGGREGATE DRYER | RAP PROCESS MACHINERY | P100AB | 2000-01-01 | 2009 | 34 | 2 | RAP PLANT - UNIT 4 NO 2 OIL- | NO.2 | 58 | Distillate Oil (No. 2) | 0.05 | 0 | 0 | E3GAL | N | 24 | 7 | 39 | 24 | 7 | 22
0420078 | PALMER PAVING CORP |  | 1000 PAGE BLVD |  | SPRINGFIELD | MA | 011040000 | 25 BLANCHARD STREET | P.O. BOX 47 | PALMER | MA | 010690000 | N | PRIVATE | SM80-7 | PALMER PAVING CORP | 4132838354 | jec@palmerpaving.com | JON | CALLAHAN | 4132838354 | jec@palmerpaving.com | JON | CALLAHAN | 4132838354 | jec@palmerpaving.com | 2 | UNIT NO. 4 - RAP PLANT RAP TONNAGE |  | AGGREGATE DRYER | RAP PROCESS MACHINERY | P100AB | 2000-01-01 | 2009 | 34 | 3 | RAP HEATER - UNIT 4 NATURAL GAS | NATURAL GAS | 209 | Natural Gas |  |  | 0 | E6FT3 | N | 24 | 7 | 39 | 24 | 7 | 22
0420078 | PALMER PAVING CORP |  | 1000 PAGE BLVD |  | SPRINGFIELD | MA | 011040000 | 25 BLANCHARD STREET | P.O. BOX 47 | PALMER | MA | 010690000 | N | PRIVATE | SM80-7 | PALMER PAVING CORP | 4132838354 | jec@palmerpaving.com | JON | CALLAHAN | 4132838354 | jec@palmerpaving.com | JON | CALLAHAN | 4132838354 | jec@palmerpaving.com | 2 | UNIT NO. 4 - RAP PLANT RAP TONNAGE |  | AGGREGATE DRYER | RAP PROCESS MACHINERY | P100AB | 2000-01-01 | 2009 | 34 | 5 | UNIT NO. 5 - HOT OIL HEATER NO. 2 OIL | NO.2 | 58 | Distillate Oil (No. 2) | 0.05 |  | 0 | E3GAL | N | 24 | 7 | 39 | 24 | 7 | 22
0420078 | PALMER PAVING CORP |  | 1000 PAGE BLVD |  | SPRINGFIELD | MA | 011040000 | 25 BLANCHARD STREET | P.O. BOX 47 | PALMER | MA | 010690000 | N | PRIVATE | SM80-7 | PALMER PAVING CORP | 4132838354 | jec@palmerpaving.com | JON | CALLAHAN | 4132838354 | jec@palmerpaving.com | JON | CALLAHAN | 4132838354 | jec@palmerpaving.com | 2 | UNIT NO. 4 - RAP PLANT RAP TONNAGE |  | AGGREGATE DRYER | RAP PROCESS MACHINERY | P100AB | 2000-01-01 | 2009 | 34 | 6 | UNIT 5 - HOT OIL HEATER NATURAL GAS | NATURAL GAS | 209 | Natural Gas |  |  | 0 | E6FT3 | N | 24 | 7 | 39 | 24 | 7 | 22
0420083 | INDIAN ORCHARD MILL |  | 34 FRONT ST |  | SPRINGFIELD | MA | 011510000 | P.O.BOX 51006 |  | INDIAN ORCHARD | MA | 011510000 | N | PRIVATE | NM99 | INDIAN ORCHARD MILLS | 4135433321 | CHARLES@INDIANORCHARDMILLS.COM | CHARLES | BRUSH | 4135433321 | CHARLES@INDIANORCHARDMILLS.COM | CHARLES | BRUSH | 4135433321 | CHARLES@INDIANORCHARDMILLS.COM | 1 | BOILER #1 DUAL FUEL |  | BOILER | UNION IRON WORKS | UNKNOWN | 1955-12-12 | 2010 | 25.2 | 1 | BOILER #1 #2 OIL | NO.2 | 58 | Distillate Oil (No. 2) | 0.3 | 0 | 0 | E3GAL | N | 24 | 6 | 26 | 0 | 0 | 0
0420083 | INDIAN ORCHARD MILL |  | 34 FRONT ST |  | SPRINGFIELD | MA | 011510000 | P.O.BOX 51006 |  | INDIAN ORCHARD | MA | 011510000 | N | PRIVATE | NM99 | INDIAN ORCHARD MILLS | 4135433321 | CHARLES@INDIANORCHARDMILLS.COM | CHARLES | BRUSH | 4135433321 | CHARLES@INDIANORCHARDMILLS.COM | CHARLES | BRUSH | 4135433321 | CHARLES@INDIANORCHARDMILLS.COM | 1 | BOILER #1 DUAL FUEL |  | BOILER | UNION IRON WORKS | UNKNOWN | 1955-12-12 | 2010 | 25.2 | 2 | BOILER #1 NATURAL GAS | NATURAL GAS | 209 | Natural Gas |  |  | 13.6 | E6FT3 | N | 24 | 6 | 26 | 0 | 0 | 0
0420085 | MASS MUTUAL INSURANCE |  | 1295 STATE ST |  | SPRINGFIELD | MA | 011110001 | 1295 STATE ST |  | SPRINGFIELD | MA | 011110001 | N | PRIVATE | SM80-R | MASS MUTUAL LIFE INSURANCE CO | 4137888411 | djbrown@massmutual.com | DAVID | BROWN | 4137448429 | dbrown3@massmutual.com | BENJAMIN | PAQUETTE | 4137440285 | bpaquette@massmutual.com | 1 | BOILER #1 BABCOCK WILCOX #FM942 DUAL FUEL |  | BOILER | BABCOCK WILCOX | UNKNOWN | 1971-01-01 | 2011 | 30 | 1 | BOILER #1-BABCOCK WILCOX #FM942 #6 OIL 1 S | NO.6 | 923 | Residual Oil (No. 6) | 1 | 0.1 | 0.924 | E3GAL | N | 12 | 5 | 43 | 12 | 5 | 13
0420085 | MASS MUTUAL INSURANCE |  | 1295 STATE ST |  | SPRINGFIELD | MA | 011110001 | 1295 STATE ST |  | SPRINGFIELD | MA | 011110001 | N | PRIVATE | SM80-R | MASS MUTUAL LIFE INSURANCE CO | 4137888411 | djbrown@massmutual.com | DAVID | BROWN | 4137448429 | dbrown3@massmutual.com | BENJAMIN | PAQUETTE | 4137440285 | bpaquette@massmutual.com | 1 | BOILER #1 BABCOCK WILCOX #FM942 DUAL FUEL |  | BOILER | BABCOCK WILCOX | UNKNOWN | 1971-01-01 | 2011 | 30 | 2 | BOILER #1-BABCOCK+WILCOX #FM942 NATURAL GAS | NATURAL GAS | 209 | Natural Gas |  |  | 6.457 | E6FT3 | N | 12 | 5 | 43 | 12 | 5 | 13
0420085 | MASS MUTUAL INSURANCE |  | 1295 STATE ST |  | SPRINGFIELD | MA | 011110001 | 1295 STATE ST |  | SPRINGFIELD | MA | 011110001 | N | PRIVATE | SM80-R | MASS MUTUAL LIFE INSURANCE CO | 4137888411 | djbrown@massmutual.com | DAVID | BROWN | 4137448429 | dbrown3@massmutual.com | BENJAMIN | PAQUETTE | 4137440285 | bpaquette@massmutual.com | 2 | BOILER #2 BABCOCK WILCOX #FM942 DUAL FUEL |  | BOILER | BABCOCK & WILCOX | UNKNOWN | 1971-01-01 | 2011 | 30 | 1 | BOILER #2 BABCOCK WILCOX #FM942 #6 OIL 1 S | NO.6 | 923 | Residual Oil (No. 6) | 1 | 0.1 | 0.929 | E3GAL | N | 12 | 6 | 43 | 12 | 5 | 13
0420085 | MASS MUTUAL INSURANCE |  | 1295 STATE ST |  | SPRINGFIELD | MA | 011110001 | 1295 STATE ST |  | SPRINGFIELD | MA | 011110001 | N | PRIVATE | SM80-R | MASS MUTUAL LIFE INSURANCE CO | 4137888411 | djbrown@massmutual.com | DAVID | BROWN | 4137448429 | dbrown3@massmutual.com | BENJAMIN | PAQUETTE | 4137440285 | bpaquette@massmutual.com | 2 | BOILER #2 BABCOCK WILCOX #FM942 DUAL FUEL |  | BOILER | BABCOCK & WILCOX | UNKNOWN | 1971-01-01 | 2011 | 30 | 2 | BOILER #2 BABCOCK WILCOX #FM942 NATURAL GAS | NATURAL GAS | 209 | Natural Gas |  |  | 6.457 | E6FT3 | N | 12 | 6 | 43 | 12 | 5 | 13
0420085 | MASS MUTUAL INSURANCE |  | 1295 STATE ST |  | SPRINGFIELD | MA | 011110001 | 1295 STATE ST |  | SPRINGFIELD | MA | 011110001 | N | PRIVATE | SM80-R | MASS MUTUAL LIFE INSURANCE CO | 4137888411 | djbrown@massmutual.com | DAVID | BROWN | 4137448429 | dbrown3@massmutual.com | BENJAMIN | PAQUETTE | 4137440285 | bpaquette@massmutual.com | 3 | BOILER #3 BABCOCK WILCOX #FM942 DUAL FUEL |  | BOILER | BABCOCK & WILCOX | UNKNOWN | 1961-01-01 | 2011 | 30 | 1 | BOILER #3 BABCOCK+WILCOX #FM942 #6 OIL 1 S | NO.6 | 923 | Residual Oil (No. 6) | 1 | 0.1 | 0.929 | E3GAL | N | 12 | 6 | 43 | 12 | 5 | 13
0420085 | MASS MUTUAL INSURANCE |  | 1295 STATE ST |  | SPRINGFIELD | MA | 011110001 | 1295 STATE ST |  | SPRINGFIELD | MA | 011110001 | N | PRIVATE | SM80-R | MASS MUTUAL LIFE INSURANCE CO | 4137888411 | djbrown@massmutual.com | DAVID | BROWN | 4137448429 | dbrown3@massmutual.com | BENJAMIN | PAQUETTE | 4137440285 | bpaquette@massmutual.com | 3 | BOILER #3 BABCOCK WILCOX #FM942 DUAL FUEL |  | BOILER | BABCOCK & WILCOX | UNKNOWN | 1961-01-01 | 2011 | 30 | 2 | BOILER #3 BABCOCK WILCOX #FM942 NATURAL GAS | NATURAL GAS | 209 | Natural Gas |  |  | 6.457 | E6FT3 | N | 12 | 6 | 43 | 12 | 5 | 13
0420085 | MASS MUTUAL INSURANCE |  | 1295 STATE ST |  | SPRINGFIELD | MA | 011110001 | 1295 STATE ST |  | SPRINGFIELD | MA | 011110001 | N | PRIVATE | SM80-R | MASS MUTUAL LIFE INSURANCE CO | 4137888411 | djbrown@massmutual.com | DAVID | BROWN | 4137448429 | dbrown3@massmutual.com | BENJAMIN | PAQUETTE | 4137440285 | bpaquette@massmutual.com | 4 | BOILER #4 BABCOCK WILCOX #FM942 DUAL FUEL |  | BOILER | BABCOCK & WILCOX | UNKNOWN | 1960-01-01 | 2011 | 30 | 1 | BOILER #4 BABCOCK+WILCOX #FM942 #6 OIL 1S | NO.6 | 923 | Residual Oil (No. 6) | 1 | 0.1 | 0.929 | E3GAL | N | 12 | 6 | 43 | 12 | 5 | 13
0420085 | MASS MUTUAL INSURANCE |  | 1295 STATE ST |  | SPRINGFIELD | MA | 011110001 | 1295 STATE ST |  | SPRINGFIELD | MA | 011110001 | N | PRIVATE | SM80-R | MASS MUTUAL LIFE INSURANCE CO | 4137888411 | djbrown@massmutual.com | DAVID | BROWN | 4137448429 | dbrown3@massmutual.com | BENJAMIN | PAQUETTE | 4137440285 | bpaquette@massmutual.com | 4 | BOILER #4 BABCOCK WILCOX #FM942 DUAL FUEL |  | BOILER | BABCOCK & WILCOX | UNKNOWN | 1960-01-01 | 2011 | 30 | 2 | BOILER #4 BABCOCK WILCOX #FM942 NATURAL GAS | NATURAL GAS | 209 | Natural Gas |  |  | 6.457 | E6FT3 | N | 12 | 6 | 43 | 12 | 5 | 13
0420085 | MASS MUTUAL INSURANCE |  | 1295 STATE ST |  | SPRINGFIELD | MA | 011110001 | 1295 STATE ST |  | SPRINGFIELD | MA | 011110001 | N | PRIVATE | SM80-R | MASS MUTUAL LIFE INSURANCE CO | 4137888411 | djbrown@massmutual.com | DAVID | BROWN | 4137448429 | dbrown3@massmutual.com | BENJAMIN | PAQUETTE | 4137440285 | bpaquette@massmutual.com | 5 | GENERATOR-1 CATERPILLAR 3512 TA #2 OIL-0.5 S |  | ENGINE | CATERPILLAR | 1500 | 1989-01-01 | 2011 | 14.43 | 1 | GENERATOR-1 CATERPILLAR 3512TA #2 OIL-0.5 S | DIESEL | 44 | DIESEL | 0.5 | 0 | 1.404 | E3GAL | N | 1 | 1 | 52 | 1 | 1 | 22
0420085 | MASS MUTUAL INSURANCE |  | 1295 STATE ST |  | SPRINGFIELD | MA | 011110001 | 1295 STATE ST |  | SPRINGFIELD | MA | 011110001 | N | PRIVATE | SM80-R | MASS MUTUAL LIFE INSURANCE CO | 4137888411 | djbrown@massmutual.com | DAVID | BROWN | 4137448429 | dbrown3@massmutual.com | BENJAMIN | PAQUETTE | 4137440285 | bpaquette@massmutual.com | 6 | GENERATOR-2 CATERPILLAR 3512 TA NO 2 OIL-0.5 S |  | ENGINE | CATERPILLAR | 1500 | 1989-01-01 | 2011 | 14.43 | 1 | GENERATOR-2 CATERPILLAR 3512TA NO 2 OIL-0.5 S | DIESEL | 44 | DIESEL | 0.5 | 0 | 1.794 | E3GAL | N | 1 | 1 | 52 | 1 | 1 | 22
0420085 | MASS MUTUAL INSURANCE |  | 1295 STATE ST |  | SPRINGFIELD | MA | 011110001 | 1295 STATE ST |  | SPRINGFIELD | MA | 011110001 | N | PRIVATE | SM80-R | MASS MUTUAL LIFE INSURANCE CO | 4137888411 | djbrown@massmutual.com | DAVID | BROWN | 4137448429 | dbrown3@massmutual.com | BENJAMIN | PAQUETTE | 4137440285 | bpaquette@massmutual.com | 9 | GENERATOR-4 CATERPILLAR 3512 TA #2 OI-0.5 S |  | ENGINE | CATERPILLAR | 1500 | 2008-07-01 | 2011 | 14.43 | 1 | GENERATOR-1 CATERPILLER 3512 A #4 | DIESEL | 44 | DIESEL | 0.5 | 0 | 1.542 | E3GAL | N | 1 | 1 | 52 | 1 | 1 | 22
0420086 | SOLUTIA INCORPORATED |  | 730 WORCESTER ST |  | SPRINGFIELD | MA | 011511089 | 730 WORCESTER ST |  | SPRINGFIELD | MA | 011511089 | N | PRIVATE | OP16 | SOLUTIA INC | 3146741000 | adstra@solutia.com | DAVID | LAHR | 4137303000 | dwlahr@solutia.com | ALAN | STRATTON | 4137303551 | adstra@solutia.com | 2 | POWER HOUSE - BOILER #9 |  | BOILER | COMBUSTION ENGINEERING | 27VP-12W | 1964-01-01 | 2011 | 112 | 1 | DUAL FUEL #2 OIL AND 0.3 PERCENT S | NATURAL GAS | 209 | Natural Gas |  |  | 109.85 | E6FT3 | N | 3 | 7 | 50 | 3 | 7 | 22
0420086 | SOLUTIA INCORPORATED |  | 730 WORCESTER ST |  | SPRINGFIELD | MA | 011511089 | 730 WORCESTER ST |  | SPRINGFIELD | MA | 011511089 | N | PRIVATE | OP16 | SOLUTIA INC | 3146741000 | adstra@solutia.com | DAVID | LAHR | 4137303000 | dwlahr@solutia.com | ALAN | STRATTON | 4137303551 | adstra@solutia.com | 2 | POWER HOUSE - BOILER #9 |  | BOILER | COMBUSTION ENGINEERING | 27VP-12W | 1964-01-01 | 2011 | 112 | 2 | BOILER #9-FUEL OIL | NO.2 | 58 | Distillate Oil (No. 2) | 0.3 |  | 0 | E3GAL | N | 3 | 7 | 50 | 3 | 7 | 22
0420086 | SOLUTIA INCORPORATED |  | 730 WORCESTER ST |  | SPRINGFIELD | MA | 011511089 | 730 WORCESTER ST |  | SPRINGFIELD | MA | 011511089 | N | PRIVATE | OP16 | SOLUTIA INC | 3146741000 | adstra@solutia.com | DAVID | LAHR | 4137303000 | dwlahr@solutia.com | ALAN | STRATTON | 4137303551 | adstra@solutia.com | 3 | POWER HOUSE - BOILER #10 |  | BOILER | BABCOCK & WILCOX | EM117 | 1976-08-06 | 2011 | 196 | 1 | BOILER #10-BABCOCK+WILCOX NATURAL GAS 150P002 | NATURAL GAS | 209 | Natural Gas |  |  | 394.16 | E6FT3 | N | 6 | 7 | 50 | 12 | 7 | 22
0420086 | SOLUTIA INCORPORATED |  | 730 WORCESTER ST |  | SPRINGFIELD | MA | 011511089 | 730 WORCESTER ST |  | SPRINGFIELD | MA | 011511089 | N | PRIVATE | OP16 | SOLUTIA INC | 3146741000 | adstra@solutia.com | DAVID | LAHR | 4137303000 | dwlahr@solutia.com | ALAN | STRATTON | 4137303551 | adstra@solutia.com | 3 | POWER HOUSE - BOILER #10 |  | BOILER | BABCOCK & WILCOX | EM117 | 1976-08-06 | 2011 | 196 | 2 | BOILER #10 - FUEL OIL | NO.2 | 58 | Distillate Oil (No. 2) | 0.3 | 0 | 0 | E3GAL | N | 6 | 7 | 50 | 12 | 7 | 22
0420086 | SOLUTIA INCORPORATED |  | 730 WORCESTER ST |  | SPRINGFIELD | MA | 011511089 | 730 WORCESTER ST |  | SPRINGFIELD | MA | 011511089 | N | PRIVATE | OP16 | SOLUTIA INC | 3146741000 | adstra@solutia.com | DAVID | LAHR | 4137303000 | dwlahr@solutia.com | ALAN | STRATTON | 4137303551 | adstra@solutia.com | 4 | POWER HOUSE - BOILER #11 |  | BOILER | FOSTER WHEELER | TYPE S SPREADER STOKER | 1984-07-27 | 2011 | 249 | 1 | BITUMINOUS COAL | COAL | 717 | Coal | 0.67 | 5.3 | 49457 | TON | N | 24 | 7 | 48 | 24 | 7 | 18
0420087 | SPRINGFIELD HOSPITAL LLC DBA:PARKVIEW |  | 1400 STATE ST |  | SPRINGFIELD | MA | 011090000 | 1400 STATE STREET |  | SPRINGFIELD | MA | 011090000 | N | PRIVATE | SM50 | SPRINGFIELD HOSPITAL LLC | 4137266703 | Karen.Moore@kindredheathcare.com | MOORE | KAREN | 4137348435 | Karen.Moore@kindredhealthcare.com | YAKAV | GELLAR | 4137876700 | Yakav.Gellar@kindredhealthcare.com | 4 | BOILER #4-BIGALOW HRT #6 OIL |  | BOILER | HART BIGELOW | 6680 | 1952-09-01 | 2009 | 12 | 1 | BOILER #4-BIGELOW HRT #2 OIL | NO.2 | 58 | Distillate Oil (No. 2) | 0.03 | 0 | 0 | E3GAL | N | 0 | 0 | 0 | 0 | 0 | 0
0420089 | SMITH & WESSON CORP |  | 2100 ROOSEVELT AVE |  | SPRINGFIELD | MA | 011010000 | 2100 ROOSEVELT AVE |  | SPRINGFIELD | MA | 011010000 | N | PRIVATE | SM50 | SMITH + WESSON HOLDING COMPANY | 4137818300 | bserra@smith-wesson.com | WILLIAM | SERRA | 4137473470 | bserra@smith-wesson.com | WILLIAM | SERRA | 4137473470 | bserra@smith-wesson.com | 1 | BOILER #1-CLEAVER BROOKS DUAL FUEL |  | BOILER | CL BROOKS #1- #6 OIL | CB400-400 | 2000-10-01 | 2011 | 16 | 2 | BOILER #1-CLEAVER BROOKS NATURAL GAS | NATURAL GAS | 209 | Natural Gas |  |  | 26.03 | E6FT3 | N | 24 | 7 | 40 | 0 | 0 | 0
0420089 | SMITH & WESSON CORP |  | 2100 ROOSEVELT AVE |  | SPRINGFIELD | MA | 011010000 | 2100 ROOSEVELT AVE |  | SPRINGFIELD | MA | 011010000 | N | PRIVATE | SM50 | SMITH + WESSON HOLDING COMPANY | 4137818300 | bserra@smith-wesson.com | WILLIAM | SERRA | 4137473470 | bserra@smith-wesson.com | WILLIAM | SERRA | 4137473470 | bserra@smith-wesson.com | 2 | BOILER #2-CLEAVER BROOKS DUAL FUEL |  | BOILER | CLEAVER BROOKS | CB400-400 | 1977-01-01 | 2011 | 16 | 1 | BOILER #2-CLEAVER BROOKS #6 OIL-0.5S | NO.6 | 923 | Residual Oil (No. 6) | 0.5 | 1 | 0 | E3GAL | N | 24 | 7 | 40 | 0 | 0 | 0
0420089 | SMITH & WESSON CORP |  | 2100 ROOSEVELT AVE |  | SPRINGFIELD | MA | 011010000 | 2100 ROOSEVELT AVE |  | SPRINGFIELD | MA | 011010000 | N | PRIVATE | SM50 | SMITH + WESSON HOLDING COMPANY | 4137818300 | bserra@smith-wesson.com | WILLIAM | SERRA | 4137473470 | bserra@smith-wesson.com | WILLIAM | SERRA | 4137473470 | bserra@smith-wesson.com | 2 | BOILER #2-CLEAVER BROOKS DUAL FUEL |  | BOILER | CLEAVER BROOKS | CB400-400 | 1977-01-01 | 2011 | 16 | 2 | BOILER #2-CLEAVER BROOKS NATURAL GAS | NATURAL GAS | 209 | Natural Gas |  |  | 26 | E6FT3 | N | 24 | 7 | 40 | 0 | 0 | 0
0420089 | SMITH & WESSON CORP |  | 2100 ROOSEVELT AVE |  | SPRINGFIELD | MA | 011010000 | 2100 ROOSEVELT AVE |  | SPRINGFIELD | MA | 011010000 | N | PRIVATE | SM50 | SMITH + WESSON HOLDING COMPANY | 4137818300 | bserra@smith-wesson.com | WILLIAM | SERRA | 4137473470 | bserra@smith-wesson.com | WILLIAM | SERRA | 4137473470 | bserra@smith-wesson.com | 3 | BOILER #3-DUNHAM BUSH STANDBY |  | BOILER | DUNHAM-BUSH | B01-L-400 | 1969-06-01 | 2011 | 16 | 2 | BOILER #3-DUNHAM BUSH -STANDBY- NATURAL GAS | NATURAL GAS | 209 | Natural Gas |  |  | 0 | E6FT3 | N | 5 | 2 | 10 | 0 | 0 | 0
0420093 | BAYSTATE MEDICAL CENTER |  | 759 CHESTNUT ST |  | SPRINGFIELD | MA | 011990000 | 759 CHESTNUT STREET |  | SPRINGFIELD | MA | 011990000 | N | PRIVATE | SM80-R | BAYSTATE MEDICAL CENTER | 4137945494 | sean.gouvin@bhs.org | SEAN | GOUVIN | 4137943260 | sean.gouvin@bhs.org | JEFFREY | BIBEAU | 4135723243 | JPBibeau@tighebond.com | 1 | BOILER #1-CLEAVER BROOKS #D42 DUAL FUEL |  | BOILER | CLEAVER BROOKS DUAL FUEL | D-42 | 1977-12-15 | 2011 | 33.6 | 1 | NO. 6 OIL-1.0 S | NO.6 | 923 | Residual Oil (No. 6) | 1 | 0 | 0 | E3GAL | N | 24 | 7 | 24 | 24 | 7 | 8
0420093 | BAYSTATE MEDICAL CENTER |  | 759 CHESTNUT ST |  | SPRINGFIELD | MA | 011990000 | 759 CHESTNUT STREET |  | SPRINGFIELD | MA | 011990000 | N | PRIVATE | SM80-R | BAYSTATE MEDICAL CENTER | 4137945494 | sean.gouvin@bhs.org | SEAN | GOUVIN | 4137943260 | sean.gouvin@bhs.org | JEFFREY | BIBEAU | 4135723243 | JPBibeau@tighebond.com | 1 | BOILER #1-CLEAVER BROOKS #D42 DUAL FUEL |  | BOILER | CLEAVER BROOKS DUAL FUEL | D-42 | 1977-12-15 | 2011 | 33.6 | 2 | NATURAL GAS | NATURAL GAS | 209 | Natural Gas |  |  | 25.263 | E6FT3 | N | 24 | 7 | 24 | 24 | 7 | 8
0420093 | BAYSTATE MEDICAL CENTER |  | 759 CHESTNUT ST |  | SPRINGFIELD | MA | 011990000 | 759 CHESTNUT STREET |  | SPRINGFIELD | MA | 011990000 | N | PRIVATE | SM80-R | BAYSTATE MEDICAL CENTER | 4137945494 | sean.gouvin@bhs.org | SEAN | GOUVIN | 4137943260 | sean.gouvin@bhs.org | JEFFREY | BIBEAU | 4135723243 | JPBibeau@tighebond.com | 2 | BOILER #2-CLEAVER BROOKS #D42 DUAL FUEL |  | BOILER | CLEAVER BROOKS - DUAL FUEL | D-42 | 1978-06-03 | 2011 | 33.6 | 1 | NO. 6 OIL-1.0 S | NO.6 | 923 | Residual Oil (No. 6) | 1 | 0 | 0 | E3GAL | N | 24 | 7 | 36 | 24 | 7 | 22
0420093 | BAYSTATE MEDICAL CENTER |  | 759 CHESTNUT ST |  | SPRINGFIELD | MA | 011990000 | 759 CHESTNUT STREET |  | SPRINGFIELD | MA | 011990000 | N | PRIVATE | SM80-R | BAYSTATE MEDICAL CENTER | 4137945494 | sean.gouvin@bhs.org | SEAN | GOUVIN | 4137943260 | sean.gouvin@bhs.org | JEFFREY | BIBEAU | 4135723243 | JPBibeau@tighebond.com | 2 | BOILER #2-CLEAVER BROOKS #D42 DUAL FUEL |  | BOILER | CLEAVER BROOKS - DUAL FUEL | D-42 | 1978-06-03 | 2011 | 33.6 | 2 | NATURAL GAS | NATURAL GAS | 209 | Natural Gas |  |  | 86.6913 | E6FT3 | N | 24 | 7 | 36 | 24 | 7 | 22
0420093 | BAYSTATE MEDICAL CENTER |  | 759 CHESTNUT ST |  | SPRINGFIELD | MA | 011990000 | 759 CHESTNUT STREET |  | SPRINGFIELD | MA | 011990000 | N | PRIVATE | SM80-R | BAYSTATE MEDICAL CENTER | 4137945494 | sean.gouvin@bhs.org | SEAN | GOUVIN | 4137943260 | sean.gouvin@bhs.org | JEFFREY | BIBEAU | 4135723243 | JPBibeau@tighebond.com | 3 | BOILER #3-CLEAVER BROOKS #D42 DUAL FUEL |  | BOILER | CLEAVER BROOKS - DUAL FUEL | D-42 | 1978-02-21 | 2011 | 33.6 | 1 | NO. 6 OIL-1.0 S | NO.6 | 923 | Residual Oil (No. 6) | 1 | 0 | 0 | E3GAL | N | 24 | 7 | 32 | 1 | 1 | 1
0420093 | BAYSTATE MEDICAL CENTER |  | 759 CHESTNUT ST |  | SPRINGFIELD | MA | 011990000 | 759 CHESTNUT STREET |  | SPRINGFIELD | MA | 011990000 | N | PRIVATE | SM80-R | BAYSTATE MEDICAL CENTER | 4137945494 | sean.gouvin@bhs.org | SEAN | GOUVIN | 4137943260 | sean.gouvin@bhs.org | JEFFREY | BIBEAU | 4135723243 | JPBibeau@tighebond.com | 3 | BOILER #3-CLEAVER BROOKS #D42 DUAL FUEL |  | BOILER | CLEAVER BROOKS - DUAL FUEL | D-42 | 1978-02-21 | 2011 | 33.6 | 2 | NATURAL GAS | NATURAL GAS | 209 | Natural Gas |  |  | 60.7448 | E6FT3 | N | 24 | 7 | 32 | 1 | 1 | 1
0420093 | BAYSTATE MEDICAL CENTER |  | 759 CHESTNUT ST |  | SPRINGFIELD | MA | 011990000 | 759 CHESTNUT STREET |  | SPRINGFIELD | MA | 011990000 | N | PRIVATE | SM80-R | BAYSTATE MEDICAL CENTER | 4137945494 | sean.gouvin@bhs.org | SEAN | GOUVIN | 4137943260 | sean.gouvin@bhs.org | JEFFREY | BIBEAU | 4135723243 | JPBibeau@tighebond.com | 6 | GENERATOR #1-CATERPILLAR 3512 1000KW #2 OIL-0.3 S |  | ENGINE | CATERPILLAR | 3512 | 1998-06-01 | 2011 | 14.2 | 1 | NO. 2 OIL-0.3 P | DIESEL | 44 | DIESEL | 0.3 | 0 | 0.711 | E3GAL | N | 1 | 1 | 12 | 1 | 1 | 5
0420093 | BAYSTATE MEDICAL CENTER |  | 759 CHESTNUT ST |  | SPRINGFIELD | MA | 011990000 | 759 CHESTNUT STREET |  | SPRINGFIELD | MA | 011990000 | N | PRIVATE | SM80-R | BAYSTATE MEDICAL CENTER | 4137945494 | sean.gouvin@bhs.org | SEAN | GOUVIN | 4137943260 | sean.gouvin@bhs.org | JEFFREY | BIBEAU | 4135723243 | JPBibeau@tighebond.com | 25 | BOILER 4 - CLEAVER BROOKS CBLE-500 DUAL FUEL |  | BOILER | CLEAVER BROOKS | CBLE-500-15ST | 2010-11-01 | 2011 | 21.4 | 1 | NO. 2 FUEL OIL | NO.2 | 58 | Distillate Oil (No. 2) | 0.0015 | 0 | 0 | E3GAL | N | 24 | 7 | 24 | 24 | 7 | 21
0420093 | BAYSTATE MEDICAL CENTER |  | 759 CHESTNUT ST |  | SPRINGFIELD | MA | 011990000 | 759 CHESTNUT STREET |  | SPRINGFIELD | MA | 011990000 | N | PRIVATE | SM80-R | BAYSTATE MEDICAL CENTER | 4137945494 | sean.gouvin@bhs.org | SEAN | GOUVIN | 4137943260 | sean.gouvin@bhs.org | JEFFREY | BIBEAU | 4135723243 | JPBibeau@tighebond.com | 25 | BOILER 4 - CLEAVER BROOKS CBLE-500 DUAL FUEL |  | BOILER | CLEAVER BROOKS | CBLE-500-15ST | 2010-11-01 | 2011 | 21.4 | 2 | NATURAL GAS | NATURAL GAS | 209 | Natural Gas |  |  | 0.1092 | E6FT3 | N | 24 | 7 | 24 | 24 | 7 | 21
0420093 | BAYSTATE MEDICAL CENTER |  | 759 CHESTNUT ST |  | SPRINGFIELD | MA | 011990000 | 759 CHESTNUT STREET |  | SPRINGFIELD | MA | 011990000 | N | PRIVATE | SM80-R | BAYSTATE MEDICAL CENTER | 4137945494 | sean.gouvin@bhs.org | SEAN | GOUVIN | 4137943260 | sean.gouvin@bhs.org | JEFFREY | BIBEAU | 4135723243 | JPBibeau@tighebond.com | 26 | BOILER #5 - CLEAVER BROOKS CBLE-500 DUAL FUEL |  | BOILER | CLEAVER BROOKS | CBLE-500-15ST | 2010-11-01 | 2011 | 21.4 | 1 | NO. 2 FUEL OIL | NO.2 | 58 | Distillate Oil (No. 2) | 0.0015 | 0 | 0 | E3GAL | N | 24 | 7 | 36 | 24 | 7 | 21
0420093 | BAYSTATE MEDICAL CENTER |  | 759 CHESTNUT ST |  | SPRINGFIELD | MA | 011990000 | 759 CHESTNUT STREET |  | SPRINGFIELD | MA | 011990000 | N | PRIVATE | SM80-R | BAYSTATE MEDICAL CENTER | 4137945494 | sean.gouvin@bhs.org | SEAN | GOUVIN | 4137943260 | sean.gouvin@bhs.org | JEFFREY | BIBEAU | 4135723243 | JPBibeau@tighebond.com | 26 | BOILER #5 - CLEAVER BROOKS CBLE-500 DUAL FUEL |  | BOILER | CLEAVER BROOKS | CBLE-500-15ST | 2010-11-01 | 2011 | 21.4 | 2 | NATURAL GAS | NATURAL GAS | 209 | Natural Gas |  |  | 0.1092 | E6FT3 | N | 24 | 7 | 36 | 24 | 7 | 21
0420093 | BAYSTATE MEDICAL CENTER |  | 759 CHESTNUT ST |  | SPRINGFIELD | MA | 011990000 | 759 CHESTNUT STREET |  | SPRINGFIELD | MA | 011990000 | N | PRIVATE | SM80-R | BAYSTATE MEDICAL CENTER | 4137945494 | sean.gouvin@bhs.org | SEAN | GOUVIN | 4137943260 | sean.gouvin@bhs.org | JEFFREY | BIBEAU | 4135723243 | JPBibeau@tighebond.com | 27 | BOILER #6 CLEAVER BROOKS CBLE-500 DUAL FUEL |  | BOILER | CLEAVER BROOKS | CBLE-500-15ST | 2010-11-01 | 2011 | 21.4 | 1 | NO. 2 FUEL OIL | NO.2 | 58 | Distillate Oil (No. 2) | 0.0015 | 0 | 0 | E3GAL | N | 24 | 7 | 52 | 24 | 7 | 21
0420093 | BAYSTATE MEDICAL CENTER |  | 759 CHESTNUT ST |  | SPRINGFIELD | MA | 011990000 | 759 CHESTNUT STREET |  | SPRINGFIELD | MA | 011990000 | N | PRIVATE | SM80-R | BAYSTATE MEDICAL CENTER | 4137945494 | sean.gouvin@bhs.org | SEAN | GOUVIN | 4137943260 | sean.gouvin@bhs.org | JEFFREY | BIBEAU | 4135723243 | JPBibeau@tighebond.com | 27 | BOILER #6 CLEAVER BROOKS CBLE-500 DUAL FUEL |  | BOILER | CLEAVER BROOKS | CBLE-500-15ST | 2010-11-01 | 2011 | 21.4 | 2 | NATURAL GAS | NATURAL GAS | 209 | Natural Gas |  |  | 0.1092 | E6FT3 | N | 24 | 7 | 52 | 24 | 7 | 21
0420093 | BAYSTATE MEDICAL CENTER |  | 759 CHESTNUT ST |  | SPRINGFIELD | MA | 011990000 | 759 CHESTNUT STREET |  | SPRINGFIELD | MA | 011990000 | N | PRIVATE | SM80-R | BAYSTATE MEDICAL CENTER | 4137945494 | sean.gouvin@bhs.org | SEAN | GOUVIN | 4137943260 | sean.gouvin@bhs.org | JEFFREY | BIBEAU | 4135723243 | JPBibeau@tighebond.com | 28 | EMER GEN #6 - CATERPILLAR 3512C |  | ENGINE | CATAPILLAR | 3512C | 2010-09-01 | 2011 | 14.4 | 1 | NO. 2 DIESEL FUEL | DIESEL | 44 | DIESEL | 0.0015 | 0 | 3.437 | E3GAL | N | 1 | 1 | 12 | 1 | 1 | 5
0420093 | BAYSTATE MEDICAL CENTER |  | 759 CHESTNUT ST |  | SPRINGFIELD | MA | 011990000 | 759 CHESTNUT STREET |  | SPRINGFIELD | MA | 011990000 | N | PRIVATE | SM80-R | BAYSTATE MEDICAL CENTER | 4137945494 | sean.gouvin@bhs.org | SEAN | GOUVIN | 4137943260 | sean.gouvin@bhs.org | JEFFREY | BIBEAU | 4135723243 | JPBibeau@tighebond.com | 29 | EMER GEN #7 - CATERPILLAR 3512C |  | ENGINE | CATERPILLAR | 3512C | 2010-09-01 | 2011 | 14.4 | 1 | NO. 2 DIESEL FUEL | DIESEL | 44 | DIESEL | 0.0015 | 0 | 3.067 | E3GAL | N | 1 | 1 | 12 | 1 | 1 | 5
0420094 | SPRINGFIELD TECHNICAL COMMUNITY COLLEGE |  | 1 ARMORY SQ | SUITE 1 | SPRINGFIELD | MA | 011029000 | 1 ARMORY SQUARE |  | SPRINGFIELD | MA | 011050000 | Y | STATE | SM80-R | SPRINGFIELD TECHNICAL COMMUNITY COLLEGE | 4137817822X0 | mesocha@stcc.edu | MAUREEN | SOCHA | 4137554460 | MESocha@stcc.edu | MAUREEN | SOCHA | 4137554460 | MESocha@stcc.edu | 1 | BOILER #1-CLEAVER BROOKS DW-60-HTW |  | BOILER | CLEAVER BROOKS | DW-60-HTW | 1973-09-08 | 2011 | 42 | 1 | BOILER #1-CLEAVER BROOKS DW-60-HTW #2 FUEL OIL | NO.2 | 58 | Distillate Oil (No. 2) | 0.3 | 0 | 0 | E3GAL | Y | 24 | 7 | 52 | 24 | 7 | 22
0420094 | SPRINGFIELD TECHNICAL COMMUNITY COLLEGE |  | 1 ARMORY SQ | SUITE 1 | SPRINGFIELD | MA | 011029000 | 1 ARMORY SQUARE |  | SPRINGFIELD | MA | 011050000 | Y | STATE | SM80-R | SPRINGFIELD TECHNICAL COMMUNITY COLLEGE | 4137817822X0 | mesocha@stcc.edu | MAUREEN | SOCHA | 4137554460 | MESocha@stcc.edu | MAUREEN | SOCHA | 4137554460 | MESocha@stcc.edu | 1 | BOILER #1-CLEAVER BROOKS DW-60-HTW |  | BOILER | CLEAVER BROOKS | DW-60-HTW | 1973-09-08 | 2011 | 42 | 2 | BOILER #1-CLEAVER BROOKS DW-60-HTW NATURAL GAS | NATURAL GAS | 209 | Natural Gas |  |  | 27.3216 | E6FT3 | Y | 24 | 7 | 52 | 24 | 7 | 22
0420094 | SPRINGFIELD TECHNICAL COMMUNITY COLLEGE |  | 1 ARMORY SQ | SUITE 1 | SPRINGFIELD | MA | 011029000 | 1 ARMORY SQUARE |  | SPRINGFIELD | MA | 011050000 | Y | STATE | SM80-R | SPRINGFIELD TECHNICAL COMMUNITY COLLEGE | 4137817822X0 | mesocha@stcc.edu | MAUREEN | SOCHA | 4137554460 | MESocha@stcc.edu | MAUREEN | SOCHA | 4137554460 | MESocha@stcc.edu | 2 | BOILER #2-CLEAVER BROOKS DW-60-HTW |  | BOILER | CLEAVER BROOKS DUAL FUEL | DW-60-HTW | 1973-09-08 | 2011 | 42 | 1 | BOILER #2-CLEAVER BROOKS DW-60-HTW #2 FUEL OIL | NO.2 | 58 | Distillate Oil (No. 2) | 0.3 | 0 | 0 | E3GAL | Y | 24 | 7 | 52 | 24 | 7 | 22
0420094 | SPRINGFIELD TECHNICAL COMMUNITY COLLEGE |  | 1 ARMORY SQ | SUITE 1 | SPRINGFIELD | MA | 011029000 | 1 ARMORY SQUARE |  | SPRINGFIELD | MA | 011050000 | Y | STATE | SM80-R | SPRINGFIELD TECHNICAL COMMUNITY COLLEGE | 4137817822X0 | mesocha@stcc.edu | MAUREEN | SOCHA | 4137554460 | MESocha@stcc.edu | MAUREEN | SOCHA | 4137554460 | MESocha@stcc.edu | 2 | BOILER #2-CLEAVER BROOKS DW-60-HTW |  | BOILER | CLEAVER BROOKS DUAL FUEL | DW-60-HTW | 1973-09-08 | 2011 | 42 | 2 | BOILER #2-CLEAVER BROOKS DW-60-HTW NATURAL GAS | NATURAL GAS | 209 | Natural Gas |  |  | 27.3216 | E6FT3 | Y | 24 | 7 | 52 | 24 | 7 | 22
0420094 | SPRINGFIELD TECHNICAL COMMUNITY COLLEGE |  | 1 ARMORY SQ | SUITE 1 | SPRINGFIELD | MA | 011029000 | 1 ARMORY SQUARE |  | SPRINGFIELD | MA | 011050000 | Y | STATE | SM80-R | SPRINGFIELD TECHNICAL COMMUNITY COLLEGE | 4137817822X0 | mesocha@stcc.edu | MAUREEN | SOCHA | 4137554460 | MESocha@stcc.edu | MAUREEN | SOCHA | 4137554460 | MESocha@stcc.edu | 3 | BOILER #3-CLEAVER BROOKS DW-60-HTW |  | BOILER | CLEAVER BROOKS DUAL FUEL | DW-60-HTW | 1973-09-08 | 2011 | 42 | 1 | BOILER #3-CLEAVER BROOKS DW-60-HTW #2 FUEL OIL | NO.2 | 58 | Distillate Oil (No. 2) | 0.3 | 0 | 0 | E3GAL | Y | 24 | 7 | 52 | 24 | 7 | 22
0420094 | SPRINGFIELD TECHNICAL COMMUNITY COLLEGE |  | 1 ARMORY SQ | SUITE 1 | SPRINGFIELD | MA | 011029000 | 1 ARMORY SQUARE |  | SPRINGFIELD | MA | 011050000 | Y | STATE | SM80-R | SPRINGFIELD TECHNICAL COMMUNITY COLLEGE | 4137817822X0 | mesocha@stcc.edu | MAUREEN | SOCHA | 4137554460 | MESocha@stcc.edu | MAUREEN | SOCHA | 4137554460 | MESocha@stcc.edu | 3 | BOILER #3-CLEAVER BROOKS DW-60-HTW |  | BOILER | CLEAVER BROOKS DUAL FUEL | DW-60-HTW | 1973-09-08 | 2011 | 42 | 2 | BOILER #3-CLEAVER BROOKS DW-60-HTW NATURAL GAS | NATURAL GAS | 209 | Natural Gas |  |  | 27.3216 | E6FT3 | Y | 24 | 7 | 52 | 24 | 7 | 22
0420096 | SOUTH CAMPUS GROUP LLC |  | 140 HIGH ST |  | SPRINGFIELD | MA | 011990000 | 1441 MAIN STREET |  | SPRINGFIELD | MA | 011030000 | N | PRIVATE | SM50 | SOUTH CAMPUS GROUP LLC | 4137810066 | bstotler@nccas.com | WILLIAM | STOTLER | 4137810066 | bstotler@nccas.com | CARMEN | PEREZ | 4137810066 | carmen.perez@colebrookrealty.com | 1 | BOILER #1-BIGELOW 434 DUAL FUEL |  | BOILER | BIGELOW | 434 | 1979-10-01 | 2009 | 27 | 1 | BOILER #1-BIGELOW 434 #6 OIL-.5S | NO.6 | 923 | Residual Oil (No. 6) | 0.5 | 0.1 | 32.708 | E3GAL | N | 24 | 7 | 21 | 0 | 0 | 0
0420096 | SOUTH CAMPUS GROUP LLC |  | 140 HIGH ST |  | SPRINGFIELD | MA | 011990000 | 1441 MAIN STREET |  | SPRINGFIELD | MA | 011030000 | N | PRIVATE | SM50 | SOUTH CAMPUS GROUP LLC | 4137810066 | bstotler@nccas.com | WILLIAM | STOTLER | 4137810066 | bstotler@nccas.com | CARMEN | PEREZ | 4137810066 | carmen.perez@colebrookrealty.com | 1 | BOILER #1-BIGELOW 434 DUAL FUEL |  | BOILER | BIGELOW | 434 | 1979-10-01 | 2009 | 27 | 2 | BOILER #1-BIGELOW 434 NATURAL GAS | NATURAL GAS | 209 | Natural Gas |  |  | 0.0115 | E6FT3 | N | 24 | 7 | 21 | 0 | 0 | 0
0420096 | SOUTH CAMPUS GROUP LLC |  | 140 HIGH ST |  | SPRINGFIELD | MA | 011990000 | 1441 MAIN STREET |  | SPRINGFIELD | MA | 011030000 | N | PRIVATE | SM50 | SOUTH CAMPUS GROUP LLC | 4137810066 | bstotler@nccas.com | WILLIAM | STOTLER | 4137810066 | bstotler@nccas.com | CARMEN | PEREZ | 4137810066 | carmen.perez@colebrookrealty.com | 2 | BOILER #2-BIGELOW 434 DUAL FUEL |  | BOILER | BIGELOW | 434 | 1980-12-01 | 2009 | 25 | 1 | BOILER #2-BIGELOW 434 #6 OIL-.5S | NO.6 | 923 | Residual Oil (No. 6) | 0.5 | 0.1 | 32.708 | E3GAL | N | 24 | 7 | 21 | 0 | 0 | 0
0420096 | SOUTH CAMPUS GROUP LLC |  | 140 HIGH ST |  | SPRINGFIELD | MA | 011990000 | 1441 MAIN STREET |  | SPRINGFIELD | MA | 011030000 | N | PRIVATE | SM50 | SOUTH CAMPUS GROUP LLC | 4137810066 | bstotler@nccas.com | WILLIAM | STOTLER | 4137810066 | bstotler@nccas.com | CARMEN | PEREZ | 4137810066 | carmen.perez@colebrookrealty.com | 2 | BOILER #2-BIGELOW 434 DUAL FUEL |  | BOILER | BIGELOW | 434 | 1980-12-01 | 2009 | 25 | 2 | BOILER #2-BIGELOW 434 NATURAL GAS | NATURAL GAS | 209 | Natural Gas |  |  | 0.0115 | E6FT3 | N | 24 | 7 | 21 | 0 | 0 | 0
0420100 | SOUTHWORTH PAPER TURNERS FALLS MILL |  | 36 CANAL RD |  | TURNERS FALLS | MA | 013760000 | 36 CANAL RD |  | TURNERS FALLS | MA | 013760000 | N | PRIVATE | SM50 | SOUTHWORTH CO. | 4137891200 | DSOUTHWORTH@SOUTHWORTH.COM | JOHN | YAHRES | 4137891200 | JYAHRES@SOUTHWORTH.COM | JEFFREY | POIRIER | 4138634326X204 | JPOIRIER@SOUTHWORTH.COM | 1 | BOILER #1 CLAYTON IND. E-404 |  | BOILER | CLAYTON INDUSTRIES | E-404 | 2001-01-17 | 2009 | 16 | 1 | NATURAL GAS | NATURAL GAS | 209 | Natural Gas |  |  | 33.264 | E6FT3 | N | 24 | 6 | 51 | 24 | 6 | 22
0420100 | SOUTHWORTH PAPER TURNERS FALLS MILL |  | 36 CANAL RD |  | TURNERS FALLS | MA | 013760000 | 36 CANAL RD |  | TURNERS FALLS | MA | 013760000 | N | PRIVATE | SM50 | SOUTHWORTH CO. | 4137891200 | DSOUTHWORTH@SOUTHWORTH.COM | JOHN | YAHRES | 4137891200 | JYAHRES@SOUTHWORTH.COM | JEFFREY | POIRIER | 4138634326X204 | JPOIRIER@SOUTHWORTH.COM | 1 | BOILER #1 CLAYTON IND. E-404 |  | BOILER | CLAYTON INDUSTRIES | E-404 | 2001-01-17 | 2009 | 16 | 2 | #2 FUEL OIL | NO.2 | 58 | Distillate Oil (No. 2) | 0.05 | 0 | 0 | E3GAL | N | 24 | 6 | 51 | 24 | 6 | 22
0420100 | SOUTHWORTH PAPER TURNERS FALLS MILL |  | 36 CANAL RD |  | TURNERS FALLS | MA | 013760000 | 36 CANAL RD |  | TURNERS FALLS | MA | 013760000 | N | PRIVATE | SM50 | SOUTHWORTH CO. | 4137891200 | DSOUTHWORTH@SOUTHWORTH.COM | JOHN | YAHRES | 4137891200 | JYAHRES@SOUTHWORTH.COM | JEFFREY | POIRIER | 4138634326X204 | JPOIRIER@SOUTHWORTH.COM | 2 | BOILER #2 CLAYTON IND. E-404 |  | BOILER | CLAYTON INDUSTRIES | E-404 | 2001-01-17 | 2009 | 16 | 1 | NATURAL GAS | NATURAL GAS | 209 | Natural Gas |  |  | 33.264 | E6FT3 | N | 24 | 6 | 51 | 24 | 6 | 22
0420100 | SOUTHWORTH PAPER TURNERS FALLS MILL |  | 36 CANAL RD |  | TURNERS FALLS | MA | 013760000 | 36 CANAL RD |  | TURNERS FALLS | MA | 013760000 | N | PRIVATE | SM50 | SOUTHWORTH CO. | 4137891200 | DSOUTHWORTH@SOUTHWORTH.COM | JOHN | YAHRES | 4137891200 | JYAHRES@SOUTHWORTH.COM | JEFFREY | POIRIER | 4138634326X204 | JPOIRIER@SOUTHWORTH.COM | 2 | BOILER #2 CLAYTON IND. E-404 |  | BOILER | CLAYTON INDUSTRIES | E-404 | 2001-01-17 | 2009 | 16 | 2 | #2 FUEL OIL | NO.2 | 58 | Distillate Oil (No. 2) | 0.05 | 0 | 0 | E3GAL | N | 24 | 6 | 51 | 24 | 6 | 22
0420100 | SOUTHWORTH PAPER TURNERS FALLS MILL |  | 36 CANAL RD |  | TURNERS FALLS | MA | 013760000 | 36 CANAL RD |  | TURNERS FALLS | MA | 013760000 | N | PRIVATE | SM50 | SOUTHWORTH CO. | 4137891200 | DSOUTHWORTH@SOUTHWORTH.COM | JOHN | YAHRES | 4137891200 | JYAHRES@SOUTHWORTH.COM | JEFFREY | POIRIER | 4138634326X204 | JPOIRIER@SOUTHWORTH.COM | 3 | BOILER #3- CLAYTON IND E-404 |  | BOILER | CLAYTON INDUSTRIES | E-404 | 2001-01-17 | 2009 | 16 | 1 | NATURAL GAS | NATURAL GAS | 209 | Natural Gas |  |  | 34.272 | E6FT3 | N | 24 | 6 | 51 | 24 | 6 | 22
0420100 | SOUTHWORTH PAPER TURNERS FALLS MILL |  | 36 CANAL RD |  | TURNERS FALLS | MA | 013760000 | 36 CANAL RD |  | TURNERS FALLS | MA | 013760000 | N | PRIVATE | SM50 | SOUTHWORTH CO. | 4137891200 | DSOUTHWORTH@SOUTHWORTH.COM | JOHN | YAHRES | 4137891200 | JYAHRES@SOUTHWORTH.COM | JEFFREY | POIRIER | 4138634326X204 | JPOIRIER@SOUTHWORTH.COM | 3 | BOILER #3- CLAYTON IND E-404 |  | BOILER | CLAYTON INDUSTRIES | E-404 | 2001-01-17 | 2009 | 16 | 2 | #2 FUEL OIL | NO.2 | 58 | Distillate Oil (No. 2) | 0.05 | 0 | 0 | E3GAL | N | 24 | 6 | 51 | 24 | 6 | 22
0420103 | WARE COGEN LIMITED PARTNERSHIP |  | EAST MAIN ST |  | WARE | MA | 010820000 | PO BOX 150 |  | WARE | MA | 010820000 | N | PRIVATE | OP3 | WARE COGEN LTD PARTNERSHIP | 4139677171 | ips1@verizon.net | JAMES | MALANDRINOS | 4139677415 | ips1@verizon.net | JAMES | MALANDRINOS | 4139677415 | ips1@verizon.net | 3 | WELLONS BIOMASS GASIFICATION |  | BOILER | WELLONS | FB343448 | 1996-02-01 | 2011 | 60 | 1 | WOOD | WOOD | 15 | WOOD | 0 | 0 | 0 | E6BTU | N | 0 | 0 | 0 | 0 | 0 | 0
0420110 | AMERESCO CHICOPEE ENERGY INC |  | 161 NEW LOMBARD RD |  | CHICOPEE | MA | 010200000 | 111 SPEEN STREET - SUITE 410 |  | FRAMINGHAM | MA | 017010000 | N | PRIVATE | OP3 | AMERESCO CHICOPEE ENERGY LLC | 5086612200 | bheuiser@ameresco.com | BEN | HEUISER | 7155496023 | bheuiser@ameresco.com | SARAH | SIMON | 5086612231 | sasimon@ameresco.com | 1 | ENGINE #1-JENBACHER #616 LANDFILL GAS |  | ENGINE | JES AG | J616 GS-E22 | 2004-02-04 | 2011 | 16.94 | 1 | LANDFILL GAS | LANDFILL GAS | 502 | LANDFILL GAS | 0 |  | 222.36 | E6FT3 | Y | 24 | 7 | 52 | 24 | 7 | 22
0420110 | AMERESCO CHICOPEE ENERGY INC |  | 161 NEW LOMBARD RD |  | CHICOPEE | MA | 010200000 | 111 SPEEN STREET - SUITE 410 |  | FRAMINGHAM | MA | 017010000 | N | PRIVATE | OP3 | AMERESCO CHICOPEE ENERGY LLC | 5086612200 | bheuiser@ameresco.com | BEN | HEUISER | 7155496023 | bheuiser@ameresco.com | SARAH | SIMON | 5086612231 | sasimon@ameresco.com | 2 | ENGINE #2-JENBACHER #616 LANDFILL GAS |  | ENGINE | JES AG | J616 GS-E22 | 2004-02-04 | 2011 | 16.94 | 1 | LANDFILL GAS | LANDFILL GAS | 502 | LANDFILL GAS | 0 |  | 252.13 | E6FT3 | N | 24 | 7 | 45 | 24 | 7 | 15
0420110 | AMERESCO CHICOPEE ENERGY INC |  | 161 NEW LOMBARD RD |  | CHICOPEE | MA | 010200000 | 111 SPEEN STREET - SUITE 410 |  | FRAMINGHAM | MA | 017010000 | N | PRIVATE | OP3 | AMERESCO CHICOPEE ENERGY LLC | 5086612200 | bheuiser@ameresco.com | BEN | HEUISER | 7155496023 | bheuiser@ameresco.com | SARAH | SIMON | 5086612231 | sasimon@ameresco.com | 3 | ENGINE #3-JENBACHER #616 LANDFILL GAS |  | ENGINE | JES AG | J616 GS-E22 | 2004-02-04 | 2011 | 16.94 | 1 | LANDFILL GAS | LANDFILL GAS | 502 | LANDFILL GAS | 0 |  | 274.6 | E6FT3 | Y | 24 | 7 | 52 | 24 | 7 | 20
0420110 | AMERESCO CHICOPEE ENERGY INC |  | 161 NEW LOMBARD RD |  | CHICOPEE | MA | 010200000 | 111 SPEEN STREET - SUITE 410 |  | FRAMINGHAM | MA | 017010000 | N | PRIVATE | OP3 | AMERESCO CHICOPEE ENERGY LLC | 5086612200 | bheuiser@ameresco.com | BEN | HEUISER | 7155496023 | bheuiser@ameresco.com | SARAH | SIMON | 5086612231 | sasimon@ameresco.com | 4 | ENGINE #4-JENBACHER 616LL |  | ENGINE | JES AG (GE JENBACHER) | J616LL | 2010-03-10 | 2011 | 19.76 | 1 | LANDFILL GAS | LANDFILL GAS | 502 | LANDFILL GAS | 0 |  | 305.99 | E6FT3 | N | 24 | 7 | 52 | 24 | 7 | 22
0420113 | WESTFIELD STATE UNIVERSITY |  | 577 WESTERN AVE |  | WESTFIELD | MA | 010860000 | 577 WESTERN AVENUE |  | WESTFIELD | MA | 010860000 | Y | STATE | SM80-R | WESTFIELD STATE COLLEGE | 4135725209 | msullivn@wsc.ma.edu | CURT | ROBIE | 4135725280 | crobie@wsc.ma.edu | MINDY | SULLIVAN | 4135725209 | msullivan@wsc.ma.edu | 2 | BOILER #2-CLEAVER BROOKS DL-52 DUAL FUEL |  | BOILER | CLEAVER BROOKS | DL-52 | 1971-11-01 | 2009 | 58 | 1 | BOILER #2-CLEAVER BROOKS DL-52 #4 OIL-1S | NO.4 | 825 | Distillate Oil (No. 4) | 0.64 | 0 | 115.7977 | E3GAL | N | 24 | 7 | 16 | 24 | 7 | 17
0420113 | WESTFIELD STATE UNIVERSITY |  | 577 WESTERN AVE |  | WESTFIELD | MA | 010860000 | 577 WESTERN AVENUE |  | WESTFIELD | MA | 010860000 | Y | STATE | SM80-R | WESTFIELD STATE COLLEGE | 4135725209 | msullivn@wsc.ma.edu | CURT | ROBIE | 4135725280 | crobie@wsc.ma.edu | MINDY | SULLIVAN | 4135725209 | msullivan@wsc.ma.edu | 2 | BOILER #2-CLEAVER BROOKS DL-52 DUAL FUEL |  | BOILER | CLEAVER BROOKS | DL-52 | 1971-11-01 | 2009 | 58 | 3 | NATURAL GAS | NATURAL GAS | 209 | Natural Gas |  |  | 0.128 | E6FT3 | N | 24 | 7 | 16 | 24 | 7 | 17
0420113 | WESTFIELD STATE UNIVERSITY |  | 577 WESTERN AVE |  | WESTFIELD | MA | 010860000 | 577 WESTERN AVENUE |  | WESTFIELD | MA | 010860000 | Y | STATE | SM80-R | WESTFIELD STATE COLLEGE | 4135725209 | msullivn@wsc.ma.edu | CURT | ROBIE | 4135725280 | crobie@wsc.ma.edu | MINDY | SULLIVAN | 4135725209 | msullivan@wsc.ma.edu | 3 | BOILER #3-CLEAVER BROOKS CB489-500 DUAL FUEL |  | BOILER | CLEAVER BROOKS | DL-52 | 1971-11-01 | 2009 | 17 | 1 | BOILER #3-CLEAVER BROOKS CB489-500 #4 OIL-1S | NO.4 | 825 | Distillate Oil (No. 4) | 0.64 | 0 | 115.7977 | E3GAL | N | 24 | 7 | 30 | 24 | 7 | 17
0420113 | WESTFIELD STATE UNIVERSITY |  | 577 WESTERN AVE |  | WESTFIELD | MA | 010860000 | 577 WESTERN AVENUE |  | WESTFIELD | MA | 010860000 | Y | STATE | SM80-R | WESTFIELD STATE COLLEGE | 4135725209 | msullivn@wsc.ma.edu | CURT | ROBIE | 4135725280 | crobie@wsc.ma.edu | MINDY | SULLIVAN | 4135725209 | msullivan@wsc.ma.edu | 3 | BOILER #3-CLEAVER BROOKS CB489-500 DUAL FUEL |  | BOILER | CLEAVER BROOKS | DL-52 | 1971-11-01 | 2009 | 17 | 3 | NATURAL GAS | NATURAL GAS | 209 | Natural Gas |  |  | 0.128 | E6FT3 | N | 24 | 7 | 30 | 24 | 7 | 17
0420114 | WESTERN MASS HOSPITAL |  | 91 EAST MOUNTAIN RD |  | WESTFIELD | MA | 010850000 | 91 EAST MOUNTAIN RD |  | WESTFIELD | MA | 010850000 | Y | STATE | SM79-7 | MASSACHUSETTS DEPARTMENT OF PUBLIC HEALTH | 4135624131 | DERRICK.TALLMAN@STATE.MA.US | DERRICK | TALLMAN | 4135624131 | derrick.tallman@dph.state.ma.us | DERRICK | TALLMAN | 4135624131X112 | DERRICK.TALLMAN@STATE.MA.US | 17 | WATER HEATER |  | WATER HEATER | H. O. SMITH | UNKNOWN | 1994-01-01 | 2009 | 19 | 1 | NATURAL GAS | NATURAL GAS | 209 | Natural Gas |  |  | 0.075 | E6FT3 | N | 24 | 7 | 52 | 24 | 7 | 22
0420117 | EP ENERGY MASS LLC | EP ENERGY MASSACHUSETTS LLC | 15 AGAWAM AVE |  | WEST SPRINGFIELD | MA | 010890000 | 15 AGAWAM AVE |  | WEST SPRINGFIELD | MA | 010890000 | N | UTILITY | OP10 | EP ENERGY MASSACHUSETTS, LLC | 4137304701 | alan.douglass@essentialpowerllc.com | JOHN | BAHRS | 7326238812 | john.bahrs@essentialpowerllc.com | ALAN | DOUGLASS | 4137304701 | alan.douglass@essentialpowerllc.com | 1 | TURBINE #1-GENERAL ELECTRIC #LM6000 CTG1 |  | COMBUSTION TURBINE | GENERAL ELECTRIC | LM6000 | 2002-06-01 | 2011 | 462.6 | 1 | TURBINE #1-GENERAL ELECTRIC #LM6000 | DIESEL | 44 | DIESEL | 0.0015 | 0 | 120.789 | E3GAL | N | 4 | 4 | 38 | 5 | 4 | 16
0420117 | EP ENERGY MASS LLC | EP ENERGY MASSACHUSETTS LLC | 15 AGAWAM AVE |  | WEST SPRINGFIELD | MA | 010890000 | 15 AGAWAM AVE |  | WEST SPRINGFIELD | MA | 010890000 | N | UTILITY | OP10 | EP ENERGY MASSACHUSETTS, LLC | 4137304701 | alan.douglass@essentialpowerllc.com | JOHN | BAHRS | 7326238812 | john.bahrs@essentialpowerllc.com | ALAN | DOUGLASS | 4137304701 | alan.douglass@essentialpowerllc.com | 1 | TURBINE #1-GENERAL ELECTRIC #LM6000 CTG1 |  | COMBUSTION TURBINE | GENERAL ELECTRIC | LM6000 | 2002-06-01 | 2011 | 462.6 | 2 | TURBINE #1-GENERAL ELECTRIC #LM6000 NAT GAS CTG1 | NATURAL GAS | 209 | Natural Gas |  |  | 175719 | E6BTU | N | 4 | 4 | 38 | 5 | 4 | 16
0420117 | EP ENERGY MASS LLC | EP ENERGY MASSACHUSETTS LLC | 15 AGAWAM AVE |  | WEST SPRINGFIELD | MA | 010890000 | 15 AGAWAM AVE |  | WEST SPRINGFIELD | MA | 010890000 | N | UTILITY | OP10 | EP ENERGY MASSACHUSETTS, LLC | 4137304701 | alan.douglass@essentialpowerllc.com | JOHN | BAHRS | 7326238812 | john.bahrs@essentialpowerllc.com | ALAN | DOUGLASS | 4137304701 | alan.douglass@essentialpowerllc.com | 2 | TURBINE #2-GENERAL ELECTRIC #LM6000 NAT GAS CTG2 |  | COMBUSTION GAS TURBINE | GENERAL ELECTRIC | LM6000 | 2002-06-01 | 2011 | 462.6 | 1 | ULTRA LOW SULFUR DIESEL OIL | DIESEL | 44 | DIESEL | 0.0015 | 0 | 89.638 | E3GAL | N | 5 | 4 | 41 | 8 | 3 | 16
0420117 | EP ENERGY MASS LLC | EP ENERGY MASSACHUSETTS LLC | 15 AGAWAM AVE |  | WEST SPRINGFIELD | MA | 010890000 | 15 AGAWAM AVE |  | WEST SPRINGFIELD | MA | 010890000 | N | UTILITY | OP10 | EP ENERGY MASSACHUSETTS, LLC | 4137304701 | alan.douglass@essentialpowerllc.com | JOHN | BAHRS | 7326238812 | john.bahrs@essentialpowerllc.com | ALAN | DOUGLASS | 4137304701 | alan.douglass@essentialpowerllc.com | 2 | TURBINE #2-GENERAL ELECTRIC #LM6000 NAT GAS CTG2 |  | COMBUSTION GAS TURBINE | GENERAL ELECTRIC | LM6000 | 2002-06-01 | 2011 | 462.6 | 2 | TURBINE #2-NATURAL GAS | NATURAL GAS | 209 | Natural Gas |  |  | 275932 | E6BTU | N | 5 | 4 | 41 | 8 | 3 | 16
0420117 | EP ENERGY MASS LLC | EP ENERGY MASSACHUSETTS LLC | 15 AGAWAM AVE |  | WEST SPRINGFIELD | MA | 010890000 | 15 AGAWAM AVE |  | WEST SPRINGFIELD | MA | 010890000 | N | UTILITY | OP10 | EP ENERGY MASSACHUSETTS, LLC | 4137304701 | alan.douglass@essentialpowerllc.com | JOHN | BAHRS | 7326238812 | john.bahrs@essentialpowerllc.com | ALAN | DOUGLASS | 4137304701 | alan.douglass@essentialpowerllc.com | 3 | BOILER #3-LEAR SIEGLER RM-41 MULTI FUEL |  | BOILER | COMBUSTION ENGINEERING | UNKNOWN | 1957-09-01 | 2011 | 1150 | 1 | BOILER #3-LEAR SIEGLER RM-41 #6 OIL-1 PERCENTS | NO.6 | 923 | Residual Oil (No. 6) | 1 | 0.5 | 738.571 | E3GAL | N | 17 | 2 | 28 | 11 | 2 | 13
0420117 | EP ENERGY MASS LLC | EP ENERGY MASSACHUSETTS LLC | 15 AGAWAM AVE |  | WEST SPRINGFIELD | MA | 010890000 | 15 AGAWAM AVE |  | WEST SPRINGFIELD | MA | 010890000 | N | UTILITY | OP10 | EP ENERGY MASSACHUSETTS, LLC | 4137304701 | alan.douglass@essentialpowerllc.com | JOHN | BAHRS | 7326238812 | john.bahrs@essentialpowerllc.com | ALAN | DOUGLASS | 4137304701 | alan.douglass@essentialpowerllc.com | 3 | BOILER #3-LEAR SIEGLER RM-41 MULTI FUEL |  | BOILER | COMBUSTION ENGINEERING | UNKNOWN | 1957-09-01 | 2011 | 1150 | 2 | BOILER #3-LEAR SEIGLER RM-41 #2 OIL-0.3 PERCES | NO.2 | 58 | Distillate Oil (No. 2) | 0.05 | 0 | 13.268 | E3GAL | N | 17 | 2 | 28 | 11 | 2 | 13
0420117 | EP ENERGY MASS LLC | EP ENERGY MASSACHUSETTS LLC | 15 AGAWAM AVE |  | WEST SPRINGFIELD | MA | 010890000 | 15 AGAWAM AVE |  | WEST SPRINGFIELD | MA | 010890000 | N | UTILITY | OP10 | EP ENERGY MASSACHUSETTS, LLC | 4137304701 | alan.douglass@essentialpowerllc.com | JOHN | BAHRS | 7326238812 | john.bahrs@essentialpowerllc.com | ALAN | DOUGLASS | 4137304701 | alan.douglass@essentialpowerllc.com | 3 | BOILER #3-LEAR SIEGLER RM-41 MULTI FUEL |  | BOILER | COMBUSTION ENGINEERING | UNKNOWN | 1957-09-01 | 2011 | 1150 | 3 | BOILER #3-LEAR SIEGLER RM-41 NATURAL GAS | NATURAL GAS | 209 | Natural Gas |  |  | 381.002 | E6FT3 | N | 17 | 2 | 28 | 11 | 2 | 13
0420117 | EP ENERGY MASS LLC | EP ENERGY MASSACHUSETTS LLC | 15 AGAWAM AVE |  | WEST SPRINGFIELD | MA | 010890000 | 15 AGAWAM AVE |  | WEST SPRINGFIELD | MA | 010890000 | N | UTILITY | OP10 | EP ENERGY MASSACHUSETTS, LLC | 4137304701 | alan.douglass@essentialpowerllc.com | JOHN | BAHRS | 7326238812 | john.bahrs@essentialpowerllc.com | ALAN | DOUGLASS | 4137304701 | alan.douglass@essentialpowerllc.com | 3 | BOILER #3-LEAR SIEGLER RM-41 MULTI FUEL |  | BOILER | COMBUSTION ENGINEERING | UNKNOWN | 1957-09-01 | 2011 | 1150 | 4 | BOILER #3-LEAR SEIGLER RM-41 WASTE OIL | WASTE OIL | 2 | WASTE OIL | 0.005 | 0.1 | 1.135 | E3GAL | N | 17 | 2 | 28 | 11 | 2 | 13
0420117 | EP ENERGY MASS LLC | EP ENERGY MASSACHUSETTS LLC | 15 AGAWAM AVE |  | WEST SPRINGFIELD | MA | 010890000 | 15 AGAWAM AVE |  | WEST SPRINGFIELD | MA | 010890000 | N | UTILITY | OP10 | EP ENERGY MASSACHUSETTS, LLC | 4137304701 | alan.douglass@essentialpowerllc.com | JOHN | BAHRS | 7326238812 | john.bahrs@essentialpowerllc.com | ALAN | DOUGLASS | 4137304701 | alan.douglass@essentialpowerllc.com | 4 | TURBINE #1-PRATT AND WHITNEY JP-4 FUEL |  | GAS TURBINE | PRATT AND WHITNEY | FT4 | 1968-11-27 | 2011 | 244 | 1 | TURBINE #1-PRATT AND WHITNEY JP-4 FUEL-0.02 PER S | JET KEROSENE | 865 | Jet Kerosene | 0.0015 | 0 | 86.586 | E3GAL | N | 1 | 2 | 15 | 3 | 2 | 9
0420117 | EP ENERGY MASS LLC | EP ENERGY MASSACHUSETTS LLC | 15 AGAWAM AVE |  | WEST SPRINGFIELD | MA | 010890000 | 15 AGAWAM AVE |  | WEST SPRINGFIELD | MA | 010890000 | N | UTILITY | OP10 | EP ENERGY MASSACHUSETTS, LLC | 4137304701 | alan.douglass@essentialpowerllc.com | JOHN | BAHRS | 7326238812 | john.bahrs@essentialpowerllc.com | ALAN | DOUGLASS | 4137304701 | alan.douglass@essentialpowerllc.com | 5 | BOILER #4-CLEAVER BROOKS CB-200-350 DUAL FUEL |  | BOILER | CLEAVER BROOKS | CB(LE)200-350 | 1995-02-23 | 2011 | 15 | 1 | BOILER #4-C BROOKS CB-200-350 #2 OIL 0.3 PERCS | NO.2 | 58 | Distillate Oil (No. 2) | 0.28 | 0 | 54.542 | E3GAL | N | 5 | 6 | 29 | 8 | 5 | 1
0420117 | EP ENERGY MASS LLC | EP ENERGY MASSACHUSETTS LLC | 15 AGAWAM AVE |  | WEST SPRINGFIELD | MA | 010890000 | 15 AGAWAM AVE |  | WEST SPRINGFIELD | MA | 010890000 | N | UTILITY | OP10 | EP ENERGY MASSACHUSETTS, LLC | 4137304701 | alan.douglass@essentialpowerllc.com | JOHN | BAHRS | 7326238812 | john.bahrs@essentialpowerllc.com | ALAN | DOUGLASS | 4137304701 | alan.douglass@essentialpowerllc.com | 5 | BOILER #4-CLEAVER BROOKS CB-200-350 DUAL FUEL |  | BOILER | CLEAVER BROOKS | CB(LE)200-350 | 1995-02-23 | 2011 | 15 | 2 | BOILER #4-C BROOKS CBI200-350 NATURAL GAS | NATURAL GAS | 209 | Natural Gas |  |  | 5.8586 | E6FT3 | N | 5 | 6 | 29 | 8 | 5 | 1
0420118 | SPRINT COMMUNICATIONS |  | 400 TAYLOR ST |  | SPRINGFIELD | MA | 011030000 | PO BOX 7994 |  | SHAWNEE MISSION | KS | 662070994 | N | PRIVATE | SM25 | SPRINT COMMUNICATIONS COMPANY | 7035928312 | jason.leone@sprint.com | JASON | LEONE | 7035928312 | jason.leone@sprint.com | JASON | LEONE | 7035928312 | jason.leone@sprint.com | 5 | ONAN CUMMINS EMERGENCY GENERATOR 2000 DQKC |  | EMERGENCY ELECTRICAL GENERATOR | CUMMINS-ONAN | 2000DQKC | 2003-08-01 | 2011 | 19 | 1 | DIESEL | DIESEL | 44 | DIESEL | 0.05 | 0 | 1.566 | E3GAL | N | 2 | 1 | 12 | 2 | 1 | 5
0420121 | ERVING PAPER MILLS |  | 97 EAST MAIN ST |  | ERVING | MA | 013440000 | 97 EAST MAIN ST |  | ERVING | MA | 013440000 | N | PRIVATE | OP7.5 | ERVING PAPER MILLS INC | 4134222700 | tnewton@ervingpapermill.com | THOMAS G | NEWTON | 4134222700 | tnewton@ervingpapermill.com | JULIE | HUBBARD | 4134222700X209 | jhubbard@ervingpapermill.com | 1 | BOILER #7-UNION IRON WORKS VO 3 FUEL OIL CAPABLE |  | BOILER | UNION IRON WORKS | 101SA | 1966-01-01 | 2011 | 78 | 1 | BOILER #7-UNION IRON WORKS VO #6 OIL | NO.6 | 923 | Residual Oil (No. 6) | 1 | 0.1 | 1905 | E3GAL | Y | 24 | 7 | 52 | 24 | 7 | 22
0420121 | ERVING PAPER MILLS |  | 97 EAST MAIN ST |  | ERVING | MA | 013440000 | 97 EAST MAIN ST |  | ERVING | MA | 013440000 | N | PRIVATE | OP7.5 | ERVING PAPER MILLS INC | 4134222700 | tnewton@ervingpapermill.com | THOMAS G | NEWTON | 4134222700 | tnewton@ervingpapermill.com | JULIE | HUBBARD | 4134222700X209 | jhubbard@ervingpapermill.com | 1 | BOILER #7-UNION IRON WORKS VO 3 FUEL OIL CAPABLE |  | BOILER | UNION IRON WORKS | 101SA | 1966-01-01 | 2011 | 78 | 3 | BOILER #7-UNION IRON WORKS VO WASTE OIL | WASTE OIL | 2 | WASTE OIL | 0.3 | 0.1 | 0.5 | E3GAL | Y | 24 | 7 | 52 | 24 | 7 | 22
0420121 | ERVING PAPER MILLS |  | 97 EAST MAIN ST |  | ERVING | MA | 013440000 | 97 EAST MAIN ST |  | ERVING | MA | 013440000 | N | PRIVATE | OP7.5 | ERVING PAPER MILLS INC | 4134222700 | tnewton@ervingpapermill.com | THOMAS G | NEWTON | 4134222700 | tnewton@ervingpapermill.com | JULIE | HUBBARD | 4134222700X209 | jhubbard@ervingpapermill.com | 1 | BOILER #7-UNION IRON WORKS VO 3 FUEL OIL CAPABLE |  | BOILER | UNION IRON WORKS | 101SA | 1966-01-01 | 2011 | 78 | 4 | RENEWABLE DIESEL OIL | NO.2 | 58 | Distillate Oil (No. 2) | 0.06 | 0.1 | 215.19 | E3GAL | Y | 24 | 7 | 52 | 24 | 7 | 22
0420121 | ERVING PAPER MILLS |  | 97 EAST MAIN ST |  | ERVING | MA | 013440000 | 97 EAST MAIN ST |  | ERVING | MA | 013440000 | N | PRIVATE | OP7.5 | ERVING PAPER MILLS INC | 4134222700 | tnewton@ervingpapermill.com | THOMAS G | NEWTON | 4134222700 | tnewton@ervingpapermill.com | JULIE | HUBBARD | 4134222700X209 | jhubbard@ervingpapermill.com | 4 | PAPER MACHINE DRYER #5-AER HAUCK 1953 DUAL FUEL |  | PAPER MACHINE HOOD | HAUCK | 1953 | 1972-01-01 | 2011 | 12 | 3 | PAPER MACHINE DRYER #5 #2 OIL | NO.2 | 58 | Distillate Oil (No. 2) | 0.3 | 0.01 | 447 | E3GAL | Y | 24 | 7 | 51 | 24 | 7 | 22
0420121 | ERVING PAPER MILLS |  | 97 EAST MAIN ST |  | ERVING | MA | 013440000 | 97 EAST MAIN ST |  | ERVING | MA | 013440000 | N | PRIVATE | OP7.5 | ERVING PAPER MILLS INC | 4134222700 | tnewton@ervingpapermill.com | THOMAS G | NEWTON | 4134222700 | tnewton@ervingpapermill.com | JULIE | HUBBARD | 4134222700X209 | jhubbard@ervingpapermill.com | 13 | EFFLUENT PIT DIESEL ENGINE |  | ENGINE | CUMMINS | N-855-P-250 | 1977-01-01 | 2011 | 636.108 | 1 | DIESEL FUEL | DIESEL | 44 | DIESEL | 0 |  | 0.765 | E3GAL | N | 3 | 1 | 7 | 3 | 1 | 6
0420136 | PHILIPP MANUFACTURING CO |  | 19 WARD AVE |  | EASTHAMPTON | MA | 010270000 | 19 WARD AVE |  | EASTHAMPTON | MA | 010270000 | N | PRIVATE | SM25 | THE PHILIPP MFG CO | 4135274444 | russt@philipp-mfg.com | RUSSELL | TAUSCHER | 4135274444 | russt@philipp-mfg.com | RUSSELL | TAUSCHER | 4135274444X102 | russt@philipp-mfg.com | 2 | NATURAL GAS HEATERS - TOTAL 10 MMBTU | 11 | SPACE HEATERS | VARIOUS | NA | 1965-12-01 | 2010 | 10 | 1 | NATURAL GAS | NATURAL GAS | 209 | Natural Gas |  |  | 0.68 | E6FT3 | N | 5 | 7 | 24 | 0 | 0 | 0
0420152 | TEXON USA |  | 1190 HUNTINGTON RD |  | RUSSELL | MA | 010710000 | 1190 HUNTINGTON RD |  | RUSSELL | MA | 010710000 | N | PRIVATE | SM80-R | TEXON USA | 4138623652 | mreardon@texon.com | MARK | REARDON | 4138623652 | mreardon@texon.com | MARK | REARDON | 4138623652X303 | mreardon@texon.com | 2 | BOILER #1-BABCOCK+WILCOX - #6 OIL-1 PERCENT S |  | BOILER | BABCOCK & WILCOX | #6 FUEL @ 1%S | 1990-01-01 | 2011 | 66.5 | 1 | BOILER #1-BABCOCK+WILCOX - #6 OIL-1 PERCENT S | NO.6 | 923 | Residual Oil (No. 6) | 1 | 1 | 361.147 | E3GAL | N | 24 | 5 | 50 | 24 | 5 | 22
0420177 | SOUTH HADLEY LANDFILL |  | 12 INDUSTRIAL DR |  | SOUTH HADLEY | MA | 010750000 | 12 INDUSTRIAL DRIVE |  | SOUTH HADLEY | MA | 010750000 | N | PRIVATE | SM79-7 | INTERSTATE WASTE SERVICES | 4133351369 | tfields@iswaste.com | TOM | FIELDS | 4133351369 | tfields@iswaste.com | TOM | FIELDS | 4133351369 | tfields@iswaste.com | 1 | LANDFILL GAS FLARE |  | CANDLESTICK FLARE | JOHN ZINK COMPANY, LLC | ZEF | 2004-08-11 | 2011 | 36 | 1 | LANDFILL GAS | LANDFILL GAS | 502 | LANDFILL GAS | 0 | 0 | 310.6706 | E6FT3 | Y | 24 | 7 | 52 | 24 | 7 | 22
0420182 | ISO NEW ENGLAND |  | 1 SULLIVAN RD |  | HOLYOKE | MA | 010400000 | 1 SULLIVAN RD |  | HOLYOKE | MA | 010402841 | N | PRIVATE | SM25 | ISO NEW ENGLAND | 4135354014 | rludlow@iso-ne.com | ROBERT | LUDLOW | 4135354014 | rludlow@iso-ne.com | ROBERT | LUDLOW | 4135354014 | rludlow@iso-ne.com | 2 | EMERGENCY GENERATOR A RENAMED |  | ENGINE | CATERPILLAR | 3516B | 2005-09-23 | 2010 | 20.65 | 1 | ULSD | DIESEL | 44 | DIESEL | 0.0015 | 0 | 0.688 | E3GAL | N | 1 | 1 | 14 | 1 | 1 | 7
0420182 | ISO NEW ENGLAND |  | 1 SULLIVAN RD |  | HOLYOKE | MA | 010400000 | 1 SULLIVAN RD |  | HOLYOKE | MA | 010402841 | N | PRIVATE | SM25 | ISO NEW ENGLAND | 4135354014 | rludlow@iso-ne.com | ROBERT | LUDLOW | 4135354014 | rludlow@iso-ne.com | ROBERT | LUDLOW | 4135354014 | rludlow@iso-ne.com | 3 | EMERGENCY GENERATOR B RENAMED |  | ENGINE | CATERPILLAR | 3516B | 2005-09-23 | 2010 | 20.65 | 1 | ULSD | DIESEL | 44 | DIESEL | 0.0023 | 0 | 0.688 | E3GAL | N | 1 | 1 | 14 | 1 | 1 | 7
0420189 | KANZAKI SPECIALTY PAPERS INC |  | 20 CUMMINGS ST |  | WARE | MA | 010820000 | 20 CUMMINGS STREET |  | WARE | MA | 010821716 | N | PRIVATE | SM80-7 | KANZAKI SPECIALTY PAPERS INC | 4139676204 | psawosik@kanzakiusa.com | PETER | SAWOSIK | 4139676204 | psawosik@kanzakiusa.com | DOUGLAS | STELLATO | 4135723215 | dastellato@tighebond.com | 11 | SPACE HEATERS (44)-VARIOUS BRANDS PROPANE | 44 | SPACE HEATERS | JACKSON CHURCH | SDF-200-HAF-GFU | 1988-01-01 | 2011 | 28.907 | 1 | SPACE HEATERS(44) - PROPANE | LPG | 178 | LPG | 0.0185 | 0 | 499.048 | E3GAL | N | 24 | 7 | 26 | 0 | 0 | 0
0420203 | CARANDO | JOHN MORELL DIVISION OF SMITHFIELD FOODS | 20 CARANDO DR |  | SPRINGFIELD | MA | 011040000 | 20 CARANDO DR |  | SPRINGFIELD | MA | 011040000 | N | PRIVATE | NM25 | JOHN MORRELL FOOD GROUP | 4137815620 | Michael.Wojtowicz@jmfg.com | MICHAEL | WOJTOWICZ | 4137815620 | Michael.Wojtowicz@jmfg.com | MOE | LAVOIE | 4137815620 | MLavoie@farmland.com | 1 | TWO BOILERS - CLEAVER BROOKS - NAT GAS | 2 | BOILER | CLEAVER BROOKS | N/A | 2000-01-01 | 2011 | 10.465 | 1 | NATURAL GAS | NATURAL GAS | 209 | Natural Gas |  |  | 19.493 | E6FT3 | Y | 24 | 7 | 52 | 24 | 7 | 22
0420205 | COTTAGE STREET LANDFILL CLOSURE PROJECT |  | 399 COTTAGE ST | TURNBALL RD | SPRINGFIELD | MA | 011510000 | 600 NEW LUDLOW RD |  | SOUTH HADLEY | MA | 010750000 | N | PRIVATE | SM50 | COTTAGE STREET DEVELOPERS LLC | 6039295435 | BMAGNUSSON@WM.COM | CHRISTOPHER | DESANTIS | 5085498006 | CDESANTIS@wm.com | TOM | HEATON | 4135348741X137 | theaton@WM.COM | 1 | PARNEL BIOGAS LANDFILL GAS FLARE |  | LFG UTILITY FLARE | PARNEL BIOGAS | 3112005 | 2005-09-01 | 2009 | 20 | 1 | LANDFILL GAS | LANDFILL GAS | 502 | LANDFILL GAS | 0 | 0 | 200.5945 | E6FT3 | Y | 24 | 7 | 52 | 24 | 7 | 22
0420211 | BELCHERTOWN HIGH SCHOOL |  | 142 SPRINGFIELD RD |  | BELCHERTOWN | MA | 010070000 | PO BOX 841 |  | BELCHERTOWN | MA | 010070000 | N | LOCAL GOVERNMENT | NM25 | BELCHERTOWN HIGH SCHOOL | 4133230423X102 | rlachance@belchertown.org | ROBERT | LACHANCE | 4133230423 | rlachance@belchertown.org | ROBERT | LACHANCE | 4133230423X102 | rlachance@belchertown.org | 2 | BOILER 1/2/3/4 BURNHAM |  | BOILER | BURNHAM | KV1117WML | 2002-09-01 | 2009 | 29 | 1 | #2 OIL | NO.2 | 58 | Distillate Oil (No. 2) | 0.5 | 0 | 63 | E3GAL | N | 24 | 7 | 26 | 24 | 7 | 12
0420224 | PALMER PAVING CORP |  | 23 ARTHUR ST |  | EASTHAMPTON | MA | 010270000 | 25 BLANCHARD STREET |  | PALMER | MA | 010690000 | N | PRIVATE | SM79-7 | PALMER PAVING CORPORATION | 4132838354 | jec@palmerpaving.com | JON | CALLAHAN | 4132838354 | jec@palmerpaving.com | FRED | HUGLI | 4132838354 | fhugli@palmerpaving.com | 1 | ROTARY AGGREGATE DRYER- ASPHALT PRODUCTION |  | AGGREGATE DRYER | GENCO | AF-75 | 1996-06-01 | 2010 | 125 | 1 | ROTARY DRYER #1-BARBER GREENE AGGREGATE | Crushed Stone | 32 | Crushed Stone | 0 | 0 | 0 | TON | N | 9 | 6 | 36 | 9 | 6 | 22
0420224 | PALMER PAVING CORP |  | 23 ARTHUR ST |  | EASTHAMPTON | MA | 010270000 | 25 BLANCHARD STREET |  | PALMER | MA | 010690000 | N | PRIVATE | SM79-7 | PALMER PAVING CORPORATION | 4132838354 | jec@palmerpaving.com | JON | CALLAHAN | 4132838354 | jec@palmerpaving.com | FRED | HUGLI | 4132838354 | fhugli@palmerpaving.com | 1 | ROTARY AGGREGATE DRYER- ASPHALT PRODUCTION |  | AGGREGATE DRYER | GENCO | AF-75 | 1996-06-01 | 2010 | 125 | 2 | DRYER BURNER #1-GENCO AF-75 #2 OIL | NO.2 | 58 | Distillate Oil (No. 2) | 0.0015 | 0 | 0 | E3GAL | N | 9 | 6 | 36 | 9 | 6 | 22
0420228 | STYROLUTION AMERICA LLC - INDIAN ORCHARD | STYROLUTION AMERICA LLC | 950 WORCESTER ST |  | SPRINGFIELD | MA | 011511043 | 950 WORCESTER ST |  | INDIAN ORCHARD | MA | 011511043 | N | PRIVATE | NM25 | INEOS NOVA, LLC | 8154231231 | mike.garvey@ineosstyrenics.com | MICHAEL | DUFFY | 4137811441 | mike.duffy@ineosstyrenics.com | MICHAEL | GARVEY | 4137811441 | mike.garvey@ineosstyrenics.com | 1 | THERMINOL HEATER |  | FURNACE | INTERNATIONAL BOILER WORKS | TH-14 | 1977-05-18 | 2010 | 12 | 1 | THERMINOL HEATER #1-INTERNATIONAL NATURAL GAS | NATURAL GAS | 209 | Natural Gas |  |  | 14.877 | E6FT3 | Y | 24 | 7 | 52 | 24 | 7 | 22
0420228 | STYROLUTION AMERICA LLC - INDIAN ORCHARD | STYROLUTION AMERICA LLC | 950 WORCESTER ST |  | SPRINGFIELD | MA | 011511043 | 950 WORCESTER ST |  | INDIAN ORCHARD | MA | 011511043 | N | PRIVATE | NM25 | INEOS NOVA, LLC | 8154231231 | mike.garvey@ineosstyrenics.com | MICHAEL | DUFFY | 4137811441 | mike.duffy@ineosstyrenics.com | MICHAEL | GARVEY | 4137811441 | mike.garvey@ineosstyrenics.com | 1 | THERMINOL HEATER |  | FURNACE | INTERNATIONAL BOILER WORKS | TH-14 | 1977-05-18 | 2010 | 12 | 2 | CRUDE MONOMER | Waste | 596 | Waste | 0 | 0 | 499.0627 | E3GAL | Y | 24 | 7 | 52 | 24 | 7 | 22
0420230 | MONTGOMERY COMPANY |  | 319 RIVER DR |  | HADLEY | MA | 010350000 | PO BOX 599 |  | HADLEY | MA | 010350599 | N | PRIVATE | SM50 | MONTGOMERY ROSE COMPANY INC | 4135483956 | soxfanz@comcast.net | THEODORE | JOHNSON | 4132227969 | soxfanz@comcast.net | THEODORE | JOHNSON | 4135483956 | soxfanz@comcast.net | 1 | BOILER 1-JOHNSON |  | BOILER | JOHNSON | 500 HP | 1986-10-01 | 2010 | 21 | 1 | BOILER 1-JOHNSON | NO.4 | 825 | Distillate Oil (No. 4) | 1 | 0 | 3.5 | E3GAL | N | 12 | 7 | 36 | 10 | 4 | 4
0420230 | MONTGOMERY COMPANY |  | 319 RIVER DR |  | HADLEY | MA | 010350000 | PO BOX 599 |  | HADLEY | MA | 010350599 | N | PRIVATE | SM50 | MONTGOMERY ROSE COMPANY INC | 4135483956 | soxfanz@comcast.net | THEODORE | JOHNSON | 4132227969 | soxfanz@comcast.net | THEODORE | JOHNSON | 4135483956 | soxfanz@comcast.net | 2 | BOILER 2-JOHNSON |  | BOILER | JOHNSON | 500 | 1986-10-01 | 2010 | 21 | 1 | BOILER 2-JOHNSON | NO.4 | 825 | Distillate Oil (No. 4) | 1 | 0 | 3 | E3GAL | N | 12 | 7 | 38 | 10 | 4 | 4
0420232 | CHICOPEE ELECTRIC LIGHT |  | 725 FRONT ST |  | CHICOPEE | MA | 010210000 | PO BOX 405 |  | CHICOPEE | MA | 010210405 | Y | LOCAL GOVERNMENT | OP3 | CHICOPEE ELECTRIC LIGHT | 4135988311 | jlisowski@celd.com | JAMES | LISOWSKI | 4135988311 | jlisowski@celd.com | JAMES | LISOWSKI | 4135988311 | jlisowski@celd.com | 1 | GENERATOR #1-GENERAL MOTORS #645 EMD |  | ENGINE | GENERAL MOTORS | #645 | 1981-01-01 | 2011 | 27.8 | 1 | GENERATOR #1-GENERAL MOTORS #645EMD | DIESEL | 44 | DIESEL | 0.0008 | 0 | 18.812 | E3GAL | N | 1 | 2 | 30 | 1 | 2 | 22
0420232 | CHICOPEE ELECTRIC LIGHT |  | 725 FRONT ST |  | CHICOPEE | MA | 010210000 | PO BOX 405 |  | CHICOPEE | MA | 010210405 | Y | LOCAL GOVERNMENT | OP3 | CHICOPEE ELECTRIC LIGHT | 4135988311 | jlisowski@celd.com | JAMES | LISOWSKI | 4135988311 | jlisowski@celd.com | JAMES | LISOWSKI | 4135988311 | jlisowski@celd.com | 2 | GENERATOR #2-GENERAL MOTORS #645 EMD |  | ENGINE | GENERAL MOTORS | #645 EMD | 1981-01-01 | 2011 | 27.8 | 1 | GENERATOR #2-GENERAL MOTORS #645 EMD | DIESEL | 44 | DIESEL | 0.0008 | 0 | 18.457 | E3GAL | N | 1 | 2 | 30 | 1 | 2 | 22
0420232 | CHICOPEE ELECTRIC LIGHT |  | 725 FRONT ST |  | CHICOPEE | MA | 010210000 | PO BOX 405 |  | CHICOPEE | MA | 010210405 | Y | LOCAL GOVERNMENT | OP3 | CHICOPEE ELECTRIC LIGHT | 4135988311 | jlisowski@celd.com | JAMES | LISOWSKI | 4135988311 | jlisowski@celd.com | JAMES | LISOWSKI | 4135988311 | jlisowski@celd.com | 3 | GENERATOR #3-GENERAL MOTORS #645 EMD |  | ENGINE | GENERAL MOTORS | #645 EMD | 1981-01-01 | 2011 | 27.8 | 1 | GENERATOR #3-GENERAL MOTORS #645EMD | DIESEL | 44 | DIESEL | 0.0008 | 0 | 18.91 | E3GAL | N | 1 | 2 | 30 | 1 | 2 | 22
0420233 | CHICOPEE SANITARY LANDFILL |  | 161 NEW LOMBARD RD |  | CHICOPEE | MA | 010200000 | 600 NEW LUDLOW ROAD |  | SOUTH HADLEY | MA | 010750000 | N | PRIVATE | OP3 | CT VALLEY SANITARY WASTE DISPOSAL INC | 4135348741 | CDESANTIS@WM.COM | CHRIS | DESANTIS | 5085498989 | CDESANTIS@WM.COM | THOMAS | HEATON | 4135348741X137 | THEATON@WM.COM | 1 | LANDFILL FLARE A- PERENNIAL ENERGY ENCLOSED FLARE |  | LANDFILL FLARE | PERENNIAL ENERGY INC | FL-12632-E | 1998-01-01 | 2011 | 54 | 1 | LANDFILL GAS | LANDFILL GAS | 502 | LANDFILL GAS | 0 | 0 | 40.523 | E6FT3 | N | 1 | 1 | 5 | 1 | 1 | 2
0420233 | CHICOPEE SANITARY LANDFILL |  | 161 NEW LOMBARD RD |  | CHICOPEE | MA | 010200000 | 600 NEW LUDLOW ROAD |  | SOUTH HADLEY | MA | 010750000 | N | PRIVATE | OP3 | CT VALLEY SANITARY WASTE DISPOSAL INC | 4135348741 | CDESANTIS@WM.COM | CHRIS | DESANTIS | 5085498989 | CDESANTIS@WM.COM | THOMAS | HEATON | 4135348741X137 | THEATON@WM.COM | 6 | LANDFILL FLARE B-PPC CONSTRUCTORS UTILITY FLARE |  | LANDFILL GAS FLARE | PPC CONSTRUCTORS | 1 | 2003-01-01 | 2011 | 36 | 1 | LANDFILL GAS | LANDFILL GAS | 502 | LANDFILL GAS | 0 | 0 | 123.1845 | E6FT3 | N | 8 | 3 | 18 | 4 | 2 | 13
0420233 | CHICOPEE SANITARY LANDFILL |  | 161 NEW LOMBARD RD |  | CHICOPEE | MA | 010200000 | 600 NEW LUDLOW ROAD |  | SOUTH HADLEY | MA | 010750000 | N | PRIVATE | OP3 | CT VALLEY SANITARY WASTE DISPOSAL INC | 4135348741 | CDESANTIS@WM.COM | CHRIS | DESANTIS | 5085498989 | CDESANTIS@WM.COM | THOMAS | HEATON | 4135348741X137 | THEATON@WM.COM | 7 | LANDFILL FLARE C-PARNEL BIOGAS UTILITY FLARE |  | LANDFILL GAS FLARE C | PARNEL BIOGAS | 02-34-100 | 2005-01-01 | 2011 | 85 | 1 | LANDFILL GAS | LANDFILL GAS | 502 | LANDFILL GAS | 0 | 0 | 148.0127 | E6FT3 | N | 21 | 4 | 52 | 19 | 6 | 22
0420234 | GRANBY SANITARY LANDFILL |  | 11 NEW LUDLOW RD |  | GRANBY | MA | 010330000 | 600 NEW LUDLOW ROAD |  | SOUTH HADLEY | MA | 010750000 | N | PRIVATE | OP3 | GRANBY SANITARY LANDFILL | 4135348741 | CDESANTIS@WM.COM | CHRIS | DESANTIS | 5085498989 | CDESANTIS@wm.com | THOMAS | HEATON | 4135348741 | theaton@wm.com | 1 | LANDFILL FLARE #1-PERENNIAL |  | LANDFILL GAS FLARE | PERENNIAL ENERGY INC | FL-126-32E | 1997-07-01 | 2011 | 49.5 | 1 | LANDFILL GAS - METHANE | LANDFILL GAS | 502 | LANDFILL GAS | 0 | 0 | 6.322 | E6FT3 | N | 1 | 1 | 12 | 1 | 1 | 10
0420260 | POLYMER INJECTION MOLDING |  | 96 PALMER RD |  | MONSON | MA | 010570000 | 96 PALMER ROAD |  | MONSON | MA | 010579500 | N | PRIVATE | SM25 | POLYMER INJECTION MOLDING | 4132675524 | jimryan@polymercorporation.com | JAMES | RYAN | 4132671142 | jimryan@polymercorporation.com | JAMES | RYAN | 4132671142 | jimryan@polymercorporation.com | 7 | SPACE HEATERS-MODINE NAT GAS |  | SPACE HEATERS | VARIOUS | VARIOUS | 1978-01-01 | 2011 | 10 | 1 | SPACE HEATERS-MODINE NAT GAS | NATURAL GAS | 209 | Natural Gas |  |  | 1.6192 | E6FT3 | N | 24 | 7 | 32 | 24 | 7 | 12
0420270 | LENOX/AMERICAN SAW & MANUFACTURING CO |  | 301 CHESTNUT ST |  | EAST LONGMEADOW | MA | 010280504 | PO BOX 504 |  | EAST LONGMEADOW | MA | 010280504 | N | PRIVATE | SM80-R | IRWIN INDUSTRIAL TOOL COMPANY | 4135265305 | steve.dodge@lenoxtools.com | WILLIAM | ROBINSON | 4135265191 | dave.robinson@lenoxtools.com | MICHAEL | MAHEUX | 4135265330 | mike.maheux@lenoxtools.com | 1 | BOILER #1-CLEAVER BROOKS CB400-300 DUAL FUEL |  | BOILER | CLEAVER BROOKS | CB-400-300 | 1979-11-01 | 2011 | 12 | 1 | BOILER #1-CLEAVER BROOKS 400-300 #2 OIL-0.3 PERC | NO.2 | 58 | Distillate Oil (No. 2) | 0.3 | 0 | 0 | E3GAL | N | 0 | 0 | 0 | 0 | 0 | 0
0420270 | LENOX/AMERICAN SAW & MANUFACTURING CO |  | 301 CHESTNUT ST |  | EAST LONGMEADOW | MA | 010280504 | PO BOX 504 |  | EAST LONGMEADOW | MA | 010280504 | N | PRIVATE | SM80-R | IRWIN INDUSTRIAL TOOL COMPANY | 4135265305 | steve.dodge@lenoxtools.com | WILLIAM | ROBINSON | 4135265191 | dave.robinson@lenoxtools.com | MICHAEL | MAHEUX | 4135265330 | mike.maheux@lenoxtools.com | 1 | BOILER #1-CLEAVER BROOKS CB400-300 DUAL FUEL |  | BOILER | CLEAVER BROOKS | CB-400-300 | 1979-11-01 | 2011 | 12 | 2 | BOILER #1-CLEAVER BROOKS 400-300 NATURAL GAS | NATURAL GAS | 209 | Natural Gas |  |  | 0 | E6FT3 | N | 0 | 0 | 0 | 0 | 0 | 0
0420287 | BANAS SAND & GRAVEL |  | 246 FULLER ST |  | LUDLOW | MA | 010560000 | 246 FULLER ST |  | LUDLOW | MA | 010560000 | N | PRIVATE | SM25 | BANAS SAND GRAVEL CO INC | 4135838321 | bsg246fuller@yahoo.com | DANIEL | BANAS | 4135838321 | bsg246fuller@yahoo.com | DANIEL | BANAS | 4135838321 | bsg246fuller@yahoo.com | 4 | BOILER #2 INFERN-O-THERM HW-10 | 2 | BOILER | INFERN-O-THERM | HW-10 | 2009-11-01 | 2009 | 28 | 1 | #2 OIL | NO.2 | 58 | Distillate Oil (No. 2) | 0.3 |  | 18.7 | E3GAL | N | 24 | 7 | 22 | 0 | 0 | 0
0420288 | MA ANG 104 FIGHTER WING |  | 175 FALCON DR |  | WESTFIELD | MA | 010850000 | 104TH FIGHTER WING MA ANG | 175 FALCON DRIVE | WESTFIELD | MA | 010851480 | Y | FEDERAL | SM25 | MASSACHUSETTS AIR NATIONAL GUARD | 4135689151X6981797 | john.gwosch.1@ang.af.mil | JOHN A. | GWOSCH | 4135689151 | john.gwosch.1@ang.af.mil | JOHN | RICHARDSON | 4135689151X6981710 | john.richardson.1@ang.af.mil | 4 | JET ENGINE TEST STAND-F100-PW-220 JP-8 FUEL |  | ENGINE TEST STAND | PRATT AND WHITNEY | F100-PW-220 | 1980-01-01 | 2011 | 100 | 1 | JET ENGINE TEST STAND-PW JP-8 FUEL | JET FUEL | 159 | Jet Fuel | 0.023 | 0 | 15.169 | E3GAL | N | 1 | 1 | 12 | 1 | 1 | 6
0420288 | MA ANG 104 FIGHTER WING |  | 175 FALCON DR |  | WESTFIELD | MA | 010850000 | 104TH FIGHTER WING MA ANG | 175 FALCON DRIVE | WESTFIELD | MA | 010851480 | Y | FEDERAL | SM25 | MASSACHUSETTS AIR NATIONAL GUARD | 4135689151X6981797 | john.gwosch.1@ang.af.mil | JOHN A. | GWOSCH | 4135689151 | john.gwosch.1@ang.af.mil | JOHN | RICHARDSON | 4135689151X6981710 | john.richardson.1@ang.af.mil | 28 | MISC COMBUSTION #4-VARIOUS BLDGS NAT GAS | 171 | HEATERS | VARIOUS | VARIOUS | 1980-01-01 | 2011 | 18.661 | 1 | MISC C #4- VARIOUS BLDGS NATURAL GAS | NATURAL GAS | 209 | Natural Gas |  |  | 9.6673 | E6FT3 | Y | 24 | 7 | 52 | 8 | 5 | 10
0420289 | BAY STATE GAS COMPANY |  | RAVENWOOD DR |  | LUDLOW | MA | 010560000 | 300 FRIBERG PARKWAY |  | WESTBOROUGH | MA | 015815039 | N | UTILITY | NM99 | BAY STATE GAS CO | 5088367000X7248 | sperry@nisource.com | SCOTT | PERRY | 5088367248 | sperry@nisource.com | SCOTT | PERRY | 5088367000X7248 | sperry@nisource.com | 1 | LNG VAPORIZER 1 |  | FURNACE | BS&B | UNIFLUX 61309 | 1973-11-01 | 2009 | 21.25 | 1 | NATURAL GAS | NATURAL GAS | 209 | Natural Gas |  |  | 5.1428 | E6FT3 | N | 16 | 2 | 8 | 0 | 0 | 0
0420289 | BAY STATE GAS COMPANY |  | RAVENWOOD DR |  | LUDLOW | MA | 010560000 | 300 FRIBERG PARKWAY |  | WESTBOROUGH | MA | 015815039 | N | UTILITY | NM99 | BAY STATE GAS CO | 5088367000X7248 | sperry@nisource.com | SCOTT | PERRY | 5088367248 | sperry@nisource.com | SCOTT | PERRY | 5088367000X7248 | sperry@nisource.com | 2 | LNG VAPORIZER 2 |  | BOILER | BS&B | UNIFLUX 61309 | 1973-11-01 | 2009 | 21.25 | 1 | NATURAL GAS | NATURAL GAS | 209 | Natural Gas |  |  | 4.9583 | E6FT3 | N | 16 | 2 | 7 | 0 | 0 | 0
0420289 | BAY STATE GAS COMPANY |  | RAVENWOOD DR |  | LUDLOW | MA | 010560000 | 300 FRIBERG PARKWAY |  | WESTBOROUGH | MA | 015815039 | N | UTILITY | NM99 | BAY STATE GAS CO | 5088367000X7248 | sperry@nisource.com | SCOTT | PERRY | 5088367248 | sperry@nisource.com | SCOTT | PERRY | 5088367000X7248 | sperry@nisource.com | 3 | LNG VAPORIZER 3 |  | BOILER | BS&B | UNIFLUX 61909 | 1973-11-01 | 2009 | 15.9 | 1 | NATURAL GAS | NATURAL GAS | 209 | Natural Gas |  |  | 3.2268 | E6FT3 | N | 16 | 2 | 6 | 0 | 0 | 0
0420301 | WESTOVER JOB CORPS CENTER |  | 103 JOHNSON RD |  | CHICOPEE | MA | 010220000 | 103 JOHNSON RD |  | CHICOPEE | MA | 010220000 | N | FEDERAL | SM25 | WESTOVER JOB CORP CT | 4135934009 | wdowiak.tanya@jobcorps.org | CUNESHA | SANDERS | 4135934001 | Sanders.Cunesha@jobcorps.org | TANYA | INGRAHAM | 4135934224 | wdowiak.tanya@jobcorps.org | 1 | BOILER #1 |  | BOILER | CLEAVER BROOKS | 1 | 1990-01-01 | 2011 | 12.553 | 2 | NATURAL GAS | NATURAL GAS | 209 | Natural Gas |  |  | 1.1018 | E6FT3 | N | 24 | 7 | 26 | 24 | 7 | 11
0420301 | WESTOVER JOB CORPS CENTER |  | 103 JOHNSON RD |  | CHICOPEE | MA | 010220000 | 103 JOHNSON RD |  | CHICOPEE | MA | 010220000 | N | FEDERAL | SM25 | WESTOVER JOB CORP CT | 4135934009 | wdowiak.tanya@jobcorps.org | CUNESHA | SANDERS | 4135934001 | Sanders.Cunesha@jobcorps.org | TANYA | INGRAHAM | 4135934224 | wdowiak.tanya@jobcorps.org | 2 | BOILER 2 |  | BOILER | CLEAVER BROOKS | 1 | 1990-01-01 | 2011 | 12.553 | 2 | NATURAL GAS | NATURAL GAS | 209 | Natural Gas |  |  | 1.1018 | E6FT3 | N | 24 | 7 | 26 | 0 | 0 | 0
0420338 | CLARKE SCHOOL FOR THE DEAF |  | 50 ROUND HILL RD |  | NORTHAMPTON | MA | 010600000 | 47 ROUND HILL ROAD |  | NORTHAMPTON | MA | 010600000 | N | PRIVATE | SM25 | CLARKE SCHOOL FOR THE DEAF | 4135843450 | SBALICKI@CLARKESCHOOL.ORG | STEPHEN | BALICKI | 4135843450 | SBALICKI@CLARKESCHOOL.ORG | STEPHEN | BALICKI | 4135843450 | SBALICKI@CLARKESCHOOL.ORG | 14 | BOILER HOUSE | 2 | BOILER | CLEAVER BROOKS | 4WI | 2009-08-01 | 2009 | 10.205 | 1 | NATURAL GAS | NATURAL GAS | 209 | Natural Gas |  |  | 6.8 | E6FT3 | Y | 24 | 7 | 52 | 24 | 7 | 22
0420343 | NATIONAL NONWOVENS |  | 27 MECHANIC ST |  | EASTHAMPTON | MA | 010270000 | PO BOX 150 |  | EASTHAMPTON | MA | 010270000 | N | PRIVATE | SM25 | NATIONAL NONWOVENS | 4135291623 | acentofanti@nationalnonwovens.com | MICHAEL | WASKIEWICZ | 4135273445 | mwaskiewicz@nationalnonwovens.com | MICHAEL | WASKIEWICZ | 4135273445 | mwaskiewicz@nationalnonwovens.com | 1 | BOILER #1-AMES SAA-6005 DUAL FUEL |  | BOILER | AMES | SAA-6005 DUAL FUEL | 1961-01-01 | 2009 | 23.435 | 1 | BOILER #1-AMES SAA-6005 #6 OIL-1 S | NO.6 | 923 | Residual Oil (No. 6) | 1 | 0.1 | 0 | E3GAL | N | 0 | 0 | 0 | 0 | 0 | 0
0420343 | NATIONAL NONWOVENS |  | 27 MECHANIC ST |  | EASTHAMPTON | MA | 010270000 | PO BOX 150 |  | EASTHAMPTON | MA | 010270000 | N | PRIVATE | SM25 | NATIONAL NONWOVENS | 4135291623 | acentofanti@nationalnonwovens.com | MICHAEL | WASKIEWICZ | 4135273445 | mwaskiewicz@nationalnonwovens.com | MICHAEL | WASKIEWICZ | 4135273445 | mwaskiewicz@nationalnonwovens.com | 1 | BOILER #1-AMES SAA-6005 DUAL FUEL |  | BOILER | AMES | SAA-6005 DUAL FUEL | 1961-01-01 | 2009 | 23.435 | 2 | BOILER #1-AMES SAA-6005 NATURAL GAS | NATURAL GAS | 209 | Natural Gas |  |  | 0 | E6FT3 | N | 0 | 0 | 0 | 0 | 0 | 0
0420343 | NATIONAL NONWOVENS |  | 27 MECHANIC ST |  | EASTHAMPTON | MA | 010270000 | PO BOX 150 |  | EASTHAMPTON | MA | 010270000 | N | PRIVATE | SM25 | NATIONAL NONWOVENS | 4135291623 | acentofanti@nationalnonwovens.com | MICHAEL | WASKIEWICZ | 4135273445 | mwaskiewicz@nationalnonwovens.com | MICHAEL | WASKIEWICZ | 4135273445 | mwaskiewicz@nationalnonwovens.com | 2 | BOILER #2-AMES X-500 NATURAL GAS |  | BOILER | AMES | X-500 | 1957-06-01 | 2009 | 12.6 | 1 | BOILER #2-AMES X-500 NATURAL GAS | NATURAL GAS | 209 | Natural Gas |  |  | 0.7967 | E6FT3 | N | 1 | 2 | 50 | 1 | 2 | 22
0420343 | NATIONAL NONWOVENS |  | 27 MECHANIC ST |  | EASTHAMPTON | MA | 010270000 | PO BOX 150 |  | EASTHAMPTON | MA | 010270000 | N | PRIVATE | SM25 | NATIONAL NONWOVENS | 4135291623 | acentofanti@nationalnonwovens.com | MICHAEL | WASKIEWICZ | 4135273445 | mwaskiewicz@nationalnonwovens.com | MICHAEL | WASKIEWICZ | 4135273445 | mwaskiewicz@nationalnonwovens.com | 3 | BOILER #3-CLEAVER BROOKS CB665-750 DUAL FUEL |  | BOILER | CLEAVER BROOKS | CB-665-750 | 1968-06-01 | 2009 | 29.29 | 1 | BOILER #3-CLEAVER BROOKS CB665-750 #6 OIL-1 S | NO.6 | 923 | Residual Oil (No. 6) | 1 | 0.1 | 0.911 | E3GAL | N | 24 | 6 | 50 | 24 | 6 | 22
0420343 | NATIONAL NONWOVENS |  | 27 MECHANIC ST |  | EASTHAMPTON | MA | 010270000 | PO BOX 150 |  | EASTHAMPTON | MA | 010270000 | N | PRIVATE | SM25 | NATIONAL NONWOVENS | 4135291623 | acentofanti@nationalnonwovens.com | MICHAEL | WASKIEWICZ | 4135273445 | mwaskiewicz@nationalnonwovens.com | MICHAEL | WASKIEWICZ | 4135273445 | mwaskiewicz@nationalnonwovens.com | 3 | BOILER #3-CLEAVER BROOKS CB665-750 DUAL FUEL |  | BOILER | CLEAVER BROOKS | CB-665-750 | 1968-06-01 | 2009 | 29.29 | 2 | BOILER #3-CLEAVER BROOKS CB655-750 NATURAL GAS | NATURAL GAS | 209 | Natural Gas |  |  | 2.39 | E6FT3 | N | 24 | 6 | 50 | 24 | 6 | 22
0420356 | DEERFIELD ACADEMY-TRUSTEE |  | ALBANY RD |  | DEERFIELD | MA | 013420000 | PO BOX 87 |  | DEERFIELD | MA | 013420000 | N | PRIVATE | NM50 | DEERFIELD ACADEMY | 4137720241 | cwilliams@deerfield.edu | TRUSTEE OF DEERFIELD ACADEMY | TRUSTEE OF DEERFIELD ACADEMY | 4137741570 | cwilliams@deerfield.edu | CHUCK | WILLIAMS | 4137741570 | cwilliams@deerfield.edu | 1 | SUPERIOR STEAM BOILERS (2) - UNDERGROUND | 2 | BOILER | SUPERIOR | 5.796 | 1993-10-01 | 2009 | 11.592 | 1 | BOILERS-(2)SUPERIOR NO.2 OIL-0.3PERCENTS | NO.2 | 58 | Distillate Oil (No. 2) | 0.3 | 0 | 84.449 | E3GAL | N | 8 | 7 | 52 | 8 | 7 | 22
0420356 | DEERFIELD ACADEMY-TRUSTEE |  | ALBANY RD |  | DEERFIELD | MA | 013420000 | PO BOX 87 |  | DEERFIELD | MA | 013420000 | N | PRIVATE | NM50 | DEERFIELD ACADEMY | 4137720241 | cwilliams@deerfield.edu | TRUSTEE OF DEERFIELD ACADEMY | TRUSTEE OF DEERFIELD ACADEMY | 4137741570 | cwilliams@deerfield.edu | CHUCK | WILLIAMS | 4137741570 | cwilliams@deerfield.edu | 1 | SUPERIOR STEAM BOILERS (2) - UNDERGROUND | 2 | BOILER | SUPERIOR | 5.796 | 1993-10-01 | 2009 | 11.592 | 2 | BOILERS-(2)SUPERIOR NATURAL GAS | NATURAL GAS | 209 | Natural Gas |  |  | 5.1895 | E6FT3 | N | 8 | 7 | 52 | 8 | 7 | 22
0420356 | DEERFIELD ACADEMY-TRUSTEE |  | ALBANY RD |  | DEERFIELD | MA | 013420000 | PO BOX 87 |  | DEERFIELD | MA | 013420000 | N | PRIVATE | NM50 | DEERFIELD ACADEMY | 4137720241 | cwilliams@deerfield.edu | TRUSTEE OF DEERFIELD ACADEMY | TRUSTEE OF DEERFIELD ACADEMY | 4137741570 | cwilliams@deerfield.edu | CHUCK | WILLIAMS | 4137741570 | cwilliams@deerfield.edu | 5 | BOILER 3 AND 4-SHIPLEY STEAM BOILERS DUAL FUEL GYM | 2 | BOILER | SHIPLEY | STEAM BOILER | 1971-06-01 | 2009 | 14.56 | 1 | BOILERS 3 AND 4 SHIPLEY STEAM - NO.2 OIL | NO.2 | 58 | Distillate Oil (No. 2) | 0.3 | 0 | 91.286 | E3GAL | N | 8 | 7 | 52 | 8 | 7 | 22
0420356 | DEERFIELD ACADEMY-TRUSTEE |  | ALBANY RD |  | DEERFIELD | MA | 013420000 | PO BOX 87 |  | DEERFIELD | MA | 013420000 | N | PRIVATE | NM50 | DEERFIELD ACADEMY | 4137720241 | cwilliams@deerfield.edu | TRUSTEE OF DEERFIELD ACADEMY | TRUSTEE OF DEERFIELD ACADEMY | 4137741570 | cwilliams@deerfield.edu | CHUCK | WILLIAMS | 4137741570 | cwilliams@deerfield.edu | 5 | BOILER 3 AND 4-SHIPLEY STEAM BOILERS DUAL FUEL GYM | 2 | BOILER | SHIPLEY | STEAM BOILER | 1971-06-01 | 2009 | 14.56 | 2 | BOILER 3 AND 4 -SHIPLEY GYM NATURAL GAS | NATURAL GAS | 209 | Natural Gas |  |  | 5.88 | E6FT3 | N | 8 | 7 | 52 | 8 | 7 | 22
0420361 | BONDIS ISLAND LANDFILL |  | M STREET EXT |  | AGAWAM | MA | 010010000 | SPRINGFIELD DEPARMENT OF PUBLIC WORKS | 70 TAPLEY STREET | SPRINGFIELD | MA | 011042802 | Y | LOCAL GOVERNMENT | SM50 | SPRINGFIELD DEPARTMENT OF PUBLIC WORKS | 4137876256 | sdonelon@springfieldcityhall.com | SCOTT | DONELON | 4137876542 | sdonelon@springfieldcityhall.com | SCOTT | DONELON | 4137876542 | sdonelon@springfieldcityhall.com | 1 | LANDFILL GAS SYSTEM-HIGHLAND POWER #A TYPE 1 LG |  | CANDLESTICK FLARE | HIGHLAND POWER CORP | A TYPE 1 | 2002-01-01 | 2009 | 13.5 | 1 | LANDFILL GAS | LANDFILL GAS | 502 | LANDFILL GAS | 0 | 0 | 73.584 | E6FT3 | Y | 24 | 7 | 52 | 24 | 7 | 22
0420362 | VERIZON MASSACHUSETTS (SPRINGFIELD) |  | 295 WORTHINGTON ST |  | SPRINGFIELD | MA | 011030000 | VERIZON C/O WILLIAM IRWIN | 2 HAMPSHIRE ST. | LAWRENCE | MA | 018400000 | N | UTILITY | SM25 | VERIZON NEW ENGLAND INC | 6175129182 | b.irwin@verizon.com | WILLIAM | IRWIN | 6175129182 | b.irwin@verizon.com | WILLIAM | IRWIN | 6175129182 | b.irwin@verizon.com | 1 | GENERATOR #1-CUMMINS #KTA50G3 DIESEL |  | GENERATOR | CUMMINS | KTA-50-G3 | 1992-01-01 | 2009 | 12.878 | 1 | GENERATOR #1-CUMMINS #KTA50G3 454 GALS DIESEL | DIESEL | 44 | DIESEL | 0.05 | 0 | 1.52 | E3GAL | N | 1 | 1 | 12 | 1 | 1 | 5
0420362 | VERIZON MASSACHUSETTS (SPRINGFIELD) |  | 295 WORTHINGTON ST |  | SPRINGFIELD | MA | 011030000 | VERIZON C/O WILLIAM IRWIN | 2 HAMPSHIRE ST. | LAWRENCE | MA | 018400000 | N | UTILITY | SM25 | VERIZON NEW ENGLAND INC | 6175129182 | b.irwin@verizon.com | WILLIAM | IRWIN | 6175129182 | b.irwin@verizon.com | WILLIAM | IRWIN | 6175129182 | b.irwin@verizon.com | 2 | GENERATOR #2-CUMMINS #KTA50G3 535 GALS DIESEL |  | GENERATOR | CUMMINS | KTA-50-G3 | 1992-01-01 | 2009 | 12.878 | 1 | GENERATOR #2-CUMMINS #KTA50G3 535 GALS DIESEL | DIESEL | 44 | DIESEL | 0.05 | 0 | 1.52 | E3GAL | N | 1 | 1 | 10 | 1 | 1 | 5
0420386 | BAYSTATE FRANKLIN MEDICAL CENTER |  | 164 HIGH ST |  | GREENFIELD | MA | 013010000 | 164 HIGH ST |  | GREENFIELD | MA | 013010000 | N | PRIVATE | SM80-R | BAYSTATE FRANKLIN MEDICAL CENTER | 4137720211 | gregory.oles@bhs.org | GREGORY | OLES | 4137732383 | gregory.oles@bhs.org | SCOTT | KIERSTEAD | 4137732283 | scott.kierstead@bhs.org | 1 | BOILER #1-KEWANEE N96321X #4 OIL |  | BOILER | KEWANEE | N96321X | 1968-01-01 | 2011 | 14.8 | 1 | #4 OIL | NO.4 | 825 | Distillate Oil (No. 4) | 1 | 1 | 2.8 | E3GAL | N | 1 | 7 | 12 | 0 | 0 | 0
0420386 | BAYSTATE FRANKLIN MEDICAL CENTER |  | 164 HIGH ST |  | GREENFIELD | MA | 013010000 | 164 HIGH ST |  | GREENFIELD | MA | 013010000 | N | PRIVATE | SM80-R | BAYSTATE FRANKLIN MEDICAL CENTER | 4137720211 | gregory.oles@bhs.org | GREGORY | OLES | 4137732383 | gregory.oles@bhs.org | SCOTT | KIERSTEAD | 4137732283 | scott.kierstead@bhs.org | 2 | BOILER #2-KEWANEE N96301X #4 OIL |  | BOILER | KEWANEE | N96301X | 1968-01-01 | 2011 | 14.8 | 1 | #4 OIL | NO.4 | 825 | Distillate Oil (No. 4) | 1 | 1 | 0.083 | E3GAL | N | 1 | 7 | 12 | 0 | 0 | 0
0420386 | BAYSTATE FRANKLIN MEDICAL CENTER |  | 164 HIGH ST |  | GREENFIELD | MA | 013010000 | 164 HIGH ST |  | GREENFIELD | MA | 013010000 | N | PRIVATE | SM80-R | BAYSTATE FRANKLIN MEDICAL CENTER | 4137720211 | gregory.oles@bhs.org | GREGORY | OLES | 4137732383 | gregory.oles@bhs.org | SCOTT | KIERSTEAD | 4137732283 | scott.kierstead@bhs.org | 5 | BOILER #5-KEWANEE N34841X #4 OIL |  | BOILER | KEWANEE | N34841X | 1968-01-01 | 2011 | 10.1 | 1 | #4 OIL | NO.4 | 825 | Distillate Oil (No. 4) | 1 | 1 | 4.196 | E3GAL | N | 9 | 7 | 52 | 10 | 7 | 20
0420386 | BAYSTATE FRANKLIN MEDICAL CENTER |  | 164 HIGH ST |  | GREENFIELD | MA | 013010000 | 164 HIGH ST |  | GREENFIELD | MA | 013010000 | N | PRIVATE | SM80-R | BAYSTATE FRANKLIN MEDICAL CENTER | 4137720211 | gregory.oles@bhs.org | GREGORY | OLES | 4137732383 | gregory.oles@bhs.org | SCOTT | KIERSTEAD | 4137732283 | scott.kierstead@bhs.org | 5 | BOILER #5-KEWANEE N34841X #4 OIL |  | BOILER | KEWANEE | N34841X | 1968-01-01 | 2011 | 10.1 | 2 | NATURAL GAS | NATURAL GAS | 209 | Natural Gas |  |  | 10.881 | E6FT3 | N | 9 | 7 | 52 | 10 | 7 | 20
0420390 | FRIENDLYS ICE CREAM LLC |  | 1855 BOSTON RD |  | WILBRAHAM | MA | 010950000 | 1855 BOSTON ROAD |  | WILBRAHAM | MA | 010950000 | N | PRIVATE | NM50 | FRIENDLYS ICE CREAM CORP | 4135432400 | dave.pasquini@friendlys.com | TODD | SCHWENDENMANN | 4137314136 | todd.schwendenmann@friendlys.com | DAVE | PASQUINI | 4137314129 | dave.pasquini@friendlys.com | 2 | BOILER #2-CLEAVER BROOKS DUAL FUEL |  | BOILER | CLEAVER BROOKS | CB600-250 | 1978-05-11 | 2010 | 10.04 | 1 | #2 OIL-0.2S | NO.2 | 58 | Distillate Oil (No. 2) | 0.2 | 0 | 0 | E3GAL | Y | 24 | 7 | 52 | 24 | 7 | 22
0420390 | FRIENDLYS ICE CREAM LLC |  | 1855 BOSTON RD |  | WILBRAHAM | MA | 010950000 | 1855 BOSTON ROAD |  | WILBRAHAM | MA | 010950000 | N | PRIVATE | NM50 | FRIENDLYS ICE CREAM CORP | 4135432400 | dave.pasquini@friendlys.com | TODD | SCHWENDENMANN | 4137314136 | todd.schwendenmann@friendlys.com | DAVE | PASQUINI | 4137314129 | dave.pasquini@friendlys.com | 2 | BOILER #2-CLEAVER BROOKS DUAL FUEL |  | BOILER | CLEAVER BROOKS | CB600-250 | 1978-05-11 | 2010 | 10.04 | 2 | NATURAL GAS | NATURAL GAS | 209 | Natural Gas |  |  | 17.1 | E6FT3 | Y | 24 | 7 | 52 | 24 | 7 | 22
0420395 | KAPSTONE CONTAINER CORP | KAPSTONE PAPER & PACKAGING | 100 PALMER AVE |  | WEST SPRINGFIELD | MA | 010890000 | 100 PALMER AVE |  | WEST SPRINGFIELD | MA | 010890000 | N | PRIVATE | NM25 | KAPSTONE CONTAINER CORPORATION | 4137332211 | dan.kazes@kapstonepaper.com | DAN | KAZES | 4137332211 | dan.kazes@kapstonepaper.com | DAN | KAZES | 4137332211X149 | dan.kazes@kapstonepaper.com | 2 | BOILER #2-JOHNSTON MDL #6510 10.5 MMBTU/HR |  | BOILER | JOHNSTON | MDL #6510 | 1977-01-01 | 2011 | 10 | 1 | BOILER #2-JOHNSTON 6510 NATURAL GAS | NATURAL GAS | 209 | Natural Gas |  |  | 1 | E6FT3 | N | 16 | 5 | 30 | 8 | 5 | 18
0420395 | KAPSTONE CONTAINER CORP | KAPSTONE PAPER & PACKAGING | 100 PALMER AVE |  | WEST SPRINGFIELD | MA | 010890000 | 100 PALMER AVE |  | WEST SPRINGFIELD | MA | 010890000 | N | PRIVATE | NM25 | KAPSTONE CONTAINER CORPORATION | 4137332211 | dan.kazes@kapstonepaper.com | DAN | KAZES | 4137332211 | dan.kazes@kapstonepaper.com | DAN | KAZES | 4137332211X149 | dan.kazes@kapstonepaper.com | 3 | WATER HEATER #1-A.O.SMITH HW 300 932 0.3 MMBTU/HR |  | WATER HEATER | A.O.SMITH | HW300932 | 1994-10-01 | 2011 | 247 | 1 | WATER HEATER #1-A.O.SMITH HW300 932 NATURAL GAS | NATURAL GAS | 209 | Natural Gas |  |  | 1 | E6FT3 | N | 24 | 6 | 52 | 8 | 6 | 20
0420426 | HAMPSHIRE SUPERIOR AND DISTRICT COURTS | COMMONWEALTH OF MASSACHUSETTS | 15 GOTHIC ST |  | NORTHAMPTON | MA | 010600000 | 15 GOTHIC ST |  | NORTHAMPTON | MA | 010600000 | Y | STATE | NM25 | HAMPSHIRE COURTHOUSE | 4135860084 | michael.slowinski@jud.state.ma.us | MICHAEL | SLOWINSKI | 4133483442 | michael.slowinski@jud.state.ma.us | MICHAEL | SLOWINSKI | 4137487882 | michael.slowinski@jud.state.ma.us | 1 | BOILER #1-CLEAVER BROOKS NATURAL GAS |  | BOILER | CLEVER BROOKS | CB 700-250 | 1974-02-27 | 2011 | 10 | 1 | BOILER #1-CLEAVER BROOKS NATURAL GAS | NATURAL GAS | 209 | Natural Gas |  |  | 2.7 | E6FT3 | N | 24 | 7 | 38 | 0 | 0 | 0
0420433 | ASHLAND HERCULES WATER TECHNOLOGIES |  | 1111 GRATTAN ST |  | CHICOPEE | MA | 010130000 | 1111 GRATTAN ST |  | CHICOPEE | MA | 010130000 | N | PRIVATE | NM99 | HERCULES INC | 4133221435 | sthomson@ashland.com | SCOTT | THOMSON | 4133221435 | sthomson@ashland.com | ELIZABETH | BOCON | 4133221432 | ehbocon@ashland.com | 1 | STEAM GENERATOR #1-CLAYTON EOG-500MV2.5 |  | BOILER | CLAYTON | E-500M | 1991-11-01 | 2011 | 21 | 1 | STEAM GENERATOR #1-CLAYTON NATURAL GAS | NATURAL GAS | 209 | Natural Gas |  |  | 18.314 | E6FT3 | N | 24 | 6 | 52 | 24 | 6 | 22
0420433 | ASHLAND HERCULES WATER TECHNOLOGIES |  | 1111 GRATTAN ST |  | CHICOPEE | MA | 010130000 | 1111 GRATTAN ST |  | CHICOPEE | MA | 010130000 | N | PRIVATE | NM99 | HERCULES INC | 4133221435 | sthomson@ashland.com | SCOTT | THOMSON | 4133221435 | sthomson@ashland.com | ELIZABETH | BOCON | 4133221432 | ehbocon@ashland.com | 57 | COMFORT HEATING - NATURAL GAS | 9 | HEATER | MULITIPLE | MULTIPLE | 1991-11-01 | 2011 | 11.6 | 1 | NATURAL GAS | NATURAL GAS | 209 | Natural Gas |  |  | 9.964 | E6FT3 | N | 24 | 6 | 52 | 24 | 6 | 22
0420436 | HOLYOKE WWT PLANT |  | 1 BERKSHIRE ST |  | HOLYOKE | MA | 010400000 | 1 BERKSHIRE ST |  | HOLYOKE | MA | 010400000 | Y | LOCAL GOVERNMENT | NM25 | HOLYOKE WASTEWATER TREATMENT PLANT | 4135327530 | Michael.Burke@unitedwater.com | MICHAEL | BURKE | 4135342222 | michael.burke@unitedwater.com | MIKE | BURKE | 4135342222 | michael.burke@unitedwater.com | 14 | BOILER #2 - SMITH |  | BOILER | SMITH | 28HE11 | 2011-07-01 | 2011 | 3508 | 1 | BOILER #2 SMITH | NO.2 | 58 | Distillate Oil (No. 2) | 0 | 0 | 0 | E3GAL | N | 0 | 0 | 0 | 0 | 0 | 0
0420438 | HOLYOKE COMMUNITY COLLEGE |  | 303 HOMESTEAD AVE |  | HOLYOKE | MA | 010400000 | 303 HOMESTEAD AVENUE |  | HOLYOKE | MA | 010400000 | Y | STATE | SM80-R | HOLYOKE COMMUNITY COLLEGE | 4135387000 | tjacques@hcc.mass.edu | THOMAS | JACQUES | 4135522395 | tjacques@hcc.mass.edu | THOMAS | JACQUES | 4135522395 | tjacques@hcc.mass.edu | 1 | BOILER #1-CLEAVER BROOKS D-60 DUAL FUEL |  | BOILER | CLEAVER BROOKS DUAL FUEL | D-60 (DUAL FUEL) | 1973-10-01 | 2011 | 42 | 1 | BOILER #1-CLEAVER BROOKS #2 OIL-0.3 S DOWN 03 | NO.2 | 58 | Distillate Oil (No. 2) | 0.3 | 0 | 0 | E3GAL | N | 0 | 0 | 0 | 0 | 0 | 0
0420438 | HOLYOKE COMMUNITY COLLEGE |  | 303 HOMESTEAD AVE |  | HOLYOKE | MA | 010400000 | 303 HOMESTEAD AVENUE |  | HOLYOKE | MA | 010400000 | Y | STATE | SM80-R | HOLYOKE COMMUNITY COLLEGE | 4135387000 | tjacques@hcc.mass.edu | THOMAS | JACQUES | 4135522395 | tjacques@hcc.mass.edu | THOMAS | JACQUES | 4135522395 | tjacques@hcc.mass.edu | 1 | BOILER #1-CLEAVER BROOKS D-60 DUAL FUEL |  | BOILER | CLEAVER BROOKS DUAL FUEL | D-60 (DUAL FUEL) | 1973-10-01 | 2011 | 42 | 2 | BOILER #1-CLEAVER BROOKS NATURAL GAS DOWN 03 | NATURAL GAS | 209 | Natural Gas |  |  | 0 | E6FT3 | N | 0 | 0 | 0 | 0 | 0 | 0
0420438 | HOLYOKE COMMUNITY COLLEGE |  | 303 HOMESTEAD AVE |  | HOLYOKE | MA | 010400000 | 303 HOMESTEAD AVENUE |  | HOLYOKE | MA | 010400000 | Y | STATE | SM80-R | HOLYOKE COMMUNITY COLLEGE | 4135387000 | tjacques@hcc.mass.edu | THOMAS | JACQUES | 4135522395 | tjacques@hcc.mass.edu | THOMAS | JACQUES | 4135522395 | tjacques@hcc.mass.edu | 2 | BOILER #2-CLEAVER BROOKS D-60 DUAL FUEL |  | BOILER | CLEAVER BROOKS | DUAL FUEL | 1973-10-01 | 2011 | 42.1 | 1 | BOILER #2 CLEAVER BROOKS #2 OIL-0.3 S DOWN 02 | NO.2 | 58 | Distillate Oil (No. 2) | 0.3 | 0 | 0 | E3GAL | Y | 9 | 1 | 52 | 8 | 1 | 22
0420438 | HOLYOKE COMMUNITY COLLEGE |  | 303 HOMESTEAD AVE |  | HOLYOKE | MA | 010400000 | 303 HOMESTEAD AVENUE |  | HOLYOKE | MA | 010400000 | Y | STATE | SM80-R | HOLYOKE COMMUNITY COLLEGE | 4135387000 | tjacques@hcc.mass.edu | THOMAS | JACQUES | 4135522395 | tjacques@hcc.mass.edu | THOMAS | JACQUES | 4135522395 | tjacques@hcc.mass.edu | 2 | BOILER #2-CLEAVER BROOKS D-60 DUAL FUEL |  | BOILER | CLEAVER BROOKS | DUAL FUEL | 1973-10-01 | 2011 | 42.1 | 2 | BOILER #2-CLEAVER BROOKS NATURAL GAS | NATURAL GAS | 209 | Natural Gas |  |  | 1.5346 | E6FT3 | Y | 9 | 1 | 52 | 8 | 1 | 22
0420438 | HOLYOKE COMMUNITY COLLEGE |  | 303 HOMESTEAD AVE |  | HOLYOKE | MA | 010400000 | 303 HOMESTEAD AVENUE |  | HOLYOKE | MA | 010400000 | Y | STATE | SM80-R | HOLYOKE COMMUNITY COLLEGE | 4135387000 | tjacques@hcc.mass.edu | THOMAS | JACQUES | 4135522395 | tjacques@hcc.mass.edu | THOMAS | JACQUES | 4135522395 | tjacques@hcc.mass.edu | 3 | BOILER #3-CLEAVER BROOKS DUAL FUEL |  | BOILER | CLEAVER BROOKS | DUEL FUEL | 1988-11-01 | 2011 | 21 | 1 | BOILER #3-CLEAVER BROOKS #2 OIL-0.3 S | NO.2 | 58 | Distillate Oil (No. 2) | 0.3 | 0 | 19.63 | E3GAL | Y | 24 | 7 | 52 | 24 | 7 | 22
0420438 | HOLYOKE COMMUNITY COLLEGE |  | 303 HOMESTEAD AVE |  | HOLYOKE | MA | 010400000 | 303 HOMESTEAD AVENUE |  | HOLYOKE | MA | 010400000 | Y | STATE | SM80-R | HOLYOKE COMMUNITY COLLEGE | 4135387000 | tjacques@hcc.mass.edu | THOMAS | JACQUES | 4135522395 | tjacques@hcc.mass.edu | THOMAS | JACQUES | 4135522395 | tjacques@hcc.mass.edu | 3 | BOILER #3-CLEAVER BROOKS DUAL FUEL |  | BOILER | CLEAVER BROOKS | DUEL FUEL | 1988-11-01 | 2011 | 21 | 2 | BOILER #3-CLEAVER BROOKS NATURAL GAS | NATURAL GAS | 209 | Natural Gas |  |  | 15.6353 | E6FT3 | Y | 24 | 7 | 52 | 24 | 7 | 22
0420456 | HP HOOD LLC |  | 233 MAIN ST |  | AGAWAM | MA | 010010000 | 233 MAIN ST |  | AGAWAM | MA | 010010000 | N | PRIVATE | NM25 | HP HOOD LLC | 4137867166X2394 | ray.corigliano@hphood.com | DAVID | LADEN | 4137262389 | david.laden@hphood.com | RAYMOND | CORIGLIANO | 4137867166X2394 | ray.corigliano@hphood.com | 1 | BOILER #1-KEWANEE DUAL FUEL 10.5 MMBTU/HR |  | BOILER | KEWANEE | L3S-250-KX | 1998-04-18 | 2010 | 10.5 | 1 | BOILER #1-KEWANEE #2 OIL-0.2PERCENTS | NO.2 | 58 | Distillate Oil (No. 2) | 0.2 | 0 | 0 | E3GAL | N | 24 | 7 | 52 | 24 | 7 | 21
0420456 | HP HOOD LLC |  | 233 MAIN ST |  | AGAWAM | MA | 010010000 | 233 MAIN ST |  | AGAWAM | MA | 010010000 | N | PRIVATE | NM25 | HP HOOD LLC | 4137867166X2394 | ray.corigliano@hphood.com | DAVID | LADEN | 4137262389 | david.laden@hphood.com | RAYMOND | CORIGLIANO | 4137867166X2394 | ray.corigliano@hphood.com | 1 | BOILER #1-KEWANEE DUAL FUEL 10.5 MMBTU/HR |  | BOILER | KEWANEE | L3S-250-KX | 1998-04-18 | 2010 | 10.5 | 2 | BOILER #1-KEWANEE NATURAL GAS | NATURAL GAS | 209 | Natural Gas |  |  | 24.6569 | E6FT3 | N | 24 | 7 | 52 | 24 | 7 | 21
0420458 | RODNEY HUNT COMPANY |  | 46 MILL ST |  | ORANGE | MA | 013640000 | 46 MILL ST |  | ORANGE | MA | 013640000 | N | PRIVATE | SM80-7 | RODNEY HUNT COMPANY | 9785442511 | hmalone@rodneyhunt.com | HENRY | MALONE | 9785442511 | hmalone@rodneyhunt.com | JEFF | BIBEAU | 4135723243 | JPBibeau@tighebond.com | 1 | BOILER #1-JOHNSON FD-68 CAHM #6 OIL-1 PER S |  | BOILER | JOHNSON | UNKNOWN | 1979-10-01 | 2011 | 11 | 1 | BOILER #1-JOHNSON #FD68 #6 OIL-1PER S | NO.6 | 923 | Residual Oil (No. 6) | 1 | 0.1 | 72.403 | E3GAL | N | 24 | 7 | 34 | 0 | 0 | 0
0420458 | RODNEY HUNT COMPANY |  | 46 MILL ST |  | ORANGE | MA | 013640000 | 46 MILL ST |  | ORANGE | MA | 013640000 | N | PRIVATE | SM80-7 | RODNEY HUNT COMPANY | 9785442511 | hmalone@rodneyhunt.com | HENRY | MALONE | 9785442511 | hmalone@rodneyhunt.com | JEFF | BIBEAU | 4135723243 | JPBibeau@tighebond.com | 2 | BOILER #2-JOHNSON FD-68 CAHM #6 OIL-1 PER S |  | BOILER | JOHNSON | FDC-300-A53H3M | 1979-10-01 | 2011 | 11 | 1 | BOILER #2-JOHNSON #FD68 #6 OIL-1 PER S | NO.6 | 923 | Residual Oil (No. 6) | 1 | 0.1 | 72.403 | E3GAL | N | 24 | 7 | 34 | 0 | 0 | 0
0420464 | UNIFIRST CORP |  | 295 PARKER ST |  | SPRINGFIELD | MA | 011510000 | 295 PARKER STREET |  | SPRINGFIELD | MA | 011510000 | N | PRIVATE | SM25 | UNIFIRST CORPORATION | 4135431940 | daniel_como@unifirst.com | DANIEL | WALDRON | 4135431940 | daniel_waldron@unifirst.com | DANIEL | WALDRON | 4135431940 | daniel_waldron@unifirst.com | 2 | 6 DRYERS,1 STEAM TUNNEL,1 WATER HEATER 23.6 MMBTU |  | 6 DRYERS,1 STEAM TUNNEL,1 WATER HEATER | CHALLANGE DRYERS, COLMAC TUNNEL, KEMCO WH | 0000 | 1995-09-25 | 2009 | 24 | 1 | 6 DRYERS,STEAM TUNNEL,WATER HEATER NATURAL GAS | NATURAL GAS | 209 | Natural Gas |  |  | 15.925 | E6FT3 | N | 12 | 5 | 52 | 12 | 5 | 20
0420479 | JOHN S LANE & SONS I |  | 1550 WEST MAIN ST | RTE 116 | AMHERST | MA | 010020000 | PO BOX 125 |  | WESTFIELD | MA | 010860000 | N | PRIVATE | SM50 | JOHN S LANE AND SON INC | 4135688986 | JLANE@JSLANE.COM | JONATHAN | LANE | 4135688986 | JLANE@JSLANE.COM | JONATHAN | LANE | 4135688986X105 | JLANE@JSLANE.COM | 5 | PORTABLE CRUSH PLANT-DIESEL ENGINE 12.6 MMBTU/HR |  | ENGINE | CATERPILLAR | 3512B | 1997-09-01 | 2010 | 12.6 | 1 | PORTABLE CRUSHING PLANT #1 DIESEL ENGINE | DIESEL | 44 | DIESEL | 0.05 | 0 | 31.3 | E3GAL | N | 6 | 5 | 23 | 6 | 5 | 15
0420508 | MERCY MEDICAL CENTER |  | 271 CAREW ST |  | SPRINGFIELD | MA | 011040000 | P.O.BOX 9012 |  | SPRINGFIELD | MA | 011029012 | N | PRIVATE | SM80-R | MERCY MEDICAL CENTER | 4137819100 | thomas.hodovanec@sphs.com | TOM | HODOVANEC | 4137489177 | thomas.hodovanec@sphs.com | JEFF | BIBEAU | 4135723243 | jpbibeau@tighebond.com | 1 | BOILER #1-IBW TJW-C-20 |  | BOILER | I.B.W. | TJW-C-20 | 1986-11-01 | 2011 | 23 | 1 | BOILER #1-IBW TYPE TJW-C-20 #2 OIL-0.5 PERCENT S | NO.2 | 58 | Distillate Oil (No. 2) | 0.3 | 0 | 0 | E3GAL | N | 24 | 7 | 17 | 24 | 7 | 8
0420508 | MERCY MEDICAL CENTER |  | 271 CAREW ST |  | SPRINGFIELD | MA | 011040000 | P.O.BOX 9012 |  | SPRINGFIELD | MA | 011029012 | N | PRIVATE | SM80-R | MERCY MEDICAL CENTER | 4137819100 | thomas.hodovanec@sphs.com | TOM | HODOVANEC | 4137489177 | thomas.hodovanec@sphs.com | JEFF | BIBEAU | 4135723243 | jpbibeau@tighebond.com | 1 | BOILER #1-IBW TJW-C-20 |  | BOILER | I.B.W. | TJW-C-20 | 1986-11-01 | 2011 | 23 | 2 | BOILER #1-IBW TYPE TJW-C-20 NATURAL GAS | NATURAL GAS | 209 | Natural Gas |  |  | 29.7792 | E6FT3 | N | 24 | 7 | 17 | 24 | 7 | 8
0420508 | MERCY MEDICAL CENTER |  | 271 CAREW ST |  | SPRINGFIELD | MA | 011040000 | P.O.BOX 9012 |  | SPRINGFIELD | MA | 011029012 | N | PRIVATE | SM80-R | MERCY MEDICAL CENTER | 4137819100 | thomas.hodovanec@sphs.com | TOM | HODOVANEC | 4137489177 | thomas.hodovanec@sphs.com | JEFF | BIBEAU | 4135723243 | jpbibeau@tighebond.com | 2 | BOILER #2-IBW TYPE TJW-C-20 |  | BOILER | I.B.W | TJW-C-20 | 1993-11-01 | 2011 | 23 | 1 | BOILER #2-IBW TYPE TJW-C-20 #2 OIL-0.3 PERCENT S | NO.2 | 58 | Distillate Oil (No. 2) | 0.3 | 0 | 0 | E3GAL | N | 24 | 7 | 17 | 24 | 7 | 8
0420508 | MERCY MEDICAL CENTER |  | 271 CAREW ST |  | SPRINGFIELD | MA | 011040000 | P.O.BOX 9012 |  | SPRINGFIELD | MA | 011029012 | N | PRIVATE | SM80-R | MERCY MEDICAL CENTER | 4137819100 | thomas.hodovanec@sphs.com | TOM | HODOVANEC | 4137489177 | thomas.hodovanec@sphs.com | JEFF | BIBEAU | 4135723243 | jpbibeau@tighebond.com | 2 | BOILER #2-IBW TYPE TJW-C-20 |  | BOILER | I.B.W | TJW-C-20 | 1993-11-01 | 2011 | 23 | 2 | BOILER #2-IBW TYPE TJW-C-20 NATURAL GAS | NATURAL GAS | 209 | Natural Gas |  |  | 29.7791 | E6FT3 | N | 24 | 7 | 17 | 24 | 7 | 8
0420508 | MERCY MEDICAL CENTER |  | 271 CAREW ST |  | SPRINGFIELD | MA | 011040000 | P.O.BOX 9012 |  | SPRINGFIELD | MA | 011029012 | N | PRIVATE | SM80-R | MERCY MEDICAL CENTER | 4137819100 | thomas.hodovanec@sphs.com | TOM | HODOVANEC | 4137489177 | thomas.hodovanec@sphs.com | JEFF | BIBEAU | 4135723243 | jpbibeau@tighebond.com | 3 | BOILER #3-IBW TJW-C-20 |  | BOILER | I.B.W. | TJW-C-20 | 1986-11-01 | 2011 | 23 | 1 | BOILER #3-IBW TYPE TJW-C-20 #2 OIL-0.3 PERCENT S | NO.2 | 58 | Distillate Oil (No. 2) | 0.3 | 0 | 0.8 | E3GAL | N | 24 | 7 | 17 | 24 | 7 | 8
0420508 | MERCY MEDICAL CENTER |  | 271 CAREW ST |  | SPRINGFIELD | MA | 011040000 | P.O.BOX 9012 |  | SPRINGFIELD | MA | 011029012 | N | PRIVATE | SM80-R | MERCY MEDICAL CENTER | 4137819100 | thomas.hodovanec@sphs.com | TOM | HODOVANEC | 4137489177 | thomas.hodovanec@sphs.com | JEFF | BIBEAU | 4135723243 | jpbibeau@tighebond.com | 3 | BOILER #3-IBW TJW-C-20 |  | BOILER | I.B.W. | TJW-C-20 | 1986-11-01 | 2011 | 23 | 2 | BOILER #3-IBW TYPE TJW-C-20 NATURAL GAS | NATURAL GAS | 209 | Natural Gas |  |  | 29.7791 | E6FT3 | N | 24 | 7 | 17 | 24 | 7 | 8
0420524 | SPRINGFIELD MUNICIPAL HEATING PLANT | CITY OF SPRINGFIELD | 1586 COLUMBUS AVE |  | SPRINGFIELD | MA | 011030000 | CITY OF SPRINGFIELD FACILITIES DIVISION | 233 ALLEN STREET | SPRINGFIELD | MA | 011081915 | Y | LOCAL GOVERNMENT | NM25 | CITY OF SPRINGFIELD MUNICIPAL HEATING PLANT | 4137876193 | jforest@springfieldcityhall.com | PATRICK | SULLIVAN | 4137876440 | psullivan@springfieldcityhall.com | JOSEPH | FOREST | 4137876238 | jforest@springfieldcityhall.com | 4 | BOILER #4 HB SMITH 11.861 MMBTU |  | BOILER | HB SMITH | 6500A-SW-19 | 2007-06-30 | 2010 | 11.861 | 1 | NATURAL GAS | NATURAL GAS | 209 | Natural Gas |  |  | 4.756 | E6FT3 | N | 24 | 7 | 50 | 24 | 7 | 2
0420524 | SPRINGFIELD MUNICIPAL HEATING PLANT | CITY OF SPRINGFIELD | 1586 COLUMBUS AVE |  | SPRINGFIELD | MA | 011030000 | CITY OF SPRINGFIELD FACILITIES DIVISION | 233 ALLEN STREET | SPRINGFIELD | MA | 011081915 | Y | LOCAL GOVERNMENT | NM25 | CITY OF SPRINGFIELD MUNICIPAL HEATING PLANT | 4137876193 | jforest@springfieldcityhall.com | PATRICK | SULLIVAN | 4137876440 | psullivan@springfieldcityhall.com | JOSEPH | FOREST | 4137876238 | jforest@springfieldcityhall.com | 5 | BOILER #5 HB SMITH 11.861 MMBTU |  | BOILER | HB SMITH | 6500A-S-19-070002 | 2007-06-30 | 2010 | 11.861 | 1 | NATURAL GAS | NATURAL GAS | 209 | Natural Gas |  |  | 4.756 | E6FT3 | N | 24 | 7 | 50 | 24 | 7 | 2
0420539 | NOBLE HOSPITAL |  | 115 WEST SILVER ST |  | WESTFIELD | MA | 010850000 | PO BOX 1634 |  | WESTFIELD | MA | 010860000 | N | PRIVATE | SM25 | NOBLE HOSPITAL | 4135682811 | drosinski@noblehealth.org | DAVID | ROSINSKI | 4135682811 | drosinski@noblehealth.org | TODD | OSTROWSKI | 4135723282 | TJOstrowski@tighebond.com | 1 | BOILER #1-H.B.SMITH DUAL FUEL |  | BOILER | HB SMITH | 650 | 1973-01-01 | 2009 | 10.4 | 1 | BOILER #1-H.B.SMITH - FUEL OIL | NO.2 | 58 | Distillate Oil (No. 2) | 0.3 | 0 | 0 | E3GAL | N | 24 | 7 | 52 | 24 | 7 | 22
0420539 | NOBLE HOSPITAL |  | 115 WEST SILVER ST |  | WESTFIELD | MA | 010850000 | PO BOX 1634 |  | WESTFIELD | MA | 010860000 | N | PRIVATE | SM25 | NOBLE HOSPITAL | 4135682811 | drosinski@noblehealth.org | DAVID | ROSINSKI | 4135682811 | drosinski@noblehealth.org | TODD | OSTROWSKI | 4135723282 | TJOstrowski@tighebond.com | 1 | BOILER #1-H.B.SMITH DUAL FUEL |  | BOILER | HB SMITH | 650 | 1973-01-01 | 2009 | 10.4 | 2 | BOILER #1-H.B.SMITH - NATURAL GAS | NATURAL GAS | 209 | Natural Gas |  |  | 10.101 | E6FT3 | N | 24 | 7 | 52 | 24 | 7 | 22
0420539 | NOBLE HOSPITAL |  | 115 WEST SILVER ST |  | WESTFIELD | MA | 010850000 | PO BOX 1634 |  | WESTFIELD | MA | 010860000 | N | PRIVATE | SM25 | NOBLE HOSPITAL | 4135682811 | drosinski@noblehealth.org | DAVID | ROSINSKI | 4135682811 | drosinski@noblehealth.org | TODD | OSTROWSKI | 4135723282 | TJOstrowski@tighebond.com | 2 | BOILER #2-H.B.SMITH DUAL FUEL |  | BOILER | H.B. SMITH | 650 | 1973-01-01 | 2009 | 10.4 | 1 | BOILER #2-H.B.SMITH | NO.2 | 58 | Distillate Oil (No. 2) | 0.3 | 0 | 0 | E3GAL | Y | 24 | 7 | 52 | 24 | 7 | 22
0420539 | NOBLE HOSPITAL |  | 115 WEST SILVER ST |  | WESTFIELD | MA | 010850000 | PO BOX 1634 |  | WESTFIELD | MA | 010860000 | N | PRIVATE | SM25 | NOBLE HOSPITAL | 4135682811 | drosinski@noblehealth.org | DAVID | ROSINSKI | 4135682811 | drosinski@noblehealth.org | TODD | OSTROWSKI | 4135723282 | TJOstrowski@tighebond.com | 2 | BOILER #2-H.B.SMITH DUAL FUEL |  | BOILER | H.B. SMITH | 650 | 1973-01-01 | 2009 | 10.4 | 2 | BOILER #2-H.B.SMITH - NATURAL GAS | NATURAL GAS | 209 | Natural Gas |  |  | 10.101 | E6FT3 | Y | 24 | 7 | 52 | 24 | 7 | 22
0420550 | NORTHFIELD MT HERMON |  | MOUNT HERMON RD |  | GILL | MA | 013540000 | ONE LAMPLIGHTER WAY |  | MOUNT HERMON | MA | 013540000 | N | PRIVATE | SM79-R | NORTHFIELD MOUNT HERMON SCHOOL | 4134983455 | webmaster@nmhschool.org | WILLIAM | PACHALIS | 4134983455 | bpachalis@nmhschool.org | WILLIAM | PACHALIS | 4134983455 | bpachalis@nmhschool.org | 1 | BOILER #1-CLEAVER BROOKS #6 OIL-0.5S |  | BOILER | CLEVER BROOKS | CB.600.250 | 1989-10-01 | 2011 | 11 | 1 | #6 OIL-0.5S | NO.6 | 923 | Residual Oil (No. 6) | 0.5 | 0.6 | 114 | E3GAL | N | 24 | 7 | 50 | 24 | 7 | 22
0420550 | NORTHFIELD MT HERMON |  | MOUNT HERMON RD |  | GILL | MA | 013540000 | ONE LAMPLIGHTER WAY |  | MOUNT HERMON | MA | 013540000 | N | PRIVATE | SM79-R | NORTHFIELD MOUNT HERMON SCHOOL | 4134983455 | webmaster@nmhschool.org | WILLIAM | PACHALIS | 4134983455 | bpachalis@nmhschool.org | WILLIAM | PACHALIS | 4134983455 | bpachalis@nmhschool.org | 2 | BOILER #2-CLEAVER BROOKS #6 OIL-0.5S |  | BOILER | CLEVER BROOKS | CB.600.250 | 1989-10-01 | 2011 | 10 | 1 | #6 OIL-0.5S | NO.6 | 923 | Residual Oil (No. 6) | 0.5 | 0.55 | 114 | E3GAL | N | 24 | 7 | 50 | 24 | 7 | 22
0420550 | NORTHFIELD MT HERMON |  | MOUNT HERMON RD |  | GILL | MA | 013540000 | ONE LAMPLIGHTER WAY |  | MOUNT HERMON | MA | 013540000 | N | PRIVATE | SM79-R | NORTHFIELD MOUNT HERMON SCHOOL | 4134983455 | webmaster@nmhschool.org | WILLIAM | PACHALIS | 4134983455 | bpachalis@nmhschool.org | WILLIAM | PACHALIS | 4134983455 | bpachalis@nmhschool.org | 4 | BOILER #4-CLEAVER BROOKS #6 OIL-0.5S |  | BOILER | CLEVER BROOKS | CB.600.250 | 1989-08-01 | 2011 | 10 | 1 | #6 OIL-0.5S | NO.6 | 923 | Residual Oil (No. 6) | 0.5 | 0.55 | 114 | E3GAL | N | 24 | 7 | 50 | 24 | 7 | 22
0420569 | OUR LADY OF ELMS COLLEGE |  | 291 SPRINGFIELD ST |  | CHICOPEE | MA | 010130000 | 291 SPRINGFIELD ST |  | CHICOPEE | MA | 010130000 | N | PRIVATE | NM50 | OUR LADY OF ELMS COLLEGE | 4135942761 | sullivanm@elms.edu | MICHAEL | SULLIVAN | 4135942761 | sullivanm@elms.edu | MICHAEL | SULLIVAN | 4135942761 | sullivanm@elms.edu | 1 | BOILER #1-BIGELOW DUAL FUEL 10.7 MMBTU/HR |  | BOILER | BIGELOW | UNKNOWN | 1990-01-01 | 2010 | 11 | 1 | BOILER #1-BIGELOW NATURAL GAS | NATURAL GAS | 209 | Natural Gas |  |  | 17.7 | E6FT3 | N | 24 | 5 | 26 | 0 | 0 | 0
0420569 | OUR LADY OF ELMS COLLEGE |  | 291 SPRINGFIELD ST |  | CHICOPEE | MA | 010130000 | 291 SPRINGFIELD ST |  | CHICOPEE | MA | 010130000 | N | PRIVATE | NM50 | OUR LADY OF ELMS COLLEGE | 4135942761 | sullivanm@elms.edu | MICHAEL | SULLIVAN | 4135942761 | sullivanm@elms.edu | MICHAEL | SULLIVAN | 4135942761 | sullivanm@elms.edu | 1 | BOILER #1-BIGELOW DUAL FUEL 10.7 MMBTU/HR |  | BOILER | BIGELOW | UNKNOWN | 1990-01-01 | 2010 | 11 | 2 | BOILER #1 - BIGELOW #2 OIL | NO.2 | 58 | Distillate Oil (No. 2) | 0.3 | 0 | 0 | E3GAL | N | 24 | 5 | 26 | 0 | 0 | 0
0420569 | OUR LADY OF ELMS COLLEGE |  | 291 SPRINGFIELD ST |  | CHICOPEE | MA | 010130000 | 291 SPRINGFIELD ST |  | CHICOPEE | MA | 010130000 | N | PRIVATE | NM50 | OUR LADY OF ELMS COLLEGE | 4135942761 | sullivanm@elms.edu | MICHAEL | SULLIVAN | 4135942761 | sullivanm@elms.edu | MICHAEL | SULLIVAN | 4135942761 | sullivanm@elms.edu | 2 | BOILER #2-BIGELOW NATURAL GAS 10.7 MMBTU/HR |  | BOILER | BIGELOW | UNKNOWN | 1990-01-01 | 2010 | 11 | 1 | BOILER #2-BIGELOW NATURAL GAS | NATURAL GAS | 209 | Natural Gas |  |  | 1 | E6FT3 | N | 24 | 5 | 26 | 0 | 0 | 0
0420574 | PACKAGING CORPORATION OF AMERICA |  | 525 MOUNT TOM RD |  | NORTHAMPTON | MA | 010600000 | 525 MOUNT TOM RD |  | NORTHAMPTON | MA | 010600000 | N | PRIVATE | SM79-7 | PACKAGING CORPORATION OF AMERICA | 4135823841 | tdougherty@packagingcorp.com | THOMAS | DOUGHERTY | 4135823841 | tdougherty@packagingcorp.com | THOMAS | DOUGHERTY | 4135846132 | tdougherty@packagingcorp.com | 4 | BOILER-SUPERIOR #350 14.7 MMBTU/HR NATURAL GAS |  | BOILER | SUPERIOR | 350 | 1974-01-01 | 2010 | 15 | 1 | BOILER #4-SUPERIOR #350 NATURAL GAS | NATURAL GAS | 209 | Natural Gas |  |  | 32.517 | E6FT3 | N | 18 | 5 | 52 | 18 | 5 | 22
0420629 | HOLYOKE SOLDIERS HOME |  | 110 CHERRY ST |  | HOLYOKE | MA | 010400000 | 110 CHERRY STREET |  | HOLYOKE | MA | 010400000 | Y | STATE | NM25 | SOLDIERS HOME IN HOLYOKE | 4135329475X5321113 | pbarabani@massmail.state.ma.us | PAUL | BARABANI | 4135329475 | pbarabani@massmail.state.ma.us | JOHN | FYDENKEVEZ | 4135329475X5321702 | jfydenkevez@massmail.state.ma.us | 1 | BOILER #1-CLEAVER BROOKS CB(LE)300 DUAL FUEL |  | PACKAGE BOILER | CLEAVER - BROOKS | CB (LE) 300 | 1997-12-30 | 2010 | 12.247 | 1 | BOILER #1-CLEAVER BROOKS CB(LE)300 NATURAL GAS | NATURAL GAS | 209 | Natural Gas |  |  | 9.034 | E6FT3 | N | 24 | 7 | 16 | 0 | 0 | 0
0420629 | HOLYOKE SOLDIERS HOME |  | 110 CHERRY ST |  | HOLYOKE | MA | 010400000 | 110 CHERRY STREET |  | HOLYOKE | MA | 010400000 | Y | STATE | NM25 | SOLDIERS HOME IN HOLYOKE | 4135329475X5321113 | pbarabani@massmail.state.ma.us | PAUL | BARABANI | 4135329475 | pbarabani@massmail.state.ma.us | JOHN | FYDENKEVEZ | 4135329475X5321702 | jfydenkevez@massmail.state.ma.us | 1 | BOILER #1-CLEAVER BROOKS CB(LE)300 DUAL FUEL |  | PACKAGE BOILER | CLEAVER - BROOKS | CB (LE) 300 | 1997-12-30 | 2010 | 12.247 | 2 | NO. 2 FUEL OIL - 0.5 SULFUR | NO.2 | 58 | Distillate Oil (No. 2) | 0.05 | 0 | 14 | E3GAL | N | 24 | 7 | 16 | 0 | 0 | 0
0420629 | HOLYOKE SOLDIERS HOME |  | 110 CHERRY ST |  | HOLYOKE | MA | 010400000 | 110 CHERRY STREET |  | HOLYOKE | MA | 010400000 | Y | STATE | NM25 | SOLDIERS HOME IN HOLYOKE | 4135329475X5321113 | pbarabani@massmail.state.ma.us | PAUL | BARABANI | 4135329475 | pbarabani@massmail.state.ma.us | JOHN | FYDENKEVEZ | 4135329475X5321702 | jfydenkevez@massmail.state.ma.us | 2 | BOILER #2-CLEAVER BROOK CB(LE)300 DUAL FUEL |  | PACKAGE BOILER | CLEAVER-BROOKS | CB (LE) 300 | 1997-12-30 | 2010 | 12.247 | 1 | BOILER #2-CLEAVER BROOKS CB(LE)300 NATURAL GAS | NATURAL GAS | 209 | Natural Gas |  |  | 9.034 | E6FT3 | N | 24 | 7 | 16 | 0 | 0 | 0
0420629 | HOLYOKE SOLDIERS HOME |  | 110 CHERRY ST |  | HOLYOKE | MA | 010400000 | 110 CHERRY STREET |  | HOLYOKE | MA | 010400000 | Y | STATE | NM25 | SOLDIERS HOME IN HOLYOKE | 4135329475X5321113 | pbarabani@massmail.state.ma.us | PAUL | BARABANI | 4135329475 | pbarabani@massmail.state.ma.us | JOHN | FYDENKEVEZ | 4135329475X5321702 | jfydenkevez@massmail.state.ma.us | 2 | BOILER #2-CLEAVER BROOK CB(LE)300 DUAL FUEL |  | PACKAGE BOILER | CLEAVER-BROOKS | CB (LE) 300 | 1997-12-30 | 2010 | 12.247 | 2 | NO. 2 FUEL OIL - 0.05 SULFUR | NO.2 | 58 | Distillate Oil (No. 2) | 0.05 | 0 | 9.034 | E3GAL | N | 24 | 7 | 16 | 0 | 0 | 0
0420629 | HOLYOKE SOLDIERS HOME |  | 110 CHERRY ST |  | HOLYOKE | MA | 010400000 | 110 CHERRY STREET |  | HOLYOKE | MA | 010400000 | Y | STATE | NM25 | SOLDIERS HOME IN HOLYOKE | 4135329475X5321113 | pbarabani@massmail.state.ma.us | PAUL | BARABANI | 4135329475 | pbarabani@massmail.state.ma.us | JOHN | FYDENKEVEZ | 4135329475X5321702 | jfydenkevez@massmail.state.ma.us | 10 | RTU 1+2 NORTH |  | FURNACE | TRANE | FADA031 | 2006-12-01 | 2010 | 200 | 1 | NATURAL GAS | NATURAL GAS | 209 | Natural Gas |  |  | 0.0048 | E6FT3 | N | 24 | 7 | 16 | 0 | 0 | 0
0420629 | HOLYOKE SOLDIERS HOME |  | 110 CHERRY ST |  | HOLYOKE | MA | 010400000 | 110 CHERRY STREET |  | HOLYOKE | MA | 010400000 | Y | STATE | NM25 | SOLDIERS HOME IN HOLYOKE | 4135329475X5321113 | pbarabani@massmail.state.ma.us | PAUL | BARABANI | 4135329475 | pbarabani@massmail.state.ma.us | JOHN | FYDENKEVEZ | 4135329475X5321702 | jfydenkevez@massmail.state.ma.us | 11 | RTU 3 NORTH |  | FURNACE | TRANE | FADA031 | 2006-12-01 | 2010 | 200 | 1 | NATUREL GAS | NATURAL GAS | 209 | Natural Gas |  |  | 0.0048 | E6FT3 | N | 24 | 7 | 16 | 0 | 0 | 0
0420632 | SOUTH HADLEY HIGH SCHOOL |  | 153 NEWTON ST |  | SOUTH HADLEY | MA | 010750000 | 153 NEWTON STREET |  | SOUTH HADLEY | MA | 010750000 | Y | LOCAL GOVERNMENT | NM99 | SOUTH HADLEY HIGH SCHOOL | 4135385057X100 | bmailhott@shschools.com | BRUCE | MAILHOTT | 4135385057 | BMAILHOTT@SHSCHOOLS.COM | BRUCE | MAILHOTT | 4135385057X100 | BMAILHOTT@SHSCHOOLS.COM | 1 | BOILER #1 - BURNHAM VII - DUAL FUEL |  | BOILER | BURNHAM | VII | 2002-09-01 | 2009 | 10 | 1 | NATURAL GAS | NATURAL GAS | 209 | Natural Gas |  |  | 7.078 | E6FT3 | N | 24 | 7 | 26 | 0 | 0 | 0
0420632 | SOUTH HADLEY HIGH SCHOOL |  | 153 NEWTON ST |  | SOUTH HADLEY | MA | 010750000 | 153 NEWTON STREET |  | SOUTH HADLEY | MA | 010750000 | Y | LOCAL GOVERNMENT | NM99 | SOUTH HADLEY HIGH SCHOOL | 4135385057X100 | bmailhott@shschools.com | BRUCE | MAILHOTT | 4135385057 | BMAILHOTT@SHSCHOOLS.COM | BRUCE | MAILHOTT | 4135385057X100 | BMAILHOTT@SHSCHOOLS.COM | 1 | BOILER #1 - BURNHAM VII - DUAL FUEL |  | BOILER | BURNHAM | VII | 2002-09-01 | 2009 | 10 | 2 | #2 OIL | NO.2 | 58 | Distillate Oil (No. 2) | 0.3 | 0 | 0 | E3GAL | N | 24 | 7 | 26 | 0 | 0 | 0
0420632 | SOUTH HADLEY HIGH SCHOOL |  | 153 NEWTON ST |  | SOUTH HADLEY | MA | 010750000 | 153 NEWTON STREET |  | SOUTH HADLEY | MA | 010750000 | Y | LOCAL GOVERNMENT | NM99 | SOUTH HADLEY HIGH SCHOOL | 4135385057X100 | bmailhott@shschools.com | BRUCE | MAILHOTT | 4135385057 | BMAILHOTT@SHSCHOOLS.COM | BRUCE | MAILHOTT | 4135385057X100 | BMAILHOTT@SHSCHOOLS.COM | 2 | BOILER #2 - BURNHAM VII - DUAL FUEL |  | BOILER | BURNHAM | VII | 2002-09-15 | 2009 | 10 | 1 | #2 H.B.SMITH #2 OIL | NATURAL GAS | 209 | Natural Gas |  |  | 7.078 | E6FT3 | N | 24 | 7 | 26 | 0 | 0 | 0
0420632 | SOUTH HADLEY HIGH SCHOOL |  | 153 NEWTON ST |  | SOUTH HADLEY | MA | 010750000 | 153 NEWTON STREET |  | SOUTH HADLEY | MA | 010750000 | Y | LOCAL GOVERNMENT | NM99 | SOUTH HADLEY HIGH SCHOOL | 4135385057X100 | bmailhott@shschools.com | BRUCE | MAILHOTT | 4135385057 | BMAILHOTT@SHSCHOOLS.COM | BRUCE | MAILHOTT | 4135385057X100 | BMAILHOTT@SHSCHOOLS.COM | 2 | BOILER #2 - BURNHAM VII - DUAL FUEL |  | BOILER | BURNHAM | VII | 2002-09-15 | 2009 | 10 | 2 | #2 FUEL OIL | NO.2 | 58 | Distillate Oil (No. 2) | 0.3 |  | 0 | E3GAL | N | 24 | 7 | 26 | 0 | 0 | 0
0420632 | SOUTH HADLEY HIGH SCHOOL |  | 153 NEWTON ST |  | SOUTH HADLEY | MA | 010750000 | 153 NEWTON STREET |  | SOUTH HADLEY | MA | 010750000 | Y | LOCAL GOVERNMENT | NM99 | SOUTH HADLEY HIGH SCHOOL | 4135385057X100 | bmailhott@shschools.com | BRUCE | MAILHOTT | 4135385057 | BMAILHOTT@SHSCHOOLS.COM | BRUCE | MAILHOTT | 4135385057X100 | BMAILHOTT@SHSCHOOLS.COM | 3 | BOILER #3 - BURNHAM VII - DUAL FUEL |  | BOILER | BURNHAM VII | K-VII-20WML | 2002-09-15 | 2009 | 10 | 1 | NATURAL GAS | NATURAL GAS | 209 | Natural Gas |  |  | 7.078 | E6FT3 | N | 12 | 5 | 40 | 0 | 0 | 0
0420632 | SOUTH HADLEY HIGH SCHOOL |  | 153 NEWTON ST |  | SOUTH HADLEY | MA | 010750000 | 153 NEWTON STREET |  | SOUTH HADLEY | MA | 010750000 | Y | LOCAL GOVERNMENT | NM99 | SOUTH HADLEY HIGH SCHOOL | 4135385057X100 | bmailhott@shschools.com | BRUCE | MAILHOTT | 4135385057 | BMAILHOTT@SHSCHOOLS.COM | BRUCE | MAILHOTT | 4135385057X100 | BMAILHOTT@SHSCHOOLS.COM | 3 | BOILER #3 - BURNHAM VII - DUAL FUEL |  | BOILER | BURNHAM VII | K-VII-20WML | 2002-09-15 | 2009 | 10 | 2 | #2 OIL - | NO.2 | 58 | Distillate Oil (No. 2) | 0.3 |  | 0 | E3GAL | N | 12 | 5 | 40 | 0 | 0 | 0
0420640 | SPRINGFIELD MASS MUTUAL CENTER |  | 1277 MAIN ST |  | SPRINGFIELD | MA | 011030000 | 1277 MAIN STREET |  | SPRINGFIELD | MA | 011030000 | Y | PRIVATE | NM25 | MASS CONVENTION CENTER AUTHORITY | 6179542000 | JHALEY@MASSCONVENTION.COM | JACK | HALEY | 6179542435 | JHaley@massconvention.COM | JACK | HALEY | 6179542435 | JHaley@massconvention.COM | 3 | BOILER #1-SUPERIOR #15564 |  | BOILER | SUPERIOR | 6-5-1250-W125-IC-G | 2004-10-01 | 2010 | 14.5 | 1 | BOILER #3-SUPERIOR #15564 NATURAL GAS | NATURAL GAS | 209 | Natural Gas |  |  | 4.6253 | E6FT3 | N | 5 | 6 | 29 | 5 | 6 | 3
0420640 | SPRINGFIELD MASS MUTUAL CENTER |  | 1277 MAIN ST |  | SPRINGFIELD | MA | 011030000 | 1277 MAIN STREET |  | SPRINGFIELD | MA | 011030000 | Y | PRIVATE | NM25 | MASS CONVENTION CENTER AUTHORITY | 6179542000 | JHALEY@MASSCONVENTION.COM | JACK | HALEY | 6179542435 | JHaley@massconvention.COM | JACK | HALEY | 6179542435 | JHaley@massconvention.COM | 4 | BOILER #2-SUPERIOR - N/B NO. 15565 |  | BOILER | SUPERIOR | 6-5-1250-W125-IC-G | 2004-10-01 | 2010 | 14.5 | 1 | BOILER #2 - SUPERIOR N/B NO. 15565 NATURAL GAS | NATURAL GAS | 209 | Natural Gas |  |  | 4.6253 | E6FT3 | N | 5 | 6 | 29 | 5 | 6 | 3
0420640 | SPRINGFIELD MASS MUTUAL CENTER |  | 1277 MAIN ST |  | SPRINGFIELD | MA | 011030000 | 1277 MAIN STREET |  | SPRINGFIELD | MA | 011030000 | Y | PRIVATE | NM25 | MASS CONVENTION CENTER AUTHORITY | 6179542000 | JHALEY@MASSCONVENTION.COM | JACK | HALEY | 6179542435 | JHaley@massconvention.COM | JACK | HALEY | 6179542435 | JHaley@massconvention.COM | 5 | BOILER #3- SUPERIOR - N/B NO. 15566 |  | BOILER | SUPERIOR | 6-5-1250-W125-IC-G | 2004-10-01 | 2010 | 14.5 | 1 | BOILER #3 - SUPERIOR - N/B NO. 15566 NATURAL GAS | NATURAL GAS | 209 | Natural Gas |  |  | 4.6253 | E6FT3 | Y | 24 | 7 | 52 | 24 | 7 | 22
0420641 | SPRINGFIELD COLLEGE |  | 263 ALDEN ST |  | SPRINGFIELD | MA | 011090000 | 263 ALDEN STREET |  | SPRINGFIELD | MA | 011090000 | N | PRIVATE | SM25 | SPRINGFIELD COLLEGE | 4137883252 |  | LUIS | VITORINO | 4137483252 | Luis_Vitorino@spfldcol.edu | LUIS | VITORINO | 4137883252 |  | 1 | BOILER #1-CLEAVER BROOKS (POWERHOUSE) DUAL FUEL |  | BOILER | CLEAVER BROOKS | CB600 | 1979-10-01 | 2005 | 25 | 1 | BOILER #1-CLEAVER BROOKS (POWERHOUSE) #2 OIL-0.3%S | NO.2 | 58 | Distillate Oil (No. 2) | 0.3 | 0 | 65.5 | E3GAL | N | 24 | 7 | 40 | 0 | 0 | 0
0420641 | SPRINGFIELD COLLEGE |  | 263 ALDEN ST |  | SPRINGFIELD | MA | 011090000 | 263 ALDEN STREET |  | SPRINGFIELD | MA | 011090000 | N | PRIVATE | SM25 | SPRINGFIELD COLLEGE | 4137883252 |  | LUIS | VITORINO | 4137483252 | Luis_Vitorino@spfldcol.edu | LUIS | VITORINO | 4137883252 |  | 1 | BOILER #1-CLEAVER BROOKS (POWERHOUSE) DUAL FUEL |  | BOILER | CLEAVER BROOKS | CB600 | 1979-10-01 | 2005 | 25 | 2 | BOILER #1-CLEAVER BROOKS (POWERHOUSE) NATURAL GAS | NATURAL GAS | 209 | Natural Gas |  |  | 11.8 | E6FT3 | N | 24 | 7 | 40 | 0 | 0 | 0
0420641 | SPRINGFIELD COLLEGE |  | 263 ALDEN ST |  | SPRINGFIELD | MA | 011090000 | 263 ALDEN STREET |  | SPRINGFIELD | MA | 011090000 | N | PRIVATE | SM25 | SPRINGFIELD COLLEGE | 4137883252 |  | LUIS | VITORINO | 4137483252 | Luis_Vitorino@spfldcol.edu | LUIS | VITORINO | 4137883252 |  | 1 | BOILER #1-CLEAVER BROOKS (POWERHOUSE) DUAL FUEL |  | BOILER | CLEAVER BROOKS | CB600 | 1979-10-01 | 2005 | 25 | 3 | NATURAL GAS | NATURAL GAS | 209 | Natural Gas |  |  | 0 | E6FT3 | N | 24 | 7 | 40 | 0 | 0 | 0
0420641 | SPRINGFIELD COLLEGE |  | 263 ALDEN ST |  | SPRINGFIELD | MA | 011090000 | 263 ALDEN STREET |  | SPRINGFIELD | MA | 011090000 | N | PRIVATE | SM25 | SPRINGFIELD COLLEGE | 4137883252 |  | LUIS | VITORINO | 4137483252 | Luis_Vitorino@spfldcol.edu | LUIS | VITORINO | 4137883252 |  | 2 | BOILER #2-CLEAVER BROOKS (POWERHOUSE) DUAL FUEL |  | BOILER | CLEAVER BROOKS | CB600 | 1981-10-01 | 2005 | 25 | 1 | BOILER #2-CLEAVER BROOKS (POWERHOUSE #2 OIL-0.3%S | NO.2 | 58 | Distillate Oil (No. 2) | 0.3 | 0 | 0 | E3GAL | N | 24 | 7 | 40 | 0 | 0 | 0
0420641 | SPRINGFIELD COLLEGE |  | 263 ALDEN ST |  | SPRINGFIELD | MA | 011090000 | 263 ALDEN STREET |  | SPRINGFIELD | MA | 011090000 | N | PRIVATE | SM25 | SPRINGFIELD COLLEGE | 4137883252 |  | LUIS | VITORINO | 4137483252 | Luis_Vitorino@spfldcol.edu | LUIS | VITORINO | 4137883252 |  | 2 | BOILER #2-CLEAVER BROOKS (POWERHOUSE) DUAL FUEL |  | BOILER | CLEAVER BROOKS | CB600 | 1981-10-01 | 2005 | 25 | 2 | BOILER #2-CLEAVER BROOKS (POWERHOUSE) NATURAL GAS | NATURAL GAS | 209 | Natural Gas |  |  | 11.8 | E6FT3 | N | 24 | 7 | 40 | 0 | 0 | 0
0420641 | SPRINGFIELD COLLEGE |  | 263 ALDEN ST |  | SPRINGFIELD | MA | 011090000 | 263 ALDEN STREET |  | SPRINGFIELD | MA | 011090000 | N | PRIVATE | SM25 | SPRINGFIELD COLLEGE | 4137883252 |  | LUIS | VITORINO | 4137483252 | Luis_Vitorino@spfldcol.edu | LUIS | VITORINO | 4137883252 |  | 2 | BOILER #2-CLEAVER BROOKS (POWERHOUSE) DUAL FUEL |  | BOILER | CLEAVER BROOKS | CB600 | 1981-10-01 | 2005 | 25 | 3 | NO. 2 OIL | NO.2 | 58 | Distillate Oil (No. 2) | 0.3 | 0 | 65.5 | E3GAL | N | 24 | 7 | 40 | 0 | 0 | 0
0420641 | SPRINGFIELD COLLEGE |  | 263 ALDEN ST |  | SPRINGFIELD | MA | 011090000 | 263 ALDEN STREET |  | SPRINGFIELD | MA | 011090000 | N | PRIVATE | SM25 | SPRINGFIELD COLLEGE | 4137883252 |  | LUIS | VITORINO | 4137483252 | Luis_Vitorino@spfldcol.edu | LUIS | VITORINO | 4137883252 |  | 11 | RESIDENTIAL BOILERS & WATER HEATERS | 52 | FURNACE | VARIOUS | VARIOUS | 1979-01-01 | 2005 | 10.7 | 1 | NATURAL GAS | NATURAL GAS | 209 | Natural Gas |  |  | 0.8 | E6FT3 | Y | 24 | 7 | 52 | 24 | 7 | 23
0420641 | SPRINGFIELD COLLEGE |  | 263 ALDEN ST |  | SPRINGFIELD | MA | 011090000 | 263 ALDEN STREET |  | SPRINGFIELD | MA | 011090000 | N | PRIVATE | SM25 | SPRINGFIELD COLLEGE | 4137883252 |  | LUIS | VITORINO | 4137483252 | Luis_Vitorino@spfldcol.edu | LUIS | VITORINO | 4137883252 |  | 11 | RESIDENTIAL BOILERS & WATER HEATERS | 52 | FURNACE | VARIOUS | VARIOUS | 1979-01-01 | 2005 | 10.7 | 2 | NO. 2 OIL | NO.2 | 58 | Distillate Oil (No. 2) | 0.3 | 0 | 22.5 | E3GAL | Y | 24 | 7 | 52 | 24 | 7 | 23
0420687 | PUTNAM VOCATIONALTECHNICAL HIGH SCHOOL |  | 1300 STATE ST |  | SPRINGFIELD | MA | 011090000 | CITY OF SPRINGFIELD FACILITIES DIVISION | 233 ALLEN STREET | SPRINGFIELD | MA | 011081915 | Y | LOCAL GOVERNMENT | SM80-R | PUTNAM VOCATIONAL TECHINICAL HIGH SCHOOL | 4137877424 | jforest@springfieldcityhall.com | PATRICK | SULLIVAN | 4137876440 | psullivan@springfieldcityhall.com | JOSEPH | FOREST | 4137876238 | jforest@springfieldcityhall.com | 1 | BOILER #1-H.B.SMITH 450 DUAL FUEL 10.5 MMBTU |  | BOILER | H.B.SMITH | M450P MILLS STEAM | 1985-01-01 | 2010 | 11 | 1 | BOILER #1-H.B.SMITH 450 ID 687 NATURAL GAS | NATURAL GAS | 209 | Natural Gas |  |  | 3.5352 | E6FT3 | N | 24 | 7 | 26 | 0 | 0 | 0
0420687 | PUTNAM VOCATIONALTECHNICAL HIGH SCHOOL |  | 1300 STATE ST |  | SPRINGFIELD | MA | 011090000 | CITY OF SPRINGFIELD FACILITIES DIVISION | 233 ALLEN STREET | SPRINGFIELD | MA | 011081915 | Y | LOCAL GOVERNMENT | SM80-R | PUTNAM VOCATIONAL TECHINICAL HIGH SCHOOL | 4137877424 | jforest@springfieldcityhall.com | PATRICK | SULLIVAN | 4137876440 | psullivan@springfieldcityhall.com | JOSEPH | FOREST | 4137876238 | jforest@springfieldcityhall.com | 1 | BOILER #1-H.B.SMITH 450 DUAL FUEL 10.5 MMBTU |  | BOILER | H.B.SMITH | M450P MILLS STEAM | 1985-01-01 | 2010 | 11 | 2 | BOILER #1-H.B.SMITH 450 ID 687 #2 OIL | NO.2 | 58 | Distillate Oil (No. 2) | 0.03 | 0 | 2.138 | E3GAL | N | 24 | 7 | 26 | 0 | 0 | 0
0420687 | PUTNAM VOCATIONALTECHNICAL HIGH SCHOOL |  | 1300 STATE ST |  | SPRINGFIELD | MA | 011090000 | CITY OF SPRINGFIELD FACILITIES DIVISION | 233 ALLEN STREET | SPRINGFIELD | MA | 011081915 | Y | LOCAL GOVERNMENT | SM80-R | PUTNAM VOCATIONAL TECHINICAL HIGH SCHOOL | 4137877424 | jforest@springfieldcityhall.com | PATRICK | SULLIVAN | 4137876440 | psullivan@springfieldcityhall.com | JOSEPH | FOREST | 4137876238 | jforest@springfieldcityhall.com | 2 | BOILER #2-H.B.SMITH 450 DUAL FUEL 10.5 MMBUT/HR |  | BOILER | H.B. SMITH | M450 MILL | 1985-01-01 | 2010 | 11 | 1 | BOILER #2-H.B.SMITH 450 ID 687 NATURAL GAS | NATURAL GAS | 209 | Natural Gas |  |  | 3.5352 | E6FT3 | N | 24 | 7 | 26 | 0 | 0 | 0
0420687 | PUTNAM VOCATIONALTECHNICAL HIGH SCHOOL |  | 1300 STATE ST |  | SPRINGFIELD | MA | 011090000 | CITY OF SPRINGFIELD FACILITIES DIVISION | 233 ALLEN STREET | SPRINGFIELD | MA | 011081915 | Y | LOCAL GOVERNMENT | SM80-R | PUTNAM VOCATIONAL TECHINICAL HIGH SCHOOL | 4137877424 | jforest@springfieldcityhall.com | PATRICK | SULLIVAN | 4137876440 | psullivan@springfieldcityhall.com | JOSEPH | FOREST | 4137876238 | jforest@springfieldcityhall.com | 2 | BOILER #2-H.B.SMITH 450 DUAL FUEL 10.5 MMBUT/HR |  | BOILER | H.B. SMITH | M450 MILL | 1985-01-01 | 2010 | 11 | 2 | BOILER #2-H.B.SMITH 450 ID 687 #2 OIL | NO.2 | 58 | Distillate Oil (No. 2) | 0.3 | 0 | 2.138 | E3GAL | N | 24 | 7 | 26 | 0 | 0 | 0
0420687 | PUTNAM VOCATIONALTECHNICAL HIGH SCHOOL |  | 1300 STATE ST |  | SPRINGFIELD | MA | 011090000 | CITY OF SPRINGFIELD FACILITIES DIVISION | 233 ALLEN STREET | SPRINGFIELD | MA | 011081915 | Y | LOCAL GOVERNMENT | SM80-R | PUTNAM VOCATIONAL TECHINICAL HIGH SCHOOL | 4137877424 | jforest@springfieldcityhall.com | PATRICK | SULLIVAN | 4137876440 | psullivan@springfieldcityhall.com | JOSEPH | FOREST | 4137876238 | jforest@springfieldcityhall.com | 4 | BOILER #4-H.B.SMITH 650 DUAL FUEL 10.5 MMBTU/HR |  | BOILER | H.B.SMITH | MODEL 650 25 SECTIONS | 1985-01-01 | 2010 | 11 | 1 | BOILER #4-H.B.SMITH 650 #2 OIL | NO.2 | 58 | Distillate Oil (No. 2) | 0.3 | 0 | 2.138 | E3GAL | N | 24 | 7 | 26 | 0 | 0 | 0
0420687 | PUTNAM VOCATIONALTECHNICAL HIGH SCHOOL |  | 1300 STATE ST |  | SPRINGFIELD | MA | 011090000 | CITY OF SPRINGFIELD FACILITIES DIVISION | 233 ALLEN STREET | SPRINGFIELD | MA | 011081915 | Y | LOCAL GOVERNMENT | SM80-R | PUTNAM VOCATIONAL TECHINICAL HIGH SCHOOL | 4137877424 | jforest@springfieldcityhall.com | PATRICK | SULLIVAN | 4137876440 | psullivan@springfieldcityhall.com | JOSEPH | FOREST | 4137876238 | jforest@springfieldcityhall.com | 4 | BOILER #4-H.B.SMITH 650 DUAL FUEL 10.5 MMBTU/HR |  | BOILER | H.B.SMITH | MODEL 650 25 SECTIONS | 1985-01-01 | 2010 | 11 | 2 | NATURAL GAS | NATURAL GAS | 209 | Natural Gas |  |  | 3.5352 | E6FT3 | N | 24 | 7 | 26 | 0 | 0 | 0
0420687 | PUTNAM VOCATIONALTECHNICAL HIGH SCHOOL |  | 1300 STATE ST |  | SPRINGFIELD | MA | 011090000 | CITY OF SPRINGFIELD FACILITIES DIVISION | 233 ALLEN STREET | SPRINGFIELD | MA | 011081915 | Y | LOCAL GOVERNMENT | SM80-R | PUTNAM VOCATIONAL TECHINICAL HIGH SCHOOL | 4137877424 | jforest@springfieldcityhall.com | PATRICK | SULLIVAN | 4137876440 | psullivan@springfieldcityhall.com | JOSEPH | FOREST | 4137876238 | jforest@springfieldcityhall.com | 5 | BOILER #5-H.B.SMITH 450 10.5 MMBTU/HR DUAL FUEL |  | BOILER | H.B. SMITH | MODEL 450 | 1979-01-01 | 2010 | 11 | 1 | BOILER #5-H.B.SMITH 450 #2 OIL | NO.2 | 58 | Distillate Oil (No. 2) | 0.3 | 0 | 2.138 | E3GAL | N | 24 | 7 | 26 | 0 | 0 | 0
0420687 | PUTNAM VOCATIONALTECHNICAL HIGH SCHOOL |  | 1300 STATE ST |  | SPRINGFIELD | MA | 011090000 | CITY OF SPRINGFIELD FACILITIES DIVISION | 233 ALLEN STREET | SPRINGFIELD | MA | 011081915 | Y | LOCAL GOVERNMENT | SM80-R | PUTNAM VOCATIONAL TECHINICAL HIGH SCHOOL | 4137877424 | jforest@springfieldcityhall.com | PATRICK | SULLIVAN | 4137876440 | psullivan@springfieldcityhall.com | JOSEPH | FOREST | 4137876238 | jforest@springfieldcityhall.com | 5 | BOILER #5-H.B.SMITH 450 10.5 MMBTU/HR DUAL FUEL |  | BOILER | H.B. SMITH | MODEL 450 | 1979-01-01 | 2010 | 11 | 2 | NATURAL GAS | NATURAL GAS | 209 | Natural Gas |  |  | 3.5352 | E6FT3 | N | 24 | 7 | 26 | 0 | 0 | 0
0420705 | MESTEK INC |  | 260 NORTH ELM ST |  | WESTFIELD | MA | 010850000 | 260 NORTH ELM STREET |  | WESTFIELD | MA | 010850000 | N | PRIVATE | NM50 | MESTEK INC | 4135645736 | LDESMARAIS@MESTEK.COM | LAWRENCE | DESMARAIS | 4135645736 | ldesmarais@mestek.com | LAWRENCE | DESMARAIS | 4135689571 | LDESMARAIS@MESTEK.COM | 18 | HYDROTHERM / KN-6 |  | BOILER | HYDROTHERM | KN-6 | 2010-06-01 | 2010 | 600 | 1 | NATURAL GASS | NATURAL GAS | 209 | Natural Gas |  |  | 1.5 | E6FT3 | N | 24 | 7 | 26 | 0 | 0 | 0
0420709 | SULLIVAN WESTFIELD PROPERTIES GROUP LLC |  | 39 SOUTH BROAD ST |  | WESTFIELD | MA | 010850000 | 39 SOUTH BROAD ST |  | WESTFIELD | MA | 010850000 | N | PRIVATE | SM50 | SULLIVAN WESTFIELD PROPERTIES GROUP LLC | 4135303189 | egoldrup@sulco.com | EDWARD | GOLDRUP | 4135303189 | egoldrup@sulco.com | EDWARD | GOLDRUP | 4135303189 | egoldrup@sulco.com | 1 | BOILER #1-DILLON |  | BOILER | DILLON | UNKNOWN | 1980-01-01 | 2009 | 14.5 | 1 | BOILER #1-DILLON | NATURAL GAS | 209 | Natural Gas |  |  | 0 | E6FT3 | N | 24 | 7 | 20 | 0 | 0 | 0
0420709 | SULLIVAN WESTFIELD PROPERTIES GROUP LLC |  | 39 SOUTH BROAD ST |  | WESTFIELD | MA | 010850000 | 39 SOUTH BROAD ST |  | WESTFIELD | MA | 010850000 | N | PRIVATE | SM50 | SULLIVAN WESTFIELD PROPERTIES GROUP LLC | 4135303189 | egoldrup@sulco.com | EDWARD | GOLDRUP | 4135303189 | egoldrup@sulco.com | EDWARD | GOLDRUP | 4135303189 | egoldrup@sulco.com | 1 | BOILER #1-DILLON |  | BOILER | DILLON | UNKNOWN | 1980-01-01 | 2009 | 14.5 | 2 | BOILER #1-DILLON NATURAL GAS | NATURAL GAS | 209 | Natural Gas |  |  | 60 | E6FT3 | N | 24 | 7 | 20 | 0 | 0 | 0
0420752 | UPPER VOKE |  | 33 SMITH AVE |  | WESTFIELD | MA | 010850000 | 33 SMITH AVE |  | WESTFIELD | MA | 010850000 | Y | LOCAL GOVERNMENT | NM25 | CITY OF WESTFIELD | 4135726200 | f.maher@schoolsofwestfield.org | FRANK | MAHER | 4135726493 | f.maher@schoolsofwestfield.org | FRANK | MAHER | 4135726493 | f.maher@schoolsofwestfield.org | 1 | BOILER #1-HB SMITH #4500A20S DUAL FUEL |  | BOILER | H.B. SMITH | 450 MILLS 20 SECTION | 1982-01-01 | 2010 | 600 | 1 | #2 OIL | NO.2 | 58 | Distillate Oil (No. 2) | 0.3 | 0 | 0.13 | E3GAL | N | 24 | 7 | 26 | 2 | 5 | 4
0420752 | UPPER VOKE |  | 33 SMITH AVE |  | WESTFIELD | MA | 010850000 | 33 SMITH AVE |  | WESTFIELD | MA | 010850000 | Y | LOCAL GOVERNMENT | NM25 | CITY OF WESTFIELD | 4135726200 | f.maher@schoolsofwestfield.org | FRANK | MAHER | 4135726493 | f.maher@schoolsofwestfield.org | FRANK | MAHER | 4135726493 | f.maher@schoolsofwestfield.org | 1 | BOILER #1-HB SMITH #4500A20S DUAL FUEL |  | BOILER | H.B. SMITH | 450 MILLS 20 SECTION | 1982-01-01 | 2010 | 600 | 2 | BOILER #1-HB SMITH #4500A20S NAT GAS | NATURAL GAS | 209 | Natural Gas |  |  | 0.0005 | E6FT3 | N | 24 | 7 | 26 | 2 | 5 | 4
0420752 | UPPER VOKE |  | 33 SMITH AVE |  | WESTFIELD | MA | 010850000 | 33 SMITH AVE |  | WESTFIELD | MA | 010850000 | Y | LOCAL GOVERNMENT | NM25 | CITY OF WESTFIELD | 4135726200 | f.maher@schoolsofwestfield.org | FRANK | MAHER | 4135726493 | f.maher@schoolsofwestfield.org | FRANK | MAHER | 4135726493 | f.maher@schoolsofwestfield.org | 2 | BOILER #2-HB SMITH #4500A22S DUAL FUEL |  | BOILER | H.B. SMITH | 450 MILLS 22 SECTION | 2004-09-01 | 2010 | 10.5 | 1 | #2 OIL | NO.2 | 58 | Distillate Oil (No. 2) | 0.3 | 0 | 1 | E3GAL | N | 24 | 7 | 26 | 2 | 5 | 5
0420752 | UPPER VOKE |  | 33 SMITH AVE |  | WESTFIELD | MA | 010850000 | 33 SMITH AVE |  | WESTFIELD | MA | 010850000 | Y | LOCAL GOVERNMENT | NM25 | CITY OF WESTFIELD | 4135726200 | f.maher@schoolsofwestfield.org | FRANK | MAHER | 4135726493 | f.maher@schoolsofwestfield.org | FRANK | MAHER | 4135726493 | f.maher@schoolsofwestfield.org | 2 | BOILER #2-HB SMITH #4500A22S DUAL FUEL |  | BOILER | H.B. SMITH | 450 MILLS 22 SECTION | 2004-09-01 | 2010 | 10.5 | 2 | BOILER #2-HB SMITH #4500A22S NATURAL GAS | NATURAL GAS | 209 | Natural Gas |  |  | 0.029 | E6FT3 | N | 24 | 7 | 26 | 2 | 5 | 5
0420762 | 380 UNION ST PROPERTIES LLC |  | 380 UNION ST |  | WEST SPRINGFIELD | MA | 010890000 | KONOVER COMMERCIAL CORP. AS RECEIVER FOR | 342 NORTH MAIN STREET | WEST HARTFORD | CT | 061170000 | N | PRIVATE | SM50 | 380 UNION STREET | 8607609136 | kwaterman@simonkonover.com | KATHLEEN | WATERMAN | 8607609136 | kwaterman@simonkonover.com | KATHLEEN | WATERMAN | 8607609136 | kwaterman@simonkonover.com | 3 | BOILER #3-CLEAVER BROOKS CB-648-300 #4 OIL-1S |  | BOILER | CLEAVER BROOKS | CB-648-300 | 1984-02-22 | 2011 | 12.6 | 1 | #4 OIL-1S | NO.4 | 825 | Distillate Oil (No. 4) | 1 | 0.1 | 41.5 | E3GAL | N | 12 | 7 | 30 | 8 | 7 | 2
0420762 | 380 UNION ST PROPERTIES LLC |  | 380 UNION ST |  | WEST SPRINGFIELD | MA | 010890000 | KONOVER COMMERCIAL CORP. AS RECEIVER FOR | 342 NORTH MAIN STREET | WEST HARTFORD | CT | 061170000 | N | PRIVATE | SM50 | 380 UNION STREET | 8607609136 | kwaterman@simonkonover.com | KATHLEEN | WATERMAN | 8607609136 | kwaterman@simonkonover.com | KATHLEEN | WATERMAN | 8607609136 | kwaterman@simonkonover.com | 4 | BOILER #4-CLEAVER BROOKS CB400-250 #4 OIL-1S |  | BOILER | CLEAVER BROOKS | 250 | 1977-11-15 | 2011 | 10.2 | 1 | #4 OIL-1S | NO.4 | 825 | Distillate Oil (No. 4) | 1 | 0.1 | 41.5 | E3GAL | N | 24 | 7 | 30 | 8 | 7 | 2
0420786 | WING MEMORIAL HOSPITAL |  | WRIGHT ST |  | PALMER | MA | 010690000 | 40 WRIGHT STREET |  | PALMER | MA | 010690000 | N | PRIVATE | NM50 | WING MEMORIAL HOSPIT | 4132837651 | Ryan.Moore@umassmemorial.org | GEORGE | NOLAN | 4132845774 | Ryan.Moore@umassmemorial.org | ISABEL | MCCAULEY | 5084719635 | ifmccauley@tighebond.com | 11 | C GENERATOR 750 KW - DIESEL |  | ENGINE | KOHLER | 1000REOZMB | 2008-01-01 | 2010 | 10.35 | 1 | C GEN SET DIESEL | DIESEL | 44 | DIESEL | 0.0015 |  | 3.525 | E3GAL | N | 1 | 1 | 47 | 1 | 1 | 20
0420788 | AGRI MARK INC |  | 958 RIVERDALE ST |  | WEST SPRINGFIELD | MA | 010890000 | 958 RIVERDALE ST |  | WEST SPRINGFIELD | MA | 010890000 | N | PRIVATE | OP3 | AGRI MARK INC | 8025633938 | EPCOLAR@CABOTCHEESE.COM | SCOTT | WERME | 4137324168 | SWERME@AGRIMARK.NET | SCOTT | WERME | 4137324168X126 | SWERME@AGRIMARK.NET | 1 | BOILER #1-CLEAVER BROOKS CB400-600 DUAL FUEL |  | BOILER | CLEAVER BROOKS | CB400600 | 1982-08-01 | 2011 | 25 | 1 | #6 RESIDUAL FUEL OIL | NO.6 | 923 | Residual Oil (No. 6) | 1 | 0.1 | 12.703 | E3GAL | Y | 24 | 7 | 52 | 24 | 7 | 22
0420788 | AGRI MARK INC |  | 958 RIVERDALE ST |  | WEST SPRINGFIELD | MA | 010890000 | 958 RIVERDALE ST |  | WEST SPRINGFIELD | MA | 010890000 | N | PRIVATE | OP3 | AGRI MARK INC | 8025633938 | EPCOLAR@CABOTCHEESE.COM | SCOTT | WERME | 4137324168 | SWERME@AGRIMARK.NET | SCOTT | WERME | 4137324168X126 | SWERME@AGRIMARK.NET | 1 | BOILER #1-CLEAVER BROOKS CB400-600 DUAL FUEL |  | BOILER | CLEAVER BROOKS | CB400600 | 1982-08-01 | 2011 | 25 | 2 | NATURAL GAS | NATURAL GAS | 209 | Natural Gas |  |  | 42.906 | E6FT3 | Y | 24 | 7 | 52 | 24 | 7 | 22
0420788 | AGRI MARK INC |  | 958 RIVERDALE ST |  | WEST SPRINGFIELD | MA | 010890000 | 958 RIVERDALE ST |  | WEST SPRINGFIELD | MA | 010890000 | N | PRIVATE | OP3 | AGRI MARK INC | 8025633938 | EPCOLAR@CABOTCHEESE.COM | SCOTT | WERME | 4137324168 | SWERME@AGRIMARK.NET | SCOTT | WERME | 4137324168X126 | SWERME@AGRIMARK.NET | 2 | BOILER #2-CLEAVER BROOKS CB400-600 DUAL FUEL |  | BOILER | CLEAVER BROOKS | CB400600 | 1985-05-01 | 2011 | 25 | 1 | #6 RESIDUAL FUEL OIL | NO.6 | 923 | Residual Oil (No. 6) | 1 | 0.1 | 0 | E3GAL | Y | 24 | 7 | 52 | 24 | 7 | 22
0420788 | AGRI MARK INC |  | 958 RIVERDALE ST |  | WEST SPRINGFIELD | MA | 010890000 | 958 RIVERDALE ST |  | WEST SPRINGFIELD | MA | 010890000 | N | PRIVATE | OP3 | AGRI MARK INC | 8025633938 | EPCOLAR@CABOTCHEESE.COM | SCOTT | WERME | 4137324168 | SWERME@AGRIMARK.NET | SCOTT | WERME | 4137324168X126 | SWERME@AGRIMARK.NET | 2 | BOILER #2-CLEAVER BROOKS CB400-600 DUAL FUEL |  | BOILER | CLEAVER BROOKS | CB400600 | 1985-05-01 | 2011 | 25 | 2 | NATURAL GAS | NATURAL GAS | 209 | Natural Gas |  |  | 40.3665 | E6FT3 | Y | 24 | 7 | 52 | 24 | 7 | 22
0420797 | WILBRAHAM INDUSTRIAL PARK |  | 176 COTTAGE ST |  | WILBRAHAM | MA | 010950000 | 176 COTTAGE STREET |  | WILBRAHAM | MA | 010950000 | N | PRIVATE | NM25 | I-MAXMAT CORP | 4135966763 | NOEMAIL@NONE.COM | IRENE | BIZON | 4135966763 | NOEMAIL@NONE.COM | MAX | BIZON | 4135966763 | NOEMAIL@NONE.COM | 1 | BOILER #1-WEIL MCLAIN SERIES 94 10.5 MMBTU/HR |  | BOILER | WEIL - MCLAIN | SERIES 94 | 1994-01-01 | 2009 | 11 | 1 | BOILER #1-WEIL MCLAIN SERIES 94 #2 OIL-0.3S | NO.2 | 58 | Distillate Oil (No. 2) | 0.3 | 0 | 30 | E3GAL | N | 10 | 7 | 32 | 0 | 0 | 0
0420821 | COVIDIEN LP |  | 2 LUDLOW PARK DR |  | CHICOPEE | MA | 010220000 | TWO LUDLOW PARK DR |  | CHICOPEE | MA | 010210000 | N | PRIVATE | SM79-7 | TYCO HEALTHCARE LUDLOW | 4135936400 | CRAIG.LAMKIN@COVIDIEN.COM | JAMES | SHEPPARD | 4135937696 | james.sheppard@covidien.com | CRAIG | LAMKIN | 5082616394 | CRAIG.LAMKIN@COVIDIEN.COM | 1 | GENERATOR #1-KOHLER #30RZ62/SPACE HEATERS NAT GAS | 2 | ENGINE | KOHLER | UNKNOWN | 1997-06-01 | 2011 | 38 | 1 | GENERATOR #1-KOHLER #30RZ62 BLDG #1 NAT GAS | NATURAL GAS | 209 | Natural Gas |  |  | 1.1214 | E6FT3 | N | 1 | 7 | 52 | 24 | 7 | 22
0420823 | MONARCH PLACE |  | 1414 MAIN ST |  | SPRINGFIELD | MA | 011442410 | 1 MONARCH PL SUITE 2410 |  | SPRINGFIELD | MA | 011442410 | N | PRIVATE | SM25 | PICKNELLY FAMILY LIMITED PARTNERSHIP | 4137317871 | BTERRY@FALCONMGMT.ORG | WILLIAM | TERRY | 4137317871 | BTERRY@FALCONMGMT.ORG | WILLIAM | TERRY | 4137317871 | BTERRY@FALCONMGMT.ORG | 1 | BOILER #1-CLEAVER BROOKS NATURAL GAS |  | BOILER | CLEAVER BROOKS | NONE | 1990-01-01 | 2008 | 10 | 1 | BOILER #1-CLEAVER BROOKS NATURAL GAS | NATURAL GAS | 209 | Natural Gas |  |  | 0.01 | E6FT3 | N | 24 | 7 | 36 | 0 | 0 | 0
0420844 | US TSUBAKI AUTOMOTIVE LLC |  | 106 LONCZAK DR |  | CHICOPEE | MA | 010220000 | 106 LONCZAK DRIVE |  | CHICOPEE | MA | 010220000 | N | PRIVATE | SM25 | US TSUBAKI AUTOMOTIVE LLC | 4135931100 | TomCavanaugh@USTSUBAKI.com | THOMAS | CAVANAUGH | 4135931100 | TomCavanaugh@USTSUBAKI.COM | JEFFREY | BIBEAU | 4135723243 | JBibeau@TigheBond.com | 1 | SPACE HEATERS (24) - VAROIUS MFG - NATURAL GAS | 24 | SPACE HEATER | N/A | N/A | 1999-06-06 | 2011 | 12 | 1 | SPACE AND RADIANT HEATERS (24) NATURAL GAS | NATURAL GAS | 209 | Natural Gas |  |  | 4.2088 | E6FT3 | N | 24 | 7 | 52 | 0 | 0 | 0
0420844 | US TSUBAKI AUTOMOTIVE LLC |  | 106 LONCZAK DR |  | CHICOPEE | MA | 010220000 | 106 LONCZAK DRIVE |  | CHICOPEE | MA | 010220000 | N | PRIVATE | SM25 | US TSUBAKI AUTOMOTIVE LLC | 4135931100 | TomCavanaugh@USTSUBAKI.com | THOMAS | CAVANAUGH | 4135931100 | TomCavanaugh@USTSUBAKI.COM | JEFFREY | BIBEAU | 4135723243 | JBibeau@TigheBond.com | 6 | REHEAT FURNACE (2) - CHUGAI-RHO - PROPANE |  | FURNACE | CHUGAI-RHO | UNKNOWN | 1996-01-01 | 2011 | 115 | 1 | REHEAT FURNACE (2) - CHUGAI-RHO PROPANE | PROPANE | 255 | PROPANE | 0.01 | 0 | 0.275 | E3GAL | N | 24 | 6 | 50 | 24 | 6 | 22
0420844 | US TSUBAKI AUTOMOTIVE LLC |  | 106 LONCZAK DR |  | CHICOPEE | MA | 010220000 | 106 LONCZAK DRIVE |  | CHICOPEE | MA | 010220000 | N | PRIVATE | SM25 | US TSUBAKI AUTOMOTIVE LLC | 4135931100 | TomCavanaugh@USTSUBAKI.com | THOMAS | CAVANAUGH | 4135931100 | TomCavanaugh@USTSUBAKI.COM | JEFFREY | BIBEAU | 4135723243 | JBibeau@TigheBond.com | 7 | BELT HEAT TREAT FUNACE - ORIENTAL ENG - PROPANE |  | FURNACE | ORIENTAL ENG | UNKNOWN | 1998-06-06 | 2011 | 1042 | 1 | BELT HEAT TREAT FURNACE - ORIENTAL ENG - PROPANE | PROPANE | 255 | PROPANE | 0.01 | 0 | 2.478 | E3GAL | N | 24 | 6 | 50 | 24 | 6 | 22
0420844 | US TSUBAKI AUTOMOTIVE LLC |  | 106 LONCZAK DR |  | CHICOPEE | MA | 010220000 | 106 LONCZAK DRIVE |  | CHICOPEE | MA | 010220000 | N | PRIVATE | SM25 | US TSUBAKI AUTOMOTIVE LLC | 4135931100 | TomCavanaugh@USTSUBAKI.com | THOMAS | CAVANAUGH | 4135931100 | TomCavanaugh@USTSUBAKI.COM | JEFFREY | BIBEAU | 4135723243 | JBibeau@TigheBond.com | 8 | HEAT TREAT FURNACE - MITSUBISHI - PROPANE (17) |  | FURNACE | MITSUBISHI | NA | 1998-06-06 | 2011 | 10.65 | 1 | PROPANE | PROPANE | 255 | PROPANE | 0.01 | 0 | 2.891 | E3GAL | N | 24 | 6 | 50 | 24 | 6 | 22
0420856 | LAMINATING COATING TECHNOLOGIES INC |  | 152 BETHANY RD |  | MONSON | MA | 010570000 | PO BOX 279 |  | MONSON | MA | 010570279 | N | PRIVATE | SM80-7 | LAMINATING COATING TECHNOLOGIES INC | 4132674808 | randerson@lamcotec.com | RICHARD | ANDERSON, JR. | 4132674808 | randerson@lamcotec.com | JOE | O'BRIEN | 4132674808 | jobrien@lamcotec.com | 3 | 3 BOILERS, 1 FURNACE AND 1 HOT WATER HEATER | 5 | BOILER | FULTON | VARIOUS | 1988-01-01 | 2010 | 11 | 1 | NATURAL GAS | NATURAL GAS | 209 | Natural Gas |  |  | 6.21 | E6FT3 | N | 24 | 6 | 50 | 24 | 5 | 22
0420862 | SPRINGFIELD WASTEWATER TREATMENT PLANT |  | 190 M STREET EXT | RTE 5, BONDIS ISLAND | AGAWAM | MA | 010010000 | 190 M ST EXTENSION |  | AGAWAM | MA | 010010000 | N | LOCAL GOVERNMENT | NM99 | SPRINGFIELD WATER AND SEWER | 4137876256 | info@waterandsewer.org | DON | GOODROE | 4137326501 | don.goodroe@unitedwater.com | DON | GOODROE | 4137326501 | don.goodroe@unitedwater.com | 1 | BOILER #1 |  | BOILER | SUPERIOR | N4AA6500A | 1975-01-01 | 2009 | 20 | 1 | #4 OIL-0.98 PCT S | NO.4 | 825 | Distillate Oil (No. 4) | 0.98 | 0 | 0 | E3GAL | N | 24 | 7 | 26 | 0 | 0 | 0
0420862 | SPRINGFIELD WASTEWATER TREATMENT PLANT |  | 190 M STREET EXT | RTE 5, BONDIS ISLAND | AGAWAM | MA | 010010000 | 190 M ST EXTENSION |  | AGAWAM | MA | 010010000 | N | LOCAL GOVERNMENT | NM99 | SPRINGFIELD WATER AND SEWER | 4137876256 | info@waterandsewer.org | DON | GOODROE | 4137326501 | don.goodroe@unitedwater.com | DON | GOODROE | 4137326501 | don.goodroe@unitedwater.com | 1 | BOILER #1 |  | BOILER | SUPERIOR | N4AA6500A | 1975-01-01 | 2009 | 20 | 2 | NATURAL GAS | NATURAL GAS | 209 | Natural Gas |  |  | 4.561 | E6FT3 | N | 24 | 7 | 26 | 0 | 0 | 0
0420862 | SPRINGFIELD WASTEWATER TREATMENT PLANT |  | 190 M STREET EXT | RTE 5, BONDIS ISLAND | AGAWAM | MA | 010010000 | 190 M ST EXTENSION |  | AGAWAM | MA | 010010000 | N | LOCAL GOVERNMENT | NM99 | SPRINGFIELD WATER AND SEWER | 4137876256 | info@waterandsewer.org | DON | GOODROE | 4137326501 | don.goodroe@unitedwater.com | DON | GOODROE | 4137326501 | don.goodroe@unitedwater.com | 2 | BOILER #2 |  | BOILER | SUPERIOR | N4AA6500A | 1975-01-01 | 2009 | 20 | 1 | BOILER #2-SUPERIOR #4 OIL-0.98 PC | NO.4 | 825 | Distillate Oil (No. 4) | 0.98 | 0 | 51.131 | E3GAL | N | 24 | 7 | 26 | 0 | 0 | 0
0420862 | SPRINGFIELD WASTEWATER TREATMENT PLANT |  | 190 M STREET EXT | RTE 5, BONDIS ISLAND | AGAWAM | MA | 010010000 | 190 M ST EXTENSION |  | AGAWAM | MA | 010010000 | N | LOCAL GOVERNMENT | NM99 | SPRINGFIELD WATER AND SEWER | 4137876256 | info@waterandsewer.org | DON | GOODROE | 4137326501 | don.goodroe@unitedwater.com | DON | GOODROE | 4137326501 | don.goodroe@unitedwater.com | 2 | BOILER #2 |  | BOILER | SUPERIOR | N4AA6500A | 1975-01-01 | 2009 | 20 | 2 | NATURAL GAS | NATURAL GAS | 209 | Natural Gas |  |  | 0 | E6FT3 | N | 24 | 7 | 26 | 0 | 0 | 0
0420862 | SPRINGFIELD WASTEWATER TREATMENT PLANT |  | 190 M STREET EXT | RTE 5, BONDIS ISLAND | AGAWAM | MA | 010010000 | 190 M ST EXTENSION |  | AGAWAM | MA | 010010000 | N | LOCAL GOVERNMENT | NM99 | SPRINGFIELD WATER AND SEWER | 4137876256 | info@waterandsewer.org | DON | GOODROE | 4137326501 | don.goodroe@unitedwater.com | DON | GOODROE | 4137326501 | don.goodroe@unitedwater.com | 8 | DRYER THERMAL OIL HEATER |  | BOILER | VAPOR | OG-5937-AHK-140 | 2002-01-01 | 2009 | 14 | 1 | NATURAL GAS | NATURAL GAS | 209 | Natural Gas |  |  | 21.937 | E6FT3 | N | 24 | 2 | 48 | 24 | 7 | 18
0420925 | SONOCO PRODUCTS CO INC |  | 200 SOUTH WATER ST |  | HOLYOKE | MA | 010400000 | 200 SOUTH WATER ST |  | HOLYOKE | MA | 010400000 | N | PRIVATE | SM50 | SONOCO PRODUCTS CO | 8433837000 | dave.schultz@sonoco.com | DAVE | SCHULTZ | 4135364546 | dave.schultz@sonoco.com | ANDREW | RUTLEDGE | 4135364546 | andrew.rutledge@sonoco.copm | 1 | BOILER-2 |  | BOILER | HURST | S5-X-100-200 | 2010-07-30 | 2010 | 39 | 1 | NATURAL GAS | NATURAL GAS | 209 | Natural Gas |  |  | 43.882 | E6FT3 | Y | 24 | 7 | 52 | 24 | 7 | 22
0420925 | SONOCO PRODUCTS CO INC |  | 200 SOUTH WATER ST |  | HOLYOKE | MA | 010400000 | 200 SOUTH WATER ST |  | HOLYOKE | MA | 010400000 | N | PRIVATE | SM50 | SONOCO PRODUCTS CO | 8433837000 | dave.schultz@sonoco.com | DAVE | SCHULTZ | 4135364546 | dave.schultz@sonoco.com | ANDREW | RUTLEDGE | 4135364546 | andrew.rutledge@sonoco.copm | 1 | BOILER-2 |  | BOILER | HURST | S5-X-100-200 | 2010-07-30 | 2010 | 39 | 2 | NATURAL GAS | NATURAL GAS | 209 | Natural Gas |  |  | 88.9 | E6FT3 | Y | 24 | 7 | 52 | 24 | 7 | 22
0420925 | SONOCO PRODUCTS CO INC |  | 200 SOUTH WATER ST |  | HOLYOKE | MA | 010400000 | 200 SOUTH WATER ST |  | HOLYOKE | MA | 010400000 | N | PRIVATE | SM50 | SONOCO PRODUCTS CO | 8433837000 | dave.schultz@sonoco.com | DAVE | SCHULTZ | 4135364546 | dave.schultz@sonoco.com | ANDREW | RUTLEDGE | 4135364546 | andrew.rutledge@sonoco.copm | 2 | BOILER-1 |  | BOILER | HURST | S5-X-100-200 | 2010-07-30 | 2010 | 39 | 1 | NATURAL GAS | NATURAL GAS | 209 | Natural Gas |  |  | 43.8 | E6FT3 | Y | 24 | 7 | 52 | 24 | 7 | 22
0420976 | WESTFIELD ELECTROPLATING INC |  | 68 NORTH ELM ST |  | WESTFIELD | MA | 010850000 | PO BOX 298 |  | WESTFIELD | MA | 010860000 | N | PRIVATE | SM50 | WESTFIELD ELECTROPLATING CO | 4135683716 | keven@westfieldplating.com | KEVEN | KUDELKA | 4135683716 | keven@westfieldplating.com | JEFFREY | BIBEAU | 4135723243 | jpbibeau@tighebond.com | 3 | SPACE HEATER AND AIR MAKE UP UNITS |  | SPACE HEATER AND MAKE UP AIR UNITS | AEROVENT | FCBT | 1980-06-01 | 2010 | 15.925 | 1 | NATURAL GAS | NATURAL GAS | 209 | Natural Gas |  |  | 17.4479 | E6FT3 | N | 18 | 5 | 52 | 18 | 5 | 22
0420979 | GRAVES CONCRETE INC |  | 303 NORTHFIELD RD |  | BERNARDSTON | MA | 013370000 | PO BOX 680 |  | EAST TEMPLETON | MA | 014380000 | N | PRIVATE | SM25 | GRAVES CONCRETE | 9789395712 | jwlavin@comcast.net | JOHN | FLETCHER | 9789395712 | jwlavin@comcast.net | JIM | DUPREE | 4136489364 | jdupree@gravesconc.com | 1 | HOT WATER HEATER - CONCRETE PLANT |  | BOILER | POWER FLAME | C1-10 | 2002-01-01 | 2010 | 98 | 1 | #2 OIL | NO.2 | 58 | Distillate Oil (No. 2) | 0.3 | 0 | 1 | E3GAL | N | 24 | 7 | 16 | 0 | 0 | 0
0421001 | BAY STATE GAS CO |  | 1275 UNION STREET EXT |  | WEST SPRINGFIELD | MA | 010890000 | 950 MANIFOLD ROAD |  | WASHINGTON | PA | 153010000 | N | UTILITY | NM50 | BAY STATE GAS COMPANY | 5085800100 | sperry@nisource.com | SCOTT | PERRY | 5088367248 | sperry@nisource.com | JEFF | MCCOMBS | 7242232764 | jmccombs@nisource.com | 1 | VAPORIZER 1 |  | VAPORIZER | UNKNOWN | UNKNOWN | 1960-12-30 | 2010 | 11.4 | 1 | LPG | PROPANE | 255 | PROPANE | 0 | 0 | 0.4984 | E3GAL | N | 1 | 1 | 6 | 0 | 0 | 0
0421001 | BAY STATE GAS CO |  | 1275 UNION STREET EXT |  | WEST SPRINGFIELD | MA | 010890000 | 950 MANIFOLD ROAD |  | WASHINGTON | PA | 153010000 | N | UTILITY | NM50 | BAY STATE GAS COMPANY | 5085800100 | sperry@nisource.com | SCOTT | PERRY | 5088367248 | sperry@nisource.com | JEFF | MCCOMBS | 7242232764 | jmccombs@nisource.com | 2 | VAPORIZER 2 |  | VAPORIZER | UNKNOWN | UNKNOWN | 1960-12-30 | 2010 | 11.975 | 1 | LPG | PROPANE | 255 | PROPANE | 0 | 0 | 0.5235 | E3GAL | N | 1 | 1 | 6 | 0 | 0 | 0
0421083 | NATIONAL NONWOVENS |  | 110 PUTNAM ST |  | EASTHAMPTON | MA | 010270000 | PO BOX 150 |  | EASTHAMPTON | MA | 010270000 | N | PRIVATE | SM25 | NATIONAL NONWOVENS INC | 4135273445 | mwaskiewicz@nationalnonwovens.com | MIKE | WASKIEWICZ | 4135279570 | mwaskiewicz@nationalnonwovens.com | JEFFREY | BIBEAU | 4135723243 | JBIBEAU@TIGHEBOND.COM | 1 | BOILER 1 - CLEAVER BROOKS |  | BOILER | CLEAVER BROOKS | CB 200-300 | 1995-01-23 | 2011 | 12.553 | 1 | NATURAL GAS | NATURAL GAS | 209 | Natural Gas |  |  | 12.2466 | E6FT3 | Y | 24 | 7 | 52 | 24 | 7 | 22
0421088 | E INK CORP |  | 7 GAYLORD ST |  | SOUTH HADLEY | MA | 010750000 | 7 GAYLORD ST |  | SOUTH HADLEY | MA | 010750000 | N | PRIVATE | SM50 | E INK CORPORATION | 6174996088 | KJONES@EINK.COM | KEN | JONES | 6174996091 | KJONES@EINK.COM | KEN | JONES | 6174996091 | KJONES@EINK.COM | 5 | EMERGENCY GENERATOR |  | ENGINE | CUMMINS | QST30-G5 NR2 | 2010-03-01 | 2011 | 10.014 | 1 | DIESEL | DIESEL | 44 | DIESEL | 0.0015 |  | 0.6733 | E3GAL | N | 1 | 1 | 35 | 1 | 1 | 22
1170001 | GENERAL DYNAMICS AIS |  | 100 PLASTICS AVE |  | PITTSFIELD | MA | 012010000 | 100 PLASTICS AVE | ROOM 1716 | PITTSFIELD | MA | 012010000 | N | PRIVATE | SM50 | GENERAL DYNAMICS AIS | 4134942345 | SHANNON.REILLY@GD-AIS.COM | SHANNON | REILLY | 4134942345 | SHANNON.REILLY@GD-AIS.COM | SHANNON | REILLY | 4134942345 | SHANNON.REILLY@GD-AIS.COM | 69 | 02A-01-B BOILER #1 |  | BOILER | CLEAVER BROOKS | CBI-200-600-015 | 2005-09-01 | 2009 | 24.5 | 1 | NATURAL GAS | NATURAL GAS | 209 | Natural Gas |  |  | 37.19 | E6FT3 | N | 14 | 7 | 41 | 21 | 7 | 11
1170001 | GENERAL DYNAMICS AIS |  | 100 PLASTICS AVE |  | PITTSFIELD | MA | 012010000 | 100 PLASTICS AVE | ROOM 1716 | PITTSFIELD | MA | 012010000 | N | PRIVATE | SM50 | GENERAL DYNAMICS AIS | 4134942345 | SHANNON.REILLY@GD-AIS.COM | SHANNON | REILLY | 4134942345 | SHANNON.REILLY@GD-AIS.COM | SHANNON | REILLY | 4134942345 | SHANNON.REILLY@GD-AIS.COM | 69 | 02A-01-B BOILER #1 |  | BOILER | CLEAVER BROOKS | CBI-200-600-015 | 2005-09-01 | 2009 | 24.5 | 2 | FUEL OIL #2 | NO.2 | 58 | Distillate Oil (No. 2) | 0.05 |  | 0 | E3GAL | N | 14 | 7 | 41 | 21 | 7 | 11
1170001 | GENERAL DYNAMICS AIS |  | 100 PLASTICS AVE |  | PITTSFIELD | MA | 012010000 | 100 PLASTICS AVE | ROOM 1716 | PITTSFIELD | MA | 012010000 | N | PRIVATE | SM50 | GENERAL DYNAMICS AIS | 4134942345 | SHANNON.REILLY@GD-AIS.COM | SHANNON | REILLY | 4134942345 | SHANNON.REILLY@GD-AIS.COM | SHANNON | REILLY | 4134942345 | SHANNON.REILLY@GD-AIS.COM | 70 | 02-A-02-B BOILER #2 |  | BOILER | CLEAVER BROOKS | CBI-200-600-015 | 2005-09-01 | 2009 | 24.5 | 1 | NATURAL GAS | NATURAL GAS | 209 | Natural Gas |  |  | 11.14 | E6FT3 | N | 13 | 7 | 12 | 0 | 0 | 0
1170001 | GENERAL DYNAMICS AIS |  | 100 PLASTICS AVE |  | PITTSFIELD | MA | 012010000 | 100 PLASTICS AVE | ROOM 1716 | PITTSFIELD | MA | 012010000 | N | PRIVATE | SM50 | GENERAL DYNAMICS AIS | 4134942345 | SHANNON.REILLY@GD-AIS.COM | SHANNON | REILLY | 4134942345 | SHANNON.REILLY@GD-AIS.COM | SHANNON | REILLY | 4134942345 | SHANNON.REILLY@GD-AIS.COM | 70 | 02-A-02-B BOILER #2 |  | BOILER | CLEAVER BROOKS | CBI-200-600-015 | 2005-09-01 | 2009 | 24.5 | 2 | FUEL OIL #2 | NO.2 | 58 | Distillate Oil (No. 2) | 0.05 |  | 0 | E3GAL | N | 13 | 7 | 12 | 0 | 0 | 0
1170001 | GENERAL DYNAMICS AIS |  | 100 PLASTICS AVE |  | PITTSFIELD | MA | 012010000 | 100 PLASTICS AVE | ROOM 1716 | PITTSFIELD | MA | 012010000 | N | PRIVATE | SM50 | GENERAL DYNAMICS AIS | 4134942345 | SHANNON.REILLY@GD-AIS.COM | SHANNON | REILLY | 4134942345 | SHANNON.REILLY@GD-AIS.COM | SHANNON | REILLY | 4134942345 | SHANNON.REILLY@GD-AIS.COM | 72 | 02A-03-B BOILER #3 |  | BOILER | CLEAVER BROOKS | CBI-200-600-015 | 2005-09-01 | 2009 | 24.5 | 1 | NATURAL GAS | NATURAL GAS | 209 | Natural Gas |  |  | 32.74 | E6FT3 | N | 13 | 7 | 32 | 1 | 7 | 2
1170001 | GENERAL DYNAMICS AIS |  | 100 PLASTICS AVE |  | PITTSFIELD | MA | 012010000 | 100 PLASTICS AVE | ROOM 1716 | PITTSFIELD | MA | 012010000 | N | PRIVATE | SM50 | GENERAL DYNAMICS AIS | 4134942345 | SHANNON.REILLY@GD-AIS.COM | SHANNON | REILLY | 4134942345 | SHANNON.REILLY@GD-AIS.COM | SHANNON | REILLY | 4134942345 | SHANNON.REILLY@GD-AIS.COM | 72 | 02A-03-B BOILER #3 |  | BOILER | CLEAVER BROOKS | CBI-200-600-015 | 2005-09-01 | 2009 | 24.5 | 2 | FUEL OIL #2 | NO.2 | 58 | Distillate Oil (No. 2) | 0.05 |  | 0 | E3GAL | N | 13 | 7 | 32 | 1 | 7 | 2
1170004 | COVANTA PITTSFIELD LLC | PITTSFIELD RESOURCE RECOVERY FACILITY | 500 HUBBARD AVE |  | PITTSFIELD | MA | 012010000 | 500 HUBBARD AVENUE |  | PITTSFIELD | MA | 012010000 | N | PRIVATE | OP3 | COVANTA PITTSFIELD LLC | 4134437373 | KROUSSEAU@COVANTAENERGY.COM | KEVIN | ROUSSEAU | 4134437373 | KROUSSEAU@COVANTAENERGY.COM | RICK | MEYER | 4132335613 | HMEYER@COVANTAENERGY.COM | 3 | EU #4 - CLEAVER BROOKS (AUXILIARY BOILER) |  | BOILER | CLEAVER BROOKS | D-68-S | 1990-01-01 | 2011 | 45.48 | 1 | #2 OIL - MAX 15PPM SULFUR | NO.2 | 58 | Distillate Oil (No. 2) | 0.0015 | 1 | 1.367 | E3GAL | N | 1 | 1 | 4 | 1 | 1 | 1
1170006 | PITTSFIELD GENERATING COMPANY LP | MAXIM POWER CORP | 235 MERRILL RD |  | PITTSFIELD | MA | 012010000 | 235 MERRILL RD |  | PITTSFIELD | MA | 012010000 | N | PRIVATE | OP7.5 | PITTSFIELD GENERATING COMPANY LP | 4134426905 | rtaikowski@purenergyllc.com | TIM | EGLIN | 4134426905 |  | RICH | TAIKOWSKI | 4134426905 | rtaikowski@purenergyllc.com | 1 | TURBINE #A-GENERAL ELECTRIC 6001B 40MW DUAL FUEL |  | COGENERATION GAS TURBINE | GENERAL ELECTRIC | 6001B | 1990-07-23 | 2011 | 430 | 1 | TURBINE #A-GENERAL ELECTRIC #6001B NATURAL GAS | NATURAL GAS | 209 | Natural Gas |  |  | 479198 | E6BTU | N | 10 | 4 | 36 | 10 | 4 | 20
1170006 | PITTSFIELD GENERATING COMPANY LP | MAXIM POWER CORP | 235 MERRILL RD |  | PITTSFIELD | MA | 012010000 | 235 MERRILL RD |  | PITTSFIELD | MA | 012010000 | N | PRIVATE | OP7.5 | PITTSFIELD GENERATING COMPANY LP | 4134426905 | rtaikowski@purenergyllc.com | TIM | EGLIN | 4134426905 |  | RICH | TAIKOWSKI | 4134426905 | rtaikowski@purenergyllc.com | 1 | TURBINE #A-GENERAL ELECTRIC 6001B 40MW DUAL FUEL |  | COGENERATION GAS TURBINE | GENERAL ELECTRIC | 6001B | 1990-07-23 | 2011 | 430 | 2 | TURBINE #A-GENERAL ELECTRIC #6001B #2 FUEL OIL | DIESEL | 44 | DIESEL | 0.075 | 0.1 | 38751.07 | E6BTU | N | 10 | 4 | 36 | 10 | 4 | 20
1170006 | PITTSFIELD GENERATING COMPANY LP | MAXIM POWER CORP | 235 MERRILL RD |  | PITTSFIELD | MA | 012010000 | 235 MERRILL RD |  | PITTSFIELD | MA | 012010000 | N | PRIVATE | OP7.5 | PITTSFIELD GENERATING COMPANY LP | 4134426905 | rtaikowski@purenergyllc.com | TIM | EGLIN | 4134426905 |  | RICH | TAIKOWSKI | 4134426905 | rtaikowski@purenergyllc.com | 1 | TURBINE #A-GENERAL ELECTRIC 6001B 40MW DUAL FUEL |  | COGENERATION GAS TURBINE | GENERAL ELECTRIC | 6001B | 1990-07-23 | 2011 | 430 | 4 | TURBINE A-VALVE COMPARTMENT NATURAL GAS | NATURAL GAS | 209 | Natural Gas |  |  | 479198 | E6BTU | N | 10 | 4 | 36 | 10 | 4 | 20
1170006 | PITTSFIELD GENERATING COMPANY LP | MAXIM POWER CORP | 235 MERRILL RD |  | PITTSFIELD | MA | 012010000 | 235 MERRILL RD |  | PITTSFIELD | MA | 012010000 | N | PRIVATE | OP7.5 | PITTSFIELD GENERATING COMPANY LP | 4134426905 | rtaikowski@purenergyllc.com | TIM | EGLIN | 4134426905 |  | RICH | TAIKOWSKI | 4134426905 | rtaikowski@purenergyllc.com | 2 | TURBINE #B-GENERAL ELECTRIC 6001B 40 MW DUAL FUEL |  | COGENERATION GAS TURBINE | GENERAL ELECTRIC | 6001B | 1990-07-18 | 2011 | 430 | 1 | TURBINE #B-GENERAL ELECTRIC #6001B NATURAL GAS | NATURAL GAS | 209 | Natural Gas |  |  | 527951 | E6BTU | N | 10 | 4 | 43 | 10 | 4 | 20
1170006 | PITTSFIELD GENERATING COMPANY LP | MAXIM POWER CORP | 235 MERRILL RD |  | PITTSFIELD | MA | 012010000 | 235 MERRILL RD |  | PITTSFIELD | MA | 012010000 | N | PRIVATE | OP7.5 | PITTSFIELD GENERATING COMPANY LP | 4134426905 | rtaikowski@purenergyllc.com | TIM | EGLIN | 4134426905 |  | RICH | TAIKOWSKI | 4134426905 | rtaikowski@purenergyllc.com | 2 | TURBINE #B-GENERAL ELECTRIC 6001B 40 MW DUAL FUEL |  | COGENERATION GAS TURBINE | GENERAL ELECTRIC | 6001B | 1990-07-18 | 2011 | 430 | 2 | TURBINE #B-GENERAL ELECTRIC #6001B #2 FUEL OIL | DIESEL | 44 | DIESEL | 0.075 | 0.1 | 37644.5 | E6BTU | N | 10 | 4 | 43 | 10 | 4 | 20
1170006 | PITTSFIELD GENERATING COMPANY LP | MAXIM POWER CORP | 235 MERRILL RD |  | PITTSFIELD | MA | 012010000 | 235 MERRILL RD |  | PITTSFIELD | MA | 012010000 | N | PRIVATE | OP7.5 | PITTSFIELD GENERATING COMPANY LP | 4134426905 | rtaikowski@purenergyllc.com | TIM | EGLIN | 4134426905 |  | RICH | TAIKOWSKI | 4134426905 | rtaikowski@purenergyllc.com | 2 | TURBINE #B-GENERAL ELECTRIC 6001B 40 MW DUAL FUEL |  | COGENERATION GAS TURBINE | GENERAL ELECTRIC | 6001B | 1990-07-18 | 2011 | 430 | 3 | TURBINE #B-GAS VALVE COMPARTMENT NATURAL GAS | NATURAL GAS | 209 | Natural Gas |  |  | 527951 | E6BTU | N | 10 | 4 | 43 | 10 | 4 | 20
1170006 | PITTSFIELD GENERATING COMPANY LP | MAXIM POWER CORP | 235 MERRILL RD |  | PITTSFIELD | MA | 012010000 | 235 MERRILL RD |  | PITTSFIELD | MA | 012010000 | N | PRIVATE | OP7.5 | PITTSFIELD GENERATING COMPANY LP | 4134426905 | rtaikowski@purenergyllc.com | TIM | EGLIN | 4134426905 |  | RICH | TAIKOWSKI | 4134426905 | rtaikowski@purenergyllc.com | 3 | TURBINE #C-GENERAL ELECTRIC 6001B 40 MW DUAL FUEL |  | COGENERATION GAS TURBINE | GENERAL ELECTRIC | 6001B | 1990-07-26 | 2011 | 430 | 1 | TURBINE #C-GENERAL ELECTRIC #6001B NATURAL GAS | NATURAL GAS | 209 | Natural Gas |  |  | 573210.7 | E6BTU | N | 10 | 4 | 39 | 10 | 4 | 20
1170006 | PITTSFIELD GENERATING COMPANY LP | MAXIM POWER CORP | 235 MERRILL RD |  | PITTSFIELD | MA | 012010000 | 235 MERRILL RD |  | PITTSFIELD | MA | 012010000 | N | PRIVATE | OP7.5 | PITTSFIELD GENERATING COMPANY LP | 4134426905 | rtaikowski@purenergyllc.com | TIM | EGLIN | 4134426905 |  | RICH | TAIKOWSKI | 4134426905 | rtaikowski@purenergyllc.com | 3 | TURBINE #C-GENERAL ELECTRIC 6001B 40 MW DUAL FUEL |  | COGENERATION GAS TURBINE | GENERAL ELECTRIC | 6001B | 1990-07-26 | 2011 | 430 | 2 | TURBINE #C-GENERAL ELECTRIC #6001B #2 OIL | DIESEL | 44 | DIESEL | 0.075 | 0 | 16587.3 | E6BTU | N | 10 | 4 | 39 | 10 | 4 | 20
1170006 | PITTSFIELD GENERATING COMPANY LP | MAXIM POWER CORP | 235 MERRILL RD |  | PITTSFIELD | MA | 012010000 | 235 MERRILL RD |  | PITTSFIELD | MA | 012010000 | N | PRIVATE | OP7.5 | PITTSFIELD GENERATING COMPANY LP | 4134426905 | rtaikowski@purenergyllc.com | TIM | EGLIN | 4134426905 |  | RICH | TAIKOWSKI | 4134426905 | rtaikowski@purenergyllc.com | 3 | TURBINE #C-GENERAL ELECTRIC 6001B 40 MW DUAL FUEL |  | COGENERATION GAS TURBINE | GENERAL ELECTRIC | 6001B | 1990-07-26 | 2011 | 430 | 3 | TURBINE #C-GAS VALVE COMPARTMENT NATURAL GAS | NATURAL GAS | 209 | Natural Gas |  |  | 573210.7 | E6BTU | N | 10 | 4 | 39 | 10 | 4 | 20
1170006 | PITTSFIELD GENERATING COMPANY LP | MAXIM POWER CORP | 235 MERRILL RD |  | PITTSFIELD | MA | 012010000 | 235 MERRILL RD |  | PITTSFIELD | MA | 012010000 | N | PRIVATE | OP7.5 | PITTSFIELD GENERATING COMPANY LP | 4134426905 | rtaikowski@purenergyllc.com | TIM | EGLIN | 4134426905 |  | RICH | TAIKOWSKI | 4134426905 | rtaikowski@purenergyllc.com | 8 | HEAT RECOVERY STEAM GENERATOR #A-W/DEAERATOR VENT |  | COGENERATION GAS TURBINE | GENERAL ELECTRIC | 6001B | 1990-07-23 | 2011 | 430 | 1 | HEAT RECOVERY GENERATOR #A-W/DEAERATOR VENT | FUEL | 124 | Fuel | 0 | 0 | 0.273 | E3GAL | N | 10 | 4 | 36 | 10 | 4 | 22
1170006 | PITTSFIELD GENERATING COMPANY LP | MAXIM POWER CORP | 235 MERRILL RD |  | PITTSFIELD | MA | 012010000 | 235 MERRILL RD |  | PITTSFIELD | MA | 012010000 | N | PRIVATE | OP7.5 | PITTSFIELD GENERATING COMPANY LP | 4134426905 | rtaikowski@purenergyllc.com | TIM | EGLIN | 4134426905 |  | RICH | TAIKOWSKI | 4134426905 | rtaikowski@purenergyllc.com | 9 | HEAT RECOVERY STEAM GENERATOR #B-W/DEAERATOR VENT |  | GAS COGENERATION TURBINE | GENERAL ELECTRIC | 6001B | 1990-07-18 | 2011 | 430 | 1 | HEAT RECOVERY GENERATOR #B-W/DEAERATOR VENT | FUEL | 124 | Fuel | 0 | 0 | 0.273 | E3GAL | N | 10 | 4 | 43 | 10 | 4 | 20
1170006 | PITTSFIELD GENERATING COMPANY LP | MAXIM POWER CORP | 235 MERRILL RD |  | PITTSFIELD | MA | 012010000 | 235 MERRILL RD |  | PITTSFIELD | MA | 012010000 | N | PRIVATE | OP7.5 | PITTSFIELD GENERATING COMPANY LP | 4134426905 | rtaikowski@purenergyllc.com | TIM | EGLIN | 4134426905 |  | RICH | TAIKOWSKI | 4134426905 | rtaikowski@purenergyllc.com | 10 | HEAT RECOVERY STEAM GENERATOR #C-W/DEAERATOR VENT |  | COGENERATION GAS TURBINE | GENERAL ELECTRIC | 6001B | 1990-07-26 | 2011 | 430 | 1 | HEAT RECOVERY STEAM GENERATOR #C-W/DEAERATOR VENT | FUEL | 124 | Fuel | 0 | 0 | 0.273 | E3GAL | N | 10 | 4 | 39 | 10 | 4 | 20
1170006 | PITTSFIELD GENERATING COMPANY LP | MAXIM POWER CORP | 235 MERRILL RD |  | PITTSFIELD | MA | 012010000 | 235 MERRILL RD |  | PITTSFIELD | MA | 012010000 | N | PRIVATE | OP7.5 | PITTSFIELD GENERATING COMPANY LP | 4134426905 | rtaikowski@purenergyllc.com | TIM | EGLIN | 4134426905 |  | RICH | TAIKOWSKI | 4134426905 | rtaikowski@purenergyllc.com | 30 | HURST AUXILLARY BOILER |  | BOILER | HURST BOILER & WELDING CO | S1250.200.8 | 2005-06-07 | 2011 | 10.1 | 1 | NATURAL GAS | NATURAL GAS | 209 | Natural Gas |  |  | 36.15 | E6FT3 | N | 20 | 7 | 52 | 20 | 7 | 22
1170006 | PITTSFIELD GENERATING COMPANY LP | MAXIM POWER CORP | 235 MERRILL RD |  | PITTSFIELD | MA | 012010000 | 235 MERRILL RD |  | PITTSFIELD | MA | 012010000 | N | PRIVATE | OP7.5 | PITTSFIELD GENERATING COMPANY LP | 4134426905 | rtaikowski@purenergyllc.com | TIM | EGLIN | 4134426905 |  | RICH | TAIKOWSKI | 4134426905 | rtaikowski@purenergyllc.com | 30 | HURST AUXILLARY BOILER |  | BOILER | HURST BOILER & WELDING CO | S1250.200.8 | 2005-06-07 | 2011 | 10.1 | 2 | HURST AUX BOILER - #2 FUEL OIL | NO.2 | 58 | Distillate Oil (No. 2) | 0.046 | 0 | 0 | E3GAL | N | 20 | 7 | 52 | 20 | 7 | 22
1170015 | ONYX SPECIALTY PAPERS INC - WILLOW MILL |  | 40 WILLOW ST |  | SOUTH LEE | MA | 012600000 | ONYX SPECIALTY PAPERS INC - WILLOW MILL | P.O. BOX 188 | SOUTH LEE | MA | 012600000 | N | PRIVATE | OP6 | ONYX SPECIALTY PAPERS, INC. - WILLOW MILL | 4132431235 | pbegrowicz@onyxpapers.com | PATRICIA | BEGROWICZ | 4132435451 | pbegrowicz@onyxpapers.com | DANIEL | GRANT | 4132435964 | dgrant@onyxpapers.com | 1 | BOILER #1-BABCOCK+WILCOX #6 OIL-1.0 S |  | BOILER | BABCOCK & WILCOX | FF-16-24 | 1953-01-01 | 2011 | 37.5 | 1 | BOILER #1-BABCOCK+WILCOX #6 OIL-1S | NO.6 | 923 | Residual Oil (No. 6) | 1 | 0.1 | 134.84 | E3GAL | N | 20 | 6 | 20 | 6 | 2 | 6
1170015 | ONYX SPECIALTY PAPERS INC - WILLOW MILL |  | 40 WILLOW ST |  | SOUTH LEE | MA | 012600000 | ONYX SPECIALTY PAPERS INC - WILLOW MILL | P.O. BOX 188 | SOUTH LEE | MA | 012600000 | N | PRIVATE | OP6 | ONYX SPECIALTY PAPERS, INC. - WILLOW MILL | 4132431235 | pbegrowicz@onyxpapers.com | PATRICIA | BEGROWICZ | 4132435451 | pbegrowicz@onyxpapers.com | DANIEL | GRANT | 4132435964 | dgrant@onyxpapers.com | 2 | BOILER #2-BABCOCK+WILCOX #6 OIL-1.0 S |  | BOILER | BABCOX & WILCOX | FM-10-61-B | 1974-01-01 | 2011 | 48 | 1 | BOILER #2-BABCOCK+WILCOX #6 OIL-1S | NO.6 | 923 | Residual Oil (No. 6) | 1 | 0.1 | 1170.466 | E3GAL | N | 24 | 5 | 50 | 24 | 7 | 21
1170026 | BERKSHIRE MEDICAL CENTER |  | 725 NORTH ST |  | PITTSFIELD | MA | 012010000 | 725 NORTH ST |  | PITTSFIELD | MA | 012010000 | N | PRIVATE | SM80-R | BERKSHIRE MEDICAL CENTER | 4134472303 | jlaroche@bhs1.org | JOESEPH | LAROCHE | 4134472303 | jlaroche@bhs1.org | JAMES | DOWLING | 4134472188 | jdowling@bhs1.org | 1 | BOILER #1-CLEAVER BROOKS CB400-500 DUAL FUEL |  | BOILER | CLEAVER BROOKS | L-60872 | 1976-03-11 | 2011 | 21 | 1 | BOILER #1-CLEAVER BROOKS CB400-500 | NO.6 | 923 | Residual Oil (No. 6) | 1 | 1 | 0.32 | E3GAL | N | 24 | 7 | 24 | 24 | 7 | 10
1170026 | BERKSHIRE MEDICAL CENTER |  | 725 NORTH ST |  | PITTSFIELD | MA | 012010000 | 725 NORTH ST |  | PITTSFIELD | MA | 012010000 | N | PRIVATE | SM80-R | BERKSHIRE MEDICAL CENTER | 4134472303 | jlaroche@bhs1.org | JOESEPH | LAROCHE | 4134472303 | jlaroche@bhs1.org | JAMES | DOWLING | 4134472188 | jdowling@bhs1.org | 1 | BOILER #1-CLEAVER BROOKS CB400-500 DUAL FUEL |  | BOILER | CLEAVER BROOKS | L-60872 | 1976-03-11 | 2011 | 21 | 2 | BOILER #1-CLEAVER BROOKS CB400-500 NATURAL GAS | NATURAL GAS | 209 | Natural Gas |  |  | 23.7 | E6FT3 | N | 24 | 7 | 24 | 24 | 7 | 10
1170026 | BERKSHIRE MEDICAL CENTER |  | 725 NORTH ST |  | PITTSFIELD | MA | 012010000 | 725 NORTH ST |  | PITTSFIELD | MA | 012010000 | N | PRIVATE | SM80-R | BERKSHIRE MEDICAL CENTER | 4134472303 | jlaroche@bhs1.org | JOESEPH | LAROCHE | 4134472303 | jlaroche@bhs1.org | JAMES | DOWLING | 4134472188 | jdowling@bhs1.org | 2 | BOILER #2-CLEAVER BROOKS CB400-500 DUAL FUEL |  | BOILER | CLEAVER BROOKS | L-60871 | 1976-03-11 | 2011 | 21 | 1 | BOILER #2-CLEAVER BROOKS CB400-500 | NO.6 | 923 | Residual Oil (No. 6) | 1 | 1 | 0.35 | E3GAL | N | 24 | 7 | 24 | 24 | 7 | 9
1170026 | BERKSHIRE MEDICAL CENTER |  | 725 NORTH ST |  | PITTSFIELD | MA | 012010000 | 725 NORTH ST |  | PITTSFIELD | MA | 012010000 | N | PRIVATE | SM80-R | BERKSHIRE MEDICAL CENTER | 4134472303 | jlaroche@bhs1.org | JOESEPH | LAROCHE | 4134472303 | jlaroche@bhs1.org | JAMES | DOWLING | 4134472188 | jdowling@bhs1.org | 2 | BOILER #2-CLEAVER BROOKS CB400-500 DUAL FUEL |  | BOILER | CLEAVER BROOKS | L-60871 | 1976-03-11 | 2011 | 21 | 2 | BOILER #2-CLEAVER BROOKS CB400-500 NATURAL GAS | NATURAL GAS | 209 | Natural Gas |  |  | 53 | E6FT3 | N | 24 | 7 | 24 | 24 | 7 | 9
1170026 | BERKSHIRE MEDICAL CENTER |  | 725 NORTH ST |  | PITTSFIELD | MA | 012010000 | 725 NORTH ST |  | PITTSFIELD | MA | 012010000 | N | PRIVATE | SM80-R | BERKSHIRE MEDICAL CENTER | 4134472303 | jlaroche@bhs1.org | JOESEPH | LAROCHE | 4134472303 | jlaroche@bhs1.org | JAMES | DOWLING | 4134472188 | jdowling@bhs1.org | 3 | BOILER #3-CLEAVER BROOKS CB400-500 DUAL FUEL |  | BOILER | CLEAVERE BROOKS | L-60870 | 1976-03-11 | 2011 | 21 | 1 | BOILER #3-CLEAVER BROOKS CB400-500 | NO.6 | 923 | Residual Oil (No. 6) | 1 | 1 | 0 | E3GAL | N | 1 | 7 | 17 | 1 | 7 | 8
1170026 | BERKSHIRE MEDICAL CENTER |  | 725 NORTH ST |  | PITTSFIELD | MA | 012010000 | 725 NORTH ST |  | PITTSFIELD | MA | 012010000 | N | PRIVATE | SM80-R | BERKSHIRE MEDICAL CENTER | 4134472303 | jlaroche@bhs1.org | JOESEPH | LAROCHE | 4134472303 | jlaroche@bhs1.org | JAMES | DOWLING | 4134472188 | jdowling@bhs1.org | 3 | BOILER #3-CLEAVER BROOKS CB400-500 DUAL FUEL |  | BOILER | CLEAVERE BROOKS | L-60870 | 1976-03-11 | 2011 | 21 | 2 | BOILER #3-CLEAVER BROOKS CB500-500 NATURAL GAS | NATURAL GAS | 209 | Natural Gas |  |  | 2 | E6FT3 | N | 1 | 7 | 17 | 1 | 7 | 8
1170036 | WILLIAMS COLLEGE |  | 60 LATHAM ST |  | WILLIAMSTOWN | MA | 012670000 | 60 LATHAM STREET |  | WILLIAMSTOWN | MA | 012670000 | N | PRIVATE | SM80-7 | WILLIAMS COLLEGE | 4135974421 | STEPHEN.P.KLASS@WILLIAMS.EDU | STEPHEN | KLASS | 4135972019 | STEPHEN.P.KLASS@WILLIAMS.EDU | DONALD | CLARK | 4135972019 | DONALD.B.CLARK@WILLIAMS.EDU | 1 | BLR NO.1 COMBUSTION ENGINEERING 23-A-12 DUAL FUEL |  | BOILER | COMBUSTION ENGINEERING | 23 A 12 | 1971-01-01 | 2011 | 76 | 1 | NO. 6 OIL 0.5 PERCENT S | NO.6 | 923 | Residual Oil (No. 6) | 0.5 | 1 | 0 | E3GAL | N | 24 | 7 | 13 | 24 | 7 | 4
1170036 | WILLIAMS COLLEGE |  | 60 LATHAM ST |  | WILLIAMSTOWN | MA | 012670000 | 60 LATHAM STREET |  | WILLIAMSTOWN | MA | 012670000 | N | PRIVATE | SM80-7 | WILLIAMS COLLEGE | 4135974421 | STEPHEN.P.KLASS@WILLIAMS.EDU | STEPHEN | KLASS | 4135972019 | STEPHEN.P.KLASS@WILLIAMS.EDU | DONALD | CLARK | 4135972019 | DONALD.B.CLARK@WILLIAMS.EDU | 1 | BLR NO.1 COMBUSTION ENGINEERING 23-A-12 DUAL FUEL |  | BOILER | COMBUSTION ENGINEERING | 23 A 12 | 1971-01-01 | 2011 | 76 | 2 | BOILER NO. 1-COMB ENGINEERING 23-A-12 NATURAL G | NATURAL GAS | 209 | Natural Gas |  |  | 36.26 | E6FT3 | N | 24 | 7 | 13 | 24 | 7 | 4
1170036 | WILLIAMS COLLEGE |  | 60 LATHAM ST |  | WILLIAMSTOWN | MA | 012670000 | 60 LATHAM STREET |  | WILLIAMSTOWN | MA | 012670000 | N | PRIVATE | SM80-7 | WILLIAMS COLLEGE | 4135974421 | STEPHEN.P.KLASS@WILLIAMS.EDU | STEPHEN | KLASS | 4135972019 | STEPHEN.P.KLASS@WILLIAMS.EDU | DONALD | CLARK | 4135972019 | DONALD.B.CLARK@WILLIAMS.EDU | 2 | BOILER NO. 2-KEELER MKB - DUAL FUEL |  | BOILER | KEELER | MKB | 1970-01-01 | 2011 | 75 | 1 | #6 OIL-0.5 PERCENT S | NO.6 | 923 | Residual Oil (No. 6) | 0.5 | 1 | 0 | E3GAL | N | 0 | 0 | 0 | 0 | 0 | 0
1170036 | WILLIAMS COLLEGE |  | 60 LATHAM ST |  | WILLIAMSTOWN | MA | 012670000 | 60 LATHAM STREET |  | WILLIAMSTOWN | MA | 012670000 | N | PRIVATE | SM80-7 | WILLIAMS COLLEGE | 4135974421 | STEPHEN.P.KLASS@WILLIAMS.EDU | STEPHEN | KLASS | 4135972019 | STEPHEN.P.KLASS@WILLIAMS.EDU | DONALD | CLARK | 4135972019 | DONALD.B.CLARK@WILLIAMS.EDU | 2 | BOILER NO. 2-KEELER MKB - DUAL FUEL |  | BOILER | KEELER | MKB | 1970-01-01 | 2011 | 75 | 2 | BOILER #2-KEELER MKB NATURAL GAS | NATURAL GAS | 209 | Natural Gas |  |  | 0 | E6FT3 | N | 0 | 0 | 0 | 0 | 0 | 0
1170036 | WILLIAMS COLLEGE |  | 60 LATHAM ST |  | WILLIAMSTOWN | MA | 012670000 | 60 LATHAM STREET |  | WILLIAMSTOWN | MA | 012670000 | N | PRIVATE | SM80-7 | WILLIAMS COLLEGE | 4135974421 | STEPHEN.P.KLASS@WILLIAMS.EDU | STEPHEN | KLASS | 4135972019 | STEPHEN.P.KLASS@WILLIAMS.EDU | DONALD | CLARK | 4135972019 | DONALD.B.CLARK@WILLIAMS.EDU | 3 | BOILER #3-NEBRASKA #NSE85ECON DUAL FUEL |  | BOILER | NEBRASKA | NSE85ECON | 2002-12-18 | 2011 | 98 | 1 | #6 OIL 0.5 PERCENT S | NO.6 | 923 | Residual Oil (No. 6) | 0.5 | 0.1 | 51.709 | E3GAL | N | 10 | 7 | 22 | 0 | 0 | 0
1170036 | WILLIAMS COLLEGE |  | 60 LATHAM ST |  | WILLIAMSTOWN | MA | 012670000 | 60 LATHAM STREET |  | WILLIAMSTOWN | MA | 012670000 | N | PRIVATE | SM80-7 | WILLIAMS COLLEGE | 4135974421 | STEPHEN.P.KLASS@WILLIAMS.EDU | STEPHEN | KLASS | 4135972019 | STEPHEN.P.KLASS@WILLIAMS.EDU | DONALD | CLARK | 4135972019 | DONALD.B.CLARK@WILLIAMS.EDU | 3 | BOILER #3-NEBRASKA #NSE85ECON DUAL FUEL |  | BOILER | NEBRASKA | NSE85ECON | 2002-12-18 | 2011 | 98 | 2 | BOILER #3-NEBRASKA #NSE85ECON NATURAL GAS | NATURAL GAS | 209 | Natural Gas |  |  | 125.7 | E6FT3 | N | 10 | 7 | 22 | 0 | 0 | 0
1170036 | WILLIAMS COLLEGE |  | 60 LATHAM ST |  | WILLIAMSTOWN | MA | 012670000 | 60 LATHAM STREET |  | WILLIAMSTOWN | MA | 012670000 | N | PRIVATE | SM80-7 | WILLIAMS COLLEGE | 4135974421 | STEPHEN.P.KLASS@WILLIAMS.EDU | STEPHEN | KLASS | 4135972019 | STEPHEN.P.KLASS@WILLIAMS.EDU | DONALD | CLARK | 4135972019 | DONALD.B.CLARK@WILLIAMS.EDU | 15 | BOILERS - UNDER 3MMBTU - NATURAL GAS OR OIL | 60 | BOILER | MISCELLANEOUS | UNKNOWN | 1990-01-01 | 2011 | 11.7 | 1 | NATURAL GAS | NATURAL GAS | 209 | Natural Gas |  |  | 22.19 | E6FT3 | N | 8 | 7 | 34 | 8 | 7 | 4
1170036 | WILLIAMS COLLEGE |  | 60 LATHAM ST |  | WILLIAMSTOWN | MA | 012670000 | 60 LATHAM STREET |  | WILLIAMSTOWN | MA | 012670000 | N | PRIVATE | SM80-7 | WILLIAMS COLLEGE | 4135974421 | STEPHEN.P.KLASS@WILLIAMS.EDU | STEPHEN | KLASS | 4135972019 | STEPHEN.P.KLASS@WILLIAMS.EDU | DONALD | CLARK | 4135972019 | DONALD.B.CLARK@WILLIAMS.EDU | 15 | BOILERS - UNDER 3MMBTU - NATURAL GAS OR OIL | 60 | BOILER | MISCELLANEOUS | UNKNOWN | 1990-01-01 | 2011 | 11.7 | 2 | #2 FUEL OIL | NO.2 | 58 | Distillate Oil (No. 2) | 0.3 |  | 112.138 | E3GAL | N | 8 | 7 | 34 | 8 | 7 | 4
1170038 | CRANE & COMPANY INC |  | 800 MAIN ST |  | DALTON | MA | 012260000 | 30 SOUTH STREET |  | DALTON | MA | 012260000 | N | PRIVATE | SM80-R | CRANE + CO INC | 4136846319 | James.Noel@cranecurrency.com | JAMES | NOEL | 4136846319 | James.Noel@cranecurrency.com | JAMES | NOEL | 4136846319 | James.Noel@cranecurrency.com | 1 | BOILER #1-BABCOCK+WILCOX F-16 DUAL FUEL |  | BOILER | BABCOCK + WILCOX | F-16 | 1980-06-01 | 2011 | 50 | 1 | BOILER #1-BABCOCK+WILCOX F-16 #6 OIL | NO.6 | 923 | Residual Oil (No. 6) | 1.4 | 1.4 | 0.49 | E3GAL | N | 24 | 7 | 50 | 24 | 7 | 20
1170038 | CRANE & COMPANY INC |  | 800 MAIN ST |  | DALTON | MA | 012260000 | 30 SOUTH STREET |  | DALTON | MA | 012260000 | N | PRIVATE | SM80-R | CRANE + CO INC | 4136846319 | James.Noel@cranecurrency.com | JAMES | NOEL | 4136846319 | James.Noel@cranecurrency.com | JAMES | NOEL | 4136846319 | James.Noel@cranecurrency.com | 1 | BOILER #1-BABCOCK+WILCOX F-16 DUAL FUEL |  | BOILER | BABCOCK + WILCOX | F-16 | 1980-06-01 | 2011 | 50 | 2 | BOILER #1-BABCOCK+WILCOX F-16 NATURAL GAS | NATURAL GAS | 209 | Natural Gas |  |  | 44.25 | E6FT3 | N | 24 | 7 | 50 | 24 | 7 | 20
1170038 | CRANE & COMPANY INC |  | 800 MAIN ST |  | DALTON | MA | 012260000 | 30 SOUTH STREET |  | DALTON | MA | 012260000 | N | PRIVATE | SM80-R | CRANE + CO INC | 4136846319 | James.Noel@cranecurrency.com | JAMES | NOEL | 4136846319 | James.Noel@cranecurrency.com | JAMES | NOEL | 4136846319 | James.Noel@cranecurrency.com | 2 | BOILER #2-BABCOCK+WILCOX F-16 DUAL FUEL |  | BOILER | BABCOCK + WILCOX | F-16 | 1980-09-01 | 2011 | 59 | 1 | BOILER #2-BABCOCK+WILCOX F-55 #6 OIL | NO.6 | 923 | Residual Oil (No. 6) | 1.4 | 1.4 | 11.98 | E3GAL | N | 24 | 7 | 50 | 24 | 7 | 20
1170038 | CRANE & COMPANY INC |  | 800 MAIN ST |  | DALTON | MA | 012260000 | 30 SOUTH STREET |  | DALTON | MA | 012260000 | N | PRIVATE | SM80-R | CRANE + CO INC | 4136846319 | James.Noel@cranecurrency.com | JAMES | NOEL | 4136846319 | James.Noel@cranecurrency.com | JAMES | NOEL | 4136846319 | James.Noel@cranecurrency.com | 2 | BOILER #2-BABCOCK+WILCOX F-16 DUAL FUEL |  | BOILER | BABCOCK + WILCOX | F-16 | 1980-09-01 | 2011 | 59 | 2 | BOILER #2-BABCOCK+WILCOX F-55 NATURAL GAS | NATURAL GAS | 209 | Natural Gas |  |  | 71.01 | E6FT3 | N | 24 | 7 | 50 | 24 | 7 | 20
1170039 | CRANE & COMPANY INC |  | 30 SOUTH ST |  | DALTON | MA | 012260000 | 30 SOUTH STREET |  | DALTON | MA | 012260000 | N | PRIVATE | SM80-R | CRANE + CO INC | 4136846319 | James.Noel@cranecurrency.com | JAMES | NOEL | 4136846319 | James.Noel@cranecurrency.com | JAMES | NOEL | 4136846319 | James.Noel@cranecurrency.com | 1 | BOILER #4-BABCOCK+WILCOX TYPE FM DUAL FUEL |  | BOILER | BABCOCK + WILCOX | F-16 | 1960-07-01 | 2011 | 71 | 1 | BOILER #4-BABCOCK+WILCOX TYPE FM #6 OIL | NO.6 | 923 | Residual Oil (No. 6) | 1.4 | 1.4 | 0.57 | E3GAL | N | 24 | 2 | 12 | 24 | 2 | 5
1170039 | CRANE & COMPANY INC |  | 30 SOUTH ST |  | DALTON | MA | 012260000 | 30 SOUTH STREET |  | DALTON | MA | 012260000 | N | PRIVATE | SM80-R | CRANE + CO INC | 4136846319 | James.Noel@cranecurrency.com | JAMES | NOEL | 4136846319 | James.Noel@cranecurrency.com | JAMES | NOEL | 4136846319 | James.Noel@cranecurrency.com | 1 | BOILER #4-BABCOCK+WILCOX TYPE FM DUAL FUEL |  | BOILER | BABCOCK + WILCOX | F-16 | 1960-07-01 | 2011 | 71 | 2 | BOILER #4-BABCOCK+WILCOX TYPE FM NATURAL GAS | NATURAL GAS | 209 | Natural Gas |  |  | 24.51 | E6FT3 | N | 24 | 2 | 12 | 24 | 2 | 5
1170039 | CRANE & COMPANY INC |  | 30 SOUTH ST |  | DALTON | MA | 012260000 | 30 SOUTH STREET |  | DALTON | MA | 012260000 | N | PRIVATE | SM80-R | CRANE + CO INC | 4136846319 | James.Noel@cranecurrency.com | JAMES | NOEL | 4136846319 | James.Noel@cranecurrency.com | JAMES | NOEL | 4136846319 | James.Noel@cranecurrency.com | 2 | BOILER #2-BABCOCK+WILCOX TYPE FF |  | BOILER | BABCOCK + WILCOX | FF | 1948-01-01 | 2011 | 44 | 1 | BOILER #2-BABCOCK+WILCOX TYPE FF #6 OIL | NO.6 | 923 | Residual Oil (No. 6) | 1.4 | 1.4 | 0.88 | E3GAL | N | 24 | 1 | 3 | 24 | 1 | 1
1170039 | CRANE & COMPANY INC |  | 30 SOUTH ST |  | DALTON | MA | 012260000 | 30 SOUTH STREET |  | DALTON | MA | 012260000 | N | PRIVATE | SM80-R | CRANE + CO INC | 4136846319 | James.Noel@cranecurrency.com | JAMES | NOEL | 4136846319 | James.Noel@cranecurrency.com | JAMES | NOEL | 4136846319 | James.Noel@cranecurrency.com | 3 | BOILER #3-BABCOCK+WILCOX TYPE FF OIL ONLY |  | BOILER | BABCOCK + WILCOX | FF | 1948-01-01 | 2011 | 44 | 1 | BOILER #3-BABCOCK+WILCOX TYPE FF #6 OIL | NO.6 | 923 | Residual Oil (No. 6) | 1.4 | 1.4 | 0 | E3GAL | N | 24 | 1 | 3 | 24 | 1 | 1
1170042 | SPECIALTY MINERALS |  | 260 COLUMBIA ST |  | ADAMS | MA | 012200000 | 260 COLUMBIA ST |  | ADAMS | MA | 012200000 | N | PRIVATE | OP3 | SPECIALTY MINERALS INC | 4137430591 | dave.buttleman@mineralstech.com | JAMES | MULKEY | 4137430591 | jim.mulkey@mineralstech.com | DAVE | BUTTELMAN | 4137430591 | dave.buttleman@mineralstech.com | 1 | CO-GEN UNIT #1 - COOPER BESSMER 4.8MW DUAL FUEL |  | ENGINE | COOPER-BESSMER | LSVB-16-GDT 4.85 MW | 1987-01-01 | 2011 | 45 | 1 | 2 OIL-0.3S | DIESEL | 44 | DIESEL | 0.05 | 0 | 0 | E3GAL | N | 0 | 0 | 0 | 0 | 0 | 0
1170042 | SPECIALTY MINERALS |  | 260 COLUMBIA ST |  | ADAMS | MA | 012200000 | 260 COLUMBIA ST |  | ADAMS | MA | 012200000 | N | PRIVATE | OP3 | SPECIALTY MINERALS INC | 4137430591 | dave.buttleman@mineralstech.com | JAMES | MULKEY | 4137430591 | jim.mulkey@mineralstech.com | DAVE | BUTTELMAN | 4137430591 | dave.buttleman@mineralstech.com | 1 | CO-GEN UNIT #1 - COOPER BESSMER 4.8MW DUAL FUEL |  | ENGINE | COOPER-BESSMER | LSVB-16-GDT 4.85 MW | 1987-01-01 | 2011 | 45 | 2 | NATURAL GAS | NATURAL GAS | 209 | Natural Gas |  |  | 0 | E6FT3 | N | 0 | 0 | 0 | 0 | 0 | 0
1170042 | SPECIALTY MINERALS |  | 260 COLUMBIA ST |  | ADAMS | MA | 012200000 | 260 COLUMBIA ST |  | ADAMS | MA | 012200000 | N | PRIVATE | OP3 | SPECIALTY MINERALS INC | 4137430591 | dave.buttleman@mineralstech.com | JAMES | MULKEY | 4137430591 | jim.mulkey@mineralstech.com | DAVE | BUTTELMAN | 4137430591 | dave.buttleman@mineralstech.com | 2 | BOILER #1-CLEAVER BROOKS CB100X-300 DUAL FUEL |  | BOILER | CLEAVER BROOKS | CB 100X-300 | 1973-01-01 | 2011 | 12.2 | 1 | 2 OIL-0.15S | NO.2 | 58 | Distillate Oil (No. 2) | 0.05 | 0 | 0 | E3GAL | N | 21 | 7 | 52 | 18 | 7 | 22
1170042 | SPECIALTY MINERALS |  | 260 COLUMBIA ST |  | ADAMS | MA | 012200000 | 260 COLUMBIA ST |  | ADAMS | MA | 012200000 | N | PRIVATE | OP3 | SPECIALTY MINERALS INC | 4137430591 | dave.buttleman@mineralstech.com | JAMES | MULKEY | 4137430591 | jim.mulkey@mineralstech.com | DAVE | BUTTELMAN | 4137430591 | dave.buttleman@mineralstech.com | 2 | BOILER #1-CLEAVER BROOKS CB100X-300 DUAL FUEL |  | BOILER | CLEAVER BROOKS | CB 100X-300 | 1973-01-01 | 2011 | 12.2 | 2 | NATURAL GAS | NATURAL GAS | 209 | Natural Gas |  |  | 62.3 | E6FT3 | N | 21 | 7 | 52 | 18 | 7 | 22
1170042 | SPECIALTY MINERALS |  | 260 COLUMBIA ST |  | ADAMS | MA | 012200000 | 260 COLUMBIA ST |  | ADAMS | MA | 012200000 | N | PRIVATE | OP3 | SPECIALTY MINERALS INC | 4137430591 | dave.buttleman@mineralstech.com | JAMES | MULKEY | 4137430591 | jim.mulkey@mineralstech.com | DAVE | BUTTELMAN | 4137430591 | dave.buttleman@mineralstech.com | 56 | 8 SPACE HEATERS,FURNACES+WATER HEATER 9.693 MMBTU | 56 | GAS FIRED SPACE HEATER | UNKNOWN | UNKNOWN | 1980-01-01 | 2011 | 10 | 1 | HEATERS 1 7-VARIOUS MFG NATURAL GAS GV | NATURAL GAS | 209 | Natural Gas |  |  | 40 | E6FT3 | N | 24 | 7 | 24 | 0 | 0 | 0
1170042 | SPECIALTY MINERALS |  | 260 COLUMBIA ST |  | ADAMS | MA | 012200000 | 260 COLUMBIA ST |  | ADAMS | MA | 012200000 | N | PRIVATE | OP3 | SPECIALTY MINERALS INC | 4137430591 | dave.buttleman@mineralstech.com | JAMES | MULKEY | 4137430591 | jim.mulkey@mineralstech.com | DAVE | BUTTELMAN | 4137430591 | dave.buttleman@mineralstech.com | 56 | 8 SPACE HEATERS,FURNACES+WATER HEATER 9.693 MMBTU | 56 | GAS FIRED SPACE HEATER | UNKNOWN | UNKNOWN | 1980-01-01 | 2011 | 10 | 2 | HEATER 2-DAYTON/MODINE PROPANE GV | LPG | 178 | LPG | 0 |  | 8.8 | E3GAL | N | 24 | 7 | 24 | 0 | 0 | 0
1170046 | KIMBALL FARMS |  | 235 WALKER ST |  | LENOX | MA | 012400000 | 235 WALKER ST |  | LENOX | MA | 012400000 | N | PRIVATE | SM25 | KIMBALL FARMS | 4136377002 | aingegni@bhs1.org | ALBERT | INGEGNI, III | 4136377002 | aingegni@bhs1.org | PETER | PROVENZANO | 4136377072 | pprovenzano@bhs1.org | 1 | BOILER #1-CLEAVER BROOKS M4W-4000 NATURAL GAS | 4 | BOILER | CLEAVER BROOKS | M4W4000 | 1989-01-01 | 2011 | 16 | 1 | BOILER #1-CLEAVER BROOKS M42-4000 NATURAL GAS | NATURAL GAS | 209 | Natural Gas |  |  | 16.8482 | E6FT3 | Y | 24 | 7 | 52 | 24 | 7 | 22
1170053 | BERKSHIRE COMMUNITY COLLEGE |  | 1350 WEST ST |  | PITTSFIELD | MA | 012010000 | 1350 WEST ST |  | PITTSFIELD | MA | 012010000 | Y | STATE | SM25 | BERKSHIRE COMMUNITY COLLEGE | 4134994660 | srichard@berkshirecc.edu | SCOTT | RICHARDS | 4132363015 | SRICHARD@BERKSHIRECC.EDU | SCOTT | RICHARDS | 4132363015 | SRICHARD@BERKSHIRECC.EDU | 1 | BOILER #1-LOCHINVAR 990-2070 5 UNIT 10.35 MMBTU |  | BOILER | LOCKINVAR | MULTIPLE UNITS | 1998-10-01 | 2008 | 10 | 1 | BOILER #1-LOCHINVAR 990-2070 NATURAL GAS | NATURAL GAS | 209 | Natural Gas |  |  | 3 | E6FT3 | N | 24 | 7 | 52 | 0 | 0 | 0
1170053 | BERKSHIRE COMMUNITY COLLEGE |  | 1350 WEST ST |  | PITTSFIELD | MA | 012010000 | 1350 WEST ST |  | PITTSFIELD | MA | 012010000 | Y | STATE | SM25 | BERKSHIRE COMMUNITY COLLEGE | 4134994660 | srichard@berkshirecc.edu | SCOTT | RICHARDS | 4132363015 | SRICHARD@BERKSHIRECC.EDU | SCOTT | RICHARDS | 4132363015 | SRICHARD@BERKSHIRECC.EDU | 3 | BOILER #3-LOCHINVAR 990-2070 5 UNIT 10.35 MMBTU |  | BOILER | LOCKINVAR | MULTIPLE UNITS | 1998-10-01 | 2008 | 10 | 1 | BOILER #3-LOCHINVAR 990-2070 NATURAL GAS | NATURAL GAS | 209 | Natural Gas | 0 | 0 | 2 | E6FT3 | N | 24 | 7 | 28 | 0 | 0 | 0
1170053 | BERKSHIRE COMMUNITY COLLEGE |  | 1350 WEST ST |  | PITTSFIELD | MA | 012010000 | 1350 WEST ST |  | PITTSFIELD | MA | 012010000 | Y | STATE | SM25 | BERKSHIRE COMMUNITY COLLEGE | 4134994660 | srichard@berkshirecc.edu | SCOTT | RICHARDS | 4132363015 | SRICHARD@BERKSHIRECC.EDU | SCOTT | RICHARDS | 4132363015 | SRICHARD@BERKSHIRECC.EDU | 4 | BOILER #4-LOCHINVAR 990-2070 7 UNIT 14.49 MMBTU |  | BOILER | LOCKINVAR | MULTIPLE UNITS | 1998-10-01 | 2008 | 14 | 1 | BOILER #4-LOCHINVAR 990-2070 NATURAL GAS | NATURAL GAS | 209 | Natural Gas | 0 | 0 | 2 | E6FT3 | N | 24 | 7 | 28 | 0 | 0 | 0
1170081 | HILLCREST HOSPITAL |  | 165 TOR CT |  | PITTSFIELD | MA | 012010000 | 165 TOR COURT |  | PITTSFIELD | MA | 012010000 | N | PRIVATE | SM80-R | HILLCREST FAMILY HEALTH CTR | 4134472000 | jlaroche@bhs1.org | JOE | LAROCHE | 4134472303 | jlaroche@bhs1.org | JOE | LAROCHE | 4134472303 | jlaroche@bhs1.org | 1 | BOILER #1-CLEAVER BROOKS CB-655-250 DUAL FUEL |  | BOILER | CLEAVER BROOKS | CB655-250 | 1970-10-01 | 2011 | 10.5 | 2 | BOILER #1-CLEAVER BROOKS CB655-250 NATURAL GAS | NATURAL GAS | 209 | Natural Gas |  |  | 7.56 | E6FT3 | N | 24 | 7 | 28 | 0 | 0 | 0
1170081 | HILLCREST HOSPITAL |  | 165 TOR CT |  | PITTSFIELD | MA | 012010000 | 165 TOR COURT |  | PITTSFIELD | MA | 012010000 | N | PRIVATE | SM80-R | HILLCREST FAMILY HEALTH CTR | 4134472000 | jlaroche@bhs1.org | JOE | LAROCHE | 4134472303 | jlaroche@bhs1.org | JOE | LAROCHE | 4134472303 | jlaroche@bhs1.org | 2 | BOILER #2-CLEAVER BROOKS CB655-250 DUAL FUEL |  | BOILER | CLEAVER BROOKS | CB655-250 | 1970-10-01 | 2011 | 10.5 | 2 | BOILER #2-CLEAVER BROOKS CB655-250 NATURAL GAS | NATURAL GAS | 209 | Natural Gas |  |  | 5.401 | E6FT3 | N | 24 | 7 | 26 | 0 | 0 | 0
1170083 | MORRISON BERKSHIRE |  | 865 SOUTH CHURCH ST |  | NORTH ADAMS | MA | 012470000 | PO BOX 958 |  | NORTH ADAMS | MA | 012470000 | N | PRIVATE | NM25 | MORRISON BERKSHIRE INC | 4136636501X100 | jwhite@morrisonberkshire.com | CHARLES | LEWITT | 4136636501 | clewitt@morrisonberkshire.com | RICHARD | PELLERIN | 4136636501X127 | dpellerin@morrisonberkshire.com | 1 | GORDON-RAY - VENTED INFRARED RADIANT TUBE GAS HEAT |  | GORDON-RAY VENTED INFRARED RADAIANT TUBE GAS HEAT | ROBERTS-GORDON, INC. | RTH-150B | 1989-03-01 | 2011 | 15 | 1 | SPACE HEATERS #1-BETTCHER NATURAL GAS | NATURAL GAS | 209 | Natural Gas |  |  | 4.474 | E6FT3 | N | 24 | 7 | 26 | 0 | 0 | 0
1170087 | BUTTERNUT BASIN SKI AREA |  | STATE RD |  | GREAT BARRINGTON | MA | 012300000 | 380 STATE ROAD |  | GREAT BARRINGTON | MA | 012300000 | N | PRIVATE | SM79-7 | BUTTERNUT BASIN SKI AREA | 4135282000X114 | JEF@BUTTERNUT.COM | JEFFREY | MURDOCK | 4135282000 | JEF@SKIBUTTERNUT.COM | JEFFREY | MURDOCK | 4135282000 | JEF@SKIBUTTERNUT.COM | 1 | DIESEL GENERATOR #1 |  | ENGINE | FAIRBANKS MORSE | 38D | 1995-06-15 | 2009 | 10.92 | 1 | DIESEL - 0.05 PERCENT MAX. S | DIESEL | 44 | DIESEL | 0.05 | 0 | 0 | E6BTU | N | 0 | 0 | 0 | 0 | 0 | 0
1170087 | BUTTERNUT BASIN SKI AREA |  | STATE RD |  | GREAT BARRINGTON | MA | 012300000 | 380 STATE ROAD |  | GREAT BARRINGTON | MA | 012300000 | N | PRIVATE | SM79-7 | BUTTERNUT BASIN SKI AREA | 4135282000X114 | JEF@BUTTERNUT.COM | JEFFREY | MURDOCK | 4135282000 | JEF@SKIBUTTERNUT.COM | JEFFREY | MURDOCK | 4135282000 | JEF@SKIBUTTERNUT.COM | 2 | DIESEL GENERATOR #2 |  | ENGINE | FAIRBANKS MORSE | 38D | 1995-06-15 | 2009 | 10.92 | 1 | DIESEL - 0.05 PERCENT MAX. S | DIESEL | 44 | DIESEL | 0.05 | 0 | 0 | E6BTU | N | 0 | 0 | 0 | 0 | 0 | 0
1170090 | LANE CONSTRUCTION CO |  | WILLOW HILL RD |  | LEE | MA | 012380000 | PO BOX 280 |  | LENOXDALE | MA | 012420000 | N | PRIVATE | SM50 | LANE CONSTRUCTION CORPORATION | 2032353351 | JAYSCRUICKSHANK@LANECONSTRUCT.COM | DONALD | MASON, JR. | 4133415551 | DSMASON@LANECONSTRUCT.COM | MEAGAN | SYLVIA | 4133415551 | MRSYLVIA@LANECONSTRUCT.COM | 7 | CATERPILLAR GENERATOR 3512B DITA |  | ENGINE | CATERPILLAR | 3512B DITA | 1998-01-01 | 2011 | 14.7 | 1 | NO. 2 FUEL | DIESEL | 44 | DIESEL | 0.05 | 0 | 4006 | E6BTU | N | 8 | 5 | 32 | 8 | 5 | 22
1170103 | MT GREYLOCK SCHOOL DISTRICT |  | 1781 COLD SPRING ROAD |  | WILLIAMSTOWN | MA | 012670000 | 1781 COLD SPRING ROAD |  | WILLIAMSTOWN | MA | 012670000 | Y | LOCAL GOVERNMENT | SM25 | MT GREYLOCK SCHOOL DISTRICT | 4134589582X189 | jwirtes@mgrhs.org | JESSE | WIRTES | 4134463662 | jesse4020@verizon.net | JESSE | WIRTES | 4134589582X189 | jwirtes@mgrhs.org | 1 | BOILER #1-YORK SHIPLEY YSM59W175-AHPM #4 OIL-1S |  | BOILER | UNKNOWN | UNKNOWN | 1987-05-01 | 2009 | 15 | 1 | NO.4 | NO.4 | 825 | Distillate Oil (No. 4) | 1 | 0 | 60 | E3GAL | N | 24 | 7 | 36 | 0 | 0 | 0
1170103 | MT GREYLOCK SCHOOL DISTRICT |  | 1781 COLD SPRING ROAD |  | WILLIAMSTOWN | MA | 012670000 | 1781 COLD SPRING ROAD |  | WILLIAMSTOWN | MA | 012670000 | Y | LOCAL GOVERNMENT | SM25 | MT GREYLOCK SCHOOL DISTRICT | 4134589582X189 | jwirtes@mgrhs.org | JESSE | WIRTES | 4134463662 | jesse4020@verizon.net | JESSE | WIRTES | 4134589582X189 | jwirtes@mgrhs.org | 2 | BOILER #2-YORK SHIPLEY YSM59W175-AHPM #4 OIL-1S |  | BOILER | UNKNOWN | UNKNOWN | 1987-05-01 | 2009 | 15 | 1 | BOILER #2-YORK SHIPLEY YSM59W175 #4 OIL-1S | NO.4 | 825 | Distillate Oil (No. 4) | 1 | 0 | 3 | E3GAL | N | 24 | 7 | 22 | 0 | 0 | 0
1170104 | VERIZON NEW ENGLAND INCORPORATED |  | 24 FEDERAL ST |  | PITTSFIELD | MA | 012010000 | VERIZON C/O WILLIAM IRWIN | 2 HAMPSHIRE ST. | LAWRENCE | MA | 018400000 | N | UTILITY | SM25 | VERIZON NEW ENGLAND INC | 9788373604 | b.irwin@verizon.com | WILLIAM | IRWIN | 9788373604 | b.irwin@verizon.com | WILLIAM | IRWIN | 9788373604 | b.irwin@verizon.com | 2 | GENERATOR #1-SOLAR TURBINE KEROSINE-05 PERCENT SU |  | GENERATOR | SOLAR | 750 KW | 1982-01-01 | 2010 | 13 | 1 | GENERATOR #1-SOLAR TURBINE; KEROSENE OIL-0.05S | JET FUEL | 159 | Jet Fuel | 0.05 | 0 | 364 | E6BTU | N | 1 | 1 | 6 | 1 | 1 | 2
1170112 | MASS COLLEGE OF LIBERAL ARTS |  | 375 CHURCH ST |  | NORTH ADAMS | MA | 012470000 | 375 CHURCH ST |  | NORTH ADAMS | MA | 012470000 | Y | STATE | SM80-7 | MASS COLLEGE OF LIBERAL ARTS | 4136625544 | g.santucci@mcla.edu | GEORGE | GALLI | 4136625544 | g.galli@mcla.edu | GEORGE | SANTUCCI | 4136625559 | g.santucci@mcla.edu | 2 | BOILER #2-CLEAVER BROOKS D-52 DUAL FUEL |  | BOILER | CLEAVER BROOKS | CB-LE | 1968-01-01 | 2011 | 38 | 1 | BOILER #2-CB D-55 #4 OIL-1PERCENT S | NO.4 | 825 | Distillate Oil (No. 4) | 1 |  | 0.145 | E3GAL | N | 24 | 7 | 32 | 8 | 7 | 2
1170112 | MASS COLLEGE OF LIBERAL ARTS |  | 375 CHURCH ST |  | NORTH ADAMS | MA | 012470000 | 375 CHURCH ST |  | NORTH ADAMS | MA | 012470000 | Y | STATE | SM80-7 | MASS COLLEGE OF LIBERAL ARTS | 4136625544 | g.santucci@mcla.edu | GEORGE | GALLI | 4136625544 | g.galli@mcla.edu | GEORGE | SANTUCCI | 4136625559 | g.santucci@mcla.edu | 2 | BOILER #2-CLEAVER BROOKS D-52 DUAL FUEL |  | BOILER | CLEAVER BROOKS | CB-LE | 1968-01-01 | 2011 | 38 | 2 | BOILER #2-CLEAVER BROOKS D-55 NATURAL GAS | NATURAL GAS | 209 | Natural Gas |  |  | 9.576 | E6FT3 | N | 24 | 7 | 32 | 8 | 7 | 2
1170112 | MASS COLLEGE OF LIBERAL ARTS |  | 375 CHURCH ST |  | NORTH ADAMS | MA | 012470000 | 375 CHURCH ST |  | NORTH ADAMS | MA | 012470000 | Y | STATE | SM80-7 | MASS COLLEGE OF LIBERAL ARTS | 4136625544 | g.santucci@mcla.edu | GEORGE | GALLI | 4136625544 | g.galli@mcla.edu | GEORGE | SANTUCCI | 4136625559 | g.santucci@mcla.edu | 3 | BOILER #3-CLEAVER BROOKS #200700LE DUAL FUEL |  | BOILER | CLEAVER BROOKS | 200-700 LE | 2001-06-15 | 2011 | 28.5762 | 1 | BOILER #3-CB #200700L3 #2 OIL-.05 S | NO.2 | 58 | Distillate Oil (No. 2) | 0.05 |  | 0.35 | E3GAL | N | 24 | 7 | 39 | 24 | 7 | 2
1170112 | MASS COLLEGE OF LIBERAL ARTS |  | 375 CHURCH ST |  | NORTH ADAMS | MA | 012470000 | 375 CHURCH ST |  | NORTH ADAMS | MA | 012470000 | Y | STATE | SM80-7 | MASS COLLEGE OF LIBERAL ARTS | 4136625544 | g.santucci@mcla.edu | GEORGE | GALLI | 4136625544 | g.galli@mcla.edu | GEORGE | SANTUCCI | 4136625559 | g.santucci@mcla.edu | 3 | BOILER #3-CLEAVER BROOKS #200700LE DUAL FUEL |  | BOILER | CLEAVER BROOKS | 200-700 LE | 2001-06-15 | 2011 | 28.5762 | 2 | BOILER #3-CLEAVER BROOKS #200700LE NATURAL GAS | NATURAL GAS | 209 | Natural Gas |  |  | 30.9 | E6FT3 | N | 24 | 7 | 39 | 24 | 7 | 2
1170134 | REID MIDDLE SCHOOL |  | 590 NORTH ST |  | PITTSFIELD | MA | 012010000 | C/O PITTSFIELD MAINTENANCE DEPARTMENT | 81 HAWTHORNE AVENUE | PITTSFIELD | MA | 012010000 | Y | LOCAL GOVERNMENT | SM25 | REID MIDDLE SCHOOL | 4134999476 | EKUNI@PITTSFIELDCH.COM | EDWARD | KUNI | 4134999476 | EKUNI@PITTSFIELDCH.COM | EDWARD | KUNI | 4134999476 | EKUNI@PITTSFIELDCH.COM | 1 | BOILER #1-JOHNSON #PFTA250 NATURAL GAS/#2 OIL |  | BOILER | JOHNSON | PTFA 250 - 4LG125W | 1999-09-01 | 2009 | 10 | 1 | BOILER #1-JOHNSON #PTFA250 #2 OIL | NO.2 | 58 | Distillate Oil (No. 2) | 0.3 | 0 | 0 | E3GAL | N | 1 | 7 | 52 | 1 | 7 | 22
1170134 | REID MIDDLE SCHOOL |  | 590 NORTH ST |  | PITTSFIELD | MA | 012010000 | C/O PITTSFIELD MAINTENANCE DEPARTMENT | 81 HAWTHORNE AVENUE | PITTSFIELD | MA | 012010000 | Y | LOCAL GOVERNMENT | SM25 | REID MIDDLE SCHOOL | 4134999476 | EKUNI@PITTSFIELDCH.COM | EDWARD | KUNI | 4134999476 | EKUNI@PITTSFIELDCH.COM | EDWARD | KUNI | 4134999476 | EKUNI@PITTSFIELDCH.COM | 1 | BOILER #1-JOHNSON #PFTA250 NATURAL GAS/#2 OIL |  | BOILER | JOHNSON | PTFA 250 - 4LG125W | 1999-09-01 | 2009 | 10 | 2 | BOILER #1-JOHNSON PTFA250 NATURAL GAS | NATURAL GAS | 209 | Natural Gas |  |  | 3.03 | E6FT3 | N | 1 | 7 | 52 | 1 | 7 | 22
1170134 | REID MIDDLE SCHOOL |  | 590 NORTH ST |  | PITTSFIELD | MA | 012010000 | C/O PITTSFIELD MAINTENANCE DEPARTMENT | 81 HAWTHORNE AVENUE | PITTSFIELD | MA | 012010000 | Y | LOCAL GOVERNMENT | SM25 | REID MIDDLE SCHOOL | 4134999476 | EKUNI@PITTSFIELDCH.COM | EDWARD | KUNI | 4134999476 | EKUNI@PITTSFIELDCH.COM | EDWARD | KUNI | 4134999476 | EKUNI@PITTSFIELDCH.COM | 2 | BOILER #2-JOHNSON #PTFA250 DUAL FUEL |  | BOILER | JOHNSON | PTFA 250 - 4LG125W | 1999-09-01 | 2009 | 10 | 1 | BOILER #2-JOHNSON #PTFA250 #2 OIL@.5 PERCENT S | NO.2 | 58 | Distillate Oil (No. 2) | 0.3 | 0 | 0 | E3GAL | N | 1 | 7 | 52 | 1 | 7 | 22
1170134 | REID MIDDLE SCHOOL |  | 590 NORTH ST |  | PITTSFIELD | MA | 012010000 | C/O PITTSFIELD MAINTENANCE DEPARTMENT | 81 HAWTHORNE AVENUE | PITTSFIELD | MA | 012010000 | Y | LOCAL GOVERNMENT | SM25 | REID MIDDLE SCHOOL | 4134999476 | EKUNI@PITTSFIELDCH.COM | EDWARD | KUNI | 4134999476 | EKUNI@PITTSFIELDCH.COM | EDWARD | KUNI | 4134999476 | EKUNI@PITTSFIELDCH.COM | 2 | BOILER #2-JOHNSON #PTFA250 DUAL FUEL |  | BOILER | JOHNSON | PTFA 250 - 4LG125W | 1999-09-01 | 2009 | 10 | 2 | BOILER #2-JOHNSON #PTFA250 NATURAL GAS | NATURAL GAS | 209 | Natural Gas |  |  | 3.03 | E6FT3 | N | 1 | 7 | 52 | 1 | 7 | 22
1170140 | HERBERG MIDDLE SCHOOL |  | 501 POMEROY AVE | MARSHALL AVE | PITTSFIELD | MA | 012010000 | C/O PITTSFIELD MAINTENANCE DEPARTMENT | 81 HAWTHORNE AVENUE | PITTSFIELD | MA | 012010000 | Y | LOCAL GOVERNMENT | SM25 | HERBERG MIDDLE SCHOOL | 4134999476 | EKUNI@PITTSFIELDCH.COM | EDWARD | KUNI | 4134999476 | EKUNI@PITTSFIELDCH.COM | EDWARD | KUNI | 4134999476 | EKUNI@PITTSFIELDCH.COM | 1 | BOILER #1-JOHNSON #PFTA250 NATURAL GAS/#2 OIL |  | BOILER | JOHNSON | PTFA250 - 4LG125W | 1999-09-01 | 2009 | 10 | 1 | BOILER #1-JOHNSON #PTFA250 OIL NOT USED IN 2002 | NO.2 | 58 | Distillate Oil (No. 2) | 0.3 | 0 | 0 | E3GAL | N | 2 | 7 | 52 | 1 | 7 | 22
1170140 | HERBERG MIDDLE SCHOOL |  | 501 POMEROY AVE | MARSHALL AVE | PITTSFIELD | MA | 012010000 | C/O PITTSFIELD MAINTENANCE DEPARTMENT | 81 HAWTHORNE AVENUE | PITTSFIELD | MA | 012010000 | Y | LOCAL GOVERNMENT | SM25 | HERBERG MIDDLE SCHOOL | 4134999476 | EKUNI@PITTSFIELDCH.COM | EDWARD | KUNI | 4134999476 | EKUNI@PITTSFIELDCH.COM | EDWARD | KUNI | 4134999476 | EKUNI@PITTSFIELDCH.COM | 1 | BOILER #1-JOHNSON #PFTA250 NATURAL GAS/#2 OIL |  | BOILER | JOHNSON | PTFA250 - 4LG125W | 1999-09-01 | 2009 | 10 | 2 | BOILER #1-JOHNSON #PTFA250 NAT GAS | NATURAL GAS | 209 | Natural Gas |  |  | 3.63 | E6FT3 | N | 2 | 7 | 52 | 1 | 7 | 22
1170140 | HERBERG MIDDLE SCHOOL |  | 501 POMEROY AVE | MARSHALL AVE | PITTSFIELD | MA | 012010000 | C/O PITTSFIELD MAINTENANCE DEPARTMENT | 81 HAWTHORNE AVENUE | PITTSFIELD | MA | 012010000 | Y | LOCAL GOVERNMENT | SM25 | HERBERG MIDDLE SCHOOL | 4134999476 | EKUNI@PITTSFIELDCH.COM | EDWARD | KUNI | 4134999476 | EKUNI@PITTSFIELDCH.COM | EDWARD | KUNI | 4134999476 | EKUNI@PITTSFIELDCH.COM | 2 | BOILER #2-JOHNSON PTFA250 NATURAL GAS/#2 OIL |  | BOILER | JOHNSON | PTFA250 - 4LG125W | 1999-09-01 | 2009 | 10 | 1 | BOILER #1 JOHNSON #PTFA250 #2 OIL | NO.2 | 58 | Distillate Oil (No. 2) | 0.3 | 0 | 0 | E3GAL | N | 2 | 7 | 52 | 1 | 7 | 22
1170140 | HERBERG MIDDLE SCHOOL |  | 501 POMEROY AVE | MARSHALL AVE | PITTSFIELD | MA | 012010000 | C/O PITTSFIELD MAINTENANCE DEPARTMENT | 81 HAWTHORNE AVENUE | PITTSFIELD | MA | 012010000 | Y | LOCAL GOVERNMENT | SM25 | HERBERG MIDDLE SCHOOL | 4134999476 | EKUNI@PITTSFIELDCH.COM | EDWARD | KUNI | 4134999476 | EKUNI@PITTSFIELDCH.COM | EDWARD | KUNI | 4134999476 | EKUNI@PITTSFIELDCH.COM | 2 | BOILER #2-JOHNSON PTFA250 NATURAL GAS/#2 OIL |  | BOILER | JOHNSON | PTFA250 - 4LG125W | 1999-09-01 | 2009 | 10 | 2 | BOILER #2-JOHNSON PTFA250 NATURAL GAS | NATURAL GAS | 209 | Natural Gas |  |  | 3.63 | E6FT3 | N | 2 | 7 | 52 | 1 | 7 | 22
1170142 | TACONIC HIGH SCHOOL |  | VALENTINE RD |  | PITTSFIELD | MA | 012010000 | C/O PITTSFIELD MAINTENANCE DEPARTMENT | 81 HAWTHORNE AVENUE | PITTSFIELD | MA | 012010000 | Y | LOCAL GOVERNMENT | SM25 | TACONIC HIGH SCHOOL | 4134999476 | EKUNI@PITTSFIELDCH.COM | EDWARD | KUNI | 4134999476 | EKUNI@PITTSFIELDCH.COM | EDWARD | KUNI | 4134999476 | EKUNI@PITTSFIELDCH.COM | 1 | BOILER #1-H.B.SMITH 4500-22 DUAL FUEL |  | BOILER | H.B. SMITH | 4500-22 | 1970-04-01 | 2010 | 12 | 1 | BOILER #1-HB SMITH #450 MILLS #4 OIL | NO.4 | 825 | Distillate Oil (No. 4) | 1 | 0 | 0 | E3GAL | N | 2 | 7 | 39 | 1 | 7 | 9
1170142 | TACONIC HIGH SCHOOL |  | VALENTINE RD |  | PITTSFIELD | MA | 012010000 | C/O PITTSFIELD MAINTENANCE DEPARTMENT | 81 HAWTHORNE AVENUE | PITTSFIELD | MA | 012010000 | Y | LOCAL GOVERNMENT | SM25 | TACONIC HIGH SCHOOL | 4134999476 | EKUNI@PITTSFIELDCH.COM | EDWARD | KUNI | 4134999476 | EKUNI@PITTSFIELDCH.COM | EDWARD | KUNI | 4134999476 | EKUNI@PITTSFIELDCH.COM | 1 | BOILER #1-H.B.SMITH 4500-22 DUAL FUEL |  | BOILER | H.B. SMITH | 4500-22 | 1970-04-01 | 2010 | 12 | 2 | BOILER #1-H.B.SMITH #450 MILLS NATURAL GAS | NATURAL GAS | 209 | Natural Gas |  |  | 3.3 | E6FT3 | N | 2 | 7 | 39 | 1 | 7 | 9
1170142 | TACONIC HIGH SCHOOL |  | VALENTINE RD |  | PITTSFIELD | MA | 012010000 | C/O PITTSFIELD MAINTENANCE DEPARTMENT | 81 HAWTHORNE AVENUE | PITTSFIELD | MA | 012010000 | Y | LOCAL GOVERNMENT | SM25 | TACONIC HIGH SCHOOL | 4134999476 | EKUNI@PITTSFIELDCH.COM | EDWARD | KUNI | 4134999476 | EKUNI@PITTSFIELDCH.COM | EDWARD | KUNI | 4134999476 | EKUNI@PITTSFIELDCH.COM | 2 | BOILER #2-H.B.SMITH 4500-22 DUAL FUEL |  | BOILER | H.B. SMITH | 4500-22 | 1970-01-01 | 2010 | 12 | 1 | BOILER #2-HB SMITH #4500-22 #4 FUEL OIL | NO.4 | 825 | Distillate Oil (No. 4) | 1 |  | 0 | E3GAL | N | 2 | 7 | 39 | 1 | 7 | 9
1170142 | TACONIC HIGH SCHOOL |  | VALENTINE RD |  | PITTSFIELD | MA | 012010000 | C/O PITTSFIELD MAINTENANCE DEPARTMENT | 81 HAWTHORNE AVENUE | PITTSFIELD | MA | 012010000 | Y | LOCAL GOVERNMENT | SM25 | TACONIC HIGH SCHOOL | 4134999476 | EKUNI@PITTSFIELDCH.COM | EDWARD | KUNI | 4134999476 | EKUNI@PITTSFIELDCH.COM | EDWARD | KUNI | 4134999476 | EKUNI@PITTSFIELDCH.COM | 2 | BOILER #2-H.B.SMITH 4500-22 DUAL FUEL |  | BOILER | H.B. SMITH | 4500-22 | 1970-01-01 | 2010 | 12 | 2 | BOILER #2-H.B.SMITH #450 MILLS NATURAL GAS | NATURAL GAS | 209 | Natural Gas |  |  | 3.3 | E6FT3 | N | 2 | 7 | 39 | 1 | 7 | 9
1170142 | TACONIC HIGH SCHOOL |  | VALENTINE RD |  | PITTSFIELD | MA | 012010000 | C/O PITTSFIELD MAINTENANCE DEPARTMENT | 81 HAWTHORNE AVENUE | PITTSFIELD | MA | 012010000 | Y | LOCAL GOVERNMENT | SM25 | TACONIC HIGH SCHOOL | 4134999476 | EKUNI@PITTSFIELDCH.COM | EDWARD | KUNI | 4134999476 | EKUNI@PITTSFIELDCH.COM | EDWARD | KUNI | 4134999476 | EKUNI@PITTSFIELDCH.COM | 3 | BOILER #3-H.B.SMITH 4500-22 DUAL FUEL |  | BOILER | H.B. SMITH | 4500-22 | 1970-01-01 | 2010 | 12 | 1 | BOILER #3-HB SMITH #4500-22 #4 OIL | NO.4 | 825 | Distillate Oil (No. 4) | 1 | 0 | 0 | E3GAL | N | 2 | 7 | 39 | 1 | 7 | 9
1170142 | TACONIC HIGH SCHOOL |  | VALENTINE RD |  | PITTSFIELD | MA | 012010000 | C/O PITTSFIELD MAINTENANCE DEPARTMENT | 81 HAWTHORNE AVENUE | PITTSFIELD | MA | 012010000 | Y | LOCAL GOVERNMENT | SM25 | TACONIC HIGH SCHOOL | 4134999476 | EKUNI@PITTSFIELDCH.COM | EDWARD | KUNI | 4134999476 | EKUNI@PITTSFIELDCH.COM | EDWARD | KUNI | 4134999476 | EKUNI@PITTSFIELDCH.COM | 3 | BOILER #3-H.B.SMITH 4500-22 DUAL FUEL |  | BOILER | H.B. SMITH | 4500-22 | 1970-01-01 | 2010 | 12 | 2 | BOILER #3-H.B.SMITH #450 MILLS NATURAL GAS | NATURAL GAS | 209 | Natural Gas |  |  | 3.3 | E6FT3 | N | 2 | 7 | 39 | 1 | 7 | 9
1170142 | TACONIC HIGH SCHOOL |  | VALENTINE RD |  | PITTSFIELD | MA | 012010000 | C/O PITTSFIELD MAINTENANCE DEPARTMENT | 81 HAWTHORNE AVENUE | PITTSFIELD | MA | 012010000 | Y | LOCAL GOVERNMENT | SM25 | TACONIC HIGH SCHOOL | 4134999476 | EKUNI@PITTSFIELDCH.COM | EDWARD | KUNI | 4134999476 | EKUNI@PITTSFIELDCH.COM | EDWARD | KUNI | 4134999476 | EKUNI@PITTSFIELDCH.COM | 4 | BOILER #4-H.B.SMITH 4500-22 DUAL FUEL |  | BOILER | H.B. SMITH | 4500-22 | 1970-04-01 | 2010 | 12 | 1 | BOILER #4-HB SMITH 4500-22 #4 FUEL OIL | NO.4 | 825 | Distillate Oil (No. 4) | 1 |  | 0 | E3GAL | N | 2 | 7 | 39 | 1 | 7 | 9
1170142 | TACONIC HIGH SCHOOL |  | VALENTINE RD |  | PITTSFIELD | MA | 012010000 | C/O PITTSFIELD MAINTENANCE DEPARTMENT | 81 HAWTHORNE AVENUE | PITTSFIELD | MA | 012010000 | Y | LOCAL GOVERNMENT | SM25 | TACONIC HIGH SCHOOL | 4134999476 | EKUNI@PITTSFIELDCH.COM | EDWARD | KUNI | 4134999476 | EKUNI@PITTSFIELDCH.COM | EDWARD | KUNI | 4134999476 | EKUNI@PITTSFIELDCH.COM | 4 | BOILER #4-H.B.SMITH 4500-22 DUAL FUEL |  | BOILER | H.B. SMITH | 4500-22 | 1970-04-01 | 2010 | 12 | 2 | BOILER #4-H.B.SMITH #450 MILLS NATURAL GAS | NATURAL GAS | 209 | Natural Gas |  |  | 3.3 | E6FT3 | N | 2 | 7 | 39 | 1 | 7 | 9
1170142 | TACONIC HIGH SCHOOL |  | VALENTINE RD |  | PITTSFIELD | MA | 012010000 | C/O PITTSFIELD MAINTENANCE DEPARTMENT | 81 HAWTHORNE AVENUE | PITTSFIELD | MA | 012010000 | Y | LOCAL GOVERNMENT | SM25 | TACONIC HIGH SCHOOL | 4134999476 | EKUNI@PITTSFIELDCH.COM | EDWARD | KUNI | 4134999476 | EKUNI@PITTSFIELDCH.COM | EDWARD | KUNI | 4134999476 | EKUNI@PITTSFIELDCH.COM | 5 | BOILER #5-H.B.SMITH 4500-22 DUAL FUEL |  | BOILER | H.B. SMITH | 4500-22 | 1970-04-01 | 2010 | 12 | 1 | BOILER #5-HB SMITH #450 MILLS #4 FUEL OIL | NO.4 | 825 | Distillate Oil (No. 4) | 1 |  | 0 | E3GAL | N | 2 | 7 | 39 | 1 | 7 | 9
1170142 | TACONIC HIGH SCHOOL |  | VALENTINE RD |  | PITTSFIELD | MA | 012010000 | C/O PITTSFIELD MAINTENANCE DEPARTMENT | 81 HAWTHORNE AVENUE | PITTSFIELD | MA | 012010000 | Y | LOCAL GOVERNMENT | SM25 | TACONIC HIGH SCHOOL | 4134999476 | EKUNI@PITTSFIELDCH.COM | EDWARD | KUNI | 4134999476 | EKUNI@PITTSFIELDCH.COM | EDWARD | KUNI | 4134999476 | EKUNI@PITTSFIELDCH.COM | 5 | BOILER #5-H.B.SMITH 4500-22 DUAL FUEL |  | BOILER | H.B. SMITH | 4500-22 | 1970-04-01 | 2010 | 12 | 2 | BOILER #5-H.B.SMITH #450 MILLS NATURAL GAS | NATURAL GAS | 209 | Natural Gas |  |  | 3.3 | E6FT3 | N | 2 | 7 | 39 | 1 | 7 | 9
1170166 | EP ENERGY MASS LLC WOODLAND RD STATION | EP ENERGY MASSACHUSETTS LLC | WOODLAND RD |  | LEE | MA | 012380000 | 15 AGAWAM AVENUE |  | WEST SPRINGFIELD | MA | 010890000 | N | UTILITY | SM80-R | EP ENERGY MASSACHUSETTS, LLC WOODLAND ROAD STATION | 4137304701 | alan.douglass@essentialpowerllc.com | JOHN | BAHRS | 7326238812 | john.bahrs@essentialpowerllc.com | ALAN | DOUGLASS | 4137304701 | alan.douglass@essentialpowerllc.com | 1 | GENERATOR #1-PRATT AND WHITNEY TURBINE/GENERATOR |  | ENGINE | PRATT AND WHITNEY | FT4 | 1969-01-01 | 2011 | 230 | 1 | GENERATOR #1-PANDW TURBINE KEROSENE-A 0.02S | KEROSENE | 162 | KEROSENE | 0.0015 | 0 | 22.147 | E3GAL | N | 1 | 1 | 11 | 2 | 2 | 5
1170167 | EP ENERGY MASS LLC DOREEN ST STATION | EP ENERGY MASSACHUSETTS LLC | DOREEN ST |  | PITTSFIELD | MA | 012010000 | 15 AGAWAM AVENUE |  | WEST SPRINGFIELD | MA | 010890000 | N | UTILITY | SM80-R | EP ENERGY MASSACHUSETTS, LLC DOREEN STREET STATION | 4137304701 | alan.douglass@essentialpowerllc.com | JOHN | BAHRS | 7326238812 | john.bahrs@essentialpowerllc.com | ALAN | DOUGLASS | 4137304701 | alan.douglass@essentialpowerllc.com | 1 | TURBINE #1-PRATT+WHITNEY GG4 KERO-A JET FUEL |  | ENGINE | PRATT AND WHITNEY | FT4 | 1969-01-01 | 2011 | 230 | 1 | TURBINE #1-PRATT+WHITNEY GG4 KERO-A 0.02S | KEROSENE | 162 | KEROSENE | 0.0015 | 0 | 21.31 | E3GAL | N | 1 | 1 | 13 | 1 | 1 | 7
1170173 | ALADCO LINEN SERVICES | D&S LINEN SERVICES DBA ALADCO LINEN | 82 COMMERCIAL ST |  | ADAMS | MA | 012200000 | P.O. BOX 151 |  | ADAMS | MA | 012200000 | N | PRIVATE | SM25 | D AND S LINEN SERVICES INC | 4137430505 | DAVID@ALADCOSERVICES.COM | DAVID | DESMARAIS | 4137430505 | DAVID@ALADCOSERVICES.COM | DAVID | DESMARAIS | 4137430505X222 | DAVID@ALADCOSERVICES.COM | 1 | BOILER #1-CLEAVER BROOKS 300 DUAL FUEL |  | BOILER | CLEAVER BROOKS | 300 | 1979-04-01 | 2010 | 13 | 1 | BOILER #1-CLEAVER BROOKS 300 #6 OIL 2.2 PERCENT | NO.6 | 923 | Residual Oil (No. 6) | 2.2 | 1 | 0 | E3GAL | N | 8 | 5 | 52 | 8 | 5 | 22
1170173 | ALADCO LINEN SERVICES | D&S LINEN SERVICES DBA ALADCO LINEN | 82 COMMERCIAL ST |  | ADAMS | MA | 012200000 | P.O. BOX 151 |  | ADAMS | MA | 012200000 | N | PRIVATE | SM25 | D AND S LINEN SERVICES INC | 4137430505 | DAVID@ALADCOSERVICES.COM | DAVID | DESMARAIS | 4137430505 | DAVID@ALADCOSERVICES.COM | DAVID | DESMARAIS | 4137430505X222 | DAVID@ALADCOSERVICES.COM | 1 | BOILER #1-CLEAVER BROOKS 300 DUAL FUEL |  | BOILER | CLEAVER BROOKS | 300 | 1979-04-01 | 2010 | 13 | 2 | BOILER #1-CLEAVER BROOKS 300 NATURAL GAS | NATURAL GAS | 209 | Natural Gas |  |  | 18.1 | E6FT3 | N | 8 | 5 | 52 | 8 | 5 | 22
1170230 | GE CORPORATE HEADQUARTERS |  | 1 PLASTICS AVE |  | PITTSFIELD | MA | 012010000 | 1 PLASTICS AVE |  | PITTSFIELD | MA | 012010000 | N | PRIVATE | NM25 | GE CORPORATE HEADQUARTERS OPERATIONS | 4134487100 | STEPHEN.DELOYE@GE.COM | STEPHEN | DELOYE | 4134487320 | STEPHEN.DELOYE@GE.COM | STEPHEN | DELOYE | 4134487320 | STEPHEN.DELOYE@GE.COM | 1 | 3 BOILERS - BURNHAM - BLDG. 51 |  | BOILER | BURNHAM | 4 SL.250.SPL.60.GP | 2005-11-01 | 2009 | 29.7 | 1 | NATURAL GAS | NATURAL GAS | 209 | Natural Gas |  |  | 26.5 | E6FT3 | N | 24 | 7 | 35 | 24 | 7 | 5
1170230 | GE CORPORATE HEADQUARTERS |  | 1 PLASTICS AVE |  | PITTSFIELD | MA | 012010000 | 1 PLASTICS AVE |  | PITTSFIELD | MA | 012010000 | N | PRIVATE | NM25 | GE CORPORATE HEADQUARTERS OPERATIONS | 4134487100 | STEPHEN.DELOYE@GE.COM | STEPHEN | DELOYE | 4134487320 | STEPHEN.DELOYE@GE.COM | STEPHEN | DELOYE | 4134487320 | STEPHEN.DELOYE@GE.COM | 1 | 3 BOILERS - BURNHAM - BLDG. 51 |  | BOILER | BURNHAM | 4 SL.250.SPL.60.GP | 2005-11-01 | 2009 | 29.7 | 2 | NO. 2 OIL | NO.2 | 58 | Distillate Oil (No. 2) | 0.05 |  | 0.956 | E3GAL | N | 24 | 7 | 35 | 24 | 7 | 5
1180004 | LS STARRETT COMPANY |  | 121 CRESCENT ST |  | ATHOL | MA | 013310000 | 121 CRESCENT STREET |  | ATHOL | MA | 013310000 | N | PRIVATE | SM80-R | LS STARRETT COMPANY | 9782493551 | envirogroup@starrett.com | JOSEPH | SUMNER | 9782493551 | envirogroup@starrett.com | JEFFREY | BIBEAU | 4135723243 | jpbibeau@tighebond.com | 1 | BOILER #1-JOHNSTON 838101 #6 OIL |  | BOILER | JOHNSTON | 838101 | 1989-01-01 | 2011 | 13 | 1 | BOILER #1-JOHNSTON 838101 #6 OIL | NO.6 | 923 | Residual Oil (No. 6) | 1 | 0.1 | 107.008 | E3GAL | N | 24 | 7 | 52 | 24 | 7 | 22
1180004 | LS STARRETT COMPANY |  | 121 CRESCENT ST |  | ATHOL | MA | 013310000 | 121 CRESCENT STREET |  | ATHOL | MA | 013310000 | N | PRIVATE | SM80-R | LS STARRETT COMPANY | 9782493551 | envirogroup@starrett.com | JOSEPH | SUMNER | 9782493551 | envirogroup@starrett.com | JEFFREY | BIBEAU | 4135723243 | jpbibeau@tighebond.com | 2 | BOILER #2-JOHNSTON H2860 #6 OIL |  | BOILER | JOHNSTON | H280 | 1972-08-01 | 2011 | 13 | 1 | BOILER #2-JOHNSTON H2680 #6 OIL | NO.6 | 923 | Residual Oil (No. 6) | 1 | 0.1 | 107.008 | E3GAL | N | 24 | 7 | 52 | 24 | 7 | 22
1180012 | BOND CONSTRUCTION CO |  | 98 NORTH SPENCER RD | RTE 31 N | SPENCER | MA | 015620000 | 98 NORTH SPENCER RD | RTE 31 N | SPENCER | MA | 015620000 | N | PRIVATE | SM25 | BOND CONSTRUCTION CORPORATION | 5088852480 | ehubond@aol.com | EDWARD | HUBACZ | 5088852480 | ehubond@aol.com | EDWARD | HUBACZ | 5088852480 | ehubond@aol.com | 1 | ROTARY DRUM DRYER #1 #2 OIL-0.3 S + ASPHALT |  | BOILER | STAN STEEL | SJ04360E | 1991-09-01 | 2011 | 58 | 1 | ROTARY KILN DRYER #1 ASPHALTIC CONCRETE | NO.2 | 58 | Distillate Oil (No. 2) | 0 | 0 | 124.08 | TON | N | 10 | 6 | 40 | 9 | 6 | 16
1180012 | BOND CONSTRUCTION CO |  | 98 NORTH SPENCER RD | RTE 31 N | SPENCER | MA | 015620000 | 98 NORTH SPENCER RD | RTE 31 N | SPENCER | MA | 015620000 | N | PRIVATE | SM25 | BOND CONSTRUCTION CORPORATION | 5088852480 | ehubond@aol.com | EDWARD | HUBACZ | 5088852480 | ehubond@aol.com | EDWARD | HUBACZ | 5088852480 | ehubond@aol.com | 1 | ROTARY DRUM DRYER #1 #2 OIL-0.3 S + ASPHALT |  | BOILER | STAN STEEL | SJ04360E | 1991-09-01 | 2011 | 58 | 2 | DRYER BURNER #1-HAUCK #2 OIL-0.3 S | NO.2 | 58 | Distillate Oil (No. 2) | 0.3 | 0 | 41.36 | E3GAL | N | 10 | 6 | 40 | 9 | 6 | 16
1180013 | NYPRO INCORPORATED |  | 101 UNION ST |  | CLINTON | MA | 015100000 | 101 UNION STREET |  | CLINTON | MA | 015100000 | N | PRIVATE | NM99 | NYPRO INCORPORATED | 9783659721 | pat.trudeau@nypro.com | PAT | TRUDEAU | 9783659721 | pat.trudeau@nypro.com | JEFFREY | BIBEAU | 4135723243 | jpbibeau@tighebond.com | 4 | SPACE HEATERS AND GAS FIRED HUMIDIFIERS |  | MULTIPLE SPACE HEATERS | VARIOUS | VARIOUS | 1990-01-01 | 2009 | 16 | 1 | SPACE HEATERS #1(54)-VARIOUS MFGS NATURAL GAS | NATURAL GAS | 209 | Natural Gas |  |  | 11.1543 | E6FT3 | N | 24 | 7 | 36 | 24 | 6 | 22
1180016 | MODU FORM INC |  | 172 INDUSTRIAL RD |  | FITCHBURG | MA | 014200000 | 172 INDUSTRIAL RD |  | FITCHBURG | MA | 014200000 | N | PRIVATE | SM79-7 | MODU FORM INC | 9783457942 | wlweissman@moduform.com | WILLIAM | WEISSMAN | 9783457942 | wlweissman@moduform.com | WILLIAM | WEISSMAN | 9783457942X2143 | wlweissman@moduform.com | 2 | PROCESS OVEN #1+MAKE UP HEATER 9.87 MMBTU TOTAL | 2 | OVEN AND HEATER | VARIOUS MANUFACTURES | VARIOUS MODEL NUMBERS | 1988-01-01 | 2011 | 10 | 1 | PROCESS OVEN #1+MAKE UP HEATER NATURAL GAS | NATURAL GAS | 209 | Natural Gas |  |  | 7.3 | E6FT3 | N | 8 | 5 | 52 | 8 | 5 | 22
1180024 | BURBANK HOSPITAL |  | 275 NICHOLS RD |  | FITCHBURG | MA | 014200000 | 275 NICHOLS ROAD |  | FITCHBURG | MA | 014200000 | N | PRIVATE | SM25 | BURBANK HOSPITAL | 9783435174 | rbriggs@healthalliance.com | ROBERT | BRIGGS | 9783435175 | rbriggs@healthalliace.com | AUGUST | ANDERSON | 9783435186 | aanderson@healthalliance.com | 2 | BOILER #2-CLEAVER BROOKS CB200-500 #2 OIL AND NG |  | BOILER | CLEAVER BROOKS | CB 200-500 | 1995-06-02 | 2009 | 24 | 1 | BOILER #2-CLEAVER BROOKS CB200-500 #2 OIL-0.27S | NO.2 | 58 | Distillate Oil (No. 2) | 0.27 | 0 | 37.017 | E3GAL | N | 24 | 7 | 23 | 24 | 7 | 3
1180024 | BURBANK HOSPITAL |  | 275 NICHOLS RD |  | FITCHBURG | MA | 014200000 | 275 NICHOLS ROAD |  | FITCHBURG | MA | 014200000 | N | PRIVATE | SM25 | BURBANK HOSPITAL | 9783435174 | rbriggs@healthalliance.com | ROBERT | BRIGGS | 9783435175 | rbriggs@healthalliace.com | AUGUST | ANDERSON | 9783435186 | aanderson@healthalliance.com | 2 | BOILER #2-CLEAVER BROOKS CB200-500 #2 OIL AND NG |  | BOILER | CLEAVER BROOKS | CB 200-500 | 1995-06-02 | 2009 | 24 | 2 | BOILER #2-CLEAVER BROOKS CB200-500 NATURAL GAS | NATURAL GAS | 209 | Natural Gas |  |  | 16.409 | E6FT3 | N | 24 | 7 | 23 | 24 | 7 | 3
1180024 | BURBANK HOSPITAL |  | 275 NICHOLS RD |  | FITCHBURG | MA | 014200000 | 275 NICHOLS ROAD |  | FITCHBURG | MA | 014200000 | N | PRIVATE | SM25 | BURBANK HOSPITAL | 9783435174 | rbriggs@healthalliance.com | ROBERT | BRIGGS | 9783435175 | rbriggs@healthalliace.com | AUGUST | ANDERSON | 9783435186 | aanderson@healthalliance.com | 3 | BOILER #3-CLEAVER BROOKS CB200-500 DUAL FUEL |  | BOILER | CLEAVER BROOKS | CB1 250-500 | 1995-06-02 | 2009 | 24 | 1 | BOILER #3-CLEAVER BROOKS CB200-500 #2 OIL-0.27S | NO.2 | 58 | Distillate Oil (No. 2) | 0.27 | 0 | 58.016 | E3GAL | N | 24 | 7 | 28 | 24 | 7 | 18
1180024 | BURBANK HOSPITAL |  | 275 NICHOLS RD |  | FITCHBURG | MA | 014200000 | 275 NICHOLS ROAD |  | FITCHBURG | MA | 014200000 | N | PRIVATE | SM25 | BURBANK HOSPITAL | 9783435174 | rbriggs@healthalliance.com | ROBERT | BRIGGS | 9783435175 | rbriggs@healthalliace.com | AUGUST | ANDERSON | 9783435186 | aanderson@healthalliance.com | 3 | BOILER #3-CLEAVER BROOKS CB200-500 DUAL FUEL |  | BOILER | CLEAVER BROOKS | CB1 250-500 | 1995-06-02 | 2009 | 24 | 2 | BOILER #3-CLEAVER BROOKS CB200-500 NATURAL GAS | NATURAL GAS | 209 | Natural Gas |  |  | 6.083 | E6FT3 | N | 24 | 7 | 28 | 24 | 7 | 18
1180028 | FITCHBURG STATE UNIVERSITY |  | 299 NORTH ST |  | FITCHBURG | MA | 014200000 | 160 PEARL STREET |  | FITCHBURG | MA | 014200000 | Y | STATE | SM80-R | FITCHBURG STATE UNIVERSITY | 9783452151X3199 | dpetrucci@fitchburgstate.edu | DAVID | PETRUCCI | 9786653199 | dpetrucci@fitchburgstate.edu | DAVID | PETRUCCI | 9786653199 | dpetrucci@fitchburgstate.edu | 1 | BOILER NO 1-CLEAVER BROOKS CB400-600-150 6 OIL |  | BOILER | CLEAVER BROOKS | CB400-600-150 | 1997-05-01 | 2011 | 25 | 1 | BOILER NO1-CLEAVER BROOKS CB400 NO 6 OIL-0.5 | NO.6 | 923 | Residual Oil (No. 6) | 0.5 |  | 0 | E3GAL | N | 24 | 7 | 49 | 24 | 7 | 22
1180028 | FITCHBURG STATE UNIVERSITY |  | 299 NORTH ST |  | FITCHBURG | MA | 014200000 | 160 PEARL STREET |  | FITCHBURG | MA | 014200000 | Y | STATE | SM80-R | FITCHBURG STATE UNIVERSITY | 9783452151X3199 | dpetrucci@fitchburgstate.edu | DAVID | PETRUCCI | 9786653199 | dpetrucci@fitchburgstate.edu | DAVID | PETRUCCI | 9786653199 | dpetrucci@fitchburgstate.edu | 1 | BOILER NO 1-CLEAVER BROOKS CB400-600-150 6 OIL |  | BOILER | CLEAVER BROOKS | CB400-600-150 | 1997-05-01 | 2011 | 25 | 2 | NAT. GAS | NATURAL GAS | 209 | Natural Gas |  |  | 63.848 | E6FT3 | N | 24 | 7 | 49 | 24 | 7 | 22
1180028 | FITCHBURG STATE UNIVERSITY |  | 299 NORTH ST |  | FITCHBURG | MA | 014200000 | 160 PEARL STREET |  | FITCHBURG | MA | 014200000 | Y | STATE | SM80-R | FITCHBURG STATE UNIVERSITY | 9783452151X3199 | dpetrucci@fitchburgstate.edu | DAVID | PETRUCCI | 9786653199 | dpetrucci@fitchburgstate.edu | DAVID | PETRUCCI | 9786653199 | dpetrucci@fitchburgstate.edu | 2 | BOILER NO 2-CLEAVER BROOKS DL52- NO 6 OIL-0.5S |  | BOILER | CLEAVER BROOKS | DL52 | 1977-03-01 | 2011 | 55 | 1 | BOILER NO2-CLEAVER BROOKS DL52 NO 6 OIL-0.5S | NO.6 | 923 | Residual Oil (No. 6) | 0.5 | 0.5 | 7.435 | E3GAL | N | 24 | 7 | 22 | 0 | 0 | 0
1180028 | FITCHBURG STATE UNIVERSITY |  | 299 NORTH ST |  | FITCHBURG | MA | 014200000 | 160 PEARL STREET |  | FITCHBURG | MA | 014200000 | Y | STATE | SM80-R | FITCHBURG STATE UNIVERSITY | 9783452151X3199 | dpetrucci@fitchburgstate.edu | DAVID | PETRUCCI | 9786653199 | dpetrucci@fitchburgstate.edu | DAVID | PETRUCCI | 9786653199 | dpetrucci@fitchburgstate.edu | 2 | BOILER NO 2-CLEAVER BROOKS DL52- NO 6 OIL-0.5S |  | BOILER | CLEAVER BROOKS | DL52 | 1977-03-01 | 2011 | 55 | 2 | BOILER NO 2-CLEAVER BROOKS DL52- NO 6 OIL 1.0S | NO.6 | 923 | Residual Oil (No. 6) | 1 | 1 | 0 | E3GAL | N | 24 | 7 | 22 | 0 | 0 | 0
1180028 | FITCHBURG STATE UNIVERSITY |  | 299 NORTH ST |  | FITCHBURG | MA | 014200000 | 160 PEARL STREET |  | FITCHBURG | MA | 014200000 | Y | STATE | SM80-R | FITCHBURG STATE UNIVERSITY | 9783452151X3199 | dpetrucci@fitchburgstate.edu | DAVID | PETRUCCI | 9786653199 | dpetrucci@fitchburgstate.edu | DAVID | PETRUCCI | 9786653199 | dpetrucci@fitchburgstate.edu | 3 | BOILER NO 3-CLEAVER BROOKS DL 52- NO 6 OIL-0.5S |  | BOILER | CLEAVER BROOKS | DL52 | 1977-03-01 | 2011 | 52 | 1 | BOILER NO 3-CLEAVER BROOKS DL52 NO 6 OIL-0.5S | NO.6 | 923 | Residual Oil (No. 6) | 0.5 | 0.5 | 53.172 | E3GAL | N | 24 | 7 | 14 | 0 | 0 | 0
1180028 | FITCHBURG STATE UNIVERSITY |  | 299 NORTH ST |  | FITCHBURG | MA | 014200000 | 160 PEARL STREET |  | FITCHBURG | MA | 014200000 | Y | STATE | SM80-R | FITCHBURG STATE UNIVERSITY | 9783452151X3199 | dpetrucci@fitchburgstate.edu | DAVID | PETRUCCI | 9786653199 | dpetrucci@fitchburgstate.edu | DAVID | PETRUCCI | 9786653199 | dpetrucci@fitchburgstate.edu | 3 | BOILER NO 3-CLEAVER BROOKS DL 52- NO 6 OIL-0.5S |  | BOILER | CLEAVER BROOKS | DL52 | 1977-03-01 | 2011 | 52 | 2 | BOILER NO3-CLEAVER BROOKS DL52- NO 6 OIL 1.0 | NO.6 | 923 | Residual Oil (No. 6) | 1 | 1 | 0 | E3GAL | N | 24 | 7 | 14 | 0 | 0 | 0
1180028 | FITCHBURG STATE UNIVERSITY |  | 299 NORTH ST |  | FITCHBURG | MA | 014200000 | 160 PEARL STREET |  | FITCHBURG | MA | 014200000 | Y | STATE | SM80-R | FITCHBURG STATE UNIVERSITY | 9783452151X3199 | dpetrucci@fitchburgstate.edu | DAVID | PETRUCCI | 9786653199 | dpetrucci@fitchburgstate.edu | DAVID | PETRUCCI | 9786653199 | dpetrucci@fitchburgstate.edu | 16 | AUB-RUS GENS (2)- VARIOUS MFG- NATURAL GAS | 3 | ENGINE | VARIOUS | UNKNOWN | 1966-01-01 | 2011 | 21 | 1 | SMALL EMER GENS (3)- VARIOUS MFG- NATURAL GAS | NATURAL GAS | 209 | Natural Gas |  |  | 0.104 | E6FT3 | N | 1 | 1 | 52 | 1 | 1 | 22
1180028 | FITCHBURG STATE UNIVERSITY |  | 299 NORTH ST |  | FITCHBURG | MA | 014200000 | 160 PEARL STREET |  | FITCHBURG | MA | 014200000 | Y | STATE | SM80-R | FITCHBURG STATE UNIVERSITY | 9783452151X3199 | dpetrucci@fitchburgstate.edu | DAVID | PETRUCCI | 9786653199 | dpetrucci@fitchburgstate.edu | DAVID | PETRUCCI | 9786653199 | dpetrucci@fitchburgstate.edu | 20 | NO 1 BOILER MCKAY SCHOOL |  | BOILER | H B SMITH | 28A | 2008-08-01 | 2011 | 4923 | 1 | NATURAL GAS | NATURAL GAS | 209 | Natural Gas |  |  | 2.57 | E6FT3 | N | 24 | 7 | 44 | 0 | 0 | 0
1180028 | FITCHBURG STATE UNIVERSITY |  | 299 NORTH ST |  | FITCHBURG | MA | 014200000 | 160 PEARL STREET |  | FITCHBURG | MA | 014200000 | Y | STATE | SM80-R | FITCHBURG STATE UNIVERSITY | 9783452151X3199 | dpetrucci@fitchburgstate.edu | DAVID | PETRUCCI | 9786653199 | dpetrucci@fitchburgstate.edu | DAVID | PETRUCCI | 9786653199 | dpetrucci@fitchburgstate.edu | 20 | NO 1 BOILER MCKAY SCHOOL |  | BOILER | H B SMITH | 28A | 2008-08-01 | 2011 | 4923 | 2 | #2 FUEL OIL | NO.2 | 58 | Distillate Oil (No. 2) | 0.3 | 0 | 0 | E3GAL | N | 24 | 7 | 44 | 0 | 0 | 0
1180028 | FITCHBURG STATE UNIVERSITY |  | 299 NORTH ST |  | FITCHBURG | MA | 014200000 | 160 PEARL STREET |  | FITCHBURG | MA | 014200000 | Y | STATE | SM80-R | FITCHBURG STATE UNIVERSITY | 9783452151X3199 | dpetrucci@fitchburgstate.edu | DAVID | PETRUCCI | 9786653199 | dpetrucci@fitchburgstate.edu | DAVID | PETRUCCI | 9786653199 | dpetrucci@fitchburgstate.edu | 21 | NO. 2 BOILER MCKAY SCHOOL |  | BOILER | HB SMITH | 28A | 2008-08-01 | 2011 | 4923 | 1 | NATURAL GAS | NATURAL GAS | 209 | Natural Gas |  |  | 2.57 | E6FT3 | N | 24 | 7 | 44 | 0 | 0 | 0
1180028 | FITCHBURG STATE UNIVERSITY |  | 299 NORTH ST |  | FITCHBURG | MA | 014200000 | 160 PEARL STREET |  | FITCHBURG | MA | 014200000 | Y | STATE | SM80-R | FITCHBURG STATE UNIVERSITY | 9783452151X3199 | dpetrucci@fitchburgstate.edu | DAVID | PETRUCCI | 9786653199 | dpetrucci@fitchburgstate.edu | DAVID | PETRUCCI | 9786653199 | dpetrucci@fitchburgstate.edu | 21 | NO. 2 BOILER MCKAY SCHOOL |  | BOILER | HB SMITH | 28A | 2008-08-01 | 2011 | 4923 | 2 | #2 FUEL OIL | NO.2 | 58 | Distillate Oil (No. 2) | 0.3 | 0 | 2.66 | E3GAL | N | 24 | 7 | 44 | 0 | 0 | 0
1180028 | FITCHBURG STATE UNIVERSITY |  | 299 NORTH ST |  | FITCHBURG | MA | 014200000 | 160 PEARL STREET |  | FITCHBURG | MA | 014200000 | Y | STATE | SM80-R | FITCHBURG STATE UNIVERSITY | 9783452151X3199 | dpetrucci@fitchburgstate.edu | DAVID | PETRUCCI | 9786653199 | dpetrucci@fitchburgstate.edu | DAVID | PETRUCCI | 9786653199 | dpetrucci@fitchburgstate.edu | 22 | #3 BOILER MCKAY SCHOOL |  | BOILER | HB SMITH | 28A | 2008-08-01 | 2011 | 4923 | 1 | NATURAL GAS | NATURAL GAS | 209 | Natural Gas |  |  | 2.57 | E6FT3 | N | 24 | 7 | 44 | 0 | 0 | 0
1180028 | FITCHBURG STATE UNIVERSITY |  | 299 NORTH ST |  | FITCHBURG | MA | 014200000 | 160 PEARL STREET |  | FITCHBURG | MA | 014200000 | Y | STATE | SM80-R | FITCHBURG STATE UNIVERSITY | 9783452151X3199 | dpetrucci@fitchburgstate.edu | DAVID | PETRUCCI | 9786653199 | dpetrucci@fitchburgstate.edu | DAVID | PETRUCCI | 9786653199 | dpetrucci@fitchburgstate.edu | 22 | #3 BOILER MCKAY SCHOOL |  | BOILER | HB SMITH | 28A | 2008-08-01 | 2011 | 4923 | 2 | #2 FUEL OIL | NO.2 | 58 | Distillate Oil (No. 2) | 0.3 | 0 | 0 | E3GAL | N | 24 | 7 | 44 | 0 | 0 | 0
1180032 | NORTH CENTRAL CORRECTIONAL INSTITUTE |  | 500 COLONY RD |  | GARDNER | MA | 014400000 | PO BOX 466 |  | GARDNER | MA | 014400000 | Y | STATE | SM79-R | NORTH CENTRAL CORRECTION INSTITUTE, (NCCI) | 9786322000X175 | PVCURRAN@DOC.STATE.MA.US | PAUL | CURRAN | 9786306000 | PVCurran@doc.state.ma.us | PAUL | CURRAN | 9786306000X175 | PVCURRAN@DOC.STATE.MA.US | 1 | BOILER #1-BABCOX+WILCOX H-1722 |  | BOILER | BABCOX & WILCOX | H-1722 | 1951-10-22 | 2011 | 22 | 1 | #6 | NO.6 | 923 | Residual Oil (No. 6) | 1 | 0.1 | 240.89 | E3GAL | N | 24 | 7 | 24 | 24 | 7 | 4
1180032 | NORTH CENTRAL CORRECTIONAL INSTITUTE |  | 500 COLONY RD |  | GARDNER | MA | 014400000 | PO BOX 466 |  | GARDNER | MA | 014400000 | Y | STATE | SM79-R | NORTH CENTRAL CORRECTION INSTITUTE, (NCCI) | 9786322000X175 | PVCURRAN@DOC.STATE.MA.US | PAUL | CURRAN | 9786306000 | PVCurran@doc.state.ma.us | PAUL | CURRAN | 9786306000X175 | PVCURRAN@DOC.STATE.MA.US | 2 | BOILER#2 BABCOX WILCOX |  | BOILER | BABCOX & WILCOX | H-1722 | 1962-10-22 | 2011 | 22 | 1 | #6 | NO.6 | 923 | Residual Oil (No. 6) | 1 | 0.1 | 0 | E3GAL | N | 0 | 0 | 0 | 0 | 0 | 0
1180032 | NORTH CENTRAL CORRECTIONAL INSTITUTE |  | 500 COLONY RD |  | GARDNER | MA | 014400000 | PO BOX 466 |  | GARDNER | MA | 014400000 | Y | STATE | SM79-R | NORTH CENTRAL CORRECTION INSTITUTE, (NCCI) | 9786322000X175 | PVCURRAN@DOC.STATE.MA.US | PAUL | CURRAN | 9786306000 | PVCurran@doc.state.ma.us | PAUL | CURRAN | 9786306000X175 | PVCURRAN@DOC.STATE.MA.US | 3 | BOILER#3 BABCOX WILCOX |  | BOILER | BABCOX & WILCOX | H-1722 | 1962-10-22 | 2011 | 43 | 1 | #6 OIL | NO.6 | 923 | Residual Oil (No. 6) | 1 | 0.1 | 0 | E3GAL | N | 0 | 0 | 0 | 0 | 0 | 0
1180032 | NORTH CENTRAL CORRECTIONAL INSTITUTE |  | 500 COLONY RD |  | GARDNER | MA | 014400000 | PO BOX 466 |  | GARDNER | MA | 014400000 | Y | STATE | SM79-R | NORTH CENTRAL CORRECTION INSTITUTE, (NCCI) | 9786322000X175 | PVCURRAN@DOC.STATE.MA.US | PAUL | CURRAN | 9786306000 | PVCurran@doc.state.ma.us | PAUL | CURRAN | 9786306000X175 | PVCURRAN@DOC.STATE.MA.US | 4 | BOILER #4-BABCOCK+WILCOX |  | BOILER | BABCOX & WILCOX | H-1722 | 1962-10-22 | 2011 | 43 | 1 | #6 OIL | NO.6 | 923 | Residual Oil (No. 6) | 1 | 0.1 | 396.802 | E3GAL | N | 24 | 7 | 44 | 0 | 0 | 0
1180032 | NORTH CENTRAL CORRECTIONAL INSTITUTE |  | 500 COLONY RD |  | GARDNER | MA | 014400000 | PO BOX 466 |  | GARDNER | MA | 014400000 | Y | STATE | SM79-R | NORTH CENTRAL CORRECTION INSTITUTE, (NCCI) | 9786322000X175 | PVCURRAN@DOC.STATE.MA.US | PAUL | CURRAN | 9786306000 | PVCurran@doc.state.ma.us | PAUL | CURRAN | 9786306000X175 | PVCURRAN@DOC.STATE.MA.US | 7 | 1500 KW EMERGENCY GENERATOR |  | ENGINE | CUMMINS | KTA 50-G9 | 2006-08-15 | 2011 | 13.944 | 1 | LOW SULFUR DIESEL FUEL 0.001 | NO.2 | 58 | Distillate Oil (No. 2) | 0 | 0 | 0.557 | E3GAL | N | 1 | 1 | 12 | 1 | 1 | 22
1180033 | HEYWOOD HOSPITAL |  | 242 GREEN ST |  | GARDNER | MA | 014400000 | 242 GREEN STREET |  | GARDNER | MA | 014400000 | N | PRIVATE | SM79-R | HEYWOOD HOSPITAL | 9786323420 | Lad.r@Heywood.org | RONALD | LADEAU | 5086323420 | Lad.r@Heywood.org | RONALD | LADEAU | 9786306215 | Lad.r@Heywood.org | 1 | BOILER #1-E. KEELER NO. 6 OIL |  | BOILER | E. KEELER | PK-54 | 1960-03-01 | 2011 | 14.2 | 1 | BOILER #1-E.KEELER NO. 6 OIL | NO.6 | 923 | Residual Oil (No. 6) | 0.5 | 0.1 | 2.662 | E3GAL | N | 10 | 6 | 26 | 10 | 6 | 11
1180033 | HEYWOOD HOSPITAL |  | 242 GREEN ST |  | GARDNER | MA | 014400000 | 242 GREEN STREET |  | GARDNER | MA | 014400000 | N | PRIVATE | SM79-R | HEYWOOD HOSPITAL | 9786323420 | Lad.r@Heywood.org | RONALD | LADEAU | 5086323420 | Lad.r@Heywood.org | RONALD | LADEAU | 9786306215 | Lad.r@Heywood.org | 2 | BOILER #2-CLEAVER BROOKS #6 OIL |  | BOILER | CLEAVER BROOKS | D-26 | 1969-07-01 | 2011 | 19.9 | 1 | BOILER #2-CLEAVER BROOKS #6 OIL | NO.6 | 923 | Residual Oil (No. 6) | 0.5 | 0.1 | 2.662 | E3GAL | N | 10 | 6 | 26 | 10 | 6 | 11
1180033 | HEYWOOD HOSPITAL |  | 242 GREEN ST |  | GARDNER | MA | 014400000 | 242 GREEN STREET |  | GARDNER | MA | 014400000 | N | PRIVATE | SM79-R | HEYWOOD HOSPITAL | 9786323420 | Lad.r@Heywood.org | RONALD | LADEAU | 5086323420 | Lad.r@Heywood.org | RONALD | LADEAU | 9786306215 | Lad.r@Heywood.org | 2 | BOILER #2-CLEAVER BROOKS #6 OIL |  | BOILER | CLEAVER BROOKS | D-26 | 1969-07-01 | 2011 | 19.9 | 2 | NATURAL GAS | NATURAL GAS | 209 | Natural Gas |  |  | 9.614 | E6FT3 | N | 10 | 6 | 26 | 10 | 6 | 11
1180033 | HEYWOOD HOSPITAL |  | 242 GREEN ST |  | GARDNER | MA | 014400000 | 242 GREEN STREET |  | GARDNER | MA | 014400000 | N | PRIVATE | SM79-R | HEYWOOD HOSPITAL | 9786323420 | Lad.r@Heywood.org | RONALD | LADEAU | 5086323420 | Lad.r@Heywood.org | RONALD | LADEAU | 9786306215 | Lad.r@Heywood.org | 13 | NEW CUMMINS 450DFEJ EMERGENCY GENERATOR |  | ENGINE | CUMMINS | QSX15-G9 | 2010-06-29 | 2011 | 15.68 | 1 | NO. 2 FUEL OIL | DIESEL | 44 | DIESEL | 0.0015 |  | 0.22 | E3GAL | N | 1 | 3 | 30 | 1 | 1 | 11
1180035 | SEAMAN PAPER COMPANY |  | 51 MAIN ST |  | OTTER RIVER | MA | 014360000 | PO BOX 21 |  | BALDWINVILLE | MA | 014360000 | N | PRIVATE | OP3 | SEAMAN PAPER COMPANY | 9786321513 | gdjones@seamanpaper.com | GEORGE | JONES | 9789392146 | gdjones@seamanpaper.com | GEORGE | JONES | 9789392146X234 | gdjones@seamanpaper.com | 2 | BOILER 2-BIGELOW TYPE A DUAL FUEL |  | BOILER | BIGELOW | TYPE A | 1982-03-01 | 2011 | 49.4 | 2 | RESIDUAL OIL | NO.6 | 923 | Residual Oil (No. 6) | 1 | 0.1 | 26 | E3GAL | N | 1 | 7 | 52 | 1 | 1 | 4
1180035 | SEAMAN PAPER COMPANY |  | 51 MAIN ST |  | OTTER RIVER | MA | 014360000 | PO BOX 21 |  | BALDWINVILLE | MA | 014360000 | N | PRIVATE | OP3 | SEAMAN PAPER COMPANY | 9786321513 | gdjones@seamanpaper.com | GEORGE | JONES | 9789392146 | gdjones@seamanpaper.com | GEORGE | JONES | 9789392146X234 | gdjones@seamanpaper.com | 3 | #3-BABCOCK+WILCOX #6 OIL-1S |  | BOILER | BABCOCK & WILCOX | FM-370 | 1988-01-25 | 2011 | 32.5 | 1 | #6 FUEL OIL | NO.6 | 923 | Residual Oil (No. 6) | 1 | 0.1 | 42 | E3GAL | N | 24 | 7 | 52 | 1 | 1 | 7
1180035 | SEAMAN PAPER COMPANY |  | 51 MAIN ST |  | OTTER RIVER | MA | 014360000 | PO BOX 21 |  | BALDWINVILLE | MA | 014360000 | N | PRIVATE | OP3 | SEAMAN PAPER COMPANY | 9786321513 | gdjones@seamanpaper.com | GEORGE | JONES | 9789392146 | gdjones@seamanpaper.com | GEORGE | JONES | 9789392146X234 | gdjones@seamanpaper.com | 8 | HURST WOOD FIRED BOILER |  | BOILER | HURST BOILER | S600 | 2006-08-01 | 2011 | 29.88 | 1 | WOOD | WOOD | 15 | WOOD | 0.02 | 1 | 161922 | E6BTU | N | 24 | 7 | 52 | 24 | 7 | 22
1180035 | SEAMAN PAPER COMPANY |  | 51 MAIN ST |  | OTTER RIVER | MA | 014360000 | PO BOX 21 |  | BALDWINVILLE | MA | 014360000 | N | PRIVATE | OP3 | SEAMAN PAPER COMPANY | 9786321513 | gdjones@seamanpaper.com | GEORGE | JONES | 9789392146 | gdjones@seamanpaper.com | GEORGE | JONES | 9789392146X234 | gdjones@seamanpaper.com | 10 | #5 HURST WOOD FIRED BOILER |  | BOILER | HURST BOILER | S600 | 2009-02-01 | 2011 | 29.88 | 1 | WOOD | WOOD | 15 | WOOD | 0.02 | 1 | 159696 | E6BTU | Y | 24 | 7 | 52 | 24 | 7 | 22
1180039 | WYMAN GORDON COMPANY |  | 244 WORCESTER ST |  | GRAFTON | MA | 015360000 | 244 WORCESTER ST | P.O. BOX 8001 | GRAFTON | MA | 015368001 | N | PRIVATE | OP3 | WYMAN GORDON COMPANY | 5088394441 | mcushner@wyman.com | DOUGLAS | HUGHES | 5088394441 | dhughes@wyman.com | MARY | CUSHNER | 5088398085 | mcushner@wyman.com | 2 | CLEAVER BROOKS BOILER 5518 14.65 MMBTU |  | BOILER | CLEAVER BROOKS | CB-700-350 | 1983-01-01 | 2011 | 14.65 | 1 | BOILER #5518-CLEAVER BROOKS NATURAL GAS GV | NATURAL GAS | 209 | Natural Gas |  |  | 89.8 | E6FT3 | N | 24 | 7 | 36 | 24 | 7 | 11
1180039 | WYMAN GORDON COMPANY |  | 244 WORCESTER ST |  | GRAFTON | MA | 015360000 | 244 WORCESTER ST | P.O. BOX 8001 | GRAFTON | MA | 015368001 | N | PRIVATE | OP3 | WYMAN GORDON COMPANY | 5088394441 | mcushner@wyman.com | DOUGLAS | HUGHES | 5088394441 | dhughes@wyman.com | MARY | CUSHNER | 5088398085 | mcushner@wyman.com | 3 | CLEAVER BROOKS #9491 14.65 MMBTU/HR |  | BOILER | CLEAVER BROOKS | CB-700-350 | 1981-01-01 | 2011 | 14.65 | 1 | BOILER #9491-CLEAVER BROOKS NATURAL GAS GV | NATURAL GAS | 209 | Natural Gas |  |  | 38.5 | E6FT3 | N | 24 | 7 | 16 | 24 | 7 | 11
1180041 | STERIS CORPORATION |  | 435 WHITNEY ST |  | NORTHBOROUGH | MA | 015320000 | 435 WHITNEY ST |  | NORTHBOROUGH | MA | 015320000 | N | PRIVATE | SM25 | STERIS CORPORATION | 4403542600 | Robert_Moss@STERIS.COM | JODY | DEAN | 5083939323 | Jody_Dean@STERIS.COM | HAYDEN | SCHOEN | 8473675039 | hayden_schoen@steris.com | 1 | BOILER #1-CLEAVER BROOKS NATURAL GAS |  | BOILER | CLEAVER-BROOKS | CB-700-300-15 | 1992-09-11 | 2011 | 12.553 | 1 | BOILER #1-CLEAVER BROOKS NATURAL GAS | NATURAL GAS | 209 | Natural Gas |  |  | 0.005 | E6FT3 | N | 10 | 7 | 52 | 24 | 7 | 22
1180045 | ATLANTIC UNION COLLEGE |  | 338 MAIN ST | MAPLE ST | SOUTH LANCASTER | MA | 015610000 | MAIN STREET | PO BOX 1000 | LANCASTER | MA | 015610000 | N | PRIVATE | SM80-R | ATLANTIC UNION COLLEGE | 9783682365 | james.stewart@auc.edu | JAMES | STEWART | 9783682365 | JAMES.STEWART@AUC.EDU | JAMES | STEWART | 9783682365 | JAMES.STEWART@AUC.EDU | 1 | BOILER 1 KEELER 6 OIL 0.5S |  | BOILER | KEELER | 14647 | 1968-07-01 | 2011 | 32 | 1 | 6 OIL 0.5 S | NO.6 | 923 | Residual Oil (No. 6) | 0.5 | 0.1 | 111.961 | E3GAL | N | 24 | 7 | 9 | 0 | 0 | 0
1180045 | ATLANTIC UNION COLLEGE |  | 338 MAIN ST | MAPLE ST | SOUTH LANCASTER | MA | 015610000 | MAIN STREET | PO BOX 1000 | LANCASTER | MA | 015610000 | N | PRIVATE | SM80-R | ATLANTIC UNION COLLEGE | 9783682365 | james.stewart@auc.edu | JAMES | STEWART | 9783682365 | JAMES.STEWART@AUC.EDU | JAMES | STEWART | 9783682365 | JAMES.STEWART@AUC.EDU | 1 | BOILER 1 KEELER 6 OIL 0.5S |  | BOILER | KEELER | 14647 | 1968-07-01 | 2011 | 32 | 2 | NO. 6 .5S | NO.6 | 923 | Residual Oil (No. 6) | 0.5 | 1 | 111.961 | E3GAL | N | 24 | 7 | 9 | 0 | 0 | 0
1180045 | ATLANTIC UNION COLLEGE |  | 338 MAIN ST | MAPLE ST | SOUTH LANCASTER | MA | 015610000 | MAIN STREET | PO BOX 1000 | LANCASTER | MA | 015610000 | N | PRIVATE | SM80-R | ATLANTIC UNION COLLEGE | 9783682365 | james.stewart@auc.edu | JAMES | STEWART | 9783682365 | JAMES.STEWART@AUC.EDU | JAMES | STEWART | 9783682365 | JAMES.STEWART@AUC.EDU | 6 | BLR 2 KEWANEE CLASSIC III 6 OIL .5 S |  | BOILER | KEWANEE | 1 | 1994-01-01 | 2011 | 26 | 1 | 6 OIL .5 S | NO.6 | 923 | Residual Oil (No. 6) | 0.5 | 1 | 197.516 | E3GAL | N | 24 | 7 | 15 | 6 | 7 | 4
1180052 | CHARLES RIVER LABORATORIES |  | 334 SOUTH ST |  | SHREWSBURY | MA | 015450000 | 334 SOUTH STREET |  | SHREWSBURY | MA | 015450000 | N | PRIVATE | SM50 | CHARLES RIVER LABORATORIES | 5089256000 | pete.trocco@us.crl.com | ROBERT | ALLISON | 5089256608 | robert.allison@crl.com | PETE | TROCCO | 5089256954 | pete.trocco@us.crl.com | 4 | BOILER #1 + #2 CLEAVER BROOKS CBI200 32.6 MMBTU EA | 2 | BOILER | CLEAVER BROOKS | CBI200800150 | 2006-11-15 | 2009 | 65.316 | 1 | NATURAL GAS | NATURAL GAS | 209 | Natural Gas |  |  | 80.8868 | E6FT3 | N | 24 | 7 | 6 | 24 | 7 | 22
1180052 | CHARLES RIVER LABORATORIES |  | 334 SOUTH ST |  | SHREWSBURY | MA | 015450000 | 334 SOUTH STREET |  | SHREWSBURY | MA | 015450000 | N | PRIVATE | SM50 | CHARLES RIVER LABORATORIES | 5089256000 | pete.trocco@us.crl.com | ROBERT | ALLISON | 5089256608 | robert.allison@crl.com | PETE | TROCCO | 5089256954 | pete.trocco@us.crl.com | 4 | BOILER #1 + #2 CLEAVER BROOKS CBI200 32.6 MMBTU EA | 2 | BOILER | CLEAVER BROOKS | CBI200800150 | 2006-11-15 | 2009 | 65.316 | 2 | BOILERS #1 AND #2 - NO.2 FUEL | NO.2 | 58 | Distillate Oil (No. 2) | 0.15 |  | 2.5 | E3GAL | N | 24 | 7 | 6 | 24 | 7 | 22
1180052 | CHARLES RIVER LABORATORIES |  | 334 SOUTH ST |  | SHREWSBURY | MA | 015450000 | 334 SOUTH STREET |  | SHREWSBURY | MA | 015450000 | N | PRIVATE | SM50 | CHARLES RIVER LABORATORIES | 5089256000 | pete.trocco@us.crl.com | ROBERT | ALLISON | 5089256608 | robert.allison@crl.com | PETE | TROCCO | 5089256954 | pete.trocco@us.crl.com | 5 | GENERATOR #1 AND #2 CATERPILLAR 2000 KW EA | 2 | ENGINE | CATERPILLAR | 3516 | 2006-12-19 | 2009 | 35.8 | 1 | #2 FUEL OIL (DIESEL) | DIESEL | 44 | DIESEL | 0.0015 |  | 6.96 | E3GAL | N | 1 | 1 | 52 | 1 | 1 | 22
1180055 | CROCKER TECHNICAL PAPERS INC |  | 431 WESTMINISTER ST |  | FITCHBURG | MA | 014200000 | 431 WESTMINISTER ST |  | FITCHBURG | MA | 014200000 | N | PRIVATE | OP3 | CROCKER TECHNICAL PAPERS | 9783457771 | lgelsomini@crockertech.com | LAWRENCE | GELSOMINI | 9783457771 | lgelsomini@crockertech.com | CHRISTOPHER | DEMBROSKY | 9783457771 | cdembrosky@crockertech.com | 1 | BOILER #1-CLEAVER BROOKS CB400-600-325 DUAL FUEL |  | BOILER | CLEAVER BROOKS | CB 400 600 325 | 1997-08-15 | 2011 | 25 | 1 | BOILER #1-CLEAVER BROOKS CB400 NATURAL GAS | NATURAL GAS | 209 | Natural Gas |  |  | 58.65 | E6FT3 | N | 24 | 7 | 50 | 24 | 7 | 22
1180055 | CROCKER TECHNICAL PAPERS INC |  | 431 WESTMINISTER ST |  | FITCHBURG | MA | 014200000 | 431 WESTMINISTER ST |  | FITCHBURG | MA | 014200000 | N | PRIVATE | OP3 | CROCKER TECHNICAL PAPERS | 9783457771 | lgelsomini@crockertech.com | LAWRENCE | GELSOMINI | 9783457771 | lgelsomini@crockertech.com | CHRISTOPHER | DEMBROSKY | 9783457771 | cdembrosky@crockertech.com | 1 | BOILER #1-CLEAVER BROOKS CB400-600-325 DUAL FUEL |  | BOILER | CLEAVER BROOKS | CB 400 600 325 | 1997-08-15 | 2011 | 25 | 2 | BOILER #1-CLEAVER BROOKS CB400 #6 OIL-0.5 PERC | NO.6 | 923 | Residual Oil (No. 6) | 0.5 | 0.4 | 3.77 | E3GAL | N | 24 | 7 | 50 | 24 | 7 | 22
1180055 | CROCKER TECHNICAL PAPERS INC |  | 431 WESTMINISTER ST |  | FITCHBURG | MA | 014200000 | 431 WESTMINISTER ST |  | FITCHBURG | MA | 014200000 | N | PRIVATE | OP3 | CROCKER TECHNICAL PAPERS | 9783457771 | lgelsomini@crockertech.com | LAWRENCE | GELSOMINI | 9783457771 | lgelsomini@crockertech.com | CHRISTOPHER | DEMBROSKY | 9783457771 | cdembrosky@crockertech.com | 2 | BOILER #2-CLEAVER BROOKS CB400-600-325 DUAL FUEL |  | BOILER | CLEAVER BROOKS | CB 400 600 325 | 1997-08-15 | 2011 | 25 | 1 | BOILER #2-CLEAVER BROOKS CB400 NATURAL GAS | NATURAL GAS | 209 | Natural Gas |  |  | 58.65 | E6FT3 | N | 24 | 7 | 50 | 24 | 7 | 22
1180055 | CROCKER TECHNICAL PAPERS INC |  | 431 WESTMINISTER ST |  | FITCHBURG | MA | 014200000 | 431 WESTMINISTER ST |  | FITCHBURG | MA | 014200000 | N | PRIVATE | OP3 | CROCKER TECHNICAL PAPERS | 9783457771 | lgelsomini@crockertech.com | LAWRENCE | GELSOMINI | 9783457771 | lgelsomini@crockertech.com | CHRISTOPHER | DEMBROSKY | 9783457771 | cdembrosky@crockertech.com | 2 | BOILER #2-CLEAVER BROOKS CB400-600-325 DUAL FUEL |  | BOILER | CLEAVER BROOKS | CB 400 600 325 | 1997-08-15 | 2011 | 25 | 2 | BOILER #2-CLEAVER BROOKS CB400 #6 OIL-0.5 PERC | NO.6 | 923 | Residual Oil (No. 6) | 0.5 | 1 | 3.77 | E3GAL | N | 24 | 7 | 50 | 24 | 7 | 22
1180060 | TENNESSEE GAS PIPELINE LLC STATION 266A | EL PASO ENERGY MENDON | 54 THAYER RD |  | MENDON | MA | 017560000 | 1001 LOUISIANA ST |  | HOUSTON | TX | 770020000 | N | PRIVATE | OP3 | TENNESSEE GAS PIPELINE | 5084785504 | trinh.m.tran@elpaso.com | DAVID J. | CARROLL | 5084356812 | David.Carroll@ElPaso.com | TRINH | TRAN | 7134207931 | trinh.m.tran@elpaso.com | 1 | TURBINE COMPRESSOR #1A-SOLAR SATURN T1300 1000HP |  | TURBINE | SOLAR | SATURN T-1300S | 1992-10-31 | 2011 | 14.7 | 1 | TURBINE #1-SOLAR SATURN T1300 266AA01 NATURAL GAS | NATURAL GAS | 209 | Natural Gas |  |  | 37083 | E6BTU | N | 24 | 7 | 20 | 24 | 7 | 7
1180060 | TENNESSEE GAS PIPELINE LLC STATION 266A | EL PASO ENERGY MENDON | 54 THAYER RD |  | MENDON | MA | 017560000 | 1001 LOUISIANA ST |  | HOUSTON | TX | 770020000 | N | PRIVATE | OP3 | TENNESSEE GAS PIPELINE | 5084785504 | trinh.m.tran@elpaso.com | DAVID J. | CARROLL | 5084356812 | David.Carroll@ElPaso.com | TRINH | TRAN | 7134207931 | trinh.m.tran@elpaso.com | 2 | TURBINE COMPRESSOR #2-SOLAR SATURN T1300 1000HP |  | TURBINE | SOLAR | SATURN T-1300S | 1992-10-31 | 2011 | 14.7 | 1 | TURBINE #2-SOLAR SATURN T1300 266AA02 NATURAL GAS | NATURAL GAS | 209 | Natural Gas |  |  | 22695 | E6BTU | N | 24 | 7 | 12 | 24 | 7 | 5
1180060 | TENNESSEE GAS PIPELINE LLC STATION 266A | EL PASO ENERGY MENDON | 54 THAYER RD |  | MENDON | MA | 017560000 | 1001 LOUISIANA ST |  | HOUSTON | TX | 770020000 | N | PRIVATE | OP3 | TENNESSEE GAS PIPELINE | 5084785504 | trinh.m.tran@elpaso.com | DAVID J. | CARROLL | 5084356812 | David.Carroll@ElPaso.com | TRINH | TRAN | 7134207931 | trinh.m.tran@elpaso.com | 4 | TURBINE #3-SOLAR TAURUS 60 266B1C NAT GAS |  | TURBINE | SOLAR | TAURUS 60 | 2000-08-28 | 2011 | 60.6501 | 1 | TURBINE #3-SOLAR TAURUS 60 266AB01 NATURAL GAS | NATURAL GAS | 209 | Natural Gas |  |  | 91457 | E6BTU | N | 24 | 7 | 13 | 24 | 7 | 8
1180061 | PINETREE POWER FITCHBURG INC |  | 170 FITCHBURG RD | RTE 31 | WESTMINSTER | MA | 014731647 | 2 ROWTIER RD |  | WESTMINSTER | MA | 014731647 | N | PRIVATE | OP7.5 | PINETREE POWER FITCHBURG | 9788742966X2 | gus.bakas@gdfsuezna.com | GUS | BAKAS | 9788742966 | gus.bakas@gdfsuezna.com | GUS | BAKAS | 9788742966 | gus.bakas@gdfsuezna.com | 1 | BLR #1 |  | BOILER | RILEY | NB#2739 | 1992-08-01 | 2011 | 260 | 1 | VIRGIN WOOD 45 - 50 PCT MOISTURE | WOOD | 15 | WOOD | 0.001 | 1 | 140507.45 | TON | N | 24 | 7 | 50 | 24 | 7 | 20
1180061 | PINETREE POWER FITCHBURG INC |  | 170 FITCHBURG RD | RTE 31 | WESTMINSTER | MA | 014731647 | 2 ROWTIER RD |  | WESTMINSTER | MA | 014731647 | N | PRIVATE | OP7.5 | PINETREE POWER FITCHBURG | 9788742966X2 | gus.bakas@gdfsuezna.com | GUS | BAKAS | 9788742966 | gus.bakas@gdfsuezna.com | GUS | BAKAS | 9788742966 | gus.bakas@gdfsuezna.com | 1 | BLR #1 |  | BOILER | RILEY | NB#2739 | 1992-08-01 | 2011 | 260 | 2 | BOILER #1-RILEY STOKER NATURAL GAS | NATURAL GAS | 209 | Natural Gas |  |  | 2.4 | E6FT3 | N | 24 | 7 | 50 | 24 | 7 | 20
1180061 | PINETREE POWER FITCHBURG INC |  | 170 FITCHBURG RD | RTE 31 | WESTMINSTER | MA | 014731647 | 2 ROWTIER RD |  | WESTMINSTER | MA | 014731647 | N | PRIVATE | OP7.5 | PINETREE POWER FITCHBURG | 9788742966X2 | gus.bakas@gdfsuezna.com | GUS | BAKAS | 9788742966 | gus.bakas@gdfsuezna.com | GUS | BAKAS | 9788742966 | gus.bakas@gdfsuezna.com | 1 | BLR #1 |  | BOILER | RILEY | NB#2739 | 1992-08-01 | 2011 | 260 | 3 | BOILER #1-RILEY STOKER LANDFILL GAS | NATURAL GAS | 209 | Natural Gas |  |  | 182.743 | E6FT3 | N | 24 | 7 | 50 | 24 | 7 | 20
1180061 | PINETREE POWER FITCHBURG INC |  | 170 FITCHBURG RD | RTE 31 | WESTMINSTER | MA | 014731647 | 2 ROWTIER RD |  | WESTMINSTER | MA | 014731647 | N | PRIVATE | OP7.5 | PINETREE POWER FITCHBURG | 9788742966X2 | gus.bakas@gdfsuezna.com | GUS | BAKAS | 9788742966 | gus.bakas@gdfsuezna.com | GUS | BAKAS | 9788742966 | gus.bakas@gdfsuezna.com | 1 | BLR #1 |  | BOILER | RILEY | NB#2739 | 1992-08-01 | 2011 | 260 | 4 | BOILER #1-RILEY STOKER PAPER DERIVED | SOLID WASTE | 567 | SOLID WASTE | 0.01 | 5 | 22713.68 | TON | N | 24 | 7 | 50 | 24 | 7 | 20
1180062 | ROCKDALE PROPERTIES LLC |  | PROVIDENCE RD |  | NORTHBRIDGE | MA | 015340000 | PO BOX 669 |  | NORTHBRIDGE | MA | 015340669 | N | PRIVATE | NM25 | HENRY W COZ DBA COZ REALTY | 5082342389 | hcoz@polyfoamcorp.com | HENRY | COZ | 5082342389 | HCOZ@POLYFOAMCORP.COM | SCOTT | HARDY | 5082346323X269 | shardy@polyfaomcorp.com | 1 | BOILER #1-CLEAVER BROOKS #CB-700 NATURAL GAS |  | BOILER | CLEAVER BROOKS | CB 700-350 | 1993-10-25 | 2009 | 15 | 1 | NATURAL GAS | NATURAL GAS | 209 | Natural Gas |  |  | 14.612 | E6FT3 | N | 24 | 7 | 26 | 8 | 5 | 1
1180067 | PALMER PAVING CORPORATION |  | 43 OLD COLDBROOK RD |  | BARRE | MA | 010050000 | 25 BLANCHARD ST | PO BOX 47 | PALMER | MA | 010690000 | N | PRIVATE | SM50 | PALMER PAVING CORPORATION | 4132838256 | jec@palmerpaving.com | FRED | HUGLI | 4132838256 | fhugli@palmerpaving.com | FRED | HUGLI | 4132838354 | fhugli@palmerpaving.com | 11 | DRYER - HAUCK ECO-STAR II LOW NOX BURNER |  | BURNER | HAUCK | ECO-STAR II 75 | 2010-06-08 | 2010 | 82 | 1 | BITUMINOUS CONCRETE PRODUCT | Concrete | 729 | Concrete | 0 | 0 | 8504.1 | TON | N | 8 | 5 | 40 | 8 | 5 | 6
1180067 | PALMER PAVING CORPORATION |  | 43 OLD COLDBROOK RD |  | BARRE | MA | 010050000 | 25 BLANCHARD ST | PO BOX 47 | PALMER | MA | 010690000 | N | PRIVATE | SM50 | PALMER PAVING CORPORATION | 4132838256 | jec@palmerpaving.com | FRED | HUGLI | 4132838256 | fhugli@palmerpaving.com | FRED | HUGLI | 4132838354 | fhugli@palmerpaving.com | 11 | DRYER - HAUCK ECO-STAR II LOW NOX BURNER |  | BURNER | HAUCK | ECO-STAR II 75 | 2010-06-08 | 2010 | 82 | 2 | HAUCK BURNER - NO. 2 OIL | NO.2 | 58 | Distillate Oil (No. 2) | 0.0015 | 0 | 20.443 | E3GAL | N | 8 | 5 | 40 | 8 | 5 | 6
1180067 | PALMER PAVING CORPORATION |  | 43 OLD COLDBROOK RD |  | BARRE | MA | 010050000 | 25 BLANCHARD ST | PO BOX 47 | PALMER | MA | 010690000 | N | PRIVATE | SM50 | PALMER PAVING CORPORATION | 4132838256 | jec@palmerpaving.com | FRED | HUGLI | 4132838256 | fhugli@palmerpaving.com | FRED | HUGLI | 4132838354 | fhugli@palmerpaving.com | 11 | DRYER - HAUCK ECO-STAR II LOW NOX BURNER |  | BURNER | HAUCK | ECO-STAR II 75 | 2010-06-08 | 2010 | 82 | 3 | HAUCK BURNER - SPEC. USED FUEL OIL | NO.6 | 923 | Residual Oil (No. 6) | 0.35 | 0 | 0 | E3GAL | N | 8 | 5 | 40 | 8 | 5 | 6
1180076 | DEXTER-RUSSELL INC |  | 44 RIVER ST |  | SOUTHBRIDGE | MA | 015500000 | 44 RIVER STREET |  | SOUTHBRIDGE | MA | 015500000 | N | PRIVATE | NM25 | DEXTER RUSSELL INC | 5087650201X6543 | rouellette@dexter1818.com | ROBERT | OUELLETTE | 5087650201 | rouellette@dexter1818.com | ROBERT | OUELLETTE | 5087650201 | rouellette@dexter1818.com | 1 | BOILER #1-CLEAVER BROOKS CB60025015 #6 OIL1.0S |  | BOILER | CLEAVER BROOKS | CB600-250-15 | 1974-04-01 | 2009 | 10 | 1 | BOILER #1-CL BROOKS CB600-250-15 6 OIL-0.5S | NO.6 | 923 | Residual Oil (No. 6) | 1 | 1 | 116 | E3GAL | N | 24 | 7 | 52 | 12 | 7 | 22
1180087 | CUMBERLAND FARMS INC |  | 165 FLANDERS RD |  | WESTBOROUGH | MA | 015800000 | 165 FLANDERS RD |  | WESTBOROUGH | MA | 015800000 | N | PRIVATE | SM50 | CUMBERLAND FARMS INC | 5082701400 | MYoung@cumberlandgulf.com | MICHAEL | MCGLOIN | 5083664445 | MMcGloin@cumberlandfarms.com | MICHAEL | MCGLOIN | 5083664445 | MMcGloin@cumberlandfarms.com | 1 | BOILER #1-CLEAVER BROOKS CB600-150 |  | BOILER | CLEAVER BROOKS | CB600-150 | 1976-11-01 | 2010 | 21 | 1 | BOILER #1-CLEAVER BROOKS CB600-500 | NO.6 | 923 | Residual Oil (No. 6) | 1 | 0.1 | 36.677 | E3GAL | N | 24 | 7 | 22 | 0 | 0 | 0
1180090 | WEST WARREN COMPLEX LLC |  | 85 SOUTH ST |  | WEST WARREN | MA | 010920398 | 9 OLD DAIRY RD |  | HUDSON | NH | 030510000 | N | PRIVATE | SM80-R | WILLIAM WRIGHT CO | 6155013431 | janderson@wrights.com | CHARLES | RYTLEWSKI | 6155014043 | crytlewski@wrights.com | CHARLES | RYTLEWSKI | 6155014043 | crytlewski@wrights.com | 1 | EU 1 CLEAVER BROOKS CB600 600 |  | BOILER | BOILER 5 CLEAVER BROOKS CB600 600 6 OIL | CB6---600 | 1978-02-03 | 2007 | 12 | 1 | BOILER 5 CLEAVER BROOKS CB600 600 6 OIL | NO.6 | 923 | Residual Oil (No. 6) | 1 | 0.1 | 64.5 | E3GAL | N | 0 | 0 | 0 | 0 | 0 | 0
1180090 | WEST WARREN COMPLEX LLC |  | 85 SOUTH ST |  | WEST WARREN | MA | 010920398 | 9 OLD DAIRY RD |  | HUDSON | NH | 030510000 | N | PRIVATE | SM80-R | WILLIAM WRIGHT CO | 6155013431 | janderson@wrights.com | CHARLES | RYTLEWSKI | 6155014043 | crytlewski@wrights.com | CHARLES | RYTLEWSKI | 6155014043 | crytlewski@wrights.com | 2 | BOILER #3-PREFERRED BHE250 #6 OIL-1%S |  | BOILER | PREFFERED | BHE250 | 1991-01-01 | 2006 | 12 | 1 | BOILER #3-PREFERRED BHE250 #6 OIL-1%S | NO.6 | 923 | Residual Oil (No. 6) | 1 | 0.1 | 37 | E3GAL | N | 24 | 5 | 51 | 24 | 5 | 6
1180103 | ASTRAZENECA LP |  | 50 OTIS ST |  | WESTBOROUGH | MA | 015810000 | 50 OTIS ST |  | WESTBOROUGH | MA | 015810000 | N | PRIVATE | NM99 | ASTRAZENECA | 5083661100 | Steve.Hennings@astrazeneca.com | STEVE | HENNINGS | 5088368316 | Steve.Hennings@astrazeneca.com | GEORGE | MWANGI | 5088368389 | George.Mwangi@Astrazeneca.com | 1 | BLDG TWO BOILER A YORK SHIPLEY |  | BOILER | YORK SHIPLEY | SPHC-600-N-174061 | 1981-01-01 | 2011 | 26 | 1 | BOILER #1-YORK SHIPLEY #SPHC600N NATURAL GAS | NATURAL GAS | 209 | Natural Gas |  |  | 4.195 | E6FT3 | Y | 24 | 7 | 52 | 24 | 7 | 22
1180103 | ASTRAZENECA LP |  | 50 OTIS ST |  | WESTBOROUGH | MA | 015810000 | 50 OTIS ST |  | WESTBOROUGH | MA | 015810000 | N | PRIVATE | NM99 | ASTRAZENECA | 5083661100 | Steve.Hennings@astrazeneca.com | STEVE | HENNINGS | 5088368316 | Steve.Hennings@astrazeneca.com | GEORGE | MWANGI | 5088368389 | George.Mwangi@Astrazeneca.com | 2 | BLDG TWO BOILER B YORK SHIPLEY |  | BOILER | YORK SHIPLEY | SPHC-600-N-174061 | 1981-01-01 | 2011 | 26 | 1 | BOILER #2-YORK SHIPLEY #SPHC600N NATURAL GAS | NATURAL GAS | 209 | Natural Gas |  |  | 13.321 | E6FT3 | Y | 24 | 7 | 52 | 24 | 7 | 22
1180103 | ASTRAZENECA LP |  | 50 OTIS ST |  | WESTBOROUGH | MA | 015810000 | 50 OTIS ST |  | WESTBOROUGH | MA | 015810000 | N | PRIVATE | NM99 | ASTRAZENECA | 5083661100 | Steve.Hennings@astrazeneca.com | STEVE | HENNINGS | 5088368316 | Steve.Hennings@astrazeneca.com | GEORGE | MWANGI | 5088368389 | George.Mwangi@Astrazeneca.com | 12 | BLDG TWO BOILER C CLEAVER BROOKS |  | BOILER | CLEAVER BROOKS | ICB-7X-800-150ST | 2007-07-07 | 2011 | 33.5 | 1 | NATURAL GAS | NATURAL GAS | 209 | Natural Gas |  |  | 118.654 | E6FT3 | Y | 24 | 7 | 52 | 24 | 7 | 22
1180103 | ASTRAZENECA LP |  | 50 OTIS ST |  | WESTBOROUGH | MA | 015810000 | 50 OTIS ST |  | WESTBOROUGH | MA | 015810000 | N | PRIVATE | NM99 | ASTRAZENECA | 5083661100 | Steve.Hennings@astrazeneca.com | STEVE | HENNINGS | 5088368316 | Steve.Hennings@astrazeneca.com | GEORGE | MWANGI | 5088368389 | George.Mwangi@Astrazeneca.com | 13 | BLDG TWELVE STANDBY DIESEL GENERATOR 1000 KW |  | ENGINE | CATERPILLAR | C32 DITA | 2007-07-20 | 2011 | 10.55 | 1 | ULTRA LOW SULFUR DIESEL | DIESEL | 44 | DIESEL | 0 | 0 | 17.259 | E3GAL | N | 1 | 1 | 52 | 1 | 1 | 22
1180105 | CLARK UNIVERSITY |  | 950 MAIN ST |  | WORCESTER | MA | 016100000 | 950 MAIN ST |  | WORCESTER | MA | 016100000 | N | PRIVATE | OP6 | CLARK UNIVERSITY | 5087937728 | mleahy@clarku.edu | MARK | LEAHY | 5087937728 | mleahy@clarku.edu | MARK | LEAHY | 5087937728 | mleahy@clarku.edu | 1 | BOILER #1-UNION IRON WORKS 6121-21 DUAL FUEL |  | BOILER | BOILER # 1 UNION IRON WORKS | 23092 | 1963-01-01 | 2011 | 21 | 1 | BOILER #1-UNION IRON WORKS #6 OIL | NO.6 | 923 | Residual Oil (No. 6) | 1 | 0.1 | 0 | E3GAL | N | 24 | 7 | 35 | 24 | 7 | 3
1180105 | CLARK UNIVERSITY |  | 950 MAIN ST |  | WORCESTER | MA | 016100000 | 950 MAIN ST |  | WORCESTER | MA | 016100000 | N | PRIVATE | OP6 | CLARK UNIVERSITY | 5087937728 | mleahy@clarku.edu | MARK | LEAHY | 5087937728 | mleahy@clarku.edu | MARK | LEAHY | 5087937728 | mleahy@clarku.edu | 1 | BOILER #1-UNION IRON WORKS 6121-21 DUAL FUEL |  | BOILER | BOILER # 1 UNION IRON WORKS | 23092 | 1963-01-01 | 2011 | 21 | 2 | BOILER #1-UNION IRON WORKS NATURAL GAS | NATURAL GAS | 209 | Natural Gas |  |  | 14.1563 | E6FT3 | N | 24 | 7 | 35 | 24 | 7 | 3
1180105 | CLARK UNIVERSITY |  | 950 MAIN ST |  | WORCESTER | MA | 016100000 | 950 MAIN ST |  | WORCESTER | MA | 016100000 | N | PRIVATE | OP6 | CLARK UNIVERSITY | 5087937728 | mleahy@clarku.edu | MARK | LEAHY | 5087937728 | mleahy@clarku.edu | MARK | LEAHY | 5087937728 | mleahy@clarku.edu | 2 | BOILER #2-UNION IRON WORKS 621-21 DUAL FUEL |  | BOILER | BOILER # 2 UNION IRON WORKS | 23091 | 1963-01-01 | 2011 | 21 | 1 | BOILER #2-UNION IRON WORKS #6 OIL | NO.6 | 923 | Residual Oil (No. 6) | 1 | 0.1 | 0 | E3GAL | N | 24 | 7 | 35 | 0 | 0 | 0
1180105 | CLARK UNIVERSITY |  | 950 MAIN ST |  | WORCESTER | MA | 016100000 | 950 MAIN ST |  | WORCESTER | MA | 016100000 | N | PRIVATE | OP6 | CLARK UNIVERSITY | 5087937728 | mleahy@clarku.edu | MARK | LEAHY | 5087937728 | mleahy@clarku.edu | MARK | LEAHY | 5087937728 | mleahy@clarku.edu | 2 | BOILER #2-UNION IRON WORKS 621-21 DUAL FUEL |  | BOILER | BOILER # 2 UNION IRON WORKS | 23091 | 1963-01-01 | 2011 | 21 | 2 | BOILER #2-UNION IRON WORKS NATURAL GAS | NATURAL GAS | 209 | Natural Gas |  |  | 14.1563 | E6FT3 | N | 24 | 7 | 35 | 0 | 0 | 0
1180105 | CLARK UNIVERSITY |  | 950 MAIN ST |  | WORCESTER | MA | 016100000 | 950 MAIN ST |  | WORCESTER | MA | 016100000 | N | PRIVATE | OP6 | CLARK UNIVERSITY | 5087937728 | mleahy@clarku.edu | MARK | LEAHY | 5087937728 | mleahy@clarku.edu | MARK | LEAHY | 5087937728 | mleahy@clarku.edu | 3 | BOILER #3-UNION IRON WORKS 621-294 DUAL FUEL |  | BOILER | UNION IRON WORKS | 23519 | 1968-01-01 | 2011 | 29 | 1 | BOILER #3-UNION IRON WORKS #6 OIL | NO.6 | 923 | Residual Oil (No. 6) | 1 | 0.1 | 0 | E3GAL | N | 24 | 7 | 26 | 0 | 0 | 0
1180105 | CLARK UNIVERSITY |  | 950 MAIN ST |  | WORCESTER | MA | 016100000 | 950 MAIN ST |  | WORCESTER | MA | 016100000 | N | PRIVATE | OP6 | CLARK UNIVERSITY | 5087937728 | mleahy@clarku.edu | MARK | LEAHY | 5087937728 | mleahy@clarku.edu | MARK | LEAHY | 5087937728 | mleahy@clarku.edu | 3 | BOILER #3-UNION IRON WORKS 621-294 DUAL FUEL |  | BOILER | UNION IRON WORKS | 23519 | 1968-01-01 | 2011 | 29 | 2 | BOILER #3-UNION IRON WORKS NATURAL GAS | NATURAL GAS | 209 | Natural Gas |  |  | 28.312 | E6FT3 | N | 24 | 7 | 26 | 0 | 0 | 0
1180105 | CLARK UNIVERSITY |  | 950 MAIN ST |  | WORCESTER | MA | 016100000 | 950 MAIN ST |  | WORCESTER | MA | 016100000 | N | PRIVATE | OP6 | CLARK UNIVERSITY | 5087937728 | mleahy@clarku.edu | MARK | LEAHY | 5087937728 | mleahy@clarku.edu | MARK | LEAHY | 5087937728 | mleahy@clarku.edu | 4 | COGEN #1-FAIRBANKS MORSE 38TOD Y8 DUAL FUEL |  | ENGINE | FAIRBANKS MORSE | 38 TDD 8 1/8 | 1982-01-01 | 2011 | 18 | 1 | GENERATOR #1-FAIRBANKS MORSE @2 OIL | DIESEL | 44 | DIESEL | 0.3 | 0 | 46.724 | E3GAL | N | 24 | 7 | 48 | 24 | 7 | 16
1180105 | CLARK UNIVERSITY |  | 950 MAIN ST |  | WORCESTER | MA | 016100000 | 950 MAIN ST |  | WORCESTER | MA | 016100000 | N | PRIVATE | OP6 | CLARK UNIVERSITY | 5087937728 | mleahy@clarku.edu | MARK | LEAHY | 5087937728 | mleahy@clarku.edu | MARK | LEAHY | 5087937728 | mleahy@clarku.edu | 4 | COGEN #1-FAIRBANKS MORSE 38TOD Y8 DUAL FUEL |  | ENGINE | FAIRBANKS MORSE | 38 TDD 8 1/8 | 1982-01-01 | 2011 | 18 | 2 | GENERATOR #1-FAIRBANKS MORSE NATURAL GAS | NATURAL GAS | 209 | Natural Gas |  |  | 105.7723 | E6FT3 | N | 24 | 7 | 48 | 24 | 7 | 16
1180106 | COLLEGE OF THE HOLY CROSS |  | 1 COLLEGE ST |  | WORCESTER | MA | 016100000 | 1 COLLEGE STREET |  | WORCESTER | MA | 016102395 | N | PRIVATE | SM80-R | HOLY CROSS COLLEGE | 5087932438 | smerrill@holycross.edu | JOHN | CANNON | 5087933025 | jcannon@holycross.edu | JOHN | CANNON | 5087933025 | jcannon@holycross.edu | 1 | BOILER #1-C BROOKS CB400-600 DUAL FUEL 23.6MMBTU |  | BOILER | CLEAVER BROOKS | CB 400-600 | 1992-08-12 | 2011 | 24 | 1 | BOILER #1-CLEAVER BROOKS CB400-600 #6 OIL-0.5PCTS | NO.6 | 923 | Residual Oil (No. 6) | 0.5 | 1 | 0 | E3GAL | N | 24 | 7 | 52 | 24 | 7 | 22
1180106 | COLLEGE OF THE HOLY CROSS |  | 1 COLLEGE ST |  | WORCESTER | MA | 016100000 | 1 COLLEGE STREET |  | WORCESTER | MA | 016102395 | N | PRIVATE | SM80-R | HOLY CROSS COLLEGE | 5087932438 | smerrill@holycross.edu | JOHN | CANNON | 5087933025 | jcannon@holycross.edu | JOHN | CANNON | 5087933025 | jcannon@holycross.edu | 1 | BOILER #1-C BROOKS CB400-600 DUAL FUEL 23.6MMBTU |  | BOILER | CLEAVER BROOKS | CB 400-600 | 1992-08-12 | 2011 | 24 | 2 | BOILER #1-CLEAVER BROOKS CB400-600 NATURAL GAS | NATURAL GAS | 209 | Natural Gas |  |  | 28.2808 | E6FT3 | N | 24 | 7 | 52 | 24 | 7 | 22
1180106 | COLLEGE OF THE HOLY CROSS |  | 1 COLLEGE ST |  | WORCESTER | MA | 016100000 | 1 COLLEGE STREET |  | WORCESTER | MA | 016102395 | N | PRIVATE | SM80-R | HOLY CROSS COLLEGE | 5087932438 | smerrill@holycross.edu | JOHN | CANNON | 5087933025 | jcannon@holycross.edu | JOHN | CANNON | 5087933025 | jcannon@holycross.edu | 2 | BOILER #2-C BROOKS CB400-600 DUAL FUEL 23.6MMBTU |  | BOILER | CLEAVER BROOKS | CB 400-600 | 1992-08-12 | 2011 | 24 | 1 | BOILER #2-CLEAVER BROOKS CB400-600 #6 OIL-0.5PCTS | NO.6 | 923 | Residual Oil (No. 6) | 0.5 | 1 | 0 | E3GAL | N | 24 | 7 | 52 | 24 | 7 | 22
1180106 | COLLEGE OF THE HOLY CROSS |  | 1 COLLEGE ST |  | WORCESTER | MA | 016100000 | 1 COLLEGE STREET |  | WORCESTER | MA | 016102395 | N | PRIVATE | SM80-R | HOLY CROSS COLLEGE | 5087932438 | smerrill@holycross.edu | JOHN | CANNON | 5087933025 | jcannon@holycross.edu | JOHN | CANNON | 5087933025 | jcannon@holycross.edu | 2 | BOILER #2-C BROOKS CB400-600 DUAL FUEL 23.6MMBTU |  | BOILER | CLEAVER BROOKS | CB 400-600 | 1992-08-12 | 2011 | 24 | 2 | BOILER #2-CLEAVER BROOKS CB400-600 NATURAL GAS | NATURAL GAS | 209 | Natural Gas |  |  | 28.2808 | E6FT3 | N | 24 | 7 | 52 | 24 | 7 | 22
1180106 | COLLEGE OF THE HOLY CROSS |  | 1 COLLEGE ST |  | WORCESTER | MA | 016100000 | 1 COLLEGE STREET |  | WORCESTER | MA | 016102395 | N | PRIVATE | SM80-R | HOLY CROSS COLLEGE | 5087932438 | smerrill@holycross.edu | JOHN | CANNON | 5087933025 | jcannon@holycross.edu | JOHN | CANNON | 5087933025 | jcannon@holycross.edu | 3 | BOILER #3-C BROOKS CB400-600 DUAL FUEL 23.6MMBTU |  | BOILER | CLEAVER BROOKS | CB 400-600 | 1992-08-27 | 2011 | 24 | 1 | BOILER #3-CLEAVER BROOKS CB400-600 #6 OIL-0.5PCTS | NO.6 | 923 | Residual Oil (No. 6) | 0.5 | 1 | 0 | E3GAL | N | 24 | 7 | 52 | 24 | 7 | 22
1180106 | COLLEGE OF THE HOLY CROSS |  | 1 COLLEGE ST |  | WORCESTER | MA | 016100000 | 1 COLLEGE STREET |  | WORCESTER | MA | 016102395 | N | PRIVATE | SM80-R | HOLY CROSS COLLEGE | 5087932438 | smerrill@holycross.edu | JOHN | CANNON | 5087933025 | jcannon@holycross.edu | JOHN | CANNON | 5087933025 | jcannon@holycross.edu | 3 | BOILER #3-C BROOKS CB400-600 DUAL FUEL 23.6MMBTU |  | BOILER | CLEAVER BROOKS | CB 400-600 | 1992-08-27 | 2011 | 24 | 2 | BOILER #3-CLEAVER BROOKS CB400-600 NATURAL GAS | NATURAL GAS | 209 | Natural Gas |  |  | 28.2808 | E6FT3 | N | 24 | 7 | 52 | 24 | 7 | 22
1180106 | COLLEGE OF THE HOLY CROSS |  | 1 COLLEGE ST |  | WORCESTER | MA | 016100000 | 1 COLLEGE STREET |  | WORCESTER | MA | 016102395 | N | PRIVATE | SM80-R | HOLY CROSS COLLEGE | 5087932438 | smerrill@holycross.edu | JOHN | CANNON | 5087933025 | jcannon@holycross.edu | JOHN | CANNON | 5087933025 | jcannon@holycross.edu | 4 | BOILER #4-C BROOKS CB400-600 DUAL FUEL 23.6 MMBT |  | BOILER | CLEAVER BROOKS | CB 400-600 | 1992-08-27 | 2011 | 24 | 1 | BOILER #4-CLEAVER BROOKS CB400-600 #6 OIL 0.5PCTS | NO.6 | 923 | Residual Oil (No. 6) | 0.5 | 1 | 0 | E3GAL | N | 24 | 7 | 52 | 24 | 7 | 22
1180106 | COLLEGE OF THE HOLY CROSS |  | 1 COLLEGE ST |  | WORCESTER | MA | 016100000 | 1 COLLEGE STREET |  | WORCESTER | MA | 016102395 | N | PRIVATE | SM80-R | HOLY CROSS COLLEGE | 5087932438 | smerrill@holycross.edu | JOHN | CANNON | 5087933025 | jcannon@holycross.edu | JOHN | CANNON | 5087933025 | jcannon@holycross.edu | 4 | BOILER #4-C BROOKS CB400-600 DUAL FUEL 23.6 MMBT |  | BOILER | CLEAVER BROOKS | CB 400-600 | 1992-08-27 | 2011 | 24 | 2 | BOILER #4-CLEAVER BROOKS CB400-600 NATURAL GAS | NATURAL GAS | 209 | Natural Gas |  |  | 28.2808 | E6FT3 | N | 24 | 7 | 52 | 24 | 7 | 22
1180106 | COLLEGE OF THE HOLY CROSS |  | 1 COLLEGE ST |  | WORCESTER | MA | 016100000 | 1 COLLEGE STREET |  | WORCESTER | MA | 016102395 | N | PRIVATE | SM80-R | HOLY CROSS COLLEGE | 5087932438 | smerrill@holycross.edu | JOHN | CANNON | 5087933025 | jcannon@holycross.edu | JOHN | CANNON | 5087933025 | jcannon@holycross.edu | 7 | GENERATORS (11) DIESEL | 10 | ENGINE | VARIOUS | VARIOUS | 2005-01-01 | 2011 | 20 | 1 | GENERATORS (11) DIESEL | DIESEL | 44 | DIESEL | 0.05 | 0 | 4.4167 | E3GAL | N | 1 | 1 | 52 | 1 | 1 | 22
1180106 | COLLEGE OF THE HOLY CROSS |  | 1 COLLEGE ST |  | WORCESTER | MA | 016100000 | 1 COLLEGE STREET |  | WORCESTER | MA | 016102395 | N | PRIVATE | SM80-R | HOLY CROSS COLLEGE | 5087932438 | smerrill@holycross.edu | JOHN | CANNON | 5087933025 | jcannon@holycross.edu | JOHN | CANNON | 5087933025 | jcannon@holycross.edu | 9 | MISC NAT GAS SOURCES | 29 | SM.BOILERS, WATER HEATERS, COOKING, LAB BURNERS | VARIOUS | VARIOUS - EACH SOURCE <10 MMBTU/HR | 2004-01-01 | 2011 | 28 | 1 | MISC NAT GAS SOURCES | NATURAL GAS | 209 | Natural Gas |  |  | 34.5465 | E6FT3 | N | 24 | 7 | 52 | 24 | 7 | 22
1180108 | DAVID CLARK COMPANY |  | 360 FRANKLIN ST |  | WORCESTER | MA | 016040000 | PO BOX 15054 |  | WORCESTER | MA | 016150054 | N | PRIVATE | SM25 | DAVID CLARK CO | 5087566216 | rvincent@davidclark.com | PETER | KASPARSON | 5087566216 | pkasparson@daviclark.com | PETER | KASPARSON | 5087566216X140 | pkasparson@davidclark.com | 13 | CLEAVERBROOKSL104089 | 2 | BOILER | CLEAVER BROOKS | CB600-150 | 2005-01-01 | 2009 | 12.46 | 1 | RESIDENTIAL OIL #6 | NO.6 | 923 | Residual Oil (No. 6) | 0.858 | 0.1 | 26.365 | E3GAL | N | 12 | 7 | 31 | 0 | 0 | 0
1180108 | DAVID CLARK COMPANY |  | 360 FRANKLIN ST |  | WORCESTER | MA | 016040000 | PO BOX 15054 |  | WORCESTER | MA | 016150054 | N | PRIVATE | SM25 | DAVID CLARK CO | 5087566216 | rvincent@davidclark.com | PETER | KASPARSON | 5087566216 | pkasparson@daviclark.com | PETER | KASPARSON | 5087566216X140 | pkasparson@davidclark.com | 14 | CLEAVERBROOKSL104090 | 2 | BOILER | CLEAVER BROOKS | CB600-15 | 2005-01-01 | 2009 | 12.46 | 1 | RESIDENTIAL OIL #6 | NO.6 | 923 | Residual Oil (No. 6) | 0.858 | 0.1 | 26.365 | E3GAL | N | 12 | 7 | 31 | 0 | 0 | 0
1180115 | ST GOBAIN ABRASIVES, INC |  | 1 NEW BOND ST |  | WORCESTER | MA | 016060000 | 1 NEW BOND STREET |  | WORCESTER | MA | 016150008 | N | PRIVATE | OP9 | SAINT GOBAIN ABRASIVES AND CERAMICS AND PLASTICS | 5087955860 | kevin.p.fogarty@saint-gobain.com | ROBERT | SMITH | 5087955601 | bob.n.smith@SAINT-GOBAIN.COM | JOSEPH | DUFRESNE | 5087955624 | JOSEPH.E.DUFRESNE@SAINT-GOBAIN.COM | 1 | BOILER #1-RILEY STOKER B1251 DUAL FUEL EU523-02A |  | BOILER | RILEY STOKER | B1251 | 1939-01-01 | 2011 | 67 | 1 | BOILER #1-RILEY B1251 #6 OIL-0.5S EU523-02A | NO.6 | 923 | Residual Oil (No. 6) | 1 | 0 | 0 | E3GAL | N | 24 | 7 | 4 | 24 | 7 | 4
1180115 | ST GOBAIN ABRASIVES, INC |  | 1 NEW BOND ST |  | WORCESTER | MA | 016060000 | 1 NEW BOND STREET |  | WORCESTER | MA | 016150008 | N | PRIVATE | OP9 | SAINT GOBAIN ABRASIVES AND CERAMICS AND PLASTICS | 5087955860 | kevin.p.fogarty@saint-gobain.com | ROBERT | SMITH | 5087955601 | bob.n.smith@SAINT-GOBAIN.COM | JOSEPH | DUFRESNE | 5087955624 | JOSEPH.E.DUFRESNE@SAINT-GOBAIN.COM | 1 | BOILER #1-RILEY STOKER B1251 DUAL FUEL EU523-02A |  | BOILER | RILEY STOKER | B1251 | 1939-01-01 | 2011 | 67 | 2 | BOILER #1-RILEY B1251 NATURAL GAS EU523-02A | NATURAL GAS | 209 | Natural Gas |  |  | 77.7 | E6FT3 | N | 24 | 7 | 4 | 24 | 7 | 4
1180115 | ST GOBAIN ABRASIVES, INC |  | 1 NEW BOND ST |  | WORCESTER | MA | 016060000 | 1 NEW BOND STREET |  | WORCESTER | MA | 016150008 | N | PRIVATE | OP9 | SAINT GOBAIN ABRASIVES AND CERAMICS AND PLASTICS | 5087955860 | kevin.p.fogarty@saint-gobain.com | ROBERT | SMITH | 5087955601 | bob.n.smith@SAINT-GOBAIN.COM | JOSEPH | DUFRESNE | 5087955624 | JOSEPH.E.DUFRESNE@SAINT-GOBAIN.COM | 2 | BOILER #2-RILEY STOKER B125-2 DUAL FUEL EU523-02B |  | BOILER | RILEY STOKER | NB-555 | 1939-10-21 | 2011 | 67 | 1 | BOILER #2-RILEY B1251 #6 OIL-0.5S EU523-02B | NO.6 | 923 | Residual Oil (No. 6) | 1 | 0 | 0 | E3GAL | N | 24 | 7 | 4 | 24 | 7 | 4
1180115 | ST GOBAIN ABRASIVES, INC |  | 1 NEW BOND ST |  | WORCESTER | MA | 016060000 | 1 NEW BOND STREET |  | WORCESTER | MA | 016150008 | N | PRIVATE | OP9 | SAINT GOBAIN ABRASIVES AND CERAMICS AND PLASTICS | 5087955860 | kevin.p.fogarty@saint-gobain.com | ROBERT | SMITH | 5087955601 | bob.n.smith@SAINT-GOBAIN.COM | JOSEPH | DUFRESNE | 5087955624 | JOSEPH.E.DUFRESNE@SAINT-GOBAIN.COM | 2 | BOILER #2-RILEY STOKER B125-2 DUAL FUEL EU523-02B |  | BOILER | RILEY STOKER | NB-555 | 1939-10-21 | 2011 | 67 | 2 | BOILER #2-RILEY B1251 NATURAL GAS EU523-02B | NATURAL GAS | 209 | Natural Gas |  |  | 0 | E6FT3 | N | 24 | 7 | 4 | 24 | 7 | 4
1180115 | ST GOBAIN ABRASIVES, INC |  | 1 NEW BOND ST |  | WORCESTER | MA | 016060000 | 1 NEW BOND STREET |  | WORCESTER | MA | 016150008 | N | PRIVATE | OP9 | SAINT GOBAIN ABRASIVES AND CERAMICS AND PLASTICS | 5087955860 | kevin.p.fogarty@saint-gobain.com | ROBERT | SMITH | 5087955601 | bob.n.smith@SAINT-GOBAIN.COM | JOSEPH | DUFRESNE | 5087955624 | JOSEPH.E.DUFRESNE@SAINT-GOBAIN.COM | 3 | BOILER #5-RILEY STOKER B1748 DUAL FUEL EU523-02C |  | BOILER | RILEY STOKER | NB 1250 | 1947-10-21 | 2011 | 67 | 1 | BOILER #5-RILEY B1748 #6 OIL-0.5S EU523-02C | NO.6 | 923 | Residual Oil (No. 6) | 0.5 |  | 0 | E3GAL | N | 24 | 7 | 4 | 24 | 7 | 4
1180115 | ST GOBAIN ABRASIVES, INC |  | 1 NEW BOND ST |  | WORCESTER | MA | 016060000 | 1 NEW BOND STREET |  | WORCESTER | MA | 016150008 | N | PRIVATE | OP9 | SAINT GOBAIN ABRASIVES AND CERAMICS AND PLASTICS | 5087955860 | kevin.p.fogarty@saint-gobain.com | ROBERT | SMITH | 5087955601 | bob.n.smith@SAINT-GOBAIN.COM | JOSEPH | DUFRESNE | 5087955624 | JOSEPH.E.DUFRESNE@SAINT-GOBAIN.COM | 3 | BOILER #5-RILEY STOKER B1748 DUAL FUEL EU523-02C |  | BOILER | RILEY STOKER | NB 1250 | 1947-10-21 | 2011 | 67 | 2 | BOILER #5-RILEY B1748 NATURAL GAS EU523-02C | NATURAL GAS | 209 | Natural Gas |  |  | 77.7 | E6FT3 | N | 24 | 7 | 4 | 24 | 7 | 4
1180115 | ST GOBAIN ABRASIVES, INC |  | 1 NEW BOND ST |  | WORCESTER | MA | 016060000 | 1 NEW BOND STREET |  | WORCESTER | MA | 016150008 | N | PRIVATE | OP9 | SAINT GOBAIN ABRASIVES AND CERAMICS AND PLASTICS | 5087955860 | kevin.p.fogarty@saint-gobain.com | ROBERT | SMITH | 5087955601 | bob.n.smith@SAINT-GOBAIN.COM | JOSEPH | DUFRESNE | 5087955624 | JOSEPH.E.DUFRESNE@SAINT-GOBAIN.COM | 4 | BOILER #6-RILEY STOKER B23576 TRIPLE FUEL EU523-01 |  | BOILER | RILEY STOKER | UNKNOWN | 1958-11-01 | 2011 | 226 | 1 | BOILER #6-RILEY B2356 #6 OIL 0.5S EU523-01 | NO.6 | 923 | Residual Oil (No. 6) | 1 | 0.1 | 0 | E3GAL | N | 24 | 7 | 52 | 24 | 7 | 17
1180115 | ST GOBAIN ABRASIVES, INC |  | 1 NEW BOND ST |  | WORCESTER | MA | 016060000 | 1 NEW BOND STREET |  | WORCESTER | MA | 016150008 | N | PRIVATE | OP9 | SAINT GOBAIN ABRASIVES AND CERAMICS AND PLASTICS | 5087955860 | kevin.p.fogarty@saint-gobain.com | ROBERT | SMITH | 5087955601 | bob.n.smith@SAINT-GOBAIN.COM | JOSEPH | DUFRESNE | 5087955624 | JOSEPH.E.DUFRESNE@SAINT-GOBAIN.COM | 4 | BOILER #6-RILEY STOKER B23576 TRIPLE FUEL EU523-01 |  | BOILER | RILEY STOKER | UNKNOWN | 1958-11-01 | 2011 | 226 | 2 | BOILER #6-RILEY B2356 NATURAL GAS EU523-01 | NATURAL GAS | 209 | Natural Gas |  |  | 137.858 | E6FT3 | N | 24 | 7 | 52 | 24 | 7 | 17
1180115 | ST GOBAIN ABRASIVES, INC |  | 1 NEW BOND ST |  | WORCESTER | MA | 016060000 | 1 NEW BOND STREET |  | WORCESTER | MA | 016150008 | N | PRIVATE | OP9 | SAINT GOBAIN ABRASIVES AND CERAMICS AND PLASTICS | 5087955860 | kevin.p.fogarty@saint-gobain.com | ROBERT | SMITH | 5087955601 | bob.n.smith@SAINT-GOBAIN.COM | JOSEPH | DUFRESNE | 5087955624 | JOSEPH.E.DUFRESNE@SAINT-GOBAIN.COM | 4 | BOILER #6-RILEY STOKER B23576 TRIPLE FUEL EU523-01 |  | BOILER | RILEY STOKER | UNKNOWN | 1958-11-01 | 2011 | 226 | 3 | BOILER #6-RILEY B2256 COAL 0.63S EU523-01 | COAL | 717 | Coal | 0.715 | 9 | 12402 | TON | N | 24 | 7 | 52 | 24 | 7 | 17
1180115 | ST GOBAIN ABRASIVES, INC |  | 1 NEW BOND ST |  | WORCESTER | MA | 016060000 | 1 NEW BOND STREET |  | WORCESTER | MA | 016150008 | N | PRIVATE | OP9 | SAINT GOBAIN ABRASIVES AND CERAMICS AND PLASTICS | 5087955860 | kevin.p.fogarty@saint-gobain.com | ROBERT | SMITH | 5087955601 | bob.n.smith@SAINT-GOBAIN.COM | JOSEPH | DUFRESNE | 5087955624 | JOSEPH.E.DUFRESNE@SAINT-GOBAIN.COM | 9 | EU108-26 EMER GEN - CRYSTAR AREA - #2 DIESEL |  | ENGINE | CATERPILLAR | 3406 | 1997-03-07 | 2010 | 25 | 1 | SPACE HEATERS(33)-NATURAL GAS EU108-33 | DIESEL | 44 | DIESEL | 0.3 | 0 | 0.085 | E3GAL | N | 1 | 1 | 52 | 1 | 1 | 22
1180117 | RAND WHITNEY CONTAINER |  | 1 AGRAND ST |  | WORCESTER | MA | 016070000 | PO BOX 1657 |  | WORCESTER | MA | 016070000 | N | PRIVATE | NM50 | RAND WHITNEY CONTAINER LLC | 5087912301 | ddargan@randwhitney.com | PAUL | SCHAFFMAN | 8604253712 | pauls@rwcb.com | PAUL | SCHAFFMAN | 8604253712 | pauls@rwcb.com | 2 | BOILER #2 |  | BOILER | CLEAVER BROOKS | CB 655-250 | 1965-10-01 | 2009 | 10 | 1 | #6 OIL | NO.6 | 923 | Residual Oil (No. 6) | 0.5 | 1 | 0 | E3GAL | N | 24 | 7 | 26 | 0 | 0 | 0
1180117 | RAND WHITNEY CONTAINER |  | 1 AGRAND ST |  | WORCESTER | MA | 016070000 | PO BOX 1657 |  | WORCESTER | MA | 016070000 | N | PRIVATE | NM50 | RAND WHITNEY CONTAINER LLC | 5087912301 | ddargan@randwhitney.com | PAUL | SCHAFFMAN | 8604253712 | pauls@rwcb.com | PAUL | SCHAFFMAN | 8604253712 | pauls@rwcb.com | 2 | BOILER #2 |  | BOILER | CLEAVER BROOKS | CB 655-250 | 1965-10-01 | 2009 | 10 | 2 | BOILER #2-CLEAVER BROOKS CB655-250 NATURAL GAS | NATURAL GAS | 209 | Natural Gas |  |  | 20.351 | E6FT3 | N | 24 | 7 | 26 | 0 | 0 | 0
1180121 | UMASS MEDICAL CENTER |  | 26 QUEEN ST |  | WORCESTER | MA | 016100000 | 26 QUEEN ST |  | WORCESTER | MA | 016100000 | Y | PRIVATE | SM25 | UMMC MEMORIAL REALTY, INC. | 5083348453 | francis.early@umassmemorial.org | FRAN | EARLY | 5083348453 | francis.early@umassmemorial.org | FRAN | EARLY | 5083348453 | francis.early@umassmemorial.org | 2 | BOILER #2-CLEAVER BROOKS CB400-300 DUAL FUEL |  | BOILER | CLEAVER BROOKS | CB-400-300 | 1985-11-01 | 2009 | 13 | 2 | BOILER #2-CLEAVER BROOKS CB400-300 NATURAL GAS | NATURAL GAS | 209 | Natural Gas |  |  | 3.71 | E6FT3 | N | 24 | 7 | 10 | 0 | 0 | 0
1180121 | UMASS MEDICAL CENTER |  | 26 QUEEN ST |  | WORCESTER | MA | 016100000 | 26 QUEEN ST |  | WORCESTER | MA | 016100000 | Y | PRIVATE | SM25 | UMMC MEMORIAL REALTY, INC. | 5083348453 | francis.early@umassmemorial.org | FRAN | EARLY | 5083348453 | francis.early@umassmemorial.org | FRAN | EARLY | 5083348453 | francis.early@umassmemorial.org | 2 | BOILER #2-CLEAVER BROOKS CB400-300 DUAL FUEL |  | BOILER | CLEAVER BROOKS | CB-400-300 | 1985-11-01 | 2009 | 13 | 3 | NO. 2 FUEL OIL | NO.2 | 58 | Distillate Oil (No. 2) | 0.33 | 0 | 27.3 | E3GAL | N | 24 | 7 | 10 | 0 | 0 | 0
1180121 | UMASS MEDICAL CENTER |  | 26 QUEEN ST |  | WORCESTER | MA | 016100000 | 26 QUEEN ST |  | WORCESTER | MA | 016100000 | Y | PRIVATE | SM25 | UMMC MEMORIAL REALTY, INC. | 5083348453 | francis.early@umassmemorial.org | FRAN | EARLY | 5083348453 | francis.early@umassmemorial.org | FRAN | EARLY | 5083348453 | francis.early@umassmemorial.org | 3 | BOILER #3-CLEAVER BROOKS CB600-300 DUAL FUEL |  | BOILER | CLEAVER BROOKS | CB-600-300 | 1985-11-01 | 2009 | 12 | 2 | BOILER #3-CLEAVER BROOKS CB600-300 NATURAL GAS | NATURAL GAS | 209 | Natural Gas |  |  | 0 | E6FT3 | N | 24 | 7 | 13 | 0 | 0 | 0
1180121 | UMASS MEDICAL CENTER |  | 26 QUEEN ST |  | WORCESTER | MA | 016100000 | 26 QUEEN ST |  | WORCESTER | MA | 016100000 | Y | PRIVATE | SM25 | UMMC MEMORIAL REALTY, INC. | 5083348453 | francis.early@umassmemorial.org | FRAN | EARLY | 5083348453 | francis.early@umassmemorial.org | FRAN | EARLY | 5083348453 | francis.early@umassmemorial.org | 3 | BOILER #3-CLEAVER BROOKS CB600-300 DUAL FUEL |  | BOILER | CLEAVER BROOKS | CB-600-300 | 1985-11-01 | 2009 | 12 | 3 | NO. 2 FUEL OIL | NO.4 | 825 | Distillate Oil (No. 4) | 0.33 | 0 | 0 | E3GAL | N | 24 | 7 | 13 | 0 | 0 | 0
1180122 | UMASS HAHNEMANN |  | 281 LINCOLN ST |  | WORCESTER | MA | 016050000 | 119 BELMONT STREET |  | WORCESTER | MA | 016050000 | N | PRIVATE | SM50 | UMASS MEMORIAL MEDICAL CENTER | 5083346271 | Michael.Kelly3@umassmemorial.org | MICHAEL | KELLY | 5083346271 | Michael.Kelly3@umassmemorial.org | MICHAEL | KELLY | 5083346271 | Michael.Kelly3@umassmemorial.org | 1 | BOILER #1 BIGELOW - #6 FUEL OIL |  | BOILER | BIGELOW | 12955 | 1978-01-01 | 2010 | 12.5 | 1 | BOILER #1 BIGELOW - #6 FUEL OIL | NO.6 | 923 | Residual Oil (No. 6) | 1 | 0.1 | 207.6848 | E3GAL | N | 24 | 7 | 50 | 24 | 7 | 22
1180122 | UMASS HAHNEMANN |  | 281 LINCOLN ST |  | WORCESTER | MA | 016050000 | 119 BELMONT STREET |  | WORCESTER | MA | 016050000 | N | PRIVATE | SM50 | UMASS MEMORIAL MEDICAL CENTER | 5083346271 | Michael.Kelly3@umassmemorial.org | MICHAEL | KELLY | 5083346271 | Michael.Kelly3@umassmemorial.org | MICHAEL | KELLY | 5083346271 | Michael.Kelly3@umassmemorial.org | 1 | BOILER #1 BIGELOW - #6 FUEL OIL |  | BOILER | BIGELOW | 12955 | 1978-01-01 | 2010 | 12.5 | 2 | #2 FUEL OIL | NO.2 | 58 | Distillate Oil (No. 2) | 0.0015 | 0 | 0 | E3GAL | N | 24 | 7 | 50 | 24 | 7 | 22
1180122 | UMASS HAHNEMANN |  | 281 LINCOLN ST |  | WORCESTER | MA | 016050000 | 119 BELMONT STREET |  | WORCESTER | MA | 016050000 | N | PRIVATE | SM50 | UMASS MEMORIAL MEDICAL CENTER | 5083346271 | Michael.Kelly3@umassmemorial.org | MICHAEL | KELLY | 5083346271 | Michael.Kelly3@umassmemorial.org | MICHAEL | KELLY | 5083346271 | Michael.Kelly3@umassmemorial.org | 2 | BOILER #2 BIGELOW - #6 OIL |  | BOILER | BIGELOW | 12955 | 1978-01-01 | 2010 | 12.5 | 1 | BOILER #2 BIGELOW - #6 OIL | NO.6 | 923 | Residual Oil (No. 6) | 1 | 0.1 | 207.6848 | E3GAL | N | 24 | 7 | 50 | 24 | 7 | 22
1180122 | UMASS HAHNEMANN |  | 281 LINCOLN ST |  | WORCESTER | MA | 016050000 | 119 BELMONT STREET |  | WORCESTER | MA | 016050000 | N | PRIVATE | SM50 | UMASS MEMORIAL MEDICAL CENTER | 5083346271 | Michael.Kelly3@umassmemorial.org | MICHAEL | KELLY | 5083346271 | Michael.Kelly3@umassmemorial.org | MICHAEL | KELLY | 5083346271 | Michael.Kelly3@umassmemorial.org | 2 | BOILER #2 BIGELOW - #6 OIL |  | BOILER | BIGELOW | 12955 | 1978-01-01 | 2010 | 12.5 | 2 | #2 FUEL OIL | NO.2 | 58 | Distillate Oil (No. 2) | 0.0015 |  | 0 | E3GAL | N | 24 | 7 | 50 | 24 | 7 | 22
1180122 | UMASS HAHNEMANN |  | 281 LINCOLN ST |  | WORCESTER | MA | 016050000 | 119 BELMONT STREET |  | WORCESTER | MA | 016050000 | N | PRIVATE | SM50 | UMASS MEMORIAL MEDICAL CENTER | 5083346271 | Michael.Kelly3@umassmemorial.org | MICHAEL | KELLY | 5083346271 | Michael.Kelly3@umassmemorial.org | MICHAEL | KELLY | 5083346271 | Michael.Kelly3@umassmemorial.org | 3 | BOILER #3 HODGE - #6 OIL |  | BOILER | HODGE | 508 | 1982-01-01 | 2010 | 10.4 | 1 | BOILER #3 HODGE - #6 OIL | NO.6 | 923 | Residual Oil (No. 6) | 1 | 0.05 | 6.9228 | E3GAL | N | 24 | 7 | 2 | 24 | 7 | 2
1180122 | UMASS HAHNEMANN |  | 281 LINCOLN ST |  | WORCESTER | MA | 016050000 | 119 BELMONT STREET |  | WORCESTER | MA | 016050000 | N | PRIVATE | SM50 | UMASS MEMORIAL MEDICAL CENTER | 5083346271 | Michael.Kelly3@umassmemorial.org | MICHAEL | KELLY | 5083346271 | Michael.Kelly3@umassmemorial.org | MICHAEL | KELLY | 5083346271 | Michael.Kelly3@umassmemorial.org | 4 | BOILER #4 HODGE - #6 |  | BOILER | HODGE | 508 | 1982-01-01 | 2010 | 10.4 | 1 | BOILER #4 HODGE - #6 OIL | NO.6 | 923 | Residual Oil (No. 6) | 1 | 0.05 | 6.9228 | E3GAL | N | 24 | 7 | 2 | 24 | 7 | 2
1180127 | WORCESTER POLYTECHNICAL INSTITUTE |  | 100 INSTITUTE RD | 183 WEST ST | WORCESTER | MA | 016090000 | 100 INSTITUTE ROAD |  | WORCESTER | MA | 016090000 | N | PRIVATE | SM50 | WORCESTER POLYTECHNIC INSTITUTE | 5088316406 | WILLIAMG@WPI.EDU | WILLIAM | GRUDZINSKI | 5088316406 | WILLIAMG@WPI.EDU | ISABEL | MCCAULEY | 5084719635 | ifmccauley@tighebond.com | 15 | NEW BOILER #1-VICTORY ENERGY - NAT GAS / #2 OIL |  | BOILER | VICTORY ENERGY | 313-14M-1 | 2005-11-01 | 2011 | 27.55 | 1 | BOILER #1 VICTORY ENERGY NAT GAS | NATURAL GAS | 209 | Natural Gas |  |  | 31.5058 | E6FT3 | N | 24 | 7 | 16 | 0 | 0 | 0
1180127 | WORCESTER POLYTECHNICAL INSTITUTE |  | 100 INSTITUTE RD | 183 WEST ST | WORCESTER | MA | 016090000 | 100 INSTITUTE ROAD |  | WORCESTER | MA | 016090000 | N | PRIVATE | SM50 | WORCESTER POLYTECHNIC INSTITUTE | 5088316406 | WILLIAMG@WPI.EDU | WILLIAM | GRUDZINSKI | 5088316406 | WILLIAMG@WPI.EDU | ISABEL | MCCAULEY | 5084719635 | ifmccauley@tighebond.com | 15 | NEW BOILER #1-VICTORY ENERGY - NAT GAS / #2 OIL |  | BOILER | VICTORY ENERGY | 313-14M-1 | 2005-11-01 | 2011 | 27.55 | 2 | BOILER#1 VICTORY ENERGY #2 FUEL OIL | NO.2 | 58 | Distillate Oil (No. 2) | 0.0015 |  | 0 | E3GAL | N | 24 | 7 | 16 | 0 | 0 | 0
1180127 | WORCESTER POLYTECHNICAL INSTITUTE |  | 100 INSTITUTE RD | 183 WEST ST | WORCESTER | MA | 016090000 | 100 INSTITUTE ROAD |  | WORCESTER | MA | 016090000 | N | PRIVATE | SM50 | WORCESTER POLYTECHNIC INSTITUTE | 5088316406 | WILLIAMG@WPI.EDU | WILLIAM | GRUDZINSKI | 5088316406 | WILLIAMG@WPI.EDU | ISABEL | MCCAULEY | 5084719635 | ifmccauley@tighebond.com | 16 | NEW BOILER #2-VICTORY ENERGY - NAT GAS |  | BOILER | VICTORY ENERGY | 313-5M-2 | 2005-10-01 | 2011 | 15.32 | 1 | BOILER #2 VICTORY ENERGY NAT GAS | NATURAL GAS | 209 | Natural Gas |  |  | 27.9109 | E6FT3 | N | 24 | 7 | 14 | 24 | 7 | 2
1180127 | WORCESTER POLYTECHNICAL INSTITUTE |  | 100 INSTITUTE RD | 183 WEST ST | WORCESTER | MA | 016090000 | 100 INSTITUTE ROAD |  | WORCESTER | MA | 016090000 | N | PRIVATE | SM50 | WORCESTER POLYTECHNIC INSTITUTE | 5088316406 | WILLIAMG@WPI.EDU | WILLIAM | GRUDZINSKI | 5088316406 | WILLIAMG@WPI.EDU | ISABEL | MCCAULEY | 5084719635 | ifmccauley@tighebond.com | 17 | NEW BOILER #3-VICTORY ENERGY - NAT GAS / #2 OIL |  | BOILER | VICTORY ENERGY | 313-14M-3 | 2005-11-01 | 2011 | 27.55 | 1 | BOILER#3 VICTORY ENERGY NAT GAS | NATURAL GAS | 209 | Natural Gas |  |  | 21.4663 | E6FT3 | N | 24 | 7 | 11 | 0 | 0 | 0
1180127 | WORCESTER POLYTECHNICAL INSTITUTE |  | 100 INSTITUTE RD | 183 WEST ST | WORCESTER | MA | 016090000 | 100 INSTITUTE ROAD |  | WORCESTER | MA | 016090000 | N | PRIVATE | SM50 | WORCESTER POLYTECHNIC INSTITUTE | 5088316406 | WILLIAMG@WPI.EDU | WILLIAM | GRUDZINSKI | 5088316406 | WILLIAMG@WPI.EDU | ISABEL | MCCAULEY | 5084719635 | ifmccauley@tighebond.com | 17 | NEW BOILER #3-VICTORY ENERGY - NAT GAS / #2 OIL |  | BOILER | VICTORY ENERGY | 313-14M-3 | 2005-11-01 | 2011 | 27.55 | 2 | BOILER#3 VICTORY ENERGY #2 FUEL OIL | NO.2 | 58 | Distillate Oil (No. 2) | 0.0015 |  | 0 | E3GAL | N | 24 | 7 | 11 | 0 | 0 | 0
1180127 | WORCESTER POLYTECHNICAL INSTITUTE |  | 100 INSTITUTE RD | 183 WEST ST | WORCESTER | MA | 016090000 | 100 INSTITUTE ROAD |  | WORCESTER | MA | 016090000 | N | PRIVATE | SM50 | WORCESTER POLYTECHNIC INSTITUTE | 5088316406 | WILLIAMG@WPI.EDU | WILLIAM | GRUDZINSKI | 5088316406 | WILLIAMG@WPI.EDU | ISABEL | MCCAULEY | 5084719635 | ifmccauley@tighebond.com | 20 | OFF-CAMPUS RESIDENCES < 10 MMBTU - NAT. GAS | 67 | WATER HEATERS, BOILERS, FURNACES, ETC | VARIOUS | VARIOUS | 1980-01-01 | 2011 | 17.5388 | 1 | VARIOUS EQUIP. NAT GAS | NATURAL GAS | 209 | Natural Gas |  |  | 16.2128 | E6FT3 | Y | 24 | 7 | 52 | 24 | 7 | 22
1180127 | WORCESTER POLYTECHNICAL INSTITUTE |  | 100 INSTITUTE RD | 183 WEST ST | WORCESTER | MA | 016090000 | 100 INSTITUTE ROAD |  | WORCESTER | MA | 016090000 | N | PRIVATE | SM50 | WORCESTER POLYTECHNIC INSTITUTE | 5088316406 | WILLIAMG@WPI.EDU | WILLIAM | GRUDZINSKI | 5088316406 | WILLIAMG@WPI.EDU | ISABEL | MCCAULEY | 5084719635 | ifmccauley@tighebond.com | 27 | BOILERS (2) GATEWAY - CLEAVER BROOKS - NAT GAS | 2 | BOILER | CLEAVER BROOKS | FLX 700 | 2007-01-01 | 2011 | 12 | 1 | BOILERS (2) GATEWAY - NAT GAS | NATURAL GAS | 209 | Natural Gas |  |  | 15.9922 | E6FT3 | Y | 24 | 7 | 52 | 24 | 7 | 22
1180128 | WORCESTER STATE HOSPITAL |  | 305 BELMONT ST |  | WORCESTER | MA | 016040000 | 305 BELMONT ST |  | WORCESTER | MA | 016040000 | Y | STATE | SM79-R | WORCESTER STATE HOSPITAL | 5083683300 | Tony.Riccitelli@state.ma.us | JOHN | CONNORS | 5083683556 | John.Connors@state.ma.us | BRAD | DEWAR | 5083683442 | Bradford.Dewar@state.ma.us | 7 | BOILER #3 CB-LE DUAL FUEL |  | BOILER | CLEAVER BROOKS | CB1-200-400-015 | 2009-01-03 | 2011 | 16.329 | 1 | NATURAL GAS | NATURAL GAS | 209 | Natural Gas |  |  | 0 | E6FT3 | N | 1 | 1 | 1 | 0 | 0 | 0
1180128 | WORCESTER STATE HOSPITAL |  | 305 BELMONT ST |  | WORCESTER | MA | 016040000 | 305 BELMONT ST |  | WORCESTER | MA | 016040000 | Y | STATE | SM79-R | WORCESTER STATE HOSPITAL | 5083683300 | Tony.Riccitelli@state.ma.us | JOHN | CONNORS | 5083683556 | John.Connors@state.ma.us | BRAD | DEWAR | 5083683442 | Bradford.Dewar@state.ma.us | 7 | BOILER #3 CB-LE DUAL FUEL |  | BOILER | CLEAVER BROOKS | CB1-200-400-015 | 2009-01-03 | 2011 | 16.329 | 2 | ULSD | NO.2 | 58 | Distillate Oil (No. 2) | 0 | 0 | 0.045 | E3GAL | N | 1 | 1 | 1 | 0 | 0 | 0
1180128 | WORCESTER STATE HOSPITAL |  | 305 BELMONT ST |  | WORCESTER | MA | 016040000 | 305 BELMONT ST |  | WORCESTER | MA | 016040000 | Y | STATE | SM79-R | WORCESTER STATE HOSPITAL | 5083683300 | Tony.Riccitelli@state.ma.us | JOHN | CONNORS | 5083683556 | John.Connors@state.ma.us | BRAD | DEWAR | 5083683442 | Bradford.Dewar@state.ma.us | 8 | BOILER #1 CB-LE DUAL FUEL |  | BOILER | CLEAVER BROOKS | CB1-200-400-015 | 2009-01-03 | 2011 | 16.329 | 1 | NATURAL GAS | NATURAL GAS | 209 | Natural Gas |  |  | 25.8564 | E6FT3 | N | 24 | 7 | 27 | 24 | 7 | 11
1180128 | WORCESTER STATE HOSPITAL |  | 305 BELMONT ST |  | WORCESTER | MA | 016040000 | 305 BELMONT ST |  | WORCESTER | MA | 016040000 | Y | STATE | SM79-R | WORCESTER STATE HOSPITAL | 5083683300 | Tony.Riccitelli@state.ma.us | JOHN | CONNORS | 5083683556 | John.Connors@state.ma.us | BRAD | DEWAR | 5083683442 | Bradford.Dewar@state.ma.us | 8 | BOILER #1 CB-LE DUAL FUEL |  | BOILER | CLEAVER BROOKS | CB1-200-400-015 | 2009-01-03 | 2011 | 16.329 | 2 | ULSD | NO.2 | 58 | Distillate Oil (No. 2) | 0 | 0 | 0 | E3GAL | N | 24 | 7 | 27 | 24 | 7 | 11
1180128 | WORCESTER STATE HOSPITAL |  | 305 BELMONT ST |  | WORCESTER | MA | 016040000 | 305 BELMONT ST |  | WORCESTER | MA | 016040000 | Y | STATE | SM79-R | WORCESTER STATE HOSPITAL | 5083683300 | Tony.Riccitelli@state.ma.us | JOHN | CONNORS | 5083683556 | John.Connors@state.ma.us | BRAD | DEWAR | 5083683442 | Bradford.Dewar@state.ma.us | 9 | BOILER #2 CB-LE DUAL FUEL |  | BOILER | CLEAVER BROOKS | CB1-200-400-015 | 2009-01-03 | 2011 | 16.329 | 1 | NATURAL GAS | NATURAL GAS | 209 | Natural Gas |  |  | 38.7846 | E6FT3 | N | 24 | 7 | 41 | 24 | 7 | 11
1180128 | WORCESTER STATE HOSPITAL |  | 305 BELMONT ST |  | WORCESTER | MA | 016040000 | 305 BELMONT ST |  | WORCESTER | MA | 016040000 | Y | STATE | SM79-R | WORCESTER STATE HOSPITAL | 5083683300 | Tony.Riccitelli@state.ma.us | JOHN | CONNORS | 5083683556 | John.Connors@state.ma.us | BRAD | DEWAR | 5083683442 | Bradford.Dewar@state.ma.us | 9 | BOILER #2 CB-LE DUAL FUEL |  | BOILER | CLEAVER BROOKS | CB1-200-400-015 | 2009-01-03 | 2011 | 16.329 | 2 | ULSD | NO.2 | 58 | Distillate Oil (No. 2) | 0 | 0 | 0 | E3GAL | N | 24 | 7 | 41 | 24 | 7 | 11
1180136 | OXFORD ASPHALT & PAVING |  | 190 OLD WEBSTER RD |  | OXFORD | MA | 015400000 | 190 OLD WEBSTER RD |  | OXFORD | MA | 015400000 | N | PRIVATE | SM79-7 | OXFORD ASPHALT INC | 5087919251 | romanyak@aol.com | JAMES | AMORELLO | 5089870321 | romanyak@aol.com | JIM | AMORELLO | 5089870321 | romanyak@aol.com | 1 | ASPHALT PRODUCTION 250 TPH |  | AGGREGATE DRYER | BARBER-GREENE | DC-65T | 1980-01-01 | 2011 | 75.6 | 1 | ROTARY DRYER 540 GPH NO.2 FUEL OIL | NO.2 | 58 | Distillate Oil (No. 2) | 0.05 | 0 | 160.283 | E3GAL | N | 8 | 6 | 37 | 8 | 6 | 22
1180136 | OXFORD ASPHALT & PAVING |  | 190 OLD WEBSTER RD |  | OXFORD | MA | 015400000 | 190 OLD WEBSTER RD |  | OXFORD | MA | 015400000 | N | PRIVATE | SM79-7 | OXFORD ASPHALT INC | 5087919251 | romanyak@aol.com | JAMES | AMORELLO | 5089870321 | romanyak@aol.com | JIM | AMORELLO | 5089870321 | romanyak@aol.com | 1 | ASPHALT PRODUCTION 250 TPH |  | AGGREGATE DRYER | BARBER-GREENE | DC-65T | 1980-01-01 | 2011 | 75.6 | 2 | ASPHALT PRODUCTION 250 TONS PER HOUR | NO.2 | 58 | Distillate Oil (No. 2) | 0 | 0 | 82618 | TON | N | 8 | 6 | 37 | 8 | 6 | 22
1180140 | OLDCASTLE RETAIL INC |  | 204 OLD WEBSTER RD |  | OXFORD | MA | 015400000 | 204 OLD WEBSTER RD |  | OXFORD | MA | 015400000 | N | PRIVATE | NM50 | BONSAL AMERICAN | 5089878188 | rick.ellliott@oldcastleapg.com | JOHN | COVER | 7045294207 | Jack.Cover@oldcastleapg.com | RICK | ELLIOTT | 5089878188 | rick.elliott@oldcastleapg.com | 1 | ROTARY DRYER #1 |  | ROTARY DRYER | RENNEBERG | UNKNOWN | 1973-01-01 | 2010 | 22 | 1 | ROTARY DRYER #1-HAUCK BURNER DYED #2 OIL | NO.2 | 58 | Distillate Oil (No. 2) | 0.0015 | 0 | 81.9 | E3GAL | N | 10 | 4 | 52 | 10 | 4 | 22
1180144 | ATHOL HIGH SCHOOL |  | 2363 MAIN ST |  | ATHOL | MA | 013310000 | 2363 MAIN STREET |  | ATHOL | MA | 013310000 | Y | LOCAL GOVERNMENT | NM50 | ATHOL ROYALSTON HIGH SCHOOL | 9782492400 | brouleau@arrsd.org | ROBERT | ROULEAU JR. | 9782492400 | brouleau@arrsd.org | ROBERT | ROULEAU | 9782492400 | brouleau@arrsd.org | 1 | BOILER NO.1-DILLON NO.2 OIL 0.15 S |  | BOILER | #1 DILLON | #1 | 1990-01-01 | 2010 | 10 | 1 | 2 OIL 0.27 S | NO.2 | 58 | Distillate Oil (No. 2) | 0.27 | 0 | 57 | E3GAL | N | 24 | 7 | 30 | 0 | 0 | 0
1180159 | JSL-ASPHALT COMPANY |  | 124 STURBRIDGE RD |  | CHARLTON | MA | 015070000 | JSL APHALT COMPANY | PO BOX 125 | WESTFIELD | MA | 010860000 | N | PRIVATE | SM25 | JSL ASPHALT INC | 4135688986 | JLANE@JSLANE.COM | JONATHAN | LANE | 4135688986 | JLANE@JSLANE.COM | JONATHAN | LANE | 4135688986X105 | JLANE@JSLANE.COM | 1 | ROTARY DRYER - HAUCK JBC4375-82 #2 OIL-0.3 S |  | DRYER | HAUCK | JBC4375-82 | 1997-04-01 | 2011 | 66 | 1 | HAUCK DRYER - ASPHALT CEMENT | Asphalt | 647 | Asphalt | 0 | 0 | 25744 | TON | N | 6 | 5 | 36 | 6 | 5 | 22
1180159 | JSL-ASPHALT COMPANY |  | 124 STURBRIDGE RD |  | CHARLTON | MA | 015070000 | JSL APHALT COMPANY | PO BOX 125 | WESTFIELD | MA | 010860000 | N | PRIVATE | SM25 | JSL ASPHALT INC | 4135688986 | JLANE@JSLANE.COM | JONATHAN | LANE | 4135688986 | JLANE@JSLANE.COM | JONATHAN | LANE | 4135688986X105 | JLANE@JSLANE.COM | 1 | ROTARY DRYER - HAUCK JBC4375-82 #2 OIL-0.3 S |  | DRYER | HAUCK | JBC4375-82 | 1997-04-01 | 2011 | 66 | 2 | DRYER BURNER #1-HAUCK #2 OIL-0.3 PERCENT | NO.2 | 58 | Distillate Oil (No. 2) | 0.3 | 0 | 231.5 | TON | N | 6 | 5 | 36 | 6 | 5 | 22
1180160 | FORMER BF BROWN MIDDLE SCHOOL |  | 62 ACADEMY ST |  | FITCHBURG | MA | 014200000 | 718 MAIN ST | ATTN: LENNY LAAKSO, DPW COMMISSIONER | FITCHBURG | MA | 014200000 | Y | LOCAL GOVERNMENT | SM25 | BF BROWN MIDDLE SCHOOL | 9783424213 | barlettaw@fitchburg.k12.ma.us | WILLIAM | BARLETTA | 9783453206 | barlettaw@fitchburg.k12.ma.us | WILLIAM | BARLETTA | 9793453206 | barlettaw@fitchburg.k12.ma.us | 2 | BOILER #2-DILLON HRT #4 OIL 1.0 PERCENT SULFER |  | BOILER | DILLON | UNKNOWN | 1964-01-01 | 2008 | 16 | 1 | BOILER #2-DILLON HRT #4 OIL 1.0 SULFER BACKUP ONLY | NO.4 | 825 | Distillate Oil (No. 4) | 1 | 0 | 0 | E3GAL | N | 0 | 0 | 0 | 0 | 0 | 0
1180160 | FORMER BF BROWN MIDDLE SCHOOL |  | 62 ACADEMY ST |  | FITCHBURG | MA | 014200000 | 718 MAIN ST | ATTN: LENNY LAAKSO, DPW COMMISSIONER | FITCHBURG | MA | 014200000 | Y | LOCAL GOVERNMENT | SM25 | BF BROWN MIDDLE SCHOOL | 9783424213 | barlettaw@fitchburg.k12.ma.us | WILLIAM | BARLETTA | 9783453206 | barlettaw@fitchburg.k12.ma.us | WILLIAM | BARLETTA | 9793453206 | barlettaw@fitchburg.k12.ma.us | 3 | STANDBY GENERATOR |  | ENGINE | ONAN | 85KR9XR8150004L | 1965-01-01 | 2008 | 16 | 1 | STANDBY GENERATOR #1-ONAN 5 HRS IN 95 | NATURAL GAS | 209 | Natural Gas |  |  | 0.001 | E6BTU | N | 1 | 1 | 52 | 0 | 0 | 0
1180183 | AT&T WORCESTER |  | 175 MAIN ST |  | WORCESTER | MA | 016080000 | 2600 CAMINO RAMON | ROOM 3E450Z | SAN RAMON | CA | 945830000 | N | PRIVATE | SM79-R | ATT | 9259610291 | bw2989@att.com | BARABA | WALDEN | 9259610291 | bw2989@att.com | BARBARA | WALDEN | 9259610291 | bw2989@att.com | 1 | GENERATOR #1-GMC ELCTRO MOTOR 20-645E4 |  | ENGINE | GMC | 20-645E4 | 1974-06-01 | 2011 | 21 | 1 | GENERATOR #1-GMC ELECTROMOTIVE #2 OIL-0.05S | DIESEL | 44 | DIESEL | 0.0015 | 0 | 1.8795 | E3GAL | N | 1 | 1 | 18 | 1 | 1 | 7
1180185 | AT&T LITTLETON |  | 451 NEWTOWN RD |  | LITTLETON | MA | 014600000 | 2600 CAMINO RAMON | ROOM 3E450Z | SAN RAMON | CA | 945830000 | N | PRIVATE | SM79-R | ATT | 9259610291 | bw2989@att.com | BARBARA | WALDEN | 9259610291 | bw2989@att.com | BARBARA | WALDEN | 9259610291 | bw2989@att.com | 1 | GENERATOR #1-SOLAR TURBINE KS15992 KEROSENE |  | ENGINE | SOLAR | KS15992 | 1964-06-01 | 2011 | 13 | 1 | GENERATOR #1-SOLAR TURBINE KS15992 KEROSENE | NO.2 | 58 | Distillate Oil (No. 2) | 0.0015 | 0 | 3.0129 | E3GAL | N | 1 | 1 | 38 | 1 | 1 | 17
1180185 | AT&T LITTLETON |  | 451 NEWTOWN RD |  | LITTLETON | MA | 014600000 | 2600 CAMINO RAMON | ROOM 3E450Z | SAN RAMON | CA | 945830000 | N | PRIVATE | SM79-R | ATT | 9259610291 | bw2989@att.com | BARBARA | WALDEN | 9259610291 | bw2989@att.com | BARBARA | WALDEN | 9259610291 | bw2989@att.com | 2 | GENERATOR #2-SOLAR TURBINE KS15922 KEROSENE |  | ENGINE | SOLAR | KS15992 | 1964-06-01 | 2011 | 13 | 1 | GENERATOR #2-SOLAR TURBINE KS15922 KEROSENE | DIESEL | 44 | DIESEL | 0.0015 | 0 | 3.0129 | E3GAL | N | 1 | 1 | 36 | 1 | 1 | 16
1180186 | ABBOTT BIORESEARCH CENTER INC |  | 100 RESEARCH DR |  | WORCESTER | MA | 016050000 | 100 RESEARCH DRIVE |  | WORCESTER | MA | 016054314 | N | PRIVATE | SM50 | ABBOTT BIORESEARCH CENTER INC | 5088492558 | kenny.hartung@abbott.com | LISA | OLSON | 5086883888 | lisa.olson@abbott.com | KENNY | HARTUNG | 5088492558 | kenny.hartung@abbott.com | 1 | BOILER 1-CLEAVER BROOKS CB400-800 DUAL FUEL |  | BOILER | CLEAVER BROOKS | CB400-800 | 1992-09-24 | 2011 | 34 | 1 | BOILER #1-CLEAVER BROOKS CB400-800 6 OIL-0.5 S | NO.6 | 923 | Residual Oil (No. 6) | 0.5 | 1 | 4.64 | E3GAL | N | 24 | 7 | 26 | 24 | 7 | 20
1180186 | ABBOTT BIORESEARCH CENTER INC |  | 100 RESEARCH DR |  | WORCESTER | MA | 016050000 | 100 RESEARCH DRIVE |  | WORCESTER | MA | 016054314 | N | PRIVATE | SM50 | ABBOTT BIORESEARCH CENTER INC | 5088492558 | kenny.hartung@abbott.com | LISA | OLSON | 5086883888 | lisa.olson@abbott.com | KENNY | HARTUNG | 5088492558 | kenny.hartung@abbott.com | 1 | BOILER 1-CLEAVER BROOKS CB400-800 DUAL FUEL |  | BOILER | CLEAVER BROOKS | CB400-800 | 1992-09-24 | 2011 | 34 | 2 | BOILER 1-CLEAVER BROOKS CB400-800 NATURAL GAS | NATURAL GAS | 209 | Natural Gas |  |  | 45.09 | E6FT3 | N | 24 | 7 | 26 | 24 | 7 | 20
1180186 | ABBOTT BIORESEARCH CENTER INC |  | 100 RESEARCH DR |  | WORCESTER | MA | 016050000 | 100 RESEARCH DRIVE |  | WORCESTER | MA | 016054314 | N | PRIVATE | SM50 | ABBOTT BIORESEARCH CENTER INC | 5088492558 | kenny.hartung@abbott.com | LISA | OLSON | 5086883888 | lisa.olson@abbott.com | KENNY | HARTUNG | 5088492558 | kenny.hartung@abbott.com | 2 | BOILER 2-CLEAVER BROOKS CB400-800 DUAL FUEL |  | BOILER | CLEAVER BROOKS | CB400-800 | 1992-09-24 | 2011 | 34 | 1 | BOILER 2-CLEAVER BROOKS CB400-800 6 OIL-0.5 S | NO.6 | 923 | Residual Oil (No. 6) | 0.5 | 1 | 4.64 | E3GAL | N | 24 | 7 | 26 | 24 | 7 | 20
1180186 | ABBOTT BIORESEARCH CENTER INC |  | 100 RESEARCH DR |  | WORCESTER | MA | 016050000 | 100 RESEARCH DRIVE |  | WORCESTER | MA | 016054314 | N | PRIVATE | SM50 | ABBOTT BIORESEARCH CENTER INC | 5088492558 | kenny.hartung@abbott.com | LISA | OLSON | 5086883888 | lisa.olson@abbott.com | KENNY | HARTUNG | 5088492558 | kenny.hartung@abbott.com | 2 | BOILER 2-CLEAVER BROOKS CB400-800 DUAL FUEL |  | BOILER | CLEAVER BROOKS | CB400-800 | 1992-09-24 | 2011 | 34 | 2 | BOILER 2-CLEAVER BROOKS CB400-800 NATURAL GAS | NATURAL GAS | 209 | Natural Gas |  |  | 45.09 | E6FT3 | N | 24 | 7 | 26 | 24 | 7 | 20
1180186 | ABBOTT BIORESEARCH CENTER INC |  | 100 RESEARCH DR |  | WORCESTER | MA | 016050000 | 100 RESEARCH DRIVE |  | WORCESTER | MA | 016054314 | N | PRIVATE | SM50 | ABBOTT BIORESEARCH CENTER INC | 5088492558 | kenny.hartung@abbott.com | LISA | OLSON | 5086883888 | lisa.olson@abbott.com | KENNY | HARTUNG | 5088492558 | kenny.hartung@abbott.com | 7 | BOILER 3-CLEAVER BROOKS CB400800 DUAL FUEL |  | BOILER | CLEAVER BROOKS | CB400-800 | 2002-01-01 | 2011 | 34 | 1 | BOILER 3-CLEAVER BROOKS CB400800 6 OIL 0.5 S | NO.6 | 923 | Residual Oil (No. 6) | 0.5 | 0.1 | 4.64 | E3GAL | N | 24 | 7 | 26 | 24 | 7 | 20
1180186 | ABBOTT BIORESEARCH CENTER INC |  | 100 RESEARCH DR |  | WORCESTER | MA | 016050000 | 100 RESEARCH DRIVE |  | WORCESTER | MA | 016054314 | N | PRIVATE | SM50 | ABBOTT BIORESEARCH CENTER INC | 5088492558 | kenny.hartung@abbott.com | LISA | OLSON | 5086883888 | lisa.olson@abbott.com | KENNY | HARTUNG | 5088492558 | kenny.hartung@abbott.com | 7 | BOILER 3-CLEAVER BROOKS CB400800 DUAL FUEL |  | BOILER | CLEAVER BROOKS | CB400-800 | 2002-01-01 | 2011 | 34 | 2 | BOILER 3-CLEAVER BROOKS CB400800 NAT GAS | NATURAL GAS | 209 | Natural Gas |  |  | 45.09 | E6FT3 | N | 24 | 7 | 26 | 24 | 7 | 20
1180186 | ABBOTT BIORESEARCH CENTER INC |  | 100 RESEARCH DR |  | WORCESTER | MA | 016050000 | 100 RESEARCH DRIVE |  | WORCESTER | MA | 016054314 | N | PRIVATE | SM50 | ABBOTT BIORESEARCH CENTER INC | 5088492558 | kenny.hartung@abbott.com | LISA | OLSON | 5086883888 | lisa.olson@abbott.com | KENNY | HARTUNG | 5088492558 | kenny.hartung@abbott.com | 9 | GENERATOR 4 KOHLER |  | ENGINE | KOHLER | DD 9123-7306 | 1993-09-01 | 2011 | 10.7 | 1 | GENERATOR 4 KOHLER | DIESEL | 44 | DIESEL | 0.05 | 0 | 1.92 | E3GAL | N | 1 | 1 | 52 | 1 | 1 | 20
1180186 | ABBOTT BIORESEARCH CENTER INC |  | 100 RESEARCH DR |  | WORCESTER | MA | 016050000 | 100 RESEARCH DRIVE |  | WORCESTER | MA | 016054314 | N | PRIVATE | SM50 | ABBOTT BIORESEARCH CENTER INC | 5088492558 | kenny.hartung@abbott.com | LISA | OLSON | 5086883888 | lisa.olson@abbott.com | KENNY | HARTUNG | 5088492558 | kenny.hartung@abbott.com | 10 | GENERATOR 5 CATERPILLAR |  | Engine | CATERPILLAR | 3516B | 2005-04-01 | 2011 | 20.2 | 1 | DIESEL | DIESEL | 44 | DIESEL | 0.05 | 0 | 1.902 | E3GAL | N | 1 | 1 | 52 | 1 | 1 | 20
1180186 | ABBOTT BIORESEARCH CENTER INC |  | 100 RESEARCH DR |  | WORCESTER | MA | 016050000 | 100 RESEARCH DRIVE |  | WORCESTER | MA | 016054314 | N | PRIVATE | SM50 | ABBOTT BIORESEARCH CENTER INC | 5088492558 | kenny.hartung@abbott.com | LISA | OLSON | 5086883888 | lisa.olson@abbott.com | KENNY | HARTUNG | 5088492558 | kenny.hartung@abbott.com | 11 | GENERATOR 6 CATEPILLAR |  | ENGINE | CATEPILLAR | 3516B | 2005-04-01 | 2011 | 20.2 | 1 | DIESEL | DIESEL | 44 | DIESEL | 0.05 | 0 | 1.475 | E3GAL | N | 1 | 1 | 52 | 1 | 1 | 20
1180189 | AT&T BLACKSTONE |  | 295 MENDON ST |  | BLACKSTONE | MA | 015040000 | 2600 CAMINO RAMON | ROOM 3E450Z | SAN RAMON | CA | 945830000 | N | PRIVATE | SM79-R | ATT | 9259610291 | bw2989@att.com | BARBARA | WALDEN | 9259610291 | bw2989@att.com | BARBARA | WALDEN | 9259610291 | bw2989@att.com | 1 | GENERATOR #1-12.5 MMBTU/HR |  | ENGINE | UNKNOWN | KS15992 | 1970-06-01 | 2011 | 13 | 1 | GENERATOR #1- | NO.2 | 58 | Distillate Oil (No. 2) | 0.0015 | 0 | 2.1978 | E3GAL | N | 1 | 1 | 43 | 1 | 3 | 10
1180199 | OFS FITEL-STURBRIDGE |  | 50 HALL RD |  | STURBRIDGE | MA | 015660000 | 50 HALL RD |  | STURBRIDGE | MA | 015660000 | N | PRIVATE | SM79-7 | OFS FITEL LLC | 5083478514X8514 | bmastale@ofsoptics.com | BOGDAN | MASTALERZ | 5083478514 | bmastale@ofsoptics.com | BOGDAN | MASTALERZ | 5083478514X8514 | bmastale@ofsoptics.com | 1 | BOILER #1-(2)CLEAVER BROOKS FLX-600 31.4 MMBTU/HR |  | BOILER | CLEAVER-BROOKS | FLX-600 | 1997-10-09 | 2011 | 31 | 1 | BOILER #1-(2)CLEAVER BROOKS FLX-600 PROPANE | PROPANE | 255 | PROPANE | 0.1 | 0 | 303.6 | E3GAL | N | 24 | 7 | 52 | 24 | 7 | 19
1180211 | ANP BLACKSTONE |  | 204 ELM ST |  | BLACKSTONE | MA | 015040000 | 204 ELM STREET |  | BLACKSTONE | MA | 015040000 | N | UTILITY | OP7.5 | INTERNATIONAL POWER AMERICA, INC. | 5083829358 | rmaggiani@ipr-us.com | JEFFREY | STEWART | 5088768136 | jstewart@ipr-us.com | DAVID | IANNITELLI | 5088768165 | diannitelli@ipr-us.com | 1 | GAS TURBINE 1 |  | GAS TURBINE | ABB | GT-24 | 2001-01-01 | 2011 | 1815 | 1 | PIPELINE NATURAL GAS | NATURAL GAS | 209 | Natural Gas |  |  | 8103000 | E6BTU | N | 24 | 7 | 52 | 24 | 7 | 22
1180211 | ANP BLACKSTONE |  | 204 ELM ST |  | BLACKSTONE | MA | 015040000 | 204 ELM STREET |  | BLACKSTONE | MA | 015040000 | N | UTILITY | OP7.5 | INTERNATIONAL POWER AMERICA, INC. | 5083829358 | rmaggiani@ipr-us.com | JEFFREY | STEWART | 5088768136 | jstewart@ipr-us.com | DAVID | IANNITELLI | 5088768165 | diannitelli@ipr-us.com | 2 | GAS TURBINE 2 |  | GAS TURBINE | ABB | GT-24 | 2001-01-01 | 2011 | 1815 | 1 | PIPELINE NATURAL GAS | NATURAL GAS | 209 | Natural Gas |  |  | 7017373 | E6BTU | N | 24 | 7 | 52 | 24 | 7 | 22
1180213 | HOLDEN TRAP ROCK CO |  | 2077 MAIN ST |  | HOLDEN | MA | 015200000 | PO BOX 276 |  | BERLIN | MA | 015030000 | N | PRIVATE | NM25 | HOLDEN TRAP ROCK CO | 9788389999 | andy@massbroken.com | ANDREW | FORREST | 9788389999 | andy@massbroken.com | ANDREW | FORREST | 9788389999 | andy@massbroken.com | 3 | ASPHALT ROTARY DRYER/DRUM MIXER |  | GENCOR - BURNER | GENCOR | GENCOR 400 | 2001-01-04 | 2011 | 70 | 1 | ASPHALT ROTARY DRYER/DRUM MIXER | NO.2 | 58 | Distillate Oil (No. 2) | 0.05 | 0 | 91.7175 | TON | N | 10 | 6 | 40 | 10 | 6 | 20
1180213 | HOLDEN TRAP ROCK CO |  | 2077 MAIN ST |  | HOLDEN | MA | 015200000 | PO BOX 276 |  | BERLIN | MA | 015030000 | N | PRIVATE | NM25 | HOLDEN TRAP ROCK CO | 9788389999 | andy@massbroken.com | ANDREW | FORREST | 9788389999 | andy@massbroken.com | ANDREW | FORREST | 9788389999 | andy@massbroken.com | 3 | ASPHALT ROTARY DRYER/DRUM MIXER |  | GENCOR - BURNER | GENCOR | GENCOR 400 | 2001-01-04 | 2011 | 70 | 2 | ROTARY DRYER/DRUM MIXER WASTE OIL-0.25 S | WASTE OIL | 2 | WASTE OIL | 0.24 | 0 | 443.3925 | TON | N | 10 | 6 | 40 | 10 | 6 | 20
1180213 | HOLDEN TRAP ROCK CO |  | 2077 MAIN ST |  | HOLDEN | MA | 015200000 | PO BOX 276 |  | BERLIN | MA | 015030000 | N | PRIVATE | NM25 | HOLDEN TRAP ROCK CO | 9788389999 | andy@massbroken.com | ANDREW | FORREST | 9788389999 | andy@massbroken.com | ANDREW | FORREST | 9788389999 | andy@massbroken.com | 3 | ASPHALT ROTARY DRYER/DRUM MIXER |  | GENCOR - BURNER | GENCOR | GENCOR 400 | 2001-01-04 | 2011 | 70 | 3 | NATURAL GAS | NATURAL GAS | 209 | Natural Gas |  |  | 140879 | TON | N | 10 | 6 | 40 | 10 | 6 | 20
1180215 | LANCASTER DCAM STATE COMPLEX |  | 266 OLD COMMON RD | PO BOX 7 | LANCASTER | MA | 015230000 | LANCASTER DCAM STATE COMPLEX PO BOX 7 |  | LANCASTER | MA | 015230000 | Y | STATE | SM79-R | DCAM LANCASTER STATE COMPLEX | 9783652004 | stephen.casavecchia@state.ma.us | JOHN | O'DONNELL | 6177274030 | john.odonnell@dcp.state.ma.us | JOHN | O'DONNELL | 6147274030X207 | john.odonnell@dcp.state.ma.us | 2 | BOILER #2-DILLON HRT1-10-47 STANDBY- NOT USED 2011 |  | BOILER | DILLON | HRT 1-10-47 | 1985-02-28 | 2011 | 11.76 | 1 | BOILER #2-DILLON #MP2221 #4 OIL-1PERC. | NO.4 | 825 | Distillate Oil (No. 4) | 1 | 0 | 0 | E3GAL | N | 0 | 0 | 0 | 0 | 0 | 0
1180225 | NEW ENGLAND WOODEN W |  | 75 LOGAN ST |  | GARDNER | MA | 014400000 | 205 SCHOOL STREET | SUITE 201 | GARDNER | MA | 014400000 | N | PRIVATE | NM50 | NEW ENGLAND WOODEN WARE | 9786323600 | durquhart@newoodenware.com | DAVID | URQUHART | 9786323600 | durquhart@newoodenware.com | BENJAMIN | URQUHART | 9786323600 | burquhart@newoodenware.com | 1 | BOILER #1 |  | BOILER | CLAYTON | EOG300-2.5 | 1974-01-01 | 2011 | 10 | 1 | BOILER #1 | NO.2 | 58 | Distillate Oil (No. 2) | 0.3 | 1 | 0 | E3GAL | N | 10 | 5 | 52 | 19 | 5 | 21
1180225 | NEW ENGLAND WOODEN W |  | 75 LOGAN ST |  | GARDNER | MA | 014400000 | 205 SCHOOL STREET | SUITE 201 | GARDNER | MA | 014400000 | N | PRIVATE | NM50 | NEW ENGLAND WOODEN WARE | 9786323600 | durquhart@newoodenware.com | DAVID | URQUHART | 9786323600 | durquhart@newoodenware.com | BENJAMIN | URQUHART | 9786323600 | burquhart@newoodenware.com | 1 | BOILER #1 |  | BOILER | CLAYTON | EOG300-2.5 | 1974-01-01 | 2011 | 10 | 2 | BOILER #1 NATURAL GAS | NATURAL GAS | 209 | Natural Gas |  |  | 11 | E6FT3 | N | 10 | 5 | 52 | 19 | 5 | 21
1180227 | NEW CORR PACKAGING |  | 66 LYMAN ST |  | NORTHBOROUGH | MA | 015320000 | PO BOX 29 |  | NORTHBOROUGH | MA | 015320000 | N | PRIVATE | NM50 | NEWCORR PACKAGING | 5083939256 | danc@newcorrpackaging.com | DAN | BARTLETT | 5083939256 | Rhettb@newcorrpackagin.com | DAN | BARTLETT | 5083939256 | Rhettb@newcorrpackagin.com | 1 | BOILER #1-SASKATOON FHLG 350 14.68 MMBTU/HR |  | BOILER | SASKATOON BOILER MFG. CO | FHLG-350 | 1991-02-01 | 2011 | 14.68 | 1 | BOILER#1-SASKATOON FHLG 350 NAT GAS STANDBY BOILER | NATURAL GAS | 209 | Natural Gas |  |  | 28.51 | E6FT3 | N | 20 | 5 | 52 | 20 | 5 | 22
1180227 | NEW CORR PACKAGING |  | 66 LYMAN ST |  | NORTHBOROUGH | MA | 015320000 | PO BOX 29 |  | NORTHBOROUGH | MA | 015320000 | N | PRIVATE | NM50 | NEWCORR PACKAGING | 5083939256 | danc@newcorrpackaging.com | DAN | BARTLETT | 5083939256 | Rhettb@newcorrpackagin.com | DAN | BARTLETT | 5083939256 | Rhettb@newcorrpackagin.com | 2 | BOILER #2-CLEAVER BROOKS #CB200600200 NAT GAS |  | BOILER | CLEAVER BROOKS | CB1200600200 | 1998-12-07 | 2011 | 30 | 1 | BOILER #2-CLEAVER BROOKS #CB200600200 NAT GAS | NATURAL GAS | 209 | Natural Gas |  |  | 58.26 | E6FT3 | N | 20 | 5 | 52 | 20 | 5 | 22
1180232 | TATNUCK MAGNET SCHOO |  | 1083 PLEASANT ST |  | WORCESTER | MA | 016020000 | 20 IRVING STREET |  | WORCESTER | MA | 016090000 | Y | LOCAL GOVERNMENT | NM25 | TATNUCK MAGNET SCHOOL | 5087993151 | bedardj@worc.k12.ma.us | JIM | BEDARD | 5087993151 | bedardj@worc.k12.ma.us | JIM | BEDARD | 5087993151 | bedardj@worc.k12.ma.us | 1 | BOILER #1(4)-BURNHAM V1112SG NATURAL GAS | 4 | BOILER | BURNHAM | KV910A | 1997-10-01 | 2010 | 11.58 | 1 | BOILER #1(4)-BURNHAM V1112SG NATURAL GAS | NATURAL GAS | 209 | Natural Gas |  |  | 6.957 | E6FT3 | N | 24 | 7 | 40 | 0 | 0 | 0
1180243 | WORCESTER CITY CAMPUS CORP | UMASS MEDICAL SCHOOL | 333 SOUTH ST |  | SHREWSBURY | MA | 015450000 | 333 SOUTH ST |  | SHREWSBURY | MA | 015450000 | N | STATE | SM25 | WORCESTER CITY CAMPUS CORP. | 5088563620 | russ.mattson@umassmed.edu | RUSSELL | MATTSON | 5088563620 | russ.mattson@umassmed.edu | MARK | MARKARIAN | 5088567425 | Mark.Markarian@umassmed.edu | 21 | BOILER 2-4CLEAVER BROOKS #CB20030015LE #2 OILANDNG |  | BOILER | CLEAVER BROOKS | CB20030015LE | 1997-01-01 | 2011 | 12.25 | 1 | BOILER-CLEAVER BROOKS #CB20030015LE #2 OIL SHR2 | NO.2 | 58 | Distillate Oil (No. 2) | 0.2 | 0 | 0 | E3GAL | N | 24 | 7 | 26 | 24 | 7 | 11
1180243 | WORCESTER CITY CAMPUS CORP | UMASS MEDICAL SCHOOL | 333 SOUTH ST |  | SHREWSBURY | MA | 015450000 | 333 SOUTH ST |  | SHREWSBURY | MA | 015450000 | N | STATE | SM25 | WORCESTER CITY CAMPUS CORP. | 5088563620 | russ.mattson@umassmed.edu | RUSSELL | MATTSON | 5088563620 | russ.mattson@umassmed.edu | MARK | MARKARIAN | 5088567425 | Mark.Markarian@umassmed.edu | 21 | BOILER 2-4CLEAVER BROOKS #CB20030015LE #2 OILANDNG |  | BOILER | CLEAVER BROOKS | CB20030015LE | 1997-01-01 | 2011 | 12.25 | 2 | BOILER-CLEAVER BROOKS #CB20030015LE NG SHR2 | NATURAL GAS | 209 | Natural Gas |  |  | 10.9966 | E6FT3 | N | 24 | 7 | 26 | 24 | 7 | 11
1180249 | US POSTAL SERVICE |  | 4 EAST CENTRAL ST |  | WORCESTER | MA | 016130000 | 4 EAST CENTRAL ST |  | WORCESTER | MA | 016139998 | N | FEDERAL | NM25 | US POSTAL SERVICE VMF | 5087953700 | kris.g.homand@usps.gov | KRIS | HOMAND | 5087953700 | kris.g.homand@usps.gov | KRIS | HOMAND | 5087953700 | kris.g.homand@usps.gov | 13 | BOILERS NO 3 AND 4 | 2 | BOILER | CLEAVER BROOKS | CB200-200 | 2004-08-20 | 2011 | 16.738 | 1 | FUEL OIL NO 2 | NO.2 | 58 | Distillate Oil (No. 2) | 0.3 | 0 | 68.519 | E3GAL | N | 24 | 7 | 52 | 0 | 0 | 0
1180249 | US POSTAL SERVICE |  | 4 EAST CENTRAL ST |  | WORCESTER | MA | 016130000 | 4 EAST CENTRAL ST |  | WORCESTER | MA | 016139998 | N | FEDERAL | NM25 | US POSTAL SERVICE VMF | 5087953700 | kris.g.homand@usps.gov | KRIS | HOMAND | 5087953700 | kris.g.homand@usps.gov | KRIS | HOMAND | 5087953700 | kris.g.homand@usps.gov | 13 | BOILERS NO 3 AND 4 | 2 | BOILER | CLEAVER BROOKS | CB200-200 | 2004-08-20 | 2011 | 16.738 | 2 | NATURAL GAS | NATURAL GAS | 209 | Natural Gas |  |  | 1.08 | E6FT3 | N | 24 | 7 | 52 | 0 | 0 | 0
1180261 | MALL AT AUBURN LLC | AUBURN MALL | 385 SOUTHBRIDGE ST |  | AUBURN | MA | 015010000 | AUBURN MALL MGT OFFICE | 385 SOUTHBRIDGE ST ATTN KEVIN CLARK | AUBURN | MA | 015010000 | N | PRIVATE | SM50 | MAYFLOWER AUBURN L P | 5088326000 | brpatton@simon.com | BRIAN | PATTON | 5088326000 | BRPATTON@SIMON.COM | BRIAN | PATTON | 5088326000 | BRPATTON@SIMON.COM | 1 | BOILER #1-INTERNATIONAL NATURAL GAS |  | BOILER | INTERNATIONAL | UNKNOWN | 1970-06-01 | 2009 | 30 | 1 | BOILER #1-INTERNATIONAL NATURAL GAS | NATURAL GAS | 209 | Natural Gas |  |  | 1.0885 | E6FT3 | N | 24 | 7 | 22 | 0 | 0 | 0
1180261 | MALL AT AUBURN LLC | AUBURN MALL | 385 SOUTHBRIDGE ST |  | AUBURN | MA | 015010000 | AUBURN MALL MGT OFFICE | 385 SOUTHBRIDGE ST ATTN KEVIN CLARK | AUBURN | MA | 015010000 | N | PRIVATE | SM50 | MAYFLOWER AUBURN L P | 5088326000 | brpatton@simon.com | BRIAN | PATTON | 5088326000 | BRPATTON@SIMON.COM | BRIAN | PATTON | 5088326000 | BRPATTON@SIMON.COM | 2 | BOILER #2-INTERNATIONAL NATURAL GAS |  | BOILER | INTERNATIONAL | UNKNOWN | 1970-06-01 | 2009 | 20 | 1 | BOILER #2-INTERNATIONAL NATURAL GAS | NATURAL GAS | 209 | Natural Gas |  |  | 1.0886 | E6FT3 | N | 24 | 7 | 22 | 0 | 0 | 0
1180262 | TUFTS UNIVERSITY GRAFTON CAMPUS |  | 200 WESTBORO RD |  | GRAFTON | MA | 015360000 | 200 WESTBORO RD |  | GRAFTON | MA | 015360000 | N | PRIVATE | NM25 | TUFTS UNIVERSITY VET SCHOOL | 5088397921 | elizabeth.isenstein@tufts.edu | RICHARD | REYNOLDS | 6176273334 | dick.reynolds@tufts.edu | ELIZABETH | ISENSTEIN | 6176273704 | elizabeth.isenstein@tufts.edu | 79 | BOILER #84 - RBL LPS CB-200-300 NAT GAS |  | BOILER | CLEAVER BROOKS | CB200-300 | 2008-11-01 | 2009 | 20 | 1 | NATURAL GAS | NATURAL GAS | 209 | Natural Gas |  |  | 0.1409 | E6FT3 | Y | 24 | 7 | 52 | 24 | 7 | 22
1180262 | TUFTS UNIVERSITY GRAFTON CAMPUS |  | 200 WESTBORO RD |  | GRAFTON | MA | 015360000 | 200 WESTBORO RD |  | GRAFTON | MA | 015360000 | N | PRIVATE | NM25 | TUFTS UNIVERSITY VET SCHOOL | 5088397921 | elizabeth.isenstein@tufts.edu | RICHARD | REYNOLDS | 6176273334 | dick.reynolds@tufts.edu | ELIZABETH | ISENSTEIN | 6176273704 | elizabeth.isenstein@tufts.edu | 80 | BOILER #85 - RBL HPS CB FLX-200-500 NAT GAS |  | BOILER | CLEAVER BROOKS | FLX-200-500 | 2008-11-01 | 2009 | 10 | 1 | NATURAL GAS | NATURAL GAS | 209 | Natural Gas |  |  | 0.0044 | E6FT3 | N | 8 | 5 | 52 | 8 | 5 | 22
1180264 | SOUTHBRIDGE POWER & THERMAL LLC |  | 60 OPTICAL DR | 100 MECHANIC ST | SOUTHBRIDGE | MA | 015500000 | 60 OPTICAL DRIVE |  | SOUTHBRIDGE | MA | 015500000 | N | UTILITY | OP3 | SOUTHBRIDGE POWER AND THERMAL LLC | 5087652165 | gmorrill@thermagenpower.com | EUGENE | MORRILL | 5087642899 | gmorrill@thermagenpower.com | EUGENE | MORRILL | 5087642899 | gmorrill@thermagenpower.com | 1 | ENGINE #1 - DEUTZ #TBG 620 V16K |  | ENGINE | DEUTZ | TBG 620 V16K | 2001-04-01 | 2011 | 14.7 | 1 | NATURAL GAS | NATURAL GAS | 209 | Natural Gas |  |  | 14.864 | E6FT3 | N | 18 | 7 | 17 | 0 | 0 | 0
1180264 | SOUTHBRIDGE POWER & THERMAL LLC |  | 60 OPTICAL DR | 100 MECHANIC ST | SOUTHBRIDGE | MA | 015500000 | 60 OPTICAL DRIVE |  | SOUTHBRIDGE | MA | 015500000 | N | UTILITY | OP3 | SOUTHBRIDGE POWER AND THERMAL LLC | 5087652165 | gmorrill@thermagenpower.com | EUGENE | MORRILL | 5087642899 | gmorrill@thermagenpower.com | EUGENE | MORRILL | 5087642899 | gmorrill@thermagenpower.com | 2 | ENGINE #2 - DEUTZ #TBG 620 V16K |  | ENGINE | DEUTZ | TBG 620 V16K | 2001-04-01 | 2011 | 14.7 | 1 | NATURAL GAS | NATURAL GAS | 209 | Natural Gas |  |  | 0 | E6FT3 | N | 0 | 0 | 0 | 0 | 0 | 0
1180264 | SOUTHBRIDGE POWER & THERMAL LLC |  | 60 OPTICAL DR | 100 MECHANIC ST | SOUTHBRIDGE | MA | 015500000 | 60 OPTICAL DRIVE |  | SOUTHBRIDGE | MA | 015500000 | N | UTILITY | OP3 | SOUTHBRIDGE POWER AND THERMAL LLC | 5087652165 | gmorrill@thermagenpower.com | EUGENE | MORRILL | 5087642899 | gmorrill@thermagenpower.com | EUGENE | MORRILL | 5087642899 | gmorrill@thermagenpower.com | 3 | ENGINE #3 - DEUTZ #TBG 620 V16K |  | ENGINE | DEUTZ | TBG 620 V16K | 2001-04-01 | 2011 | 14.7 | 1 | NATURAL GAS | NATURAL GAS | 209 | Natural Gas |  |  | 0 | E6FT3 | N | 0 | 0 | 0 | 0 | 0 | 0
1180264 | SOUTHBRIDGE POWER & THERMAL LLC |  | 60 OPTICAL DR | 100 MECHANIC ST | SOUTHBRIDGE | MA | 015500000 | 60 OPTICAL DRIVE |  | SOUTHBRIDGE | MA | 015500000 | N | UTILITY | OP3 | SOUTHBRIDGE POWER AND THERMAL LLC | 5087652165 | gmorrill@thermagenpower.com | EUGENE | MORRILL | 5087642899 | gmorrill@thermagenpower.com | EUGENE | MORRILL | 5087642899 | gmorrill@thermagenpower.com | 4 | ENGINE #4 - DEUTZ #TBG 620 V16K |  | ENGINE | DEUTZ | TBG 620 V16K | 2001-07-01 | 2011 | 14.7 | 1 | NATURAL GAS | NATURAL GAS | 209 | Natural Gas |  |  | 0 | E6FT3 | N | 0 | 0 | 0 | 0 | 0 | 0
1180264 | SOUTHBRIDGE POWER & THERMAL LLC |  | 60 OPTICAL DR | 100 MECHANIC ST | SOUTHBRIDGE | MA | 015500000 | 60 OPTICAL DRIVE |  | SOUTHBRIDGE | MA | 015500000 | N | UTILITY | OP3 | SOUTHBRIDGE POWER AND THERMAL LLC | 5087652165 | gmorrill@thermagenpower.com | EUGENE | MORRILL | 5087642899 | gmorrill@thermagenpower.com | EUGENE | MORRILL | 5087642899 | gmorrill@thermagenpower.com | 5 | ENGINE #5 - DEUTZ #TBG 620 V16K |  | ENGINE | DEUTZ | TBG 620 V16K | 2001-07-01 | 2011 | 14.7 | 1 | NATURAL GAS | NATURAL GAS | 209 | Natural Gas |  |  | 20.487 | E6FT3 | N | 14 | 7 | 29 | 5 | 7 | 11
1180264 | SOUTHBRIDGE POWER & THERMAL LLC |  | 60 OPTICAL DR | 100 MECHANIC ST | SOUTHBRIDGE | MA | 015500000 | 60 OPTICAL DRIVE |  | SOUTHBRIDGE | MA | 015500000 | N | UTILITY | OP3 | SOUTHBRIDGE POWER AND THERMAL LLC | 5087652165 | gmorrill@thermagenpower.com | EUGENE | MORRILL | 5087642899 | gmorrill@thermagenpower.com | EUGENE | MORRILL | 5087642899 | gmorrill@thermagenpower.com | 6 | BOILER #1 - CLEAVER BROOKS #CB700-700-150LE |  | BOILER | CLEAVER BROOKS | CB700-700-150LE | 2001-04-01 | 2011 | 29.3 | 1 | NATURAL GAS | NATURAL GAS | 209 | Natural Gas |  |  | 54.769 | E6FT3 | N | 12 | 7 | 52 | 12 | 7 | 22
1180264 | SOUTHBRIDGE POWER & THERMAL LLC |  | 60 OPTICAL DR | 100 MECHANIC ST | SOUTHBRIDGE | MA | 015500000 | 60 OPTICAL DRIVE |  | SOUTHBRIDGE | MA | 015500000 | N | UTILITY | OP3 | SOUTHBRIDGE POWER AND THERMAL LLC | 5087652165 | gmorrill@thermagenpower.com | EUGENE | MORRILL | 5087642899 | gmorrill@thermagenpower.com | EUGENE | MORRILL | 5087642899 | gmorrill@thermagenpower.com | 7 | BOILER #2 - CLEAVER BROOKS #CB700-700-150LE |  | BOILER | CLEAVER BROOKS | CB700-700-150LE | 2001-01-07 | 2011 | 29.3 | 1 | NATURAL GAS | NATURAL GAS | 209 | Natural Gas |  |  | 37.275 | E6FT3 | N | 11 | 7 | 39 | 11 | 7 | 22
1180272 | MWRA CARROLL WATER TREATMENT PLANT |  | 82 DANGELO DR |  | MARLBOROUGH | MA | 017520000 | 100 FIRST AVENUE |  | BOSTON | MA | 021290000 | N | STATE | SM50 | MASSACHUSETTS WATER RESOURCES AUTHORITY | 6177882552 | leon.lataille@mwra.state.ma.us | MICHAEL | HORNBROOK | 6177884359 | michael.hornbrook@mwra.state.ma.us | LEON | LATAILLE | 6177882552 | leon.lataille@mwra.state.ma.us | 1 | GENERATOR 1 |  | ENGINE | KOHLER | 2000ROZD4 | 2004-01-01 | 2009 | 19.48 | 1 | ULTRA LOW SULFUR DIESEL | DIESEL | 44 | DIESEL | 0.0015 | 0 | 2.708 | E3GAL | N | 1 | 4 | 12 | 1 | 7 | 5
1180272 | MWRA CARROLL WATER TREATMENT PLANT |  | 82 DANGELO DR |  | MARLBOROUGH | MA | 017520000 | 100 FIRST AVENUE |  | BOSTON | MA | 021290000 | N | STATE | SM50 | MASSACHUSETTS WATER RESOURCES AUTHORITY | 6177882552 | leon.lataille@mwra.state.ma.us | MICHAEL | HORNBROOK | 6177884359 | michael.hornbrook@mwra.state.ma.us | LEON | LATAILLE | 6177882552 | leon.lataille@mwra.state.ma.us | 2 | GENERATOR 2 |  | ENGINE | KOHLER | 2000ROZD4 | 2004-01-01 | 2009 | 19.48 | 1 | ULTRA LOW SULFUR DIESEL | DIESEL | 44 | DIESEL | 0.0015 | 0 | 3.249 | E3GAL | N | 1 | 5 | 12 | 2 | 5 | 5
1180272 | MWRA CARROLL WATER TREATMENT PLANT |  | 82 DANGELO DR |  | MARLBOROUGH | MA | 017520000 | 100 FIRST AVENUE |  | BOSTON | MA | 021290000 | N | STATE | SM50 | MASSACHUSETTS WATER RESOURCES AUTHORITY | 6177882552 | leon.lataille@mwra.state.ma.us | MICHAEL | HORNBROOK | 6177884359 | michael.hornbrook@mwra.state.ma.us | LEON | LATAILLE | 6177882552 | leon.lataille@mwra.state.ma.us | 3 | GENERATOR 3 |  | ENGINE | KOHLER | 2000ROZD4 | 2004-01-01 | 2009 | 19.48 | 1 | LOW SULFUR DIESEL | DIESEL | 44 | DIESEL | 0.0015 | 0 | 2.004 | E3GAL | N | 1 | 3 | 12 | 1 | 4 | 5
1180272 | MWRA CARROLL WATER TREATMENT PLANT |  | 82 DANGELO DR |  | MARLBOROUGH | MA | 017520000 | 100 FIRST AVENUE |  | BOSTON | MA | 021290000 | N | STATE | SM50 | MASSACHUSETTS WATER RESOURCES AUTHORITY | 6177882552 | leon.lataille@mwra.state.ma.us | MICHAEL | HORNBROOK | 6177884359 | michael.hornbrook@mwra.state.ma.us | LEON | LATAILLE | 6177882552 | leon.lataille@mwra.state.ma.us | 4 | GENERATOR 4 |  | ENGINE | KOHLER | 2000ROZD4 | 2004-01-01 | 2009 | 19.48 | 1 | ULTRA LOW SULFUR DIESEL | DIESEL | 44 | DIESEL | 0.0015 | 0 | 1.733 | E3GAL | N | 1 | 3 | 12 | 1 | 3 | 5
1180272 | MWRA CARROLL WATER TREATMENT PLANT |  | 82 DANGELO DR |  | MARLBOROUGH | MA | 017520000 | 100 FIRST AVENUE |  | BOSTON | MA | 021290000 | N | STATE | SM50 | MASSACHUSETTS WATER RESOURCES AUTHORITY | 6177882552 | leon.lataille@mwra.state.ma.us | MICHAEL | HORNBROOK | 6177884359 | michael.hornbrook@mwra.state.ma.us | LEON | LATAILLE | 6177882552 | leon.lataille@mwra.state.ma.us | 5 | EU5 BOILER/SPACE HTRS GEN/OPS/PT | 16 | BOILERS AND SPACE HEATERS | VARIOUS | VARIOUS | 2004-01-01 | 2009 | 21.892 | 1 | BOILERS/SPACE HTRS - NAT GAS | NATURAL GAS | 209 | Natural Gas |  |  | 17.8655 | E6FT3 | N | 3 | 7 | 31 | 1 | 7 | 5
1180278 | MT. WACHUSETT COMMUNITY COLLEGE |  | 444 GREEN ST |  | GARDNER | MA | 014400000 | 444 GREEN ST |  | GARDNER | MA | 014400000 | Y | STATE | SM25 | MOUNT WACHUSETT COMMUNITY COLLEGE | 9786326600 | rlabonte@mwcc.mass.edu | ROBERT | LABONTE | 9786309272 | rlabonte@mwcc.mass.edu | ROBERT | LABONTE | 9786309272 | rlabonte@mwcc.mass.edu | 1 | WOOD/BARK WASTE |  | BOILER | HURST | S1-332 | 2002-04-11 | 2009 | 10 | 1 | WOOD FIRED BOILER @ 10 MMBTU/HR | WOOD | 15 | WOOD | 0 | 0 | 1388 | TON | N | 24 | 7 | 30 | 0 | 0 | 0
1180278 | MT. WACHUSETT COMMUNITY COLLEGE |  | 444 GREEN ST |  | GARDNER | MA | 014400000 | 444 GREEN ST |  | GARDNER | MA | 014400000 | Y | STATE | SM25 | MOUNT WACHUSETT COMMUNITY COLLEGE | 9786326600 | rlabonte@mwcc.mass.edu | ROBERT | LABONTE | 9786309272 | rlabonte@mwcc.mass.edu | ROBERT | LABONTE | 9786309272 | rlabonte@mwcc.mass.edu | 2 | BOILER #2-CLEAVER BROOKS #CB100300125# |  | BOILER | CLEAVER BROOKS | CB1100300125 | 2002-10-22 | 2009 | 13 | 1 | BOILER #2-CLEAVER BROOKS #CB100300125# | NO.2 | 58 | Distillate Oil (No. 2) | 0.03 | 0 | 13.2 | E3GAL | N | 24 | 7 | 10 | 0 | 0 | 0
1180280 | WASHINGTON MILLS |  | 20 NORTH MAIN ST |  | GRAFTON | MA | 015360000 | 20 NORTH MAIN STREET |  | GRAFTON | MA | 015360000 | N | PRIVATE | NM25 | WASHINGTON MILLS | 5088396511 | bvigneaux@washingtonmills.com | KIRK R. | HARTOG | 5088396511 | khartog@washingtonmills.com | BRUCE | VIGNEAUX | 5088396511X220 | bvigneaux@washingtonmills.com | 10 | ROTARY SINTER FURNACE #1-US CORP NATURAL GAS |  | FURNACE | US SMELTING FURNACE CO. | #4B | 1984-03-01 | 2011 | 117 | 1 | SINTERING FURNACE #1 NATURAL GAS BLDG 2H-S10 | NATURAL GAS | 209 | Natural Gas |  |  | 2.88 | E6FT3 | N | 24 | 4 | 20 | 24 | 4 | 8
1180281 | MILLENNIUM POWER PARTNERS LP |  | 10 SHERWOOD LN |  | CHARLTON | MA | 015070000 | 10 SHERWOOD LANE |  | CHARLTON | MA | 015070000 | N | PRIVATE | OP8 | MILLENNIUM POWER PARTNERS LP | 5082480300 | Mark.Winne@mppgen.com | JOHN | BREEN | 7818485387 | JBREEN@CPV.COM | DAVID | KERCZ | 5082480312 | David.Kercz@mppgen.com | 1 | WESTINGHOUSE GAS TURBINE @ 360 MW |  | GAS TURBINE | WESTINGHOUSE | 501G | 2000-03-03 | 2011 | 2534 | 1 | WESTINGHOUSE TURBINE @ 2534 MMBTU/HR-NATURAL GAS | NATURAL GAS | 209 | Natural Gas |  |  | 17142272 | E6BTU | N | 23 | 7 | 48 | 23 | 7 | 21
1180281 | MILLENNIUM POWER PARTNERS LP |  | 10 SHERWOOD LN |  | CHARLTON | MA | 015070000 | 10 SHERWOOD LANE |  | CHARLTON | MA | 015070000 | N | PRIVATE | OP8 | MILLENNIUM POWER PARTNERS LP | 5082480300 | Mark.Winne@mppgen.com | JOHN | BREEN | 7818485387 | JBREEN@CPV.COM | DAVID | KERCZ | 5082480312 | David.Kercz@mppgen.com | 1 | WESTINGHOUSE GAS TURBINE @ 360 MW |  | GAS TURBINE | WESTINGHOUSE | 501G | 2000-03-03 | 2011 | 2534 | 2 | WESTINGHOUSE TURBINE @ 2842 MMBTU/HR #1 KEROSENE | KEROSENE | 162 | KEROSENE | 0.05 | 0 | 0 | E3GAL | N | 23 | 7 | 48 | 23 | 7 | 21
1180284 | ANGELICA TEXTILES |  | 104 LAMARTINE ST |  | WORCESTER | MA | 016080000 | 104 LAMARTINE STREET |  | WORCESTER | MA | 016080000 | N | PRIVATE | NM99 | ANGELICA TEXTILES | 5087535212 | cwiekrykas@angelica.com | CLEMENT | WIEKRYKAS | 5087535212 | cwiekrykas@angelica.com | CLEMENT | WIEKRYKAS | 5087535212 | cwiekrykas@angelica.com | 1 | BOILER #1-HURST AND WELDING S5G500150 NAT GAS |  | BOILER | HURST BOILER & WELDING CO. INC. | S5G-500-150 | 2003-11-01 | 2010 | 21 | 1 | BOILER #1-HURST AND WELDING S5G500150 NATURAL GA | NATURAL GAS | 209 | Natural Gas |  |  | 49.8 | E6FT3 | N | 16 | 7 | 52 | 16 | 7 | 22
1180285 | HEALTHALLIANCE LEOMINSTER CAMPUS |  | 60 HOSPITAL RD |  | LEOMINSTER | MA | 014530000 | 60 HOSPITAL RD. |  | LEOMINSTER | MA | 014538004 | N | PRIVATE | SM25 | HEALTHALLIANCE HOSPITALS INC | 9784662015 | dbilotta@healthalliance.com | DAVID | BILOTTA | 9784662015 | dbilotta@healthalliance.com | ALLEN | CHARPENTIER | 9784662012 | acharpentier@healthalliance.com | 1 | BOILER #1-CLEAVER BROOKS #CB655400-150 |  | BOILER | CLEAVER BROOKS | CB655-400 | 1970-01-01 | 2011 | 17 | 1 | #2 OIL 0.3S | NO.2 | 58 | Distillate Oil (No. 2) | 0.27 | 0 | 0 | E3GAL | N | 24 | 7 | 9 | 24 | 7 | 2
1180285 | HEALTHALLIANCE LEOMINSTER CAMPUS |  | 60 HOSPITAL RD |  | LEOMINSTER | MA | 014530000 | 60 HOSPITAL RD. |  | LEOMINSTER | MA | 014538004 | N | PRIVATE | SM25 | HEALTHALLIANCE HOSPITALS INC | 9784662015 | dbilotta@healthalliance.com | DAVID | BILOTTA | 9784662015 | dbilotta@healthalliance.com | ALLEN | CHARPENTIER | 9784662012 | acharpentier@healthalliance.com | 1 | BOILER #1-CLEAVER BROOKS #CB655400-150 |  | BOILER | CLEAVER BROOKS | CB655-400 | 1970-01-01 | 2011 | 17 | 2 | BOILER #1- CLVR BRKS #CB655-400-150 NATURAL GAS | NATURAL GAS | 209 | Natural Gas |  |  | 9.863 | E6FT3 | N | 24 | 7 | 9 | 24 | 7 | 2
1180285 | HEALTHALLIANCE LEOMINSTER CAMPUS |  | 60 HOSPITAL RD |  | LEOMINSTER | MA | 014530000 | 60 HOSPITAL RD. |  | LEOMINSTER | MA | 014538004 | N | PRIVATE | SM25 | HEALTHALLIANCE HOSPITALS INC | 9784662015 | dbilotta@healthalliance.com | DAVID | BILOTTA | 9784662015 | dbilotta@healthalliance.com | ALLEN | CHARPENTIER | 9784662012 | acharpentier@healthalliance.com | 2 | BOILER #2-CLEAVER BROOKS #CB655400-150 |  | BOILER | CLEAVER BROOKS | CB655-400 | 1970-01-01 | 2011 | 17 | 1 | #2 OIL 0.3S | NO.2 | 58 | Distillate Oil (No. 2) | 0.27 | 0 | 0 | E3GAL | N | 0 | 0 | 0 | 0 | 0 | 0
1180285 | HEALTHALLIANCE LEOMINSTER CAMPUS |  | 60 HOSPITAL RD |  | LEOMINSTER | MA | 014530000 | 60 HOSPITAL RD. |  | LEOMINSTER | MA | 014538004 | N | PRIVATE | SM25 | HEALTHALLIANCE HOSPITALS INC | 9784662015 | dbilotta@healthalliance.com | DAVID | BILOTTA | 9784662015 | dbilotta@healthalliance.com | ALLEN | CHARPENTIER | 9784662012 | acharpentier@healthalliance.com | 2 | BOILER #2-CLEAVER BROOKS #CB655400-150 |  | BOILER | CLEAVER BROOKS | CB655-400 | 1970-01-01 | 2011 | 17 | 2 | BOILER #2- CLVR BRKS #CB655-400-150 NATURAL GAS | NATURAL GAS | 209 | Natural Gas |  |  | 0 | E6FT3 | N | 0 | 0 | 0 | 0 | 0 | 0
1180285 | HEALTHALLIANCE LEOMINSTER CAMPUS |  | 60 HOSPITAL RD |  | LEOMINSTER | MA | 014530000 | 60 HOSPITAL RD. |  | LEOMINSTER | MA | 014538004 | N | PRIVATE | SM25 | HEALTHALLIANCE HOSPITALS INC | 9784662015 | dbilotta@healthalliance.com | DAVID | BILOTTA | 9784662015 | dbilotta@healthalliance.com | ALLEN | CHARPENTIER | 9784662012 | acharpentier@healthalliance.com | 3 | BOILER #3-CLEAVER BROOKS #CB1200400-150 |  | BOILER | CLEAVER BROOKS | CB1200400150 | 1999-01-01 | 2011 | 17 | 1 | #2 OIL 0.3 | NO.2 | 58 | Distillate Oil (No. 2) | 0.27 | 0 | 0 | E3GAL | N | 24 | 7 | 43 | 24 | 7 | 20
1180285 | HEALTHALLIANCE LEOMINSTER CAMPUS |  | 60 HOSPITAL RD |  | LEOMINSTER | MA | 014530000 | 60 HOSPITAL RD. |  | LEOMINSTER | MA | 014538004 | N | PRIVATE | SM25 | HEALTHALLIANCE HOSPITALS INC | 9784662015 | dbilotta@healthalliance.com | DAVID | BILOTTA | 9784662015 | dbilotta@healthalliance.com | ALLEN | CHARPENTIER | 9784662012 | acharpentier@healthalliance.com | 3 | BOILER #3-CLEAVER BROOKS #CB1200400-150 |  | BOILER | CLEAVER BROOKS | CB1200400150 | 1999-01-01 | 2011 | 17 | 2 | BOILER #3- CLVR BRKS #CB1200-400-150 NATURAL GAS | NATURAL GAS | 209 | Natural Gas |  |  | 54.726 | E6FT3 | N | 24 | 7 | 43 | 24 | 7 | 20
1180295 | ST VINCENT HOSPITAL @ WORC MED CTR | AT WORCESTER MEDICAL CENTER | 20 WORCESTER CENTER BLVD |  | WORCESTER | MA | 016080000 | 123 SUMMER STREET |  | WORCESTER | MA | 016080000 | N | PRIVATE | NM99 | ST VINCENT HOSPITAL LLC | 5083635000 | harley.mccartney@stvincenthospital.com | HARLEY | MC CARTNEY | 5083635054 | harley.mccartney@stvincenthospital.com | ST VINCENT HOSPITAL | HARLEY MC CARTNEY | 5083635054 | harley.mccartney@stvincenthospital.com | 1 | BLR #1 - CLVR BRKS CB200-800-150LE DUAL FUEL |  | BOILER | CLEAVER BROOKS | CB200-800-150LE | 1996-04-26 | 2008 | 34 | 1 | NATURAL GAS | NATURAL GAS | 209 | Natural Gas |  |  | 55.5 | E6FT3 | N | 24 | 7 | 18 | 0 | 0 | 0
1180295 | ST VINCENT HOSPITAL @ WORC MED CTR | AT WORCESTER MEDICAL CENTER | 20 WORCESTER CENTER BLVD |  | WORCESTER | MA | 016080000 | 123 SUMMER STREET |  | WORCESTER | MA | 016080000 | N | PRIVATE | NM99 | ST VINCENT HOSPITAL LLC | 5083635000 | harley.mccartney@stvincenthospital.com | HARLEY | MC CARTNEY | 5083635054 | harley.mccartney@stvincenthospital.com | ST VINCENT HOSPITAL | HARLEY MC CARTNEY | 5083635054 | harley.mccartney@stvincenthospital.com | 1 | BLR #1 - CLVR BRKS CB200-800-150LE DUAL FUEL |  | BOILER | CLEAVER BROOKS | CB200-800-150LE | 1996-04-26 | 2008 | 34 | 2 | #2 OIL 0.05S | NO.2 | 58 | Distillate Oil (No. 2) | 0.05 | 0 | 0.05 | E3GAL | N | 24 | 7 | 18 | 0 | 0 | 0
1180295 | ST VINCENT HOSPITAL @ WORC MED CTR | AT WORCESTER MEDICAL CENTER | 20 WORCESTER CENTER BLVD |  | WORCESTER | MA | 016080000 | 123 SUMMER STREET |  | WORCESTER | MA | 016080000 | N | PRIVATE | NM99 | ST VINCENT HOSPITAL LLC | 5083635000 | harley.mccartney@stvincenthospital.com | HARLEY | MC CARTNEY | 5083635054 | harley.mccartney@stvincenthospital.com | ST VINCENT HOSPITAL | HARLEY MC CARTNEY | 5083635054 | harley.mccartney@stvincenthospital.com | 2 | BLR #2-CLVR BRKS CB200-800 DUAL FUEL |  | BOILER | CLEVER BROOKS | CB200-800-150LE | 1996-04-26 | 2008 | 34 | 1 | NATURAL GAS | NATURAL GAS | 209 | Natural Gas |  |  | 37 | E6FT3 | N | 24 | 7 | 14 | 0 | 0 | 0
1180295 | ST VINCENT HOSPITAL @ WORC MED CTR | AT WORCESTER MEDICAL CENTER | 20 WORCESTER CENTER BLVD |  | WORCESTER | MA | 016080000 | 123 SUMMER STREET |  | WORCESTER | MA | 016080000 | N | PRIVATE | NM99 | ST VINCENT HOSPITAL LLC | 5083635000 | harley.mccartney@stvincenthospital.com | HARLEY | MC CARTNEY | 5083635054 | harley.mccartney@stvincenthospital.com | ST VINCENT HOSPITAL | HARLEY MC CARTNEY | 5083635054 | harley.mccartney@stvincenthospital.com | 2 | BLR #2-CLVR BRKS CB200-800 DUAL FUEL |  | BOILER | CLEVER BROOKS | CB200-800-150LE | 1996-04-26 | 2008 | 34 | 2 | #2 OIL 0.05S | NO.2 | 58 | Distillate Oil (No. 2) | 0.05 | 0 | 0.05 | E3GAL | N | 24 | 7 | 14 | 0 | 0 | 0
1180295 | ST VINCENT HOSPITAL @ WORC MED CTR | AT WORCESTER MEDICAL CENTER | 20 WORCESTER CENTER BLVD |  | WORCESTER | MA | 016080000 | 123 SUMMER STREET |  | WORCESTER | MA | 016080000 | N | PRIVATE | NM99 | ST VINCENT HOSPITAL LLC | 5083635000 | harley.mccartney@stvincenthospital.com | HARLEY | MC CARTNEY | 5083635054 | harley.mccartney@stvincenthospital.com | ST VINCENT HOSPITAL | HARLEY MC CARTNEY | 5083635054 | harley.mccartney@stvincenthospital.com | 3 | BLR #3-CLVR BRLS CB200-400-150LE DUAL FUEL |  | BOILER | CLEVER BROOKS | CB-200-400-150LE | 1996-04-26 | 2008 | 34 | 1 | NATURAL GAS | NATURAL GAS | 209 | Natural Gas |  |  | 46 | E6FT3 | N | 24 | 7 | 21 | 24 | 7 | 18
1180295 | ST VINCENT HOSPITAL @ WORC MED CTR | AT WORCESTER MEDICAL CENTER | 20 WORCESTER CENTER BLVD |  | WORCESTER | MA | 016080000 | 123 SUMMER STREET |  | WORCESTER | MA | 016080000 | N | PRIVATE | NM99 | ST VINCENT HOSPITAL LLC | 5083635000 | harley.mccartney@stvincenthospital.com | HARLEY | MC CARTNEY | 5083635054 | harley.mccartney@stvincenthospital.com | ST VINCENT HOSPITAL | HARLEY MC CARTNEY | 5083635054 | harley.mccartney@stvincenthospital.com | 3 | BLR #3-CLVR BRLS CB200-400-150LE DUAL FUEL |  | BOILER | CLEVER BROOKS | CB-200-400-150LE | 1996-04-26 | 2008 | 34 | 2 | #2 OIL @.05S | NO.2 | 58 | Distillate Oil (No. 2) | 0.05 | 0.1 | 0.05 | E3GAL | N | 24 | 7 | 21 | 24 | 7 | 18
1180295 | ST VINCENT HOSPITAL @ WORC MED CTR | AT WORCESTER MEDICAL CENTER | 20 WORCESTER CENTER BLVD |  | WORCESTER | MA | 016080000 | 123 SUMMER STREET |  | WORCESTER | MA | 016080000 | N | PRIVATE | NM99 | ST VINCENT HOSPITAL LLC | 5083635000 | harley.mccartney@stvincenthospital.com | HARLEY | MC CARTNEY | 5083635054 | harley.mccartney@stvincenthospital.com | ST VINCENT HOSPITAL | HARLEY MC CARTNEY | 5083635054 | harley.mccartney@stvincenthospital.com | 4 | EMER GEN #1 - CATERPILLAR 3512B #2 OIL 0.05S |  | ENGINE | CATERPILLAR | 3516 | 1996-04-26 | 2008 | 15 | 1 | #2 OIL 0.05S | DIESEL | 44 | DIESEL | 0.05 | 0 | 0.85 | E3GAL | N | 1 | 1 | 6 | 1 | 1 | 3
1180295 | ST VINCENT HOSPITAL @ WORC MED CTR | AT WORCESTER MEDICAL CENTER | 20 WORCESTER CENTER BLVD |  | WORCESTER | MA | 016080000 | 123 SUMMER STREET |  | WORCESTER | MA | 016080000 | N | PRIVATE | NM99 | ST VINCENT HOSPITAL LLC | 5083635000 | harley.mccartney@stvincenthospital.com | HARLEY | MC CARTNEY | 5083635054 | harley.mccartney@stvincenthospital.com | ST VINCENT HOSPITAL | HARLEY MC CARTNEY | 5083635054 | harley.mccartney@stvincenthospital.com | 5 | EMER GEN #2 - CATERPILLAR 3512B #2 OIL 0.05S |  | ENGINE | CATERPILLAR | 3516 | 1996-04-26 | 2008 | 15 | 1 | #2 DIESEL OIL | DIESEL | 44 | DIESEL | 0.05 | 0 | 0.85 | E3GAL | N | 1 | 1 | 6 | 1 | 1 | 3
1180296 | PJ KEATING COMPANY |  | 998 RESERVOIR RD |  | LUNENBURG | MA | 014620000 | PO BOX 367 |  | FITCHBURG | MA | 014200000 | N | PRIVATE | SM79-7 | PJ KEATING COMPANY | 9785829931 | dbrodeur@pjkeating.com | DANIEL | BRODEUR | 9785825252 | dbrodeur@pjkeating.com | DANIEL | BRODEUR | 9785825200 | dbrodeur@pjkeating.com | 1 | DRYER -ASTEC RDDC-947C BITUMINOUS CONCRETE PRODUCT |  | DRYER BURNER | ASTEC | RDDC-947C | 1996-04-01 | 2010 | 120 | 1 | ROTARY DRYER #3-ASTEC ASPHALT CEMENT | Concrete | 729 | Concrete | 0 | 0 | 413737 | TON | N | 12 | 6 | 45 | 12 | 6 | 22
1180296 | PJ KEATING COMPANY |  | 998 RESERVOIR RD |  | LUNENBURG | MA | 014620000 | PO BOX 367 |  | FITCHBURG | MA | 014200000 | N | PRIVATE | SM79-7 | PJ KEATING COMPANY | 9785829931 | dbrodeur@pjkeating.com | DANIEL | BRODEUR | 9785825252 | dbrodeur@pjkeating.com | DANIEL | BRODEUR | 9785825200 | dbrodeur@pjkeating.com | 1 | DRYER -ASTEC RDDC-947C BITUMINOUS CONCRETE PRODUCT |  | DRYER BURNER | ASTEC | RDDC-947C | 1996-04-01 | 2010 | 120 | 3 | DRYER BURNER #3-HAUCK SPEC. USED OIL | NO.6 | 923 | Residual Oil (No. 6) | 0.5 | 0 | 0 | E3GAL | N | 12 | 6 | 45 | 12 | 6 | 22
1180296 | PJ KEATING COMPANY |  | 998 RESERVOIR RD |  | LUNENBURG | MA | 014620000 | PO BOX 367 |  | FITCHBURG | MA | 014200000 | N | PRIVATE | SM79-7 | PJ KEATING COMPANY | 9785829931 | dbrodeur@pjkeating.com | DANIEL | BRODEUR | 9785825252 | dbrodeur@pjkeating.com | DANIEL | BRODEUR | 9785825200 | dbrodeur@pjkeating.com | 1 | DRYER -ASTEC RDDC-947C BITUMINOUS CONCRETE PRODUCT |  | DRYER BURNER | ASTEC | RDDC-947C | 1996-04-01 | 2010 | 120 | 4 | DRYER BURNER #3-HAUCK #2 OIL | NO.2 | 58 | Distillate Oil (No. 2) | 0.0015 | 0 | 20.1734 | E3GAL | N | 12 | 6 | 45 | 12 | 6 | 22
1180296 | PJ KEATING COMPANY |  | 998 RESERVOIR RD |  | LUNENBURG | MA | 014620000 | PO BOX 367 |  | FITCHBURG | MA | 014200000 | N | PRIVATE | SM79-7 | PJ KEATING COMPANY | 9785829931 | dbrodeur@pjkeating.com | DANIEL | BRODEUR | 9785825252 | dbrodeur@pjkeating.com | DANIEL | BRODEUR | 9785825200 | dbrodeur@pjkeating.com | 1 | DRYER -ASTEC RDDC-947C BITUMINOUS CONCRETE PRODUCT |  | DRYER BURNER | ASTEC | RDDC-947C | 1996-04-01 | 2010 | 120 | 5 | HAUCK BURNER - NATURAL GAS | NATURAL GAS | 209 | Natural Gas |  |  | 112.012 | E6FT3 | N | 12 | 6 | 45 | 12 | 6 | 22
1180296 | PJ KEATING COMPANY |  | 998 RESERVOIR RD |  | LUNENBURG | MA | 014620000 | PO BOX 367 |  | FITCHBURG | MA | 014200000 | N | PRIVATE | SM79-7 | PJ KEATING COMPANY | 9785829931 | dbrodeur@pjkeating.com | DANIEL | BRODEUR | 9785825252 | dbrodeur@pjkeating.com | DANIEL | BRODEUR | 9785825200 | dbrodeur@pjkeating.com | 2 | DRYER #2-H+B #129010036 SPEC. OIL |  | DRYER BURNER | H&B | 1290-10036 | 1983-01-01 | 2010 | 100 | 1 | ROTARY DRYER #4-H+B SPEC. USED OIL | NO.6 | 923 | Residual Oil (No. 6) | 0.5 | 0 | 237.441 | E3GAL | N | 10 | 5 | 45 | 10 | 5 | 22
1180296 | PJ KEATING COMPANY |  | 998 RESERVOIR RD |  | LUNENBURG | MA | 014620000 | PO BOX 367 |  | FITCHBURG | MA | 014200000 | N | PRIVATE | SM79-7 | PJ KEATING COMPANY | 9785829931 | dbrodeur@pjkeating.com | DANIEL | BRODEUR | 9785825252 | dbrodeur@pjkeating.com | DANIEL | BRODEUR | 9785825200 | dbrodeur@pjkeating.com | 2 | DRYER #2-H+B #129010036 SPEC. OIL |  | DRYER BURNER | H&B | 1290-10036 | 1983-01-01 | 2010 | 100 | 2 | BURNER #4-GENCO #2 OIL | NO.2 | 58 | Distillate Oil (No. 2) | 0.0015 | 0 | 1.713 | E3GAL | N | 10 | 5 | 45 | 10 | 5 | 22
1180296 | PJ KEATING COMPANY |  | 998 RESERVOIR RD |  | LUNENBURG | MA | 014620000 | PO BOX 367 |  | FITCHBURG | MA | 014200000 | N | PRIVATE | SM79-7 | PJ KEATING COMPANY | 9785829931 | dbrodeur@pjkeating.com | DANIEL | BRODEUR | 9785825252 | dbrodeur@pjkeating.com | DANIEL | BRODEUR | 9785825200 | dbrodeur@pjkeating.com | 2 | DRYER #2-H+B #129010036 SPEC. OIL |  | DRYER BURNER | H&B | 1290-10036 | 1983-01-01 | 2010 | 100 | 3 | DRYER BURNER #4-GENCO BITUMINOUS CONCRETE | Concrete | 729 | Concrete | 0 | 0 | 100676 | TON | N | 10 | 5 | 45 | 10 | 5 | 22
1180296 | PJ KEATING COMPANY |  | 998 RESERVOIR RD |  | LUNENBURG | MA | 014620000 | PO BOX 367 |  | FITCHBURG | MA | 014200000 | N | PRIVATE | SM79-7 | PJ KEATING COMPANY | 9785829931 | dbrodeur@pjkeating.com | DANIEL | BRODEUR | 9785825252 | dbrodeur@pjkeating.com | DANIEL | BRODEUR | 9785825200 | dbrodeur@pjkeating.com | 2 | DRYER #2-H+B #129010036 SPEC. OIL |  | DRYER BURNER | H&B | 1290-10036 | 1983-01-01 | 2010 | 100 | 4 | HOT OIL HEATER/SPACE HEATERS | NO.2 | 58 | Distillate Oil (No. 2) | 0.0015 | 0 | 12.4966 | E3GAL | N | 10 | 5 | 45 | 10 | 5 | 22
1180296 | PJ KEATING COMPANY |  | 998 RESERVOIR RD |  | LUNENBURG | MA | 014620000 | PO BOX 367 |  | FITCHBURG | MA | 014200000 | N | PRIVATE | SM79-7 | PJ KEATING COMPANY | 9785829931 | dbrodeur@pjkeating.com | DANIEL | BRODEUR | 9785825252 | dbrodeur@pjkeating.com | DANIEL | BRODEUR | 9785825200 | dbrodeur@pjkeating.com | 2 | DRYER #2-H+B #129010036 SPEC. OIL |  | DRYER BURNER | H&B | 1290-10036 | 1983-01-01 | 2010 | 100 | 5 | GENCO BURNER - NATURAL GAS | NATURAL GAS | 209 | Natural Gas |  |  | 0 | E6FT3 | N | 10 | 5 | 45 | 10 | 5 | 22
1180297 | EMC CORPORATION |  | 117 SOUTH ST |  | HOPKINTON | MA | 017480000 | 228C SOUTH STREET |  | HOPKINTON | MA | 017489103 | N | PRIVATE | SM25 | EMC CORP | 5082492057 | Deanna.Trudeau@emc.com | DANIEL | FITZGERALD | 5084351000 | Dan.Fitzgerald@emc.com | DEANNA | TRUDEAU | 5082492057 | Deanna.Trudeau@emc.com | 1 | EU1,EMGEN 1 - CAT 3516B - 2000 KW - NO. 2 OIL ULSD |  | ENGINE | CATERPILLAR | 3516B | 2000-05-01 | 2011 | 20.3 | 1 | NO. 2 FUEL OIL ULSD | DIESEL | 44 | DIESEL | 0.0015 | 0 | 1.4831 | E3GAL | N | 1 | 1 | 26 | 1 | 1 | 10
1180297 | EMC CORPORATION |  | 117 SOUTH ST |  | HOPKINTON | MA | 017480000 | 228C SOUTH STREET |  | HOPKINTON | MA | 017489103 | N | PRIVATE | SM25 | EMC CORP | 5082492057 | Deanna.Trudeau@emc.com | DANIEL | FITZGERALD | 5084351000 | Dan.Fitzgerald@emc.com | DEANNA | TRUDEAU | 5082492057 | Deanna.Trudeau@emc.com | 2 | EU2, EMGEN 2 -CAT 3516B- 2000 KW - NO. 2 OIL ULSD |  | ENGINE | CATERPILLAR | 3516B | 2000-05-01 | 2011 | 20.3 | 1 | NO. 2 FUEL OIL ULSD | DIESEL | 44 | DIESEL | 0.0015 | 0 | 2.4718 | E3GAL | N | 1 | 1 | 26 | 1 | 1 | 10
1180297 | EMC CORPORATION |  | 117 SOUTH ST |  | HOPKINTON | MA | 017480000 | 228C SOUTH STREET |  | HOPKINTON | MA | 017489103 | N | PRIVATE | SM25 | EMC CORP | 5082492057 | Deanna.Trudeau@emc.com | DANIEL | FITZGERALD | 5084351000 | Dan.Fitzgerald@emc.com | DEANNA | TRUDEAU | 5082492057 | Deanna.Trudeau@emc.com | 3 | EU3, BOILER 1 -HYDROTHERM MR-2100-BPV- NATURAL GAS |  | BOILER | HYDROTHERM CORPORATION | MR - 2100 BPV | 2000-01-01 | 2011 | 14.7 | 1 | BOILER 1 - HYDROTHERM MR-2100-BPV NATURAL GAS | NATURAL GAS | 209 | Natural Gas |  |  | 3.9058 | E6FT3 | N | 24 | 7 | 40 | 24 | 7 | 22
1180299 | MCI SHIRLEY |  | HARVARD RD |  | SHIRLEY | MA | 014640000 | HARVARD ROAD PO 1218 |  | SHIRLEY | MA | 014640000 | Y | STATE | SM50 | MCI SHIRLEY DEPT OF CORRECTIONS | 9784254341 | JDDickhaut@DOC.State.MA.US | JAMES | DICKHAUT | 9784254341 | JDDickhaut@DOC.State.MA.US | JAMES | DICKHAUT | 9785146700 | jddickhaut@DOC.State.MA.US | 2 | BOILER#2-CLEAVER BROOKS CB600-500 NATURAL GAS |  | BOILER | CLEAVER BROOKS | CB-600-500 | 1980-02-08 | 2011 | 21 | 2 | NATURAL GAS | NATURAL GAS | 209 | Natural Gas |  |  | 33.139 | E6FT3 | N | 24 | 7 | 42 | 24 | 7 | 12
1180299 | MCI SHIRLEY |  | HARVARD RD |  | SHIRLEY | MA | 014640000 | HARVARD ROAD PO 1218 |  | SHIRLEY | MA | 014640000 | Y | STATE | SM50 | MCI SHIRLEY DEPT OF CORRECTIONS | 9784254341 | JDDickhaut@DOC.State.MA.US | JAMES | DICKHAUT | 9784254341 | JDDickhaut@DOC.State.MA.US | JAMES | DICKHAUT | 9785146700 | jddickhaut@DOC.State.MA.US | 3 | EU #3 CLEAVER BROOKS AT SOUSA BARANOWSKI |  | BOILER | CLEAVER BROOKS | CB-200-600-125-MAWP | 1997-06-15 | 2011 | 25 | 1 | NATURAL GAS | NATURAL GAS | 209 | Natural Gas |  |  | 24.1372 | E6FT3 | Y | 24 | 7 | 52 | 24 | 7 | 22
1180299 | MCI SHIRLEY |  | HARVARD RD |  | SHIRLEY | MA | 014640000 | HARVARD ROAD PO 1218 |  | SHIRLEY | MA | 014640000 | Y | STATE | SM50 | MCI SHIRLEY DEPT OF CORRECTIONS | 9784254341 | JDDickhaut@DOC.State.MA.US | JAMES | DICKHAUT | 9784254341 | JDDickhaut@DOC.State.MA.US | JAMES | DICKHAUT | 9785146700 | jddickhaut@DOC.State.MA.US | 7 | EU#6 MEDIUM EMERGENCY GENERATOR UNIT 1 |  | ENGINE | CAT | 3512-1250 | 1990-06-15 | 2011 | 10 | 1 | DIESEL FUEL 0.3 | NO.2 | 58 | Distillate Oil (No. 2) | 0.3 | 0.1 | 0.78 | E3GAL | N | 1 | 1 | 26 | 1 | 1 | 20
1180299 | MCI SHIRLEY |  | HARVARD RD |  | SHIRLEY | MA | 014640000 | HARVARD ROAD PO 1218 |  | SHIRLEY | MA | 014640000 | Y | STATE | SM50 | MCI SHIRLEY DEPT OF CORRECTIONS | 9784254341 | JDDickhaut@DOC.State.MA.US | JAMES | DICKHAUT | 9784254341 | JDDickhaut@DOC.State.MA.US | JAMES | DICKHAUT | 9785146700 | jddickhaut@DOC.State.MA.US | 8 | EU #7 MEDIUM EMERGENCY GENERATOR UNIT 2 |  | ENGINE | CATERPILLAR | 3512-1250 | 1990-06-15 | 2011 | 10 | 1 | DIESEL FUEL 0.3 | NO.2 | 58 | Distillate Oil (No. 2) | 0.3 | 0.1 | 0.78 | E3GAL | N | 1 | 1 | 26 | 1 | 1 | 20
1180299 | MCI SHIRLEY |  | HARVARD RD |  | SHIRLEY | MA | 014640000 | HARVARD ROAD PO 1218 |  | SHIRLEY | MA | 014640000 | Y | STATE | SM50 | MCI SHIRLEY DEPT OF CORRECTIONS | 9784254341 | JDDickhaut@DOC.State.MA.US | JAMES | DICKHAUT | 9784254341 | JDDickhaut@DOC.State.MA.US | JAMES | DICKHAUT | 9785146700 | jddickhaut@DOC.State.MA.US | 9 | EU# 4 CLEAVER BROOKS AT SOUSA BARANOWSKI |  | BOILER | CLEAVER BROOKS | CB-200-600-125MAWP | 1997-06-15 | 2011 | 25 | 1 | NATURAL GAS | NATURAL GAS | 209 | Natural Gas |  |  | 24.1372 | E6FT3 | Y | 24 | 7 | 52 | 24 | 7 | 22
1180299 | MCI SHIRLEY |  | HARVARD RD |  | SHIRLEY | MA | 014640000 | HARVARD ROAD PO 1218 |  | SHIRLEY | MA | 014640000 | Y | STATE | SM50 | MCI SHIRLEY DEPT OF CORRECTIONS | 9784254341 | JDDickhaut@DOC.State.MA.US | JAMES | DICKHAUT | 9784254341 | JDDickhaut@DOC.State.MA.US | JAMES | DICKHAUT | 9785146700 | jddickhaut@DOC.State.MA.US | 10 | EU #5 CLEAVER BROOKS AT SOUSA BARANOWSKI |  | BOILER | CLEAVER BROOKS | CB-200-600-125MAWP | 1997-06-15 | 2011 | 25 | 1 | NATURAL GAS | NATURAL GAS | 209 | Natural Gas |  |  | 26.912 | E6FT3 | Y | 24 | 7 | 52 | 24 | 7 | 22
1180299 | MCI SHIRLEY |  | HARVARD RD |  | SHIRLEY | MA | 014640000 | HARVARD ROAD PO 1218 |  | SHIRLEY | MA | 014640000 | Y | STATE | SM50 | MCI SHIRLEY DEPT OF CORRECTIONS | 9784254341 | JDDickhaut@DOC.State.MA.US | JAMES | DICKHAUT | 9784254341 | JDDickhaut@DOC.State.MA.US | JAMES | DICKHAUT | 9785146700 | jddickhaut@DOC.State.MA.US | 12 | EU #9 SBCC EMERGENCY GENERATOR |  | ENGINE | CATERPILLAR | 3512 SR4HV | 1997-01-15 | 2011 | 14 | 1 | LSD DIESEL FUEL | NO.2 | 58 | Distillate Oil (No. 2) | 0.05 | 0.01 | 0.8 | E3GAL | N | 1 | 1 | 26 | 1 | 1 | 22
1180299 | MCI SHIRLEY |  | HARVARD RD |  | SHIRLEY | MA | 014640000 | HARVARD ROAD PO 1218 |  | SHIRLEY | MA | 014640000 | Y | STATE | SM50 | MCI SHIRLEY DEPT OF CORRECTIONS | 9784254341 | JDDickhaut@DOC.State.MA.US | JAMES | DICKHAUT | 9784254341 | JDDickhaut@DOC.State.MA.US | JAMES | DICKHAUT | 9785146700 | jddickhaut@DOC.State.MA.US | 13 | EU #10 SBCC EMERGENCY GENERATOR |  | ENGINE | CATERPILLAR | 3512- SR4-HV | 1997-01-01 | 2011 | 14 | 1 | LSD DIESEL FUEL | NO.2 | 58 | Distillate Oil (No. 2) | 0.05 | 0.1 | 0.8 | E3GAL | N | 1 | 1 | 26 | 1 | 1 | 22
1180299 | MCI SHIRLEY |  | HARVARD RD |  | SHIRLEY | MA | 014640000 | HARVARD ROAD PO 1218 |  | SHIRLEY | MA | 014640000 | Y | STATE | SM50 | MCI SHIRLEY DEPT OF CORRECTIONS | 9784254341 | JDDickhaut@DOC.State.MA.US | JAMES | DICKHAUT | 9784254341 | JDDickhaut@DOC.State.MA.US | JAMES | DICKHAUT | 9785146700 | jddickhaut@DOC.State.MA.US | 14 | EU #11 VARIOUS ROOF TOP UNITS NATURAL GAS FIRED |  | FURNACE | VARIOUS | 00000 | 1990-01-01 | 2011 | 20.8 | 1 | NATURAL GAS | NATURAL GAS | 209 | Natural Gas |  |  | 53.174 | E6FT3 | Y | 24 | 7 | 52 | 24 | 7 | 22
1180299 | MCI SHIRLEY |  | HARVARD RD |  | SHIRLEY | MA | 014640000 | HARVARD ROAD PO 1218 |  | SHIRLEY | MA | 014640000 | Y | STATE | SM50 | MCI SHIRLEY DEPT OF CORRECTIONS | 9784254341 | JDDickhaut@DOC.State.MA.US | JAMES | DICKHAUT | 9784254341 | JDDickhaut@DOC.State.MA.US | JAMES | DICKHAUT | 9785146700 | jddickhaut@DOC.State.MA.US | 17 | CLEAVER BROOKS CB200-300- 15B |  | BOILER | CLEAVER BROOKS | CB200-300 | 2006-11-01 | 2011 | 12 | 1 | NATURAL GAS | NATURAL GAS | 209 | Natural Gas |  |  | 6.312 | E6FT3 | N | 24 | 7 | 8 | 0 | 0 | 0
1180303 | POLYFOAM CORPORATION |  | 2355 PROVIDENCE RD |  | NORTHBRIDGE | MA | 015340000 | PO BOX 906 |  | NORTHBRIDGE | MA | 015340906 | N | PRIVATE | SM80-7 | POLYFOAM CORP | 5082346323X225 | tcoz@polyfoamcorp.com | THOMAS | COZ | 5082346323 | tcoz@polyfoamcorp.com | WILLIAM | EARLEY | 5082346323X269 | bearley@polyfoamcorp.com | 5 | CLEAVER BROOKS BOILER |  | BOILER | CLEAVER BROOKS | CB-LE 700-250 | 2001-02-09 | 2011 | 10 | 1 | NATURAL GAS | NATURAL GAS | 209 | Natural Gas |  |  | 30.5 | E6FT3 | N | 24 | 5 | 52 | 24 | 5 | 22
1180312 | VERIZON | FKA WORLDCOM - MCI | 82B NORTHSIDE RD |  | CHARLTON | MA | 015070000 | 82B NORTHSIDE RD |  | CHARLTON | MA | 015070000 | N | PRIVATE | SM25 | VERIZON | 9727295441 | David.Leland@verizonbusiness.com | DAVID | LELAND | 9727295441 | David.Leland@verizonbusiness.com | DAVID | LELAND | 9727295441 | David.Leland@verizonbusiness.com | 1 | GENERATOR #1 |  | EMERGENCY POWER GENERATOR | CUMMINS - ONAN | 1250 DFLC | 2001-07-31 | 2009 | 11.76 | 1 | DIESEL #2 LOW SULFUR | DIESEL | 44 | DIESEL | 0.05 | 0 | 1.13 | E3GAL | N | 1 | 1 | 52 | 1 | 1 | 20
1180312 | VERIZON | FKA WORLDCOM - MCI | 82B NORTHSIDE RD |  | CHARLTON | MA | 015070000 | 82B NORTHSIDE RD |  | CHARLTON | MA | 015070000 | N | PRIVATE | SM25 | VERIZON | 9727295441 | David.Leland@verizonbusiness.com | DAVID | LELAND | 9727295441 | David.Leland@verizonbusiness.com | DAVID | LELAND | 9727295441 | David.Leland@verizonbusiness.com | 2 | GENERATOR #2 |  | EMERGENCY POWER GENERATOR | CUMMINS - ONAN | 1250 DFLC | 2001-07-31 | 2009 | 11.76 | 1 | DIESEL #2 LOW SULFUR | DIESEL | 44 | DIESEL | 0.05 | 0 | 0.991 | E3GAL | N | 1 | 1 | 52 | 1 | 1 | 20
1180313 | CENTRAL COATING COMPANY |  | 165 SHREWSBURY ST |  | WEST BOYLSTON | MA | 015830000 | 165 SHREWSBURY ST |  | WEST BOYLSTON | MA | 015830000 | N | PRIVATE | SM80-7 | CENTRAL COATING | 6178356225 | rkillion@centralcoating.com | ROBERT | KILLION | 5088356225 | rkillion@centralcoating.com | MARK | BANNON | 8027286500 | mark@bannonengineering.com | 1 | BOILER 1-H.B.SMITH MODEL 28 2 OIL-0.3S |  | BOILER | H.B.SMITH MODEL | 28 | 1986-12-09 | 2011 | 28 | 1 | BOILER 1-H.B.SMITH 28 2 OIL-0.3S | NO.2 | 58 | Distillate Oil (No. 2) | 0.3 | 0 | 0 | E3GAL | Y | 24 | 7 | 52 | 24 | 7 | 22
1180320 | HEWLETT PACKARD |  | 153 TAYLOR ST |  | LITTLETON | MA | 014600000 | 153 TAYLOR ST |  | LITTLETON | MA | 014600000 | N | PRIVATE | SM79-7 | HEWLETT PACKARD CORP | 9782645102 | doug.shaw@hp.com | DOUG | SHAW | 9782645102 | doug.shaw@hp.com | DOUG | SHAW | 9782645102 | doug.shaw@hp.com | 3 | EMER GEN #3 - CATERPILLAR 3508B |  | ENGINE | CATERPILLAR | 3508B | 1999-01-01 | 2011 | 10 | 1 | #2 OIL | DIESEL | 44 | DIESEL | 0.05 | 0 | 1.905 | E3GAL | N | 1 | 1 | 26 | 1 | 1 | 11
1180320 | HEWLETT PACKARD |  | 153 TAYLOR ST |  | LITTLETON | MA | 014600000 | 153 TAYLOR ST |  | LITTLETON | MA | 014600000 | N | PRIVATE | SM79-7 | HEWLETT PACKARD CORP | 9782645102 | doug.shaw@hp.com | DOUG | SHAW | 9782645102 | doug.shaw@hp.com | DOUG | SHAW | 9782645102 | doug.shaw@hp.com | 4 | EMER GEN #4 - CATERPILLAR 3508B |  | ENGINE | CATAPILLAR | 3508B | 2001-11-01 | 2011 | 10 | 1 | #2 OIL | DIESEL | 44 | DIESEL | 0.05 | 0 | 1.502 | E3GAL | N | 1 | 1 | 26 | 1 | 1 | 11
1180320 | HEWLETT PACKARD |  | 153 TAYLOR ST |  | LITTLETON | MA | 014600000 | 153 TAYLOR ST |  | LITTLETON | MA | 014600000 | N | PRIVATE | SM79-7 | HEWLETT PACKARD CORP | 9782645102 | doug.shaw@hp.com | DOUG | SHAW | 9782645102 | doug.shaw@hp.com | DOUG | SHAW | 9782645102 | doug.shaw@hp.com | 5 | EMER GEN #5 - CAT 3512B - #2 OIL |  | ENGINE | CATAPILLAR | 3512B | 2001-11-01 | 2011 | 16 | 1 | #2 OIL | DIESEL | 44 | DIESEL | 0.05 | 0 | 2.021 | E3GAL | N | 1 | 1 | 26 | 1 | 1 | 11
1180320 | HEWLETT PACKARD |  | 153 TAYLOR ST |  | LITTLETON | MA | 014600000 | 153 TAYLOR ST |  | LITTLETON | MA | 014600000 | N | PRIVATE | SM79-7 | HEWLETT PACKARD CORP | 9782645102 | doug.shaw@hp.com | DOUG | SHAW | 9782645102 | doug.shaw@hp.com | DOUG | SHAW | 9782645102 | doug.shaw@hp.com | 6 | EMER GEN #6 - CAT 3512B - #2 OIL |  | ENGINE | CATAPILLAR | 3512B | 2001-11-01 | 2011 | 16 | 1 | #2 OIL | DIESEL | 44 | DIESEL | 0.05 | 0 | 1.96 | E3GAL | N | 1 | 1 | 26 | 1 | 1 | 11
1180321 | CERSOSIMO LUMBER CO INC | FORMERLY HARDWICK KILNS | 18 SHUNPIKE RD |  | HARDWICK | MA | 010370000 | 18 SHUNPIKE RD | PO BOX 544 | HARDWICK | MA | 010370000 | N | PRIVATE | NM50 | CERSOSIMO LUMBER CO INC | 8022544508 | marms@cersosimo.com | JASON | AYER | 4134776258 | jayer@cersosimo.com | JASON | AYER | 8022544528 | jayer@cersosimo.com | 1 | BOILER #1 WOOD WASTE FIRED |  | BOILER | INDUSTRIAL BOILER COMPANY | P-FBL-1660-30 | 1985-10-16 | 2009 | 13 | 1 | BOILER #1 WOOD WASTE | WOOD | 15 | WOOD | 0.1 | 5 | 3100 | TON | Y | 24 | 7 | 52 | 24 | 7 | 22
1180321 | CERSOSIMO LUMBER CO INC | FORMERLY HARDWICK KILNS | 18 SHUNPIKE RD |  | HARDWICK | MA | 010370000 | 18 SHUNPIKE RD | PO BOX 544 | HARDWICK | MA | 010370000 | N | PRIVATE | NM50 | CERSOSIMO LUMBER CO INC | 8022544508 | marms@cersosimo.com | JASON | AYER | 4134776258 | jayer@cersosimo.com | JASON | AYER | 8022544528 | jayer@cersosimo.com | 2 | BOILER #2 #4 OIL-0.5 |  | BOILER | ORR & SEMBOWER | 3HE | 1994-04-28 | 2009 | 15.194 | 1 | BOILER #2 #4 OIL-0.5 | NO.4 | 825 | Distillate Oil (No. 4) | 0.5 | 0 | 36 | E3GAL | N | 24 | 7 | 1 | 24 | 7 | 1
1180325 | AMERICAN SUPERCONDUCTOR |  | 64 JACKSON RD |  | DEVENS | MA | 014344020 | 64 JACKSON RD |  | DEVENS | MA | 014344020 | N | PRIVATE | SM50 | AMERICAN SUPERCONDUCTOR CORP | 9788423119 | HColt@amsc.com | ANGELO | SANTAMARIA | 978.842.3000 | asantamaria@amsc.com | HOLLY | COLT | 9788423119 | hcolt@amsc.com | 1 | BOILER #1-CLEAVER BROOKS #CBLE200600125 |  | BOILER | CLEAVER BROOKS | CBLE200-600-125 | 2001-10-25 | 2009 | 25 | 1 | BOILER #1 | NATURAL GAS | 209 | Natural Gas |  |  | 21.306 | E6FT3 | N | 24 | 7 | 20 | 8 | 2 | 4
1180325 | AMERICAN SUPERCONDUCTOR |  | 64 JACKSON RD |  | DEVENS | MA | 014344020 | 64 JACKSON RD |  | DEVENS | MA | 014344020 | N | PRIVATE | SM50 | AMERICAN SUPERCONDUCTOR CORP | 9788423119 | HColt@amsc.com | ANGELO | SANTAMARIA | 978.842.3000 | asantamaria@amsc.com | HOLLY | COLT | 9788423119 | hcolt@amsc.com | 2 | BOILER #2-CLEAVER BROOKS #CBLE200600125 |  | BOILER | CLEAVER BROOKS | CBLE200-600-125 | 2001-10-25 | 2009 | 25 | 1 | NATURAL GAS | NATURAL GAS | 209 | Natural Gas |  |  | 21.306 | E6FT3 | Y | 24 | 7 | 20 | 4 | 2 | 4
1180327 | SIEMENS INDUSTRY INC | MORGAN CONSTRUCTION | 40 CRESCENT ST |  | WORCESTER | MA | 016052404 | 15 BELMONT STREET |  | WORCESTER | MA | 016052404 | N | PRIVATE | SM79-R | SIEMENS INDUSTRY INC. | 5087556111 | taz@refranklin.com | EDMUND | KENNEY | 5088496522 | edmund.kenney@siemens.com | DANIEL | GILBREATH | 5088496422 | daniel.gilbreath@siemens.com | 2 | BOILER #2-SPENCER 9-M-00 #4 OIL-0.5 S |  | BOILER | SPENCER | 9M00 | 1955-03-31 | 2011 | 12.6 | 1 | BOILER#2-SPENCER #4 OIL-0.5 S OFF DURING O3 SEAS | NO.4 | 825 | Distillate Oil (No. 4) | 0.5 | 0 | 0 | E3GAL | N | 24 | 7 | 2 | 0 | 0 | 0
1180327 | SIEMENS INDUSTRY INC | MORGAN CONSTRUCTION | 40 CRESCENT ST |  | WORCESTER | MA | 016052404 | 15 BELMONT STREET |  | WORCESTER | MA | 016052404 | N | PRIVATE | SM79-R | SIEMENS INDUSTRY INC. | 5087556111 | taz@refranklin.com | EDMUND | KENNEY | 5088496522 | edmund.kenney@siemens.com | DANIEL | GILBREATH | 5088496422 | daniel.gilbreath@siemens.com | 3 | BOILER #3-SPENCER 9-M-350 #4 OIL-0.5 S |  | BOILER | SPENCER | 9M350 | 1958-11-30 | 2011 | 14.7 | 1 | BOILER#3-SPENCER #4 OIL-0.5 S OFF DURING O3 SEAS | NO.4 | 825 | Distillate Oil (No. 4) | 0.5 | 0 | 0 | E3GAL | N | 0 | 0 | 0 | 0 | 0 | 0
1180329 | RESOURCE CONTROL INC-WESTMINSTER |  | 101 FITCHBURG RD |  | WESTMINSTER | MA | 014730000 | P.O. BOX 550 |  | BARRE | MA | 010050000 | N | PRIVATE | OP3 | FITCHBURG WESTMINSTER SLF | 5085498006 | CDESANTIS@WM.COM | CHRIS | DESANTIS | 5085498006 | CDESANTIS@WM.COM | FRANK | SEPIOL | 9783556821 | FSEPIOL@WM.COM | 1 | LANDFILL FLARE #1 |  | UTILITY FLARE (CANDLESTICK) | PARNEL BIOGAS | 03-023 | 2003-12-19 | 2011 | 54.6 | 1 | LANDFILL GAS | LANDFILL GAS | 502 | LANDFILL GAS | 0 | 0 | 142.45 | E6FT3 | Y | 24 | 7 | 52 | 24 | 7 | 22
1180329 | RESOURCE CONTROL INC-WESTMINSTER |  | 101 FITCHBURG RD |  | WESTMINSTER | MA | 014730000 | P.O. BOX 550 |  | BARRE | MA | 010050000 | N | PRIVATE | OP3 | FITCHBURG WESTMINSTER SLF | 5085498006 | CDESANTIS@WM.COM | CHRIS | DESANTIS | 5085498006 | CDESANTIS@WM.COM | FRANK | SEPIOL | 9783556821 | FSEPIOL@WM.COM | 4 | CATERPILLAR ENGINE #1 |  | ENGINE | CATERPILLAR | 3520 SITA | 2007-04-01 | 2011 | 17.8 | 1 | LANDFILL GAS | LANDFILL GAS | 502 | LANDFILL GAS | 0 | 0 | 224.79 | E6FT3 | Y | 24 | 7 | 52 | 24 | 7 | 22
1180329 | RESOURCE CONTROL INC-WESTMINSTER |  | 101 FITCHBURG RD |  | WESTMINSTER | MA | 014730000 | P.O. BOX 550 |  | BARRE | MA | 010050000 | N | PRIVATE | OP3 | FITCHBURG WESTMINSTER SLF | 5085498006 | CDESANTIS@WM.COM | CHRIS | DESANTIS | 5085498006 | CDESANTIS@WM.COM | FRANK | SEPIOL | 9783556821 | FSEPIOL@WM.COM | 5 | CATERPILLAR ENGINE #2 |  | ENGINE | CATERPILLAR | 3520 SITA | 2007-04-01 | 2011 | 17.8 | 1 | LANDFILL GAS | LANDFILL GAS | 502 | LANDFILL GAS | 0 | 0 | 223.22 | E6FT3 | Y | 24 | 7 | 52 | 24 | 7 | 22
1180329 | RESOURCE CONTROL INC-WESTMINSTER |  | 101 FITCHBURG RD |  | WESTMINSTER | MA | 014730000 | P.O. BOX 550 |  | BARRE | MA | 010050000 | N | PRIVATE | OP3 | FITCHBURG WESTMINSTER SLF | 5085498006 | CDESANTIS@WM.COM | CHRIS | DESANTIS | 5085498006 | CDESANTIS@WM.COM | FRANK | SEPIOL | 9783556821 | FSEPIOL@WM.COM | 8 | CATERPILLAR ENGINE NO. 3 |  | ENGINE | CATERPILLAR | 3520 SITA | 2008-12-01 | 2011 | 17.8 | 1 | LANDFILL GAS | LANDFILL GAS | 502 | LANDFILL GAS | 0 | 0 | 244.78 | E6FT3 | Y | 24 | 7 | 52 | 24 | 7 | 22
1180334 | UMASS MEDICAL SCHOOL |  | 55 LAKE AVENUE N |  | WORCESTER | MA | 016550000 | 55 LAKE AVENUE NORTH |  | WORCESTER | MA | 016550000 | Y | STATE | OP5.5 | UMASS MEDICAL CENTER | 5088562220 | joseph.collins@umassmed.edu | JOHN | BAKER | 5088565538 | john.baker@umassmed.edu | JOSEPH | COLLINS | 5088562220 | joseph.collins@umassmed.edu | 1 | BOILER #1-CLEAVER BROOKS CM432SE DUAL FUEL |  | BOILER | CLEAVER BROOKS | CM4-32 | 1972-01-01 | 2011 | 148 | 1 | BOILER 1-CLEAVER BROOKS CM432SE NO.6 OIL-0.5 S | NO.6 | 923 | Residual Oil (No. 6) | 0.5 | 0.1 | 8.219 | E3GAL | N | 24 | 7 | 26 | 24 | 7 | 13
1180334 | UMASS MEDICAL SCHOOL |  | 55 LAKE AVENUE N |  | WORCESTER | MA | 016550000 | 55 LAKE AVENUE NORTH |  | WORCESTER | MA | 016550000 | Y | STATE | OP5.5 | UMASS MEDICAL CENTER | 5088562220 | joseph.collins@umassmed.edu | JOHN | BAKER | 5088565538 | john.baker@umassmed.edu | JOSEPH | COLLINS | 5088562220 | joseph.collins@umassmed.edu | 1 | BOILER #1-CLEAVER BROOKS CM432SE DUAL FUEL |  | BOILER | CLEAVER BROOKS | CM4-32 | 1972-01-01 | 2011 | 148 | 2 | BOILER #1-CLEAVER BROOKS #CM432SE NATURAL GAS | NATURAL GAS | 209 | Natural Gas |  |  | 78.812 | E6FT3 | N | 24 | 7 | 26 | 24 | 7 | 13
1180334 | UMASS MEDICAL SCHOOL |  | 55 LAKE AVENUE N |  | WORCESTER | MA | 016550000 | 55 LAKE AVENUE NORTH |  | WORCESTER | MA | 016550000 | Y | STATE | OP5.5 | UMASS MEDICAL CENTER | 5088562220 | joseph.collins@umassmed.edu | JOHN | BAKER | 5088565538 | john.baker@umassmed.edu | JOSEPH | COLLINS | 5088562220 | joseph.collins@umassmed.edu | 2 | BOILER 2-CLEAVER BROOKS CM432SE DUAL FUEL |  | BOILER | CLEAVER BROOKS | CM4-32 | 1972-01-01 | 2011 | 148 | 1 | BOILER 2-CLEAVER BROOKS CM432SE NO. 6 OIL-0.5 S | NO.6 | 923 | Residual Oil (No. 6) | 0.5 | 0.1 | 4.616 | E3GAL | N | 24 | 7 | 44 | 24 | 7 | 18
1180334 | UMASS MEDICAL SCHOOL |  | 55 LAKE AVENUE N |  | WORCESTER | MA | 016550000 | 55 LAKE AVENUE NORTH |  | WORCESTER | MA | 016550000 | Y | STATE | OP5.5 | UMASS MEDICAL CENTER | 5088562220 | joseph.collins@umassmed.edu | JOHN | BAKER | 5088565538 | john.baker@umassmed.edu | JOSEPH | COLLINS | 5088562220 | joseph.collins@umassmed.edu | 2 | BOILER 2-CLEAVER BROOKS CM432SE DUAL FUEL |  | BOILER | CLEAVER BROOKS | CM4-32 | 1972-01-01 | 2011 | 148 | 2 | BOILER 2-CLEAVER BROOKS CM432SE NATURAL GAS | NATURAL GAS | 209 | Natural Gas |  |  | 78.075 | E6FT3 | N | 24 | 7 | 44 | 24 | 7 | 18
1180334 | UMASS MEDICAL SCHOOL |  | 55 LAKE AVENUE N |  | WORCESTER | MA | 016550000 | 55 LAKE AVENUE NORTH |  | WORCESTER | MA | 016550000 | Y | STATE | OP5.5 | UMASS MEDICAL CENTER | 5088562220 | joseph.collins@umassmed.edu | JOHN | BAKER | 5088565538 | john.baker@umassmed.edu | JOSEPH | COLLINS | 5088562220 | joseph.collins@umassmed.edu | 3 | BOILER #3-BABCOCK #FM11797LH DUAL FUEL |  | BOILER | BABCOCK AND WILCOX | FM117-97 | 2002-01-01 | 2011 | 147 | 1 | BOILER #3-BABCOCK #FM11797LH #6 OIL- 0.5 S | NO.6 | 923 | Residual Oil (No. 6) | 0.5 | 0.1 | 133.21 | E3GAL | N | 24 | 7 | 52 | 24 | 7 | 22
1180334 | UMASS MEDICAL SCHOOL |  | 55 LAKE AVENUE N |  | WORCESTER | MA | 016550000 | 55 LAKE AVENUE NORTH |  | WORCESTER | MA | 016550000 | Y | STATE | OP5.5 | UMASS MEDICAL CENTER | 5088562220 | joseph.collins@umassmed.edu | JOHN | BAKER | 5088565538 | john.baker@umassmed.edu | JOSEPH | COLLINS | 5088562220 | joseph.collins@umassmed.edu | 3 | BOILER #3-BABCOCK #FM11797LH DUAL FUEL |  | BOILER | BABCOCK AND WILCOX | FM117-97 | 2002-01-01 | 2011 | 147 | 2 | BOILER #3-BABCOCK #FM11797LH NATURAL GAS | NATURAL GAS | 209 | Natural Gas |  |  | 598.9048 | E6FT3 | N | 24 | 7 | 52 | 24 | 7 | 22
1180334 | UMASS MEDICAL SCHOOL |  | 55 LAKE AVENUE N |  | WORCESTER | MA | 016550000 | 55 LAKE AVENUE NORTH |  | WORCESTER | MA | 016550000 | Y | STATE | OP5.5 | UMASS MEDICAL CENTER | 5088562220 | joseph.collins@umassmed.edu | JOHN | BAKER | 5088565538 | john.baker@umassmed.edu | JOSEPH | COLLINS | 5088562220 | joseph.collins@umassmed.edu | 4 | BOILER #4-BABCOCK #FM11797LH DUAL FUEL |  | BOILER | BABCOCK AND WILCOX | FM117-97 | 2002-01-01 | 2011 | 147 | 1 | BOILER #4-BABCOCK #FM11797LH NATURAL GAS | NO.6 | 923 | Residual Oil (No. 6) | 0.5 | 0.1 | 108.79 | E3GAL | N | 24 | 7 | 52 | 24 | 7 | 22
1180334 | UMASS MEDICAL SCHOOL |  | 55 LAKE AVENUE N |  | WORCESTER | MA | 016550000 | 55 LAKE AVENUE NORTH |  | WORCESTER | MA | 016550000 | Y | STATE | OP5.5 | UMASS MEDICAL CENTER | 5088562220 | joseph.collins@umassmed.edu | JOHN | BAKER | 5088565538 | john.baker@umassmed.edu | JOSEPH | COLLINS | 5088562220 | joseph.collins@umassmed.edu | 4 | BOILER #4-BABCOCK #FM11797LH DUAL FUEL |  | BOILER | BABCOCK AND WILCOX | FM117-97 | 2002-01-01 | 2011 | 147 | 2 | BOILER #4-BABCOCK #FM11797LH NATURAL GAS | NATURAL GAS | 209 | Natural Gas |  |  | 594.9664 | E6FT3 | N | 24 | 7 | 52 | 24 | 7 | 22
1180334 | UMASS MEDICAL SCHOOL |  | 55 LAKE AVENUE N |  | WORCESTER | MA | 016550000 | 55 LAKE AVENUE NORTH |  | WORCESTER | MA | 016550000 | Y | STATE | OP5.5 | UMASS MEDICAL CENTER | 5088562220 | joseph.collins@umassmed.edu | JOHN | BAKER | 5088565538 | john.baker@umassmed.edu | JOSEPH | COLLINS | 5088562220 | joseph.collins@umassmed.edu | 13 | GENERATOR #2 CSG2-CATERPILLAR #3512B DIESEL |  | ENGINE | CATERPILLAR | 3512B | 2002-01-01 | 2011 | 14.63 | 1 | GENERATOR #2-CATERPILLAR #3512B #2 DIESEL | DIESEL | 44 | DIESEL | 0.0015 | 0 | 0.541 | E3GAL | N | 6 | 1 | 12 | 6 | 1 | 5
1180334 | UMASS MEDICAL SCHOOL |  | 55 LAKE AVENUE N |  | WORCESTER | MA | 016550000 | 55 LAKE AVENUE NORTH |  | WORCESTER | MA | 016550000 | Y | STATE | OP5.5 | UMASS MEDICAL CENTER | 5088562220 | joseph.collins@umassmed.edu | JOHN | BAKER | 5088565538 | john.baker@umassmed.edu | JOSEPH | COLLINS | 5088562220 | joseph.collins@umassmed.edu | 18 | GENERATOR #4 - LAKESIDE DIESEL |  | ENGINE | CATERPILLAR | D3516B | 2006-01-01 | 2011 | 19.3 | 1 | DIESEL | DIESEL | 44 | DIESEL | 0.0015 | 0 | 1.685 | E3GAL | N | 7 | 1 | 12 | 7 | 1 | 5
1180337 | WORCESTER STATE UNIVERSITY |  | 486 CHANDLER ST |  | WORCESTER | MA | 016022597 | 486 CHANDLER ST |  | WORCESTER | MA | 016022597 | Y | STATE | SM80-R | WORCESTER STATE COLLEGE | 5089298000 | rdaniels@worcester.edu | SANDRA | OLSON | 5089298052 | solson1@worcester.edu | ROBERT | DANIELS | 5089298099 | rdaniels@worcester.edu | 1 | BOILER #1-H.B.SMITH 22-6500 NATURAL GAS |  | BOILER | HB SMITH | 6522 | 1994-09-01 | 2011 | 11 | 1 | BOILER #1-H.B.SMITH 22-65 NAT GAS | NATURAL GAS | 209 | Natural Gas |  |  | 1.3993 | E6FT3 | N | 5 | 7 | 14 | 0 | 0 | 0
1180337 | WORCESTER STATE UNIVERSITY |  | 486 CHANDLER ST |  | WORCESTER | MA | 016022597 | 486 CHANDLER ST |  | WORCESTER | MA | 016022597 | Y | STATE | SM80-R | WORCESTER STATE COLLEGE | 5089298000 | rdaniels@worcester.edu | SANDRA | OLSON | 5089298052 | solson1@worcester.edu | ROBERT | DANIELS | 5089298099 | rdaniels@worcester.edu | 2 | BOILER #2-CBW #350 #4 OIL-0.5 SULF GYM BUILDING |  | BOILER | CLEAVER BROOKS | CBW 350 | 1993-07-01 | 2011 | 15 | 1 | BOILER #2-CBW #350 #4 OIL-0.5 S | NO.4 | 825 | Distillate Oil (No. 4) | 0.5 |  | 4.947 | E3GAL | N | 1 | 1 | 8 | 1 | 1 | 4
1180337 | WORCESTER STATE UNIVERSITY |  | 486 CHANDLER ST |  | WORCESTER | MA | 016022597 | 486 CHANDLER ST |  | WORCESTER | MA | 016022597 | Y | STATE | SM80-R | WORCESTER STATE COLLEGE | 5089298000 | rdaniels@worcester.edu | SANDRA | OLSON | 5089298052 | solson1@worcester.edu | ROBERT | DANIELS | 5089298099 | rdaniels@worcester.edu | 3 | BOILER #3-H.B.SMITH 30-60 NATURAL GAS GYM BLDG |  | BOILER | HB SMITH | 30-60 | 1982-08-01 | 2011 | 11 | 1 | BOILER #3-H.B.SMITH 30-60 NAT GAS | NATURAL GAS | 209 | Natural Gas |  |  | 0.9289 | E6FT3 | N | 24 | 7 | 20 | 0 | 0 | 0
1180337 | WORCESTER STATE UNIVERSITY |  | 486 CHANDLER ST |  | WORCESTER | MA | 016022597 | 486 CHANDLER ST |  | WORCESTER | MA | 016022597 | Y | STATE | SM80-R | WORCESTER STATE COLLEGE | 5089298000 | rdaniels@worcester.edu | SANDRA | OLSON | 5089298052 | solson1@worcester.edu | ROBERT | DANIELS | 5089298099 | rdaniels@worcester.edu | 17 | BOILER #9(5)-AIRCO #BMK20GWB NAT GAS | 5 | BOILER | AIRCO | BMK-2.0-GWB | 2000-01-01 | 2011 | 10 | 1 | BOILER #9(5)- AIRCO #BMK20GWB NATURAL GAS | NATURAL GAS | 209 | Natural Gas |  |  | 8.467 | E6FT3 | Y | 24 | 7 | 52 | 24 | 7 | 22
1180337 | WORCESTER STATE UNIVERSITY |  | 486 CHANDLER ST |  | WORCESTER | MA | 016022597 | 486 CHANDLER ST |  | WORCESTER | MA | 016022597 | Y | STATE | SM80-R | WORCESTER STATE COLLEGE | 5089298000 | rdaniels@worcester.edu | SANDRA | OLSON | 5089298052 | solson1@worcester.edu | ROBERT | DANIELS | 5089298099 | rdaniels@worcester.edu | 32 | FULTON VANTAGE BOILERS NAT GAS DOWDEN HALL |  | BOILER | FULTON | VTG - 3000 | 2009-08-01 | 2011 | 12 | 1 | FULTON VANTAGE BOILERS NAT GAS DOWDEN HALL | NATURAL GAS | 209 | Natural Gas |  |  | 13.6987 | E6FT3 | N | 24 | 7 | 26 | 0 | 0 | 0
1180350 | HANOVER INSURANCE GROUP |  | 440 LINCOLN ST |  | WORCESTER | MA | 016050000 | 440 LINCOLN STREET |  | WORCESTER | MA | 016050000 | N | PRIVATE | SM50 | THE HANOVER GROUP | 5088551000X4272 | jabjohnson@hanover.com | JAMES | JOHNSON | 5088554272 | jabjohnson@hanover.com | KENNETH | PERSON | 5088556007 | Kperson@hanover.com | 1 | BOILER #1-TITUSVILLE DUAL FUEL |  | BOILER | TITUSVILLE IRON WORKS | WPO 304 | 1956-01-01 | 2011 | 16.8 | 1 | BOILER #1-TITUSVILLE #4 OIL | NO.4 | 825 | Distillate Oil (No. 4) | 1 | 0 | 0 | E3GAL | N | 24 | 7 | 31 | 0 | 0 | 0
1180350 | HANOVER INSURANCE GROUP |  | 440 LINCOLN ST |  | WORCESTER | MA | 016050000 | 440 LINCOLN STREET |  | WORCESTER | MA | 016050000 | N | PRIVATE | SM50 | THE HANOVER GROUP | 5088551000X4272 | jabjohnson@hanover.com | JAMES | JOHNSON | 5088554272 | jabjohnson@hanover.com | KENNETH | PERSON | 5088556007 | Kperson@hanover.com | 1 | BOILER #1-TITUSVILLE DUAL FUEL |  | BOILER | TITUSVILLE IRON WORKS | WPO 304 | 1956-01-01 | 2011 | 16.8 | 2 | BOILER #1-TITUSVILLE NATURAL GAS | NATURAL GAS | 209 | Natural Gas |  |  | 8.3529 | E6FT3 | N | 24 | 7 | 31 | 0 | 0 | 0
1180350 | HANOVER INSURANCE GROUP |  | 440 LINCOLN ST |  | WORCESTER | MA | 016050000 | 440 LINCOLN STREET |  | WORCESTER | MA | 016050000 | N | PRIVATE | SM50 | THE HANOVER GROUP | 5088551000X4272 | jabjohnson@hanover.com | JAMES | JOHNSON | 5088554272 | jabjohnson@hanover.com | KENNETH | PERSON | 5088556007 | Kperson@hanover.com | 2 | BOILER #2-TITUSVILLE 16.8 MMBTU/HR DUAL FUEL |  | BOILER | TITUSVILLE | UNKNOWN | 1956-01-01 | 2011 | 16.8 | 1 | BOILER #2-TITUSVILLE #4 OIL | NO.4 | 825 | Distillate Oil (No. 4) | 1 | 0 | 0 | E3GAL | N | 24 | 7 | 31 | 0 | 0 | 0
1180350 | HANOVER INSURANCE GROUP |  | 440 LINCOLN ST |  | WORCESTER | MA | 016050000 | 440 LINCOLN STREET |  | WORCESTER | MA | 016050000 | N | PRIVATE | SM50 | THE HANOVER GROUP | 5088551000X4272 | jabjohnson@hanover.com | JAMES | JOHNSON | 5088554272 | jabjohnson@hanover.com | KENNETH | PERSON | 5088556007 | Kperson@hanover.com | 2 | BOILER #2-TITUSVILLE 16.8 MMBTU/HR DUAL FUEL |  | BOILER | TITUSVILLE | UNKNOWN | 1956-01-01 | 2011 | 16.8 | 2 | BOILER #2-TITUSVILLE NATURAL GAS | NATURAL GAS | 209 | Natural Gas |  |  | 8.3529 | E6FT3 | N | 24 | 7 | 31 | 0 | 0 | 0
1180350 | HANOVER INSURANCE GROUP |  | 440 LINCOLN ST |  | WORCESTER | MA | 016050000 | 440 LINCOLN STREET |  | WORCESTER | MA | 016050000 | N | PRIVATE | SM50 | THE HANOVER GROUP | 5088551000X4272 | jabjohnson@hanover.com | JAMES | JOHNSON | 5088554272 | jabjohnson@hanover.com | KENNETH | PERSON | 5088556007 | Kperson@hanover.com | 3 | BOILER #3-TITUSVILLE 16.8 MMBTU/HR DUAL FUEL |  | BOILER | TITUSVILLE | UNKNOWN | 1956-01-01 | 2011 | 16.8 | 1 | BOILER #3-TITUSVILLE #4 OIL | NO.4 | 825 | Distillate Oil (No. 4) | 1 | 0 | 0 | E3GAL | N | 24 | 7 | 31 | 0 | 0 | 0
1180350 | HANOVER INSURANCE GROUP |  | 440 LINCOLN ST |  | WORCESTER | MA | 016050000 | 440 LINCOLN STREET |  | WORCESTER | MA | 016050000 | N | PRIVATE | SM50 | THE HANOVER GROUP | 5088551000X4272 | jabjohnson@hanover.com | JAMES | JOHNSON | 5088554272 | jabjohnson@hanover.com | KENNETH | PERSON | 5088556007 | Kperson@hanover.com | 3 | BOILER #3-TITUSVILLE 16.8 MMBTU/HR DUAL FUEL |  | BOILER | TITUSVILLE | UNKNOWN | 1956-01-01 | 2011 | 16.8 | 2 | BOILER #3-TITUSVILLE NATURAL GAS | NATURAL GAS | 209 | Natural Gas |  |  | 8.3529 | E6FT3 | N | 24 | 7 | 31 | 0 | 0 | 0
1180350 | HANOVER INSURANCE GROUP |  | 440 LINCOLN ST |  | WORCESTER | MA | 016050000 | 440 LINCOLN STREET |  | WORCESTER | MA | 016050000 | N | PRIVATE | SM50 | THE HANOVER GROUP | 5088551000X4272 | jabjohnson@hanover.com | JAMES | JOHNSON | 5088554272 | jabjohnson@hanover.com | KENNETH | PERSON | 5088556007 | Kperson@hanover.com | 4 | BOILER #4-H.B.SMITH 13.3 MMBTU/HR DUAL FUEL |  | BOILER | H.B.SMITH | 650 | 1989-01-01 | 2011 | 13.3 | 1 | BOILER #4-H.B.SMITH #4 OIL | NO.4 | 825 | Distillate Oil (No. 4) | 1 | 0 | 0 | E3GAL | N | 0 | 0 | 0 | 0 | 0 | 0
1180350 | HANOVER INSURANCE GROUP |  | 440 LINCOLN ST |  | WORCESTER | MA | 016050000 | 440 LINCOLN STREET |  | WORCESTER | MA | 016050000 | N | PRIVATE | SM50 | THE HANOVER GROUP | 5088551000X4272 | jabjohnson@hanover.com | JAMES | JOHNSON | 5088554272 | jabjohnson@hanover.com | KENNETH | PERSON | 5088556007 | Kperson@hanover.com | 4 | BOILER #4-H.B.SMITH 13.3 MMBTU/HR DUAL FUEL |  | BOILER | H.B.SMITH | 650 | 1989-01-01 | 2011 | 13.3 | 2 | BOILER #4-H.B.SMITH NATURAL GAS | NATURAL GAS | 209 | Natural Gas |  |  | 0 | E6FT3 | N | 0 | 0 | 0 | 0 | 0 | 0
1180350 | HANOVER INSURANCE GROUP |  | 440 LINCOLN ST |  | WORCESTER | MA | 016050000 | 440 LINCOLN STREET |  | WORCESTER | MA | 016050000 | N | PRIVATE | SM50 | THE HANOVER GROUP | 5088551000X4272 | jabjohnson@hanover.com | JAMES | JOHNSON | 5088554272 | jabjohnson@hanover.com | KENNETH | PERSON | 5088556007 | Kperson@hanover.com | 5 | GENERATOR #1-CATERPILLAR 3516-25Z0416 #2 OIL |  | ENGINE | CATERPILLAR | 3516-25Z0416 | 1994-01-01 | 2011 | 16.303 | 1 | GENERATOR #1-CAT 3516 #2 OIL | DIESEL | 44 | DIESEL | 0.0015 | 0 | 0.78 | E3GAL | N | 2 | 1 | 12 | 2 | 1 | 5
1180355 | NEWARK AMERICA |  | 100 NEWARK WAY |  | FITCHBURG | MA | 014204637 | 100 NEWARK WAY |  | FITCHBURG | MA | 014204637 | N | PRIVATE | OP3 | THE NEWARK GROUP, INC. | 9082764000 | DASCHER@TNGUS.COM | DANA | PELLETIER | 9786652600 | DPELLETIER@TNGUS.COM | DANA | PELLETIER | 9786652600 | DPELLETIER@TNGUS.COM | 1 | BLR #1 - BABCOCK AND WILCOX FM-10 - DUAL FUEL |  | BOILER | B&W | FM-10-70B | 1969-01-01 | 2011 | 30 | 1 | NATURAL GAS | NATURAL GAS | 209 | Natural Gas |  |  | 6.316 | E6FT3 | N | 16 | 5 | 11 | 0 | 0 | 0
1180355 | NEWARK AMERICA |  | 100 NEWARK WAY |  | FITCHBURG | MA | 014204637 | 100 NEWARK WAY |  | FITCHBURG | MA | 014204637 | N | PRIVATE | OP3 | THE NEWARK GROUP, INC. | 9082764000 | DASCHER@TNGUS.COM | DANA | PELLETIER | 9786652600 | DPELLETIER@TNGUS.COM | DANA | PELLETIER | 9786652600 | DPELLETIER@TNGUS.COM | 1 | BLR #1 - BABCOCK AND WILCOX FM-10 - DUAL FUEL |  | BOILER | B&W | FM-10-70B | 1969-01-01 | 2011 | 30 | 2 | NO. 2 OIL 0.003 PERCENT SULFUR | NO.2 | 58 | Distillate Oil (No. 2) | 0.003 | 0 | 0 | E3GAL | N | 16 | 5 | 11 | 0 | 0 | 0
1180355 | NEWARK AMERICA |  | 100 NEWARK WAY |  | FITCHBURG | MA | 014204637 | 100 NEWARK WAY |  | FITCHBURG | MA | 014204637 | N | PRIVATE | OP3 | THE NEWARK GROUP, INC. | 9082764000 | DASCHER@TNGUS.COM | DANA | PELLETIER | 9786652600 | DPELLETIER@TNGUS.COM | DANA | PELLETIER | 9786652600 | DPELLETIER@TNGUS.COM | 2 | BLR #2 - NEBRASKA N2S-8/S3-97SH - DUAL FUEL |  | BOILER | NEBRASKA | N2S-8/S3-97SH | 2002-02-15 | 2011 | 230 | 1 | #2 OIL 0.003 PERCENT SULFUR | NO.2 | 58 | Distillate Oil (No. 2) | 0.003 | 0 | 0 | E3GAL | N | 24 | 7 | 52 | 24 | 7 | 22
1180355 | NEWARK AMERICA |  | 100 NEWARK WAY |  | FITCHBURG | MA | 014204637 | 100 NEWARK WAY |  | FITCHBURG | MA | 014204637 | N | PRIVATE | OP3 | THE NEWARK GROUP, INC. | 9082764000 | DASCHER@TNGUS.COM | DANA | PELLETIER | 9786652600 | DPELLETIER@TNGUS.COM | DANA | PELLETIER | 9786652600 | DPELLETIER@TNGUS.COM | 2 | BLR #2 - NEBRASKA N2S-8/S3-97SH - DUAL FUEL |  | BOILER | NEBRASKA | N2S-8/S3-97SH | 2002-02-15 | 2011 | 230 | 2 | NATURAL GAS | NATURAL GAS | 209 | Natural Gas |  |  | 600.5541 | E6FT3 | N | 24 | 7 | 52 | 24 | 7 | 22
1180357 | EMC CORPORATION |  | 32 COSLIN DR | RTE 9 | SOUTHBOROUGH | MA | 017720000 | 228C SOUTH ST |  | HOPKINTON | MA | 017489103 | N | PRIVATE | SM50 | EMC CORP | 5082492057 | Deanna.Trudeau@emc.com | DANIEL | FITZGERALD | 5084351000 | Dan.Fitzgerald@emc.com | DEANNA | TRUDEAU | 5082492057 | Deanna.Trudeau@emc.com | 1 | 48 HVAC ROOFTOP UNITS - VARIOUS - NATURAL GAS | 48 | HVAC ROOFTOP UNITS | VARIOUS | NA | 1996-01-01 | 2011 | 15.193 | 1 | NATURAL GAS | NATURAL GAS | 209 | Natural Gas |  |  | 4.5418 | E6FT3 | N | 24 | 7 | 52 | 24 | 7 | 22
1180357 | EMC CORPORATION |  | 32 COSLIN DR | RTE 9 | SOUTHBOROUGH | MA | 017720000 | 228C SOUTH ST |  | HOPKINTON | MA | 017489103 | N | PRIVATE | SM50 | EMC CORP | 5082492057 | Deanna.Trudeau@emc.com | DANIEL | FITZGERALD | 5084351000 | Dan.Fitzgerald@emc.com | DEANNA | TRUDEAU | 5082492057 | Deanna.Trudeau@emc.com | 3 | EU3,EMER GEN - CATERPILLAR 3508B - #2 OIL 15 PPM S |  | ENGINE | CATERPILLAR | 3508B | 2001-03-01 | 2011 | 10.3 | 1 | ULTRA LOW SULFUR DIESEL - 15 PPM SULFUR | DIESEL | 44 | DIESEL | 0.0015 | 0 | 4.9312 | E3GAL | N | 1 | 1 | 26 | 1 | 1 | 10
1180358 | ALLEGRO MICROSYSTEMS |  | 115 NORTHEAST CUTOFF |  | WORCESTER | MA | 016060000 | PO BOX 15036 |  | WORCESTER | MA | 016150000 | N | PRIVATE | SM79-R | ALLEGRO MICROSYSTEMS | 5088535000 | dfitzgerald@allegromicro.com | DAVID | CUNNINGHAM | 5088545344 | dcunningham@allegromicro.com | DONALD | ALGER | 5088545560 | dalger@allegromicro.com | 1 | BOILER NO 1-CLEAVER BROOKS CB655-350 DUAL FUEL |  | BOILER | CLEAVER BROOKS | CB655-350 | 1965-12-01 | 2011 | 15 | 1 | BOILER NO 1-CLEAVER BROOKS CB655-350 #4 OIL-1S | NO.4 | 825 | Distillate Oil (No. 4) | 1 | 0 | 0 | E3GAL | N | 24 | 7 | 30 | 24 | 7 | 11
1180358 | ALLEGRO MICROSYSTEMS |  | 115 NORTHEAST CUTOFF |  | WORCESTER | MA | 016060000 | PO BOX 15036 |  | WORCESTER | MA | 016150000 | N | PRIVATE | SM79-R | ALLEGRO MICROSYSTEMS | 5088535000 | dfitzgerald@allegromicro.com | DAVID | CUNNINGHAM | 5088545344 | dcunningham@allegromicro.com | DONALD | ALGER | 5088545560 | dalger@allegromicro.com | 1 | BOILER NO 1-CLEAVER BROOKS CB655-350 DUAL FUEL |  | BOILER | CLEAVER BROOKS | CB655-350 | 1965-12-01 | 2011 | 15 | 2 | BOILER #1-CLEAVER BROOKS CB655-350 NATURAL GAS | NATURAL GAS | 209 | Natural Gas |  |  | 35.37 | E6FT3 | N | 24 | 7 | 30 | 24 | 7 | 11
1180358 | ALLEGRO MICROSYSTEMS |  | 115 NORTHEAST CUTOFF |  | WORCESTER | MA | 016060000 | PO BOX 15036 |  | WORCESTER | MA | 016150000 | N | PRIVATE | SM79-R | ALLEGRO MICROSYSTEMS | 5088535000 | dfitzgerald@allegromicro.com | DAVID | CUNNINGHAM | 5088545344 | dcunningham@allegromicro.com | DONALD | ALGER | 5088545560 | dalger@allegromicro.com | 2 | BOILER NO 2-CLEAVER BROOKS CB655-300 DUAL FUEL |  | BOILER | CLEAVER BROOKS | CB655-350 | 1965-12-01 | 2011 | 15 | 1 | BOILER NO 2-CLEAVER BROOKS CB655-350 NO 4 OIL-1 | NO.4 | 825 | Distillate Oil (No. 4) | 1 | 0 | 0 | E3GAL | N | 24 | 7 | 30 | 24 | 7 | 11
1180358 | ALLEGRO MICROSYSTEMS |  | 115 NORTHEAST CUTOFF |  | WORCESTER | MA | 016060000 | PO BOX 15036 |  | WORCESTER | MA | 016150000 | N | PRIVATE | SM79-R | ALLEGRO MICROSYSTEMS | 5088535000 | dfitzgerald@allegromicro.com | DAVID | CUNNINGHAM | 5088545344 | dcunningham@allegromicro.com | DONALD | ALGER | 5088545560 | dalger@allegromicro.com | 2 | BOILER NO 2-CLEAVER BROOKS CB655-300 DUAL FUEL |  | BOILER | CLEAVER BROOKS | CB655-350 | 1965-12-01 | 2011 | 15 | 2 | BOILER #2-CLEAVER BROOKS CB655-350 NATURAL GAS | NATURAL GAS | 209 | Natural Gas |  |  | 35.37 | E6FT3 | N | 24 | 7 | 30 | 24 | 7 | 11
1180361 | EMC CORPORATION |  | 4400 COMPUTER DR |  | WESTBOROUGH | MA | 015810000 | 228C SOUTH STREET |  | HOPKINTON | MA | 017489103 | N | PRIVATE | SM50 | EMC CORPORATION | 5082492057 | Deanna.Trudeau@emc.com | DANIEL | FITZGERALD | 5084351000 | Dan.Fitzgerald@emc.com | DEANNA | TRUDEAU | 5082492057 | Deanna.Trudeau@emc.com | 1 | EM GEN #1- CATERPILLAR 3516 B -NO. 2 FUEL 15 PPM S |  | ENGINE | CATERPILLAR | 3516B | 2002-02-01 | 2011 | 20.36 | 1 | ULTRA LOW SULFUR DIESEL - 15 PPM SULFUR | DIESEL | 44 | DIESEL | 0.0015 | 0 | 11.7774 | E3GAL | N | 1 | 1 | 52 | 1 | 1 | 10
1180361 | EMC CORPORATION |  | 4400 COMPUTER DR |  | WESTBOROUGH | MA | 015810000 | 228C SOUTH STREET |  | HOPKINTON | MA | 017489103 | N | PRIVATE | SM50 | EMC CORPORATION | 5082492057 | Deanna.Trudeau@emc.com | DANIEL | FITZGERALD | 5084351000 | Dan.Fitzgerald@emc.com | DEANNA | TRUDEAU | 5082492057 | Deanna.Trudeau@emc.com | 2 | EM GEN #2- CATERPILLAR 3508 B -NO. 2 FUEL 15 PPM S |  | ENGINE | CATERPILLAR | 3508B | 1998-09-01 | 2011 | 10.02 | 1 | ULTRA LOW SULFUR DIESEL - 15 PPM SULFUR | DIESEL | 44 | DIESEL | 0.0015 | 0 | 5.2268 | E3GAL | N | 1 | 1 | 52 | 1 | 1 | 10
1180361 | EMC CORPORATION |  | 4400 COMPUTER DR |  | WESTBOROUGH | MA | 015810000 | 228C SOUTH STREET |  | HOPKINTON | MA | 017489103 | N | PRIVATE | SM50 | EMC CORPORATION | 5082492057 | Deanna.Trudeau@emc.com | DANIEL | FITZGERALD | 5084351000 | Dan.Fitzgerald@emc.com | DEANNA | TRUDEAU | 5082492057 | Deanna.Trudeau@emc.com | 10 | EGEN CAT 3516C - NO. 2 FUEL OIL - ULSD |  | ENGINE | CATERPILLAR | 3516C TA | 2009-06-24 | 2011 | 24.045 | 1 | ULTRA LOW SULFUR DIESEL - 15 PPM SULFUR | DIESEL | 44 | DIESEL | 0.0015 | 0 | 4.1592 | E3GAL | N | 1 | 1 | 52 | 1 | 1 | 10
1180363 | EMC CORPORATION |  | 176 SOUTH ST |  | HOPKINTON | MA | 017480000 | 228C SOUTH STREET |  | HOPKINTON | MA | 017489103 | N | PRIVATE | SM50 | EMC CORPORATION | 5082492057 | Deanna.Trudeau@emc.com | DANIEL | FITZGERALD | 5084351000 | Dan.Fitzgerald@emc.com | DEANNA | TRUDEAU | 5082492057 | Deanna.Trudeau@emc.com | 1 | BOILERS 1,2 COMBINED- CLEAVER BROOKS CB700-175A-NG | 2 | BOILER | CLEAVER BROOKS | CB700-175A | 2001-08-01 | 2011 | 14.7 | 1 | BLR #1,2 - CLEAVER BROOKS CB700-175A NATURAL GAS | NATURAL GAS | 209 | Natural Gas |  |  | 20.6924 | E6FT3 | N | 24 | 7 | 40 | 8 | 7 | 12
1180363 | EMC CORPORATION |  | 176 SOUTH ST |  | HOPKINTON | MA | 017480000 | 228C SOUTH STREET |  | HOPKINTON | MA | 017489103 | N | PRIVATE | SM50 | EMC CORPORATION | 5082492057 | Deanna.Trudeau@emc.com | DANIEL | FITZGERALD | 5084351000 | Dan.Fitzgerald@emc.com | DEANNA | TRUDEAU | 5082492057 | Deanna.Trudeau@emc.com | 12 | BOILERS 3,4 COMBINED-CLEAVER BROOK 700-175A-125-NG | 2 | BOILER | CLEAVER BROOKS | CB 700-175A-125 | 2002-01-01 | 2011 | 14.7 | 1 | BOILERS #3,4 - CLVR BRKS CB700-175 - NATURAL GAS | NATURAL GAS | 209 | Natural Gas |  |  | 20.6924 | E6FT3 | N | 24 | 7 | 40 | 0 | 0 | 0
1180367 | CREATIVE PACKAGING INC |  | 175 JAMES ST |  | WORCESTER | MA | 016030000 | 175 JAMES ST |  | WORCESTER | MA | 016030000 | N | PRIVATE | NM25 | CREATIVE PACKAGING INC | 5087567275 | jhamilton@creativeus.com | CHRISTOPHER | BOOTH | 5087567275 | cbooth@creativeus.com | CHRISTOPHER | BOOTH | 5087567275 | cbooth@creativeus.com | 1 | BOILER #1-CLEAVER BROOKS CB400-250X 10.579 MMBTU |  | BOILER | CLEAVER BROOKS | CB400-250X | 1986-09-01 | 2010 | 11 | 1 | BOILER #1-CLEAVER BROOKS CB400-250X NATURAL GAS | NATURAL GAS | 209 | Natural Gas |  |  | 0.432 | E6FT3 | N | 24 | 3 | 2 | 0 | 0 | 0
1180368 | CREATIVE PAPER INC |  | 175 JAMES ST |  | WORCESTER | MA | 016030000 | 175 JAMES ST |  | WORCESTER | MA | 016030000 | N | PRIVATE | NM50 | CREATIVE PAPER INC | 5087567275 | rperlman@creativeus.com | CHRISTOPHER | BOOTH | 5087567275 | cbooth@creativeus.com | CHRISTOPHER | BOOTH | 5087567275X111 | cbooth@creativeus.com | 1 | BOILER #1-CLEAVER BROOKS CB1700-700-200 28.576 MM |  | BOILER | CLEAVER BROOKS | CB1700-700-200-LE | 1997-01-01 | 2010 | 29 | 1 | BOILER #1-CLEAVER BROOKS NATURAL GAS | NATURAL GAS | 209 | Natural Gas |  |  | 90.53 | E6FT3 | Y | 24 | 7 | 52 | 24 | 7 | 22
1180368 | CREATIVE PAPER INC |  | 175 JAMES ST |  | WORCESTER | MA | 016030000 | 175 JAMES ST |  | WORCESTER | MA | 016030000 | N | PRIVATE | NM50 | CREATIVE PAPER INC | 5087567275 | rperlman@creativeus.com | CHRISTOPHER | BOOTH | 5087567275 | cbooth@creativeus.com | CHRISTOPHER | BOOTH | 5087567275X111 | cbooth@creativeus.com | 2 | BOILER #2-CLEAVER BROOKS CB1700-700-200 28.576MMB |  | BOILER | CLEAVER BROOKS | CB700-700-200-LE | 1997-01-01 | 2010 | 29 | 1 | BOILER #2-CLEAVER BROOKS NATURAL GAS | NATURAL GAS | 209 | Natural Gas |  |  | 90.53 | E6FT3 | Y | 24 | 7 | 52 | 24 | 7 | 22
1180378 | IBM CORP |  | 550 KING ST |  | LITTLETON | MA | 014600000 | IBM CORPORATION, ATTN: GEORGE P. ROLITA | 284 ROUTE 100 | SOMERS | NY | 105040000 | N | PRIVATE | SM25 | AG/ND KING LLC C/O NATIONAL DEVELOPMENT | 9784593642 | cfiantago@natdev.com | GEORGE | ROLITA | 9147663443 | gprolita@us.ibm.com | WALTER | NOVAK | 5086677399 | wnovak@us.ibm.com | 3 | EMER GEN #2 - CATERPILLAR 3516B - #2 OIL |  | ENGINE | CATERPILLAR | 3516B | 1987-01-01 | 2009 | 20.66 | 1 | EMER GEN #2 - CATERPILLAR 3516B - #2 OIL .05 S | DIESEL | 44 | DIESEL | 0.0015 | 0 | 3.7222 | E3GAL | N | 1 | 1 | 52 | 1 | 1 | 22
1180383 | UNITED PARCEL SERVICE |  | 315 HARTFORD TPKE |  | SHREWSBURY | MA | 015450000 | 315 HARTFORD TPKE |  | SHREWSBURY | MA | 015450000 | N | PRIVATE | NM25 | UNITED PARCEL SERVICE | 7815512503 | bos1aaa@ups.com | HENRY | DESJARLAIS | 5087516132 | wne1hxd@ups.com | HENRY | DESJARLAIS | 5087516132 | wne1hxd@ups.com | 1 | SPACE HEATERS - VARIOUS MFGS 18.15 MMBTU/HR TOTAL |  | HV AND HVAC UNITS | VARIOUS | VARIOUS | 1989-12-15 | 2010 | 18 | 1 | SPACE HEATERS NATURAL GAS | NATURAL GAS | 209 | Natural Gas |  |  | 39 | E6FT3 | N | 24 | 7 | 35 | 0 | 0 | 0
1180395 | RESOURCE CONTROL INC |  | 99 BARRE DEPOT RD |  | BARRE | MA | 010050000 | P.O. BOX 550 |  | BARRE | MA | 010050000 | N | PRIVATE | SM79-7 | RCI BARRE MARTONE SANITARY LANDFILL | 5085498006 | CDESANTIS@WM.COM | CHRIS | DESANTIS | 5085498006 | CDESANTIS@WM.COM | FRANK | SEPIOL | 9783556821 | FSEPIOL@WM.COM | 1 | LANDFILL FLARE #1-LFG SPECIALTIES |  | UTILITY FLARE | LFG SPECIALTIES | PCF82216 | 2003-01-01 | 2010 | 36 | 1 | LANDFILL GAS | LANDFILL GAS | 502 | LANDFILL GAS | 0 | 0 | 148.7 | E6FT3 | Y | 24 | 7 | 52 | 24 | 7 | 22
1180397 | UTZ QUALITY FOODS INC | WACHUSETT POTATO CHIP CO | 759 WATER ST |  | FITCHBURG | MA | 014206499 | 759 WATER STREET |  | FITCHBURG | MA | 014206499 | N | PRIVATE | SM25 | WACHUSETT POTATO CHIP CO | 9783426038 | ED@WACHUSETTCHIPS.COM | EDWARD | KRYSIAK | 9783426038 | ED@WACHUSETTCHIPS.COM | EDWARD | KRYSIAK | 9783426038 | ED@WACHUSETTCHIPS.COM | 2 | COOKING OIL HEATER DUAL FUEL |  | PROCESS HEATER | VANMARK | CUSTOM | 1999-09-27 | 2010 | 22 | 3 | NATURAL GAS | NATURAL GAS | 209 | Natural Gas |  |  | 29.7298 | E6FT3 | N | 8 | 5 | 52 | 8 | 5 | 22
1180420 | STANDARD CHAIR |  | 1 SOUTH MAIN ST |  | GARDNER | MA | 014400000 | 1 SOUTH MAIN ST |  | GARDNER | MA | 014400000 | N | PRIVATE | NM50 | STANDARD CHAIR | 9786321301 | steveo@standardchair.com | STEVEN | OSTROFF | 9786321301 | steveo@standardchair.com | ANNE | GALLANT | 9786321301 | anneg@standardchair.com | 14 | SMITH BOILER |  | BOILER | SMITH | 28A-S-16 | 2011-11-22 | 2011 | 5250 | 1 | NATURAL GAS | NATURAL GAS | 209 | Natural Gas |  |  | 0.3315 | E6FT3 | N | 24 | 7 | 26 | 0 | 0 | 0
1180421 | FIDELITY INVESTMENTS |  | 400 PURITAN WAY |  | MARLBOROUGH | MA | 017523070 | 400 PURITAN WAY M1B |  | MARLBOROUGH | MA | 017523070 | N | PRIVATE | SM79-7 | FIDELITY INVESTMENTS | 5087879509 | kevin.j.mccolgan@fmr.com | KEVIN | MCCOLGAN | 5087879071 | kevin.j.mccolgan@fmr.com | KEVIN | MCCOLGAN | 5087879071 | kevin.j.mccolgan@fmr.com | 5 | EMER GEN #3 - CAT 3512 1,100 KW - ULSD |  | ENGINE | CATERPILLAR | 3512 | 1995-10-01 | 2009 | 11 | 1 | EMER GEN #1 - CAT 3512 1,200 KW #2 OIL 0.05 S | DIESEL | 44 | DIESEL | 0.05 | 0 | 0.624 | E3GAL | N | 1 | 1 | 12 | 1 | 1 | 5
1180421 | FIDELITY INVESTMENTS |  | 400 PURITAN WAY |  | MARLBOROUGH | MA | 017523070 | 400 PURITAN WAY M1B |  | MARLBOROUGH | MA | 017523070 | N | PRIVATE | SM79-7 | FIDELITY INVESTMENTS | 5087879509 | kevin.j.mccolgan@fmr.com | KEVIN | MCCOLGAN | 5087879071 | kevin.j.mccolgan@fmr.com | KEVIN | MCCOLGAN | 5087879071 | kevin.j.mccolgan@fmr.com | 6 | EMER GEN #4 - CAT 3512 1,100 KW - ULSD |  | ENGINE | CATERPILLAR | 3512 | 1995-10-01 | 2009 | 10.78 | 1 | EMER GEN #2 - CAT 3512 1,200 KW #2 OIL 0.05 S | DIESEL | 44 | DIESEL | 0.05 | 0 | 0.624 | E3GAL | N | 1 | 1 | 12 | 1 | 1 | 5
1180421 | FIDELITY INVESTMENTS |  | 400 PURITAN WAY |  | MARLBOROUGH | MA | 017523070 | 400 PURITAN WAY M1B |  | MARLBOROUGH | MA | 017523070 | N | PRIVATE | SM79-7 | FIDELITY INVESTMENTS | 5087879509 | kevin.j.mccolgan@fmr.com | KEVIN | MCCOLGAN | 5087879071 | kevin.j.mccolgan@fmr.com | KEVIN | MCCOLGAN | 5087879071 | kevin.j.mccolgan@fmr.com | 7 | EMER GEN #2 - CAT 3512 1,100 KW - ULSD |  | ENGINE | CATERPILLAR | 3512 | 1998-09-01 | 2009 | 10.78 | 1 | EMER GEN #3 - CAT 3512 1,200 KW #2 OIL 0.05 S | DIESEL | 44 | DIESEL | 0.05 | 0 | 0.624 | E3GAL | N | 1 | 1 | 12 | 1 | 1 | 5
1180421 | FIDELITY INVESTMENTS |  | 400 PURITAN WAY |  | MARLBOROUGH | MA | 017523070 | 400 PURITAN WAY M1B |  | MARLBOROUGH | MA | 017523070 | N | PRIVATE | SM79-7 | FIDELITY INVESTMENTS | 5087879509 | kevin.j.mccolgan@fmr.com | KEVIN | MCCOLGAN | 5087879071 | kevin.j.mccolgan@fmr.com | KEVIN | MCCOLGAN | 5087879071 | kevin.j.mccolgan@fmr.com | 12 | EMER GEN #1 - CAT 3512 1,100 KW - ULSD |  | ENGINE | CATERPILLAR | 3512B-DITA | 2005-06-01 | 2009 | 11.42 | 1 | EMER GEN #5-CAT 1200KW #2 OIL | DIESEL | 44 | DIESEL | 0.05 | 0 | 0.624 | E3GAL | N | 1 | 1 | 12 | 1 | 1 | 5
1180421 | FIDELITY INVESTMENTS |  | 400 PURITAN WAY |  | MARLBOROUGH | MA | 017523070 | 400 PURITAN WAY M1B |  | MARLBOROUGH | MA | 017523070 | N | PRIVATE | SM79-7 | FIDELITY INVESTMENTS | 5087879509 | kevin.j.mccolgan@fmr.com | KEVIN | MCCOLGAN | 5087879071 | kevin.j.mccolgan@fmr.com | KEVIN | MCCOLGAN | 5087879071 | kevin.j.mccolgan@fmr.com | 13 | EMER GEN #5 - CAT 3512 1,100KW - ULSD |  | ENGINE | CATERPILLAR | 3512 | 2007-01-01 | 2009 | 10.78 | 1 | ULSD | DIESEL | 44 | DIESEL | 0.05 | 0 | 0.624 | E3GAL | N | 1 | 1 | 12 | 1 | 1 | 5
1180421 | FIDELITY INVESTMENTS |  | 400 PURITAN WAY |  | MARLBOROUGH | MA | 017523070 | 400 PURITAN WAY M1B |  | MARLBOROUGH | MA | 017523070 | N | PRIVATE | SM79-7 | FIDELITY INVESTMENTS | 5087879509 | kevin.j.mccolgan@fmr.com | KEVIN | MCCOLGAN | 5087879071 | kevin.j.mccolgan@fmr.com | KEVIN | MCCOLGAN | 5087879071 | kevin.j.mccolgan@fmr.com | 15 | EMER GEN 300PW - CAT 3512 1000KW |  | ENGINE | CATERPILLAR | 3512 DITA | 1995-01-01 | 2009 | 10.2887 | 1 | ULSD | DIESEL | 44 | DIESEL | 0.05 | 0 | 0.9 | E3GAL | N | 1 | 1 | 12 | 1 | 1 | 5
1180422 | URQUHART FAMILY LLC |  | 205 SCHOOL ST |  | GARDNER | MA | 014400000 | 205 SCHOOL ST | SUITE 203 | GARDNER | MA | 014400000 | N | PRIVATE | SM50 | URQUHART FAMILY LLC | 9786323600X355 | durquhart@newoodenware.com | DAVID | URQUHART | 9786323600 | durquhart@newoodenware.com | DAVID | URQUHART | 9786323600X355 | durquhart@newoodenware.com | 1 | BOILER #1-JOHNSTON PFTA3503HG15S DUAL FUEL 14.6MM |  | BOILER | JOHNSON | PFTA3503HG15S | 1991-03-01 | 2009 | 14.6 | 1 | BOILER #1 JOHNSTON PFTA 3503HG15S #6 OIL 0.5 S | NATURAL GAS | 209 | Natural Gas |  |  | 4.529 | E6FT3 | N | 6 | 5 | 22 | 0 | 0 | 0
1180422 | URQUHART FAMILY LLC |  | 205 SCHOOL ST |  | GARDNER | MA | 014400000 | 205 SCHOOL ST | SUITE 203 | GARDNER | MA | 014400000 | N | PRIVATE | SM50 | URQUHART FAMILY LLC | 9786323600X355 | durquhart@newoodenware.com | DAVID | URQUHART | 9786323600 | durquhart@newoodenware.com | DAVID | URQUHART | 9786323600X355 | durquhart@newoodenware.com | 1 | BOILER #1-JOHNSTON PFTA3503HG15S DUAL FUEL 14.6MM |  | BOILER | JOHNSON | PFTA3503HG15S | 1991-03-01 | 2009 | 14.6 | 2 | BOILER #1 JOHNSTON PFTA 3503HG15S NATURAL GAS | NATURAL GAS | 209 | Natural Gas |  |  | 4.529 | E6FT3 | N | 6 | 5 | 22 | 0 | 0 | 0
1180422 | URQUHART FAMILY LLC |  | 205 SCHOOL ST |  | GARDNER | MA | 014400000 | 205 SCHOOL ST | SUITE 203 | GARDNER | MA | 014400000 | N | PRIVATE | SM50 | URQUHART FAMILY LLC | 9786323600X355 | durquhart@newoodenware.com | DAVID | URQUHART | 9786323600 | durquhart@newoodenware.com | DAVID | URQUHART | 9786323600X355 | durquhart@newoodenware.com | 2 | BOILER #2 KEWANEE L3S-600-GO6 DUAL FUEL |  | BOILER | KEWANEE | L3S-600-GO6 | 1981-05-01 | 2009 | 25 | 1 | BOILER #2 KEWANEE L3S-600-G06 | NO.6 | 923 | Residual Oil (No. 6) | 0.5 |  | 0 | E3GAL | N | 5 | 5 | 4 | 5 | 5 | 1
1180422 | URQUHART FAMILY LLC |  | 205 SCHOOL ST |  | GARDNER | MA | 014400000 | 205 SCHOOL ST | SUITE 203 | GARDNER | MA | 014400000 | N | PRIVATE | SM50 | URQUHART FAMILY LLC | 9786323600X355 | durquhart@newoodenware.com | DAVID | URQUHART | 9786323600 | durquhart@newoodenware.com | DAVID | URQUHART | 9786323600X355 | durquhart@newoodenware.com | 2 | BOILER #2 KEWANEE L3S-600-GO6 DUAL FUEL |  | BOILER | KEWANEE | L3S-600-GO6 | 1981-05-01 | 2009 | 25 | 2 | BOILER #2-KEWANEE L3S-600-G06 NATURAL GAS | NATURAL GAS | 209 | Natural Gas |  |  | 0.395 | E6FT3 | N | 5 | 5 | 4 | 5 | 5 | 1
1180423 | D'VAR INSTITUTE |  | 26 SOUTH LINCOLN ST |  | GARDNER | MA | 014410000 | 4 VILLAGE GREEN |  | MONSEY | NY | 109520000 | N | PRIVATE | NM99 | SOUTH LINCOLN REALTY LLC | 6174237177 | tnowicki@libprop.net | THOMAS | NOWICKI | 6174237177 | tnowicki@libprop.net | THOMAS | NOWICKI | 6174237177 | tnowicki@libprop.net | 1 | CLEAVER BROOKS CB-600-350 #6 FUEL OIL ONLY |  | BOILER | CLEVER BROOKS | CR 600-350 | 1974-01-10 | 2008 | 14 | 1 | OIL - NO. 6 | NO.6 | 923 | Residual Oil (No. 6) | 1 | 0.1 | 63.975 | E3GAL | N | 5 | 7 | 20 | 0 | 0 | 0
1180426 | GRAFTON DATA CENTER |  | 8 CENTENNIAL DR |  | GRAFTON | MA | 015190000 | STATE STREET GLOBAL REALTY SERVICES | BOX 5199 JAB-3SW | BOSTON | MA | 022065199 | N | PRIVATE | SM79-7 | STATE STREET CORPORATION | 6179858369 | demahoney@statestreet.com | DEREK | FIELDS | 6179856728 | dsfields@statestreet.com | FRED | DUPLISSA | 6176644348 | Frederick.Duplissa@cbre.com | 2 | EMER GEN #1 - CAT 3516B 1,960 KW - #2 DIESEL |  | ENGINE | CATERPILLAR | 3516B | 2002-04-01 | 2011 | 20.66 | 1 | EMER GEN #1 - CAT 3516B 1,960 KW DIESEL | DIESEL | 44 | DIESEL | 0.0015 | 0 | 5.903 | E3GAL | N | 1 | 1 | 52 | 1 | 1 | 22
1180426 | GRAFTON DATA CENTER |  | 8 CENTENNIAL DR |  | GRAFTON | MA | 015190000 | STATE STREET GLOBAL REALTY SERVICES | BOX 5199 JAB-3SW | BOSTON | MA | 022065199 | N | PRIVATE | SM79-7 | STATE STREET CORPORATION | 6179858369 | demahoney@statestreet.com | DEREK | FIELDS | 6179856728 | dsfields@statestreet.com | FRED | DUPLISSA | 6176644348 | Frederick.Duplissa@cbre.com | 3 | EMER GEN #2 - CAT 3516B 1,960 KW - #2 DIESEL FUEL |  | ENGINE | CATERPILLAR | 3516B | 2002-04-01 | 2011 | 20.66 | 1 | EMER GEN #2 - CAT 3516B 1,960 KW #2 OIL | DIESEL | 44 | DIESEL | 0.0015 | 0 | 5.093 | E3GAL | N | 3 | 1 | 52 | 1 | 1 | 22
1180426 | GRAFTON DATA CENTER |  | 8 CENTENNIAL DR |  | GRAFTON | MA | 015190000 | STATE STREET GLOBAL REALTY SERVICES | BOX 5199 JAB-3SW | BOSTON | MA | 022065199 | N | PRIVATE | SM79-7 | STATE STREET CORPORATION | 6179858369 | demahoney@statestreet.com | DEREK | FIELDS | 6179856728 | dsfields@statestreet.com | FRED | DUPLISSA | 6176644348 | Frederick.Duplissa@cbre.com | 4 | EMER GEN #3 - CAT 3516B 1,960 KW - #2 DIESEL |  | ENGINE | CATERPILLAR | 3516B | 2002-04-01 | 2011 | 20.66 | 1 | EMER GEN #3 - CAT 3516B 1,960 KW #2 OIL | DIESEL | 44 | DIESEL | 0.0015 | 0 | 6.05 | E3GAL | N | 1 | 1 | 52 | 1 | 1 | 22
1180426 | GRAFTON DATA CENTER |  | 8 CENTENNIAL DR |  | GRAFTON | MA | 015190000 | STATE STREET GLOBAL REALTY SERVICES | BOX 5199 JAB-3SW | BOSTON | MA | 022065199 | N | PRIVATE | SM79-7 | STATE STREET CORPORATION | 6179858369 | demahoney@statestreet.com | DEREK | FIELDS | 6179856728 | dsfields@statestreet.com | FRED | DUPLISSA | 6176644348 | Frederick.Duplissa@cbre.com | 5 | EMER GEN #4 - CAT 3516B 1,960 KW - #2 DIESEL |  | ENGINE | CATERPILLAR | 3516B | 2002-04-01 | 2011 | 20.66 | 1 | EMER GEN #4 - CAT 3516B 1,960 KW #2 OIL | DIESEL | 44 | DIESEL | 0.0015 | 0 | 24.202 | E3GAL | N | 1 | 1 | 52 | 1 | 1 | 22
1180426 | GRAFTON DATA CENTER |  | 8 CENTENNIAL DR |  | GRAFTON | MA | 015190000 | STATE STREET GLOBAL REALTY SERVICES | BOX 5199 JAB-3SW | BOSTON | MA | 022065199 | N | PRIVATE | SM79-7 | STATE STREET CORPORATION | 6179858369 | demahoney@statestreet.com | DEREK | FIELDS | 6179856728 | dsfields@statestreet.com | FRED | DUPLISSA | 6176644348 | Frederick.Duplissa@cbre.com | 6 | EMER GEN #5 - CAT 3516B 1,960 KW - #2 DIESEL OIL |  | ENGINE | CATERPILLAR | 3516B | 2002-04-01 | 2011 | 20.66 | 1 | EMER GEN #5 - CAT 3516B 1,960 KW #2 OIL | DIESEL | 44 | DIESEL | 0.0015 | 0 | 24.054 | E3GAL | N | 1 | 1 | 52 | 1 | 1 | 22
1180426 | GRAFTON DATA CENTER |  | 8 CENTENNIAL DR |  | GRAFTON | MA | 015190000 | STATE STREET GLOBAL REALTY SERVICES | BOX 5199 JAB-3SW | BOSTON | MA | 022065199 | N | PRIVATE | SM79-7 | STATE STREET CORPORATION | 6179858369 | demahoney@statestreet.com | DEREK | FIELDS | 6179856728 | dsfields@statestreet.com | FRED | DUPLISSA | 6176644348 | Frederick.Duplissa@cbre.com | 7 | EMER GEN #6 - CAT 3516B 1,960 KW - #2 DIESEL OIL |  | ENGINE | CATERPILLAR | 3516B | 2002-04-01 | 2011 | 20.66 | 1 | EMER GEN #6 - CAT 3516B 1,960 KW #2 OIL | DIESEL | 44 | DIESEL | 0.0015 | 0 | 8.412 | E3GAL | N | 1 | 1 | 52 | 1 | 1 | 22
1180440 | JOHNSON MATTHEY PHARMA SERVICES |  | 25 PATTON RD |  | DEVENS | MA | 014343803 | 25 PATTON RD |  | DEVENS | MA | 014343803 | N | PRIVATE | SM25 | JOHNSON MATTHEY PHARMACEUTICALS MATERIALS, INC | 9787845000 | jmpsap@jmusa.com | JAYACHANDRA | REDDY | 9787845000 | JREDDY@jmusa.com | MARTIN | ANDERSON | 9787845000X5349 | MANDERSON@jmusa.com | 1 | SPACE HEATERS- NATURAL GAS |  | BOILER | LOCHINVAR CORP | CHN2070 | 2000-10-11 | 2010 | 19 | 1 | SPACE HEATERS- VARIOUS MFG NATURAL GAS | NATURAL GAS | 209 | Natural Gas |  |  | 14.44 | E6FT3 | N | 24 | 7 | 52 | 5 | 7 | 20
1180440 | JOHNSON MATTHEY PHARMA SERVICES |  | 25 PATTON RD |  | DEVENS | MA | 014343803 | 25 PATTON RD |  | DEVENS | MA | 014343803 | N | PRIVATE | SM25 | JOHNSON MATTHEY PHARMACEUTICALS MATERIALS, INC | 9787845000 | jmpsap@jmusa.com | JAYACHANDRA | REDDY | 9787845000 | JREDDY@jmusa.com | MARTIN | ANDERSON | 9787845000X5349 | MANDERSON@jmusa.com | 2 | GENERATOR #2-CARTERPILLAR #3516DITA - #2 DIESEL |  | ENGINE | CATERPILLAR | 3516 DITA | 2000-10-11 | 2010 | 21 | 1 | EMER GEN #2-CATERPILLAR #3516DITA 2000KW DIESEL | DIESEL | 44 | DIESEL | 0.05 | 0 | 52 | E6BTU | N | 1 | 1 | 13 | 1 | 1 | 5
1180452 | LEWCOTT CORPORATION | D/B/A BARRDAY COMPOSITE SOLUTIONS | 86 PROVIDENCE RD |  | MILLBURY | MA | 015270000 | 86 PROVIDENCE RD |  | MILLBURY | MA | 015270000 | N | PRIVATE | OP3 | LEWCOTT CORPORATION | 5085812121 | mbuck@lewcott.com | MICHAEL | BUCK | 5085812121 | mbuck@lewcott.com | LYNNE | SANTOS | 5088752657 | lsantos@cdwconsultants.com | 17 | EU# 18 - THERMAL FLUID HEATER, BUILDING 3 |  | THERMAL FLUID HEATER | HYDROTHERM CORP. | 1300-4D-90 | 1997-03-01 | 2011 | 18.564 | 1 | NATURAL GAS | NATURAL GAS | 209 | Natural Gas |  |  | 7.29 | E6FT3 | N | 24 | 7 | 52 | 24 | 7 | 22
1180470 | INDUSTRIAL POLYMERS |  | 508 BOSTON TPKE |  | SHREWSBURY | MA | 015450000 | 508 BOSTON TPKE |  | SHREWSBURY | MA | 015450000 | N | PRIVATE | SM80-7 | INDUSTRIAL POLYMERS | 5088456112 | smdacey@industrial-polymers.com | ROBERT | DESROSIERS | 5088456112 | bdesrosiers@industrial-polymers.com | ROBERT | DESROSIERS | 5088456112 | bdesrosiers@industrial-polymers.com | 15 | OVENS 1, 2, AND 3 + ANGUIL RTO | 4 | FURNACE | MAXON BURNERS FOR OVENS 1, 2, AND 3 + ANGUIL RTO | VARIOUS | 1967-01-01 | 2009 | 13.9 | 1 | NATURAL GAS | NATURAL GAS | 209 | Natural Gas |  |  | 8.83 | E6FT3 | N | 21 | 4 | 52 | 21 | 4 | 13
1180478 | VERIZON WIRELESS |  | 400 FRIBERG PKWY |  | WESTBOROUGH | MA | 015810000 | 400 FRIBERG PARKWAY |  | WESTBOROUGH | MA | 015810000 | N | UTILITY | SM25 | VERIZON WIRELESS | 5083303336 | renauwi@ne.verizonwireless.com | WILLIAM | RENAUD | 5083303300 | renauwi@ne.verizonwireless.com | WILLIAM | RENAUD | 5083303330 | renauwi@ne.verizonwireless.com | 2 | CATERPILLAR 1500 KW EMERGENCY GENERATOR (EU #1) |  | ENGINE | CATERPILLAR | 3512B | 2006-11-07 | 2009 | 15.96 | 1 | DIESEL | DIESEL | 44 | DIESEL | 0.0015 |  | 4.7984 | E3GAL | N | 1 | 1 | 52 | 1 | 1 | 22
1180499 | HARDWICK LANDFILL |  | 1123 PATRILL HOLLOW RD |  | HARDWICK | MA | 010370000 | HARDWICK LANDFILL, INC. | 25 GREENS HILL LANE | RUTLAND | VT | 057013854 | N | PRIVATE | SM25 | HARDWICK LANDFILL INC | 4139675985 | JOHN.FARESE@CASELLA.COM | RICHARD | SPIELER | 5082076478 | RICHARD.SPIELER@CASELLA.COM | JOHN | FARESE | 5087659723 | JOHN.FARESE@CASELLA.COM | 2 | LANDFILL GAS PRETREAT SYSTEM - 750 CFM OPEN FLARE |  | LANDFILL GAS COLLECTION TREATMENT SYSTEM | LANDFILL GAS SPECIALTIES, INC. | PCF62016 | 2005-11-01 | 2009 | 23 | 1 | LANDFILL GAS RECOVERED/COLLECTION TREAT. SYSTEM | LANDFILL GAS | 502 | LANDFILL GAS | 0.0024 |  | 267.4136 | E6FT3 | Y | 24 | 7 | 52 | 24 | 7 | 22
1180519 | UMASS MEMORIAL MEDICAL CENTER | MEMORIAL HOSPITAL | 119 BELMONT ST |  | WORCESTER | MA | 016050000 | 119 BELMONT ST |  | WORCESTER | MA | 016050000 | N | PRIVATE | SM50 | UMASS MEMORIAL MEDICAL CENTER | 5083346271 | michael.kelly3@umassmemorial.org | MICHAEL | KELLY | 5083346271 | michael.kelly3@umassmemorial.org | MICHAEL | KELLY | 5083346271 | michael.kelly3@umassmemorial.org | 1 | BOILER #1-CLEAVER BROOKS CB400-700 DUAL FUEL |  | BOILER | CLEAVER BROOKS | CB400-700 | 1973-05-01 | 2010 | 29 | 1 | BOILER #1-CB400-700 #2 OIL | NO.2 | 58 | Distillate Oil (No. 2) | 0.015 | 0 | 11.3333 | E3GAL | N | 24 | 7 | 18 | 24 | 7 | 7
1180519 | UMASS MEMORIAL MEDICAL CENTER | MEMORIAL HOSPITAL | 119 BELMONT ST |  | WORCESTER | MA | 016050000 | 119 BELMONT ST |  | WORCESTER | MA | 016050000 | N | PRIVATE | SM50 | UMASS MEMORIAL MEDICAL CENTER | 5083346271 | michael.kelly3@umassmemorial.org | MICHAEL | KELLY | 5083346271 | michael.kelly3@umassmemorial.org | MICHAEL | KELLY | 5083346271 | michael.kelly3@umassmemorial.org | 1 | BOILER #1-CLEAVER BROOKS CB400-700 DUAL FUEL |  | BOILER | CLEAVER BROOKS | CB400-700 | 1973-05-01 | 2010 | 29 | 2 | BOILER #1-CB400-700 NATURAL GAS | NATURAL GAS | 209 | Natural Gas |  |  | 37.61 | E6FT3 | N | 24 | 7 | 18 | 24 | 7 | 7
1180519 | UMASS MEMORIAL MEDICAL CENTER | MEMORIAL HOSPITAL | 119 BELMONT ST |  | WORCESTER | MA | 016050000 | 119 BELMONT ST |  | WORCESTER | MA | 016050000 | N | PRIVATE | SM50 | UMASS MEMORIAL MEDICAL CENTER | 5083346271 | michael.kelly3@umassmemorial.org | MICHAEL | KELLY | 5083346271 | michael.kelly3@umassmemorial.org | MICHAEL | KELLY | 5083346271 | michael.kelly3@umassmemorial.org | 2 | BOILER #2-CLEAVER BROOKS CB400-700 DUAL FUEL |  | BOILER | CLEAVER BROOKS | CB400-700 | 1973-05-01 | 2010 | 29 | 1 | BOILER #2-CB400-700 #2 OIL | NO.2 | 58 | Distillate Oil (No. 2) | 0.0015 | 0 | 11.3333 | E3GAL | N | 24 | 7 | 18 | 24 | 7 | 7
1180519 | UMASS MEMORIAL MEDICAL CENTER | MEMORIAL HOSPITAL | 119 BELMONT ST |  | WORCESTER | MA | 016050000 | 119 BELMONT ST |  | WORCESTER | MA | 016050000 | N | PRIVATE | SM50 | UMASS MEMORIAL MEDICAL CENTER | 5083346271 | michael.kelly3@umassmemorial.org | MICHAEL | KELLY | 5083346271 | michael.kelly3@umassmemorial.org | MICHAEL | KELLY | 5083346271 | michael.kelly3@umassmemorial.org | 2 | BOILER #2-CLEAVER BROOKS CB400-700 DUAL FUEL |  | BOILER | CLEAVER BROOKS | CB400-700 | 1973-05-01 | 2010 | 29 | 2 | BOILER #2-CB400-700 NATURAL GAS | NATURAL GAS | 209 | Natural Gas |  |  | 37.61 | E6FT3 | N | 24 | 7 | 18 | 24 | 7 | 7
1180519 | UMASS MEMORIAL MEDICAL CENTER | MEMORIAL HOSPITAL | 119 BELMONT ST |  | WORCESTER | MA | 016050000 | 119 BELMONT ST |  | WORCESTER | MA | 016050000 | N | PRIVATE | SM50 | UMASS MEMORIAL MEDICAL CENTER | 5083346271 | michael.kelly3@umassmemorial.org | MICHAEL | KELLY | 5083346271 | michael.kelly3@umassmemorial.org | MICHAEL | KELLY | 5083346271 | michael.kelly3@umassmemorial.org | 3 | BOILER #3-CLEAVER BROOKS CB400-700 DUAL FUEL |  | BOILER | CLEVER BROOKS | CB400-700 | 1973-01-01 | 2010 | 29 | 1 | BOILER #3-CB400-700 #2 OIL | NO.2 | 58 | Distillate Oil (No. 2) | 0.0015 | 0 | 11.3333 | E3GAL | N | 24 | 7 | 18 | 24 | 7 | 7
1180519 | UMASS MEMORIAL MEDICAL CENTER | MEMORIAL HOSPITAL | 119 BELMONT ST |  | WORCESTER | MA | 016050000 | 119 BELMONT ST |  | WORCESTER | MA | 016050000 | N | PRIVATE | SM50 | UMASS MEMORIAL MEDICAL CENTER | 5083346271 | michael.kelly3@umassmemorial.org | MICHAEL | KELLY | 5083346271 | michael.kelly3@umassmemorial.org | MICHAEL | KELLY | 5083346271 | michael.kelly3@umassmemorial.org | 3 | BOILER #3-CLEAVER BROOKS CB400-700 DUAL FUEL |  | BOILER | CLEVER BROOKS | CB400-700 | 1973-01-01 | 2010 | 29 | 2 | BOILER #3-CB400-700 NATURAL GAS | NATURAL GAS | 209 | Natural Gas |  |  | 37.61 | E6FT3 | N | 24 | 7 | 18 | 24 | 7 | 7
1180520 | BRUSSELS DEVELOPMENT |  | BRUSSELS ST |  | WORCESTER | MA | 016100000 | 12 BRUSSELS ST |  | WORCESTER | MA | 016100000 | N | PRIVATE | NM99 | BRUSSELS DEVELOPMENT | 5087917151 | donnab@modernglazing.com | ARTHUR | HERRING | 5087917151 | Herring13645@aol.com | ARTHUR | HERRING | 5087917151 | Herring13645@aol.com | 1 | BOILER #1-YORK SHIPLEY SERIES 500 #2 2000 PPM |  | BOILER | YORK SHIPLY | SPLO-500-6158013 | 1975-01-01 | 2011 | 21 | 2 | #2 OIL | NO.2 | 58 | Distillate Oil (No. 2) | 0.05 | 0 | 42 | E3GAL | N | 24 | 7 | 26 | 0 | 0 | 0
1180523 | VERIZON NEW ENGLAND INC |  | 15 CHESTNUT ST |  | WORCESTER | MA | 016100000 | VERIZON C/O WILLIAM IRWIN | 2 HAMPSHIRE ST. | LAWRENCE | MA | 018400000 | N | UTILITY | SM25 | NEW ENGLAND INC, VERIZON | 6175129182 | b.irwin@verizon.com | WILLIAM | IRWIN | 6175129182 | b.irwin@verizon.com | WILLIAM | IRWIN | 6175129182 | b.irwin@verizon.com | 1 | UNIT #1 - SOLAR TURBINE EMERGENCY GENERATOR 15992 |  | ENGINE | SOLAR TURBINE | KS-15992 | 1976-01-01 | 2009 | 12.8 | 1 | EM GEN #1/SOLAR KS-15992 | DIESEL | 44 | DIESEL | 0.05 |  | 195 | E6BTU | N | 1 | 1 | 12 | 1 | 1 | 5
1180523 | VERIZON NEW ENGLAND INC |  | 15 CHESTNUT ST |  | WORCESTER | MA | 016100000 | VERIZON C/O WILLIAM IRWIN | 2 HAMPSHIRE ST. | LAWRENCE | MA | 018400000 | N | UTILITY | SM25 | NEW ENGLAND INC, VERIZON | 6175129182 | b.irwin@verizon.com | WILLIAM | IRWIN | 6175129182 | b.irwin@verizon.com | WILLIAM | IRWIN | 6175129182 | b.irwin@verizon.com | 2 | UNIT #2 - EMERGENCY DIESEL GENERATOR - 3512 |  | ENGINE | CATERPILLAR | 3512 | 1992-01-01 | 2009 | 10.6 | 1 | UNIT #2 - CATERPILLAR DIESEL | DIESEL | 44 | DIESEL | 0.05 | 0 | 0.0462 | E3GAL | N | 1 | 1 | 8 | 1 | 1 | 3
1180529 | NEO FITCHBURG LIMITED PARTNERSHIP | FITCHBURG WESTMINSTER LANDFILL FLARE | 101 FITCHBURG RD |  | WESTMINSTER | MA | 014730000 | 5087 JUNCTION RD | ATTN: SUPARNA CHAKLADAR | LOCKPORT | NY | 140940000 | N | PRIVATE | NM25 | FITCHBURG WESTMINSTER LANDFILL FLARE | 9783556821 | schakladar@fortistar.com | ANTHONY J. | FALBO | 7164391004 | afalbo@fortistar.com | SUPARNA | CHAKLADAR | 9518334153 | schakladar@fortistar.com | 1 | 1 |  | UTILITY FLARE | JOHN ZINK | UTILITY FLARE | 2000-01-01 | 2011 | 60 | 1 | LANDFILL GAS | LANDFILL GAS | 502 | LANDFILL GAS | 0 | 0 | 43.3721 | E6FT3 | N | 24 | 7 | 10 | 24 | 7 | 4
1180533 | COMMERCE BUILDING ASSOCIATES |  | 340 MAIN ST | RM 366 | WORCESTER | MA | 016080000 | 340 MAIN STREET SUIT |  | WORCESTER | MA | 016080000 | N | PRIVATE | SM25 | COMMERCE BLDG | 5087919258 | fturner@340main.com | FELICIA | TURNER | 5087919258 | fturner@340main.com | FELICIA | TURNER | 5087919258 | fturner@340main.com | 1 | BOILERS #1(3)-YORK SHIPLEY 25.215 MMBTU/HR TOTAL |  | BOILER | YORK SHIPLEY | FA-350 | 1990-01-01 | 2009 | 25 | 1 | BOILERS #1(3)-YORK SHIPLEY #6 OIL | NO.6 | 923 | Residual Oil (No. 6) | 1 | 1 | 122.457 | E3GAL | Y | 24 | 7 | 52 | 24 | 7 | 22
1180537 | YWCA |  | 1 SALEM SQ |  | WORCESTER | MA | 016080000 | 1 SALEM SQ |  | WORCESTER | MA | 016080000 | N | PRIVATE | NM25 | Y W C A OF CENTRAL MASSACHUSETTS | 5087913181X3054 | rbreault@ywcaworcester.org | RICHARD | BREAULT | 5087913181 | rbreault@ywcaworcester.org | RICK | BREAULT | 5087913181X3054 | rbreault@ywcaworcester.org | 3 | BOILER #3-WEIL MCLAIN 88 NATURAL GAS |  | BOILER | WEIL MCLAIN | 688 | 1990-01-01 | 2010 | 1358 | 1 | BOILER #3-WEIL MCLAIN 88 NATURAL GAS | NATURAL GAS | 209 | Natural Gas |  |  | 2 | E6FT3 | N | 24 | 7 | 22 | 24 | 7 | 18
1180544 | WORCESTER MFG INC |  | 35 NEW ST |  | WORCESTER | MA | 016500000 | 35 NEW ST |  | WORCESTER | MA | 016500000 | N | PRIVATE | SM25 | INDEPENDENT PLATING | 5087560301 | CDFLAN@AOL.COM | CHARLES | FLANAGAN | 5087560301 | CDFLAN@AOL.COM | CHARLES | FLANAGAN | 5087560301 | CDFLAN@AOL.COM | 1 | BOILER #1-ORR+SEMBOWER 3HG DUAL FUEL |  | BOILER | ORR & SEMBOWER | 3HG | 1962-01-01 | 2009 | 21 | 1 | BOILER #1-ORR+SEMBOWER 3HG #6 OIL-1S | NO.6 | 923 | Residual Oil (No. 6) | 1 | 0 | 26.94 | E3GAL | N | 10 | 2 | 50 | 10 | 2 | 20
1180544 | WORCESTER MFG INC |  | 35 NEW ST |  | WORCESTER | MA | 016500000 | 35 NEW ST |  | WORCESTER | MA | 016500000 | N | PRIVATE | SM25 | INDEPENDENT PLATING | 5087560301 | CDFLAN@AOL.COM | CHARLES | FLANAGAN | 5087560301 | CDFLAN@AOL.COM | CHARLES | FLANAGAN | 5087560301 | CDFLAN@AOL.COM | 1 | BOILER #1-ORR+SEMBOWER 3HG DUAL FUEL |  | BOILER | ORR & SEMBOWER | 3HG | 1962-01-01 | 2009 | 21 | 2 | BOILER #1-ORR+SEMBOWER 3HG NATURAL GAS | NATURAL GAS | 209 | Natural Gas |  |  | 9.82 | E6FT3 | N | 10 | 2 | 50 | 10 | 2 | 20
1180544 | WORCESTER MFG INC |  | 35 NEW ST |  | WORCESTER | MA | 016500000 | 35 NEW ST |  | WORCESTER | MA | 016500000 | N | PRIVATE | SM25 | INDEPENDENT PLATING | 5087560301 | CDFLAN@AOL.COM | CHARLES | FLANAGAN | 5087560301 | CDFLAN@AOL.COM | CHARLES | FLANAGAN | 5087560301 | CDFLAN@AOL.COM | 2 | BOILER #2-YORK SHIPLEY SPL500NG DUAL FUEL |  | BOILER | YORK SHIPLEY | SPL500NG | 1970-01-01 | 2009 | 30 | 1 | BOILER #2-YORK SHIPLEY SPL500NG #6 OIL-1S | NO.6 | 923 | Residual Oil (No. 6) | 1 | 0 | 26.94 | E3GAL | N | 12 | 6 | 51 | 12 | 7 | 20
1180544 | WORCESTER MFG INC |  | 35 NEW ST |  | WORCESTER | MA | 016500000 | 35 NEW ST |  | WORCESTER | MA | 016500000 | N | PRIVATE | SM25 | INDEPENDENT PLATING | 5087560301 | CDFLAN@AOL.COM | CHARLES | FLANAGAN | 5087560301 | CDFLAN@AOL.COM | CHARLES | FLANAGAN | 5087560301 | CDFLAN@AOL.COM | 2 | BOILER #2-YORK SHIPLEY SPL500NG DUAL FUEL |  | BOILER | YORK SHIPLEY | SPL500NG | 1970-01-01 | 2009 | 30 | 2 | BOILER #2-YORK SHIPLEY SPL50ONG NATURAL GAS | NATURAL GAS | 209 | Natural Gas |  |  | 7.9 | E6FT3 | N | 12 | 6 | 51 | 12 | 7 | 20
1180560 | WORCESTER BUSINESS CENTER LLC |  | 67 MILLBROOK ST |  | WORCESTER | MA | 016060000 | 67 MILLBROOK STREET |  | WORCESTER | MA | 016062904 | N | PRIVATE | NM99 | WORCESTER MILLBROOK LLC | 5087913811 | taz@refranklin.com | CHARLES F | NORTON | 6173508849 | taz@refranklin.com | RONALD | RECCHINO | 5087913811 | recchino@rcn.com | 1 | BOILER #2 #6 OIL- (BOILER #1 IS STANDBY R.CUP) |  | BOILER | PREFERED UTILITY BOILER | BHE | 1967-01-01 | 2009 | 12 | 1 | BOILER #1 #6 OIL | NO.6 | 923 | Residual Oil (No. 6) | 1 | 1 | 59 | E3GAL | N | 24 | 7 | 40 | 24 | 7 | 2
1180570 | SOUTHBRIDGE LANDFILL GAS MANAGEMENT |  | 165 BAREFOOT RD |  | SOUTHBRIDGE | MA | 015500000 | 165 BAREFOOT RD |  | SOUTHBRIDGE | MA | 015500000 | N | PRIVATE | SM79-7 | TOWN OF SOUTHBRIDGE | 5087645405 | John.Farese@Casella.com | RICHARD | SPIELER | 5082076478 | RICHARD.SPIELER@CASELLA.COM | JOHN | FARESE | 5087659723 | John.Farese@Casella.com | 1 | LANDFILL GAS COLLECTION SYSTEM-LFG COMBUSTION EU1 |  | LAND FILL GAS COLLECTION TREATMENT | LANDFILL GAS SPECIALTIES, INC. | PCF82516 | 2003-11-01 | 2009 | 20.6 | 1 | LANDFILL GAS RECOVERED/COLLECTION TREATMENT SYSTEM | LANDFILL GAS | 502 | LANDFILL GAS | 0 |  | 452.016 | E6FT3 | Y | 24 | 7 | 52 | 24 | 7 | 22
1180591 | TENNESSEE GAS PIPELINE LLC STATION 264 | EL PASO CHARLTON STATION | 196 CARPENTER HILL RD |  | CHARLTON | MA | 015070000 | 1001 LOUISIANA ST | PO BOX 2511 | HOUSTON | TX | 772522511 | N | PRIVATE | OP3 | TENNESSEE GAS PIPELINE | 7134204932 | trinh.m.tran@elpaso.com | AL M. | GARCIA | 4138212022 | Al.Garcia@ElPaso.com | TRINH | TRAN | 7134207931 | trinh.m.tran@elpaso.com | 8 | SOLAR CENTAUR 50 EU #4 |  | TURBINE | SOLAR | CENTAUR 50-6200LS | 2007-10-14 | 2011 | 60.8 | 1 | NATURAL GAS | NATURAL GAS | 209 | Natural Gas |  |  | 219423 | E6BTU | N | 24 | 7 | 27 | 24 | 7 | 9
1180591 | TENNESSEE GAS PIPELINE LLC STATION 264 | EL PASO CHARLTON STATION | 196 CARPENTER HILL RD |  | CHARLTON | MA | 015070000 | 1001 LOUISIANA ST | PO BOX 2511 | HOUSTON | TX | 772522511 | N | PRIVATE | OP3 | TENNESSEE GAS PIPELINE | 7134204932 | trinh.m.tran@elpaso.com | AL M. | GARCIA | 4138212022 | Al.Garcia@ElPaso.com | TRINH | TRAN | 7134207931 | trinh.m.tran@elpaso.com | 9 | SOLAR CENTAUR 50 EU #5 |  | TURBINE | SOLAR | CENTAUR 50-6200LS | 2007-10-14 | 2011 | 60.8 | 1 | NATURAL GAS | NATURAL GAS | 209 | Natural Gas |  |  | 212326 | E6BTU | N | 24 | 7 | 26 | 24 | 7 | 10
1180593 | GUARANTY BUILDING |  | 370 MAIN ST |  | WORCESTER | MA | 016080000 | 370 MAIN ST |  | WORCESTER | MA | 016081719 | N | PRIVATE | NM25 | 370 MAIN STREET ASSOCIATES LIMITED PARTNERSHIP | 5087917811 | chrisrice@guarantymanagement.com | CHRISTOPHER | RICE | 5087520433 | chrisrice@guarantymanagement.com | CHRISTOPHER | RICE | 5087520433 | chrisrice@guarantymanagement.com | 1 | BOILER #1-CLEAVER BROOKS L.P. STEAM NATURAL GAS | 2 | BOILER | CLEAVER BROOKS | CB786-250 | 1970-01-01 | 2010 | 10 | 1 | BOILER #1-CLEAVER BROOKS L.P.STEAM NATURAL GAS | NATURAL GAS | 209 | Natural Gas |  |  | 9 | E6FT3 | N | 24 | 7 | 40 | 24 | 5 | 22
1180593 | GUARANTY BUILDING |  | 370 MAIN ST |  | WORCESTER | MA | 016080000 | 370 MAIN ST |  | WORCESTER | MA | 016081719 | N | PRIVATE | NM25 | 370 MAIN STREET ASSOCIATES LIMITED PARTNERSHIP | 5087917811 | chrisrice@guarantymanagement.com | CHRISTOPHER | RICE | 5087520433 | chrisrice@guarantymanagement.com | CHRISTOPHER | RICE | 5087520433 | chrisrice@guarantymanagement.com | 2 | BOILER #2-CLEAVER BROOKS L.P.STEAM NATURAL GAS | 2 | BOILER | CLEAVER BROOKS | CB786-250 | 1970-01-01 | 2010 | 10 | 1 | BOILER #2-CLEAVER BROOKS L.P.STEAM NATURAL GAS | NATURAL GAS | 209 | Natural Gas |  |  | 8 | E6FT3 | N | 24 | 7 | 40 | 24 | 5 | 22
1180637 | WORCESTER CITY SQUARE |  | 100 FRONT ST |  | WORCESTER | MA | 016080000 | 100 FRONT STREET |  | WORCESTER | MA | 016080000 | N | PRIVATE | SM50 | WORCESTER RENAISSANCE LLC | 5088908885 | chamacher@berkinv.com | JOHN | KAROFF | 6174390088 | jkaroff@berkinv.com | GARY | ROY | 5088908885 | groy@berkinv.com | 1 | BOILER #1-KEWANEE #2550 GO6 DUAL FUEL |  | BOILER | KEWANEE | L25-750 | 1969-07-01 | 2009 | 34 | 1 | BOILER #1-KEWANEE #2550 G06 NAT GAS | NATURAL GAS | 209 | Natural Gas |  |  | 10.0832 | E6FT3 | N | 24 | 7 | 34 | 24 | 7 | 1
1180637 | WORCESTER CITY SQUARE |  | 100 FRONT ST |  | WORCESTER | MA | 016080000 | 100 FRONT STREET |  | WORCESTER | MA | 016080000 | N | PRIVATE | SM50 | WORCESTER RENAISSANCE LLC | 5088908885 | chamacher@berkinv.com | JOHN | KAROFF | 6174390088 | jkaroff@berkinv.com | GARY | ROY | 5088908885 | groy@berkinv.com | 1 | BOILER #1-KEWANEE #2550 GO6 DUAL FUEL |  | BOILER | KEWANEE | L25-750 | 1969-07-01 | 2009 | 34 | 2 | BOILER #1-KEWANEE #2550 G06 #2 OIL @0.5 PERCENT S | NO.2 | 58 | Distillate Oil (No. 2) | 0.05 | 0 | 0 | E3GAL | N | 24 | 7 | 34 | 24 | 7 | 1
1180637 | WORCESTER CITY SQUARE |  | 100 FRONT ST |  | WORCESTER | MA | 016080000 | 100 FRONT STREET |  | WORCESTER | MA | 016080000 | N | PRIVATE | SM50 | WORCESTER RENAISSANCE LLC | 5088908885 | chamacher@berkinv.com | JOHN | KAROFF | 6174390088 | jkaroff@berkinv.com | GARY | ROY | 5088908885 | groy@berkinv.com | 2 | BOILER #2-KEWANEE #25750 GO6 DUAL FUEL |  | BOILER | KEWANEE | L25-750 | 1969-07-01 | 2009 | 34 | 1 | BOILER #2-KEWANEE #2550 G06 NATURAL GAS | NATURAL GAS | 209 | Natural Gas |  |  | 13.9293 | E6FT3 | N | 24 | 7 | 34 | 24 | 7 | 1
1180637 | WORCESTER CITY SQUARE |  | 100 FRONT ST |  | WORCESTER | MA | 016080000 | 100 FRONT STREET |  | WORCESTER | MA | 016080000 | N | PRIVATE | SM50 | WORCESTER RENAISSANCE LLC | 5088908885 | chamacher@berkinv.com | JOHN | KAROFF | 6174390088 | jkaroff@berkinv.com | GARY | ROY | 5088908885 | groy@berkinv.com | 2 | BOILER #2-KEWANEE #25750 GO6 DUAL FUEL |  | BOILER | KEWANEE | L25-750 | 1969-07-01 | 2009 | 34 | 2 | BOILER #2-KEWANEE #2550 G06 #2 OIL @0.05 PERCENT S | NO.2 | 58 | Distillate Oil (No. 2) | 0.05 | 0 | 0 | E3GAL | N | 24 | 7 | 34 | 24 | 7 | 1
1180637 | WORCESTER CITY SQUARE |  | 100 FRONT ST |  | WORCESTER | MA | 016080000 | 100 FRONT STREET |  | WORCESTER | MA | 016080000 | N | PRIVATE | SM50 | WORCESTER RENAISSANCE LLC | 5088908885 | chamacher@berkinv.com | JOHN | KAROFF | 6174390088 | jkaroff@berkinv.com | GARY | ROY | 5088908885 | groy@berkinv.com | 3 | BOILER #3-KEWANEE #25750 GO6 DUAL FUEL |  | BOILER | KEWANEE | L25-750 | 1969-07-01 | 2009 | 34 | 1 | BOILER #3-KEWANEE #2550 G06 NATURAL GAS | NATURAL GAS | 209 | Natural Gas |  |  | 15.47 | E6FT3 | N | 24 | 7 | 34 | 24 | 7 | 1
1180637 | WORCESTER CITY SQUARE |  | 100 FRONT ST |  | WORCESTER | MA | 016080000 | 100 FRONT STREET |  | WORCESTER | MA | 016080000 | N | PRIVATE | SM50 | WORCESTER RENAISSANCE LLC | 5088908885 | chamacher@berkinv.com | JOHN | KAROFF | 6174390088 | jkaroff@berkinv.com | GARY | ROY | 5088908885 | groy@berkinv.com | 3 | BOILER #3-KEWANEE #25750 GO6 DUAL FUEL |  | BOILER | KEWANEE | L25-750 | 1969-07-01 | 2009 | 34 | 2 | BOILER #3-KEWANEE #2550 G06 #2 OIL @0.05 PERCENT S | NO.2 | 58 | Distillate Oil (No. 2) | 0.05 | 0 | 0 | E3GAL | N | 24 | 7 | 34 | 24 | 7 | 1
1180639 | WORCESTER CITY HALL |  | 455 MAIN ST |  | WORCESTER | MA | 016080000 | ADMINISTRATION & FINANCE, ROOM 201 | 455 MAIN ST | WORCESTER | MA | 016081821 | Y | LOCAL GOVERNMENT | NM50 | WORCESTER CITY HALL | 5087988151 | bouchert@ci.worcester.ma.us | TIM | BOUCHER | 5087991297 | bouchert@ci.worcester.ma.us | TIM | BOUCHER | 5087991190 | bouchert@ci.worcester.ma.us | 1 | BOILER 1 |  | BOILER | STUART | HRT | 1990-01-01 | 2008 | 10 | 1 | BOILER 1 | NO.2 | 58 | Distillate Oil (No. 2) | 0.3 | 0 | 12.195 | E3GAL | N | 24 | 7 | 26 | 24 | 7 | 6
1180639 | WORCESTER CITY HALL |  | 455 MAIN ST |  | WORCESTER | MA | 016080000 | ADMINISTRATION & FINANCE, ROOM 201 | 455 MAIN ST | WORCESTER | MA | 016081821 | Y | LOCAL GOVERNMENT | NM50 | WORCESTER CITY HALL | 5087988151 | bouchert@ci.worcester.ma.us | TIM | BOUCHER | 5087991297 | bouchert@ci.worcester.ma.us | TIM | BOUCHER | 5087991190 | bouchert@ci.worcester.ma.us | 2 | BOILER 2 |  | BOILER | STUART | HRT | 1990-01-01 | 2008 | 10 | 1 | NO.2 | NO.2 | 58 | Distillate Oil (No. 2) | 0.3 | 0 | 12.195 | E3GAL | N | 24 | 7 | 26 | 24 | 7 | 6
1180640 | WORCESTER SUPERIOR COURT |  | 2 MAIN ST |  | WORCESTER | MA | 016080000 | DCAM OFFICE OF SURPLUS PROPERTY | 220 OLD COMMON ROAD PO BOX #7 | LANCASTER | MA | 015230000 | Y | STATE | SM79-R | DIVISION OF CAPITAL ASSET MANAGEMENT | 5087927453 | steve.casavecchia@state.ma.us | JOHN | O'DONNELL | 6177274050 | john.odonnell@state.ma.us | STEVE | CASAVECCHIA | 5087927453 | steve.casavecchia@state.ma.us | 1 | BOILER #1-SCOTCH MARINE #4 OIL-1 PERCENT S | 2 | BOILER | SCOTCH MARINE | 537 | 1982-09-01 | 2009 | 17 | 1 | BOILER #1-SCOTCH MARINE #4 OIL-1 S S | NO.4 | 825 | Distillate Oil (No. 4) | 1 | 0 | 0 | E3GAL | N | 0 | 0 | 0 | 0 | 0 | 0
1180640 | WORCESTER SUPERIOR COURT |  | 2 MAIN ST |  | WORCESTER | MA | 016080000 | DCAM OFFICE OF SURPLUS PROPERTY | 220 OLD COMMON ROAD PO BOX #7 | LANCASTER | MA | 015230000 | Y | STATE | SM79-R | DIVISION OF CAPITAL ASSET MANAGEMENT | 5087927453 | steve.casavecchia@state.ma.us | JOHN | O'DONNELL | 6177274050 | john.odonnell@state.ma.us | STEVE | CASAVECCHIA | 5087927453 | steve.casavecchia@state.ma.us | 2 | BOILER #2-SCOTCH MARINE #4 OIL-1 PERCENTS |  | BOILER | SCOTCH MARINE | 538 | 1982-09-01 | 2009 | 16 | 1 | BOILER #2-SCOTCH MARINE #4 OIL-1PERCENT | NO.4 | 825 | Distillate Oil (No. 4) | 1 | 0 | 0 | E3GAL | N | 0 | 0 | 0 | 0 | 0 | 0
1180661 | WORCESTER COUNTY JAIL |  | 5 PAUL X TIVNAN DR |  | WEST BOYLSTON | MA | 015830000 | 5 P X TIVIAN DRIVE |  | WEST BOYLSTON | MA | 015830000 | N | STATE | NM25 | WORCESTER SHERIFFS DEPARTMENT | 7818525900 | pphelan@sdwState.ma.us | PETER | WHITNEY | 5088541800 | pwhitney@sdw.state.ma.us | PATRICK | PHELAN | 5088541812 | pphelan@sdwState.ma.us | 17 | BOILER #2- CLEAVER BROOKS | 3 | BOILER | CLEAVER BROOKS | CB-700-80 | 2007-09-01 | 2010 | 125 | 1 | NATURAL GAS | NATURAL GAS | 209 | Natural Gas |  |  | 74.4 | E6FT3 | N | 24 | 7 | 36 | 24 | 7 | 10
1180661 | WORCESTER COUNTY JAIL |  | 5 PAUL X TIVNAN DR |  | WEST BOYLSTON | MA | 015830000 | 5 P X TIVIAN DRIVE |  | WEST BOYLSTON | MA | 015830000 | N | STATE | NM25 | WORCESTER SHERIFFS DEPARTMENT | 7818525900 | pphelan@sdwState.ma.us | PETER | WHITNEY | 5088541800 | pwhitney@sdw.state.ma.us | PATRICK | PHELAN | 5088541812 | pphelan@sdwState.ma.us | 17 | BOILER #2- CLEAVER BROOKS | 3 | BOILER | CLEAVER BROOKS | CB-700-80 | 2007-09-01 | 2010 | 125 | 2 | #4 OIL | NO.4 | 825 | Distillate Oil (No. 4) | 0.5 | 0 | 0 | E3GAL | N | 24 | 7 | 36 | 24 | 7 | 10
1180661 | WORCESTER COUNTY JAIL |  | 5 PAUL X TIVNAN DR |  | WEST BOYLSTON | MA | 015830000 | 5 P X TIVIAN DRIVE |  | WEST BOYLSTON | MA | 015830000 | N | STATE | NM25 | WORCESTER SHERIFFS DEPARTMENT | 7818525900 | pphelan@sdwState.ma.us | PETER | WHITNEY | 5088541800 | pwhitney@sdw.state.ma.us | PATRICK | PHELAN | 5088541812 | pphelan@sdwState.ma.us | 18 | BOILER #1 CLEAVER BROOKS | 3 | BOILER | CLEAVER BROOKS | CB-700-150LE | 2007-09-01 | 2010 | 125 | 1 | NATURAL GAS | NATURAL GAS | 209 | Natural Gas |  | 0 | 74.4 | E6FT3 | N | 24 | 7 | 36 | 24 | 7 | 10
1180661 | WORCESTER COUNTY JAIL |  | 5 PAUL X TIVNAN DR |  | WEST BOYLSTON | MA | 015830000 | 5 P X TIVIAN DRIVE |  | WEST BOYLSTON | MA | 015830000 | N | STATE | NM25 | WORCESTER SHERIFFS DEPARTMENT | 7818525900 | pphelan@sdwState.ma.us | PETER | WHITNEY | 5088541800 | pwhitney@sdw.state.ma.us | PATRICK | PHELAN | 5088541812 | pphelan@sdwState.ma.us | 18 | BOILER #1 CLEAVER BROOKS | 3 | BOILER | CLEAVER BROOKS | CB-700-150LE | 2007-09-01 | 2010 | 125 | 2 | #4 OIL | NO.4 | 825 | Distillate Oil (No. 4) | 0.5 | 0 | 0 | E3GAL | N | 24 | 7 | 36 | 24 | 7 | 10
1180661 | WORCESTER COUNTY JAIL |  | 5 PAUL X TIVNAN DR |  | WEST BOYLSTON | MA | 015830000 | 5 P X TIVIAN DRIVE |  | WEST BOYLSTON | MA | 015830000 | N | STATE | NM25 | WORCESTER SHERIFFS DEPARTMENT | 7818525900 | pphelan@sdwState.ma.us | PETER | WHITNEY | 5088541800 | pwhitney@sdw.state.ma.us | PATRICK | PHELAN | 5088541812 | pphelan@sdwState.ma.us | 21 | BOILER #3 CLEAVER BROOKS | 3 | BOILER | CLEAVER BROOKS | CB-700-80 | 2007-09-01 | 2010 | 125 | 1 | NATURAL GAS | NATURAL GAS | 209 | Natural Gas |  |  | 74.4 | E6FT3 | N | 24 | 7 | 36 | 24 | 7 | 10
1180661 | WORCESTER COUNTY JAIL |  | 5 PAUL X TIVNAN DR |  | WEST BOYLSTON | MA | 015830000 | 5 P X TIVIAN DRIVE |  | WEST BOYLSTON | MA | 015830000 | N | STATE | NM25 | WORCESTER SHERIFFS DEPARTMENT | 7818525900 | pphelan@sdwState.ma.us | PETER | WHITNEY | 5088541800 | pwhitney@sdw.state.ma.us | PATRICK | PHELAN | 5088541812 | pphelan@sdwState.ma.us | 21 | BOILER #3 CLEAVER BROOKS | 3 | BOILER | CLEAVER BROOKS | CB-700-80 | 2007-09-01 | 2010 | 125 | 2 | #4 OIL | NO.4 | 825 | Distillate Oil (No. 4) | 0.5 | 0 | 0 | E3GAL | N | 24 | 7 | 36 | 24 | 7 | 10
1180664 | SHREWSBURY ELECTRIC AND CABLE OPERATIONS |  | 518 REAR BOSTON TPKE |  | SHREWSBURY | MA | 015450000 | 100 MAPLE AVE PO 336 |  | SHREWSBURY | MA | 015450336 | Y | UTILITY | OP3 | SHREWSBURY ELECTRIC AND CABLE OPERATIONS | 5088418500 | riaccarino@ci.shrewsbury.ma.us | HALE | MICHAEL | 5088418500 | mhale@shrewsburyma.gov | RALPH | IACCARINO | 5088418312 | riaccarino@shrewsburyma.gov | 1 | GENERATOR #1-GENERAL MOTORS EMD MP45 #2 OIL-0.21 |  | ENGINE | GENERAL MOTORS EMD | MP45 | 1969-11-01 | 2011 | 28 | 1 | GENERATOR #1-GEN MOTORS EMD MP45 #2 OIL-0.21 S | DIESEL | 44 | DIESEL | 0.15 | 0 | 8.314 | E3GAL | N | 4 | 1 | 11 | 4 | 1 | 5
1180664 | SHREWSBURY ELECTRIC AND CABLE OPERATIONS |  | 518 REAR BOSTON TPKE |  | SHREWSBURY | MA | 015450000 | 100 MAPLE AVE PO 336 |  | SHREWSBURY | MA | 015450336 | Y | UTILITY | OP3 | SHREWSBURY ELECTRIC AND CABLE OPERATIONS | 5088418500 | riaccarino@ci.shrewsbury.ma.us | HALE | MICHAEL | 5088418500 | mhale@shrewsburyma.gov | RALPH | IACCARINO | 5088418312 | riaccarino@shrewsburyma.gov | 2 | GENERATOR #2-GENERAL MOTORS EMD MP45 #2 OIL-0.21 |  | ENGINE | GENERAL MOTORS EMD | MP45 | 1969-11-01 | 2011 | 28 | 1 | GENERATOR 2-GEN MOTORS EMD MP45 #2 OIL-0.21 S | DIESEL | 44 | DIESEL | 0.15 | 0 | 8.224 | E3GAL | N | 3 | 1 | 11 | 4 | 1 | 5
1180664 | SHREWSBURY ELECTRIC AND CABLE OPERATIONS |  | 518 REAR BOSTON TPKE |  | SHREWSBURY | MA | 015450000 | 100 MAPLE AVE PO 336 |  | SHREWSBURY | MA | 015450336 | Y | UTILITY | OP3 | SHREWSBURY ELECTRIC AND CABLE OPERATIONS | 5088418500 | riaccarino@ci.shrewsbury.ma.us | HALE | MICHAEL | 5088418500 | mhale@shrewsburyma.gov | RALPH | IACCARINO | 5088418312 | riaccarino@shrewsburyma.gov | 3 | GENERATOR #3-GEN MOTORS EMD MP45 #2 OIL-0.21 |  | ENGINE | GENERAL MOTORS EMD | MP45 | 1975-12-01 | 2011 | 28 | 1 | GENERATOR #3-GEN MOTORS EMD MP45 #2 OIL-0.21 | DIESEL | 44 | DIESEL | 0.15 | 0 | 7.974 | E3GAL | N | 3 | 1 | 11 | 4 | 1 | 5
1180664 | SHREWSBURY ELECTRIC AND CABLE OPERATIONS |  | 518 REAR BOSTON TPKE |  | SHREWSBURY | MA | 015450000 | 100 MAPLE AVE PO 336 |  | SHREWSBURY | MA | 015450336 | Y | UTILITY | OP3 | SHREWSBURY ELECTRIC AND CABLE OPERATIONS | 5088418500 | riaccarino@ci.shrewsbury.ma.us | HALE | MICHAEL | 5088418500 | mhale@shrewsburyma.gov | RALPH | IACCARINO | 5088418312 | riaccarino@shrewsburyma.gov | 4 | GENERATOR #4-GENERAL MOTORS EMD MP45 #2 OIL-0.21 |  | ENGINE | GENERAL MOTORS EMD | MP45 | 1975-12-01 | 2011 | 28 | 1 | GENERATOR #4-GEN MOTORS EMD MP45 #2 OIL-0.21 | DIESEL | 44 | DIESEL | 0.21 | 0 | 8.187 | E3GAL | N | 3 | 1 | 11 | 4 | 1 | 5
1180664 | SHREWSBURY ELECTRIC AND CABLE OPERATIONS |  | 518 REAR BOSTON TPKE |  | SHREWSBURY | MA | 015450000 | 100 MAPLE AVE PO 336 |  | SHREWSBURY | MA | 015450336 | Y | UTILITY | OP3 | SHREWSBURY ELECTRIC AND CABLE OPERATIONS | 5088418500 | riaccarino@ci.shrewsbury.ma.us | HALE | MICHAEL | 5088418500 | mhale@shrewsburyma.gov | RALPH | IACCARINO | 5088418312 | riaccarino@shrewsburyma.gov | 5 | GENERATOR #5-GENERAL MOTORS EMD MP45 #2 OIL-0.21 |  | ENGINE | GENERAL MOTORS EMD | MP45 | 1978-05-01 | 2011 | 28 | 1 | GENERATOR #5-GEN MOTORS EMD MP45 #2 OIL-0.21 | DIESEL | 44 | DIESEL | 0.21 | 0 | 8.287 | E3GAL | N | 4 | 1 | 11 | 4 | 1 | 5
1180680 | WORCESTER PLAZA |  | 446 MAIN ST |  | WORCESTER | MA | 016080000 | 446 MAIN STREET |  | WORCESTER | MA | 016080000 | N | PRIVATE | NM50 | SOVEREIGN BANK | 5088906866 | tthomas@sovereignbank.com | TIMOTHY | THOMAS | 5088906866 | tthomas@sovereignbank.com | TIM | THOMAS | 5088906866 | tthomas@sovereignbank.com | 1 | BOILER 1 |  | BOILER | SUPERIOR | 6970-12288 | 1971-01-01 | 2009 | 16.8 | 1 | BOILER #1-SUPERIOR, NATURAL GAS | NATURAL GAS | 209 | Natural Gas |  |  | 8.56 | E6FT3 | N | 12 | 7 | 52 | 2 | 7 | 11
1180680 | WORCESTER PLAZA |  | 446 MAIN ST |  | WORCESTER | MA | 016080000 | 446 MAIN STREET |  | WORCESTER | MA | 016080000 | N | PRIVATE | NM50 | SOVEREIGN BANK | 5088906866 | tthomas@sovereignbank.com | TIMOTHY | THOMAS | 5088906866 | tthomas@sovereignbank.com | TIM | THOMAS | 5088906866 | tthomas@sovereignbank.com | 1 | BOILER 1 |  | BOILER | SUPERIOR | 6970-12288 | 1971-01-01 | 2009 | 16.8 | 2 | BOILER #1-SUPERIOR, OIL | NO.2 | 58 | Distillate Oil (No. 2) | 0.0015 | 0 | 0 | E3GAL | N | 12 | 7 | 52 | 2 | 7 | 11
1180680 | WORCESTER PLAZA |  | 446 MAIN ST |  | WORCESTER | MA | 016080000 | 446 MAIN STREET |  | WORCESTER | MA | 016080000 | N | PRIVATE | NM50 | SOVEREIGN BANK | 5088906866 | tthomas@sovereignbank.com | TIMOTHY | THOMAS | 5088906866 | tthomas@sovereignbank.com | TIM | THOMAS | 5088906866 | tthomas@sovereignbank.com | 2 | BOILER 2 |  | BOILER | SUPERIOR | 6970-12289 | 1971-01-01 | 2009 | 16.8 | 1 | BOILER #2-SUPERIOR, NATURAL GAS | NATURAL GAS | 209 | Natural Gas |  |  | 8.56 | E6FT3 | N | 12 | 7 | 52 | 2 | 7 | 11
1180680 | WORCESTER PLAZA |  | 446 MAIN ST |  | WORCESTER | MA | 016080000 | 446 MAIN STREET |  | WORCESTER | MA | 016080000 | N | PRIVATE | NM50 | SOVEREIGN BANK | 5088906866 | tthomas@sovereignbank.com | TIMOTHY | THOMAS | 5088906866 | tthomas@sovereignbank.com | TIM | THOMAS | 5088906866 | tthomas@sovereignbank.com | 2 | BOILER 2 |  | BOILER | SUPERIOR | 6970-12289 | 1971-01-01 | 2009 | 16.8 | 2 | BOILER #2-SUPERIOR, OIL | NO.2 | 58 | Distillate Oil (No. 2) | 0.0015 | 0 | 0 | E3GAL | N | 12 | 7 | 52 | 2 | 7 | 11
1180691 | NARRAGANSETT REGIONAL HIGH SCHOOL |  | 464 BALDWINVILLE RD |  | TEMPLETON | MA | 014360000 | 4 ELM STREET |  | BALDWINVILLE | MA | 014360000 | Y | LOCAL GOVERNMENT | NM50 | NARRAGANSETT REG HIGH SCHOOL | 9789395661 | wclabaug@nrsd.org | WILLIAM | CLABAUGH | 9789395661 | wclabaug@nrsd.org | WILLIAM | CLABAUGH | 9789395661 | wclabaug@nrsd.org | 1 | BOILER #1-CLEAVER BROOKS #FLX #2 OIL |  | BOILER | CLEAVER BROOKS | 100 | 1999-01-01 | 2010 | 10 | 1 | 2 OIL | NO.2 | 58 | Distillate Oil (No. 2) | 0.3 | 0 | 90 | E3GAL | N | 24 | 7 | 40 | 24 | 7 | 22
1180691 | NARRAGANSETT REGIONAL HIGH SCHOOL |  | 464 BALDWINVILLE RD |  | TEMPLETON | MA | 014360000 | 4 ELM STREET |  | BALDWINVILLE | MA | 014360000 | Y | LOCAL GOVERNMENT | NM50 | NARRAGANSETT REG HIGH SCHOOL | 9789395661 | wclabaug@nrsd.org | WILLIAM | CLABAUGH | 9789395661 | wclabaug@nrsd.org | WILLIAM | CLABAUGH | 9789395661 | wclabaug@nrsd.org | 2 | BOILER #2-CLEAVER BROOKS #FLX #2 OIL |  | BOILER | CLEAVER BROOKS | 100 | 1999-01-01 | 2010 | 10 | 1 | BOILER #2-CLEAVER BROOKS | NO.2 | 58 | Distillate Oil (No. 2) | 0.3 | 0 | 90 | E3GAL | N | 24 | 7 | 40 | 24 | 7 | 22
1180696 | WACHUSETT REGIONAL HIGH SCHOOL |  | 1401 MAIN ST |  | HOLDEN | MA | 015201095 | 1401 MAIN STREET |  | HOLDEN | MA | 015201095 | Y | LOCAL GOVERNMENT | NM25 | WACHUSETT REGIONAL HIGH SCHOOL | 5088296771 | William-Beando@WRSD.net | PETER | BRENNAN | 5088291670 | Peter-Brennan@WRSD.net | RUSSELL | THERRIEN | 5088291670X1500 | Russell--Therrien@WRSD.net | 5 | CLEAVER BROOKS BOILER 1 |  | BOILER | CLEAVER BROOKS | ICB-200-250-015 | 2005-10-20 | 2011 | 10.206 | 1 | NATURAL GAS/DIESEL | NATURAL GAS | 209 | Natural Gas |  |  | 1.7125 | E6FT3 | Y | 24 | 7 | 52 | 24 | 7 | 22
1180696 | WACHUSETT REGIONAL HIGH SCHOOL |  | 1401 MAIN ST |  | HOLDEN | MA | 015201095 | 1401 MAIN STREET |  | HOLDEN | MA | 015201095 | Y | LOCAL GOVERNMENT | NM25 | WACHUSETT REGIONAL HIGH SCHOOL | 5088296771 | William-Beando@WRSD.net | PETER | BRENNAN | 5088291670 | Peter-Brennan@WRSD.net | RUSSELL | THERRIEN | 5088291670X1500 | Russell--Therrien@WRSD.net | 5 | CLEAVER BROOKS BOILER 1 |  | BOILER | CLEAVER BROOKS | ICB-200-250-015 | 2005-10-20 | 2011 | 10.206 | 2 | DIESEL | DIESEL | 44 | DIESEL | 0.5 |  | 0.1 | E3GAL | Y | 24 | 7 | 52 | 24 | 7 | 22
1180696 | WACHUSETT REGIONAL HIGH SCHOOL |  | 1401 MAIN ST |  | HOLDEN | MA | 015201095 | 1401 MAIN STREET |  | HOLDEN | MA | 015201095 | Y | LOCAL GOVERNMENT | NM25 | WACHUSETT REGIONAL HIGH SCHOOL | 5088296771 | William-Beando@WRSD.net | PETER | BRENNAN | 5088291670 | Peter-Brennan@WRSD.net | RUSSELL | THERRIEN | 5088291670X1500 | Russell--Therrien@WRSD.net | 6 | CLEAVER BROOKS BOILER 2 |  | BOILER | CLEAVER BROOKS | ICB-200-250-125 | 2005-10-20 | 2011 | 10.2 | 1 | DIESEL | DIESEL | 44 | DIESEL | 0.5 |  | 0.1 | E3GAL | Y | 24 | 7 | 52 | 24 | 7 | 22
1180696 | WACHUSETT REGIONAL HIGH SCHOOL |  | 1401 MAIN ST |  | HOLDEN | MA | 015201095 | 1401 MAIN STREET |  | HOLDEN | MA | 015201095 | Y | LOCAL GOVERNMENT | NM25 | WACHUSETT REGIONAL HIGH SCHOOL | 5088296771 | William-Beando@WRSD.net | PETER | BRENNAN | 5088291670 | Peter-Brennan@WRSD.net | RUSSELL | THERRIEN | 5088291670X1500 | Russell--Therrien@WRSD.net | 8 | EMERGENCY GENERATOR |  | ENGINE | KOHLER | 400REOZV | 2005-07-20 | 2011 | 12 | 1 | DIESEL | DIESEL | 44 | DIESEL | 0.5 |  | 0.1 | E3GAL | N | 1 | 7 | 52 | 24 | 7 | 22
1180700 | MONTACHUSETT REGIONAL VOCATIONAL SCHOOL |  | 1050 WESTMINSTER ST |  | FITCHBURG | MA | 014200000 | 1050 WESTMINSTER ST |  | FITCHBURG | MA | 014204649 | Y | LOCAL GOVERNMENT | NM25 | MONTACHUSETT REGIONAL VOCATIONAL SCHOOL | 9783459200X5234 | IKONEN_RICHARD@MONTYTECH.NET | RICHARD | IKONEN | 9783459200 | IKONEN_RICHARD@MONTYTECH.NET | RICHARD | IKONEN | 9783459200X52234 | IKONEN_RICHARD@MONTYTECH.NET | 1 | 28 SPACE HEATERS-VARIOUS MFG 19.989 MMBTU/HR |  | ROOF TOP UNITS | MISC MFG | VARIOUS | 1990-01-01 | 2007 | 20 | 1 | 50 ROOF TOP UNITS-VARIOUS MFGS NATURAL GAS | NATURAL GAS | 209 | Natural Gas |  |  | 2 | E6FT3 | Y | 24 | 7 | 52 | 24 | 7 | 22
1180710 | BURNCOAT SENIOR HIGH |  | 179 BURNCOAT ST |  | WORCESTER | MA | 016060000 | 20 IRVING STREET |  | WORCESTER | MA | 016090000 | Y | LOCAL GOVERNMENT | NM99 | BURNCOAT SR HIGH SCHOOL | 5087993151 | bedardj@worc.k12.ma.us | JIM | BEDARD | 5087993151 | bedardj@worc.k12.ma.us | JIM | BEDARD | 5087993151 | bedardj@worc.k12.ma.us | 1 | BOILERS #1(6 UNITS)-BURNHAM V11-14-WG NATURAL GAS | 6 | BOILER | BURNHAM | KV910A-SNW | 1997-09-15 | 2010 | 17 | 1 | BOILERS #1(6)-BURNHAM V111-G NATURAL GAS | NATURAL GAS | 209 | Natural Gas |  |  | 13.252 | E6FT3 | N | 24 | 7 | 40 | 0 | 0 | 0
1180714 | BURNCOAT MIDDLE SCHOOL |  | 135 BURNCOAT ST |  | WORCESTER | MA | 016060000 | 20 IRVING STREET |  | WORCESTER | MA | 016090000 | Y | LOCAL GOVERNMENT | NM99 | BURNCOAT MIDDLE SCHOOL | 5087993151 | bedardj@worc.k12.ma.us | JIM | BEDARD | 5087993151 | bedardj@worc.k12.ma.us | JIM | BEDARD | 5087993151 | bedardj@worc.k12.ma.us | 1 | BOILERS #1(4)-BURHAM V11-17 16.774 MMBTU TOTAL | 4 | BOILER | BURNHAM | KV9 | 1997-06-01 | 2010 | 17 | 1 | BOILER #1-BURNHAM V1117 NATURAL GAS | NATURAL GAS | 209 | Natural Gas |  |  | 6.1656 | E6FT3 | N | 24 | 7 | 26 | 0 | 0 | 0
1180763 | GODDARD SCHOOL OF SCIENCE + TECHNOLOGY |  | 14 RICHARDS ST |  | WORCESTER | MA | 016030000 | 20 IRVING STREET |  | WORCESTER | MA | 016090000 | Y | LOCAL GOVERNMENT | NM25 | GODDARD SCHOOL | 5087993151 | bedardj@worc.k12.ma.us | JIM | BEDARD | 5087993151 | bedardj@worc.k12.ma.us | JIM | BEDARD | 5087993151 | bedardj@worc.k12.ma.us | 1 | BOILERS #1 (4 UNITS)-BURNHAM V114 NATURAL GAS | 4 | BOILER | BURNHAM | KV9 | 2002-08-15 | 2010 | 19.106 | 1 | BOILERS #1(4)-BURNHAM V111 NATURAL GAS | NATURAL GAS | 209 | Natural Gas |  |  | 8.451 | E6FT3 | N | 24 | 7 | 40 | 0 | 0 | 0
1180763 | GODDARD SCHOOL OF SCIENCE + TECHNOLOGY |  | 14 RICHARDS ST |  | WORCESTER | MA | 016030000 | 20 IRVING STREET |  | WORCESTER | MA | 016090000 | Y | LOCAL GOVERNMENT | NM25 | GODDARD SCHOOL | 5087993151 | bedardj@worc.k12.ma.us | JIM | BEDARD | 5087993151 | bedardj@worc.k12.ma.us | JIM | BEDARD | 5087993151 | bedardj@worc.k12.ma.us | 1 | BOILERS #1 (4 UNITS)-BURNHAM V114 NATURAL GAS | 4 | BOILER | BURNHAM | KV9 | 2002-08-15 | 2010 | 19.106 | 2 | NATURAL GAS | NATURAL GAS | 209 | Natural Gas |  |  | 8 | E6FT3 | N | 24 | 7 | 40 | 0 | 0 | 0
1180763 | GODDARD SCHOOL OF SCIENCE + TECHNOLOGY |  | 14 RICHARDS ST |  | WORCESTER | MA | 016030000 | 20 IRVING STREET |  | WORCESTER | MA | 016090000 | Y | LOCAL GOVERNMENT | NM25 | GODDARD SCHOOL | 5087993151 | bedardj@worc.k12.ma.us | JIM | BEDARD | 5087993151 | bedardj@worc.k12.ma.us | JIM | BEDARD | 5087993151 | bedardj@worc.k12.ma.us | 2 | BOILERS #1(4)-BURNHAM V114 NATURAL GAS | 4 | BOILER | BURNHAM | V1114 | 2002-09-15 | 2010 | 11 | 1 | BOILER #2-BURNHAM V1114 NATURAL GAS | NATURAL GAS | 209 | Natural Gas |  |  | 8.451 | E6FT3 | N | 24 | 7 | 40 | 0 | 0 | 0
1180801 | GARDNER ATHOL HEALTH |  | 208 COLEMAN ST |  | GARDNER | MA | 014400000 | 208 COLEMAN ST |  | GARDNER | MA | 014400000 | Y | PRIVATE | NM99 | GARDNER ATHOL HEALTH | 9786320120 | GAAMHA@verizon.net | ROBERT | DELLA VALE | 9786320934 | GAAMHA@verizon.net | ROBERT | DELLA VALLE | 9786320934 | GAAMHA@verizon.net | 1 | CLEAVER BROOKS CB600-350 #2 OIL-0.3S |  | BOILER | CLEAVER BROOKS | CB600-350 | 1990-01-01 | 2011 | 15 | 1 | CLEAVER BROOKS CB600-350-15 #2 OIL-0.3S | NO.2 | 58 | Distillate Oil (No. 2) | 1 | 0 | 15 | E3GAL | N | 24 | 7 | 43 | 0 | 0 | 0
1180803 | SALOOM FURNITURE COMPANY, INC. |  | 256 MURDOCK AVE |  | WINCHENDON | MA | 014360000 | 256 MURDOCK AVENUE |  | WINCHENDON | MA | 014750000 | N | PRIVATE | SM79-7 | SALOOM FURNITURE | 9782971901 | PETER@SALOOM.COM | PETER | SALOOM | 9782971901 | PETER@SALOOM.COM | ROY | KVINGEDAL | 9782971901 | ROY@SALOOM.COM | 1 | BOILER #1-RATED AT 16.8 MMBTU/HR #2 FUEL OIL |  | BOILER | BIGELOW | 1200 | 1969-01-01 | 2009 | 16.8 | 1 | FUEL OIL #2 | NO.2 | 58 | Distillate Oil (No. 2) | 0.3 |  | 27.36 | E3GAL | N | 24 | 7 | 28 | 0 | 0 | 0
1180805 | NORTH MIDDLESEX REGIONAL HIGH |  | 19-23 MAIN ST |  | TOWNSEND | MA | 014690000 | 45 MAIN STREET |  | PEPPERELL | MA | 014630000 | Y | LOCAL GOVERNMENT | NM25 | NORTH MIDDLESEX REGIONAL SCHOOL DISTRICT | 9785978713 | OHILLS@NMIDDLESEX.MEC.EDU | OSCAR | HILLS | 9787434983 | OHILLS@NMIDDLESEX.MAC.EDU | OSCAR | HILLS | 9787434983 | OHILLS@NMIDDLESEX.MAC.EDU | 2 | BOILER #1 - H B SMITH 650 #2 OIL |  | BOILER | H B SMITH | 650 | 1970-01-01 | 2009 | 12.2 | 1 | #2 FUEL OIL | NO.2 | 58 | Distillate Oil (No. 2) | 0.3 |  | 110 | E3GAL | N | 24 | 7 | 44 | 6 | 7 | 13
1180899 | NORTHBRIDGE MIDDLE SCHOOL |  | 171 LINWOOD AVE |  | NORTHBRIDGE | MA | 015880000 | 171 LINWOOD AVENUE |  | WHITINSVILLE | MA | 015880000 | Y | LOCAL GOVERNMENT | NM25 | NORTHBRIDGE MIDDLE SCHOOL | 5082348156 | phalacy@nps.org | PAUL | HALACY | 5082349440 | phalacy@nps.org | PAUL | HALACY | 5082349440 | phalacy@nps.org | 1 | 1 |  | BOILER | FITZGIBBONS | SM242 | 1986-05-15 | 2010 | 10 | 2 | #2 FUEL OIL | NO.2 | 58 | Distillate Oil (No. 2) | 1 | 0 | 26 | E3GAL | N | 24 | 7 | 32 | 0 | 0 | 0
1180899 | NORTHBRIDGE MIDDLE SCHOOL |  | 171 LINWOOD AVE |  | NORTHBRIDGE | MA | 015880000 | 171 LINWOOD AVENUE |  | WHITINSVILLE | MA | 015880000 | Y | LOCAL GOVERNMENT | NM25 | NORTHBRIDGE MIDDLE SCHOOL | 5082348156 | phalacy@nps.org | PAUL | HALACY | 5082349440 | phalacy@nps.org | PAUL | HALACY | 5082349440 | phalacy@nps.org | 1 | 1 |  | BOILER | FITZGIBBONS | SM242 | 1986-05-15 | 2010 | 10 | 3 | #2 | NO.2 | 58 | Distillate Oil (No. 2) | 1 | 0 | 36 | E3GAL | N | 24 | 7 | 32 | 0 | 0 | 0
1180899 | NORTHBRIDGE MIDDLE SCHOOL |  | 171 LINWOOD AVE |  | NORTHBRIDGE | MA | 015880000 | 171 LINWOOD AVENUE |  | WHITINSVILLE | MA | 015880000 | Y | LOCAL GOVERNMENT | NM25 | NORTHBRIDGE MIDDLE SCHOOL | 5082348156 | phalacy@nps.org | PAUL | HALACY | 5082349440 | phalacy@nps.org | PAUL | HALACY | 5082349440 | phalacy@nps.org | 2 | 2 |  | BOILER | FITZGIBBONS | SM242 | 1986-05-15 | 2010 | 10 | 2 | #2 | NO.2 | 58 | Distillate Oil (No. 2) | 1 |  | 26 | E3GAL | N | 24 | 7 | 40 | 0 | 0 | 0
1180911 | SPECTRO COATING |  | 107 SCOTT DR |  | LEOMINSTER | MA | 014530000 | 107 SCOTT DRIVE |  | LEOMINSTER | MA | 014530000 | N | PRIVATE | SM25 | CLAREMONT FLOCK CO | 9785346191 | info@claremontflock.com | RAJESH | SHAH | 9785346191 | RSHAH@SPECTROCOATING.COM | TONY | CARUSO | 9785346191 | Tony@claremontflock.com | 2 | WATER HEATER #1-KEMCO W/MAXON NAT GAS |  | BOILER | KEMCO | TE-100 | 2000-12-13 | 2010 | 18 | 1 | WATER HEATER #1-KEMCO W/MAXON NATURAL GAS | NATURAL GAS | 209 | Natural Gas |  |  | 17.91 | E6FT3 | N | 12 | 5 | 50 | 24 | 5 | 21
1180940 | WEST FITCHBURG WWTF |  | 101 PRINCETON RD |  | FITCHBURG | MA | 014200000 | CITY HALL - 718 MAIN STREET |  | FITCHBURG | MA | 014200000 | Y | LOCAL GOVERNMENT | NM25 | CITY OF FITCHBURG | 9783459622 | jjordan@fitchburgma.gov | JOSEPH | JORDAN | 9783459622 | jjordan@fitchburgma.gov | JOSEPH | SCHNEIDER | 9783459626 | JSchneider@fitchburgma.gov | 1 | BOILER #1-H.B.SMITH G4500-5-21 11.6 MMBTU/HR |  | BOILER | H. B SMITH | G4500-5-21 | 1975-07-01 | 2011 | 11.6 | 1 | BOILER #1-H.B.SMITH NATURAL GAS | NATURAL GAS | 209 | Natural Gas |  |  | 2.8867 | E6FT3 | N | 24 | 7 | 35 | 24 | 7 | 2
1180940 | WEST FITCHBURG WWTF |  | 101 PRINCETON RD |  | FITCHBURG | MA | 014200000 | CITY HALL - 718 MAIN STREET |  | FITCHBURG | MA | 014200000 | Y | LOCAL GOVERNMENT | NM25 | CITY OF FITCHBURG | 9783459622 | jjordan@fitchburgma.gov | JOSEPH | JORDAN | 9783459622 | jjordan@fitchburgma.gov | JOSEPH | SCHNEIDER | 9783459626 | JSchneider@fitchburgma.gov | 2 | BOILER #2-H.B.SMITH G4500-5-21 11.6 MMBTU/HR |  | BOILER | H. B. SMITH | G4500-5-21 | 1975-01-01 | 2011 | 11.6 | 1 | BOILER #2-H.B.SMITH G4500-5-21 NATURAL GAS | NATURAL GAS | 209 | Natural Gas |  |  | 0.0005 | E6FT3 | N | 1 | 1 | 1 | 0 | 0 | 0
1180965 | FILENES BASEMENT |  | 26 MILLBURY ST |  | AUBURN | MA | 015010000 | 26 MILLBURY STREET |  | AUBURN | MA | 015010000 | N | PRIVATE | NM25 | FILENES BASEMENT | 5083666510 | tom.razza@filenesbasement.com | A. THOMAS | RAZZA | 5088323410 | tom.razza@filenesbasement.com | A. THOMAS | RAZZA | 5088323410 | tom.razza@filenesbasement.com | 2 | SPACE HEATERS #1(8)-ABSOLUTE AIRE NATURAL GAS |  | FURNACE | ABSOLUTE A | R336 HB | 1994-10-01 | 2007 | 23 | 1 | SPACE HEATERS #1(8)-ABSOLUTE AIRE NATURAL GAS | NATURAL GAS | 209 | Natural Gas |  |  | 20.7 | E6FT3 | Y | 24 | 7 | 26 | 24 | 7 | 22
1181059 | SHIELD PACKAGING |  | OXFORD AVE | PETER ST | DUDLEY | MA | 015710000 | OXFORD AVE | PETER ST | DUDLEY | MA | 015710000 | N | PRIVATE | SM25 | SHIELD PACKAGING | 5089490900X31 | abs6812@aol.com | ANTONIO | PINHO | 5089490900 | tpinho@shieldpackaging.com | ANTONIO | PINHO | 5089490900X13 | tpinho@shieldpackaging.com | 7 | BOILER #1 SMITH 113673 |  | BOILER | SMITH | 113673 | 2007-06-15 | 2011 | 3508 | 1 | OIL | NO.2 | 58 | Distillate Oil (No. 2) | 0.03 | 0 | 15.8 | E3GAL | N | 20 | 7 | 50 | 2 | 5 | 20
1181059 | SHIELD PACKAGING |  | OXFORD AVE | PETER ST | DUDLEY | MA | 015710000 | OXFORD AVE | PETER ST | DUDLEY | MA | 015710000 | N | PRIVATE | SM25 | SHIELD PACKAGING | 5089490900X31 | abs6812@aol.com | ANTONIO | PINHO | 5089490900 | tpinho@shieldpackaging.com | ANTONIO | PINHO | 5089490900X13 | tpinho@shieldpackaging.com | 8 | BOILER #2 SMITH 113674 |  | BOILER | SMITH 113674 | 113674 | 2007-06-15 | 2011 | 3508 | 1 | OIL | NO.2 | 58 | Distillate Oil (No. 2) | 0.03 | 0 | 15.8 | E3GAL | N | 20 | 7 | 50 | 2 | 5 | 2
1181081 | LINCOLN VILLAGE |  | 37 PLEASANT VALLEY DR | COUNTRY CLUB BLVD | WORCESTER | MA | 016050000 | 37 PLEASANT VALLEY DRIVE |  | WORCESTER | MA | 016050000 | N | PRIVATE | NM25 | LINCOLN VILLAGE STREET REALTY | 6174072100 | jwall@cornerstonecorporation.net | JOANNE | HEKENSON | 5088522521 | JHAKENSON@CORNERSTONECORPORATION.NET | TED | ROSE | 5088544936 | LVMAINTENANCE@CORNERSTONECORPORATION.NET | 1 | BOILER #1-RAY BURNER #AEORCP600 NATURAL GAS |  | BOILER | RAY BURNER | #AEORCP600 | 1973-01-01 | 2009 | 25 | 1 | BOILER #1-RAY BURNER #AEORCP600 NATURAL GAS | NATURAL GAS | 209 | Natural Gas |  |  | 1 | E6FT3 | N | 8 | 7 | 52 | 0 | 0 | 0
1181081 | LINCOLN VILLAGE |  | 37 PLEASANT VALLEY DR | COUNTRY CLUB BLVD | WORCESTER | MA | 016050000 | 37 PLEASANT VALLEY DRIVE |  | WORCESTER | MA | 016050000 | N | PRIVATE | NM25 | LINCOLN VILLAGE STREET REALTY | 6174072100 | jwall@cornerstonecorporation.net | JOANNE | HEKENSON | 5088522521 | JHAKENSON@CORNERSTONECORPORATION.NET | TED | ROSE | 5088544936 | LVMAINTENANCE@CORNERSTONECORPORATION.NET | 2 | BOILER #2-RAY BURNER #AEORCP600 NATURAL GAS |  | BOILER | RAY BURNER | #AEORCP600 | 1973-01-01 | 2008 | 25 | 1 | BOILER #2-RAY BURNER #AEORCP600 NATURAL GAS | NATURAL GAS | 209 | Natural Gas | 0 | 0 | 1 | E6FT3 | N | 8 | 7 | 52 | 8 | 7 | 20
1181081 | LINCOLN VILLAGE |  | 37 PLEASANT VALLEY DR | COUNTRY CLUB BLVD | WORCESTER | MA | 016050000 | 37 PLEASANT VALLEY DRIVE |  | WORCESTER | MA | 016050000 | N | PRIVATE | NM25 | LINCOLN VILLAGE STREET REALTY | 6174072100 | jwall@cornerstonecorporation.net | JOANNE | HEKENSON | 5088522521 | JHAKENSON@CORNERSTONECORPORATION.NET | TED | ROSE | 5088544936 | LVMAINTENANCE@CORNERSTONECORPORATION.NET | 3 | BOILER #3-RAY BURNER #AEORCP400 NATURAL GAS |  | BOILER | RAY BURNER | #AEORCP400 | 1973-01-01 | 2009 | 13 | 1 | BOILER #3-RAY BURNER #AEORCP400 NATURAL GAS | NATURAL GAS | 209 | Natural Gas |  |  | 1 | E6FT3 | N | 8 | 7 | 52 | 0 | 0 | 0
1181081 | LINCOLN VILLAGE |  | 37 PLEASANT VALLEY DR | COUNTRY CLUB BLVD | WORCESTER | MA | 016050000 | 37 PLEASANT VALLEY DRIVE |  | WORCESTER | MA | 016050000 | N | PRIVATE | NM25 | LINCOLN VILLAGE STREET REALTY | 6174072100 | jwall@cornerstonecorporation.net | JOANNE | HEKENSON | 5088522521 | JHAKENSON@CORNERSTONECORPORATION.NET | TED | ROSE | 5088544936 | LVMAINTENANCE@CORNERSTONECORPORATION.NET | 4 | BOILER #4-RAY BURNER #AEORCP400 NATURAL GAS |  | BOILER | RAY BURNER | #AEORCP400 | 1973-01-01 | 2009 | 13 | 1 | BOILER #4-RAY BURNER #AEORCP400 NATURAL GAS | NATURAL GAS | 209 | Natural Gas |  |  | 0.25 | E6FT3 | N | 8 | 7 | 52 | 0 | 0 | 0
1181081 | LINCOLN VILLAGE |  | 37 PLEASANT VALLEY DR | COUNTRY CLUB BLVD | WORCESTER | MA | 016050000 | 37 PLEASANT VALLEY DRIVE |  | WORCESTER | MA | 016050000 | N | PRIVATE | NM25 | LINCOLN VILLAGE STREET REALTY | 6174072100 | jwall@cornerstonecorporation.net | JOANNE | HEKENSON | 5088522521 | JHAKENSON@CORNERSTONECORPORATION.NET | TED | ROSE | 5088544936 | LVMAINTENANCE@CORNERSTONECORPORATION.NET | 5 | BOILER #5-RAY BURNER #AEORCP350 NATURAL GAS |  | BOILER | RAY BURNER | #AEORCP350 | 1973-01-01 | 2009 | 12 | 1 | BOILER #5-RAY BURNER #AEORCP350 NATURAL GAS | NATURAL GAS | 209 | Natural Gas |  |  | 0.025 | E6FT3 | N | 8 | 7 | 52 | 0 | 0 | 0
1181081 | LINCOLN VILLAGE |  | 37 PLEASANT VALLEY DR | COUNTRY CLUB BLVD | WORCESTER | MA | 016050000 | 37 PLEASANT VALLEY DRIVE |  | WORCESTER | MA | 016050000 | N | PRIVATE | NM25 | LINCOLN VILLAGE STREET REALTY | 6174072100 | jwall@cornerstonecorporation.net | JOANNE | HEKENSON | 5088522521 | JHAKENSON@CORNERSTONECORPORATION.NET | TED | ROSE | 5088544936 | LVMAINTENANCE@CORNERSTONECORPORATION.NET | 6 | BOILER #6-RAY BURNER #AEORCP350 NATURAL GAS |  | BOILER | RAY BURNER | AEORCP350 | 1973-01-01 | 2009 | 12 | 1 | BOILER #6-RAY BURNER #AEORCP350 NATURAL GAS | NATURAL GAS | 209 | Natural Gas |  |  | 0.025 | E6FT3 | N | 8 | 7 | 52 | 0 | 0 | 0
1181081 | LINCOLN VILLAGE |  | 37 PLEASANT VALLEY DR | COUNTRY CLUB BLVD | WORCESTER | MA | 016050000 | 37 PLEASANT VALLEY DRIVE |  | WORCESTER | MA | 016050000 | N | PRIVATE | NM25 | LINCOLN VILLAGE STREET REALTY | 6174072100 | jwall@cornerstonecorporation.net | JOANNE | HEKENSON | 5088522521 | JHAKENSON@CORNERSTONECORPORATION.NET | TED | ROSE | 5088544936 | LVMAINTENANCE@CORNERSTONECORPORATION.NET | 9 | BOILER#9-RAY BURNER #AEORCP70 NATURAL GAS |  | BOILER | RAY BURNER | 74L0070003 | 1974-01-01 | 2009 | 1000 | 1 | BOILER#9-RAY BURNER #AEORCP70 NATURAL GAS | NATURAL GAS | 209 | Natural Gas |  |  | 0.03 | E6FT3 | N | 8 | 7 | 52 | 8 | 7 | 20
1181081 | LINCOLN VILLAGE |  | 37 PLEASANT VALLEY DR | COUNTRY CLUB BLVD | WORCESTER | MA | 016050000 | 37 PLEASANT VALLEY DRIVE |  | WORCESTER | MA | 016050000 | N | PRIVATE | NM25 | LINCOLN VILLAGE STREET REALTY | 6174072100 | jwall@cornerstonecorporation.net | JOANNE | HEKENSON | 5088522521 | JHAKENSON@CORNERSTONECORPORATION.NET | TED | ROSE | 5088544936 | LVMAINTENANCE@CORNERSTONECORPORATION.NET | 10 | BOILER#2 AOSMITHMODELDW1810 5112 DHW NATURAL GAS |  | BOILER | AO SMITH | DW 1810 S112 | 2008-01-01 | 2009 | 25 | 1 | BOILER#2 AOSMITHMODELDW1810 5112 DHW NATURAL GAS | NATURAL GAS | 209 | Natural Gas |  |  | 1 | E6FT3 | N | 8 | 7 | 52 | 8 | 7 | 16
1181081 | LINCOLN VILLAGE |  | 37 PLEASANT VALLEY DR | COUNTRY CLUB BLVD | WORCESTER | MA | 016050000 | 37 PLEASANT VALLEY DRIVE |  | WORCESTER | MA | 016050000 | N | PRIVATE | NM25 | LINCOLN VILLAGE STREET REALTY | 6174072100 | jwall@cornerstonecorporation.net | JOANNE | HEKENSON | 5088522521 | JHAKENSON@CORNERSTONECORPORATION.NET | TED | ROSE | 5088544936 | LVMAINTENANCE@CORNERSTONECORPORATION.NET | 11 | BOILER DHWATER BLD.52 NATURAL GAS |  | FURNACE | AO SMITH | DW1080 5122 | 2008-01-01 | 2009 | 25 | 1 | BOILER DHWATER BLD.52 NATURAL GAS | NATURAL GAS | 209 | Natural Gas |  |  | 1 | E6FT3 | N | 8 | 7 | 52 | 8 | 7 | 20
1181081 | LINCOLN VILLAGE |  | 37 PLEASANT VALLEY DR | COUNTRY CLUB BLVD | WORCESTER | MA | 016050000 | 37 PLEASANT VALLEY DRIVE |  | WORCESTER | MA | 016050000 | N | PRIVATE | NM25 | LINCOLN VILLAGE STREET REALTY | 6174072100 | jwall@cornerstonecorporation.net | JOANNE | HEKENSON | 5088522521 | JHAKENSON@CORNERSTONECORPORATION.NET | TED | ROSE | 5088544936 | LVMAINTENANCE@CORNERSTONECORPORATION.NET | 16 | BOILER ROOM 3 DHW |  | FURNACE | AO SMITH | DW1610-5112 | 2008-01-01 | 2009 | 25 | 1 | BOILER ROOM 3 DHW | NATURAL GAS | 209 | Natural Gas |  |  | 1 | E6FT3 | N | 8 | 7 | 52 | 8 | 7 | 16
1181081 | LINCOLN VILLAGE |  | 37 PLEASANT VALLEY DR | COUNTRY CLUB BLVD | WORCESTER | MA | 016050000 | 37 PLEASANT VALLEY DRIVE |  | WORCESTER | MA | 016050000 | N | PRIVATE | NM25 | LINCOLN VILLAGE STREET REALTY | 6174072100 | jwall@cornerstonecorporation.net | JOANNE | HEKENSON | 5088522521 | JHAKENSON@CORNERSTONECORPORATION.NET | TED | ROSE | 5088544936 | LVMAINTENANCE@CORNERSTONECORPORATION.NET | 17 | BOILER ROOM4 STACK 2 |  | BOILER | AO SMITH | DW1810-5112 | 2008-01-01 | 2009 | 25 | 1 | BOILER ROOM4 STACK2 | NATURAL GAS | 209 | Natural Gas |  |  | 1 | E6FT3 | N | 8 | 7 | 52 | 8 | 7 | 16
1181081 | LINCOLN VILLAGE |  | 37 PLEASANT VALLEY DR | COUNTRY CLUB BLVD | WORCESTER | MA | 016050000 | 37 PLEASANT VALLEY DRIVE |  | WORCESTER | MA | 016050000 | N | PRIVATE | NM25 | LINCOLN VILLAGE STREET REALTY | 6174072100 | jwall@cornerstonecorporation.net | JOANNE | HEKENSON | 5088522521 | JHAKENSON@CORNERSTONECORPORATION.NET | TED | ROSE | 5088544936 | LVMAINTENANCE@CORNERSTONECORPORATION.NET | 18 | DOMESTIC HOTWATER BLD 132 |  | BOILER | AO SMITH | DW 9606122 | 2008-01-01 | 2009 | 25 | 1 | DOMESTIC HOTWATER BLD 132 | NATURAL GAS | 209 | Natural Gas |  |  | 1 | E6FT3 | N | 8 | 7 | 52 | 8 | 7 | 16
1181208 | MA STATE POLICE TRAINING ACADEMY |  | 340 WEST BROOKFIELD RD | PO BOX 214 | NEW BRAINTREE | MA | 015310000 | 340 WEST BROOKFIELD RD | PO BOX 214 | NEW BRAINTREE | MA | 015310000 | Y | STATE | SM50 | MA STATE POLICE TRAINING ACADEMY | 5088671167 | GREGORY.DWELLY@POL.STATE.MA.US | GREGORY | DWELLY | 5088671167 | GREGORY.DWELLY@POL.STATE.MA.US | GREGORY | DWELLY | 5088671167 | GREGORY.DWELLY@POL.STATE.MA.US | 6 | BOILER PLANT #2 |  | BOILER | CLEAVER BROOKS | CB600-400-125 | 2001-01-01 | 2009 | 20 | 1 | #4 FUEL OIL | NO.4 | 825 | Distillate Oil (No. 4) | 0.5 |  | 128 | E3GAL | N | 7 | 7 | 21 | 0 | 0 | 0
1181226 | MECHANIC STREET LANDFILL |  | MECHANIC ST |  | LEOMINSTER | MA | 014530000 | CITY OF LEOMINSTER | 25 WEST ST | LEOMINSTER | MA | 014530000 | Y | LOCAL GOVERNMENT | SM25 | MECHANIC ST LANDFILL | 9785347550 | cknuth@Leominster-MA.gov | DEAN | MAZZARELLA | 9785347500 | dmazzarella@leominster-ma.gov | CHRISTOPHER | KNUTH | 9785347550X249 | cknuth@Leominster-MA.gov | 1 | FLARE |  | LANDFILL GAS FLARE | ORGANICS SC SERIES | SC SERIES | 2002-01-01 | 2009 | 30 | 1 | LANDFILL GAS | LANDFILL GAS | 502 | LANDFILL GAS | 0 | 0 | 11.2187 | E6FT3 | Y | 24 | 7 | 52 | 24 | 7 | 22
1181244 | GARDNER SANITARY LANDFILL |  | 744 WEST ST | RTE 68 | GARDNER | MA | 014400000 | 95 PLEASANT STREET, ROOM 29 |  | GARDNER | MA | 014400000 | Y | LOCAL GOVERNMENT | SM50 | CITY OF GARDNER | 9786304013 | BSULLIVAN@GARDNER-MA.GOV | BERNARD | SULLIVAN | 9786304013 | BSULLIVAN@GARDNER-MA.GOV | BERNARD | SULLIVAN | 9786304013 | BSULLIVAN@GARDNER-MA.GOV | 1 | ORGANICS LIMITED LANDFILL GAS FLARE |  | LANDFILL GAS UTILITY FLARE | ORGANICS LIMITED | AC4044 | 2003-10-01 | 2009 | 21 | 1 | LANDFILL GAS | LANDFILL GAS | 502 | LANDFILL GAS | 0 | 0 | 184.291 | E6FT3 | Y | 24 | 7 | 52 | 24 | 7 | 22
1181258 | ST JOSEPHS ABBEY |  | 167 NORTH SPENCER RD |  | SPENCER | MA | 015620000 | 167 NORTH SPENCER RD |  | SPENCER | MA | 015620000 | N | PRIVATE | SM25 | ST JOSEPHS ABBEY | 5088858727 | Conradirrg@Yahoo.com | BR PAUI | FORSTER | 5088858727 | Conradirrg@Yahoo.com | BR PAUL | FORSTER | 5088858727X585 | Conradirrg@Yahoo.com | 2 | BOILER #2-CLEAVER BROOKS #2 OIL-0.3S |  | BOILER | CLEAVER BROOKS | CR 226-250 | 1982-02-01 | 2009 | 10.5 | 1 | BOILER #1 2 OIL BURNERS USING #2 .3SULFUR | NO.2 | 58 | Distillate Oil (No. 2) | 0.3 | 0 | 1 | E3GAL | N | 24 | 7 | 2 | 24 | 7 | 2
1181297 | COMMERCE INSURANCE CO INC |  | 11 GORE RD |  | WEBSTER | MA | 015700000 | 11 GORE RD |  | WEBSTER | MA | 015700000 | N | PRIVATE | SM25 | COMMERCE INSURANCE CO INC | 5089494126 | rblackm@commerceinsurance.com | ROBERT | BLACKMER | 5089494126 | rblackm@commerceinsurance.com | ISMAEL | ALICEA | 5089494223 | ialicea@commerceinsurance.com | 7 | DIESEL GENERATOR DG-3 |  | ENGINE | CATERPILLAR | 3512 BDITA | 2006-06-01 | 2009 | 12.5 | 1 | DIESEL | DIESEL | 44 | DIESEL | 0.0015 | 0 | 0.324 | E3GAL | N | 1 | 1 | 52 | 1 | 1 | 22
1181322 | DRS POWER TECHNOLOGY INC |  | 166 BOULDER DR | SUITE 201 | FITCHBURG | MA | 014200000 | 166 BOULDER DR | SUITE 201 | FITCHBURG | MA | 014200000 | N | PRIVATE | SM25 | DRS POWER TECHNOLOGY INC | 9783535162 | pharrington@drs-pt.com | RICHARD | ARMSTRONG | 9783535500 | rarmstrong@drs-pt.com | PAUL | MURPHY | 9782634895 | caassociates@comcast.net | 1 | TURBINE TEST CELL |  | TURBINE | ROLLS ROYCE | VARIOUS | 2009-07-01 | 2009 | 167 | 1 | DIESEL OIL | DIESEL | 44 | DIESEL | 0.2 | 0.1 | 25.22 | E3GAL | N | 8 | 5 | 9 | 8 | 5 | 9
1181322 | DRS POWER TECHNOLOGY INC |  | 166 BOULDER DR | SUITE 201 | FITCHBURG | MA | 014200000 | 166 BOULDER DR | SUITE 201 | FITCHBURG | MA | 014200000 | N | PRIVATE | SM25 | DRS POWER TECHNOLOGY INC | 9783535162 | pharrington@drs-pt.com | RICHARD | ARMSTRONG | 9783535500 | rarmstrong@drs-pt.com | PAUL | MURPHY | 9782634895 | caassociates@comcast.net | 2 | MISC. COMBUSTION |  | SPACE HEATER | VARIOUS | VARIOUS | 2003-06-01 | 2009 | 17 | 1 | NATURAL GAS | NATURAL GAS | 209 | Natural Gas |  |  | 8.1 | E6FT3 | N | 8 | 5 | 50 | 8 | 5 | 22
1181334 | WORCESTER VOCATIONAL HIGH SCHOOL |  | 1 SKYLINE DR |  | WORCESTER | MA | 016050000 | 1 SKYLINE DR |  | WORCESTER | MA | 016050000 | Y | LOCAL GOVERNMENT | NM99 | WORCESTER PUBLIC SCHOOLS | 5087993151 | bedardj@worc.k12.ma.us | JAMES | BEDARD | 5087993151 | bedardj@worc.k12.ma.us | JIM | BEDARD | 5087993151 | bedardj@worc.k12.ma.us | 1 | BOILER B1 |  | BOILER | CLEAVER BROOKS | ICB-700-350-125 | 2005-01-15 | 2011 | 14.28 | 1 | NATURAL GAS | NATURAL GAS | 209 | Natural Gas |  |  | 10.05 | E6FT3 | N | 24 | 7 | 26 | 0 | 0 | 0
1181334 | WORCESTER VOCATIONAL HIGH SCHOOL |  | 1 SKYLINE DR |  | WORCESTER | MA | 016050000 | 1 SKYLINE DR |  | WORCESTER | MA | 016050000 | Y | LOCAL GOVERNMENT | NM99 | WORCESTER PUBLIC SCHOOLS | 5087993151 | bedardj@worc.k12.ma.us | JAMES | BEDARD | 5087993151 | bedardj@worc.k12.ma.us | JIM | BEDARD | 5087993151 | bedardj@worc.k12.ma.us | 2 | BOILER B2 |  | BOILER | CLEAVER BROOKS | ICB-700-350-125 | 2005-01-15 | 2011 | 14.28 | 1 | NATURAL GAS | NATURAL GAS | 209 | Natural Gas |  |  | 10.05 | E6FT3 | N | 24 | 7 | 26 | 0 | 0 | 0
1181334 | WORCESTER VOCATIONAL HIGH SCHOOL |  | 1 SKYLINE DR |  | WORCESTER | MA | 016050000 | 1 SKYLINE DR |  | WORCESTER | MA | 016050000 | Y | LOCAL GOVERNMENT | NM99 | WORCESTER PUBLIC SCHOOLS | 5087993151 | bedardj@worc.k12.ma.us | JAMES | BEDARD | 5087993151 | bedardj@worc.k12.ma.us | JIM | BEDARD | 5087993151 | bedardj@worc.k12.ma.us | 3 | BOILER B3 |  | BOILER | CLEAVER BROOKS | ICB-700-350-125 | 2005-01-15 | 2011 | 14.28 | 1 | NATURAL GAS | NATURAL GAS | 209 | Natural Gas |  |  | 10.05 | E6FT3 | N | 24 | 7 | 26 | 0 | 0 | 0
1181377 | WEST ST LANDFILL LFG ENGINES | SEAMAN ENERGY LLC | WEST ST | ROUTE 68 | GARDNER | MA | 014400000 | PO BOX 21 |  | BALDWINVILLE | MA | 014360000 | N | PRIVATE | SM79-7 | SEAMAN ENERGY LLC | 9789392146 | gdjones@seamanpaper.com | GEORGE | JONES | 9789392146 | gdjones@seamanpaper.com | GEORGE | JONES | 9789392146X234 | gdjones@seamanpaper.com | 1 | LFG ENGINE #1 |  | ENGINE | CATERPILLAR | 3516SITA | 2010-04-01 | 2010 | 10 | 1 | LANDFILL GAS | LANDFILL GAS | 502 | LANDFILL GAS | 0.05 | 0 | 40.127 | E6FT3 | Y | 24 | 7 | 22 | 24 | 7 | 7
1181377 | WEST ST LANDFILL LFG ENGINES | SEAMAN ENERGY LLC | WEST ST | ROUTE 68 | GARDNER | MA | 014400000 | PO BOX 21 |  | BALDWINVILLE | MA | 014360000 | N | PRIVATE | SM79-7 | SEAMAN ENERGY LLC | 9789392146 | gdjones@seamanpaper.com | GEORGE | JONES | 9789392146 | gdjones@seamanpaper.com | GEORGE | JONES | 9789392146X234 | gdjones@seamanpaper.com | 2 | LFG ENGINE #2 |  | ENGINE | CATERPILLAR | 3516SITA | 2010-04-01 | 2010 | 10 | 1 | LANDFILL GAS | LANDFILL GAS | 502 | LANDFILL GAS | 0.05 | 0 | 49.176 | E6FT3 | Y | 24 | 7 | 26 | 24 | 7 | 13
1181403 | COORSTEK INC - WORCESTER |  | 5 NORTON DR |  | WORCESTER | MA | 016060000 | 5 NORTON DRIVE |  | WORCESTER | MA | 016062679 | N | PRIVATE | NM50 | COORSTEK INC | 3032717000 | PCANEEN@COORSTEK.COM | PAUL | CANEEN | 7743172649 | PCANEEN@COORSTEK.COM | KATIE | GRASSO | 7743172701 | KGRASSO@COOSTEK.COM | 1 | CRYSTAR - (22) SPACE HEATERS | 22 | SPACE HEATER | RUPP INDUSTRIES | VARIOUS | 1992-01-01 | 2011 | 20.8 | 1 | NATURAL GAS | NATURAL GAS | 209 | Natural Gas |  |  | 9.0527 | E6FT3 | N | 24 | 7 | 52 | 24 | 7 | 22
1190002 | MCLEAN HOSPITAL |  | 115 MILL ST |  | BELMONT | MA | 024780000 | 115 MILL ST |  | BELMONT | MA | 024780000 | N | PRIVATE | SM25 | MCLEAN HOSPITAL | 6178552621 | AHEALY5@PARTNERS.ORG | ANDREW | HEALY | 6178552621 | AHEALY5@PARTNERS.ORG | ANDREW | HEALY | 6178552621 | AHEALY5@PARTNERS.ORG | 1 | BOILER #1,2,3-(2)CB. (1)ORR+SEMBOWER DUAL FUEL | 3 | BOILER | (2)CLEAVER BROOKS (1) ORR&SEMBOWER | (2)CB-655-500. (1)3H | 1966-01-01 | 2009 | 59 | 1 | BLR #1 - CLEAVER BROOKS CB655-500 #2 OIL-0.3PCT S | NO.2 | 58 | Distillate Oil (No. 2) | 0.3 | 0.1 | 150.5 | E3GAL | N | 24 | 7 | 26 | 12 | 7 | 2
1190002 | MCLEAN HOSPITAL |  | 115 MILL ST |  | BELMONT | MA | 024780000 | 115 MILL ST |  | BELMONT | MA | 024780000 | N | PRIVATE | SM25 | MCLEAN HOSPITAL | 6178552621 | AHEALY5@PARTNERS.ORG | ANDREW | HEALY | 6178552621 | AHEALY5@PARTNERS.ORG | ANDREW | HEALY | 6178552621 | AHEALY5@PARTNERS.ORG | 1 | BOILER #1,2,3-(2)CB. (1)ORR+SEMBOWER DUAL FUEL | 3 | BOILER | (2)CLEAVER BROOKS (1) ORR&SEMBOWER | (2)CB-655-500. (1)3H | 1966-01-01 | 2009 | 59 | 2 | BLR #1 - CLEAVER BROOKS CB655-500 NATURAL GAS | NATURAL GAS | 209 | Natural Gas |  |  | 46.9 | E6FT3 | N | 24 | 7 | 26 | 12 | 7 | 2
1190002 | MCLEAN HOSPITAL |  | 115 MILL ST |  | BELMONT | MA | 024780000 | 115 MILL ST |  | BELMONT | MA | 024780000 | N | PRIVATE | SM25 | MCLEAN HOSPITAL | 6178552621 | AHEALY5@PARTNERS.ORG | ANDREW | HEALY | 6178552621 | AHEALY5@PARTNERS.ORG | ANDREW | HEALY | 6178552621 | AHEALY5@PARTNERS.ORG | 5 | 9 EMERG GENERATOR AND FIRE PUMP 14.49 MMBTU/HR | 10 | ENGINE | MISC (ONAN, CATERPILLAR, CUMMINS) | MISCELLANEOUS | 1987-01-01 | 2009 | 15 | 1 | 9 EMERG GENERATOR AND DIESEL FIRE PUMP | DIESEL | 44 | DIESEL | 0.3 | 0 | 2.414 | E3GAL | N | 1 | 1 | 13 | 1 | 1 | 5
1190009 | VEOLIA ENERGY BOSTON INC | FKA TRIGEN BOSTON ENERGY CORP | 19-27 SCOTIA ST |  | BOSTON | MA | 021150000 | 15 ELKINS STREET |  | SOUTH BOSTON | MA | 021270000 | N | PRIVATE | OP3 | VEOLIA ENERGY CORPORATION | 8574019849 | lariagno@veoliaenergyna.com | LEONARD | ARIAGNO | 8574019849 | lariagno@veoliaenergyna.com | SEAN | CALDWELL | 8574019842 | scaldwell@veoliaenergyna.com | 1 | BOILER #1-RILEY #MH-23146 #2 OIL |  | BOILER | RILEY | MH-23146 | 1964-01-01 | 2011 | 151.2 | 1 | BOILER #1-RILEY #MH-23146 #2 OIL-0.3 S | NO.2 | 58 | Distillate Oil (No. 2) | 0.3 | 0 | 30.01 | E3GAL | N | 6 | 2 | 8 | 3 | 1 | 3
1190009 | VEOLIA ENERGY BOSTON INC | FKA TRIGEN BOSTON ENERGY CORP | 19-27 SCOTIA ST |  | BOSTON | MA | 021150000 | 15 ELKINS STREET |  | SOUTH BOSTON | MA | 021270000 | N | PRIVATE | OP3 | VEOLIA ENERGY CORPORATION | 8574019849 | lariagno@veoliaenergyna.com | LEONARD | ARIAGNO | 8574019849 | lariagno@veoliaenergyna.com | SEAN | CALDWELL | 8574019842 | scaldwell@veoliaenergyna.com | 2 | BOILER #2-ERIE CITY #21M-KEYSTONE #2 OIL |  | BOILER | ERIE CITY | 21M-KEYSTONE | 1973-01-01 | 2011 | 161 | 1 | BOILER #2-ERIE CITY #21M-KEYSTONE #2 OIL-0.3 S | NO.2 | 58 | Distillate Oil (No. 2) | 0.3 | 0 | 39.76 | E3GAL | N | 9 | 2 | 8 | 3 | 1 | 2
1190009 | VEOLIA ENERGY BOSTON INC | FKA TRIGEN BOSTON ENERGY CORP | 19-27 SCOTIA ST |  | BOSTON | MA | 021150000 | 15 ELKINS STREET |  | SOUTH BOSTON | MA | 021270000 | N | PRIVATE | OP3 | VEOLIA ENERGY CORPORATION | 8574019849 | lariagno@veoliaenergyna.com | LEONARD | ARIAGNO | 8574019849 | lariagno@veoliaenergyna.com | SEAN | CALDWELL | 8574019842 | scaldwell@veoliaenergyna.com | 3 | BOILER #3-ERIE CITY #21M-KEYSTONE #2 OIL |  | BOILER | ERIE CITY | 21M KEYSTONE | 1974-01-01 | 2011 | 161 | 1 | BOILER #3-ERIE CITY #21M-KEYSTONE #2 OIL-0.3 S | NO.2 | 58 | Distillate Oil (No. 2) | 0.3 | 0 | 108.26 | E3GAL | N | 8 | 3 | 21 | 4 | 1 | 3
1190012 | EXELON NEW BOSTON LLC | FKA EXELON NEW BOSTON GENERATING STATION | 776 SUMMER ST |  | BOSTON | MA | 021270000 | PO BOX 720 | ATTN: PLANT MANAGER | MEDWAY | MA | 020530000 | N | PRIVATE | OP7.5 | EXELON NEW BOSTON LLC | 6107655602 | TODD.CUTLER@EXELONCORP.COM | JACK | HUGHES | 5085333919 | JACK.HUGHES@EXELONCORP.COM | JACK | HUGHES | 5085333919 | JACK.HUGHES@EXELONCORP.COM | 5 | TURBINE #1-PRATT+WHITNEY FT4-8 |  | SIMPLE CYCLE GAS TURBINE | PRATT & WHITNEY | FT4-8 | 1966-01-01 | 2011 | 263 | 1 | #2 FUEL OIL | DIESEL | 44 | DIESEL | 0.212 | 0 | 20.065 | E3GAL | N | 2 | 1 | 7 | 3 | 1 | 4
1190015 | PEABODY MUNICIPAL LIGHT PLANT |  | 58 PULASKI ST |  | PEABODY | MA | 019600000 | 201 WARREN ST EXTENSION |  | PEABODY | MA | 019600000 | Y | LOCAL GOVERNMENT | OP7.5 | PEABODY MUNICIPAL LIGHT PLANT - WATERS RIVER STATION | 9785315975 | amakovitch@pmlp.com | GLENN | TRUEIRA | 9785731277 | GTrueira@pmlp.com | ANTHONY | MAKOVITCH | 9785731240 | amakovitch@pmlp.com | 1 | PRATT WHITNEY FT4A-9 DUAL FUEL GAS TURBINE |  | COMBUSTION TURBINE | PRATT & WHITNEY | FT4A-9 | 1970-12-15 | 2011 | 321.9 | 1 | #2 FUEL OIL | DIESEL | 44 | DIESEL | 0.013 | 0 | 4463 | E6BTU | N | 5 | 2 | 29 | 7 | 2 | 13
1190015 | PEABODY MUNICIPAL LIGHT PLANT |  | 58 PULASKI ST |  | PEABODY | MA | 019600000 | 201 WARREN ST EXTENSION |  | PEABODY | MA | 019600000 | Y | LOCAL GOVERNMENT | OP7.5 | PEABODY MUNICIPAL LIGHT PLANT - WATERS RIVER STATION | 9785315975 | amakovitch@pmlp.com | GLENN | TRUEIRA | 9785731277 | GTrueira@pmlp.com | ANTHONY | MAKOVITCH | 9785731240 | amakovitch@pmlp.com | 1 | PRATT WHITNEY FT4A-9 DUAL FUEL GAS TURBINE |  | COMBUSTION TURBINE | PRATT & WHITNEY | FT4A-9 | 1970-12-15 | 2011 | 321.9 | 2 | NATURAL GAS | NATURAL GAS | 209 | Natural Gas |  |  | 44777 | E6BTU | N | 5 | 2 | 29 | 7 | 2 | 13
1190015 | PEABODY MUNICIPAL LIGHT PLANT |  | 58 PULASKI ST |  | PEABODY | MA | 019600000 | 201 WARREN ST EXTENSION |  | PEABODY | MA | 019600000 | Y | LOCAL GOVERNMENT | OP7.5 | PEABODY MUNICIPAL LIGHT PLANT - WATERS RIVER STATION | 9785315975 | amakovitch@pmlp.com | GLENN | TRUEIRA | 9785731277 | GTrueira@pmlp.com | ANTHONY | MAKOVITCH | 9785731240 | amakovitch@pmlp.com | 2 | GENERAL ELECTRIC LM5000 DUAL FUEL GAS TURBINE |  | COMBUSTION TURBINE | GENERAL ELECTRIC | LM5000 | 1990-11-05 | 2011 | 485.9 | 1 | #2 FUEL OIL | DIESEL | 44 | DIESEL | 0.013 | 0 | 10754 | E6BTU | N | 6 | 2 | 29 | 8 | 2 | 16
1190015 | PEABODY MUNICIPAL LIGHT PLANT |  | 58 PULASKI ST |  | PEABODY | MA | 019600000 | 201 WARREN ST EXTENSION |  | PEABODY | MA | 019600000 | Y | LOCAL GOVERNMENT | OP7.5 | PEABODY MUNICIPAL LIGHT PLANT - WATERS RIVER STATION | 9785315975 | amakovitch@pmlp.com | GLENN | TRUEIRA | 9785731277 | GTrueira@pmlp.com | ANTHONY | MAKOVITCH | 9785731240 | amakovitch@pmlp.com | 2 | GENERAL ELECTRIC LM5000 DUAL FUEL GAS TURBINE |  | COMBUSTION TURBINE | GENERAL ELECTRIC | LM5000 | 1990-11-05 | 2011 | 485.9 | 2 | NATURAL GAS | NATURAL GAS | 209 | Natural Gas |  |  | 90213 | E6BTU | N | 6 | 2 | 29 | 8 | 2 | 16
1190017 | UMASS MEDICAL SCHOOL JAMICA PLAIN |  | 305 SOUTH ST |  | BOSTON | MA | 021300000 | 305 SOUTH ST |  | BOSTON | MA | 021300000 | Y | STATE | SM25 | UNIVERSITY OF MASSACHUSETTS MEDICAL SCHO | 6179836207 | howard.lefkin@umassmed.edu | JAY | MITCHELL | 6179836219 | jay.mitchell@umassmed.edu | HOWARD | LEFKIN | 6179836207 | howard.lefkin@umassmed.edu | 1 | BOILER 1-CLEAVER BROOKS D-52 2 OIL-0.3S |  | BOILER | CL BROOKS | D-52 | 1970-07-07 | 2010 | 38 | 1 | BOILER 1-CLEAVER BROOKS D-52 2 OIL-0.3 S | NO.2 | 58 | Distillate Oil (No. 2) | 0.3 | 0.1 | 199 | E3GAL | N | 24 | 7 | 52 | 24 | 7 | 22
1190017 | UMASS MEDICAL SCHOOL JAMICA PLAIN |  | 305 SOUTH ST |  | BOSTON | MA | 021300000 | 305 SOUTH ST |  | BOSTON | MA | 021300000 | Y | STATE | SM25 | UNIVERSITY OF MASSACHUSETTS MEDICAL SCHO | 6179836207 | howard.lefkin@umassmed.edu | JAY | MITCHELL | 6179836219 | jay.mitchell@umassmed.edu | HOWARD | LEFKIN | 6179836207 | howard.lefkin@umassmed.edu | 2 | BOILER 2-CLEAVER BROOKS D-52 2 OIL-0.3S |  | BOILER | CLEAVER BROOKS | D-52 | 1970-07-05 | 2010 | 38 | 1 | BOILER 2-CLEAVER BROOKS D-52 2 OIL-0.3 S | NO.2 | 58 | Distillate Oil (No. 2) | 0.3 | 0.1 | 199 | E3GAL | N | 24 | 7 | 52 | 24 | 7 | 22
1190017 | UMASS MEDICAL SCHOOL JAMICA PLAIN |  | 305 SOUTH ST |  | BOSTON | MA | 021300000 | 305 SOUTH ST |  | BOSTON | MA | 021300000 | Y | STATE | SM25 | UNIVERSITY OF MASSACHUSETTS MEDICAL SCHO | 6179836207 | howard.lefkin@umassmed.edu | JAY | MITCHELL | 6179836219 | jay.mitchell@umassmed.edu | HOWARD | LEFKIN | 6179836207 | howard.lefkin@umassmed.edu | 3 | BOILER 3-CLEAVER BROOKS D-52 2 OIL-0.3 S |  | BOILER | CEAVER BROOKS | D-52 | 1970-07-07 | 2010 | 38 | 1 | BOILER 3-CLEAVER BROOKS D-52 2 OIL-0.3 S | NO.2 | 58 | Distillate Oil (No. 2) | 0.3 | 0.1 | 199 | E3GAL | Y | 24 | 7 | 52 | 24 | 7 | 22
1190017 | UMASS MEDICAL SCHOOL JAMICA PLAIN |  | 305 SOUTH ST |  | BOSTON | MA | 021300000 | 305 SOUTH ST |  | BOSTON | MA | 021300000 | Y | STATE | SM25 | UNIVERSITY OF MASSACHUSETTS MEDICAL SCHO | 6179836207 | howard.lefkin@umassmed.edu | JAY | MITCHELL | 6179836219 | jay.mitchell@umassmed.edu | HOWARD | LEFKIN | 6179836207 | howard.lefkin@umassmed.edu | 16 | TEMP |  | ENGINE | CATERPILLAR | 3516C | 2009-05-01 | 2010 | 18.1 | 1 | DIESEL | DIESEL | 44 | DIESEL | 0.05 | 0.1 | 1.32 | E3GAL | N | 1 | 1 | 52 | 1 | 1 | 22
1190018 | MASS COLLEGE OF ART |  | 621 HUNTINGTON AVE |  | BOSTON | MA | 021155882 | 621 HUNTINGTON AVE |  | BOSTON | MA | 021155882 | Y | STATE | NM99 | MASS COLLEGE OF ART | 6175421081 | CRAIG.KILBURN@MASSART.EDU | CRAIG | KILBURN | 6178797939 | craig.kilburn@massart.edu | CRAIG | KILBURN | 6178797939 | craig.kilburn@massart.edu | 1 | BOILER #1-CLEAVER BROOKS 14.28 MMBTU/HR |  | BOILER | UNKNOWN | UNKNOWN | 1996-09-01 | 2009 | 14 | 1 | BOILER #1-CLEAVER BROOKS NATURAL GAS | NATURAL GAS | 209 | Natural Gas |  |  | 17 | E6FT3 | Y | 24 | 7 | 52 | 24 | 7 | 22
1190018 | MASS COLLEGE OF ART |  | 621 HUNTINGTON AVE |  | BOSTON | MA | 021155882 | 621 HUNTINGTON AVE |  | BOSTON | MA | 021155882 | Y | STATE | NM99 | MASS COLLEGE OF ART | 6175421081 | CRAIG.KILBURN@MASSART.EDU | CRAIG | KILBURN | 6178797939 | craig.kilburn@massart.edu | CRAIG | KILBURN | 6178797939 | craig.kilburn@massart.edu | 2 | BOILER #2-CLEAVER BROOKS 20.4 MMBTU/HR |  | BOILER | CLEAVER BROOKS | UNKNOWN | 1996-09-01 | 2009 | 20 | 1 | BOILER #2-CLEAVER BROOKS NATURAL GAS | NATURAL GAS | 209 | Natural Gas |  |  | 24 | E6FT3 | Y | 24 | 7 | 52 | 24 | 7 | 22
1190018 | MASS COLLEGE OF ART |  | 621 HUNTINGTON AVE |  | BOSTON | MA | 021155882 | 621 HUNTINGTON AVE |  | BOSTON | MA | 021155882 | Y | STATE | NM99 | MASS COLLEGE OF ART | 6175421081 | CRAIG.KILBURN@MASSART.EDU | CRAIG | KILBURN | 6178797939 | craig.kilburn@massart.edu | CRAIG | KILBURN | 6178797939 | craig.kilburn@massart.edu | 3 | BOILER #3-CLEAVER BROOKS 20.4 MMBTU/HR |  | BOILER | CLEAVER BROOKS | UNKNOWN | 1996-09-01 | 2009 | 20 | 1 | BOILER #3-CLEAVER BROOKS NATURAL GAS | NATURAL GAS | 209 | Natural Gas |  |  | 24 | E6FT3 | Y | 24 | 7 | 52 | 24 | 7 | 22
1190029 | GENZYME CORPORATION |  | 1 MOUNTAIN RD | PO BOX 9322 | FRAMINGHAM | MA | 017019322 | 1 MOUNTAIN RD | PO BOX 9322 | FRAMINGHAM | MA | 017019322 | N | PRIVATE | NM25 | GENZYME CORPORATION | 5088728400 | joan.boegel@genzyme.com | HENRY | FITZGERALD | 5082702153 | henry.fitzgerald@genzyme.com | WILLIAM | COBB | 5082713386 | william.cobb@genzyme.com | 2 | COMBINED SMALL BOILERS, HEATERS, RTUS, ETC | 12 | BOILER | COMBINED | COMBINED | 1988-01-01 | 2009 | 16.91 | 1 | NATURAL GAS | NATURAL GAS | 209 | Natural Gas |  |  | 28.1399 | E6FT3 | Y | 24 | 7 | 52 | 24 | 7 | 22
1190033 | P&G GILLETTE | FKA GILLETTE COMPANY THE | 1 GILLETTE PARK |  | BOSTON | MA | 021270000 | 1 GILLETTE PARK |  | BOSTON | MA | 021271096 | N | PRIVATE | OP5.5 | GAMBLE, PROCTER AND | 5199831100 | fulgione.tc@pg.com | JOHN | LAMBERT | 6174633192 | lambert.jd@pg.com | JULIE | SEROWIK | 5082771707 | serowik.ja@pg.com | 2 | BOILER #2-COMB ENGINEERING 21VP14WT DUAL FUEL EU2 |  | BOILER | COMBUSTION ENGINEERING | 21VP-14WT | 1982-05-01 | 2011 | 142 | 2 | BOILER #2-COMB ENG 21VP14WT NATURAL GAS | NATURAL GAS | 209 | Natural Gas |  |  | 187.54 | E6FT3 | N | 24 | 7 | 15 | 24 | 7 | 3
1190033 | P&G GILLETTE | FKA GILLETTE COMPANY THE | 1 GILLETTE PARK |  | BOSTON | MA | 021270000 | 1 GILLETTE PARK |  | BOSTON | MA | 021271096 | N | PRIVATE | OP5.5 | GAMBLE, PROCTER AND | 5199831100 | fulgione.tc@pg.com | JOHN | LAMBERT | 6174633192 | lambert.jd@pg.com | JULIE | SEROWIK | 5082771707 | serowik.ja@pg.com | 2 | BOILER #2-COMB ENGINEERING 21VP14WT DUAL FUEL EU2 |  | BOILER | COMBUSTION ENGINEERING | 21VP-14WT | 1982-05-01 | 2011 | 142 | 3 | ULSD | NO.2 | 58 | Distillate Oil (No. 2) | 0.0015 |  | 0 | E3GAL | N | 24 | 7 | 15 | 24 | 7 | 3
1190033 | P&G GILLETTE | FKA GILLETTE COMPANY THE | 1 GILLETTE PARK |  | BOSTON | MA | 021270000 | 1 GILLETTE PARK |  | BOSTON | MA | 021271096 | N | PRIVATE | OP5.5 | GAMBLE, PROCTER AND | 5199831100 | fulgione.tc@pg.com | JOHN | LAMBERT | 6174633192 | lambert.jd@pg.com | JULIE | SEROWIK | 5082771707 | serowik.ja@pg.com | 8 | BOILER #3- ALSTOM POWER 31V2180 - DUAL FUEL -EU #3 |  | BOILER | ALSTOM POWER ENERGY | 31VP2180 | 2003-11-01 | 2011 | 196 | 1 | BOILER #3-ALSTON POWER 31VP2180 NATURAL GAS | NATURAL GAS | 209 | Natural Gas |  |  | 16.73 | E6FT3 | N | 24 | 7 | 2 | 24 | 7 | 1
1190033 | P&G GILLETTE | FKA GILLETTE COMPANY THE | 1 GILLETTE PARK |  | BOSTON | MA | 021270000 | 1 GILLETTE PARK |  | BOSTON | MA | 021271096 | N | PRIVATE | OP5.5 | GAMBLE, PROCTER AND | 5199831100 | fulgione.tc@pg.com | JOHN | LAMBERT | 6174633192 | lambert.jd@pg.com | JULIE | SEROWIK | 5082771707 | serowik.ja@pg.com | 8 | BOILER #3- ALSTOM POWER 31V2180 - DUAL FUEL -EU #3 |  | BOILER | ALSTOM POWER ENERGY | 31VP2180 | 2003-11-01 | 2011 | 196 | 2 | ULSD | NO.2 | 58 | Distillate Oil (No. 2) | 0.0015 |  | 0 | E3GAL | N | 24 | 7 | 2 | 24 | 7 | 1
1190033 | P&G GILLETTE | FKA GILLETTE COMPANY THE | 1 GILLETTE PARK |  | BOSTON | MA | 021270000 | 1 GILLETTE PARK |  | BOSTON | MA | 021271096 | N | PRIVATE | OP5.5 | GAMBLE, PROCTER AND | 5199831100 | fulgione.tc@pg.com | JOHN | LAMBERT | 6174633192 | lambert.jd@pg.com | JULIE | SEROWIK | 5082771707 | serowik.ja@pg.com | 43 | SOLAR GAS TURBINE |  | COMBUSTION TURBINE | SOLAR | TAURUS 70 | 2010-12-14 | 2011 | 76.2 | 1 | NATURAL GAS | NATURAL GAS | 209 | Natural Gas |  |  | 514.104 | E6FT3 | Y | 24 | 7 | 52 | 24 | 7 | 22
1190033 | P&G GILLETTE | FKA GILLETTE COMPANY THE | 1 GILLETTE PARK |  | BOSTON | MA | 021270000 | 1 GILLETTE PARK |  | BOSTON | MA | 021271096 | N | PRIVATE | OP5.5 | GAMBLE, PROCTER AND | 5199831100 | fulgione.tc@pg.com | JOHN | LAMBERT | 6174633192 | lambert.jd@pg.com | JULIE | SEROWIK | 5082771707 | serowik.ja@pg.com | 43 | SOLAR GAS TURBINE |  | COMBUSTION TURBINE | SOLAR | TAURUS 70 | 2010-12-14 | 2011 | 76.2 | 2 | ULSD | DIESEL | 44 | DIESEL | 0.0015 |  | 31.8728 | E3GAL | Y | 24 | 7 | 52 | 24 | 7 | 22
1190033 | P&G GILLETTE | FKA GILLETTE COMPANY THE | 1 GILLETTE PARK |  | BOSTON | MA | 021270000 | 1 GILLETTE PARK |  | BOSTON | MA | 021271096 | N | PRIVATE | OP5.5 | GAMBLE, PROCTER AND | 5199831100 | fulgione.tc@pg.com | JOHN | LAMBERT | 6174633192 | lambert.jd@pg.com | JULIE | SEROWIK | 5082771707 | serowik.ja@pg.com | 44 | HEAT RECOVER STEAM GENERATOR |  | DUCT BURNER | RENTECH | 100 | 2010-12-14 | 2011 | 142 | 1 | NATURAL GAS | NATURAL GAS | 209 | Natural Gas |  |  | 255.89 | E6FT3 | Y | 24 | 7 | 35 | 24 | 7 | 22
1190034 | GLOBE NEWSPAPER COMPANY |  | 135 MORRISSEY BLVD |  | BOSTON | MA | 021072378 | PO BOX 55819 |  | BOSTON | MA | 022055819 | N | PRIVATE | SM25 | GLOBE NEWSPAPER COMPANY INC | 6179293393 | a_schiavi@globe.com | ANTHONY | SCHIAVI | 6179293393 | a_schiavi@globe.com | ANTHONY | SCHIAVI | 6179293393 | a_schiavi@globe.com | 1 | BOILER 1-KEWANEE L35-350-G05 DUAL FUEL |  | BOILER | KEWANEE | L35-350-G05 | 1985-07-01 | 2009 | 15 | 1 | BOILER 1-KEWANEE L35-350-G05 4 OIL-0.5 S | NO.4 | 825 | Distillate Oil (No. 4) | 0.5 | 0.1 | 0 | E3GAL | N | 24 | 7 | 48 | 24 | 7 | 20
1190034 | GLOBE NEWSPAPER COMPANY |  | 135 MORRISSEY BLVD |  | BOSTON | MA | 021072378 | PO BOX 55819 |  | BOSTON | MA | 022055819 | N | PRIVATE | SM25 | GLOBE NEWSPAPER COMPANY INC | 6179293393 | a_schiavi@globe.com | ANTHONY | SCHIAVI | 6179293393 | a_schiavi@globe.com | ANTHONY | SCHIAVI | 6179293393 | a_schiavi@globe.com | 1 | BOILER 1-KEWANEE L35-350-G05 DUAL FUEL |  | BOILER | KEWANEE | L35-350-G05 | 1985-07-01 | 2009 | 15 | 2 | BOILER 1-KEWANEE L35-350-G05 NATURAL GAS | NATURAL GAS | 209 | Natural Gas |  |  | 18.11 | E6FT3 | N | 24 | 7 | 48 | 24 | 7 | 20
1190034 | GLOBE NEWSPAPER COMPANY |  | 135 MORRISSEY BLVD |  | BOSTON | MA | 021072378 | PO BOX 55819 |  | BOSTON | MA | 022055819 | N | PRIVATE | SM25 | GLOBE NEWSPAPER COMPANY INC | 6179293393 | a_schiavi@globe.com | ANTHONY | SCHIAVI | 6179293393 | a_schiavi@globe.com | ANTHONY | SCHIAVI | 6179293393 | a_schiavi@globe.com | 3 | BOILER 3-CLEAVER BROOKS CB439-350-15 DUAL FUEL |  | BOILER | CLEAVER BROOKS | CB439-350-155 | 1970-01-01 | 2009 | 15 | 1 | BOILERCLEAVER BROOKS CB439-350 4 OIL-0.5 S | NO.4 | 825 | Distillate Oil (No. 4) | 0.5 | 0.1 | 0 | E3GAL | N | 24 | 7 | 20 | 24 | 7 | 20
1190034 | GLOBE NEWSPAPER COMPANY |  | 135 MORRISSEY BLVD |  | BOSTON | MA | 021072378 | PO BOX 55819 |  | BOSTON | MA | 022055819 | N | PRIVATE | SM25 | GLOBE NEWSPAPER COMPANY INC | 6179293393 | a_schiavi@globe.com | ANTHONY | SCHIAVI | 6179293393 | a_schiavi@globe.com | ANTHONY | SCHIAVI | 6179293393 | a_schiavi@globe.com | 3 | BOILER 3-CLEAVER BROOKS CB439-350-15 DUAL FUEL |  | BOILER | CLEAVER BROOKS | CB439-350-155 | 1970-01-01 | 2009 | 15 | 2 | BOILER 3-CLEAVER BROOKS CB439-350 NATURAL GAS | NATURAL GAS | 209 | Natural Gas |  |  | 18.11 | E6FT3 | N | 24 | 7 | 20 | 24 | 7 | 20
1190034 | GLOBE NEWSPAPER COMPANY |  | 135 MORRISSEY BLVD |  | BOSTON | MA | 021072378 | PO BOX 55819 |  | BOSTON | MA | 022055819 | N | PRIVATE | SM25 | GLOBE NEWSPAPER COMPANY INC | 6179293393 | a_schiavi@globe.com | ANTHONY | SCHIAVI | 6179293393 | a_schiavi@globe.com | ANTHONY | SCHIAVI | 6179293393 | a_schiavi@globe.com | 32 | BOILER 2-KEWANEE L35-350-G05 |  | BOILER | KEWANEE | L35-350-G05 | 1985-07-01 | 2009 | 15 | 1 | BOILER 2-KEWANEE L35-350-G05 GAS | NATURAL GAS | 209 | Natural Gas |  |  | 18.11 | E6FT3 | N | 24 | 7 | 48 | 24 | 7 | 20
1190048 | TST 125 HIGH STREET LLC |  | 125 HIGH ST |  | BOSTON | MA | 021100000 | 125 HIGH ST RM 1401 |  | BOSTON | MA | 021092608 | N | PRIVATE | NM25 | 125 HIGH STREET PARTNERSHIP | 6173427500 | Mpierce@tishmanspeyer.com | STEVEN | CARLTON | 6173427505 | SCARLTON@TISHMANSPEYER.COM | STEVEN | CARLTON | 6173427500 | SCARLTON@TISHMANSPEYER.COM | 1 | GENERATOR #1-CATERPILLAR #2 OIL-0.3S |  | ENGINE | CATERPILLAR | 3512DI | 1990-06-15 | 2010 | 14 | 1 | GENERATOR #1-CATERPILLAR #2 OIL-0.3S | DIESEL | 44 | DIESEL | 0.3 | 0 | 1 | E3GAL | N | 1 | 1 | 52 | 1 | 1 | 20
1190048 | TST 125 HIGH STREET LLC |  | 125 HIGH ST |  | BOSTON | MA | 021100000 | 125 HIGH ST RM 1401 |  | BOSTON | MA | 021092608 | N | PRIVATE | NM25 | 125 HIGH STREET PARTNERSHIP | 6173427500 | Mpierce@tishmanspeyer.com | STEVEN | CARLTON | 6173427505 | SCARLTON@TISHMANSPEYER.COM | STEVEN | CARLTON | 6173427500 | SCARLTON@TISHMANSPEYER.COM | 2 | GENERATOR #2-CATERPILLAR #2 OIL-0.3S |  | ENGINE | CATERPILLAR | 3512STD | 1990-06-15 | 2010 | 12 | 1 | GENERATOR #2-CATERPILLAR #2 OIL-0.3S | DIESEL | 44 | DIESEL | 0.3 | 0 | 1 | E3GAL | N | 1 | 1 | 52 | 1 | 1 | 20
1190050 | UNIFIRST CORPORATION |  | 80 EAST COTTAGE ST |  | DORCHESTER | MA | 021250000 | 80 EAST COTTAGE ST |  | BOSTON | MA | 021250000 | N | PRIVATE | NM25 | UNIFIRST CORP | 6174272806 | ufirst@unifirst.com | TOM | BEEK | 6174272806 | tom_beek@unifirst.com | JEFFREY | BIBEAU | 4135723243 | jpbibeau@tighebond.com | 7 | AMERICAN DRYER (SMALL) NATURAL GAS .25 MMBTU/HR |  | DRYER | CHALLENGE DRYER | UNKNOWN | 1997-10-31 | 2009 | 100 | 1 | DRYER-CHALLENGE INDUSTRIES #600S NAT GAS | NATURAL GAS | 209 | Natural Gas |  |  | 0.1401 | E6FT3 | N | 10 | 5 | 52 | 10 | 5 | 22
1190054 | NORTHEASTERN UNIVERSITY |  | 360 HUNTINGTON AVE |  | BOSTON | MA | 021150000 | 140 CN | 360 HUNTINGTON AVENUE | BOSTON | MA | 021150000 | N | PRIVATE | OP3 | NORTHEASTERN UNIVERSITY | 6173737902 | b.moghaddam@neu.edu | SAMUEL | SOLOMON | 6173732597 | sa.solomon@neu.edu | BESHAD | MOGHADDAM | 6173737902 | b.moghaddam@neu.edu | 1 | BOILER #1-CLEAVER BROOKS |  | BOILER | CLEAVER - BROOKS | CB.600 - 500 | 1985-08-01 | 2011 | 21 | 1 | BOILER 1-CLEAVER BROOKS CB600-500 NO. 2 OIL | NO.2 | 58 | Distillate Oil (No. 2) | 0.05 | 4 | 0.106 | E3GAL | Y | 24 | 7 | 52 | 24 | 7 | 22
1190054 | NORTHEASTERN UNIVERSITY |  | 360 HUNTINGTON AVE |  | BOSTON | MA | 021150000 | 140 CN | 360 HUNTINGTON AVENUE | BOSTON | MA | 021150000 | N | PRIVATE | OP3 | NORTHEASTERN UNIVERSITY | 6173737902 | b.moghaddam@neu.edu | SAMUEL | SOLOMON | 6173732597 | sa.solomon@neu.edu | BESHAD | MOGHADDAM | 6173737902 | b.moghaddam@neu.edu | 1 | BOILER #1-CLEAVER BROOKS |  | BOILER | CLEAVER - BROOKS | CB.600 - 500 | 1985-08-01 | 2011 | 21 | 2 | BOILER 1-CLEAVER BROOKS CB600-500 NATURAL GAS | NATURAL GAS | 209 | Natural Gas |  |  | 38 | E6FT3 | Y | 24 | 7 | 52 | 24 | 7 | 22
1190054 | NORTHEASTERN UNIVERSITY |  | 360 HUNTINGTON AVE |  | BOSTON | MA | 021150000 | 140 CN | 360 HUNTINGTON AVENUE | BOSTON | MA | 021150000 | N | PRIVATE | OP3 | NORTHEASTERN UNIVERSITY | 6173737902 | b.moghaddam@neu.edu | SAMUEL | SOLOMON | 6173732597 | sa.solomon@neu.edu | BESHAD | MOGHADDAM | 6173737902 | b.moghaddam@neu.edu | 2 | BOILER 2-JOHNSON |  | BOILER | JOHNSON | PFTA-800-3H-150 | 1993-08-01 | 2011 | 32 | 1 | NO. 2 OIL | NO.2 | 58 | Distillate Oil (No. 2) | 0.05 | 4 | 0.04 | E3GAL | Y | 24 | 7 | 52 | 24 | 7 | 22
1190054 | NORTHEASTERN UNIVERSITY |  | 360 HUNTINGTON AVE |  | BOSTON | MA | 021150000 | 140 CN | 360 HUNTINGTON AVENUE | BOSTON | MA | 021150000 | N | PRIVATE | OP3 | NORTHEASTERN UNIVERSITY | 6173737902 | b.moghaddam@neu.edu | SAMUEL | SOLOMON | 6173732597 | sa.solomon@neu.edu | BESHAD | MOGHADDAM | 6173737902 | b.moghaddam@neu.edu | 2 | BOILER 2-JOHNSON |  | BOILER | JOHNSON | PFTA-800-3H-150 | 1993-08-01 | 2011 | 32 | 2 | BOILER #2-JOHNSTON | NATURAL GAS | 209 | Natural Gas |  |  | 69 | E6FT3 | Y | 24 | 7 | 52 | 24 | 7 | 22
1190054 | NORTHEASTERN UNIVERSITY |  | 360 HUNTINGTON AVE |  | BOSTON | MA | 021150000 | 140 CN | 360 HUNTINGTON AVENUE | BOSTON | MA | 021150000 | N | PRIVATE | OP3 | NORTHEASTERN UNIVERSITY | 6173737902 | b.moghaddam@neu.edu | SAMUEL | SOLOMON | 6173732597 | sa.solomon@neu.edu | BESHAD | MOGHADDAM | 6173737902 | b.moghaddam@neu.edu | 3 | BOILER #3-JOHNSON |  | BOILER | JOHNSON | PFTA-800-3H-150 | 1993-08-01 | 2011 | 32 | 1 | NO. 2 OIL | NO.2 | 58 | Distillate Oil (No. 2) | 0.05 | 4 | 0.769 | E3GAL | Y | 24 | 7 | 52 | 24 | 7 | 22
1190054 | NORTHEASTERN UNIVERSITY |  | 360 HUNTINGTON AVE |  | BOSTON | MA | 021150000 | 140 CN | 360 HUNTINGTON AVENUE | BOSTON | MA | 021150000 | N | PRIVATE | OP3 | NORTHEASTERN UNIVERSITY | 6173737902 | b.moghaddam@neu.edu | SAMUEL | SOLOMON | 6173732597 | sa.solomon@neu.edu | BESHAD | MOGHADDAM | 6173737902 | b.moghaddam@neu.edu | 3 | BOILER #3-JOHNSON |  | BOILER | JOHNSON | PFTA-800-3H-150 | 1993-08-01 | 2011 | 32 | 2 | BOILER #3-JOHNSTON | NATURAL GAS | 209 | Natural Gas |  |  | 76 | E6FT3 | Y | 24 | 7 | 52 | 24 | 7 | 22
1190054 | NORTHEASTERN UNIVERSITY |  | 360 HUNTINGTON AVE |  | BOSTON | MA | 021150000 | 140 CN | 360 HUNTINGTON AVENUE | BOSTON | MA | 021150000 | N | PRIVATE | OP3 | NORTHEASTERN UNIVERSITY | 6173737902 | b.moghaddam@neu.edu | SAMUEL | SOLOMON | 6173732597 | sa.solomon@neu.edu | BESHAD | MOGHADDAM | 6173737902 | b.moghaddam@neu.edu | 4 | BOILER #4-JOHNSON |  | BOILER | JOHNSTON | PPTA-1000-4G-150S | 1992-10-01 | 2011 | 42 | 1 | NO. 2 OIL | NO.2 | 58 | Distillate Oil (No. 2) | 0.05 | 4 | 0.778 | E3GAL | Y | 24 | 7 | 52 | 24 | 7 | 22
1190054 | NORTHEASTERN UNIVERSITY |  | 360 HUNTINGTON AVE |  | BOSTON | MA | 021150000 | 140 CN | 360 HUNTINGTON AVENUE | BOSTON | MA | 021150000 | N | PRIVATE | OP3 | NORTHEASTERN UNIVERSITY | 6173737902 | b.moghaddam@neu.edu | SAMUEL | SOLOMON | 6173732597 | sa.solomon@neu.edu | BESHAD | MOGHADDAM | 6173737902 | b.moghaddam@neu.edu | 4 | BOILER #4-JOHNSON |  | BOILER | JOHNSTON | PPTA-1000-4G-150S | 1992-10-01 | 2011 | 42 | 2 | BOILER #4-JOHNSON PPTA-1000-4G-1505 NATURAL GAS | NATURAL GAS | 209 | Natural Gas |  |  | 86.3 | E6FT3 | Y | 24 | 7 | 52 | 24 | 7 | 22
1190054 | NORTHEASTERN UNIVERSITY |  | 360 HUNTINGTON AVE |  | BOSTON | MA | 021150000 | 140 CN | 360 HUNTINGTON AVENUE | BOSTON | MA | 021150000 | N | PRIVATE | OP3 | NORTHEASTERN UNIVERSITY | 6173737902 | b.moghaddam@neu.edu | SAMUEL | SOLOMON | 6173732597 | sa.solomon@neu.edu | BESHAD | MOGHADDAM | 6173737902 | b.moghaddam@neu.edu | 5 | BOILER #5-JOHNSON |  | BOILER | JOHNSTON | PPTA-1000-4G-150S | 1992-10-01 | 2011 | 42 | 1 | NO. 2 OIL | NO.2 | 58 | Distillate Oil (No. 2) | 0.05 | 4 | 0.079 | E3GAL | Y | 24 | 7 | 52 | 24 | 7 | 22
1190054 | NORTHEASTERN UNIVERSITY |  | 360 HUNTINGTON AVE |  | BOSTON | MA | 021150000 | 140 CN | 360 HUNTINGTON AVENUE | BOSTON | MA | 021150000 | N | PRIVATE | OP3 | NORTHEASTERN UNIVERSITY | 6173737902 | b.moghaddam@neu.edu | SAMUEL | SOLOMON | 6173732597 | sa.solomon@neu.edu | BESHAD | MOGHADDAM | 6173737902 | b.moghaddam@neu.edu | 5 | BOILER #5-JOHNSON |  | BOILER | JOHNSTON | PPTA-1000-4G-150S | 1992-10-01 | 2011 | 42 | 2 | BOILER #5-JOHNSON PPTA-1000-4G-1505 NATURAL GAS | NATURAL GAS | 209 | Natural Gas |  |  | 76 | E6FT3 | Y | 24 | 7 | 52 | 24 | 7 | 22
1190054 | NORTHEASTERN UNIVERSITY |  | 360 HUNTINGTON AVE |  | BOSTON | MA | 021150000 | 140 CN | 360 HUNTINGTON AVENUE | BOSTON | MA | 021150000 | N | PRIVATE | OP3 | NORTHEASTERN UNIVERSITY | 6173737902 | b.moghaddam@neu.edu | SAMUEL | SOLOMON | 6173732597 | sa.solomon@neu.edu | BESHAD | MOGHADDAM | 6173737902 | b.moghaddam@neu.edu | 6 | BOILER #6- HURST |  | BOILER | HURST | S5000-150-10 | 2004-12-01 | 2011 | 42 | 1 | NO 2 ULTRA LOW SULFUR DIESEL | NO.2 | 58 | Distillate Oil (No. 2) | 0.0015 | 4 | 0.359 | E3GAL | Y | 24 | 7 | 52 | 24 | 7 | 22
1190054 | NORTHEASTERN UNIVERSITY |  | 360 HUNTINGTON AVE |  | BOSTON | MA | 021150000 | 140 CN | 360 HUNTINGTON AVENUE | BOSTON | MA | 021150000 | N | PRIVATE | OP3 | NORTHEASTERN UNIVERSITY | 6173737902 | b.moghaddam@neu.edu | SAMUEL | SOLOMON | 6173732597 | sa.solomon@neu.edu | BESHAD | MOGHADDAM | 6173737902 | b.moghaddam@neu.edu | 6 | BOILER #6- HURST |  | BOILER | HURST | S5000-150-10 | 2004-12-01 | 2011 | 42 | 2 | BOILER #6- HURST S5000-150-10 NATURAL GAS | NATURAL GAS | 209 | Natural Gas |  |  | 95.3 | E6FT3 | Y | 24 | 7 | 52 | 24 | 7 | 22
1190054 | NORTHEASTERN UNIVERSITY |  | 360 HUNTINGTON AVE |  | BOSTON | MA | 021150000 | 140 CN | 360 HUNTINGTON AVENUE | BOSTON | MA | 021150000 | N | PRIVATE | OP3 | NORTHEASTERN UNIVERSITY | 6173737902 | b.moghaddam@neu.edu | SAMUEL | SOLOMON | 6173732597 | sa.solomon@neu.edu | BESHAD | MOGHADDAM | 6173737902 | b.moghaddam@neu.edu | 51 | SMALL DIESEL EMERGENCY GENERATORS - COMBINED | 23 | ENGINE | VARIOUS - SEE ATTACHED SPREADSHEET | VARIOUS - SEE ATTACHED SPREADSHEET | 1979-06-01 | 2011 | 28.3004 | 1 | ULTRA-LOW SULFUR DIESEL | DIESEL | 44 | DIESEL | 0.0015 | 4 | 1.623 | E3GAL | N | 2 | 1 | 12 | 2 | 1 | 5
1190054 | NORTHEASTERN UNIVERSITY |  | 360 HUNTINGTON AVE |  | BOSTON | MA | 021150000 | 140 CN | 360 HUNTINGTON AVENUE | BOSTON | MA | 021150000 | N | PRIVATE | OP3 | NORTHEASTERN UNIVERSITY | 6173737902 | b.moghaddam@neu.edu | SAMUEL | SOLOMON | 6173732597 | sa.solomon@neu.edu | BESHAD | MOGHADDAM | 6173737902 | b.moghaddam@neu.edu | 53 | SMALL NATURAL GAS BOILERS - COMBINED | 44 | BOILER | VARIOUS - COMBINED UNIT | VARIOUS - COMBINED UNIT | 1995-01-01 | 2011 | 62.1 | 1 | NATURAL GAS | NATURAL GAS | 209 | Natural Gas |  |  | 59.11 | E6FT3 | N | 24 | 7 | 26 | 24 | 7 | 4
1190054 | NORTHEASTERN UNIVERSITY |  | 360 HUNTINGTON AVE |  | BOSTON | MA | 021150000 | 140 CN | 360 HUNTINGTON AVENUE | BOSTON | MA | 021150000 | N | PRIVATE | OP3 | NORTHEASTERN UNIVERSITY | 6173737902 | b.moghaddam@neu.edu | SAMUEL | SOLOMON | 6173732597 | sa.solomon@neu.edu | BESHAD | MOGHADDAM | 6173737902 | b.moghaddam@neu.edu | 56 | NATURAL GAS WATER HEATERS - COMBINED | 26 | BOILER | VARIOUS - COMBINED UNIT | VARIOUS - COMBINED UNIT | 2005-01-01 | 2011 | 16.536 | 1 | NATURAL GAS | NATURAL GAS | 209 | Natural Gas |  |  | 3.92 | E6FT3 | Y | 24 | 7 | 52 | 24 | 7 | 22
1190059 | ST ELIZABETHS MEDICAL CENTER |  | 736 CAMBRIDGE ST |  | BOSTON | MA | 021350000 | 500 BOYLSTON ST |  | BOSTON | MA | 021160000 | N | PRIVATE | SM79-7 | CARITAS SAINT ELIZABETHS MEDICAL CENTER | 6177892055 | Michael.Tabeek@caritaschristi.org | MICHAEL | TABEEK | 6177892088 | Michael.Tabeek@caritaschristi.org | MICHAEL | TABEEK | 6177892490 | Michael.Tabeek@caritaschristi.org | 23 | BOILER #9-CLEAVER-BROOKS CB-200-600 DUAL FUEL |  | BOILER | CLEAVER-BROOKS | CB-200-600 DUAL FUEL | 1999-06-01 | 2011 | 25 | 1 | BOILER #9-CLEAVER BROOKS CB-200-600 #2 OIL 0.0015 | NO.2 | 58 | Distillate Oil (No. 2) | 0.05 | 0 | 0.17 | E3GAL | N | 1 | 2 | 20 | 1 | 2 | 20
1190059 | ST ELIZABETHS MEDICAL CENTER |  | 736 CAMBRIDGE ST |  | BOSTON | MA | 021350000 | 500 BOYLSTON ST |  | BOSTON | MA | 021160000 | N | PRIVATE | SM79-7 | CARITAS SAINT ELIZABETHS MEDICAL CENTER | 6177892055 | Michael.Tabeek@caritaschristi.org | MICHAEL | TABEEK | 6177892088 | Michael.Tabeek@caritaschristi.org | MICHAEL | TABEEK | 6177892490 | Michael.Tabeek@caritaschristi.org | 23 | BOILER #9-CLEAVER-BROOKS CB-200-600 DUAL FUEL |  | BOILER | CLEAVER-BROOKS | CB-200-600 DUAL FUEL | 1999-06-01 | 2011 | 25 | 2 | BOILER #9- NATURAL GAS | NATURAL GAS | 209 | Natural Gas |  |  | 38.88 | E6FT3 | N | 1 | 2 | 20 | 1 | 2 | 20
1190059 | ST ELIZABETHS MEDICAL CENTER |  | 736 CAMBRIDGE ST |  | BOSTON | MA | 021350000 | 500 BOYLSTON ST |  | BOSTON | MA | 021160000 | N | PRIVATE | SM79-7 | CARITAS SAINT ELIZABETHS MEDICAL CENTER | 6177892055 | Michael.Tabeek@caritaschristi.org | MICHAEL | TABEEK | 6177892088 | Michael.Tabeek@caritaschristi.org | MICHAEL | TABEEK | 6177892490 | Michael.Tabeek@caritaschristi.org | 24 | BOILER #10-CLEAVER BROOKS CB-200-600 DUAL FUEL |  | BOILER | CLVR BRKS | CB-200-600 | 1999-06-01 | 2011 | 25 | 1 | BOILER #10-CLVR BRKS CB-200-600 #2 OIL 0.0015S | NO.2 | 58 | Distillate Oil (No. 2) | 0.0015 | 0 | 0.17 | E3GAL | N | 1 | 2 | 20 | 1 | 2 | 20
1190059 | ST ELIZABETHS MEDICAL CENTER |  | 736 CAMBRIDGE ST |  | BOSTON | MA | 021350000 | 500 BOYLSTON ST |  | BOSTON | MA | 021160000 | N | PRIVATE | SM79-7 | CARITAS SAINT ELIZABETHS MEDICAL CENTER | 6177892055 | Michael.Tabeek@caritaschristi.org | MICHAEL | TABEEK | 6177892088 | Michael.Tabeek@caritaschristi.org | MICHAEL | TABEEK | 6177892490 | Michael.Tabeek@caritaschristi.org | 24 | BOILER #10-CLEAVER BROOKS CB-200-600 DUAL FUEL |  | BOILER | CLVR BRKS | CB-200-600 | 1999-06-01 | 2011 | 25 | 2 | BOILER #10- NATURAL GAS | NATURAL GAS | 209 | Natural Gas |  |  | 38.88 | E6FT3 | N | 1 | 2 | 20 | 1 | 2 | 20
1190059 | ST ELIZABETHS MEDICAL CENTER |  | 736 CAMBRIDGE ST |  | BOSTON | MA | 021350000 | 500 BOYLSTON ST |  | BOSTON | MA | 021160000 | N | PRIVATE | SM79-7 | CARITAS SAINT ELIZABETHS MEDICAL CENTER | 6177892055 | Michael.Tabeek@caritaschristi.org | MICHAEL | TABEEK | 6177892088 | Michael.Tabeek@caritaschristi.org | MICHAEL | TABEEK | 6177892490 | Michael.Tabeek@caritaschristi.org | 25 | BOILER #11-CLVR BRKS CB-200-600 DUAL FUEL |  | BOILER | CLVR BRKS | CB-200-600 | 1999-06-01 | 2011 | 25 | 1 | BOILER #11-CLVR BRKS CB-200-600 #2 OIL 0.0015S | NO.2 | 58 | Distillate Oil (No. 2) | 0.0015 | 0 | 0.17 | E3GAL | N | 1 | 2 | 20 | 2 | 2 | 20
1190059 | ST ELIZABETHS MEDICAL CENTER |  | 736 CAMBRIDGE ST |  | BOSTON | MA | 021350000 | 500 BOYLSTON ST |  | BOSTON | MA | 021160000 | N | PRIVATE | SM79-7 | CARITAS SAINT ELIZABETHS MEDICAL CENTER | 6177892055 | Michael.Tabeek@caritaschristi.org | MICHAEL | TABEEK | 6177892088 | Michael.Tabeek@caritaschristi.org | MICHAEL | TABEEK | 6177892490 | Michael.Tabeek@caritaschristi.org | 25 | BOILER #11-CLVR BRKS CB-200-600 DUAL FUEL |  | BOILER | CLVR BRKS | CB-200-600 | 1999-06-01 | 2011 | 25 | 2 | BOILER #11- NATURAL GAS | NATURAL GAS | 209 | Natural Gas |  |  | 38.88 | E6FT3 | N | 1 | 2 | 20 | 2 | 2 | 20
1190065 | SUFFOLK COUNTY COURT |  | PEMBERTON SQ |  | BOSTON | MA | 021080000 | PEMBERTON SQUARE |  | BOSTON | MA | 021080000 | Y | STATE | NM99 | SUFFOLK COUNTY COURTHOUSE | 6177258787 | joseph.mantone@jud.state.ma.us | JOSEPH | MANTONE | 6177226124 | JOE.MANTONE@JUD.STATE.MA.US | JOSEPH | MANTONE | 6177258787 | joseph.mantone@jud.state.ma.us | 1 | BOILER #1-CLEAVER BROOKS CB700-250-15 10.5 MMBTU |  | BOILER | CLEAVER BROOKS | CB700-250-15 | 1994-01-01 | 2010 | 11 | 1 | BOILER #1-CL BROOKS CB700-250-15 NATURAL GAS | NATURAL GAS | 209 | Natural Gas |  |  | 18.76 | E6FT3 | N | 24 | 7 | 52 | 0 | 0 | 0
1190065 | SUFFOLK COUNTY COURT |  | PEMBERTON SQ |  | BOSTON | MA | 021080000 | PEMBERTON SQUARE |  | BOSTON | MA | 021080000 | Y | STATE | NM99 | SUFFOLK COUNTY COURTHOUSE | 6177258787 | joseph.mantone@jud.state.ma.us | JOSEPH | MANTONE | 6177226124 | JOE.MANTONE@JUD.STATE.MA.US | JOSEPH | MANTONE | 6177258787 | joseph.mantone@jud.state.ma.us | 2 | BOILER #2-CLEAVER BROOKS CB700-250-15 10.5 MMBTU |  | BOILER | CLEAVER BROOKS | CB700-250-15 | 1994-01-01 | 2010 | 11 | 1 | BOILER #2-CL BROOKS CB700-250-15 NATURAL GAS | NATURAL GAS | 209 | Natural Gas |  |  | 18.76 | E6FT3 | N | 24 | 7 | 52 | 0 | 0 | 0
1190065 | SUFFOLK COUNTY COURT |  | PEMBERTON SQ |  | BOSTON | MA | 021080000 | PEMBERTON SQUARE |  | BOSTON | MA | 021080000 | Y | STATE | NM99 | SUFFOLK COUNTY COURTHOUSE | 6177258787 | joseph.mantone@jud.state.ma.us | JOSEPH | MANTONE | 6177226124 | JOE.MANTONE@JUD.STATE.MA.US | JOSEPH | MANTONE | 6177258787 | joseph.mantone@jud.state.ma.us | 3 | BOILER #3-CLEAVER BROOKS CB700-250-15 10.5 MMBTU |  | BOILER | CLEAVER BROOKS | CB700-250-15 | 1994-10-03 | 2010 | 11 | 1 | BOILER #3-CL BROOKS CB700-250-15 NATURAL GAS | NATURAL GAS | 209 | Natural Gas |  |  | 18.76 | E6FT3 | N | 24 | 7 | 52 | 0 | 0 | 0
1190065 | SUFFOLK COUNTY COURT |  | PEMBERTON SQ |  | BOSTON | MA | 021080000 | PEMBERTON SQUARE |  | BOSTON | MA | 021080000 | Y | STATE | NM99 | SUFFOLK COUNTY COURTHOUSE | 6177258787 | joseph.mantone@jud.state.ma.us | JOSEPH | MANTONE | 6177226124 | JOE.MANTONE@JUD.STATE.MA.US | JOSEPH | MANTONE | 6177258787 | joseph.mantone@jud.state.ma.us | 4 | BOILER #4-CLEAVER BROOKS CB700-250-15 10.5 MMBTU |  | BOILER | CLEAVER BROOKS | CB700-250-15 | 1994-10-03 | 2010 | 11 | 1 | BOILER #4-CL BROOKS CB700-250-15 NATURAL GAS | NATURAL GAS | 209 | Natural Gas |  |  | 18.76 | E6FT3 | N | 24 | 7 | 52 | 0 | 0 | 0
1190068 | BRIGHTON MARINE HEALTH |  | 77 WARREN ST |  | BOSTON | MA | 021350000 | 77 WARREN STREET |  | BOSTON | MA | 021350000 | N | PRIVATE | NM50 | BRIGHTON MARINE HEALTH CENTER | 6175625222 | arthurberg@brimarine.org | ARTHUR | BERG | 6175625224 | arthurberg@brimarine.org | ARTHUR | BERG | 6175625224 | arthurberg@brimarine.org | 2 | CLEAVER BROOKS 14.6 MMBTU BOILER - BUILDING 10 |  | BOILER | CLEAVER BROOKS | CB600-350 | 1975-08-19 | 2011 | 14.645 | 1 | FUEL OIL (NO.2) | NO.2 | 58 | Distillate Oil (No. 2) | 0.164 |  | 39.89 | E3GAL | N | 24 | 7 | 26 | 0 | 0 | 0
1190070 | LEMUEL SHATTUCK HOSPITAL |  | 170 MORTON ST |  | BOSTON | MA | 021300000 | 170 MORTON ST |  | BOSTON | MA | 021300000 | Y | STATE | SM50 | LEMUEL SHATTUCK HOSPITAL | 6175228110 | ron.macintyre@state.ma.us | RONALD | MACINTYRE | 6179713292 | ron.macintyre@state.ma.us | RONALD | MACINTYRE | 6179713292 | ron.macintyre@state.ma.us | 1 | BOILER #1-CLEAVER BROOKS DUAL FUEL |  | BOILER | CLEVER BROOKS | CB-800-GO-LE | 2002-07-09 | 2009 | 32 | 1 | BOILER #1-CLEAVER BROOKS #CB200800150 #2 OIL@0.3S | NO.2 | 58 | Distillate Oil (No. 2) | 0.3 |  | 0 | E3GAL | N | 24 | 7 | 48 | 24 | 7 | 16
1190070 | LEMUEL SHATTUCK HOSPITAL |  | 170 MORTON ST |  | BOSTON | MA | 021300000 | 170 MORTON ST |  | BOSTON | MA | 021300000 | Y | STATE | SM50 | LEMUEL SHATTUCK HOSPITAL | 6175228110 | ron.macintyre@state.ma.us | RONALD | MACINTYRE | 6179713292 | ron.macintyre@state.ma.us | RONALD | MACINTYRE | 6179713292 | ron.macintyre@state.ma.us | 1 | BOILER #1-CLEAVER BROOKS DUAL FUEL |  | BOILER | CLEVER BROOKS | CB-800-GO-LE | 2002-07-09 | 2009 | 32 | 2 | BOILER #1-CLEAVER BROOKS #CB200800150 NATURAL GAS | NATURAL GAS | 209 | Natural Gas |  |  | 45.82 | E6FT3 | N | 24 | 7 | 48 | 24 | 7 | 16
1190070 | LEMUEL SHATTUCK HOSPITAL |  | 170 MORTON ST |  | BOSTON | MA | 021300000 | 170 MORTON ST |  | BOSTON | MA | 021300000 | Y | STATE | SM50 | LEMUEL SHATTUCK HOSPITAL | 6175228110 | ron.macintyre@state.ma.us | RONALD | MACINTYRE | 6179713292 | ron.macintyre@state.ma.us | RONALD | MACINTYRE | 6179713292 | ron.macintyre@state.ma.us | 2 | BOILER #2-CLEAVER BROOKS #CB200800150 DUAL FUEL |  | BOILER | CLEVER BROOKS | CB-800-GO-LE | 2002-08-09 | 2009 | 32 | 1 | BOILER #2-CLEAVER BROOKS #CB200800150 #2 OIL@0.3S | NO.2 | 58 | Distillate Oil (No. 2) | 0.3 | 0.1 | 0 | E3GAL | N | 24 | 7 | 48 | 24 | 7 | 16
1190070 | LEMUEL SHATTUCK HOSPITAL |  | 170 MORTON ST |  | BOSTON | MA | 021300000 | 170 MORTON ST |  | BOSTON | MA | 021300000 | Y | STATE | SM50 | LEMUEL SHATTUCK HOSPITAL | 6175228110 | ron.macintyre@state.ma.us | RONALD | MACINTYRE | 6179713292 | ron.macintyre@state.ma.us | RONALD | MACINTYRE | 6179713292 | ron.macintyre@state.ma.us | 2 | BOILER #2-CLEAVER BROOKS #CB200800150 DUAL FUEL |  | BOILER | CLEVER BROOKS | CB-800-GO-LE | 2002-08-09 | 2009 | 32 | 2 | BOILER #2-CLEAVER BROOKS #CB200800150 NATURAL GAS | NATURAL GAS | 209 | Natural Gas |  |  | 10.953 | E6FT3 | N | 24 | 7 | 48 | 24 | 7 | 16
1190081 | KINDRED HOSPITAL BRAINTREE LLC |  | 2001 WASHINGTON ST |  | BRAINTREE | MA | 021840000 | 2001 WASHINGTON ST |  | BRAINTREE | MA | 021840000 | N | PRIVATE | SM79-R | NORTHEAST SPECIALTY HOSPITAL | 7818482600 | Patrick.Gunderson@kindredhealthcare.com | ROBERT | GUNDERSON | 7818482600 | Robert.Gunderson@Kindredhealthcare.com | DICK | WATT | 7812978640 | RichardF.Watt@kindredhealthcare.com | 1 | BOILER #1-CLEAVER BROOKS #600-350HP |  | BOILER | CLEAVER BROOKS | #600 | 1975-12-01 | 2011 | 20 | 1 | BOILER #1-CLEAVER BROOKS #600-350 | NO.2 | 58 | Distillate Oil (No. 2) | 0.3 |  | 0 | E3GAL | N | 12 | 7 | 52 | 12 | 7 | 22
1190081 | KINDRED HOSPITAL BRAINTREE LLC |  | 2001 WASHINGTON ST |  | BRAINTREE | MA | 021840000 | 2001 WASHINGTON ST |  | BRAINTREE | MA | 021840000 | N | PRIVATE | SM79-R | NORTHEAST SPECIALTY HOSPITAL | 7818482600 | Patrick.Gunderson@kindredhealthcare.com | ROBERT | GUNDERSON | 7818482600 | Robert.Gunderson@Kindredhealthcare.com | DICK | WATT | 7812978640 | RichardF.Watt@kindredhealthcare.com | 1 | BOILER #1-CLEAVER BROOKS #600-350HP |  | BOILER | CLEAVER BROOKS | #600 | 1975-12-01 | 2011 | 20 | 2 | BOILER #1-CLEAVER BROOKS #600350 NAT GAS | NATURAL GAS | 209 | Natural Gas |  |  | 13 | E6FT3 | N | 12 | 7 | 52 | 12 | 7 | 22
1190081 | KINDRED HOSPITAL BRAINTREE LLC |  | 2001 WASHINGTON ST |  | BRAINTREE | MA | 021840000 | 2001 WASHINGTON ST |  | BRAINTREE | MA | 021840000 | N | PRIVATE | SM79-R | NORTHEAST SPECIALTY HOSPITAL | 7818482600 | Patrick.Gunderson@kindredhealthcare.com | ROBERT | GUNDERSON | 7818482600 | Robert.Gunderson@Kindredhealthcare.com | DICK | WATT | 7812978640 | RichardF.Watt@kindredhealthcare.com | 2 | BOILER #2-CLEAVER BROOKS #600-350HP |  | BOILER | CLEAVER BROOKS | CB 400 350 | 1975-10-01 | 2011 | 15 | 1 | BOILER #2-CLEAVER BROOKS #600-350 | NO.2 | 58 | Distillate Oil (No. 2) | 0.3 | 0 | 0 | E3GAL | N | 12 | 7 | 52 | 4 | 7 | 22
1190081 | KINDRED HOSPITAL BRAINTREE LLC |  | 2001 WASHINGTON ST |  | BRAINTREE | MA | 021840000 | 2001 WASHINGTON ST |  | BRAINTREE | MA | 021840000 | N | PRIVATE | SM79-R | NORTHEAST SPECIALTY HOSPITAL | 7818482600 | Patrick.Gunderson@kindredhealthcare.com | ROBERT | GUNDERSON | 7818482600 | Robert.Gunderson@Kindredhealthcare.com | DICK | WATT | 7812978640 | RichardF.Watt@kindredhealthcare.com | 2 | BOILER #2-CLEAVER BROOKS #600-350HP |  | BOILER | CLEAVER BROOKS | CB 400 350 | 1975-10-01 | 2011 | 15 | 2 | NATURAL GAS | NATURAL GAS | 209 | Natural Gas |  |  | 0 | E6FT3 | N | 12 | 7 | 52 | 4 | 7 | 22
1190085 | BRIGHAM & WOMENS HOSPITAL |  | 75 FRANCIS ST |  | BOSTON | MA | 021156110 | 75 FRANCIS ST. |  | BOSTON | MA | 021156110 | N | PRIVATE | SM50 | BRIGHAM - WOMEN S HOSPITAL | 6177326721 | gplayer@partners.org | GEORGE | PLAYER | 6177326721 | gplayer@partners.org | PATRICK | MACDONALD | 6175257350 | pmacdonald2@partners.org | 2 | GENERATOR #1-DETROIT #149 1,000 KW 10.5 MMBTU/HR |  | ENGINE | DETROIT | 9163 7305 | 1979-01-01 | 2009 | 10 | 1 | ULTRA LOW SULFUR DIESEL | DIESEL | 44 | DIESEL | 0.0015 | 0 | 2.404 | E3GAL | N | 1 | 1 | 52 | 1 | 1 | 22
1190085 | BRIGHAM & WOMENS HOSPITAL |  | 75 FRANCIS ST |  | BOSTON | MA | 021156110 | 75 FRANCIS ST. |  | BOSTON | MA | 021156110 | N | PRIVATE | SM50 | BRIGHAM - WOMEN S HOSPITAL | 6177326721 | gplayer@partners.org | GEORGE | PLAYER | 6177326721 | gplayer@partners.org | PATRICK | MACDONALD | 6175257350 | pmacdonald2@partners.org | 3 | GENERATOR #2-DETROIT #149 1,000 KW 10.5 MMBTU/HR |  | ENGINE | DETROIT | 9163 7305 | 1979-01-01 | 2009 | 10 | 1 | ULTRA LOW SULFUR DIESEL | DIESEL | 44 | DIESEL | 0.0015 | 0 | 2.4 | E3GAL | N | 1 | 1 | 52 | 1 | 1 | 22
1190085 | BRIGHAM & WOMENS HOSPITAL |  | 75 FRANCIS ST |  | BOSTON | MA | 021156110 | 75 FRANCIS ST. |  | BOSTON | MA | 021156110 | N | PRIVATE | SM50 | BRIGHAM - WOMEN S HOSPITAL | 6177326721 | gplayer@partners.org | GEORGE | PLAYER | 6177326721 | gplayer@partners.org | PATRICK | MACDONALD | 6175257350 | pmacdonald2@partners.org | 4 | GENERATOR #3-DETROIT #149 1,000 KW 10.5 MMBTU/HR |  | ENGINE | DETROIT | 9163 7305 | 1979-01-01 | 2009 | 10 | 1 | ULTRA LOW SULFUR DIESEL | DIESEL | 44 | DIESEL | 0.0015 | 0 | 2.404 | E3GAL | N | 1 | 1 | 52 | 1 | 1 | 22
1190085 | BRIGHAM & WOMENS HOSPITAL |  | 75 FRANCIS ST |  | BOSTON | MA | 021156110 | 75 FRANCIS ST. |  | BOSTON | MA | 021156110 | N | PRIVATE | SM50 | BRIGHAM - WOMEN S HOSPITAL | 6177326721 | gplayer@partners.org | GEORGE | PLAYER | 6177326721 | gplayer@partners.org | PATRICK | MACDONALD | 6175257350 | pmacdonald2@partners.org | 5 | GENERATOR #4-DETROIT #149 1,000 KW 10.5 MMBTU/HR |  | ENGINE | DETROIT | 9163 7305 | 1979-01-01 | 2009 | 10 | 1 | ULTRA LOW SULFUR DIESEL FUEL | DIESEL | 44 | DIESEL | 0.0015 | 0 | 2.404 | E3GAL | N | 1 | 1 | 52 | 1 | 1 | 22
1190085 | BRIGHAM & WOMENS HOSPITAL |  | 75 FRANCIS ST |  | BOSTON | MA | 021156110 | 75 FRANCIS ST. |  | BOSTON | MA | 021156110 | N | PRIVATE | SM50 | BRIGHAM - WOMEN S HOSPITAL | 6177326721 | gplayer@partners.org | GEORGE | PLAYER | 6177326721 | gplayer@partners.org | PATRICK | MACDONALD | 6175257350 | pmacdonald2@partners.org | 19 | SHAPIRO CATERPILLAR 1250 KW EMERGENCY GEN #3 |  | ENGINE | CATERPILLAR | QSK 50 DQGAA | 2007-03-03 | 2009 | 12.978 | 1 | ULTRA LOW SULFUR DIESEL | DIESEL | 44 | DIESEL | 0.0015 | 0 | 3.23 | E3GAL | N | 1 | 1 | 52 | 1 | 1 | 22
1190085 | BRIGHAM & WOMENS HOSPITAL |  | 75 FRANCIS ST |  | BOSTON | MA | 021156110 | 75 FRANCIS ST. |  | BOSTON | MA | 021156110 | N | PRIVATE | SM50 | BRIGHAM - WOMEN S HOSPITAL | 6177326721 | gplayer@partners.org | GEORGE | PLAYER | 6177326721 | gplayer@partners.org | PATRICK | MACDONALD | 6175257350 | pmacdonald2@partners.org | 20 | SHAPIRO CATERPILLAR 1250 KW EMERGENCY GEN #2 |  | ENGINE | CATERPILLAR | QSK50-G4 NR2 | 2007-03-03 | 2009 | 12.978 | 1 | ULTRA LOW SULFUR DIESEL | DIESEL | 44 | DIESEL | 0.0015 | 0 | 3.23 | E3GAL | N | 1 | 1 | 52 | 1 | 1 | 22
1190085 | BRIGHAM & WOMENS HOSPITAL |  | 75 FRANCIS ST |  | BOSTON | MA | 021156110 | 75 FRANCIS ST. |  | BOSTON | MA | 021156110 | N | PRIVATE | SM50 | BRIGHAM - WOMEN S HOSPITAL | 6177326721 | gplayer@partners.org | GEORGE | PLAYER | 6177326721 | gplayer@partners.org | PATRICK | MACDONALD | 6175257350 | pmacdonald2@partners.org | 22 | SHAPIRO CATERPILLAR 1250 KW EMERGENCY GEN #1 |  | ENGINE | CATERPILLAR | QSK50-G4 NR2 | 2007-03-03 | 2009 | 12.978 | 1 | ULTRA LOW SULFUR DIESEL | DIESEL | 44 | DIESEL | 0.0015 | 0 | 3.23 | E3GAL | N | 1 | 1 | 52 | 1 | 1 | 22
1190086 | SIMMONS COLLEGE |  | 84 PILGRIM RD |  | BOSTON | MA | 021150000 | 300 THE FENWAY | FACILITIES DEPARTMENT | BOSTON | MA | 021150000 | N | PRIVATE | SM25 | SIMMONS COLLEGE | 6175212243 | Steven.Gusmini@simmons.edu | STEVEN | GUSMINI | 6175212243 | Steven.Gusmini@simmons.edu | STEVEN | GUSMINI | 6175212243 | Steven.Gusmini@simmons.edu | 4 | CLEAVER BROOKS CBLE 200-350 NATURAL GAS |  | BOILER | CLEAVER BROOKS | CBLE 200 350 | 1998-09-11 | 2010 | 14 | 2 | BOILER #4- CLEAVER BROOKS CBLE NATURAL GAS | NATURAL GAS | 209 | Natural Gas |  |  | 12.446 | E6FT3 | N | 24 | 7 | 52 | 8 | 7 | 7
1190086 | SIMMONS COLLEGE |  | 84 PILGRIM RD |  | BOSTON | MA | 021150000 | 300 THE FENWAY | FACILITIES DEPARTMENT | BOSTON | MA | 021150000 | N | PRIVATE | SM25 | SIMMONS COLLEGE | 6175212243 | Steven.Gusmini@simmons.edu | STEVEN | GUSMINI | 6175212243 | Steven.Gusmini@simmons.edu | STEVEN | GUSMINI | 6175212243 | Steven.Gusmini@simmons.edu | 4 | CLEAVER BROOKS CBLE 200-350 NATURAL GAS |  | BOILER | CLEAVER BROOKS | CBLE 200 350 | 1998-09-11 | 2010 | 14 | 3 | DISTILLATE FUEL OIL: #2 | NO.2 | 58 | Distillate Oil (No. 2) | 0.3 |  | 0 | E3GAL | N | 24 | 7 | 52 | 8 | 7 | 7
1190086 | SIMMONS COLLEGE |  | 84 PILGRIM RD |  | BOSTON | MA | 021150000 | 300 THE FENWAY | FACILITIES DEPARTMENT | BOSTON | MA | 021150000 | N | PRIVATE | SM25 | SIMMONS COLLEGE | 6175212243 | Steven.Gusmini@simmons.edu | STEVEN | GUSMINI | 6175212243 | Steven.Gusmini@simmons.edu | STEVEN | GUSMINI | 6175212243 | Steven.Gusmini@simmons.edu | 5 | CLEAVER BROOKS CB-200-350 NATURAL GAS |  | BOILER | CLEAVER BROOKS | CB-200-350 | 1998-08-11 | 2010 | 14 | 2 | BOILER #5- CLEAVER BROOKS CB200-350 NATURAL GAS | NATURAL GAS | 209 | Natural Gas |  |  | 4.149 | E6FT3 | N | 24 | 7 | 13 | 8 | 7 | 8
1190086 | SIMMONS COLLEGE |  | 84 PILGRIM RD |  | BOSTON | MA | 021150000 | 300 THE FENWAY | FACILITIES DEPARTMENT | BOSTON | MA | 021150000 | N | PRIVATE | SM25 | SIMMONS COLLEGE | 6175212243 | Steven.Gusmini@simmons.edu | STEVEN | GUSMINI | 6175212243 | Steven.Gusmini@simmons.edu | STEVEN | GUSMINI | 6175212243 | Steven.Gusmini@simmons.edu | 5 | CLEAVER BROOKS CB-200-350 NATURAL GAS |  | BOILER | CLEAVER BROOKS | CB-200-350 | 1998-08-11 | 2010 | 14 | 3 | DISTILLATE FUEL OIL: #2 | NO.2 | 58 | Distillate Oil (No. 2) | 0.3 |  | 0 | E3GAL | N | 24 | 7 | 13 | 8 | 7 | 8
1190092 | HARVARD UNIVERSITY |  | 46 BLACKSTONE ST |  | CAMBRIDGE | MA | 021390000 | 46 BLACKSTONE STREET |  | CAMBRIDGE | MA | 021390000 | N | UTILITY | OP8 | THE PRESIDENT AND FELLOWS OF HARVARD COLLEGE/HARVARD UNIVERSITY | 6174952370 | maureen_kotlas@harvard.edu | GORDON | REYNOLDS | 6174961359 | gordon_reynolds@harvard.edu | GORDON | REYNOLDS | 6174961359 | gordon_reynolds@harvard.edu | 2 | BOILER #6-BABCOCK+WILCOX-STEILING DUAL FUEL |  | BOILER | BABCOCK+WILCOX | BABCOCK+WILCOX | 1949-10-01 | 2011 | 194 | 1 | NO. 6 OIL-0.5 SULFUR CONTENT | NO.6 | 923 | Residual Oil (No. 6) | 0.5 | 0.1 | 0 | E3GAL | N | 19 | 3 | 1 | 0 | 0 | 0
1190092 | HARVARD UNIVERSITY |  | 46 BLACKSTONE ST |  | CAMBRIDGE | MA | 021390000 | 46 BLACKSTONE STREET |  | CAMBRIDGE | MA | 021390000 | N | UTILITY | OP8 | THE PRESIDENT AND FELLOWS OF HARVARD COLLEGE/HARVARD UNIVERSITY | 6174952370 | maureen_kotlas@harvard.edu | GORDON | REYNOLDS | 6174961359 | gordon_reynolds@harvard.edu | GORDON | REYNOLDS | 6174961359 | gordon_reynolds@harvard.edu | 2 | BOILER #6-BABCOCK+WILCOX-STEILING DUAL FUEL |  | BOILER | BABCOCK+WILCOX | BABCOCK+WILCOX | 1949-10-01 | 2011 | 194 | 2 | BOILER #6-BABCOCK+WILCOX-STEILING NATURAL GAS | NATURAL GAS | 209 | Natural Gas |  |  | 3.2 | E6FT3 | N | 19 | 3 | 1 | 0 | 0 | 0
1190092 | HARVARD UNIVERSITY |  | 46 BLACKSTONE ST |  | CAMBRIDGE | MA | 021390000 | 46 BLACKSTONE STREET |  | CAMBRIDGE | MA | 021390000 | N | UTILITY | OP8 | THE PRESIDENT AND FELLOWS OF HARVARD COLLEGE/HARVARD UNIVERSITY | 6174952370 | maureen_kotlas@harvard.edu | GORDON | REYNOLDS | 6174961359 | gordon_reynolds@harvard.edu | GORDON | REYNOLDS | 6174961359 | gordon_reynolds@harvard.edu | 3 | BOILER #11-COMBUSTION ENGINEERING VU-60 DUAL FUEL |  | BOILER | COMBUSTION ENGINEERING | COMBUSTION ENGINEERING | 1963-07-01 | 2011 | 286 | 1 | BOILER #11-COMB ENGINEERING VU-60 #6 OIL-0.5 S | NO.6 | 923 | Residual Oil (No. 6) | 0.5 | 0.1 | 24.64 | E3GAL | N | 13 | 7 | 45 | 6 | 6 | 14
1190092 | HARVARD UNIVERSITY |  | 46 BLACKSTONE ST |  | CAMBRIDGE | MA | 021390000 | 46 BLACKSTONE STREET |  | CAMBRIDGE | MA | 021390000 | N | UTILITY | OP8 | THE PRESIDENT AND FELLOWS OF HARVARD COLLEGE/HARVARD UNIVERSITY | 6174952370 | maureen_kotlas@harvard.edu | GORDON | REYNOLDS | 6174961359 | gordon_reynolds@harvard.edu | GORDON | REYNOLDS | 6174961359 | gordon_reynolds@harvard.edu | 3 | BOILER #11-COMBUSTION ENGINEERING VU-60 DUAL FUEL |  | BOILER | COMBUSTION ENGINEERING | COMBUSTION ENGINEERING | 1963-07-01 | 2011 | 286 | 2 | BOILER #11-COMB ENGINEERING VU-60 NATURAL GAS | NATURAL GAS | 209 | Natural Gas |  |  | 427 | E6FT3 | N | 13 | 7 | 45 | 6 | 6 | 14
1190092 | HARVARD UNIVERSITY |  | 46 BLACKSTONE ST |  | CAMBRIDGE | MA | 021390000 | 46 BLACKSTONE STREET |  | CAMBRIDGE | MA | 021390000 | N | UTILITY | OP8 | THE PRESIDENT AND FELLOWS OF HARVARD COLLEGE/HARVARD UNIVERSITY | 6174952370 | maureen_kotlas@harvard.edu | GORDON | REYNOLDS | 6174961359 | gordon_reynolds@harvard.edu | GORDON | REYNOLDS | 6174961359 | gordon_reynolds@harvard.edu | 4 | BOILER #12-COMBUSTION ENGINEERING VU-60 DUAL FUEL |  | BOILER | COMBUSTION ENGINEERING | COMBUSTION ENGINEERING | 1963-07-01 | 2011 | 286 | 1 | BOILER #12-COMB ENGINEERING VU-60 #6 OIL-0.5 S | NO.6 | 923 | Residual Oil (No. 6) | 0.5 | 0.1 | 121.68 | E3GAL | N | 14 | 6 | 41 | 8 | 7 | 10
1190092 | HARVARD UNIVERSITY |  | 46 BLACKSTONE ST |  | CAMBRIDGE | MA | 021390000 | 46 BLACKSTONE STREET |  | CAMBRIDGE | MA | 021390000 | N | UTILITY | OP8 | THE PRESIDENT AND FELLOWS OF HARVARD COLLEGE/HARVARD UNIVERSITY | 6174952370 | maureen_kotlas@harvard.edu | GORDON | REYNOLDS | 6174961359 | gordon_reynolds@harvard.edu | GORDON | REYNOLDS | 6174961359 | gordon_reynolds@harvard.edu | 4 | BOILER #12-COMBUSTION ENGINEERING VU-60 DUAL FUEL |  | BOILER | COMBUSTION ENGINEERING | COMBUSTION ENGINEERING | 1963-07-01 | 2011 | 286 | 2 | BOILER #12-COMB ENGINEERING VU-60 NATURAL GAS | NATURAL GAS | 209 | Natural Gas |  |  | 364 | E6FT3 | N | 14 | 6 | 41 | 8 | 7 | 10
1190092 | HARVARD UNIVERSITY |  | 46 BLACKSTONE ST |  | CAMBRIDGE | MA | 021390000 | 46 BLACKSTONE STREET |  | CAMBRIDGE | MA | 021390000 | N | UTILITY | OP8 | THE PRESIDENT AND FELLOWS OF HARVARD COLLEGE/HARVARD UNIVERSITY | 6174952370 | maureen_kotlas@harvard.edu | GORDON | REYNOLDS | 6174961359 | gordon_reynolds@harvard.edu | GORDON | REYNOLDS | 6174961359 | gordon_reynolds@harvard.edu | 7 | CUMMINS EMERGENCY GENERATOR |  | ENGINE | CUMMINS | CUMMINS | 2007-01-01 | 2011 | 20.2 | 1 | ULTRA LOW SULFUR DIESEL | DIESEL | 44 | DIESEL | 0.003 | 0 | 1.77 | E3GAL | N | 1 | 1 | 13 | 2 | 1 | 3
1190092 | HARVARD UNIVERSITY |  | 46 BLACKSTONE ST |  | CAMBRIDGE | MA | 021390000 | 46 BLACKSTONE STREET |  | CAMBRIDGE | MA | 021390000 | N | UTILITY | OP8 | THE PRESIDENT AND FELLOWS OF HARVARD COLLEGE/HARVARD UNIVERSITY | 6174952370 | maureen_kotlas@harvard.edu | GORDON | REYNOLDS | 6174961359 | gordon_reynolds@harvard.edu | GORDON | REYNOLDS | 6174961359 | gordon_reynolds@harvard.edu | 8 | BOILER 13 |  | BOILER | B&W | FM-160-70 | 2008-01-18 | 2011 | 210 | 1 | ULSD | NO.2 | 58 | Distillate Oil (No. 2) | 0.003 | 0 | 16.9 | E3GAL | N | 16 | 7 | 47 | 21 | 7 | 19
1190092 | HARVARD UNIVERSITY |  | 46 BLACKSTONE ST |  | CAMBRIDGE | MA | 021390000 | 46 BLACKSTONE STREET |  | CAMBRIDGE | MA | 021390000 | N | UTILITY | OP8 | THE PRESIDENT AND FELLOWS OF HARVARD COLLEGE/HARVARD UNIVERSITY | 6174952370 | maureen_kotlas@harvard.edu | GORDON | REYNOLDS | 6174961359 | gordon_reynolds@harvard.edu | GORDON | REYNOLDS | 6174961359 | gordon_reynolds@harvard.edu | 8 | BOILER 13 |  | BOILER | B&W | FM-160-70 | 2008-01-18 | 2011 | 210 | 2 | NATURAL GAS | NATURAL GAS | 209 | Natural Gas |  |  | 279.98 | E6FT3 | N | 16 | 7 | 47 | 21 | 7 | 19
1190092 | HARVARD UNIVERSITY |  | 46 BLACKSTONE ST |  | CAMBRIDGE | MA | 021390000 | 46 BLACKSTONE STREET |  | CAMBRIDGE | MA | 021390000 | N | UTILITY | OP8 | THE PRESIDENT AND FELLOWS OF HARVARD COLLEGE/HARVARD UNIVERSITY | 6174952370 | maureen_kotlas@harvard.edu | GORDON | REYNOLDS | 6174961359 | gordon_reynolds@harvard.edu | GORDON | REYNOLDS | 6174961359 | gordon_reynolds@harvard.edu | 9 | KOHLER NATURAL GAS EMERGENCY GENERATOR |  | ENGINE | KOHLER | KOHLER 20 KW | 1998-01-01 | 2011 | 19.4 | 1 | NATURAL GAS | NATURAL GAS | 209 | Natural Gas |  |  | 0.01 | E6FT3 | N | 1 | 1 | 12 | 2 | 1 | 5
1190093 | GENON KENDALL LLC | FKA MIRANT KENDALL LLC | 265 FIRST ST |  | CAMBRIDGE | MA | 021420000 | 265 FIRST ST |  | CAMBRIDGE | MA | 021420000 | N | UTILITY | OP9 | GENON KENDALL LLC | 7173383511 | leo.rajter@genon.com | LEO C. | RAJTER | 7173383511 | leo.rajter@genon.com | VINCENT | DEVITA | 8457868070 | vincent.devita@genon.com | 1 | BOILER 1 BABCOCK WILCOX RB-56 DUAL FUEL |  | BOILER | BABCOCK AND WILCOX | RB-56 | 1949-06-01 | 2011 | 273 | 2 | BOILER #1-BABCOCK+WILCOX RB-56 (T#3) | NO.6 | 923 | Residual Oil (No. 6) | 0.3 | 0 | 0 | E3GAL | N | 0 | 0 | 0 | 0 | 0 | 0
1190093 | GENON KENDALL LLC | FKA MIRANT KENDALL LLC | 265 FIRST ST |  | CAMBRIDGE | MA | 021420000 | 265 FIRST ST |  | CAMBRIDGE | MA | 021420000 | N | UTILITY | OP9 | GENON KENDALL LLC | 7173383511 | leo.rajter@genon.com | LEO C. | RAJTER | 7173383511 | leo.rajter@genon.com | VINCENT | DEVITA | 8457868070 | vincent.devita@genon.com | 1 | BOILER 1 BABCOCK WILCOX RB-56 DUAL FUEL |  | BOILER | BABCOCK AND WILCOX | RB-56 | 1949-06-01 | 2011 | 273 | 3 | BOILER #1-BABCOCK+WILCOX RB-56 NOT USED 04 | NATURAL GAS | 209 | Natural Gas |  |  | 0 | E6FT3 | N | 0 | 0 | 0 | 0 | 0 | 0
1190093 | GENON KENDALL LLC | FKA MIRANT KENDALL LLC | 265 FIRST ST |  | CAMBRIDGE | MA | 021420000 | 265 FIRST ST |  | CAMBRIDGE | MA | 021420000 | N | UTILITY | OP9 | GENON KENDALL LLC | 7173383511 | leo.rajter@genon.com | LEO C. | RAJTER | 7173383511 | leo.rajter@genon.com | VINCENT | DEVITA | 8457868070 | vincent.devita@genon.com | 2 | BOILER #2-BABCOCK WILCOX #RB-56 DUAL FUEL |  | BOILER | BABCOCK AND WILCOX | RB-56 | 1949-06-01 | 2011 | 273 | 1 | BOILER #2-BABCOCK+WILCOX RB-56 #2 OIL-0.3 S | NO.2 | 58 | Distillate Oil (No. 2) | 0.3 | 0.1 | 0 | E3GAL | N | 22 | 2 | 2 | 22 | 2 | 1
1190093 | GENON KENDALL LLC | FKA MIRANT KENDALL LLC | 265 FIRST ST |  | CAMBRIDGE | MA | 021420000 | 265 FIRST ST |  | CAMBRIDGE | MA | 021420000 | N | UTILITY | OP9 | GENON KENDALL LLC | 7173383511 | leo.rajter@genon.com | LEO C. | RAJTER | 7173383511 | leo.rajter@genon.com | VINCENT | DEVITA | 8457868070 | vincent.devita@genon.com | 2 | BOILER #2-BABCOCK WILCOX #RB-56 DUAL FUEL |  | BOILER | BABCOCK AND WILCOX | RB-56 | 1949-06-01 | 2011 | 273 | 2 | BOILER #2-BABCOCK+WILCOX RB-56 #6 OIL-0.3 S | NO.6 | 923 | Residual Oil (No. 6) | 0.3 | 0 | 0 | E3GAL | N | 22 | 2 | 2 | 22 | 2 | 1
1190093 | GENON KENDALL LLC | FKA MIRANT KENDALL LLC | 265 FIRST ST |  | CAMBRIDGE | MA | 021420000 | 265 FIRST ST |  | CAMBRIDGE | MA | 021420000 | N | UTILITY | OP9 | GENON KENDALL LLC | 7173383511 | leo.rajter@genon.com | LEO C. | RAJTER | 7173383511 | leo.rajter@genon.com | VINCENT | DEVITA | 8457868070 | vincent.devita@genon.com | 2 | BOILER #2-BABCOCK WILCOX #RB-56 DUAL FUEL |  | BOILER | BABCOCK AND WILCOX | RB-56 | 1949-06-01 | 2011 | 273 | 3 | BOILER #2-BABCOCK+WILCOX RB-56 NATURAL GAS | NATURAL GAS | 209 | Natural Gas |  |  | 7.1421 | E6FT3 | N | 22 | 2 | 2 | 22 | 2 | 1
1190093 | GENON KENDALL LLC | FKA MIRANT KENDALL LLC | 265 FIRST ST |  | CAMBRIDGE | MA | 021420000 | 265 FIRST ST |  | CAMBRIDGE | MA | 021420000 | N | UTILITY | OP9 | GENON KENDALL LLC | 7173383511 | leo.rajter@genon.com | LEO C. | RAJTER | 7173383511 | leo.rajter@genon.com | VINCENT | DEVITA | 8457868070 | vincent.devita@genon.com | 3 | BOILER #3-BABCOCK AND WILCOX S-9836 DUAL FUEL |  | BOILER | BABCOCK AND WILCOX | S-9836 | 1954-09-01 | 2011 | 409 | 2 | BOILER #3-BABCOCK+WILCOX S-9836 #6 OIL-0.3S | NO.6 | 923 | Residual Oil (No. 6) | 0.3 | 0 | 0 | E3GAL | N | 24 | 7 | 3 | 24 | 7 | 3
1190093 | GENON KENDALL LLC | FKA MIRANT KENDALL LLC | 265 FIRST ST |  | CAMBRIDGE | MA | 021420000 | 265 FIRST ST |  | CAMBRIDGE | MA | 021420000 | N | UTILITY | OP9 | GENON KENDALL LLC | 7173383511 | leo.rajter@genon.com | LEO C. | RAJTER | 7173383511 | leo.rajter@genon.com | VINCENT | DEVITA | 8457868070 | vincent.devita@genon.com | 3 | BOILER #3-BABCOCK AND WILCOX S-9836 DUAL FUEL |  | BOILER | BABCOCK AND WILCOX | S-9836 | 1954-09-01 | 2011 | 409 | 3 | BOILER #3-BABCOCK+WILCOX S-9836 NATURAL GAS | NATURAL GAS | 209 | Natural Gas |  |  | 102.5914 | E6FT3 | N | 24 | 7 | 3 | 24 | 7 | 3
1190093 | GENON KENDALL LLC | FKA MIRANT KENDALL LLC | 265 FIRST ST |  | CAMBRIDGE | MA | 021420000 | 265 FIRST ST |  | CAMBRIDGE | MA | 021420000 | N | UTILITY | OP9 | GENON KENDALL LLC | 7173383511 | leo.rajter@genon.com | LEO C. | RAJTER | 7173383511 | leo.rajter@genon.com | VINCENT | DEVITA | 8457868070 | vincent.devita@genon.com | 6 | TURBINE GENERATOR #4-TURBO POWER MARINE #FT4A-9LF |  | INTERNAL COMBUSTION ENGINE-ELECTRIC GENERATION-TUR | TURBO POWER MARINE | FT4A-9LF | 1970-09-01 | 2011 | 308 | 1 | TURBINE #4-TURBOPOWER FT4A-9LF JET"A"FUEL | DIESEL | 44 | DIESEL | 0.05 | 0 | 113.467 | E3GAL | N | 10 | 2 | 21 | 10 | 2 | 7
1190093 | GENON KENDALL LLC | FKA MIRANT KENDALL LLC | 265 FIRST ST |  | CAMBRIDGE | MA | 021420000 | 265 FIRST ST |  | CAMBRIDGE | MA | 021420000 | N | UTILITY | OP9 | GENON KENDALL LLC | 7173383511 | leo.rajter@genon.com | LEO C. | RAJTER | 7173383511 | leo.rajter@genon.com | VINCENT | DEVITA | 8457868070 | vincent.devita@genon.com | 10 | GENERATOR-GENERAL ELECTRIC #MS7001FADLNA |  | COMBUSTION TURBINE COMBINED CYCLE UNIT | GENERAL ELECTRIC | GE7241 FA | 2002-01-01 | 2011 | 2137 | 1 | GENERATOR-GENERAL ELECTRIC #MS7001FADLN2 NAT GAS | NATURAL GAS | 209 | Natural Gas |  |  | 9315337 | E6BTU | N | 24 | 7 | 37 | 24 | 7 | 18
1190093 | GENON KENDALL LLC | FKA MIRANT KENDALL LLC | 265 FIRST ST |  | CAMBRIDGE | MA | 021420000 | 265 FIRST ST |  | CAMBRIDGE | MA | 021420000 | N | UTILITY | OP9 | GENON KENDALL LLC | 7173383511 | leo.rajter@genon.com | LEO C. | RAJTER | 7173383511 | leo.rajter@genon.com | VINCENT | DEVITA | 8457868070 | vincent.devita@genon.com | 10 | GENERATOR-GENERAL ELECTRIC #MS7001FADLNA |  | COMBUSTION TURBINE COMBINED CYCLE UNIT | GENERAL ELECTRIC | GE7241 FA | 2002-01-01 | 2011 | 2137 | 2 | DISTILLATE OIL (DIESEL) | DIESEL | 44 | DIESEL | 0.05 |  | 0 | E6BTU | N | 24 | 7 | 37 | 24 | 7 | 18
1190093 | GENON KENDALL LLC | FKA MIRANT KENDALL LLC | 265 FIRST ST |  | CAMBRIDGE | MA | 021420000 | 265 FIRST ST |  | CAMBRIDGE | MA | 021420000 | N | UTILITY | OP9 | GENON KENDALL LLC | 7173383511 | leo.rajter@genon.com | LEO C. | RAJTER | 7173383511 | leo.rajter@genon.com | VINCENT | DEVITA | 8457868070 | vincent.devita@genon.com | 17 | HEAT RECOVERY STEAM GENERATOR NAT GAS |  | HEAT RECOVERY STEAM GENERATOR | GENERAL ELECTRIC | 7356 | 2002-01-01 | 2011 | 350 | 1 | HEAT RECOVERY STEAM GENERATOR NAT GAS | NATURAL GAS | 209 | Natural Gas |  |  | 0 | E6FT3 | N | 24 | 7 | 37 | 24 | 7 | 18
1190095 | CHARLES RIVER LABORATORIES |  | 251 BALLARDVALE ST |  | WILMINGTON | MA | 018870000 | 251 BALLARDVALE ST |  | WILMINGTON | MA | 018870000 | N | PRIVATE | NM25 | CHARLES RIVER LABORATORIES | 7812226000 | randy.boles@crl.com | RANDY | BOLES | 7812226000 | randy.boles@crl.com | RANDY | BOLES | 7812226000 | randy.boles@crl.com | 1 | BOILERS, NATURAL GAS FIRED, EU-1 | 9 | BOILER | VARIOUS | VARIOUS | 1900-01-01 | 2010 | 21.4851 | 1 | BOILER #1-C BROOKS CBH186-80 NATURAL GAS BLDG 5 | NATURAL GAS | 209 | Natural Gas |  |  | 25.1111 | E6FT3 | N | 24 | 7 | 52 | 24 | 7 | 22
1190095 | CHARLES RIVER LABORATORIES |  | 251 BALLARDVALE ST |  | WILMINGTON | MA | 018870000 | 251 BALLARDVALE ST |  | WILMINGTON | MA | 018870000 | N | PRIVATE | NM25 | CHARLES RIVER LABORATORIES | 7812226000 | randy.boles@crl.com | RANDY | BOLES | 7812226000 | randy.boles@crl.com | RANDY | BOLES | 7812226000 | randy.boles@crl.com | 4 | EMERGENCY GENERATORS, NO. 2 FUEL OIL FIRED, EU-9 | 4 | ENGINE | VARIOUS | VARIOUS | 1981-01-01 | 2010 | 17.5 | 1 | NO. 2 FUEL OIL | DIESEL | 44 | DIESEL | 0.3 | 0 | 2.6408 | E3GAL | N | 1 | 1 | 26 | 1 | 1 | 11
1190095 | CHARLES RIVER LABORATORIES |  | 251 BALLARDVALE ST |  | WILMINGTON | MA | 018870000 | 251 BALLARDVALE ST |  | WILMINGTON | MA | 018870000 | N | PRIVATE | NM25 | CHARLES RIVER LABORATORIES | 7812226000 | randy.boles@crl.com | RANDY | BOLES | 7812226000 | randy.boles@crl.com | RANDY | BOLES | 7812226000 | randy.boles@crl.com | 5 | EMERGENCY GENERATORS, NO.2 FUEL OIL FIRED, EU-10 | 5 | ENGINE | VARIOUS | VARIOUS | 1976-01-01 | 2010 | 34.3 | 1 | NO. 2 FUEL OIL | DIESEL | 44 | DIESEL | 0.3 | 0.1 | 4.514 | E3GAL | N | 1 | 1 | 26 | 1 | 1 | 11
1190095 | CHARLES RIVER LABORATORIES |  | 251 BALLARDVALE ST |  | WILMINGTON | MA | 018870000 | 251 BALLARDVALE ST |  | WILMINGTON | MA | 018870000 | N | PRIVATE | NM25 | CHARLES RIVER LABORATORIES | 7812226000 | randy.boles@crl.com | RANDY | BOLES | 7812226000 | randy.boles@crl.com | RANDY | BOLES | 7812226000 | randy.boles@crl.com | 18 | HVAC UNITS, NATURAL GAS FIRED, EU-5 | 19 | HVAC UNITS | VARIOUS | VARIOUS | 1900-01-01 | 2010 | 10.124 | 1 | NATURAL GAS | NATURAL GAS | 209 | Natural Gas |  |  | 16.4832 | E6FT3 | N | 24 | 7 | 52 | 24 | 7 | 22
1190108 | SPAULDING HOSPITAL CAMBRIDGE INC | FKA YOUVILLE HOSPITAL | 1575 CAMBRIDGE ST |  | CAMBRIDGE | MA | 021380000 | 1575 CAMBRIDGE ST |  | CAMBRIDGE | MA | 021380000 | N | PRIVATE | NM99 | SPAULDING HOSPITAL CAMBRIDGE INC | 6178764344 | rfreeman2@partners.org | RONALD | FREEMAN | 6173495713 | rfreeman2@partners.org | RONALD | FREEMAN | 6178764344 | rfreeman2@partners.org | 1 | BOILER #1-CLEAVER BROOKS CB400-600 DUAL FUEL |  | BOILER | CLEAVER BROOKS | CB 400-600 | 1986-05-08 | 2011 | 2510.6 | 1 | BOILER #1-CLEAVER BROOKS CB400-600 NATURAL GAS | NATURAL GAS | 209 | Natural Gas |  |  | 13.4 | E6FT3 | Y | 24 | 7 | 52 | 24 | 7 | 22
1190108 | SPAULDING HOSPITAL CAMBRIDGE INC | FKA YOUVILLE HOSPITAL | 1575 CAMBRIDGE ST |  | CAMBRIDGE | MA | 021380000 | 1575 CAMBRIDGE ST |  | CAMBRIDGE | MA | 021380000 | N | PRIVATE | NM99 | SPAULDING HOSPITAL CAMBRIDGE INC | 6178764344 | rfreeman2@partners.org | RONALD | FREEMAN | 6173495713 | rfreeman2@partners.org | RONALD | FREEMAN | 6178764344 | rfreeman2@partners.org | 2 | BOILER #3-CLEAVER BROOKS CB400-600 DUAL FUEL |  | BOILER | CLEAVER BROOKS | CB 400-600 | 1986-05-08 | 2011 | 2510.6 | 1 | BOILER #3-CLEAVER BROOKS CB400-600 NATURAL GAS | NATURAL GAS | 209 | Natural Gas |  |  | 13.4 | E6FT3 | N | 24 | 7 | 52 | 24 | 7 | 22
1190108 | SPAULDING HOSPITAL CAMBRIDGE INC | FKA YOUVILLE HOSPITAL | 1575 CAMBRIDGE ST |  | CAMBRIDGE | MA | 021380000 | 1575 CAMBRIDGE ST |  | CAMBRIDGE | MA | 021380000 | N | PRIVATE | NM99 | SPAULDING HOSPITAL CAMBRIDGE INC | 6178764344 | rfreeman2@partners.org | RONALD | FREEMAN | 6173495713 | rfreeman2@partners.org | RONALD | FREEMAN | 6178764344 | rfreeman2@partners.org | 3 | BOILER #2-CLEAVER BROOKS CB400-250 DUAL FUEL |  | BOILER | CLEAVER BROOKS | CB 400-250 | 1986-05-08 | 2011 | 2510.6 | 1 | BOILER #2-CLEAVER BROOKS CB400-250 NATURAL GAS | NATURAL GAS | 209 | Natural Gas |  |  | 13.4 | E6FT3 | Y | 24 | 7 | 52 | 24 | 7 | 22
1190110 | DRAPER PROPERTIES INCORPORATED |  | 28 DRAPER LN |  | CANTON | MA | 020210000 | 28 DRAPER LN |  | CANTON | MA | 020210000 | N | PRIVATE | SM25 | DRAPER BROTHERS INC | 7818280029X3225 | dloving@draperknitting.com | DAVID | LOVING | 7818280029 | dloving@draperknitting.com | DAVID | LOVING | 7818280029X3225 | dloving@draperknitting.com | 1 | BOILER #1 - CLEAVER BROOKS CB600-350-15 DUAL FUEL |  | BOILER | CLEAVER BROOKS | CB600-350-15 | 1977-01-01 | 2009 | 15 | 1 | #4 OIL-1 PERCENT S | NO.4 | 825 | Distillate Oil (No. 4) | 1 | 0.034 | 0 | E3GAL | N | 24 | 7 | 50 | 24 | 7 | 22
1190110 | DRAPER PROPERTIES INCORPORATED |  | 28 DRAPER LN |  | CANTON | MA | 020210000 | 28 DRAPER LN |  | CANTON | MA | 020210000 | N | PRIVATE | SM25 | DRAPER BROTHERS INC | 7818280029X3225 | dloving@draperknitting.com | DAVID | LOVING | 7818280029 | dloving@draperknitting.com | DAVID | LOVING | 7818280029X3225 | dloving@draperknitting.com | 1 | BOILER #1 - CLEAVER BROOKS CB600-350-15 DUAL FUEL |  | BOILER | CLEAVER BROOKS | CB600-350-15 | 1977-01-01 | 2009 | 15 | 2 | NATURAL GAS | NATURAL GAS | 209 | Natural Gas |  |  | 9.5561 | E6FT3 | N | 24 | 7 | 50 | 24 | 7 | 22
1190110 | DRAPER PROPERTIES INCORPORATED |  | 28 DRAPER LN |  | CANTON | MA | 020210000 | 28 DRAPER LN |  | CANTON | MA | 020210000 | N | PRIVATE | SM25 | DRAPER BROTHERS INC | 7818280029X3225 | dloving@draperknitting.com | DAVID | LOVING | 7818280029 | dloving@draperknitting.com | DAVID | LOVING | 7818280029X3225 | dloving@draperknitting.com | 2 | BOILER #2-CLEAVER BROOKS CB600-300-15 DUAL FUEL |  | BOILER | CLEAVER BROOKS | CB600-350-15 | 1969-01-01 | 2009 | 15 | 1 | #4 OIL-1 PERCENT S | NO.4 | 825 | Distillate Oil (No. 4) | 1 | 0.034 | 0 | E3GAL | N | 24 | 7 | 50 | 24 | 7 | 22
1190110 | DRAPER PROPERTIES INCORPORATED |  | 28 DRAPER LN |  | CANTON | MA | 020210000 | 28 DRAPER LN |  | CANTON | MA | 020210000 | N | PRIVATE | SM25 | DRAPER BROTHERS INC | 7818280029X3225 | dloving@draperknitting.com | DAVID | LOVING | 7818280029 | dloving@draperknitting.com | DAVID | LOVING | 7818280029X3225 | dloving@draperknitting.com | 2 | BOILER #2-CLEAVER BROOKS CB600-300-15 DUAL FUEL |  | BOILER | CLEAVER BROOKS | CB600-350-15 | 1969-01-01 | 2009 | 15 | 2 | NATURAL GAS | NATURAL GAS | 209 | Natural Gas |  |  | 12.4729 | E6FT3 | N | 24 | 7 | 50 | 24 | 7 | 22
1190119 | CHELSEA SOLDIERS HOME |  | 91 CREST AVE |  | CHELSEA | MA | 021500000 | 91 CREST AVE |  | CHELSEA | MA | 021500000 | Y | STATE | SM25 | CHELSEA SOLDIERS HOME | 6178845660 | Robert.Maniatis@state.ma.us | ROBERT | MANIATIS | 6178845660 | Robert.Maniatis@state.ma.us | JOSEPH | MARKOWSKI | 6178845660X187 | Joseph.M.Markowski@state.ma.us | 1 | BOILER 1-CLEAVER BROOKS NATURAL GAS NO 2 FUEL OIL |  | BOILER | CLEVER BROOKS | CB 200-400 | 1993-11-01 | 2009 | 17 | 1 | BOILER #1-CLEAVER BROOKS CB200-400-150 NAT.GAS | NATURAL GAS | 209 | Natural Gas |  |  | 13 | E6FT3 | N | 24 | 7 | 17 | 24 | 7 | 17
1190119 | CHELSEA SOLDIERS HOME |  | 91 CREST AVE |  | CHELSEA | MA | 021500000 | 91 CREST AVE |  | CHELSEA | MA | 021500000 | Y | STATE | SM25 | CHELSEA SOLDIERS HOME | 6178845660 | Robert.Maniatis@state.ma.us | ROBERT | MANIATIS | 6178845660 | Robert.Maniatis@state.ma.us | JOSEPH | MARKOWSKI | 6178845660X187 | Joseph.M.Markowski@state.ma.us | 1 | BOILER 1-CLEAVER BROOKS NATURAL GAS NO 2 FUEL OIL |  | BOILER | CLEVER BROOKS | CB 200-400 | 1993-11-01 | 2009 | 17 | 2 | BOILER 1-CB200-400-150 NO 2 DISTILLATE 0.05 SULFUR | NO.2 | 58 | Distillate Oil (No. 2) | 0.05 | 0 | 0 | E3GAL | N | 24 | 7 | 17 | 24 | 7 | 17
1190119 | CHELSEA SOLDIERS HOME |  | 91 CREST AVE |  | CHELSEA | MA | 021500000 | 91 CREST AVE |  | CHELSEA | MA | 021500000 | Y | STATE | SM25 | CHELSEA SOLDIERS HOME | 6178845660 | Robert.Maniatis@state.ma.us | ROBERT | MANIATIS | 6178845660 | Robert.Maniatis@state.ma.us | JOSEPH | MARKOWSKI | 6178845660X187 | Joseph.M.Markowski@state.ma.us | 2 | BOILER 2-CLEAVER BROOKS NAT GAS NO 2 DISTILLATE |  | BOILER | CLEVER BROOKS | CB200-700 | 1993-11-01 | 2009 | 29 | 1 | BOILER #2-CLEAVER BROOKS CB200-700-150 NAT.GAS | NATURAL GAS | 209 | Natural Gas |  |  | 21 | E6FT3 | N | 24 | 7 | 35 | 0 | 0 | 0
1190119 | CHELSEA SOLDIERS HOME |  | 91 CREST AVE |  | CHELSEA | MA | 021500000 | 91 CREST AVE |  | CHELSEA | MA | 021500000 | Y | STATE | SM25 | CHELSEA SOLDIERS HOME | 6178845660 | Robert.Maniatis@state.ma.us | ROBERT | MANIATIS | 6178845660 | Robert.Maniatis@state.ma.us | JOSEPH | MARKOWSKI | 6178845660X187 | Joseph.M.Markowski@state.ma.us | 2 | BOILER 2-CLEAVER BROOKS NAT GAS NO 2 DISTILLATE |  | BOILER | CLEVER BROOKS | CB200-700 | 1993-11-01 | 2009 | 29 | 2 | BOILER 2- NO. 2 DISTILLATE 0.05 SULFUR | NO.2 | 58 | Distillate Oil (No. 2) | 0.05 | 0 | 0 | E3GAL | N | 24 | 7 | 35 | 0 | 0 | 0
1190119 | CHELSEA SOLDIERS HOME |  | 91 CREST AVE |  | CHELSEA | MA | 021500000 | 91 CREST AVE |  | CHELSEA | MA | 021500000 | Y | STATE | SM25 | CHELSEA SOLDIERS HOME | 6178845660 | Robert.Maniatis@state.ma.us | ROBERT | MANIATIS | 6178845660 | Robert.Maniatis@state.ma.us | JOSEPH | MARKOWSKI | 6178845660X187 | Joseph.M.Markowski@state.ma.us | 3 | BOILER 3-C B 700 NAT. GAS AND NO. 2 DISTILLATE |  | BOILER | CLEVER BROOKS | CB200-700 | 1993-11-01 | 2009 | 29 | 1 | BOILER #3-CLEAVER BROOKS CB200-700-150 NAT.GAS | NATURAL GAS | 209 | Natural Gas |  |  | 47 | E6FT3 | N | 24 | 7 | 35 | 0 | 0 | 0
1190119 | CHELSEA SOLDIERS HOME |  | 91 CREST AVE |  | CHELSEA | MA | 021500000 | 91 CREST AVE |  | CHELSEA | MA | 021500000 | Y | STATE | SM25 | CHELSEA SOLDIERS HOME | 6178845660 | Robert.Maniatis@state.ma.us | ROBERT | MANIATIS | 6178845660 | Robert.Maniatis@state.ma.us | JOSEPH | MARKOWSKI | 6178845660X187 | Joseph.M.Markowski@state.ma.us | 3 | BOILER 3-C B 700 NAT. GAS AND NO. 2 DISTILLATE |  | BOILER | CLEVER BROOKS | CB200-700 | 1993-11-01 | 2009 | 29 | 2 | NO. 2 DISTILLATE FUEL 0.05 SULUR | NO.2 | 58 | Distillate Oil (No. 2) | 0.05 | 0 | 0 | E3GAL | N | 24 | 7 | 35 | 0 | 0 | 0
1190128 | MYSTIC STATION | FKA BOSTON GENERATING MYSTIC I LLC | 173 ALFORD ST |  | CHARLESTOWN | MA | 021290000 | 173 ALFORD ST |  | EVERETT | MA | 021490000 | N | PRIVATE | OP16 | CONSTELLATION MYSTIC POWER, LLC | 6173812335 | gary.basilesco@constellation.com | EDWARD | GLEASON | 6173812123 | edward.gleasonIII@constellation.com | GARY | BASILESCO | 6173812335 | gary.basilesco@constellation.com | 1 | UNIT #4-COMBUSTION ENGINEERING BOILER |  | BOILER | COMBUSTION ENGINEERING | 4156H | 1976-01-01 | 2011 | 1420 | 1 | #2 FUEL OIL | NO.2 | 58 | Distillate Oil (No. 2) | 0.3 | 0.1 | 0 | E3GAL | N | 0 | 0 | 0 | 0 | 0 | 0
1190128 | MYSTIC STATION | FKA BOSTON GENERATING MYSTIC I LLC | 173 ALFORD ST |  | CHARLESTOWN | MA | 021290000 | 173 ALFORD ST |  | EVERETT | MA | 021490000 | N | PRIVATE | OP16 | CONSTELLATION MYSTIC POWER, LLC | 6173812335 | gary.basilesco@constellation.com | EDWARD | GLEASON | 6173812123 | edward.gleasonIII@constellation.com | GARY | BASILESCO | 6173812335 | gary.basilesco@constellation.com | 1 | UNIT #4-COMBUSTION ENGINEERING BOILER |  | BOILER | COMBUSTION ENGINEERING | 4156H | 1976-01-01 | 2011 | 1420 | 2 | #6 FUEL OIL-1 PCT S | NO.6 | 923 | Residual Oil (No. 6) | 1 | 0.1 | 0 | E3GAL | N | 0 | 0 | 0 | 0 | 0 | 0
1190128 | MYSTIC STATION | FKA BOSTON GENERATING MYSTIC I LLC | 173 ALFORD ST |  | CHARLESTOWN | MA | 021290000 | 173 ALFORD ST |  | EVERETT | MA | 021490000 | N | PRIVATE | OP16 | CONSTELLATION MYSTIC POWER, LLC | 6173812335 | gary.basilesco@constellation.com | EDWARD | GLEASON | 6173812123 | edward.gleasonIII@constellation.com | GARY | BASILESCO | 6173812335 | gary.basilesco@constellation.com | 2 | UNIT #5 - COMBUSTION ENGINEERING BOILER |  | BOILER | COMBUSTION ENGINEERING | 4156H | 1975-01-01 | 2011 | 1420 | 1 | #2 FUEL OIL | NO.2 | 58 | Distillate Oil (No. 2) | 0.3 | 0.1 | 0 | E3GAL | N | 0 | 0 | 0 | 0 | 0 | 0
1190128 | MYSTIC STATION | FKA BOSTON GENERATING MYSTIC I LLC | 173 ALFORD ST |  | CHARLESTOWN | MA | 021290000 | 173 ALFORD ST |  | EVERETT | MA | 021490000 | N | PRIVATE | OP16 | CONSTELLATION MYSTIC POWER, LLC | 6173812335 | gary.basilesco@constellation.com | EDWARD | GLEASON | 6173812123 | edward.gleasonIII@constellation.com | GARY | BASILESCO | 6173812335 | gary.basilesco@constellation.com | 2 | UNIT #5 - COMBUSTION ENGINEERING BOILER |  | BOILER | COMBUSTION ENGINEERING | 4156H | 1975-01-01 | 2011 | 1420 | 2 | #6 OIL-1 PCT S | NO.6 | 923 | Residual Oil (No. 6) | 1 | 0.1 | 0 | E3GAL | N | 0 | 0 | 0 | 0 | 0 | 0
1190128 | MYSTIC STATION | FKA BOSTON GENERATING MYSTIC I LLC | 173 ALFORD ST |  | CHARLESTOWN | MA | 021290000 | 173 ALFORD ST |  | EVERETT | MA | 021490000 | N | PRIVATE | OP16 | CONSTELLATION MYSTIC POWER, LLC | 6173812335 | gary.basilesco@constellation.com | EDWARD | GLEASON | 6173812123 | edward.gleasonIII@constellation.com | GARY | BASILESCO | 6173812335 | gary.basilesco@constellation.com | 3 | UNIT #6 - COMBUSTION ENGINEERING BOILER |  | BOILER | COMBUSTION ENGINEERING | 4156H | 1975-01-01 | 2011 | 1510 | 1 | #2 FUEL OIL | NO.2 | 58 | Distillate Oil (No. 2) | 0.3 | 0.1 | 0 | E3GAL | N | 0 | 0 | 0 | 0 | 0 | 0
1190128 | MYSTIC STATION | FKA BOSTON GENERATING MYSTIC I LLC | 173 ALFORD ST |  | CHARLESTOWN | MA | 021290000 | 173 ALFORD ST |  | EVERETT | MA | 021490000 | N | PRIVATE | OP16 | CONSTELLATION MYSTIC POWER, LLC | 6173812335 | gary.basilesco@constellation.com | EDWARD | GLEASON | 6173812123 | edward.gleasonIII@constellation.com | GARY | BASILESCO | 6173812335 | gary.basilesco@constellation.com | 3 | UNIT #6 - COMBUSTION ENGINEERING BOILER |  | BOILER | COMBUSTION ENGINEERING | 4156H | 1975-01-01 | 2011 | 1510 | 2 | #6 OIL-1 PCT S | NO.6 | 923 | Residual Oil (No. 6) | 1 | 0.1 | 0 | E3GAL | N | 0 | 0 | 0 | 0 | 0 | 0
1190128 | MYSTIC STATION | FKA BOSTON GENERATING MYSTIC I LLC | 173 ALFORD ST |  | CHARLESTOWN | MA | 021290000 | 173 ALFORD ST |  | EVERETT | MA | 021490000 | N | PRIVATE | OP16 | CONSTELLATION MYSTIC POWER, LLC | 6173812335 | gary.basilesco@constellation.com | EDWARD | GLEASON | 6173812123 | edward.gleasonIII@constellation.com | GARY | BASILESCO | 6173812335 | gary.basilesco@constellation.com | 4 | UNIT #7 - COMBUSTION ENGINEERING BOILER |  | BOILER | COMBUSTION ENGINEERING | N/A (DRUM TYPE, TANGENTIAL FIRED) | 1975-01-01 | 2011 | 5505 | 2 | #6 OIL-1 PCT S | NO.6 | 923 | Residual Oil (No. 6) | 1 | 0.1 | 267.388 | E3GAL | N | 16 | 2 | 19 | 16 | 2 | 10
1190128 | MYSTIC STATION | FKA BOSTON GENERATING MYSTIC I LLC | 173 ALFORD ST |  | CHARLESTOWN | MA | 021290000 | 173 ALFORD ST |  | EVERETT | MA | 021490000 | N | PRIVATE | OP16 | CONSTELLATION MYSTIC POWER, LLC | 6173812335 | gary.basilesco@constellation.com | EDWARD | GLEASON | 6173812123 | edward.gleasonIII@constellation.com | GARY | BASILESCO | 6173812335 | gary.basilesco@constellation.com | 4 | UNIT #7 - COMBUSTION ENGINEERING BOILER |  | BOILER | COMBUSTION ENGINEERING | N/A (DRUM TYPE, TANGENTIAL FIRED) | 1975-01-01 | 2011 | 5505 | 3 | NATURAL GAS | NATURAL GAS | 209 | Natural Gas |  |  | 1119.705 | E6FT3 | N | 16 | 2 | 19 | 16 | 2 | 10
1190128 | MYSTIC STATION | FKA BOSTON GENERATING MYSTIC I LLC | 173 ALFORD ST |  | CHARLESTOWN | MA | 021290000 | 173 ALFORD ST |  | EVERETT | MA | 021490000 | N | PRIVATE | OP16 | CONSTELLATION MYSTIC POWER, LLC | 6173812335 | gary.basilesco@constellation.com | EDWARD | GLEASON | 6173812123 | edward.gleasonIII@constellation.com | GARY | BASILESCO | 6173812335 | gary.basilesco@constellation.com | 6 | ROLLS ROYCE TURBINE (JET) |  | COMBUSTION TURBINE | ROLLS ROYCE | AVON 1533-75L | 1969-01-01 | 2011 | 186 | 1 | #2 FUEL OIL | DIESEL | 44 | DIESEL | 0.3 | 0.1 | 8.24 | E3GAL | N | 8 | 1 | 2 | 3 | 1 | 2
1190128 | MYSTIC STATION | FKA BOSTON GENERATING MYSTIC I LLC | 173 ALFORD ST |  | CHARLESTOWN | MA | 021290000 | 173 ALFORD ST |  | EVERETT | MA | 021490000 | N | PRIVATE | OP16 | CONSTELLATION MYSTIC POWER, LLC | 6173812335 | gary.basilesco@constellation.com | EDWARD | GLEASON | 6173812123 | edward.gleasonIII@constellation.com | GARY | BASILESCO | 6173812335 | gary.basilesco@constellation.com | 23 | GAS TURBINE UNIT #81 - MITSUBISHI 501G |  | COMBUSTION TURBINE | MITSUBISHI | 501G | 2000-03-14 | 2011 | 2955 | 1 | NATURAL GAS | NATURAL GAS | 209 | Natural Gas |  |  | 15927.491 | E6FT3 | N | 22 | 6 | 49 | 22 | 7 | 21
1190128 | MYSTIC STATION | FKA BOSTON GENERATING MYSTIC I LLC | 173 ALFORD ST |  | CHARLESTOWN | MA | 021290000 | 173 ALFORD ST |  | EVERETT | MA | 021490000 | N | PRIVATE | OP16 | CONSTELLATION MYSTIC POWER, LLC | 6173812335 | gary.basilesco@constellation.com | EDWARD | GLEASON | 6173812123 | edward.gleasonIII@constellation.com | GARY | BASILESCO | 6173812335 | gary.basilesco@constellation.com | 24 | GAS TURBINE UNIT #82 - MITSUBISHI 501G |  | COMBUSTION TURBINE | MITSUBISHI | 501G | 2000-03-14 | 2011 | 2955 | 1 | NATURAL GAS | NATURAL GAS | 209 | Natural Gas |  |  | 16343.132 | E6FT3 | N | 22 | 7 | 49 | 22 | 7 | 21
1190128 | MYSTIC STATION | FKA BOSTON GENERATING MYSTIC I LLC | 173 ALFORD ST |  | CHARLESTOWN | MA | 021290000 | 173 ALFORD ST |  | EVERETT | MA | 021490000 | N | PRIVATE | OP16 | CONSTELLATION MYSTIC POWER, LLC | 6173812335 | gary.basilesco@constellation.com | EDWARD | GLEASON | 6173812123 | edward.gleasonIII@constellation.com | GARY | BASILESCO | 6173812335 | gary.basilesco@constellation.com | 25 | DETROIT T123K36 GENERATOR FOR TURBINES 81,82,93,94 |  | ENGINE | DETROIT | T123K36 | 2000-03-14 | 2011 | 15.4 | 1 | DIESEL OIL | DIESEL | 44 | DIESEL | 0.05 | 0.1 | 0.584 | E3GAL | N | 1 | 1 | 10 | 1 | 1 | 4
1190128 | MYSTIC STATION | FKA BOSTON GENERATING MYSTIC I LLC | 173 ALFORD ST |  | CHARLESTOWN | MA | 021290000 | 173 ALFORD ST |  | EVERETT | MA | 021490000 | N | PRIVATE | OP16 | CONSTELLATION MYSTIC POWER, LLC | 6173812335 | gary.basilesco@constellation.com | EDWARD | GLEASON | 6173812123 | edward.gleasonIII@constellation.com | GARY | BASILESCO | 6173812335 | gary.basilesco@constellation.com | 27 | GAS TURBINE UNIT #93 - MITSUBISHI 501G |  | COMBUSTION TURBINE | MITSUBISHI | 501G | 2000-03-14 | 2011 | 2955 | 1 | NATURAL GAS | NATURAL GAS | 209 | Natural Gas |  |  | 15950.183 | E6FT3 | N | 22 | 6 | 49 | 23 | 7 | 22
1190128 | MYSTIC STATION | FKA BOSTON GENERATING MYSTIC I LLC | 173 ALFORD ST |  | CHARLESTOWN | MA | 021290000 | 173 ALFORD ST |  | EVERETT | MA | 021490000 | N | PRIVATE | OP16 | CONSTELLATION MYSTIC POWER, LLC | 6173812335 | gary.basilesco@constellation.com | EDWARD | GLEASON | 6173812123 | edward.gleasonIII@constellation.com | GARY | BASILESCO | 6173812335 | gary.basilesco@constellation.com | 28 | GAS TURBINE UNIT #94 - MITSUBISHI 501G |  | COMBUSTION TURBINE | MITSUBISHI | 501G | 2000-03-14 | 2011 | 2955 | 1 | NATURAL GAS | NATURAL GAS | 209 | Natural Gas |  |  | 16140.024 | E6FT3 | N | 22 | 7 | 49 | 22 | 7 | 22
1190128 | MYSTIC STATION | FKA BOSTON GENERATING MYSTIC I LLC | 173 ALFORD ST |  | CHARLESTOWN | MA | 021290000 | 173 ALFORD ST |  | EVERETT | MA | 021490000 | N | PRIVATE | OP16 | CONSTELLATION MYSTIC POWER, LLC | 6173812335 | gary.basilesco@constellation.com | EDWARD | GLEASON | 6173812123 | edward.gleasonIII@constellation.com | GARY | BASILESCO | 6173812335 | gary.basilesco@constellation.com | 31 | RENTECH TYPE D AUXILIARY BOILER |  | BOILER | RENTECH | TYPE D | 2008-02-01 | 2011 | 203.8 | 1 | NATURAL GAS | NATURAL GAS | 209 | Natural Gas |  |  | 27.935 | E6FT3 | N | 13 | 2 | 14 | 10 | 3 | 2
1190128 | MYSTIC STATION | FKA BOSTON GENERATING MYSTIC I LLC | 173 ALFORD ST |  | CHARLESTOWN | MA | 021290000 | 173 ALFORD ST |  | EVERETT | MA | 021490000 | N | PRIVATE | OP16 | CONSTELLATION MYSTIC POWER, LLC | 6173812335 | gary.basilesco@constellation.com | EDWARD | GLEASON | 6173812123 | edward.gleasonIII@constellation.com | GARY | BASILESCO | 6173812335 | gary.basilesco@constellation.com | 32 | GAS HEATERS | 53 | FURNACE | VARIOUS | VARIOUS | 2000-03-14 | 2011 | 15.575 | 1 | NATURAL GAS | NATURAL GAS | 209 | Natural Gas |  |  | 28.015 | E6FT3 | N | 24 | 7 | 35 | 24 | 7 | 6
1190133 | WHIDDEN MEMORIAL HOSPITAL |  | 103 GARLAND ST |  | EVERETT | MA | 021490000 | 103 GARLAND STREET |  | EVERETT | MA | 021490000 | N | PRIVATE | SM25 | WHIDDEN MEMORIAL HOSPITAL | 6173817147 | RDeering@CHAlliance.org | ROBERT | DEERING | 6173817207 | RDeering@CHAlliance.org | ROBERT | DEERING | 6173817207 | RDeering@CHAlliance.org | 1 | BOILER #1-KEWANEE H2S-350X |  | BOILER | KEWANEE | H2S-350X | 1972-07-01 | 2010 | 12.6 | 1 | BOILER #1-KEWANEE H2S-350X | NO.6 | 923 | Residual Oil (No. 6) | 0.5 | 0.1 | 100.032 | E3GAL | N | 24 | 7 | 20 | 24 | 7 | 22
1190133 | WHIDDEN MEMORIAL HOSPITAL |  | 103 GARLAND ST |  | EVERETT | MA | 021490000 | 103 GARLAND STREET |  | EVERETT | MA | 021490000 | N | PRIVATE | SM25 | WHIDDEN MEMORIAL HOSPITAL | 6173817147 | RDeering@CHAlliance.org | ROBERT | DEERING | 6173817207 | RDeering@CHAlliance.org | ROBERT | DEERING | 6173817207 | RDeering@CHAlliance.org | 2 | BOILER #2-KEWANEE H2S-350X |  | BOILER | KEWANEE | H2S-350X | 1972-07-01 | 2010 | 12.6 | 1 | BOILER #2-KEWANEE H2S-350X | NO.6 | 923 | Residual Oil (No. 6) | 0.5 | 0.1 | 100.032 | E3GAL | N | 24 | 7 | 19 | 24 | 7 | 22
1190133 | WHIDDEN MEMORIAL HOSPITAL |  | 103 GARLAND ST |  | EVERETT | MA | 021490000 | 103 GARLAND STREET |  | EVERETT | MA | 021490000 | N | PRIVATE | SM25 | WHIDDEN MEMORIAL HOSPITAL | 6173817147 | RDeering@CHAlliance.org | ROBERT | DEERING | 6173817207 | RDeering@CHAlliance.org | ROBERT | DEERING | 6173817207 | RDeering@CHAlliance.org | 3 | BOILER #3-KEWANEE H2S-350X |  | BOILER | KEWANEE | H2S-350X | 1972-07-01 | 2010 | 18 | 1 | BOILER #3-KEWANEE H2S-350X | NO.6 | 923 | Residual Oil (No. 6) | 0.5 | 0.1 | 100.032 | E3GAL | N | 24 | 1 | 2 | 24 | 1 | 22
1190138 | GENERAL ELECTRIC AIRCRAFT ENGINES |  | 1000 WESTERN AVE |  | LYNN | MA | 019100000 | 1000 WESTERN AVE |  | LYNN | MA | 019100000 | N | PRIVATE | OP12 | GENERAL ELECTRIC COMPANY | 7815944704 | jolanta.wojas@ge.com | MARIA | DEACON | 7815943013 | maria.deacon@ge.com | JOLANTA | WOJAS | 7815944704 | jolanta.wojas@ge.com | 1 | BOILER #1-FOSTER WHEELER 8B-1652 DUAL FUEL EU99-1 |  | BOILER | FOSTER WHEELER | 8B-1652 | 1943-09-01 | 2011 | 199 | 1 | BOILER #1-F WHEELER 8B-1652 #6 OIL EU99-1 | NO.6 | 923 | Residual Oil (No. 6) | 0.86 | 0.4 | 0 | E3GAL | Y | 24 | 7 | 52 | 24 | 7 | 22
1190138 | GENERAL ELECTRIC AIRCRAFT ENGINES |  | 1000 WESTERN AVE |  | LYNN | MA | 019100000 | 1000 WESTERN AVE |  | LYNN | MA | 019100000 | N | PRIVATE | OP12 | GENERAL ELECTRIC COMPANY | 7815944704 | jolanta.wojas@ge.com | MARIA | DEACON | 7815943013 | maria.deacon@ge.com | JOLANTA | WOJAS | 7815944704 | jolanta.wojas@ge.com | 1 | BOILER #1-FOSTER WHEELER 8B-1652 DUAL FUEL EU99-1 |  | BOILER | FOSTER WHEELER | 8B-1652 | 1943-09-01 | 2011 | 199 | 2 | BOILER #1-F WHEELER 8B-1652 NATURAL GAS EU99-1 | NATURAL GAS | 209 | Natural Gas |  |  | 161.899 | E6FT3 | Y | 24 | 7 | 52 | 24 | 7 | 22
1190138 | GENERAL ELECTRIC AIRCRAFT ENGINES |  | 1000 WESTERN AVE |  | LYNN | MA | 019100000 | 1000 WESTERN AVE |  | LYNN | MA | 019100000 | N | PRIVATE | OP12 | GENERAL ELECTRIC COMPANY | 7815944704 | jolanta.wojas@ge.com | MARIA | DEACON | 7815943013 | maria.deacon@ge.com | JOLANTA | WOJAS | 7815944704 | jolanta.wojas@ge.com | 2 | BOILER #2-FOSTER WHEELER B-4482 DUAL FUEL EU99-2 |  | BOILER | FOSTER WHEELER | B-4482 | 1949-11-01 | 2011 | 195 | 1 | BOILER #2-F WHEELER B-4482 #6 OIL EU99-2 | NO.6 | 923 | Residual Oil (No. 6) | 0.86 | 0.4 | 0 | E3GAL | Y | 24 | 7 | 52 | 24 | 7 | 22
1190138 | GENERAL ELECTRIC AIRCRAFT ENGINES |  | 1000 WESTERN AVE |  | LYNN | MA | 019100000 | 1000 WESTERN AVE |  | LYNN | MA | 019100000 | N | PRIVATE | OP12 | GENERAL ELECTRIC COMPANY | 7815944704 | jolanta.wojas@ge.com | MARIA | DEACON | 7815943013 | maria.deacon@ge.com | JOLANTA | WOJAS | 7815944704 | jolanta.wojas@ge.com | 2 | BOILER #2-FOSTER WHEELER B-4482 DUAL FUEL EU99-2 |  | BOILER | FOSTER WHEELER | B-4482 | 1949-11-01 | 2011 | 195 | 2 | BOILER #2-F WHEELER B-4482 NATURAL GAS EU99-2 | NATURAL GAS | 209 | Natural Gas |  |  | 268.2 | E6FT3 | Y | 24 | 7 | 52 | 24 | 7 | 22
1190138 | GENERAL ELECTRIC AIRCRAFT ENGINES |  | 1000 WESTERN AVE |  | LYNN | MA | 019100000 | 1000 WESTERN AVE |  | LYNN | MA | 019100000 | N | PRIVATE | OP12 | GENERAL ELECTRIC COMPANY | 7815944704 | jolanta.wojas@ge.com | MARIA | DEACON | 7815943013 | maria.deacon@ge.com | JOLANTA | WOJAS | 7815944704 | jolanta.wojas@ge.com | 3 | BOILER #3-BABCOCK+WILCOX PPL-2897 DUAL FUEL EU99-3 |  | BOILER | BABCOCK AND WILCOX | PPL-2897 | 1962-11-01 | 2011 | 382.8 | 1 | BOILER #3-B+W PPL-2897 #6 OIL EU99-3 | NO.6 | 923 | Residual Oil (No. 6) | 0.86 | 0.4 | 0 | E3GAL | Y | 24 | 7 | 52 | 24 | 7 | 22
1190138 | GENERAL ELECTRIC AIRCRAFT ENGINES |  | 1000 WESTERN AVE |  | LYNN | MA | 019100000 | 1000 WESTERN AVE |  | LYNN | MA | 019100000 | N | PRIVATE | OP12 | GENERAL ELECTRIC COMPANY | 7815944704 | jolanta.wojas@ge.com | MARIA | DEACON | 7815943013 | maria.deacon@ge.com | JOLANTA | WOJAS | 7815944704 | jolanta.wojas@ge.com | 3 | BOILER #3-BABCOCK+WILCOX PPL-2897 DUAL FUEL EU99-3 |  | BOILER | BABCOCK AND WILCOX | PPL-2897 | 1962-11-01 | 2011 | 382.8 | 2 | BOILER #3-B+W PPL-2897 NATURAL GAS EU99-3 | NATURAL GAS | 209 | Natural Gas |  |  | 872.42 | E6FT3 | Y | 24 | 7 | 52 | 24 | 7 | 22
1190138 | GENERAL ELECTRIC AIRCRAFT ENGINES |  | 1000 WESTERN AVE |  | LYNN | MA | 019100000 | 1000 WESTERN AVE |  | LYNN | MA | 019100000 | N | PRIVATE | OP12 | GENERAL ELECTRIC COMPANY | 7815944704 | jolanta.wojas@ge.com | MARIA | DEACON | 7815943013 | maria.deacon@ge.com | JOLANTA | WOJAS | 7815944704 | jolanta.wojas@ge.com | 5 | TURBINE #1-GE G5301 DUAL FUEL BLDG 99-8 |  | GAS TURBINE | GENERAL ELECTRIC | G5301 | 1972-01-01 | 2011 | 270 | 1 | TURBINE #1-GE G5301 #2 OIL EU99-8 | DIESEL | 44 | DIESEL | 0.182 | 0 | 7.791 | E3GAL | Y | 24 | 7 | 52 | 24 | 7 | 22
1190138 | GENERAL ELECTRIC AIRCRAFT ENGINES |  | 1000 WESTERN AVE |  | LYNN | MA | 019100000 | 1000 WESTERN AVE |  | LYNN | MA | 019100000 | N | PRIVATE | OP12 | GENERAL ELECTRIC COMPANY | 7815944704 | jolanta.wojas@ge.com | MARIA | DEACON | 7815943013 | maria.deacon@ge.com | JOLANTA | WOJAS | 7815944704 | jolanta.wojas@ge.com | 5 | TURBINE #1-GE G5301 DUAL FUEL BLDG 99-8 |  | GAS TURBINE | GENERAL ELECTRIC | G5301 | 1972-01-01 | 2011 | 270 | 2 | TURBINE #1-GE G5301 NATURAL GAS EU99-8 | NATURAL GAS | 209 | Natural Gas |  |  | 1.95 | E6FT3 | Y | 24 | 7 | 52 | 24 | 7 | 22
1190138 | GENERAL ELECTRIC AIRCRAFT ENGINES |  | 1000 WESTERN AVE |  | LYNN | MA | 019100000 | 1000 WESTERN AVE |  | LYNN | MA | 019100000 | N | PRIVATE | OP12 | GENERAL ELECTRIC COMPANY | 7815944704 | jolanta.wojas@ge.com | MARIA | DEACON | 7815943013 | maria.deacon@ge.com | JOLANTA | WOJAS | 7815944704 | jolanta.wojas@ge.com | 7 | BOILER #5-FOSTER WHEELER 6779 DUAL FUEL EU99-5 |  | BOILER | FOSTER WHEELER | AVC-5F-5A-20 | 1989-08-01 | 2011 | 243 | 1 | BOILER #5-F WHEELER 6779 #6 OIL EU99-5 | NO.6 | 923 | Residual Oil (No. 6) | 0.86 | 0.4 | 0 | E3GAL | Y | 24 | 7 | 52 | 24 | 7 | 22
1190138 | GENERAL ELECTRIC AIRCRAFT ENGINES |  | 1000 WESTERN AVE |  | LYNN | MA | 019100000 | 1000 WESTERN AVE |  | LYNN | MA | 019100000 | N | PRIVATE | OP12 | GENERAL ELECTRIC COMPANY | 7815944704 | jolanta.wojas@ge.com | MARIA | DEACON | 7815943013 | maria.deacon@ge.com | JOLANTA | WOJAS | 7815944704 | jolanta.wojas@ge.com | 7 | BOILER #5-FOSTER WHEELER 6779 DUAL FUEL EU99-5 |  | BOILER | FOSTER WHEELER | AVC-5F-5A-20 | 1989-08-01 | 2011 | 243 | 2 | BOILER #5-F WHEELER 6779 NATURAL GAS EU99-5 | NATURAL GAS | 209 | Natural Gas |  |  | 185.53 | E6FT3 | Y | 24 | 7 | 52 | 24 | 7 | 22
1190138 | GENERAL ELECTRIC AIRCRAFT ENGINES |  | 1000 WESTERN AVE |  | LYNN | MA | 019100000 | 1000 WESTERN AVE |  | LYNN | MA | 019100000 | N | PRIVATE | OP12 | GENERAL ELECTRIC COMPANY | 7815944704 | jolanta.wojas@ge.com | MARIA | DEACON | 7815943013 | maria.deacon@ge.com | JOLANTA | WOJAS | 7815944704 | jolanta.wojas@ge.com | 13 | DIESEL GENERATORS: 29,40,41,77,99,GP1, 59 | 8 | ENGINE | VARIOUS | VARIOUS | 1991-01-01 | 2011 | 13.99 | 1 | GENERATOR #3(4)-KOHLER EU32-1,40-25,41-10,77-2,GP | DIESEL | 44 | DIESEL | 0.3 | 0 | 36.89 | E3GAL | N | 8 | 1 | 52 | 8 | 1 | 13
1190138 | GENERAL ELECTRIC AIRCRAFT ENGINES |  | 1000 WESTERN AVE |  | LYNN | MA | 019100000 | 1000 WESTERN AVE |  | LYNN | MA | 019100000 | N | PRIVATE | OP12 | GENERAL ELECTRIC COMPANY | 7815944704 | jolanta.wojas@ge.com | MARIA | DEACON | 7815943013 | maria.deacon@ge.com | JOLANTA | WOJAS | 7815944704 | jolanta.wojas@ge.com | 57 | PREHEATERS (5)- TRANE/STAHL 29-10/11/12/13, 70-5 | 5 | AIR PREHEATER | TRANE/STAHL | UNKNOWN | 1969-01-01 | 2011 | 32.3 | 1 | PREHEATERS #1(5)-TRANE NAT GAS EU29-10/11/12/13 | NATURAL GAS | 209 | Natural Gas |  |  | 0.442 | E6FT3 | Y | 24 | 7 | 52 | 24 | 7 | 22
1190138 | GENERAL ELECTRIC AIRCRAFT ENGINES |  | 1000 WESTERN AVE |  | LYNN | MA | 019100000 | 1000 WESTERN AVE |  | LYNN | MA | 019100000 | N | PRIVATE | OP12 | GENERAL ELECTRIC COMPANY | 7815944704 | jolanta.wojas@ge.com | MARIA | DEACON | 7815943013 | maria.deacon@ge.com | JOLANTA | WOJAS | 7815944704 | jolanta.wojas@ge.com | 110 | GASOLINE FIRED GENERATORS (13) | 13 | ENGINE | MISC | MISC | 2000-01-01 | 2011 | 16.9 | 1 | GASOLINE | GASOLINE | 127 | GASOLINE | 0.05 | 0 | 0.425 | E3GAL | N | 1 | 7 | 52 | 1 | 7 | 22
1190144 | BOSTON COLLEGE LAW SCHOOL |  | 885 CENTER ST |  | NEWTON | MA | 021580000 | 140 COMMONWEALTH AVE |  | CHESTNUT HILL | MA | 024670000 | N | PRIVATE | SM80-R | BOSTON COLLEGE LAW SCHOOL | 6175520300 | gail.hall@bc.edu | DANIEL | BOURQUE | 6175526067 | Daniel.Bourque@bc.edu | GAIL | HALL | 6175520300 | gail.hall@bc.edu | 1 | BOILER #1-KEWANEE IIM889 |  | BOILER | KEWANEE | S12038 | 1955-06-01 | 2011 | 10 | 2 | #2 FUEL OIL | NO.2 | 58 | Distillate Oil (No. 2) | 0.3 |  | 124.27 | E3GAL | N | 9 | 7 | 52 | 9 | 7 | 22
1190144 | BOSTON COLLEGE LAW SCHOOL |  | 885 CENTER ST |  | NEWTON | MA | 021580000 | 140 COMMONWEALTH AVE |  | CHESTNUT HILL | MA | 024670000 | N | PRIVATE | SM80-R | BOSTON COLLEGE LAW SCHOOL | 6175520300 | gail.hall@bc.edu | DANIEL | BOURQUE | 6175526067 | Daniel.Bourque@bc.edu | GAIL | HALL | 6175520300 | gail.hall@bc.edu | 2 | BOILER 2-KEWANEE IIM889 |  | BOILER | KEWANEE | S12039 | 1955-06-01 | 2011 | 10 | 1 | BOILER 2-KEWANEE IIM889 | NO.4 | 825 | Distillate Oil (No. 4) | 0.5 | 0 | 0 | E3GAL | N | 6 | 7 | 52 | 6 | 7 | 22
1190144 | BOSTON COLLEGE LAW SCHOOL |  | 885 CENTER ST |  | NEWTON | MA | 021580000 | 140 COMMONWEALTH AVE |  | CHESTNUT HILL | MA | 024670000 | N | PRIVATE | SM80-R | BOSTON COLLEGE LAW SCHOOL | 6175520300 | gail.hall@bc.edu | DANIEL | BOURQUE | 6175526067 | Daniel.Bourque@bc.edu | GAIL | HALL | 6175520300 | gail.hall@bc.edu | 2 | BOILER 2-KEWANEE IIM889 |  | BOILER | KEWANEE | S12039 | 1955-06-01 | 2011 | 10 | 2 | #2 FUEL OIL | NO.2 | 58 | Distillate Oil (No. 2) | 0.3 |  | 82.846 | E3GAL | N | 6 | 7 | 52 | 6 | 7 | 22
1190144 | BOSTON COLLEGE LAW SCHOOL |  | 885 CENTER ST |  | NEWTON | MA | 021580000 | 140 COMMONWEALTH AVE |  | CHESTNUT HILL | MA | 024670000 | N | PRIVATE | SM80-R | BOSTON COLLEGE LAW SCHOOL | 6175520300 | gail.hall@bc.edu | DANIEL | BOURQUE | 6175526067 | Daniel.Bourque@bc.edu | GAIL | HALL | 6175520300 | gail.hall@bc.edu | 3 | BOILER 3-SPENCER 6055-285 |  | BOILER | SPENCER | S08072 | 1956-06-01 | 2011 | 15 | 1 | BOILER 3-SPENCER 6055-285 | NO.4 | 825 | Distillate Oil (No. 4) | 0.5 | 0 | 0 | E3GAL | N | 0 | 0 | 0 | 0 | 0 | 0
1190152 | LAWRENCE MEMORIAL HOSPITAL |  | 170 GOVERNORS AVE |  | MEDFORD | MA | 021550000 | 170 GOVERNORS AVENUE |  | MEDFORD | MA | 021550000 | N | PRIVATE | SM50 | LAWRENCE MEMORIAL HOSPITAL OF MEDFORD | 7813066543 | mmichalski@hallmarkhealth.org | MICHAEL | MICHALSKI | 7813066543 | mmichalski@hallmarkhealth.org | JERRY | ZULLO | 7813066542 | jzullo@hallmarkhealth.org | 2 | BOILER #2-CLEAVER BROOKS CB600-500 25 MMBTU/HR |  | BOILER | CLEAVER BROOKS | CB-600-500 | 1976-01-22 | 2009 | 25 | 1 | BOILER #2-CLEAVER BROOKS CB600-500 #6 OIL-0.5 S | NO.2 | 58 | Distillate Oil (No. 2) | 0.5 | 0.1 | 0 | E3GAL | Y | 24 | 7 | 52 | 24 | 7 | 22
1190152 | LAWRENCE MEMORIAL HOSPITAL |  | 170 GOVERNORS AVE |  | MEDFORD | MA | 021550000 | 170 GOVERNORS AVENUE |  | MEDFORD | MA | 021550000 | N | PRIVATE | SM50 | LAWRENCE MEMORIAL HOSPITAL OF MEDFORD | 7813066543 | mmichalski@hallmarkhealth.org | MICHAEL | MICHALSKI | 7813066543 | mmichalski@hallmarkhealth.org | JERRY | ZULLO | 7813066542 | jzullo@hallmarkhealth.org | 2 | BOILER #2-CLEAVER BROOKS CB600-500 25 MMBTU/HR |  | BOILER | CLEAVER BROOKS | CB-600-500 | 1976-01-22 | 2009 | 25 | 2 | BOILER #2-CLEAVER BROOKS CB600-500 NATURAL GAS | NATURAL GAS | 209 | Natural Gas |  |  | 22.5 | E6FT3 | Y | 24 | 7 | 52 | 24 | 7 | 22
1190152 | LAWRENCE MEMORIAL HOSPITAL |  | 170 GOVERNORS AVE |  | MEDFORD | MA | 021550000 | 170 GOVERNORS AVENUE |  | MEDFORD | MA | 021550000 | N | PRIVATE | SM50 | LAWRENCE MEMORIAL HOSPITAL OF MEDFORD | 7813066543 | mmichalski@hallmarkhealth.org | MICHAEL | MICHALSKI | 7813066543 | mmichalski@hallmarkhealth.org | JERRY | ZULLO | 7813066542 | jzullo@hallmarkhealth.org | 3 | BOILER #3-CLEAVER BROOKS CB600-500 25 MMBTU/HR |  | BOILER | CLEAVER BROOKS | CB-5--0600 | 1976-01-26 | 2009 | 25 | 1 | BOILER #3-CLEAVER BROOKS CB600-500 #6 OIL-0.5 S | NO.6 | 923 | Residual Oil (No. 6) | 0.5 | 0.1 | 0 | E3GAL | Y | 24 | 7 | 52 | 24 | 7 | 22
1190152 | LAWRENCE MEMORIAL HOSPITAL |  | 170 GOVERNORS AVE |  | MEDFORD | MA | 021550000 | 170 GOVERNORS AVENUE |  | MEDFORD | MA | 021550000 | N | PRIVATE | SM50 | LAWRENCE MEMORIAL HOSPITAL OF MEDFORD | 7813066543 | mmichalski@hallmarkhealth.org | MICHAEL | MICHALSKI | 7813066543 | mmichalski@hallmarkhealth.org | JERRY | ZULLO | 7813066542 | jzullo@hallmarkhealth.org | 3 | BOILER #3-CLEAVER BROOKS CB600-500 25 MMBTU/HR |  | BOILER | CLEAVER BROOKS | CB-5--0600 | 1976-01-26 | 2009 | 25 | 2 | BOILER #3-CLEAVER BROOKS CB600-500 NATURAL GAS | NATURAL GAS | 209 | Natural Gas |  |  | 22.5 | E6FT3 | Y | 24 | 7 | 52 | 24 | 7 | 22
1190156 | TUFTS UNIVERSITY |  | 520 BOSTON AVE |  | MEDFORD | MA | 021550000 | 520 BOSTON AVE |  | MEDFORD | MA | 021550000 | N | PRIVATE | SM80-R | TUFTS UNIVERSITY | 6176273704 | elizabeth.isenstein@tufts.edu | ELIZABETH | ISENSTEIN | 6176273704 | elizabeth.isenstein@tufts.edu | ELIZABETH | ISENSTEIN | 6176273704 | elizabeth.isenstein@tufts.edu | 1 | BOILER #1-CLEAVER BROOKS CB600-700 CENTRAL PLANT |  | BOILER | CLEAVER BROOKS | CB600-700-15 | 1985-11-01 | 2011 | 29.2906 | 1 | BOILER #1-CLEAVER BROOKS #6 OIL-0.49PERCENTS CEN | NO.6 | 923 | Residual Oil (No. 6) | 0.49 | 0.2 | 46.624 | E3GAL | Y | 24 | 7 | 52 | 24 | 7 | 22
1190156 | TUFTS UNIVERSITY |  | 520 BOSTON AVE |  | MEDFORD | MA | 021550000 | 520 BOSTON AVE |  | MEDFORD | MA | 021550000 | N | PRIVATE | SM80-R | TUFTS UNIVERSITY | 6176273704 | elizabeth.isenstein@tufts.edu | ELIZABETH | ISENSTEIN | 6176273704 | elizabeth.isenstein@tufts.edu | ELIZABETH | ISENSTEIN | 6176273704 | elizabeth.isenstein@tufts.edu | 1 | BOILER #1-CLEAVER BROOKS CB600-700 CENTRAL PLANT |  | BOILER | CLEAVER BROOKS | CB600-700-15 | 1985-11-01 | 2011 | 29.2906 | 2 | #2 FUEL | NO.2 | 58 | Distillate Oil (No. 2) | 0.23 |  | 207.944 | E3GAL | Y | 24 | 7 | 52 | 24 | 7 | 22
1190156 | TUFTS UNIVERSITY |  | 520 BOSTON AVE |  | MEDFORD | MA | 021550000 | 520 BOSTON AVE |  | MEDFORD | MA | 021550000 | N | PRIVATE | SM80-R | TUFTS UNIVERSITY | 6176273704 | elizabeth.isenstein@tufts.edu | ELIZABETH | ISENSTEIN | 6176273704 | elizabeth.isenstein@tufts.edu | ELIZABETH | ISENSTEIN | 6176273704 | elizabeth.isenstein@tufts.edu | 1 | BOILER #1-CLEAVER BROOKS CB600-700 CENTRAL PLANT |  | BOILER | CLEAVER BROOKS | CB600-700-15 | 1985-11-01 | 2011 | 29.2906 | 3 | NATURAL GAS | NATURAL GAS | 209 | Natural Gas |  |  | 4.8513 | E6FT3 | Y | 24 | 7 | 52 | 24 | 7 | 22
1190156 | TUFTS UNIVERSITY |  | 520 BOSTON AVE |  | MEDFORD | MA | 021550000 | 520 BOSTON AVE |  | MEDFORD | MA | 021550000 | N | PRIVATE | SM80-R | TUFTS UNIVERSITY | 6176273704 | elizabeth.isenstein@tufts.edu | ELIZABETH | ISENSTEIN | 6176273704 | elizabeth.isenstein@tufts.edu | ELIZABETH | ISENSTEIN | 6176273704 | elizabeth.isenstein@tufts.edu | 2 | BOILER #2-CLEAVER BROOKS CB600-700 CENTRAL PLANT |  | BOILER | CLEAVER BROOKS | CB600-700-15 | 1985-11-01 | 2011 | 29.2906 | 1 | BOILER #2-CLEAVER BROOKS #6 OIL-0.49PERCENTS CEN | NO.6 | 923 | Residual Oil (No. 6) | 0.49 | 0.2 | 46.624 | E3GAL | Y | 24 | 7 | 52 | 24 | 7 | 22
1190156 | TUFTS UNIVERSITY |  | 520 BOSTON AVE |  | MEDFORD | MA | 021550000 | 520 BOSTON AVE |  | MEDFORD | MA | 021550000 | N | PRIVATE | SM80-R | TUFTS UNIVERSITY | 6176273704 | elizabeth.isenstein@tufts.edu | ELIZABETH | ISENSTEIN | 6176273704 | elizabeth.isenstein@tufts.edu | ELIZABETH | ISENSTEIN | 6176273704 | elizabeth.isenstein@tufts.edu | 2 | BOILER #2-CLEAVER BROOKS CB600-700 CENTRAL PLANT |  | BOILER | CLEAVER BROOKS | CB600-700-15 | 1985-11-01 | 2011 | 29.2906 | 2 | #2 FUEL | NO.2 | 58 | Distillate Oil (No. 2) | 0.23 | 0 | 207.944 | E3GAL | Y | 24 | 7 | 52 | 24 | 7 | 22
1190156 | TUFTS UNIVERSITY |  | 520 BOSTON AVE |  | MEDFORD | MA | 021550000 | 520 BOSTON AVE |  | MEDFORD | MA | 021550000 | N | PRIVATE | SM80-R | TUFTS UNIVERSITY | 6176273704 | elizabeth.isenstein@tufts.edu | ELIZABETH | ISENSTEIN | 6176273704 | elizabeth.isenstein@tufts.edu | ELIZABETH | ISENSTEIN | 6176273704 | elizabeth.isenstein@tufts.edu | 2 | BOILER #2-CLEAVER BROOKS CB600-700 CENTRAL PLANT |  | BOILER | CLEAVER BROOKS | CB600-700-15 | 1985-11-01 | 2011 | 29.2906 | 3 | NATURAL GAS | NATURAL GAS | 209 | Natural Gas |  |  | 4.8513 | E6FT3 | Y | 24 | 7 | 52 | 24 | 7 | 22
1190156 | TUFTS UNIVERSITY |  | 520 BOSTON AVE |  | MEDFORD | MA | 021550000 | 520 BOSTON AVE |  | MEDFORD | MA | 021550000 | N | PRIVATE | SM80-R | TUFTS UNIVERSITY | 6176273704 | elizabeth.isenstein@tufts.edu | ELIZABETH | ISENSTEIN | 6176273704 | elizabeth.isenstein@tufts.edu | ELIZABETH | ISENSTEIN | 6176273704 | elizabeth.isenstein@tufts.edu | 3 | BOILER #3-ERIE CITY WB-1-20 CENTRAL PLANT |  | BOILER | ERIE CITY | VL | 1965-11-01 | 2011 | 38.225 | 1 | BOILER #3-ERIE CITY | NO.2 | 58 | Distillate Oil (No. 2) | 0.23 | 0 | 15 | E3GAL | N | 6 | 1 | 26 | 0 | 0 | 0
1190156 | TUFTS UNIVERSITY |  | 520 BOSTON AVE |  | MEDFORD | MA | 021550000 | 520 BOSTON AVE |  | MEDFORD | MA | 021550000 | N | PRIVATE | SM80-R | TUFTS UNIVERSITY | 6176273704 | elizabeth.isenstein@tufts.edu | ELIZABETH | ISENSTEIN | 6176273704 | elizabeth.isenstein@tufts.edu | ELIZABETH | ISENSTEIN | 6176273704 | elizabeth.isenstein@tufts.edu | 4 | BOILER #4-CLEAVER BROOKS CB600-300 TILTON PLANT |  | BOILER | CLEAVER BROOKS | CB-600-300 | 1979-09-01 | 2011 | 12.5 | 1 | BOILER #4-CLEAVER BROOKS #6 OIL-0.49PERCENTS TIL | NO.6 | 923 | Residual Oil (No. 6) | 0.49 | 0.2 | 17.082 | E3GAL | Y | 24 | 7 | 52 | 24 | 7 | 22
1190156 | TUFTS UNIVERSITY |  | 520 BOSTON AVE |  | MEDFORD | MA | 021550000 | 520 BOSTON AVE |  | MEDFORD | MA | 021550000 | N | PRIVATE | SM80-R | TUFTS UNIVERSITY | 6176273704 | elizabeth.isenstein@tufts.edu | ELIZABETH | ISENSTEIN | 6176273704 | elizabeth.isenstein@tufts.edu | ELIZABETH | ISENSTEIN | 6176273704 | elizabeth.isenstein@tufts.edu | 4 | BOILER #4-CLEAVER BROOKS CB600-300 TILTON PLANT |  | BOILER | CLEAVER BROOKS | CB-600-300 | 1979-09-01 | 2011 | 12.5 | 2 | BOILER #4-CLEAVER BROOKS NATURAL GAS TILTON | NATURAL GAS | 209 | Natural Gas |  |  | 12.071 | E6FT3 | Y | 24 | 7 | 52 | 24 | 7 | 22
1190156 | TUFTS UNIVERSITY |  | 520 BOSTON AVE |  | MEDFORD | MA | 021550000 | 520 BOSTON AVE |  | MEDFORD | MA | 021550000 | N | PRIVATE | SM80-R | TUFTS UNIVERSITY | 6176273704 | elizabeth.isenstein@tufts.edu | ELIZABETH | ISENSTEIN | 6176273704 | elizabeth.isenstein@tufts.edu | ELIZABETH | ISENSTEIN | 6176273704 | elizabeth.isenstein@tufts.edu | 5 | BOILER #5-CLEAVER BROOKS CB600-300 TILTON PLANT |  | BOILER | CLEAVER BROOKS | CB-600-300 | 1979-09-01 | 2011 | 12.5 | 1 | BOILER #5-CLEAVER BROOKS #6 OIL-0.49PERCENTS TIL | NO.6 | 923 | Residual Oil (No. 6) | 0.49 | 0.2 | 17.082 | E3GAL | Y | 24 | 7 | 52 | 24 | 7 | 22
1190156 | TUFTS UNIVERSITY |  | 520 BOSTON AVE |  | MEDFORD | MA | 021550000 | 520 BOSTON AVE |  | MEDFORD | MA | 021550000 | N | PRIVATE | SM80-R | TUFTS UNIVERSITY | 6176273704 | elizabeth.isenstein@tufts.edu | ELIZABETH | ISENSTEIN | 6176273704 | elizabeth.isenstein@tufts.edu | ELIZABETH | ISENSTEIN | 6176273704 | elizabeth.isenstein@tufts.edu | 5 | BOILER #5-CLEAVER BROOKS CB600-300 TILTON PLANT |  | BOILER | CLEAVER BROOKS | CB-600-300 | 1979-09-01 | 2011 | 12.5 | 2 | BOILER #5-CLEAVER BROOKS NATURAL GAS TILTON | NATURAL GAS | 209 | Natural Gas |  |  | 12.071 | E6FT3 | Y | 24 | 7 | 52 | 24 | 7 | 22
1190156 | TUFTS UNIVERSITY |  | 520 BOSTON AVE |  | MEDFORD | MA | 021550000 | 520 BOSTON AVE |  | MEDFORD | MA | 021550000 | N | PRIVATE | SM80-R | TUFTS UNIVERSITY | 6176273704 | elizabeth.isenstein@tufts.edu | ELIZABETH | ISENSTEIN | 6176273704 | elizabeth.isenstein@tufts.edu | ELIZABETH | ISENSTEIN | 6176273704 | elizabeth.isenstein@tufts.edu | 6 | BOILER #6-CLEAVER BROOKS CBLE300 COUSENS |  | BOILER | CLEAVER BROOKS | CB(LE) 200-300-15 | 1998-09-01 | 2011 | 12.9191 | 1 | BOILER #6-CLEAVER BROOKS NATURAL GAS COUSENS | NATURAL GAS | 209 | Natural Gas |  |  | 3.9551 | E6FT3 | Y | 24 | 7 | 52 | 24 | 7 | 22
1190156 | TUFTS UNIVERSITY |  | 520 BOSTON AVE |  | MEDFORD | MA | 021550000 | 520 BOSTON AVE |  | MEDFORD | MA | 021550000 | N | PRIVATE | SM80-R | TUFTS UNIVERSITY | 6176273704 | elizabeth.isenstein@tufts.edu | ELIZABETH | ISENSTEIN | 6176273704 | elizabeth.isenstein@tufts.edu | ELIZABETH | ISENSTEIN | 6176273704 | elizabeth.isenstein@tufts.edu | 6 | BOILER #6-CLEAVER BROOKS CBLE300 COUSENS |  | BOILER | CLEAVER BROOKS | CB(LE) 200-300-15 | 1998-09-01 | 2011 | 12.9191 | 2 | BOILER #6-CLEAVER BROOKS #2 OIL 0.3PERCENTS COU | NO.2 | 58 | Distillate Oil (No. 2) | 0.3 | 0 | 0 | E3GAL | Y | 24 | 7 | 52 | 24 | 7 | 22
1190156 | TUFTS UNIVERSITY |  | 520 BOSTON AVE |  | MEDFORD | MA | 021550000 | 520 BOSTON AVE |  | MEDFORD | MA | 021550000 | N | PRIVATE | SM80-R | TUFTS UNIVERSITY | 6176273704 | elizabeth.isenstein@tufts.edu | ELIZABETH | ISENSTEIN | 6176273704 | elizabeth.isenstein@tufts.edu | ELIZABETH | ISENSTEIN | 6176273704 | elizabeth.isenstein@tufts.edu | 7 | BOILER #2-CLEAVER BROOKS CBLE300 COUSENS |  | BOILER | CLEAVER BROOKS | CB(LE) 200-300-15 | 1998-09-01 | 2011 | 12.9191 | 1 | BOILER #7-CLEAVER BROOKS NATURAL GAS COUSENS | NATURAL GAS | 209 | Natural Gas |  |  | 3.9551 | E6FT3 | Y | 24 | 7 | 52 | 24 | 7 | 22
1190156 | TUFTS UNIVERSITY |  | 520 BOSTON AVE |  | MEDFORD | MA | 021550000 | 520 BOSTON AVE |  | MEDFORD | MA | 021550000 | N | PRIVATE | SM80-R | TUFTS UNIVERSITY | 6176273704 | elizabeth.isenstein@tufts.edu | ELIZABETH | ISENSTEIN | 6176273704 | elizabeth.isenstein@tufts.edu | ELIZABETH | ISENSTEIN | 6176273704 | elizabeth.isenstein@tufts.edu | 7 | BOILER #2-CLEAVER BROOKS CBLE300 COUSENS |  | BOILER | CLEAVER BROOKS | CB(LE) 200-300-15 | 1998-09-01 | 2011 | 12.9191 | 2 | BOILER #7-CLEAVER BROOKS #2 OIL 0.3PERCENTS COU | NO.2 | 58 | Distillate Oil (No. 2) | 0.3 | 0 | 0 | E3GAL | Y | 24 | 7 | 52 | 24 | 7 | 22
1190156 | TUFTS UNIVERSITY |  | 520 BOSTON AVE |  | MEDFORD | MA | 021550000 | 520 BOSTON AVE |  | MEDFORD | MA | 021550000 | N | PRIVATE | SM80-R | TUFTS UNIVERSITY | 6176273704 | elizabeth.isenstein@tufts.edu | ELIZABETH | ISENSTEIN | 6176273704 | elizabeth.isenstein@tufts.edu | ELIZABETH | ISENSTEIN | 6176273704 | elizabeth.isenstein@tufts.edu | 77 | 25 SMALL BOILERS IN 21 RESIDENTIAL HOUSES-#2OIL .3 |  | BOILER | WEIL MCLAIN | P468S | 1980-01-01 | 2011 | 10 | 1 | 25 SMALL BOILERS RESIDENTIAL HOUSES #2 OIL 0.3PER | NO.2 | 58 | Distillate Oil (No. 2) | 0.3 | 0 | 36.0814 | E3GAL | N | 24 | 7 | 30 | 24 | 7 | 2
1190158 | MELROSE WAKEFIELD HOSPITAL |  | 585 LEBANON ST |  | MELROSE | MA | 021760000 | 585 LEBANON STREET |  | MELROSE | MA | 021760000 | N | PRIVATE | SM50 | MELROSE WAKEFIELD HOSPITAL | 7819793292 | jferbert@hallmarkhealth.org | JUSTIN | FERBERT | 7819793292 | jferbert@hallmarkhealth.org | JUSTIN | FERBERT | 7819793292 | jferbert@hallmarkhealth.org | 1 | BOILER #1-CLEAVER BROOKS CB600-500 20.92 MMBTU/HR |  | BOILER | CLEAVER BROOKS | CB600-500 | 1977-08-01 | 2009 | 21 | 1 | BOILER #1-CLEAVER BROOKS CB600-500 #4 OIL 1 S | NO.4 | 825 | Distillate Oil (No. 4) | 1 | 0.1 | 0 | E3GAL | Y | 24 | 7 | 52 | 24 | 7 | 22
1190158 | MELROSE WAKEFIELD HOSPITAL |  | 585 LEBANON ST |  | MELROSE | MA | 021760000 | 585 LEBANON STREET |  | MELROSE | MA | 021760000 | N | PRIVATE | SM50 | MELROSE WAKEFIELD HOSPITAL | 7819793292 | jferbert@hallmarkhealth.org | JUSTIN | FERBERT | 7819793292 | jferbert@hallmarkhealth.org | JUSTIN | FERBERT | 7819793292 | jferbert@hallmarkhealth.org | 1 | BOILER #1-CLEAVER BROOKS CB600-500 20.92 MMBTU/HR |  | BOILER | CLEAVER BROOKS | CB600-500 | 1977-08-01 | 2009 | 21 | 2 | BOILER #1-CLEAVER BROOKS CB600-500 NATURAL GAS | NATURAL GAS | 209 | Natural Gas |  |  | 16.275 | E6FT3 | Y | 24 | 7 | 52 | 24 | 7 | 22
1190158 | MELROSE WAKEFIELD HOSPITAL |  | 585 LEBANON ST |  | MELROSE | MA | 021760000 | 585 LEBANON STREET |  | MELROSE | MA | 021760000 | N | PRIVATE | SM50 | MELROSE WAKEFIELD HOSPITAL | 7819793292 | jferbert@hallmarkhealth.org | JUSTIN | FERBERT | 7819793292 | jferbert@hallmarkhealth.org | JUSTIN | FERBERT | 7819793292 | jferbert@hallmarkhealth.org | 2 | BOILER #2-CLEAVER BROOKS CB600-500 20.92 MMBTU/HR |  | BOILER | CLEAVER BROOKS | CB600-500 | 1977-08-01 | 2009 | 21 | 1 | BOILER #2-CLEAVER BROOKS CB600-500 #4 OIL 1 S | NO.4 | 825 | Distillate Oil (No. 4) | 1 | 0.1 | 0 | E3GAL | Y | 24 | 7 | 52 | 24 | 7 | 22
1190158 | MELROSE WAKEFIELD HOSPITAL |  | 585 LEBANON ST |  | MELROSE | MA | 021760000 | 585 LEBANON STREET |  | MELROSE | MA | 021760000 | N | PRIVATE | SM50 | MELROSE WAKEFIELD HOSPITAL | 7819793292 | jferbert@hallmarkhealth.org | JUSTIN | FERBERT | 7819793292 | jferbert@hallmarkhealth.org | JUSTIN | FERBERT | 7819793292 | jferbert@hallmarkhealth.org | 2 | BOILER #2-CLEAVER BROOKS CB600-500 20.92 MMBTU/HR |  | BOILER | CLEAVER BROOKS | CB600-500 | 1977-08-01 | 2009 | 21 | 2 | BOILER #2-CLEAVER BROOKS CB600-500 NATURAL GAS | NATURAL GAS | 209 | Natural Gas |  |  | 16.275 | E6FT3 | Y | 24 | 7 | 52 | 24 | 7 | 22
1190159 | BOSTIK INCORPORATED |  | BOSTON ST |  | MIDDLETON | MA | 019490000 | 211 BOSTON STREET |  | MIDDLETON | MA | 019490000 | N | PRIVATE | OP3 | BOSTIK INC | 9787507381 | nathaniel.weiner@bostik-us.com | NATHANIEL | WEINER | 9787507381 | nathaniel.weiner@bostik-us.com | DANIEL | WELCH | 9787507402 | dan.welch@bostik-us.com | 2 | BOILER #2-CLEAVER BROOKS NATURAL GAS |  | BOILER | CLEAVER BROOKS | CB600-250 | 1985-06-28 | 2011 | 10.5 | 1 | BOILER #2-CLEAVER BROOKS NATURAL GAS | NATURAL GAS | 209 | Natural Gas |  |  | 9.288 | E6FT3 | N | 24 | 7 | 16 | 0 | 0 | 0
1190168 | NEWTON WELLESLEY HOSPITAL |  | 2014 WASHINGTON ST |  | NEWTON | MA | 024620000 | 2014 WASHINGTON ST |  | NEWTON | MA | 024620000 | N | PRIVATE | SM80-R | NEWTON WELLESLEY HOSPITAL | 6172436549 | pjordan@partners.org | PATRICK | JORDAN | 6172436000 | pjordan@partners.org | DAVID | CORBIN | 6172436477 | dcorbin1@partners.org | 1 | BOILER #1 BIGELOW ST-390-STPF |  | BOILER | BIGELOW | ST-390-STPF | 1968-01-01 | 2011 | 25.2 | 1 | #6 RESIDUAL OIL | NO.6 | 923 | Residual Oil (No. 6) | 0.5 | 0.1 | 3.963 | E3GAL | N | 24 | 7 | 52 | 24 | 7 | 22
1190168 | NEWTON WELLESLEY HOSPITAL |  | 2014 WASHINGTON ST |  | NEWTON | MA | 024620000 | 2014 WASHINGTON ST |  | NEWTON | MA | 024620000 | N | PRIVATE | SM80-R | NEWTON WELLESLEY HOSPITAL | 6172436549 | pjordan@partners.org | PATRICK | JORDAN | 6172436000 | pjordan@partners.org | DAVID | CORBIN | 6172436477 | dcorbin1@partners.org | 2 | BOILER #2-BIGELOW ST-390-STPF |  | BOILER | BIGELOW | ST-390-STPF | 1968-01-01 | 2011 | 25.2 | 1 | #6 RESIDUAL OIL | NO.6 | 923 | Residual Oil (No. 6) | 0.5 | 0.1 | 3.963 | E3GAL | N | 24 | 7 | 52 | 24 | 7 | 22
1190168 | NEWTON WELLESLEY HOSPITAL |  | 2014 WASHINGTON ST |  | NEWTON | MA | 024620000 | 2014 WASHINGTON ST |  | NEWTON | MA | 024620000 | N | PRIVATE | SM80-R | NEWTON WELLESLEY HOSPITAL | 6172436549 | pjordan@partners.org | PATRICK | JORDAN | 6172436000 | pjordan@partners.org | DAVID | CORBIN | 6172436477 | dcorbin1@partners.org | 2 | BOILER #2-BIGELOW ST-390-STPF |  | BOILER | BIGELOW | ST-390-STPF | 1968-01-01 | 2011 | 25.2 | 2 | NATURAL GAS | NATURAL GAS | 209 | Natural Gas |  |  | 90.6 | E6FT3 | N | 24 | 7 | 52 | 24 | 7 | 22
1190168 | NEWTON WELLESLEY HOSPITAL |  | 2014 WASHINGTON ST |  | NEWTON | MA | 024620000 | 2014 WASHINGTON ST |  | NEWTON | MA | 024620000 | N | PRIVATE | SM80-R | NEWTON WELLESLEY HOSPITAL | 6172436549 | pjordan@partners.org | PATRICK | JORDAN | 6172436000 | pjordan@partners.org | DAVID | CORBIN | 6172436477 | dcorbin1@partners.org | 3 | BOILER #3-BIGELOW ST-390-STPF |  | BOILER | BIGELOW | ST-390-STPF | 1981-02-01 | 2011 | 25.2 | 1 | #6 RESIDUAL OIL | NO.6 | 923 | Residual Oil (No. 6) | 0.5 | 1 | 3.963 | E3GAL | N | 24 | 7 | 52 | 24 | 7 | 22
1190168 | NEWTON WELLESLEY HOSPITAL |  | 2014 WASHINGTON ST |  | NEWTON | MA | 024620000 | 2014 WASHINGTON ST |  | NEWTON | MA | 024620000 | N | PRIVATE | SM80-R | NEWTON WELLESLEY HOSPITAL | 6172436549 | pjordan@partners.org | PATRICK | JORDAN | 6172436000 | pjordan@partners.org | DAVID | CORBIN | 6172436477 | dcorbin1@partners.org | 3 | BOILER #3-BIGELOW ST-390-STPF |  | BOILER | BIGELOW | ST-390-STPF | 1981-02-01 | 2011 | 25.2 | 2 | NATURAL GAS | NATURAL GAS | 209 | Natural Gas |  |  | 90.6 | E6FT3 | N | 24 | 7 | 52 | 24 | 7 | 22
1190175 | ROUSSELOT PEABODY INC | FKA EASTMAN GELATINE CORP | 227 WASHINGTON ST |  | PEABODY | MA | 019600000 | 227 WASHINGTON ST |  | PEABODY | MA | 019600000 | N | PRIVATE | OP3 | ROUSSELOT INC. | 8884553556 | gelatine.usa@rousselot.com | JONATHAN | SCHWARTZ | 9785733751 | jonathan.schwartz@rousselot.com | EILEEN | WATKINS | 9785733774 | eileen.watkins@kodak.com | 3 | BOILER #3-COMB ENGINEERING MOD 4048 DUAL FUEL |  | BOILER | COMBUSTION ENGINEERING | D-3088-2 | 1950-06-01 | 2011 | 92 | 1 | BOILER #3-COMB ENGINEERING 4048 #6 OIL | NO.6 | 923 | Residual Oil (No. 6) | 1 | 0.1 | 0 | E3GAL | N | 24 | 7 | 27 | 24 | 7 | 1
1190175 | ROUSSELOT PEABODY INC | FKA EASTMAN GELATINE CORP | 227 WASHINGTON ST |  | PEABODY | MA | 019600000 | 227 WASHINGTON ST |  | PEABODY | MA | 019600000 | N | PRIVATE | OP3 | ROUSSELOT INC. | 8884553556 | gelatine.usa@rousselot.com | JONATHAN | SCHWARTZ | 9785733751 | jonathan.schwartz@rousselot.com | EILEEN | WATKINS | 9785733774 | eileen.watkins@kodak.com | 3 | BOILER #3-COMB ENGINEERING MOD 4048 DUAL FUEL |  | BOILER | COMBUSTION ENGINEERING | D-3088-2 | 1950-06-01 | 2011 | 92 | 2 | BOILER #3-COMB ENGINEERING 4048 NATURAL GAS | NATURAL GAS | 209 | Natural Gas |  |  | 198.7122 | E6FT3 | N | 24 | 7 | 27 | 24 | 7 | 1
1190175 | ROUSSELOT PEABODY INC | FKA EASTMAN GELATINE CORP | 227 WASHINGTON ST |  | PEABODY | MA | 019600000 | 227 WASHINGTON ST |  | PEABODY | MA | 019600000 | N | PRIVATE | OP3 | ROUSSELOT INC. | 8884553556 | gelatine.usa@rousselot.com | JONATHAN | SCHWARTZ | 9785733751 | jonathan.schwartz@rousselot.com | EILEEN | WATKINS | 9785733774 | eileen.watkins@kodak.com | 4 | BOILER #4-COMB ENGINEERING 20511 DUAL FUEL |  | BOILER | COMBUSTION ENGINEERING BOILER | D 8712-2 | 1965-06-01 | 2011 | 92.7 | 1 | BOILER #4-COMB ENGINEERING 20511 #6 OIL | NO.6 | 923 | Residual Oil (No. 6) | 1 | 0.1 | 4.45 | E3GAL | N | 24 | 7 | 35 | 24 | 7 | 20
1190175 | ROUSSELOT PEABODY INC | FKA EASTMAN GELATINE CORP | 227 WASHINGTON ST |  | PEABODY | MA | 019600000 | 227 WASHINGTON ST |  | PEABODY | MA | 019600000 | N | PRIVATE | OP3 | ROUSSELOT INC. | 8884553556 | gelatine.usa@rousselot.com | JONATHAN | SCHWARTZ | 9785733751 | jonathan.schwartz@rousselot.com | EILEEN | WATKINS | 9785733774 | eileen.watkins@kodak.com | 4 | BOILER #4-COMB ENGINEERING 20511 DUAL FUEL |  | BOILER | COMBUSTION ENGINEERING BOILER | D 8712-2 | 1965-06-01 | 2011 | 92.7 | 2 | BOILER #4-COMB ENGINEERING 20511 NATURAL GAS | NATURAL GAS | 209 | Natural Gas |  |  | 238.1836 | E6FT3 | N | 24 | 7 | 35 | 24 | 7 | 20
1190175 | ROUSSELOT PEABODY INC | FKA EASTMAN GELATINE CORP | 227 WASHINGTON ST |  | PEABODY | MA | 019600000 | 227 WASHINGTON ST |  | PEABODY | MA | 019600000 | N | PRIVATE | OP3 | ROUSSELOT INC. | 8884553556 | gelatine.usa@rousselot.com | JONATHAN | SCHWARTZ | 9785733751 | jonathan.schwartz@rousselot.com | EILEEN | WATKINS | 9785733774 | eileen.watkins@kodak.com | 5 | BOILER #5-COMB ENGINEERING 20510 DUAL FUEL |  | BOILER | COMBUSTION ENGINEERING BOILER | D 54908 | 1965-06-01 | 2011 | 92.7 | 1 | BOILER #5-COMB ENGINEERING 20510 #6 OIL | NO.6 | 923 | Residual Oil (No. 6) | 1 | 0.1 | 0 | E3GAL | N | 24 | 7 | 39 | 24 | 7 | 22
1190175 | ROUSSELOT PEABODY INC | FKA EASTMAN GELATINE CORP | 227 WASHINGTON ST |  | PEABODY | MA | 019600000 | 227 WASHINGTON ST |  | PEABODY | MA | 019600000 | N | PRIVATE | OP3 | ROUSSELOT INC. | 8884553556 | gelatine.usa@rousselot.com | JONATHAN | SCHWARTZ | 9785733751 | jonathan.schwartz@rousselot.com | EILEEN | WATKINS | 9785733774 | eileen.watkins@kodak.com | 5 | BOILER #5-COMB ENGINEERING 20510 DUAL FUEL |  | BOILER | COMBUSTION ENGINEERING BOILER | D 54908 | 1965-06-01 | 2011 | 92.7 | 2 | BOILER #5-COM ENG 20510 NATURAL GAS | NATURAL GAS | 209 | Natural Gas |  |  | 272.614 | E6FT3 | N | 24 | 7 | 39 | 24 | 7 | 22
1190181 | TRAVEL LEATHER CO |  | 39 WALLIS ST |  | PEABODY | MA | 019600000 | PO BOX 747 |  | PEABODY | MA | 019600000 | N | PRIVATE | NM50 | TRAVEL LEATHER | 9785314456 | Steveo@travel-leather.com | CONSTANTINE | PAPUCHIS | 9785314456 | cpapuchis@travel-leather.com | CONSTANTINE | PAPUCHIS | 9785314456 | cpapuchis@travel-leather.com | 1 | BOILER #1-CLEAVER BROOKS CB600-350 NATURAL GAS |  | BOILER | CLEAVER BROOKS | CB600-350 | 1995-11-01 | 2009 | 15 | 1 | BOILER #1-CLEAVER BROOKS CB655-350 NATURAL GAS | NATURAL GAS | 209 | Natural Gas |  |  | 21.5 | E6FT3 | N | 10 | 3 | 49 | 10 | 3 | 15
1190181 | TRAVEL LEATHER CO |  | 39 WALLIS ST |  | PEABODY | MA | 019600000 | PO BOX 747 |  | PEABODY | MA | 019600000 | N | PRIVATE | NM50 | TRAVEL LEATHER | 9785314456 | Steveo@travel-leather.com | CONSTANTINE | PAPUCHIS | 9785314456 | cpapuchis@travel-leather.com | CONSTANTINE | PAPUCHIS | 9785314456 | cpapuchis@travel-leather.com | 2 | BOILER #2-CLEAVER BROOKS CB655-350 NATURAL GAS |  | BOILER | CLEAVER BROOKS | CB655-350 | 1995-11-01 | 2009 | 15 | 1 | BOILER #2-CLEAVER BROOKS CB655-350 NATURAL GAS | NATURAL GAS | 209 | Natural Gas |  |  | 21.25 | E6FT3 | N | 10 | 2 | 49 | 8 | 3 | 20
1190185 | ALLIANCE LEATHER INC |  | 58 PULASKI ST |  | PEABODY | MA | 019600000 | 58 PULASKI ST |  | PEABODY | MA | 019600000 | N | PRIVATE | OP3 | ALLIANCE LEATHER INC | 9785316771 | alliance.leather@verizon.net | MICHAEL | LISTRO | 9785316771 | alliance58@aol.com | MICHAEL | LISTRO | 9785316771 | alliance58@aol.com | 1 | BOILERS AND INSIGNIFICANT UNITS | 6 | BOILER | CLEAVER BROOKS | CB-408-100 | 1987-01-01 | 2011 | 10.711 | 1 | NATURAL GAS | NATURAL GAS | 209 | Natural Gas |  |  | 3.121 | E6FT3 | N | 9 | 5 | 50 | 9 | 5 | 18
1190194 | SALEM HARBOR STATION | FKA DOMINION ENERGY SALEM HARBOR LLC | 24 FORT AVE |  | SALEM | MA | 019705693 | 24 FORT AVE | ATTN ENVIRONMENTAL ENGINEER | SALEM | MA | 019705693 | N | UTILITY | OP119 | DOMINION ENERGY SALEM HARBOR LLC | 9787408200 | ROBERT.R.DEROSIER@DOM.COM | LAMONT | BEAUDETTE | 9787408234 | LAMONT.W.BEAUDETTE@dom.com | ROBERT | DEROSIER | 9787408402 | ROBERT.R.DEROSIER@DOM.COM | 1 | BOILER #1-BABCOCK+WILCOX DUAL FUEL (ESP) |  | BOILER | B+WILCOX | RB103 | 1951-11-05 | 2011 | 954 | 1 | BOILER 1 BABCOCK+WILCOX | COAL | 717 | Coal | 0.65 | 7.9 | 78729 | TON | N | 12 | 3 | 25 | 11 | 3 | 10
1190194 | SALEM HARBOR STATION | FKA DOMINION ENERGY SALEM HARBOR LLC | 24 FORT AVE |  | SALEM | MA | 019705693 | 24 FORT AVE | ATTN ENVIRONMENTAL ENGINEER | SALEM | MA | 019705693 | N | UTILITY | OP119 | DOMINION ENERGY SALEM HARBOR LLC | 9787408200 | ROBERT.R.DEROSIER@DOM.COM | LAMONT | BEAUDETTE | 9787408234 | LAMONT.W.BEAUDETTE@dom.com | ROBERT | DEROSIER | 9787408402 | ROBERT.R.DEROSIER@DOM.COM | 1 | BOILER #1-BABCOCK+WILCOX DUAL FUEL (ESP) |  | BOILER | B+WILCOX | RB103 | 1951-11-05 | 2011 | 954 | 2 | BOILER 1-BABCOCK WILCOX 6 OIL-2.2S | NO.6 | 923 | Residual Oil (No. 6) | 2.2 | 0.1 | 0 | E3GAL | N | 12 | 3 | 25 | 11 | 3 | 10
1190194 | SALEM HARBOR STATION | FKA DOMINION ENERGY SALEM HARBOR LLC | 24 FORT AVE |  | SALEM | MA | 019705693 | 24 FORT AVE | ATTN ENVIRONMENTAL ENGINEER | SALEM | MA | 019705693 | N | UTILITY | OP119 | DOMINION ENERGY SALEM HARBOR LLC | 9787408200 | ROBERT.R.DEROSIER@DOM.COM | LAMONT | BEAUDETTE | 9787408234 | LAMONT.W.BEAUDETTE@dom.com | ROBERT | DEROSIER | 9787408402 | ROBERT.R.DEROSIER@DOM.COM | 1 | BOILER #1-BABCOCK+WILCOX DUAL FUEL (ESP) |  | BOILER | B+WILCOX | RB103 | 1951-11-05 | 2011 | 954 | 3 | BOILER 1-BABCOCK WILCOX 6 OIL-1.0S | NO.6 | 923 | Residual Oil (No. 6) | 0.7 | 0.1 | 188 | E3GAL | N | 12 | 3 | 25 | 11 | 3 | 10
1190194 | SALEM HARBOR STATION | FKA DOMINION ENERGY SALEM HARBOR LLC | 24 FORT AVE |  | SALEM | MA | 019705693 | 24 FORT AVE | ATTN ENVIRONMENTAL ENGINEER | SALEM | MA | 019705693 | N | UTILITY | OP119 | DOMINION ENERGY SALEM HARBOR LLC | 9787408200 | ROBERT.R.DEROSIER@DOM.COM | LAMONT | BEAUDETTE | 9787408234 | LAMONT.W.BEAUDETTE@dom.com | ROBERT | DEROSIER | 9787408402 | ROBERT.R.DEROSIER@DOM.COM | 1 | BOILER #1-BABCOCK+WILCOX DUAL FUEL (ESP) |  | BOILER | B+WILCOX | RB103 | 1951-11-05 | 2011 | 954 | 4 | OIL ASH | FUEL | 124 | Fuel | 0.7 |  | 0 | TON | N | 12 | 3 | 25 | 11 | 3 | 10
1190194 | SALEM HARBOR STATION | FKA DOMINION ENERGY SALEM HARBOR LLC | 24 FORT AVE |  | SALEM | MA | 019705693 | 24 FORT AVE | ATTN ENVIRONMENTAL ENGINEER | SALEM | MA | 019705693 | N | UTILITY | OP119 | DOMINION ENERGY SALEM HARBOR LLC | 9787408200 | ROBERT.R.DEROSIER@DOM.COM | LAMONT | BEAUDETTE | 9787408234 | LAMONT.W.BEAUDETTE@dom.com | ROBERT | DEROSIER | 9787408402 | ROBERT.R.DEROSIER@DOM.COM | 1 | BOILER #1-BABCOCK+WILCOX DUAL FUEL (ESP) |  | BOILER | B+WILCOX | RB103 | 1951-11-05 | 2011 | 954 | 5 | LOW SULFUR DIESEL (0.3) | NO.2 | 58 | Distillate Oil (No. 2) | 0.3 | 0.1 | 7.8 | E3GAL | N | 12 | 3 | 25 | 11 | 3 | 10
1190194 | SALEM HARBOR STATION | FKA DOMINION ENERGY SALEM HARBOR LLC | 24 FORT AVE |  | SALEM | MA | 019705693 | 24 FORT AVE | ATTN ENVIRONMENTAL ENGINEER | SALEM | MA | 019705693 | N | UTILITY | OP119 | DOMINION ENERGY SALEM HARBOR LLC | 9787408200 | ROBERT.R.DEROSIER@DOM.COM | LAMONT | BEAUDETTE | 9787408234 | LAMONT.W.BEAUDETTE@dom.com | ROBERT | DEROSIER | 9787408402 | ROBERT.R.DEROSIER@DOM.COM | 2 | BOILER #2-BABCOCK+WILCOX DUAL FUEL (ESP) |  | BOILER | B+WILCOX | RB103 | 1952-09-02 | 2011 | 966 | 1 | BOILER 2-BABCOCK+WILCOX | COAL | 717 | Coal | 0.65 | 7.9 | 28492 | TON | N | 4 | 1 | 9 | 3 | 1 | 3
1190194 | SALEM HARBOR STATION | FKA DOMINION ENERGY SALEM HARBOR LLC | 24 FORT AVE |  | SALEM | MA | 019705693 | 24 FORT AVE | ATTN ENVIRONMENTAL ENGINEER | SALEM | MA | 019705693 | N | UTILITY | OP119 | DOMINION ENERGY SALEM HARBOR LLC | 9787408200 | ROBERT.R.DEROSIER@DOM.COM | LAMONT | BEAUDETTE | 9787408234 | LAMONT.W.BEAUDETTE@dom.com | ROBERT | DEROSIER | 9787408402 | ROBERT.R.DEROSIER@DOM.COM | 2 | BOILER #2-BABCOCK+WILCOX DUAL FUEL (ESP) |  | BOILER | B+WILCOX | RB103 | 1952-09-02 | 2011 | 966 | 2 | BOILER 2-BABCOCK+WILCOX 6 OIL-2.2S | NO.6 | 923 | Residual Oil (No. 6) | 2.2 | 0.1 | 0 | E3GAL | N | 4 | 1 | 9 | 3 | 1 | 3
1190194 | SALEM HARBOR STATION | FKA DOMINION ENERGY SALEM HARBOR LLC | 24 FORT AVE |  | SALEM | MA | 019705693 | 24 FORT AVE | ATTN ENVIRONMENTAL ENGINEER | SALEM | MA | 019705693 | N | UTILITY | OP119 | DOMINION ENERGY SALEM HARBOR LLC | 9787408200 | ROBERT.R.DEROSIER@DOM.COM | LAMONT | BEAUDETTE | 9787408234 | LAMONT.W.BEAUDETTE@dom.com | ROBERT | DEROSIER | 9787408402 | ROBERT.R.DEROSIER@DOM.COM | 2 | BOILER #2-BABCOCK+WILCOX DUAL FUEL (ESP) |  | BOILER | B+WILCOX | RB103 | 1952-09-02 | 2011 | 966 | 3 | BOILER 2-BABCOCK+WILCOX 6 OIL-1S | NO.6 | 923 | Residual Oil (No. 6) | 0.7 | 0.1 | 328 | E3GAL | N | 4 | 1 | 9 | 3 | 1 | 3
1190194 | SALEM HARBOR STATION | FKA DOMINION ENERGY SALEM HARBOR LLC | 24 FORT AVE |  | SALEM | MA | 019705693 | 24 FORT AVE | ATTN ENVIRONMENTAL ENGINEER | SALEM | MA | 019705693 | N | UTILITY | OP119 | DOMINION ENERGY SALEM HARBOR LLC | 9787408200 | ROBERT.R.DEROSIER@DOM.COM | LAMONT | BEAUDETTE | 9787408234 | LAMONT.W.BEAUDETTE@dom.com | ROBERT | DEROSIER | 9787408402 | ROBERT.R.DEROSIER@DOM.COM | 2 | BOILER #2-BABCOCK+WILCOX DUAL FUEL (ESP) |  | BOILER | B+WILCOX | RB103 | 1952-09-02 | 2011 | 966 | 4 | OIL ASH | FUEL | 124 | Fuel | 0.7 |  | 0 | TON | N | 4 | 1 | 9 | 3 | 1 | 3
1190194 | SALEM HARBOR STATION | FKA DOMINION ENERGY SALEM HARBOR LLC | 24 FORT AVE |  | SALEM | MA | 019705693 | 24 FORT AVE | ATTN ENVIRONMENTAL ENGINEER | SALEM | MA | 019705693 | N | UTILITY | OP119 | DOMINION ENERGY SALEM HARBOR LLC | 9787408200 | ROBERT.R.DEROSIER@DOM.COM | LAMONT | BEAUDETTE | 9787408234 | LAMONT.W.BEAUDETTE@dom.com | ROBERT | DEROSIER | 9787408402 | ROBERT.R.DEROSIER@DOM.COM | 3 | BOILER #3-BABCOCK+WILCOX DUAL FUEL ESP |  | BOILER | B+WILCOX | RB284 | 1958-06-18 | 2011 | 1696 | 1 | BOILER 3-BABCOCK+WILCOX COAL-0.7S | COAL | 717 | Coal | 0.65 | 7.9 | 196037 | TON | N | 15 | 4 | 33 | 16 | 5 | 14
1190194 | SALEM HARBOR STATION | FKA DOMINION ENERGY SALEM HARBOR LLC | 24 FORT AVE |  | SALEM | MA | 019705693 | 24 FORT AVE | ATTN ENVIRONMENTAL ENGINEER | SALEM | MA | 019705693 | N | UTILITY | OP119 | DOMINION ENERGY SALEM HARBOR LLC | 9787408200 | ROBERT.R.DEROSIER@DOM.COM | LAMONT | BEAUDETTE | 9787408234 | LAMONT.W.BEAUDETTE@dom.com | ROBERT | DEROSIER | 9787408402 | ROBERT.R.DEROSIER@DOM.COM | 3 | BOILER #3-BABCOCK+WILCOX DUAL FUEL ESP |  | BOILER | B+WILCOX | RB284 | 1958-06-18 | 2011 | 1696 | 2 | BOILER 3-BABCOCK+WILCOX 6 OIL-2.2S | NO.6 | 923 | Residual Oil (No. 6) | 2.2 | 0.1 | 0 | E3GAL | N | 15 | 4 | 33 | 16 | 5 | 14
1190194 | SALEM HARBOR STATION | FKA DOMINION ENERGY SALEM HARBOR LLC | 24 FORT AVE |  | SALEM | MA | 019705693 | 24 FORT AVE | ATTN ENVIRONMENTAL ENGINEER | SALEM | MA | 019705693 | N | UTILITY | OP119 | DOMINION ENERGY SALEM HARBOR LLC | 9787408200 | ROBERT.R.DEROSIER@DOM.COM | LAMONT | BEAUDETTE | 9787408234 | LAMONT.W.BEAUDETTE@dom.com | ROBERT | DEROSIER | 9787408402 | ROBERT.R.DEROSIER@DOM.COM | 3 | BOILER #3-BABCOCK+WILCOX DUAL FUEL ESP |  | BOILER | B+WILCOX | RB284 | 1958-06-18 | 2011 | 1696 | 3 | BOILER 3-BABCOCK+WILCOX 6 OIL-1S | NO.6 | 923 | Residual Oil (No. 6) | 0.7 | 0.1 | 239 | E3GAL | N | 15 | 4 | 33 | 16 | 5 | 14
1190194 | SALEM HARBOR STATION | FKA DOMINION ENERGY SALEM HARBOR LLC | 24 FORT AVE |  | SALEM | MA | 019705693 | 24 FORT AVE | ATTN ENVIRONMENTAL ENGINEER | SALEM | MA | 019705693 | N | UTILITY | OP119 | DOMINION ENERGY SALEM HARBOR LLC | 9787408200 | ROBERT.R.DEROSIER@DOM.COM | LAMONT | BEAUDETTE | 9787408234 | LAMONT.W.BEAUDETTE@dom.com | ROBERT | DEROSIER | 9787408402 | ROBERT.R.DEROSIER@DOM.COM | 3 | BOILER #3-BABCOCK+WILCOX DUAL FUEL ESP |  | BOILER | B+WILCOX | RB284 | 1958-06-18 | 2011 | 1696 | 4 | OIL ASH | FUEL | 124 | Fuel | 0.51 |  | 0 | TON | N | 15 | 4 | 33 | 16 | 5 | 14
1190194 | SALEM HARBOR STATION | FKA DOMINION ENERGY SALEM HARBOR LLC | 24 FORT AVE |  | SALEM | MA | 019705693 | 24 FORT AVE | ATTN ENVIRONMENTAL ENGINEER | SALEM | MA | 019705693 | N | UTILITY | OP119 | DOMINION ENERGY SALEM HARBOR LLC | 9787408200 | ROBERT.R.DEROSIER@DOM.COM | LAMONT | BEAUDETTE | 9787408234 | LAMONT.W.BEAUDETTE@dom.com | ROBERT | DEROSIER | 9787408402 | ROBERT.R.DEROSIER@DOM.COM | 3 | BOILER #3-BABCOCK+WILCOX DUAL FUEL ESP |  | BOILER | B+WILCOX | RB284 | 1958-06-18 | 2011 | 1696 | 5 | LOW SULFUR DIESEL (0.3) | NO.2 | 58 | Distillate Oil (No. 2) | 0.3 | 0.1 | 13.9 | E3GAL | N | 15 | 4 | 33 | 16 | 5 | 14
1190194 | SALEM HARBOR STATION | FKA DOMINION ENERGY SALEM HARBOR LLC | 24 FORT AVE |  | SALEM | MA | 019705693 | 24 FORT AVE | ATTN ENVIRONMENTAL ENGINEER | SALEM | MA | 019705693 | N | UTILITY | OP119 | DOMINION ENERGY SALEM HARBOR LLC | 9787408200 | ROBERT.R.DEROSIER@DOM.COM | LAMONT | BEAUDETTE | 9787408234 | LAMONT.W.BEAUDETTE@dom.com | ROBERT | DEROSIER | 9787408402 | ROBERT.R.DEROSIER@DOM.COM | 4 | BOILER #4-RILEY STOKER FUEL OILS ESP |  | BOILER | RILEY STOKER | 15R | 1972-08-24 | 2011 | 4800 | 1 | BOILER 4-RILEY STOKER 6 OIL-2.2S | NO.6 | 923 | Residual Oil (No. 6) | 2.2 | 0.1 | 0 | E3GAL | N | 1 | 1 | 2 | 1 | 1 | 1
1190194 | SALEM HARBOR STATION | FKA DOMINION ENERGY SALEM HARBOR LLC | 24 FORT AVE |  | SALEM | MA | 019705693 | 24 FORT AVE | ATTN ENVIRONMENTAL ENGINEER | SALEM | MA | 019705693 | N | UTILITY | OP119 | DOMINION ENERGY SALEM HARBOR LLC | 9787408200 | ROBERT.R.DEROSIER@DOM.COM | LAMONT | BEAUDETTE | 9787408234 | LAMONT.W.BEAUDETTE@dom.com | ROBERT | DEROSIER | 9787408402 | ROBERT.R.DEROSIER@DOM.COM | 4 | BOILER #4-RILEY STOKER FUEL OILS ESP |  | BOILER | RILEY STOKER | 15R | 1972-08-24 | 2011 | 4800 | 2 | BOILER 4-RILEY STOKER 6 OIL-1S | NO.6 | 923 | Residual Oil (No. 6) | 0.7 | 0.1 | 1217 | E3GAL | N | 1 | 1 | 2 | 1 | 1 | 1
1190194 | SALEM HARBOR STATION | FKA DOMINION ENERGY SALEM HARBOR LLC | 24 FORT AVE |  | SALEM | MA | 019705693 | 24 FORT AVE | ATTN ENVIRONMENTAL ENGINEER | SALEM | MA | 019705693 | N | UTILITY | OP119 | DOMINION ENERGY SALEM HARBOR LLC | 9787408200 | ROBERT.R.DEROSIER@DOM.COM | LAMONT | BEAUDETTE | 9787408234 | LAMONT.W.BEAUDETTE@dom.com | ROBERT | DEROSIER | 9787408402 | ROBERT.R.DEROSIER@DOM.COM | 4 | BOILER #4-RILEY STOKER FUEL OILS ESP |  | BOILER | RILEY STOKER | 15R | 1972-08-24 | 2011 | 4800 | 3 | BOILER 4-RILEY STOKER 2 OIL-0.3S | NO.2 | 58 | Distillate Oil (No. 2) | 0.3 | 0.1 | 7 | E3GAL | N | 1 | 1 | 2 | 1 | 1 | 1
1190194 | SALEM HARBOR STATION | FKA DOMINION ENERGY SALEM HARBOR LLC | 24 FORT AVE |  | SALEM | MA | 019705693 | 24 FORT AVE | ATTN ENVIRONMENTAL ENGINEER | SALEM | MA | 019705693 | N | UTILITY | OP119 | DOMINION ENERGY SALEM HARBOR LLC | 9787408200 | ROBERT.R.DEROSIER@DOM.COM | LAMONT | BEAUDETTE | 9787408234 | LAMONT.W.BEAUDETTE@dom.com | ROBERT | DEROSIER | 9787408402 | ROBERT.R.DEROSIER@DOM.COM | 4 | BOILER #4-RILEY STOKER FUEL OILS ESP |  | BOILER | RILEY STOKER | 15R | 1972-08-24 | 2011 | 4800 | 4 | BOILER #4-RILEY STOKER WASTE OIL | WASTE OIL | 2 | WASTE OIL | 0.2 | 0.1 | 5 | E3GAL | N | 1 | 1 | 2 | 1 | 1 | 1
1190209 | FERNALD CENTER |  | 200 TRAPELO RD |  | WALTHAM | MA | 024526302 | 200 TRAPELO ROAD |  | WALTHAM | MA | 024526302 | Y | STATE | OP3 | FERNALD CENTER | 7818943600 | Suzanne.Kingston@state.Ma.US | SUSANNE | KINGSTON | 7818943600 | Suzanne.Kingston@state.Ma.US | EDDY | WONG | 7818943600 | Eddy.Wong@state.Ma.US | 1 | BOILER #1 - BIGELOW 13421 |  | BOILER | BIGELOW | 13421 | 1976-01-01 | 2011 | 45 | 1 | NO.6 | NO.6 | 923 | Residual Oil (No. 6) | 0.5 | 0.1 | 455.546 | E3GAL | N | 24 | 7 | 22 | 24 | 7 | 4
1190209 | FERNALD CENTER |  | 200 TRAPELO RD |  | WALTHAM | MA | 024526302 | 200 TRAPELO ROAD |  | WALTHAM | MA | 024526302 | Y | STATE | OP3 | FERNALD CENTER | 7818943600 | Suzanne.Kingston@state.Ma.US | SUSANNE | KINGSTON | 7818943600 | Suzanne.Kingston@state.Ma.US | EDDY | WONG | 7818943600 | Eddy.Wong@state.Ma.US | 2 | BOILER #3 - BIGELOW 12819 |  | BOILER | BIGELOW | 12819 | 1968-01-01 | 2011 | 30 | 1 | #6 OIL | NO.6 | 923 | Residual Oil (No. 6) | 0.5 | 0.1 | 278.4955 | E3GAL | N | 24 | 7 | 31 | 24 | 7 | 19
1190209 | FERNALD CENTER |  | 200 TRAPELO RD |  | WALTHAM | MA | 024526302 | 200 TRAPELO ROAD |  | WALTHAM | MA | 024526302 | Y | STATE | OP3 | FERNALD CENTER | 7818943600 | Suzanne.Kingston@state.Ma.US | SUSANNE | KINGSTON | 7818943600 | Suzanne.Kingston@state.Ma.US | EDDY | WONG | 7818943600 | Eddy.Wong@state.Ma.US | 3 | BOILER #4-BIGELOW 12818 |  | BOILER | BIGELOW | 12818 | 1968-01-01 | 2011 | 30 | 1 | #6 OIL | NO.6 | 923 | Residual Oil (No. 6) | 0.5 | 0.1 | 39.7645 | E3GAL | N | 24 | 7 | 3 | 0 | 0 | 0
1190209 | FERNALD CENTER |  | 200 TRAPELO RD |  | WALTHAM | MA | 024526302 | 200 TRAPELO ROAD |  | WALTHAM | MA | 024526302 | Y | STATE | OP3 | FERNALD CENTER | 7818943600 | Suzanne.Kingston@state.Ma.US | SUSANNE | KINGSTON | 7818943600 | Suzanne.Kingston@state.Ma.US | EDDY | WONG | 7818943600 | Eddy.Wong@state.Ma.US | 4 | BOILER#5-ERIE CITY IRON WORKS 94316 |  | BOILER | ERIE CITY IRON WORKS | 94316 | 1954-01-01 | 2011 | 22 | 1 | #6 OIL | NO.6 | 923 | Residual Oil (No. 6) | 0.5 | 0.1 | 0 | E3GAL | N | 0 | 0 | 0 | 0 | 0 | 0
1190210 | BP HANCOCK LLC | FKA 100 & 200 CLARENDON LLC | 200 CLARENDON ST |  | BOSTON | MA | 021160000 | 200 CLARENDON ST | C/O NORMANDY REAL ESTATE PARTNERS | BOSTON | MA | 021160000 | N | PRIVATE | NM50 | BP HANCOCK LLC | 6172750100 | jshea@bostonproperties.com | JACK | SHEA | 6172750100 | JShea@bostonproperties.com | JACK | SHEA | 6172750100 | JShea@bostonproperties.com | 1 | GENERATOR #1-CATERPILLAR #3512 DITA 1250 KW |  | ENGINE | CATERPILLAR | 3512 DITA | 1993-11-01 | 2010 | 13.09 | 1 | GENERATOR #1-CATERPILLER 3512 | DIESEL | 44 | DIESEL | 0.05 | 0 | 1.926 | E3GAL | N | 1 | 1 | 13 | 1 | 1 | 6
1190210 | BP HANCOCK LLC | FKA 100 & 200 CLARENDON LLC | 200 CLARENDON ST |  | BOSTON | MA | 021160000 | 200 CLARENDON ST | C/O NORMANDY REAL ESTATE PARTNERS | BOSTON | MA | 021160000 | N | PRIVATE | NM50 | BP HANCOCK LLC | 6172750100 | jshea@bostonproperties.com | JACK | SHEA | 6172750100 | JShea@bostonproperties.com | JACK | SHEA | 6172750100 | JShea@bostonproperties.com | 2 | GENERATOR #2-CATERPILLAR 3512 DITA 1250 KW |  | ENGINE | CATERPILLAR | 3512 DITA | 1993-11-01 | 2010 | 13.09 | 1 | GENERATOR #1-CATERPILLAR 3512 | DIESEL | 44 | DIESEL | 0.05 | 0 | 3.684 | E3GAL | N | 1 | 1 | 13 | 1 | 1 | 6
1190226 | ANALOG DEVICES INC |  | 804 WOBURN ST |  | WILMINGTON | MA | 018873494 | 804 WOBURN STREET MS-424 |  | WILMINGTON | MA | 018873494 | N | PRIVATE | SM80-R | ANALOG DEVICES INC | 7813294700 | susan.capuli@analog.com | ELIZABETH | TSHUDY | 7819372164 | beth.tshudy@analog.com | ELIZABETH | TSHUDY | 7819372164 | beth.tshudy@analog.com | 1 | BOILER #1-KEWANEE 400L 35-400-G NATURAL GAS |  | BOILER | KEWANEE | 400L 35-400-G | 1995-01-01 | 2011 | 16.74 | 1 | BOILER #1-KEWANEE 400L-35 NATURAL GAS B1 | NATURAL GAS | 209 | Natural Gas |  |  | 20.2233 | E6FT3 | Y | 24 | 7 | 52 | 24 | 7 | 22
1190226 | ANALOG DEVICES INC |  | 804 WOBURN ST |  | WILMINGTON | MA | 018873494 | 804 WOBURN STREET MS-424 |  | WILMINGTON | MA | 018873494 | N | PRIVATE | SM80-R | ANALOG DEVICES INC | 7813294700 | susan.capuli@analog.com | ELIZABETH | TSHUDY | 7819372164 | beth.tshudy@analog.com | ELIZABETH | TSHUDY | 7819372164 | beth.tshudy@analog.com | 2 | BOILER #2-KEWANEE 400L 35-400-G NATURAL GAS |  | BOILER | KEWANEE | 400L 35-400-G | 1995-01-01 | 2011 | 16.74 | 1 | BOILER #2-KEWANEE 400L 35 NATURAL GAS B2 | NATURAL GAS | 209 | Natural Gas |  |  | 20.2233 | E6FT3 | Y | 24 | 7 | 52 | 24 | 7 | 22
1190226 | ANALOG DEVICES INC |  | 804 WOBURN ST |  | WILMINGTON | MA | 018873494 | 804 WOBURN STREET MS-424 |  | WILMINGTON | MA | 018873494 | N | PRIVATE | SM80-R | ANALOG DEVICES INC | 7813294700 | susan.capuli@analog.com | ELIZABETH | TSHUDY | 7819372164 | beth.tshudy@analog.com | ELIZABETH | TSHUDY | 7819372164 | beth.tshudy@analog.com | 3 | BOILER #8-KEWANEE L3S-400G NATURAL GAS |  | BOILER | KEWANEE | 400L 35-400-G | 2001-02-01 | 2011 | 16.74 | 1 | BOILER #3-KEWANEE L3S-400G NATURAL GAS B8 | NATURAL GAS | 209 | Natural Gas |  |  | 20.2233 | E6FT3 | N | 24 | 7 | 52 | 24 | 7 | 22
1190227 | FORE RIVER STATION |  | 9 BRIDGE ST |  | WEYMOUTH | MA | 021910000 | 9 BRIDGE ST |  | WEYMOUTH | MA | 021919998 | N | PRIVATE | OP9 | CONSTELLATION MYSTIC POWER, LLC | 6173812420 | george.g.wilson@constellation.com | GEORGE | WILSON | 6173812420 | george.g.wilson@constellation.com | GARY | BASILESCO | 6173812335 | gary.basilesco@constellation.com | 3 | UNIT #11 - COMBUSTION TURBINE EQUIPPED WITH HRSG |  | COMBUSTION TURBINE | MITSUBISHI | 501G | 2003-03-23 | 2011 | 2955 | 1 | TRANSPORTATION DISTILLATE FUEL OIL | DIESEL | 44 | DIESEL | 0.05 | 0 | 0 | E3GAL | N | 23 | 6 | 50 | 22 | 6 | 19
1190227 | FORE RIVER STATION |  | 9 BRIDGE ST |  | WEYMOUTH | MA | 021910000 | 9 BRIDGE ST |  | WEYMOUTH | MA | 021919998 | N | PRIVATE | OP9 | CONSTELLATION MYSTIC POWER, LLC | 6173812420 | george.g.wilson@constellation.com | GEORGE | WILSON | 6173812420 | george.g.wilson@constellation.com | GARY | BASILESCO | 6173812335 | gary.basilesco@constellation.com | 3 | UNIT #11 - COMBUSTION TURBINE EQUIPPED WITH HRSG |  | COMBUSTION TURBINE | MITSUBISHI | 501G | 2003-03-23 | 2011 | 2955 | 2 | NATURAL GAS | NATURAL GAS | 209 | Natural Gas |  |  | 16105.88 | E6FT3 | N | 23 | 6 | 50 | 22 | 6 | 19
1190227 | FORE RIVER STATION |  | 9 BRIDGE ST |  | WEYMOUTH | MA | 021910000 | 9 BRIDGE ST |  | WEYMOUTH | MA | 021919998 | N | PRIVATE | OP9 | CONSTELLATION MYSTIC POWER, LLC | 6173812420 | george.g.wilson@constellation.com | GEORGE | WILSON | 6173812420 | george.g.wilson@constellation.com | GARY | BASILESCO | 6173812335 | gary.basilesco@constellation.com | 4 | UNIT #12 - COMBUSTION TURBINE EQUIPPED WITH HRSG |  | COMBUSTION TURBINE | MITSUBISHI | 501G | 2003-04-20 | 2011 | 2955 | 1 | TRANSPORTATION DISTILLATE FUEL OIL | DIESEL | 44 | DIESEL | 0.05 | 0 | 0 | E3GAL | N | 23 | 6 | 50 | 23 | 6 | 20
1190227 | FORE RIVER STATION |  | 9 BRIDGE ST |  | WEYMOUTH | MA | 021910000 | 9 BRIDGE ST |  | WEYMOUTH | MA | 021919998 | N | PRIVATE | OP9 | CONSTELLATION MYSTIC POWER, LLC | 6173812420 | george.g.wilson@constellation.com | GEORGE | WILSON | 6173812420 | george.g.wilson@constellation.com | GARY | BASILESCO | 6173812335 | gary.basilesco@constellation.com | 4 | UNIT #12 - COMBUSTION TURBINE EQUIPPED WITH HRSG |  | COMBUSTION TURBINE | MITSUBISHI | 501G | 2003-04-20 | 2011 | 2955 | 2 | NATURAL GAS | NATURAL GAS | 209 | Natural Gas |  |  | 16541.171 | E6FT3 | N | 23 | 6 | 50 | 23 | 6 | 20
1190227 | FORE RIVER STATION |  | 9 BRIDGE ST |  | WEYMOUTH | MA | 021910000 | 9 BRIDGE ST |  | WEYMOUTH | MA | 021919998 | N | PRIVATE | OP9 | CONSTELLATION MYSTIC POWER, LLC | 6173812420 | george.g.wilson@constellation.com | GEORGE | WILSON | 6173812420 | george.g.wilson@constellation.com | GARY | BASILESCO | 6173812335 | gary.basilesco@constellation.com | 5 | EMERGENCY DIESEL GENERATOR |  | ENGINE | DETROIT DIESEL | T1237K36 | 2000-05-01 | 2011 | 15.4 | 1 | TRANSPORTATION DISTILLATE FUEL OIL | DIESEL | 44 | DIESEL | 0.05 | 0 | 0.189 | E3GAL | N | 1 | 1 | 52 | 1 | 1 | 22
1190227 | FORE RIVER STATION |  | 9 BRIDGE ST |  | WEYMOUTH | MA | 021910000 | 9 BRIDGE ST |  | WEYMOUTH | MA | 021919998 | N | PRIVATE | OP9 | CONSTELLATION MYSTIC POWER, LLC | 6173812420 | george.g.wilson@constellation.com | GEORGE | WILSON | 6173812420 | george.g.wilson@constellation.com | GARY | BASILESCO | 6173812335 | gary.basilesco@constellation.com | 6 | AUXILIARY BOILER - DUAL FUEL |  | BOILER | NEBRASKA | NSE68SH | 2000-11-01 | 2011 | 83 | 1 | TRANSPORTATION DISTILLATE FUEL OIL | NO.2 | 58 | Distillate Oil (No. 2) | 0.05 | 0 | 0 | E3GAL | N | 10 | 1 | 12 | 9 | 1 | 5
1190227 | FORE RIVER STATION |  | 9 BRIDGE ST |  | WEYMOUTH | MA | 021910000 | 9 BRIDGE ST |  | WEYMOUTH | MA | 021919998 | N | PRIVATE | OP9 | CONSTELLATION MYSTIC POWER, LLC | 6173812420 | george.g.wilson@constellation.com | GEORGE | WILSON | 6173812420 | george.g.wilson@constellation.com | GARY | BASILESCO | 6173812335 | gary.basilesco@constellation.com | 6 | AUXILIARY BOILER - DUAL FUEL |  | BOILER | NEBRASKA | NSE68SH | 2000-11-01 | 2011 | 83 | 2 | NATURAL GAS | NATURAL GAS | 209 | Natural Gas |  |  | 4.99 | E6FT3 | N | 10 | 1 | 12 | 9 | 1 | 5
1190228 | SOUTH SHORE HOSPITAL |  | 55 FOGG RD |  | WEYMOUTH | MA | 021900000 | 55 FOGG ROAD |  | WEYMOUTH | MA | 021900000 | N | PRIVATE | SM50 | SOUTH SHORE HOSPITAL | 7813408294 | louis_graziano@sshosp.org | LOUIS | GRAZIANO | 7813408024 | louis_graziano@sshosp.org | BENNETT | JOHNSON | 7813408967 | Bennett_Johnson@sshosp.org | 1 | EMER GEN NO 3 CATERPILLAR 3512B |  | ENGINE | CATERPILLAR | 3512B | 2001-08-31 | 2009 | 15.5 | 1 | DEISEL OIL | DIESEL | 44 | DIESEL | 0.0015 | 0 | 1.352 | E3GAL | N | 1 | 1 | 52 | 1 | 1 | 22
1190228 | SOUTH SHORE HOSPITAL |  | 55 FOGG RD |  | WEYMOUTH | MA | 021900000 | 55 FOGG ROAD |  | WEYMOUTH | MA | 021900000 | N | PRIVATE | SM50 | SOUTH SHORE HOSPITAL | 7813408294 | louis_graziano@sshosp.org | LOUIS | GRAZIANO | 7813408024 | louis_graziano@sshosp.org | BENNETT | JOHNSON | 7813408967 | Bennett_Johnson@sshosp.org | 2 | BOILER NO 4 CLEAVER BROOKS CB200-500-200 DUAL FUEL |  | BOILER | CLEAVER-BROOKS | CB200-500-200 | 2001-10-15 | 2009 | 21 | 1 | DIESEL FUEL | NO.2 | 58 | Distillate Oil (No. 2) | 0.05 | 0 | 0 | E3GAL | N | 24 | 7 | 22 | 24 | 7 | 22
1190228 | SOUTH SHORE HOSPITAL |  | 55 FOGG RD |  | WEYMOUTH | MA | 021900000 | 55 FOGG ROAD |  | WEYMOUTH | MA | 021900000 | N | PRIVATE | SM50 | SOUTH SHORE HOSPITAL | 7813408294 | louis_graziano@sshosp.org | LOUIS | GRAZIANO | 7813408024 | louis_graziano@sshosp.org | BENNETT | JOHNSON | 7813408967 | Bennett_Johnson@sshosp.org | 2 | BOILER NO 4 CLEAVER BROOKS CB200-500-200 DUAL FUEL |  | BOILER | CLEAVER-BROOKS | CB200-500-200 | 2001-10-15 | 2009 | 21 | 2 | BOILER #2B-CLEAVER BROOKS CB200 NATURAL GAS | NATURAL GAS | 209 | Natural Gas |  |  | 76.089 | E6FT3 | N | 24 | 7 | 22 | 24 | 7 | 22
1190228 | SOUTH SHORE HOSPITAL |  | 55 FOGG RD |  | WEYMOUTH | MA | 021900000 | 55 FOGG ROAD |  | WEYMOUTH | MA | 021900000 | N | PRIVATE | SM50 | SOUTH SHORE HOSPITAL | 7813408294 | louis_graziano@sshosp.org | LOUIS | GRAZIANO | 7813408024 | louis_graziano@sshosp.org | BENNETT | JOHNSON | 7813408967 | Bennett_Johnson@sshosp.org | 3 | BOILER NO 1 CLEAVER BROOKS CB600-500 NO 4 OIL |  | BOILER | CLEAVER-BROOKS | CB600X-500 | 1980-01-01 | 2009 | 20.992 | 1 | NO4 OIL | NO.4 | 825 | Distillate Oil (No. 4) | 0.5 | 0.1 | 15.481 | E3GAL | N | 24 | 7 | 30 | 0 | 0 | 0
1190228 | SOUTH SHORE HOSPITAL |  | 55 FOGG RD |  | WEYMOUTH | MA | 021900000 | 55 FOGG ROAD |  | WEYMOUTH | MA | 021900000 | N | PRIVATE | SM50 | SOUTH SHORE HOSPITAL | 7813408294 | louis_graziano@sshosp.org | LOUIS | GRAZIANO | 7813408024 | louis_graziano@sshosp.org | BENNETT | JOHNSON | 7813408967 | Bennett_Johnson@sshosp.org | 5 | BOILER NO. 3 CLEAVER BROOKS CB400-500 DUAL FUEL |  | BOILER | CLEAVER-BROOKS | CB400-500 | 1988-04-01 | 2009 | 20.992 | 1 | NO4 OIL | NO.4 | 825 | Distillate Oil (No. 4) | 0.5 | 0.1 | 15.481 | E3GAL | N | 24 | 7 | 52 | 0 | 0 | 0
1190228 | SOUTH SHORE HOSPITAL |  | 55 FOGG RD |  | WEYMOUTH | MA | 021900000 | 55 FOGG ROAD |  | WEYMOUTH | MA | 021900000 | N | PRIVATE | SM50 | SOUTH SHORE HOSPITAL | 7813408294 | louis_graziano@sshosp.org | LOUIS | GRAZIANO | 7813408024 | louis_graziano@sshosp.org | BENNETT | JOHNSON | 7813408967 | Bennett_Johnson@sshosp.org | 5 | BOILER NO. 3 CLEAVER BROOKS CB400-500 DUAL FUEL |  | BOILER | CLEAVER-BROOKS | CB400-500 | 1988-04-01 | 2009 | 20.992 | 2 | BOILER #3-CLEAVER BROOKS CB400-500 NATURAL GAS | NATURAL GAS | 209 | Natural Gas |  |  | 2.36 | E6FT3 | N | 24 | 7 | 52 | 0 | 0 | 0
1190228 | SOUTH SHORE HOSPITAL |  | 55 FOGG RD |  | WEYMOUTH | MA | 021900000 | 55 FOGG ROAD |  | WEYMOUTH | MA | 021900000 | N | PRIVATE | SM50 | SOUTH SHORE HOSPITAL | 7813408294 | louis_graziano@sshosp.org | LOUIS | GRAZIANO | 7813408024 | louis_graziano@sshosp.org | BENNETT | JOHNSON | 7813408967 | Bennett_Johnson@sshosp.org | 19 | EMER GEN NO 4-CATERPILLAR 3512B |  | ENGINE | CATERPILLAR | 3512B | 2006-06-01 | 2009 | 15.5 | 1 | DEISEL OIL | DIESEL | 44 | DIESEL | 0.0015 | 0 | 1.338 | E3GAL | N | 1 | 1 | 22 | 1 | 1 | 22
1190232 | WINCHESTER HOSPITAL |  | 41 HIGHLAND AVE |  | WINCHESTER | MA | 018900000 | 41 HIGHLAND AVE |  | WINCHESTER | MA | 018900000 | N | PRIVATE | SM25 | WINCHESTER HOSPITAL | 7817298278 | bsmith@winhosp.org | WILLIAM | SMITH | 7817562554 | bsmith@winhosp.org | WILLIAM | SMITH | 7817562510 | bsmith@winhosp.org | 1 | BOILER #1-HODGE #1644 DUAL FUEL |  | BOILER | HODGE | JBC375 | 1993-07-01 | 2011 | 10 | 1 | BOILER #1-HODGE #1644 DUAL FUEL #2 OIL | NO.2 | 58 | Distillate Oil (No. 2) | 0.3 | 0.1 | 0.5 | E3GAL | N | 1 | 1 | 52 | 1 | 1 | 22
1190232 | WINCHESTER HOSPITAL |  | 41 HIGHLAND AVE |  | WINCHESTER | MA | 018900000 | 41 HIGHLAND AVE |  | WINCHESTER | MA | 018900000 | N | PRIVATE | SM25 | WINCHESTER HOSPITAL | 7817298278 | bsmith@winhosp.org | WILLIAM | SMITH | 7817562554 | bsmith@winhosp.org | WILLIAM | SMITH | 7817562510 | bsmith@winhosp.org | 1 | BOILER #1-HODGE #1644 DUAL FUEL |  | BOILER | HODGE | JBC375 | 1993-07-01 | 2011 | 10 | 2 | BOILER #1-HODGE #1644 DUAL FUEL NATURAL | NATURAL GAS | 209 | Natural Gas |  |  | 0 | E6FT3 | N | 1 | 1 | 52 | 1 | 1 | 22
1190232 | WINCHESTER HOSPITAL |  | 41 HIGHLAND AVE |  | WINCHESTER | MA | 018900000 | 41 HIGHLAND AVE |  | WINCHESTER | MA | 018900000 | N | PRIVATE | SM25 | WINCHESTER HOSPITAL | 7817298278 | bsmith@winhosp.org | WILLIAM | SMITH | 7817562554 | bsmith@winhosp.org | WILLIAM | SMITH | 7817562510 | bsmith@winhosp.org | 2 | BOILER #2-BIGELOW #2372 DUAL FUEL |  | BOILER | BIGELOW | 2372 | 1993-07-01 | 2011 | 10.5 | 1 | BOILER #2-BIGELOW #2 OIL | NO.2 | 58 | Distillate Oil (No. 2) | 0.3 | 0 | 0 | E3GAL | N | 4 | 7 | 52 | 4 | 7 | 22
1190232 | WINCHESTER HOSPITAL |  | 41 HIGHLAND AVE |  | WINCHESTER | MA | 018900000 | 41 HIGHLAND AVE |  | WINCHESTER | MA | 018900000 | N | PRIVATE | SM25 | WINCHESTER HOSPITAL | 7817298278 | bsmith@winhosp.org | WILLIAM | SMITH | 7817562554 | bsmith@winhosp.org | WILLIAM | SMITH | 7817562510 | bsmith@winhosp.org | 2 | BOILER #2-BIGELOW #2372 DUAL FUEL |  | BOILER | BIGELOW | 2372 | 1993-07-01 | 2011 | 10.5 | 2 | BOILER #2-BIGELOW NATURAL GAS | NATURAL GAS | 209 | Natural Gas |  |  | 13.7413 | E6FT3 | N | 4 | 7 | 52 | 4 | 7 | 22
1190232 | WINCHESTER HOSPITAL |  | 41 HIGHLAND AVE |  | WINCHESTER | MA | 018900000 | 41 HIGHLAND AVE |  | WINCHESTER | MA | 018900000 | N | PRIVATE | SM25 | WINCHESTER HOSPITAL | 7817298278 | bsmith@winhosp.org | WILLIAM | SMITH | 7817562554 | bsmith@winhosp.org | WILLIAM | SMITH | 7817562510 | bsmith@winhosp.org | 3 | BOILER #3-BIGELOW DUAL FUEL |  | BOILER | BIGELOW | UNKNOWN | 1993-07-01 | 2011 | 10.5 | 1 | BOILER #3-BIGELOW NATURAL GAS | NATURAL GAS | 209 | Natural Gas |  |  | 13.7413 | E6FT3 | N | 4 | 7 | 52 | 4 | 7 | 22
1190232 | WINCHESTER HOSPITAL |  | 41 HIGHLAND AVE |  | WINCHESTER | MA | 018900000 | 41 HIGHLAND AVE |  | WINCHESTER | MA | 018900000 | N | PRIVATE | SM25 | WINCHESTER HOSPITAL | 7817298278 | bsmith@winhosp.org | WILLIAM | SMITH | 7817562554 | bsmith@winhosp.org | WILLIAM | SMITH | 7817562510 | bsmith@winhosp.org | 3 | BOILER #3-BIGELOW DUAL FUEL |  | BOILER | BIGELOW | UNKNOWN | 1993-07-01 | 2011 | 10.5 | 2 | BOILER #3 BIGELOW #2 OIL | NO.2 | 58 | Distillate Oil (No. 2) | 0.3 | 0 | 0 | E3GAL | N | 4 | 7 | 52 | 4 | 7 | 22
1190234 | KRAFT FOODS GLOBAL INC | FKA KRAFT FOODS | HILL ST |  | WOBURN | MA | 018010000 | HILL ST |  | WOBURN | MA | 018010000 | N | PRIVATE | OP5.5 | KRAFT FOODS | 7819382286 | michael.frempong@kraftfoods.com | JANE | HOYT | 7819382204 | jcaron@kraftfoods.com | MICHAEL | FREMPONG | 7819382286 | michael.frempong@kraftfoods.com | 1 | BOILER #6-B+W TYPE FM (2 TURBINES) DUAL FUEL |  | BOILER | BABCOCK AND WILCOX | FM-117 | 1976-08-01 | 2011 | 167 | 1 | BOILER #6-BABCOCK+WILCOX FM #6 OIL-1.0S S1 | NO.6 | 923 | Residual Oil (No. 6) | 1 | 0.1 | 0 | E3GAL | N | 0 | 0 | 0 | 0 | 0 | 0
1190234 | KRAFT FOODS GLOBAL INC | FKA KRAFT FOODS | HILL ST |  | WOBURN | MA | 018010000 | HILL ST |  | WOBURN | MA | 018010000 | N | PRIVATE | OP5.5 | KRAFT FOODS | 7819382286 | michael.frempong@kraftfoods.com | JANE | HOYT | 7819382204 | jcaron@kraftfoods.com | MICHAEL | FREMPONG | 7819382286 | michael.frempong@kraftfoods.com | 1 | BOILER #6-B+W TYPE FM (2 TURBINES) DUAL FUEL |  | BOILER | BABCOCK AND WILCOX | FM-117 | 1976-08-01 | 2011 | 167 | 2 | BOILER #6-BABCOCK+WILCOX FM NATURAL GAS S1 | NATURAL GAS | 209 | Natural Gas |  |  | 0 | E6FT3 | N | 0 | 0 | 0 | 0 | 0 | 0
1190234 | KRAFT FOODS GLOBAL INC | FKA KRAFT FOODS | HILL ST |  | WOBURN | MA | 018010000 | HILL ST |  | WOBURN | MA | 018010000 | N | PRIVATE | OP5.5 | KRAFT FOODS | 7819382286 | michael.frempong@kraftfoods.com | JANE | HOYT | 7819382204 | jcaron@kraftfoods.com | MICHAEL | FREMPONG | 7819382286 | michael.frempong@kraftfoods.com | 2 | BOILER #4-COMBUSTION ENGINEERING DUAL FUEL |  | BOILER | COMBUSTION ENGINEERING | 30VP-12 | 1966-01-01 | 2011 | 143 | 1 | BOILER #4-COMB ENG 30VP-12 #6 OIL-1.0S S2 | NO.6 | 923 | Residual Oil (No. 6) | 1 | 0.1 | 0 | E3GAL | N | 24 | 7 | 52 | 24 | 7 | 22
1190234 | KRAFT FOODS GLOBAL INC | FKA KRAFT FOODS | HILL ST |  | WOBURN | MA | 018010000 | HILL ST |  | WOBURN | MA | 018010000 | N | PRIVATE | OP5.5 | KRAFT FOODS | 7819382286 | michael.frempong@kraftfoods.com | JANE | HOYT | 7819382204 | jcaron@kraftfoods.com | MICHAEL | FREMPONG | 7819382286 | michael.frempong@kraftfoods.com | 2 | BOILER #4-COMBUSTION ENGINEERING DUAL FUEL |  | BOILER | COMBUSTION ENGINEERING | 30VP-12 | 1966-01-01 | 2011 | 143 | 2 | BOILER #4-COMB ENG 30VP-12 NATURAL GAS S2 | NATURAL GAS | 209 | Natural Gas |  |  | 649.9292 | E6FT3 | N | 24 | 7 | 52 | 24 | 7 | 22
1190234 | KRAFT FOODS GLOBAL INC | FKA KRAFT FOODS | HILL ST |  | WOBURN | MA | 018010000 | HILL ST |  | WOBURN | MA | 018010000 | N | PRIVATE | OP5.5 | KRAFT FOODS | 7819382286 | michael.frempong@kraftfoods.com | JANE | HOYT | 7819382204 | jcaron@kraftfoods.com | MICHAEL | FREMPONG | 7819382286 | michael.frempong@kraftfoods.com | 3 | BOILER #3-WICKS RB STAND BY USE DUAL FUEL |  | BOILER | WICKS | RB | 1955-01-01 | 2011 | 111.7 | 1 | BOILER #3-WICKS TYPE RB #6 OIL-1.0S S3 | NO.6 | 923 | Residual Oil (No. 6) | 1 | 0.1 | 0 | E3GAL | N | 24 | 7 | 52 | 24 | 7 | 22
1190234 | KRAFT FOODS GLOBAL INC | FKA KRAFT FOODS | HILL ST |  | WOBURN | MA | 018010000 | HILL ST |  | WOBURN | MA | 018010000 | N | PRIVATE | OP5.5 | KRAFT FOODS | 7819382286 | michael.frempong@kraftfoods.com | JANE | HOYT | 7819382204 | jcaron@kraftfoods.com | MICHAEL | FREMPONG | 7819382286 | michael.frempong@kraftfoods.com | 3 | BOILER #3-WICKS RB STAND BY USE DUAL FUEL |  | BOILER | WICKS | RB | 1955-01-01 | 2011 | 111.7 | 2 | BOILER #3-WICKS TYPE RB NATURAL GAS S3 | NATURAL GAS | 209 | Natural Gas |  |  | 17.5414 | E6FT3 | N | 24 | 7 | 52 | 24 | 7 | 22
1190234 | KRAFT FOODS GLOBAL INC | FKA KRAFT FOODS | HILL ST |  | WOBURN | MA | 018010000 | HILL ST |  | WOBURN | MA | 018010000 | N | PRIVATE | OP5.5 | KRAFT FOODS | 7819382286 | michael.frempong@kraftfoods.com | JANE | HOYT | 7819382204 | jcaron@kraftfoods.com | MICHAEL | FREMPONG | 7819382286 | michael.frempong@kraftfoods.com | 59 | ARMSTRONG FLO-DIRECT WATER HEATER |  | WATER HEATER | ARMSTRONG | FLO-DIRECT | 2010-09-01 | 2011 | 10 | 1 | NATURAL GAS | NATURAL GAS | 209 | Natural Gas |  |  | 3.7527 | E6FT3 | N | 24 | 7 | 52 | 24 | 7 | 22
1190242 | HOGAN REGIONAL CENTER |  | 450 MAPLE ST |  | DANVERS | MA | 019370000 | 450 MAPLE ST |  | DANVERS | MA | 019370000 | Y | STATE | SM79-R | HOGAN REGIONAL CENTER | 9787745000 | JAMES.TURCOTTE@STATE.MA.US | JAMES | TURCOTTE | 9787745000 | JAMES.TURCOTTE@STATE.MA.US | JAMES | TURCOTTE | 9787745000 | JAMES.TURCOTTE@STATE.MA.US | 1 | BOILER #1 - INTERNATIONAL #WT #6 OIL-1 SULFER | 4 | BOILER | INTERNATIONAL #WT | WT | 1936-01-01 | 2011 | 56 | 1 | BOI#6 OIL | NO.6 | 923 | Residual Oil (No. 6) | 1 | 0.1 | 654 | E3GAL | N | 24 | 7 | 14 | 24 | 2 | 4
1190242 | HOGAN REGIONAL CENTER |  | 450 MAPLE ST |  | DANVERS | MA | 019370000 | 450 MAPLE ST |  | DANVERS | MA | 019370000 | Y | STATE | SM79-R | HOGAN REGIONAL CENTER | 9787745000 | JAMES.TURCOTTE@STATE.MA.US | JAMES | TURCOTTE | 9787745000 | JAMES.TURCOTTE@STATE.MA.US | JAMES | TURCOTTE | 9787745000 | JAMES.TURCOTTE@STATE.MA.US | 2 | BOILER #2- INTERNATIONAL #WT 6 OIL |  | BOILER | INTERNATIONAL #WT | WT | 1936-01-01 | 2011 | 56 | 1 | BOILER #2-INTERNATIONAL #WT 6 OIL | NO.6 | 923 | Residual Oil (No. 6) | 1 | 0.1 | 41 | E3GAL | N | 24 | 7 | 23 | 24 | 7 | 3
1190242 | HOGAN REGIONAL CENTER |  | 450 MAPLE ST |  | DANVERS | MA | 019370000 | 450 MAPLE ST |  | DANVERS | MA | 019370000 | Y | STATE | SM79-R | HOGAN REGIONAL CENTER | 9787745000 | JAMES.TURCOTTE@STATE.MA.US | JAMES | TURCOTTE | 9787745000 | JAMES.TURCOTTE@STATE.MA.US | JAMES | TURCOTTE | 9787745000 | JAMES.TURCOTTE@STATE.MA.US | 3 | BOILER #3 - INTERNATIONAL #WT DUAL FUEL |  | BOILER | INTERNATIONAL | #WT | 1936-01-01 | 2011 | 56 | 1 | BOILER #3-INTERNATIONAL #WT #6 OIL-1S | NO.6 | 923 | Residual Oil (No. 6) | 1 | 0.1 | 14 | E3GAL | N | 24 | 7 | 36 | 3 | 7 | 16
1190242 | HOGAN REGIONAL CENTER |  | 450 MAPLE ST |  | DANVERS | MA | 019370000 | 450 MAPLE ST |  | DANVERS | MA | 019370000 | Y | STATE | SM79-R | HOGAN REGIONAL CENTER | 9787745000 | JAMES.TURCOTTE@STATE.MA.US | JAMES | TURCOTTE | 9787745000 | JAMES.TURCOTTE@STATE.MA.US | JAMES | TURCOTTE | 9787745000 | JAMES.TURCOTTE@STATE.MA.US | 3 | BOILER #3 - INTERNATIONAL #WT DUAL FUEL |  | BOILER | INTERNATIONAL | #WT | 1936-01-01 | 2011 | 56 | 2 | BOILER #3-INTERNATIONAL #WT NATURAL GAS | NATURAL GAS | 209 | Natural Gas |  |  | 0 | E6FT3 | N | 24 | 7 | 36 | 3 | 7 | 16
1190242 | HOGAN REGIONAL CENTER |  | 450 MAPLE ST |  | DANVERS | MA | 019370000 | 450 MAPLE ST |  | DANVERS | MA | 019370000 | Y | STATE | SM79-R | HOGAN REGIONAL CENTER | 9787745000 | JAMES.TURCOTTE@STATE.MA.US | JAMES | TURCOTTE | 9787745000 | JAMES.TURCOTTE@STATE.MA.US | JAMES | TURCOTTE | 9787745000 | JAMES.TURCOTTE@STATE.MA.US | 4 | BOILER #4-BIGELOW #WT DUAL FUEL -DOWN 2006- |  | BOILER | BIGELOW | WT | 1965-01-01 | 2011 | 37 | 2 | BOILER #4-BIGELOW #WT -DOWN 2005- #6 FUEL OIL | NO.6 | 923 | Residual Oil (No. 6) | 1 | 0.1 | 0 | E3GAL | N | 0 | 0 | 0 | 0 | 0 | 0
1190245 | HEBREW REHABILITATION CENTER |  | 1200 CENTER ST |  | BOSTON | MA | 021310000 | 1200 CENTRE STREET |  | BOSTON | MA | 021310000 | N | PRIVATE | NM99 | HEBREW REHABILITATION CENTER | 6173638000 | Bougas@hrca.harvard.edu | JOHN | BOUGAS | 6173638531 | Bougas@hrca.harvard.edu | MARGO | JAY | 8008255343 | Mjay@eheinc.com | 1 | BOILERS #1(2)-CLEAVER BROOKS CB600-400 DUAL FUEL | 2 | BOILER | CLEAVER BROOKS | CB600-400 | 1990-10-11 | 2011 | 33.476 | 1 | BOILERS #1(2)-CL BROOKS CB600-400 | NO.2 | 58 | Distillate Oil (No. 2) | 0.3 |  | 0 | E3GAL | N | 24 | 7 | 52 | 24 | 7 | 21
1190245 | HEBREW REHABILITATION CENTER |  | 1200 CENTER ST |  | BOSTON | MA | 021310000 | 1200 CENTRE STREET |  | BOSTON | MA | 021310000 | N | PRIVATE | NM99 | HEBREW REHABILITATION CENTER | 6173638000 | Bougas@hrca.harvard.edu | JOHN | BOUGAS | 6173638531 | Bougas@hrca.harvard.edu | MARGO | JAY | 8008255343 | Mjay@eheinc.com | 1 | BOILERS #1(2)-CLEAVER BROOKS CB600-400 DUAL FUEL | 2 | BOILER | CLEAVER BROOKS | CB600-400 | 1990-10-11 | 2011 | 33.476 | 2 | NATURAL GAS | NATURAL GAS | 209 | Natural Gas |  |  | 36.1358 | E6FT3 | N | 24 | 7 | 52 | 24 | 7 | 21
1190248 | US EDITH NOURSE VA HOSPITAL |  | 200 SPRINGS RD |  | BEDFORD | MA | 017300000 | 200 SPRINGS ROAD | ATTN: LILI GRIFFIN, GEMS COORDINATOR | BEDFORD | MA | 017300000 | N | FEDERAL | SM50 | US VETERANS ADMINISTRATION MEDICAL CTR | 7812757500 | OPTIONAL@OPTIONAL.COM | LILI | GRIFFIN | 7816872222 | Lili.Griffin@va.gov | LILI | GRIFFIN | 7816872222 | Lili.Griffin@va.gov | 1 | BOILER #1 - CLEAVER BROOKS CB-LE-700 DUAL FUEL |  | BOILER | CLEAVER BROOKS | CB-LE-700 | 1988-01-01 | 2011 | 28.192 | 1 | BOILER #1 - CLEAVER BROOKS CB-LE-700 #2 OIL 0.05S | NO.2 | 58 | Distillate Oil (No. 2) | 0.0015 | 0 | 0.457 | E3GAL | Y | 24 | 7 | 52 | 24 | 7 | 22
1190248 | US EDITH NOURSE VA HOSPITAL |  | 200 SPRINGS RD |  | BEDFORD | MA | 017300000 | 200 SPRINGS ROAD | ATTN: LILI GRIFFIN, GEMS COORDINATOR | BEDFORD | MA | 017300000 | N | FEDERAL | SM50 | US VETERANS ADMINISTRATION MEDICAL CTR | 7812757500 | OPTIONAL@OPTIONAL.COM | LILI | GRIFFIN | 7816872222 | Lili.Griffin@va.gov | LILI | GRIFFIN | 7816872222 | Lili.Griffin@va.gov | 1 | BOILER #1 - CLEAVER BROOKS CB-LE-700 DUAL FUEL |  | BOILER | CLEAVER BROOKS | CB-LE-700 | 1988-01-01 | 2011 | 28.192 | 2 | BOILER #1 - CLEAVER BROOKS CB-LE-700 NATURAL GAS | NATURAL GAS | 209 | Natural Gas |  |  | 43.9293 | E6FT3 | Y | 24 | 7 | 52 | 24 | 7 | 22
1190248 | US EDITH NOURSE VA HOSPITAL |  | 200 SPRINGS RD |  | BEDFORD | MA | 017300000 | 200 SPRINGS ROAD | ATTN: LILI GRIFFIN, GEMS COORDINATOR | BEDFORD | MA | 017300000 | N | FEDERAL | SM50 | US VETERANS ADMINISTRATION MEDICAL CTR | 7812757500 | OPTIONAL@OPTIONAL.COM | LILI | GRIFFIN | 7816872222 | Lili.Griffin@va.gov | LILI | GRIFFIN | 7816872222 | Lili.Griffin@va.gov | 2 | BOILER #2 - CLEAVER BROOKS CB-LE-700 DUAL FUEL |  | BOILER | CLEAVER BROOKS | CB-LE-700 | 1998-01-01 | 2011 | 28.192 | 1 | BOILER #2 - CLEAVER BROOKS CB-LE-700 #2 OIL-0.05S | NO.2 | 58 | Distillate Oil (No. 2) | 0.0015 | 0 | 0.691 | E3GAL | Y | 24 | 7 | 52 | 24 | 7 | 22
1190248 | US EDITH NOURSE VA HOSPITAL |  | 200 SPRINGS RD |  | BEDFORD | MA | 017300000 | 200 SPRINGS ROAD | ATTN: LILI GRIFFIN, GEMS COORDINATOR | BEDFORD | MA | 017300000 | N | FEDERAL | SM50 | US VETERANS ADMINISTRATION MEDICAL CTR | 7812757500 | OPTIONAL@OPTIONAL.COM | LILI | GRIFFIN | 7816872222 | Lili.Griffin@va.gov | LILI | GRIFFIN | 7816872222 | Lili.Griffin@va.gov | 2 | BOILER #2 - CLEAVER BROOKS CB-LE-700 DUAL FUEL |  | BOILER | CLEAVER BROOKS | CB-LE-700 | 1998-01-01 | 2011 | 28.192 | 2 | BOILER #2 - CLEAVER BROOKS CB-LE-700 NATURAL GAS | NATURAL GAS | 209 | Natural Gas |  |  | 40.1259 | E6FT3 | Y | 24 | 7 | 52 | 24 | 7 | 22
1190248 | US EDITH NOURSE VA HOSPITAL |  | 200 SPRINGS RD |  | BEDFORD | MA | 017300000 | 200 SPRINGS ROAD | ATTN: LILI GRIFFIN, GEMS COORDINATOR | BEDFORD | MA | 017300000 | N | FEDERAL | SM50 | US VETERANS ADMINISTRATION MEDICAL CTR | 7812757500 | OPTIONAL@OPTIONAL.COM | LILI | GRIFFIN | 7816872222 | Lili.Griffin@va.gov | LILI | GRIFFIN | 7816872222 | Lili.Griffin@va.gov | 6 | EMERGENCY GENERATORS (7)-DIESEL | 9 | ENGINE | CATERPILLAR/KOHLER | NA | 1998-01-01 | 2011 | 30.3866 | 1 | EMERGENCY GENERATORS (7) - DIESEL FUEL | DIESEL | 44 | DIESEL | 0.0015 | 0.1 | 5.8204 | E3GAL | N | 1 | 1 | 12 | 1 | 1 | 4
1190248 | US EDITH NOURSE VA HOSPITAL |  | 200 SPRINGS RD |  | BEDFORD | MA | 017300000 | 200 SPRINGS ROAD | ATTN: LILI GRIFFIN, GEMS COORDINATOR | BEDFORD | MA | 017300000 | N | FEDERAL | SM50 | US VETERANS ADMINISTRATION MEDICAL CTR | 7812757500 | OPTIONAL@OPTIONAL.COM | LILI | GRIFFIN | 7816872222 | Lili.Griffin@va.gov | LILI | GRIFFIN | 7816872222 | Lili.Griffin@va.gov | 14 | BOILER #3 - CLEAVER BROOKS CB-LE-700 DUAL FUEL |  | BOILER | CLEAVER BROOKS | CB-LE-700 | 2010-09-09 | 2011 | 28.192 | 1 | BOILER#3 - CLEAVER BROOKS CB-LE-700 #2 OIL - 0.05S | NO.2 | 58 | Distillate Oil (No. 2) | 0.0015 | 0 | 0.82 | E3GAL | N | 24 | 7 | 52 | 24 | 7 | 22
1190248 | US EDITH NOURSE VA HOSPITAL |  | 200 SPRINGS RD |  | BEDFORD | MA | 017300000 | 200 SPRINGS ROAD | ATTN: LILI GRIFFIN, GEMS COORDINATOR | BEDFORD | MA | 017300000 | N | FEDERAL | SM50 | US VETERANS ADMINISTRATION MEDICAL CTR | 7812757500 | OPTIONAL@OPTIONAL.COM | LILI | GRIFFIN | 7816872222 | Lili.Griffin@va.gov | LILI | GRIFFIN | 7816872222 | Lili.Griffin@va.gov | 14 | BOILER #3 - CLEAVER BROOKS CB-LE-700 DUAL FUEL |  | BOILER | CLEAVER BROOKS | CB-LE-700 | 2010-09-09 | 2011 | 28.192 | 2 | BOILER #3 - CLEAVER BROOKS CB-LE-700 NATURAL GAS | NATURAL GAS | 209 | Natural Gas |  |  | 60.2428 | E6FT3 | N | 24 | 7 | 52 | 24 | 7 | 22
1190254 | HISTORIC REALITY |  | 100 ELM ST |  | WALPOLE | MA | 020810000 | 101 EAST MAIN STREET |  | LITTLEFALLS | NJ | 074240000 | N | PRIVATE | NM25 | HISTORIC REALITY | 9732566644 | dave@rubensteinprop.com | DAVID | BURKART | 9732566644 | dave@rubensteinprop.com | DAVE | BURKART | 9732566644 | dave@rubensteinprop.com | 1 | LESS THAN 20 UNIT HEATERS HVAC UNITS |  | SPACE HEATER & HVAC | VARIOUS | VARIOUS | 1990-01-01 | 2010 | 13 | 1 | SPACE HEATERS+HVAC NATURAL GAS | NATURAL GAS | 209 | Natural Gas |  |  | 2.1 | E6FT3 | N | 12 | 7 | 52 | 12 | 5 | 20
1190258 | ROYAL HOSPITALITY SERVICES INC |  | 520 COLUMBIA ST |  | SOMERVILLE | MA | 021430000 | 520 COLUMBIA ST |  | SOMERVILLE | MA | 021430000 | N | PRIVATE | NM25 | ROYAL HOSPITALITY SERVICES INC | 6176294100 | jbenedict@royalhsi.com | JAY | BENEDICT | 6176294103 | jbenedict@royalhsi.com | JAY | BENEDICT | 6176294103 | jbenedict@royalhsi.com | 6 | LAUNDRY DRYERS #1-5 SCREEN FILTER #1 NAT GAS | 5 | LAUNDRY DRYER | PELLERIN MILNOR | UNKNOWN | 1991-06-06 | 2011 | 10 | 1 | NATURAL GAS | NATURAL GAS | 209 | Natural Gas |  |  | 17.3 | E6FT3 | N | 18 | 7 | 52 | 18 | 7 | 22
1190258 | ROYAL HOSPITALITY SERVICES INC |  | 520 COLUMBIA ST |  | SOMERVILLE | MA | 021430000 | 520 COLUMBIA ST |  | SOMERVILLE | MA | 021430000 | N | PRIVATE | NM25 | ROYAL HOSPITALITY SERVICES INC | 6176294100 | jbenedict@royalhsi.com | JAY | BENEDICT | 6176294103 | jbenedict@royalhsi.com | JAY | BENEDICT | 6176294103 | jbenedict@royalhsi.com | 7 | LAUNDRY DRYERS #6-10 SCRUBBER #2 NAT GAS | 5 | LAUNDRY DRYERS | PELLERIN MILNOR | UNKNOWN | 1991-06-06 | 2011 | 10 | 1 | NATURAL GAS | NATURAL GAS | 209 | Natural Gas |  |  | 17.3 | E6FT3 | N | 18 | 7 | 52 | 18 | 7 | 22
1190258 | ROYAL HOSPITALITY SERVICES INC |  | 520 COLUMBIA ST |  | SOMERVILLE | MA | 021430000 | 520 COLUMBIA ST |  | SOMERVILLE | MA | 021430000 | N | PRIVATE | NM25 | ROYAL HOSPITALITY SERVICES INC | 6176294100 | jbenedict@royalhsi.com | JAY | BENEDICT | 6176294103 | jbenedict@royalhsi.com | JAY | BENEDICT | 6176294103 | jbenedict@royalhsi.com | 8 | LAUNDRY DRYERS #11-15 SCREEN FILTER NAT GAS | 6 | LAUNDRY DRYER | PELLERIN MILNOR | UNKNOWN | 1991-06-06 | 2011 | 10 | 1 | NATURAL GAS | NATURAL GAS | 209 | Natural Gas |  |  | 17.3 | E6FT3 | N | 18 | 7 | 52 | 18 | 7 | 22
1190258 | ROYAL HOSPITALITY SERVICES INC |  | 520 COLUMBIA ST |  | SOMERVILLE | MA | 021430000 | 520 COLUMBIA ST |  | SOMERVILLE | MA | 021430000 | N | PRIVATE | NM25 | ROYAL HOSPITALITY SERVICES INC | 6176294100 | jbenedict@royalhsi.com | JAY | BENEDICT | 6176294103 | jbenedict@royalhsi.com | JAY | BENEDICT | 6176294103 | jbenedict@royalhsi.com | 15 | LAUNDRY DRYERS #23-28 NAT GAS | 6 | LAUNDRY DRYER | PELLERIN MILNOR | 58058 | 2011-08-01 | 2011 | 10.8 | 1 | NATURAL GAS | NATURAL GAS | 209 | Natural Gas |  |  | 18.7 | E6FT3 | N | 18 | 7 | 22 | 18 | 7 | 7
1190258 | ROYAL HOSPITALITY SERVICES INC |  | 520 COLUMBIA ST |  | SOMERVILLE | MA | 021430000 | 520 COLUMBIA ST |  | SOMERVILLE | MA | 021430000 | N | PRIVATE | NM25 | ROYAL HOSPITALITY SERVICES INC | 6176294100 | jbenedict@royalhsi.com | JAY | BENEDICT | 6176294103 | jbenedict@royalhsi.com | JAY | BENEDICT | 6176294103 | jbenedict@royalhsi.com | 18 | BOILER CBLE-700-300-150ST |  | BOILER | CLEAVER BROOKS | CBLE-700-300-150ST | 2011-03-25 | 2011 | 12.25 | 1 | NATURAL GAS | NATURAL GAS | 209 | Natural Gas |  |  | 15.9 | E6FT3 | N | 18 | 7 | 39 | 18 | 7 | 22
1190259 | SALEM STATE POWER PL |  | 352 LAFAYETTE ST |  | SALEM | MA | 019700000 | 352 LAFAYETTE ST |  | SALEM | MA | 019700000 | Y | STATE | SM79-R | SALEM STATE COLLEGE | 9785428321 | michael.servizio@salemstate.edu | MICHAEL | SERVIZIO | 9785428321 | MICHAELSERVIZIO@SALEMSTATE.EDU | MICHAEL | SERVIZIO | 9785428321 | mservizio@salemstate.edu | 2 | BOILER #2-CLEAVER BROOKS #DL-52 #2 OIL AND GAS |  | BOILER | CLEAVER BROOKS | 1 | 2009-09-15 | 2011 | 49 | 1 | #2 | NO.2 | 58 | Distillate Oil (No. 2) | 1 | 0.1 | 1.82 | E3GAL | N | 24 | 7 | 26 | 0 | 0 | 0
1190259 | SALEM STATE POWER PL |  | 352 LAFAYETTE ST |  | SALEM | MA | 019700000 | 352 LAFAYETTE ST |  | SALEM | MA | 019700000 | Y | STATE | SM79-R | SALEM STATE COLLEGE | 9785428321 | michael.servizio@salemstate.edu | MICHAEL | SERVIZIO | 9785428321 | MICHAELSERVIZIO@SALEMSTATE.EDU | MICHAEL | SERVIZIO | 9785428321 | mservizio@salemstate.edu | 2 | BOILER #2-CLEAVER BROOKS #DL-52 #2 OIL AND GAS |  | BOILER | CLEAVER BROOKS | 1 | 2009-09-15 | 2011 | 49 | 2 | NAT GAS | NATURAL GAS | 209 | Natural Gas |  |  | 5.03 | E6FT3 | N | 24 | 7 | 26 | 0 | 0 | 0
1190259 | SALEM STATE POWER PL |  | 352 LAFAYETTE ST |  | SALEM | MA | 019700000 | 352 LAFAYETTE ST |  | SALEM | MA | 019700000 | Y | STATE | SM79-R | SALEM STATE COLLEGE | 9785428321 | michael.servizio@salemstate.edu | MICHAEL | SERVIZIO | 9785428321 | MICHAELSERVIZIO@SALEMSTATE.EDU | MICHAEL | SERVIZIO | 9785428321 | mservizio@salemstate.edu | 6 | BOILER # 1 CLEAVER BROOKS # 2 OIL AND GAS |  | BOILER | CLEAVER BROOKE | CB1-200-600-150 | 2006-12-13 | 2011 | 49 | 1 | # 2 FUEL AND GAS | NO.2 | 58 | Distillate Oil (No. 2) | 1 | 0.1 | 1 | E3GAL | N | 24 | 7 | 26 | 0 | 0 | 0
1190259 | SALEM STATE POWER PL |  | 352 LAFAYETTE ST |  | SALEM | MA | 019700000 | 352 LAFAYETTE ST |  | SALEM | MA | 019700000 | Y | STATE | SM79-R | SALEM STATE COLLEGE | 9785428321 | michael.servizio@salemstate.edu | MICHAEL | SERVIZIO | 9785428321 | MICHAELSERVIZIO@SALEMSTATE.EDU | MICHAEL | SERVIZIO | 9785428321 | mservizio@salemstate.edu | 6 | BOILER # 1 CLEAVER BROOKS # 2 OIL AND GAS |  | BOILER | CLEAVER BROOKE | CB1-200-600-150 | 2006-12-13 | 2011 | 49 | 2 | NATURAL GAS | NATURAL GAS | 209 | Natural Gas |  |  | 10.66 | E6FT3 | N | 24 | 7 | 26 | 0 | 0 | 0
1190260 | HOLLINGSWORTH & VOSE |  | 112 WASHINGTON ST |  | WALPOLE | MA | 020320000 | 112 WASHINGTON ST |  | WALPOLE | MA | 020320000 | N | PRIVATE | OP3 | HOLLINGSWORTH VOSE | 5086680295 | mbrule@hovo.com | JAMES | BOSS | 5086680295 | jim.boss@hovo.com | MARK | BRULE' | 5086682208 | mbrule@hovo.com | 1 | BOILER #1-BABCOCK+WILCOX FM-952 DUAL FUEL |  | BOILER | BABCOCK+WILCOX | FM952 | 1947-01-01 | 2011 | 44 | 1 | BOILER #1-B+W FM952 #6 OIL-1.0S | NO.6 | 923 | Residual Oil (No. 6) | 1 | 0.1 | 0 | E3GAL | N | 24 | 7 | 52 | 24 | 7 | 22
1190260 | HOLLINGSWORTH & VOSE |  | 112 WASHINGTON ST |  | WALPOLE | MA | 020320000 | 112 WASHINGTON ST |  | WALPOLE | MA | 020320000 | N | PRIVATE | OP3 | HOLLINGSWORTH VOSE | 5086680295 | mbrule@hovo.com | JAMES | BOSS | 5086680295 | jim.boss@hovo.com | MARK | BRULE' | 5086682208 | mbrule@hovo.com | 1 | BOILER #1-BABCOCK+WILCOX FM-952 DUAL FUEL |  | BOILER | BABCOCK+WILCOX | FM952 | 1947-01-01 | 2011 | 44 | 2 | BOILER #1-B+W FM952 NATURAL GAS | NATURAL GAS | 209 | Natural Gas |  |  | 30.8199 | E6FT3 | N | 24 | 7 | 52 | 24 | 7 | 22
1190260 | HOLLINGSWORTH & VOSE |  | 112 WASHINGTON ST |  | WALPOLE | MA | 020320000 | 112 WASHINGTON ST |  | WALPOLE | MA | 020320000 | N | PRIVATE | OP3 | HOLLINGSWORTH VOSE | 5086680295 | mbrule@hovo.com | JAMES | BOSS | 5086680295 | jim.boss@hovo.com | MARK | BRULE' | 5086682208 | mbrule@hovo.com | 1 | BOILER #1-BABCOCK+WILCOX FM-952 DUAL FUEL |  | BOILER | BABCOCK+WILCOX | FM952 | 1947-01-01 | 2011 | 44 | 3 | BOILER #1-B+W FM952 #2 OIL | NO.2 | 58 | Distillate Oil (No. 2) | 0.5 |  | 0 | E3GAL | N | 24 | 7 | 52 | 24 | 7 | 22
1190260 | HOLLINGSWORTH & VOSE |  | 112 WASHINGTON ST |  | WALPOLE | MA | 020320000 | 112 WASHINGTON ST |  | WALPOLE | MA | 020320000 | N | PRIVATE | OP3 | HOLLINGSWORTH VOSE | 5086680295 | mbrule@hovo.com | JAMES | BOSS | 5086680295 | jim.boss@hovo.com | MARK | BRULE' | 5086682208 | mbrule@hovo.com | 2 | BOILER #2-BABCOCK+WILCOX-STERLING DUAL FUEL |  | BOILER | BABCOCK+WILCOX | STERLING | 1947-01-01 | 2011 | 48 | 1 | BOILER #2-B+W STERLING #6 OIL-1.0S | NO.6 | 923 | Residual Oil (No. 6) | 1 | 0.1 | 0 | E3GAL | N | 24 | 7 | 52 | 24 | 7 | 22
1190260 | HOLLINGSWORTH & VOSE |  | 112 WASHINGTON ST |  | WALPOLE | MA | 020320000 | 112 WASHINGTON ST |  | WALPOLE | MA | 020320000 | N | PRIVATE | OP3 | HOLLINGSWORTH VOSE | 5086680295 | mbrule@hovo.com | JAMES | BOSS | 5086680295 | jim.boss@hovo.com | MARK | BRULE' | 5086682208 | mbrule@hovo.com | 2 | BOILER #2-BABCOCK+WILCOX-STERLING DUAL FUEL |  | BOILER | BABCOCK+WILCOX | STERLING | 1947-01-01 | 2011 | 48 | 2 | BOILER #2-B+W STERLING NATURAL GAS NOT USED | NATURAL GAS | 209 | Natural Gas |  |  | 0 | E6FT3 | N | 24 | 7 | 52 | 24 | 7 | 22
1190261 | WELLESLEY COLLEGE |  | 300 CENTRAL ST |  | WELLESLEY | MA | 021810000 | 106 CENTRAL STREET |  | WELLESLEY | MA | 024818203 | N | PRIVATE | OP3 | WELLESLEY COLLEGE | 7812832374 | mgreig@wellesley.edu | MAX | GREIG | 7812832374 | mgreig@WELLESLEY.EDU | MAX | GREIG | 7812832374 | mgreig@WELLESLEY.EDU | 1 | BOILER #1-ZURN VLP-VL2 #6 OIL-0.5S |  | BOILER | ZURN | VLP-VL2 | 1983-01-01 | 2011 | 51 | 1 | BOILER #1-ZURN VLP-VL2 #6 OIL-0.5S | NO.6 | 923 | Residual Oil (No. 6) | 0.5 | 0.1 | 116.176 | E3GAL | N | 2 | 5 | 39 | 1 | 6 | 9
1190261 | WELLESLEY COLLEGE |  | 300 CENTRAL ST |  | WELLESLEY | MA | 021810000 | 106 CENTRAL STREET |  | WELLESLEY | MA | 024818203 | N | PRIVATE | OP3 | WELLESLEY COLLEGE | 7812832374 | mgreig@wellesley.edu | MAX | GREIG | 7812832374 | mgreig@WELLESLEY.EDU | MAX | GREIG | 7812832374 | mgreig@WELLESLEY.EDU | 2 | BOILER #2-ZURN VLP-VL2 #6 OIL-0.5S |  | BOILER | ZURN | VLP-VL2 | 1983-01-01 | 2011 | 51 | 1 | BOILER #2-ZURN VLP-VL2 #6 OIL-0.5S | NO.6 | 923 | Residual Oil (No. 6) | 0.5 | 0.1 | 10.726 | E3GAL | N | 1 | 6 | 5 | 1 | 1 | 2
1190261 | WELLESLEY COLLEGE |  | 300 CENTRAL ST |  | WELLESLEY | MA | 021810000 | 106 CENTRAL STREET |  | WELLESLEY | MA | 024818203 | N | PRIVATE | OP3 | WELLESLEY COLLEGE | 7812832374 | mgreig@wellesley.edu | MAX | GREIG | 7812832374 | mgreig@WELLESLEY.EDU | MAX | GREIG | 7812832374 | mgreig@WELLESLEY.EDU | 3 | BOILER #3-KEWANEE H-35-500-06 DUAL FUEL |  | BOILER | KEWANEE | H-35-500-06 | 1990-01-01 | 2011 | 20 | 1 | BOILER #3-KEWANEE H-35-500-06 #6 OIL-0.5S | NO.6 | 923 | Residual Oil (No. 6) | 0.5 | 0.1 | 0 | E3GAL | N | 0 | 0 | 0 | 0 | 0 | 0
1190261 | WELLESLEY COLLEGE |  | 300 CENTRAL ST |  | WELLESLEY | MA | 021810000 | 106 CENTRAL STREET |  | WELLESLEY | MA | 024818203 | N | PRIVATE | OP3 | WELLESLEY COLLEGE | 7812832374 | mgreig@wellesley.edu | MAX | GREIG | 7812832374 | mgreig@WELLESLEY.EDU | MAX | GREIG | 7812832374 | mgreig@WELLESLEY.EDU | 3 | BOILER #3-KEWANEE H-35-500-06 DUAL FUEL |  | BOILER | KEWANEE | H-35-500-06 | 1990-01-01 | 2011 | 20 | 2 | NATURAL GAS | NATURAL GAS | 209 | Natural Gas |  |  | 0 | E6FT3 | N | 0 | 0 | 0 | 0 | 0 | 0
1190261 | WELLESLEY COLLEGE |  | 300 CENTRAL ST |  | WELLESLEY | MA | 021810000 | 106 CENTRAL STREET |  | WELLESLEY | MA | 024818203 | N | PRIVATE | OP3 | WELLESLEY COLLEGE | 7812832374 | mgreig@wellesley.edu | MAX | GREIG | 7812832374 | mgreig@WELLESLEY.EDU | MAX | GREIG | 7812832374 | mgreig@WELLESLEY.EDU | 4 | BOILER #4-NEBRASKA NS-C-56 DUAL FUEL |  | BOILER | NEBRASKA | NS-C-56 | 1990-01-01 | 2011 | 52 | 1 | BOILER #4-NEBRASKA NS-C-56 #6 OIL-0.5S | NO.6 | 923 | Residual Oil (No. 6) | 0.5 | 1 | 5.265 | E3GAL | N | 11 | 7 | 52 | 11 | 7 | 22
1190261 | WELLESLEY COLLEGE |  | 300 CENTRAL ST |  | WELLESLEY | MA | 021810000 | 106 CENTRAL STREET |  | WELLESLEY | MA | 024818203 | N | PRIVATE | OP3 | WELLESLEY COLLEGE | 7812832374 | mgreig@wellesley.edu | MAX | GREIG | 7812832374 | mgreig@WELLESLEY.EDU | MAX | GREIG | 7812832374 | mgreig@WELLESLEY.EDU | 4 | BOILER #4-NEBRASKA NS-C-56 DUAL FUEL |  | BOILER | NEBRASKA | NS-C-56 | 1990-01-01 | 2011 | 52 | 2 | BOILER #4-NEBRASKA NS-C-56 NATURAL GAS | NATURAL GAS | 209 | Natural Gas |  |  | 203.48 | E6FT3 | N | 11 | 7 | 52 | 11 | 7 | 22
1190261 | WELLESLEY COLLEGE |  | 300 CENTRAL ST |  | WELLESLEY | MA | 021810000 | 106 CENTRAL STREET |  | WELLESLEY | MA | 024818203 | N | PRIVATE | OP3 | WELLESLEY COLLEGE | 7812832374 | mgreig@wellesley.edu | MAX | GREIG | 7812832374 | mgreig@WELLESLEY.EDU | MAX | GREIG | 7812832374 | mgreig@WELLESLEY.EDU | 6 | COGENERATOR #1-JENBACHER JMS 616-N.LC 13.06 MMBTU |  | COGENERATION | JENBACHER | JMS616-N.LC | 1994-05-01 | 2011 | 13.06 | 1 | NATURAL GAS | NATURAL GAS | 209 | Natural Gas |  |  | 81253 | E6BTU | N | 19 | 7 | 52 | 19 | 7 | 22
1190261 | WELLESLEY COLLEGE |  | 300 CENTRAL ST |  | WELLESLEY | MA | 021810000 | 106 CENTRAL STREET |  | WELLESLEY | MA | 024818203 | N | PRIVATE | OP3 | WELLESLEY COLLEGE | 7812832374 | mgreig@wellesley.edu | MAX | GREIG | 7812832374 | mgreig@WELLESLEY.EDU | MAX | GREIG | 7812832374 | mgreig@WELLESLEY.EDU | 7 | COGENERATOR #2-JENBACHER JMS 616 GS-N.LC 13.062MM |  | COGENERATION | JENBACHER | JMS 616 GS-N.LC | 1994-05-01 | 2011 | 13.06 | 1 | NATURAL GAS | NATURAL GAS | 209 | Natural Gas |  |  | 34520 | E6BTU | N | 8 | 7 | 52 | 8 | 7 | 22
1190261 | WELLESLEY COLLEGE |  | 300 CENTRAL ST |  | WELLESLEY | MA | 021810000 | 106 CENTRAL STREET |  | WELLESLEY | MA | 024818203 | N | PRIVATE | OP3 | WELLESLEY COLLEGE | 7812832374 | mgreig@wellesley.edu | MAX | GREIG | 7812832374 | mgreig@WELLESLEY.EDU | MAX | GREIG | 7812832374 | mgreig@WELLESLEY.EDU | 8 | COGENERATOR #3-JENBACHER JMS 616 GS-N.LC 13.062MMB |  | COGENERATION | JENBACHER | JMS 616 GS-NC.LC | 1994-05-01 | 2011 | 13.06 | 1 | NATURAL GAS | NATURAL GAS | 209 | Natural Gas |  |  | 23487 | E6BTU | N | 8 | 7 | 39 | 8 | 7 | 13
1190261 | WELLESLEY COLLEGE |  | 300 CENTRAL ST |  | WELLESLEY | MA | 021810000 | 106 CENTRAL STREET |  | WELLESLEY | MA | 024818203 | N | PRIVATE | OP3 | WELLESLEY COLLEGE | 7812832374 | mgreig@wellesley.edu | MAX | GREIG | 7812832374 | mgreig@WELLESLEY.EDU | MAX | GREIG | 7812832374 | mgreig@WELLESLEY.EDU | 9 | COGENERATOR #4-JENBACHER JMS 616 GS-N.LC 13.062 MM |  | COGENERATION | JENBACHER | JMS 616 GS-N.LC | 1994-05-01 | 2011 | 13.06 | 1 | NATURAL GAS | NATURAL GAS | 209 | Natural Gas |  |  | 59157 | E6BTU | N | 14 | 7 | 52 | 14 | 7 | 22
1190261 | WELLESLEY COLLEGE |  | 300 CENTRAL ST |  | WELLESLEY | MA | 021810000 | 106 CENTRAL STREET |  | WELLESLEY | MA | 024818203 | N | PRIVATE | OP3 | WELLESLEY COLLEGE | 7812832374 | mgreig@wellesley.edu | MAX | GREIG | 7812832374 | mgreig@WELLESLEY.EDU | MAX | GREIG | 7812832374 | mgreig@WELLESLEY.EDU | 21 | COGENERATOR #5-JENBACHER 616 NATURAL GAS |  | COGENERATION | JENBACHER | 616 | 1997-01-01 | 2011 | 17.145 | 1 | NATURAL GAS | NATURAL GAS | 209 | Natural Gas |  |  | 91151 | E6BTU | N | 22 | 7 | 52 | 22 | 7 | 22
1190261 | WELLESLEY COLLEGE |  | 300 CENTRAL ST |  | WELLESLEY | MA | 021810000 | 106 CENTRAL STREET |  | WELLESLEY | MA | 024818203 | N | PRIVATE | OP3 | WELLESLEY COLLEGE | 7812832374 | mgreig@wellesley.edu | MAX | GREIG | 7812832374 | mgreig@WELLESLEY.EDU | MAX | GREIG | 7812832374 | mgreig@WELLESLEY.EDU | 24 | MISC. SMALL OIL-FIRED BOILERS | 41 | BOILER | BURNHAM & OTHERS | VARIOUS | 1999-01-01 | 2011 | 12.693 | 1 | #2 FUEL OIL | NO.2 | 58 | Distillate Oil (No. 2) | 0.3 |  | 110.582 | E3GAL | Y | 24 | 7 | 52 | 24 | 7 | 22
1190261 | WELLESLEY COLLEGE |  | 300 CENTRAL ST |  | WELLESLEY | MA | 021810000 | 106 CENTRAL STREET |  | WELLESLEY | MA | 024818203 | N | PRIVATE | OP3 | WELLESLEY COLLEGE | 7812832374 | mgreig@wellesley.edu | MAX | GREIG | 7812832374 | mgreig@WELLESLEY.EDU | MAX | GREIG | 7812832374 | mgreig@WELLESLEY.EDU | 25 | MISC. SMALL EMERGENCY GENERATORS (DIESEL) | 17 | ENGINE | CUMMINS & OTHERS | VARIOUS | 1999-01-01 | 2011 | 15.8 | 1 | DIESEL | DIESEL | 44 | DIESEL | 0.015 |  | 1.222 | E3GAL | N | 1 | 1 | 52 | 1 | 1 | 22
1190269 | CAMBRIDGE HOSPITAL |  | 1493 CAMBRIDGE ST |  | CAMBRIDGE | MA | 021410000 | 1493 CAMBRIDGE ST |  | CAMBRIDGE | MA | 021390000 | Y | PRIVATE | SM50 | THE CAMBRIDGE HOSPITAL | 6176652681 | mletzeisen@challiance.org | MARK | LETZEISEN | 6176652681 | mletzeisen@challiance.org | MARK | LETZEISEN | 6176652681 | mletzeisen@challiance.org | 1 | BOILER 1 CLEAVER BROOKS DUAL FUEL |  | BOILER | CLEAVER BROOKS | CB600-500 | 1985-12-01 | 2009 | 20.922 | 1 | NO 2 OIL | NO.2 | 58 | Distillate Oil (No. 2) | 0.3 | 0 | 105.603 | E3GAL | N | 24 | 7 | 52 | 1 | 1 | 22
1190269 | CAMBRIDGE HOSPITAL |  | 1493 CAMBRIDGE ST |  | CAMBRIDGE | MA | 021410000 | 1493 CAMBRIDGE ST |  | CAMBRIDGE | MA | 021390000 | Y | PRIVATE | SM50 | THE CAMBRIDGE HOSPITAL | 6176652681 | mletzeisen@challiance.org | MARK | LETZEISEN | 6176652681 | mletzeisen@challiance.org | MARK | LETZEISEN | 6176652681 | mletzeisen@challiance.org | 1 | BOILER 1 CLEAVER BROOKS DUAL FUEL |  | BOILER | CLEAVER BROOKS | CB600-500 | 1985-12-01 | 2009 | 20.922 | 2 | NATURAL GAS | NATURAL GAS | 209 | Natural Gas |  |  | 25.0569 | E6FT3 | N | 24 | 7 | 52 | 1 | 1 | 22
1190269 | CAMBRIDGE HOSPITAL |  | 1493 CAMBRIDGE ST |  | CAMBRIDGE | MA | 021410000 | 1493 CAMBRIDGE ST |  | CAMBRIDGE | MA | 021390000 | Y | PRIVATE | SM50 | THE CAMBRIDGE HOSPITAL | 6176652681 | mletzeisen@challiance.org | MARK | LETZEISEN | 6176652681 | mletzeisen@challiance.org | MARK | LETZEISEN | 6176652681 | mletzeisen@challiance.org | 2 | BOILER NO 2 CLEAVER BROOKS DUAL FUEL |  | BOILER | CLEAVER BROOKS | CB600-500 | 1985-12-01 | 2009 | 20.922 | 1 | NO 2 DISTILLATE OIL | NO.2 | 58 | Distillate Oil (No. 2) | 0.3 | 0 | 58.223 | E3GAL | N | 24 | 7 | 52 | 1 | 1 | 22
1190269 | CAMBRIDGE HOSPITAL |  | 1493 CAMBRIDGE ST |  | CAMBRIDGE | MA | 021410000 | 1493 CAMBRIDGE ST |  | CAMBRIDGE | MA | 021390000 | Y | PRIVATE | SM50 | THE CAMBRIDGE HOSPITAL | 6176652681 | mletzeisen@challiance.org | MARK | LETZEISEN | 6176652681 | mletzeisen@challiance.org | MARK | LETZEISEN | 6176652681 | mletzeisen@challiance.org | 2 | BOILER NO 2 CLEAVER BROOKS DUAL FUEL |  | BOILER | CLEAVER BROOKS | CB600-500 | 1985-12-01 | 2009 | 20.922 | 2 | NATURAL GAS | NATURAL GAS | 209 | Natural Gas |  |  | 5.9245 | E6FT3 | N | 24 | 7 | 52 | 1 | 1 | 22
1190269 | CAMBRIDGE HOSPITAL |  | 1493 CAMBRIDGE ST |  | CAMBRIDGE | MA | 021410000 | 1493 CAMBRIDGE ST |  | CAMBRIDGE | MA | 021390000 | Y | PRIVATE | SM50 | THE CAMBRIDGE HOSPITAL | 6176652681 | mletzeisen@challiance.org | MARK | LETZEISEN | 6176652681 | mletzeisen@challiance.org | MARK | LETZEISEN | 6176652681 | mletzeisen@challiance.org | 3 | BOILER 3 CLEAVER BROOKS DUAL FUEL |  | BOILER | CLEAVER BROOKS | CB600-500 | 1985-12-01 | 2009 | 20.922 | 1 | NATURAL GAS | NATURAL GAS | 209 | Natural Gas |  |  | 7.6829 | E6FT3 | N | 24 | 7 | 52 | 1 | 1 | 22
1190269 | CAMBRIDGE HOSPITAL |  | 1493 CAMBRIDGE ST |  | CAMBRIDGE | MA | 021410000 | 1493 CAMBRIDGE ST |  | CAMBRIDGE | MA | 021390000 | Y | PRIVATE | SM50 | THE CAMBRIDGE HOSPITAL | 6176652681 | mletzeisen@challiance.org | MARK | LETZEISEN | 6176652681 | mletzeisen@challiance.org | MARK | LETZEISEN | 6176652681 | mletzeisen@challiance.org | 3 | BOILER 3 CLEAVER BROOKS DUAL FUEL |  | BOILER | CLEAVER BROOKS | CB600-500 | 1985-12-01 | 2009 | 20.922 | 2 | NO 2 DISTILLATE OIL | NO.2 | 58 | Distillate Oil (No. 2) | 0.3 | 0 | 0 | E3GAL | N | 24 | 7 | 52 | 1 | 1 | 22
1190269 | CAMBRIDGE HOSPITAL |  | 1493 CAMBRIDGE ST |  | CAMBRIDGE | MA | 021410000 | 1493 CAMBRIDGE ST |  | CAMBRIDGE | MA | 021390000 | Y | PRIVATE | SM50 | THE CAMBRIDGE HOSPITAL | 6176652681 | mletzeisen@challiance.org | MARK | LETZEISEN | 6176652681 | mletzeisen@challiance.org | MARK | LETZEISEN | 6176652681 | mletzeisen@challiance.org | 7 | CATERPILLAR 1400 KW |  | ENGINE | CATERPILLAR | 3512B | 1997-10-17 | 2009 | 14.56 | 1 | #2 DIESEL DIESEL | DIESEL | 44 | DIESEL | 0.0015 | 0 | 1.44 | E3GAL | N | 1 | 1 | 52 | 1 | 1 | 22
1190269 | CAMBRIDGE HOSPITAL |  | 1493 CAMBRIDGE ST |  | CAMBRIDGE | MA | 021410000 | 1493 CAMBRIDGE ST |  | CAMBRIDGE | MA | 021390000 | Y | PRIVATE | SM50 | THE CAMBRIDGE HOSPITAL | 6176652681 | mletzeisen@challiance.org | MARK | LETZEISEN | 6176652681 | mletzeisen@challiance.org | MARK | LETZEISEN | 6176652681 | mletzeisen@challiance.org | 8 | CATERPILLAR 14OO KW EMERGENCY GENERATOR |  | ENGINE | CATERPILLAR | 3512B | 1997-10-17 | 2009 | 14.56 | 1 | EMERGENCY GENERATOR 1997 DIESEL | DIESEL | 44 | DIESEL | 0.0015 | 0 | 1.44 | E3GAL | N | 1 | 1 | 52 | 1 | 1 | 22
1190279 | ROCK CHAPEL MARINE LLC | FKA COASTAL OIL OF NEW ENGLAND INC | 99 MARGINAL ST |  | CHELSEA | MA | 021500000 | C/O EASTERN MINERALS, INC. | 134 MIDDLE STREET, SUITE 210 | LOWELL | MA | 018520000 | N | PRIVATE | NM50 | ROCK CHAPEL MARINE LLC | 9784586420 | tkelly@easternminerals.com | WILLIAM | SQUIRES | 6179518273 | william.squires@bingham.com | TERRY | KELLY | 9784586420 | tkelly@easternminerals.com | 1 | BOILER #1-NORTH AMERICAN #2 OIL-0.3 PERCENT S |  | BOILER | AMERICAN HEATING COMPANY | UNKNOWN | 1987-05-01 | 2009 | 10 | 1 | BOILER #1-NORTH AMERICAN #2 OIL-0.3 PERCENT S | NO.2 | 58 | Distillate Oil (No. 2) | 0.3 | 0 | 0 | E3GAL | N | 0 | 0 | 0 | 0 | 0 | 0
1190279 | ROCK CHAPEL MARINE LLC | FKA COASTAL OIL OF NEW ENGLAND INC | 99 MARGINAL ST |  | CHELSEA | MA | 021500000 | C/O EASTERN MINERALS, INC. | 134 MIDDLE STREET, SUITE 210 | LOWELL | MA | 018520000 | N | PRIVATE | NM50 | ROCK CHAPEL MARINE LLC | 9784586420 | tkelly@easternminerals.com | WILLIAM | SQUIRES | 6179518273 | william.squires@bingham.com | TERRY | KELLY | 9784586420 | tkelly@easternminerals.com | 2 | BOILER #2-NORTH AMERICAN #2 OIL-0.3 PERCENT S |  | BOILER | AMERICAN HEATING COMPANY | UNKNOWN | 1987-05-01 | 2009 | 10 | 1 | BOILER #2-NORTH AMERICAN #2 OIL-0.3 PERCENT S | NO.2 | 58 | Distillate Oil (No. 2) | 0.3 | 0 | 0 | E3GAL | N | 0 | 0 | 0 | 0 | 0 | 0
1190282 | BROX INDUSTRIES INC |  | 23 MITCHELL RD |  | IPSWICH | MA | 019380000 | 1471 METHUEN STREET |  | DRACUT | MA | 018260000 | N | PRIVATE | SM79-R | BROX INDUSTRIES INC | 9783567475 | ghall@broxindustries.com | GEORGE | HALL | 9784549105 | ghall@broxindustries.com | GEORGE | HALL | 9784549105 | ghall@broxindustries.com | 1 | ROTARY KILN DRYER-CEDAR RAPIDS H60A DUAL FUEL |  | FURNACE | CEDAR RAPIDS | H60A | 1973-01-01 | 2011 | 75 | 1 | ASPHALT | Asphalt | 647 | Asphalt | 0 | 0 | 40115 | TON | N | 5 | 7 | 37 | 5 | 7 | 22
1190282 | BROX INDUSTRIES INC |  | 23 MITCHELL RD |  | IPSWICH | MA | 019380000 | 1471 METHUEN STREET |  | DRACUT | MA | 018260000 | N | PRIVATE | SM79-R | BROX INDUSTRIES INC | 9783567475 | ghall@broxindustries.com | GEORGE | HALL | 9784549105 | ghall@broxindustries.com | GEORGE | HALL | 9784549105 | ghall@broxindustries.com | 1 | ROTARY KILN DRYER-CEDAR RAPIDS H60A DUAL FUEL |  | FURNACE | CEDAR RAPIDS | H60A | 1973-01-01 | 2011 | 75 | 2 | NATURAL GAS | NATURAL GAS | 209 | Natural Gas |  |  | 13.71 | E6FT3 | N | 5 | 7 | 37 | 5 | 7 | 22
1190282 | BROX INDUSTRIES INC |  | 23 MITCHELL RD |  | IPSWICH | MA | 019380000 | 1471 METHUEN STREET |  | DRACUT | MA | 018260000 | N | PRIVATE | SM79-R | BROX INDUSTRIES INC | 9783567475 | ghall@broxindustries.com | GEORGE | HALL | 9784549105 | ghall@broxindustries.com | GEORGE | HALL | 9784549105 | ghall@broxindustries.com | 1 | ROTARY KILN DRYER-CEDAR RAPIDS H60A DUAL FUEL |  | FURNACE | CEDAR RAPIDS | H60A | 1973-01-01 | 2011 | 75 | 3 | #2 FUEL OIL (0.3 PERCENT SULFUR) | NO.2 | 58 | Distillate Oil (No. 2) | 0.3 | 0 | 0 | E3GAL | N | 5 | 7 | 37 | 5 | 7 | 22
1190290 | STEWARD CARNEY HOSPITAL INC DBA | CARITAS HOME MEDICAL EQUIPMENT | 2100 DORCHESTER AVE |  | BOSTON | MA | 021240000 | 2100 DORCHESTER AVE |  | BOSTON | MA | 021240000 | N | PRIVATE | SM79-R | CARNEY HOSPITAL | 6172964000 | michael.stack@caritaschristi.org | MICHAEL | STACK | 6175062507 | michael.stack@caritaschristi.org | MICHAEL | STACK | 6172964000 | michael.stack@caritaschristi.org | 3 | BOILER #2-KEWANEE H-25-1800-G02 DUAL FUEL |  | BOILER | KEWANEE | KF-25-1800-G02 | 1982-12-01 | 2011 | 26 | 1 | BOILER #1-KEWANEE #2 OIL-0.3S | NO.2 | 58 | Distillate Oil (No. 2) | 0.3 | 0.1 | 1 | E3GAL | N | 24 | 7 | 26 | 7 | 7 | 11
1190290 | STEWARD CARNEY HOSPITAL INC DBA | CARITAS HOME MEDICAL EQUIPMENT | 2100 DORCHESTER AVE |  | BOSTON | MA | 021240000 | 2100 DORCHESTER AVE |  | BOSTON | MA | 021240000 | N | PRIVATE | SM79-R | CARNEY HOSPITAL | 6172964000 | michael.stack@caritaschristi.org | MICHAEL | STACK | 6175062507 | michael.stack@caritaschristi.org | MICHAEL | STACK | 6172964000 | michael.stack@caritaschristi.org | 3 | BOILER #2-KEWANEE H-25-1800-G02 DUAL FUEL |  | BOILER | KEWANEE | KF-25-1800-G02 | 1982-12-01 | 2011 | 26 | 2 | BOILER #2-KEWANEE NATURAL GAS | NATURAL GAS | 209 | Natural Gas |  |  | 33.95 | E6FT3 | N | 24 | 7 | 26 | 7 | 7 | 11
1190290 | STEWARD CARNEY HOSPITAL INC DBA | CARITAS HOME MEDICAL EQUIPMENT | 2100 DORCHESTER AVE |  | BOSTON | MA | 021240000 | 2100 DORCHESTER AVE |  | BOSTON | MA | 021240000 | N | PRIVATE | SM79-R | CARNEY HOSPITAL | 6172964000 | michael.stack@caritaschristi.org | MICHAEL | STACK | 6175062507 | michael.stack@caritaschristi.org | MICHAEL | STACK | 6172964000 | michael.stack@caritaschristi.org | 4 | BOILER #3-KEWANEE KF-25-1800-G02 DUAL FUEL |  | BOILER | KEWANEE | KF-25-1800-G02 | 1982-12-01 | 2011 | 26 | 1 | BOILER #2-KEWANEE #2 OIL-0.3S | NO.2 | 58 | Distillate Oil (No. 2) | 0.3 | 0.1 | 1 | E3GAL | N | 24 | 7 | 26 | 24 | 7 | 11
1190290 | STEWARD CARNEY HOSPITAL INC DBA | CARITAS HOME MEDICAL EQUIPMENT | 2100 DORCHESTER AVE |  | BOSTON | MA | 021240000 | 2100 DORCHESTER AVE |  | BOSTON | MA | 021240000 | N | PRIVATE | SM79-R | CARNEY HOSPITAL | 6172964000 | michael.stack@caritaschristi.org | MICHAEL | STACK | 6175062507 | michael.stack@caritaschristi.org | MICHAEL | STACK | 6172964000 | michael.stack@caritaschristi.org | 4 | BOILER #3-KEWANEE KF-25-1800-G02 DUAL FUEL |  | BOILER | KEWANEE | KF-25-1800-G02 | 1982-12-01 | 2011 | 26 | 2 | BOILER #3-KEWANEE NATURAL GAS | NATURAL GAS | 209 | Natural Gas |  |  | 33.95 | E6FT3 | N | 24 | 7 | 26 | 24 | 7 | 11
1190290 | STEWARD CARNEY HOSPITAL INC DBA | CARITAS HOME MEDICAL EQUIPMENT | 2100 DORCHESTER AVE |  | BOSTON | MA | 021240000 | 2100 DORCHESTER AVE |  | BOSTON | MA | 021240000 | N | PRIVATE | SM79-R | CARNEY HOSPITAL | 6172964000 | michael.stack@caritaschristi.org | MICHAEL | STACK | 6175062507 | michael.stack@caritaschristi.org | MICHAEL | STACK | 6172964000 | michael.stack@caritaschristi.org | 5 | GENERATOR #1-CUMMINS 600KW #2 OIL-0.3S |  | ENGINE | CUMMINS | CUMMINS | 1982-01-01 | 2011 | 16 | 1 | GENERATOR #1-CUMMINS 600KW #2 OIL-0.3S | DIESEL | 44 | DIESEL | 0.3 | 0 | 0.25 | E3GAL | N | 1 | 1 | 12 | 1 | 1 | 12
1190290 | STEWARD CARNEY HOSPITAL INC DBA | CARITAS HOME MEDICAL EQUIPMENT | 2100 DORCHESTER AVE |  | BOSTON | MA | 021240000 | 2100 DORCHESTER AVE |  | BOSTON | MA | 021240000 | N | PRIVATE | SM79-R | CARNEY HOSPITAL | 6172964000 | michael.stack@caritaschristi.org | MICHAEL | STACK | 6175062507 | michael.stack@caritaschristi.org | MICHAEL | STACK | 6172964000 | michael.stack@caritaschristi.org | 6 | GENERATOR #2-CUMMINS 600KW #2 OIL-0.3S |  | ENGINE | CUMMINS | CUMMINS | 1982-01-01 | 2011 | 16 | 1 | GENERATOR #2-CUMMINS 600KW #2 OIL-0.3S | DIESEL | 44 | DIESEL | 0.3 | 0 | 0.25 | E3GAL | N | 1 | 1 | 12 | 1 | 1 | 22
1190292 | BOSTON COLLEGE CHESTNUT HILL |  | 225 BEACON ST AND 140 COMMONWEALTH AVE |  | NEWTON | MA | 024670000 | OFFICE OF EHS | 140 COMMONWEALTH AVE | CHESTNUT HILL | MA | 024670000 | N | PRIVATE | OP3 | BOSTON COLLEGE | 6175520300 | gail.hall@bc.edu | DANIEL | BOURQUE | 6175526067 | daniel.bourque@bc.edu | GAIL | HALL | 6175520300 | gail.hall@bc.edu | 1 | SERV BLR1 (NATURAL GAS) |  | BOILER | CLEAVER-BROOKS | D76 | 1979-11-09 | 2011 | 64.5 | 1 | NATURAL GAS | NATURAL GAS | 209 | Natural Gas |  |  | 93.675 | E6FT3 | N | 12 | 7 | 32 | 12 | 7 | 20
1190292 | BOSTON COLLEGE CHESTNUT HILL |  | 225 BEACON ST AND 140 COMMONWEALTH AVE |  | NEWTON | MA | 024670000 | OFFICE OF EHS | 140 COMMONWEALTH AVE | CHESTNUT HILL | MA | 024670000 | N | PRIVATE | OP3 | BOSTON COLLEGE | 6175520300 | gail.hall@bc.edu | DANIEL | BOURQUE | 6175526067 | daniel.bourque@bc.edu | GAIL | HALL | 6175520300 | gail.hall@bc.edu | 1 | SERV BLR1 (NATURAL GAS) |  | BOILER | CLEAVER-BROOKS | D76 | 1979-11-09 | 2011 | 64.5 | 2 | #6 OIL-0.5 PERCENT S | NO.6 | 923 | Residual Oil (No. 6) | 0.5 | 0.3 | 0 | E3GAL | N | 12 | 7 | 32 | 12 | 7 | 20
1190292 | BOSTON COLLEGE CHESTNUT HILL |  | 225 BEACON ST AND 140 COMMONWEALTH AVE |  | NEWTON | MA | 024670000 | OFFICE OF EHS | 140 COMMONWEALTH AVE | CHESTNUT HILL | MA | 024670000 | N | PRIVATE | OP3 | BOSTON COLLEGE | 6175520300 | gail.hall@bc.edu | DANIEL | BOURQUE | 6175526067 | daniel.bourque@bc.edu | GAIL | HALL | 6175520300 | gail.hall@bc.edu | 2 | SERV BLR2 (NATURAL GAS) |  | BOILER | CLEAVER BROOKS | D-76 | 1979-10-01 | 2011 | 64.5 | 1 | #6 OIL-0.5 PERCENT S | NO.6 | 923 | Residual Oil (No. 6) | 0.5 | 0.3 | 0 | E3GAL | N | 12 | 7 | 32 | 12 | 7 | 20
1190292 | BOSTON COLLEGE CHESTNUT HILL |  | 225 BEACON ST AND 140 COMMONWEALTH AVE |  | NEWTON | MA | 024670000 | OFFICE OF EHS | 140 COMMONWEALTH AVE | CHESTNUT HILL | MA | 024670000 | N | PRIVATE | OP3 | BOSTON COLLEGE | 6175520300 | gail.hall@bc.edu | DANIEL | BOURQUE | 6175526067 | daniel.bourque@bc.edu | GAIL | HALL | 6175520300 | gail.hall@bc.edu | 2 | SERV BLR2 (NATURAL GAS) |  | BOILER | CLEAVER BROOKS | D-76 | 1979-10-01 | 2011 | 64.5 | 2 | NATURAL GAS | NATURAL GAS | 209 | Natural Gas |  |  | 93.675 | E6FT3 | N | 12 | 7 | 32 | 12 | 7 | 20
1190292 | BOSTON COLLEGE CHESTNUT HILL |  | 225 BEACON ST AND 140 COMMONWEALTH AVE |  | NEWTON | MA | 024670000 | OFFICE OF EHS | 140 COMMONWEALTH AVE | CHESTNUT HILL | MA | 024670000 | N | PRIVATE | OP3 | BOSTON COLLEGE | 6175520300 | gail.hall@bc.edu | DANIEL | BOURQUE | 6175526067 | daniel.bourque@bc.edu | GAIL | HALL | 6175520300 | gail.hall@bc.edu | 3 | SERV BLR3 (OIL) |  | BOILER | BIGELOW | 6278 | 1967-06-01 | 2011 | 47.4 | 1 | #6 OIL-0.5 PERCENT S | NO.6 | 923 | Residual Oil (No. 6) | 0.5 | 0.3 | 0 | E3GAL | N | 12 | 7 | 4 | 0 | 0 | 0
1190292 | BOSTON COLLEGE CHESTNUT HILL |  | 225 BEACON ST AND 140 COMMONWEALTH AVE |  | NEWTON | MA | 024670000 | OFFICE OF EHS | 140 COMMONWEALTH AVE | CHESTNUT HILL | MA | 024670000 | N | PRIVATE | OP3 | BOSTON COLLEGE | 6175520300 | gail.hall@bc.edu | DANIEL | BOURQUE | 6175526067 | daniel.bourque@bc.edu | GAIL | HALL | 6175520300 | gail.hall@bc.edu | 3 | SERV BLR3 (OIL) |  | BOILER | BIGELOW | 6278 | 1967-06-01 | 2011 | 47.4 | 2 | NATURAL GAS | NATURAL GAS | 209 | Natural Gas |  |  | 68.8402 | E6FT3 | N | 12 | 7 | 4 | 0 | 0 | 0
1190292 | BOSTON COLLEGE CHESTNUT HILL |  | 225 BEACON ST AND 140 COMMONWEALTH AVE |  | NEWTON | MA | 024670000 | OFFICE OF EHS | 140 COMMONWEALTH AVE | CHESTNUT HILL | MA | 024670000 | N | PRIVATE | OP3 | BOSTON COLLEGE | 6175520300 | gail.hall@bc.edu | DANIEL | BOURQUE | 6175526067 | daniel.bourque@bc.edu | GAIL | HALL | 6175520300 | gail.hall@bc.edu | 20 | HIGG GEN |  | ENGINE | CATERPILLAR | 200DFM-4R8 | 2000-06-01 | 2011 | 14.1 | 1 | #2 OIL 0.0015 PERCENT S | DIESEL | 44 | DIESEL | 0.0015 | 0 | 0.153 | E3GAL | N | 1 | 1 | 12 | 1 | 1 | 5
1190292 | BOSTON COLLEGE CHESTNUT HILL |  | 225 BEACON ST AND 140 COMMONWEALTH AVE |  | NEWTON | MA | 024670000 | OFFICE OF EHS | 140 COMMONWEALTH AVE | CHESTNUT HILL | MA | 024670000 | N | PRIVATE | OP3 | BOSTON COLLEGE | 6175520300 | gail.hall@bc.edu | DANIEL | BOURQUE | 6175526067 | daniel.bourque@bc.edu | GAIL | HALL | 6175520300 | gail.hall@bc.edu | 34 | STMA - BLR | 3 | BOILER | WEIL MCLAIN | 2494 | 2000-09-01 | 2011 | 24 | 1 | #2 | NO.2 | 58 | Distillate Oil (No. 2) | 0.05 |  | 0 | E3GAL | N | 8 | 7 | 26 | 0 | 0 | 0
1190292 | BOSTON COLLEGE CHESTNUT HILL |  | 225 BEACON ST AND 140 COMMONWEALTH AVE |  | NEWTON | MA | 024670000 | OFFICE OF EHS | 140 COMMONWEALTH AVE | CHESTNUT HILL | MA | 024670000 | N | PRIVATE | OP3 | BOSTON COLLEGE | 6175520300 | gail.hall@bc.edu | DANIEL | BOURQUE | 6175526067 | daniel.bourque@bc.edu | GAIL | HALL | 6175520300 | gail.hall@bc.edu | 34 | STMA - BLR | 3 | BOILER | WEIL MCLAIN | 2494 | 2000-09-01 | 2011 | 24 | 2 | NATURAL GAS | NATURAL GAS | 209 | Natural Gas |  |  | 0.5101 | E6FT3 | N | 8 | 7 | 26 | 0 | 0 | 0
1190292 | BOSTON COLLEGE CHESTNUT HILL |  | 225 BEACON ST AND 140 COMMONWEALTH AVE |  | NEWTON | MA | 024670000 | OFFICE OF EHS | 140 COMMONWEALTH AVE | CHESTNUT HILL | MA | 024670000 | N | PRIVATE | OP3 | BOSTON COLLEGE | 6175520300 | gail.hall@bc.edu | DANIEL | BOURQUE | 6175526067 | daniel.bourque@bc.edu | GAIL | HALL | 6175520300 | gail.hall@bc.edu | 76 | LCDH-BLR 1 | 8 | BOILER | WEIL MCLAIN | P-LGB12-W | 1994-06-01 | 2011 | 10.71 | 1 | NATURAL GAS | NATURAL GAS | 209 | Natural Gas |  |  | 3.042 | E6FT3 | N | 6 | 7 | 36 | 4 | 7 | 8
1190292 | BOSTON COLLEGE CHESTNUT HILL |  | 225 BEACON ST AND 140 COMMONWEALTH AVE |  | NEWTON | MA | 024670000 | OFFICE OF EHS | 140 COMMONWEALTH AVE | CHESTNUT HILL | MA | 024670000 | N | PRIVATE | OP3 | BOSTON COLLEGE | 6175520300 | gail.hall@bc.edu | DANIEL | BOURQUE | 6175526067 | daniel.bourque@bc.edu | GAIL | HALL | 6175520300 | gail.hall@bc.edu | 88 | STCLN GEN |  | ENGINE | CATERPILLAR | 3512C | 2006-10-04 | 2011 | 14 | 1 | DIESEL | DIESEL | 44 | DIESEL | 0.0015 |  | 1.293 | E3GAL | N | 1 | 1 | 26 | 1 | 1 | 10
1190292 | BOSTON COLLEGE CHESTNUT HILL |  | 225 BEACON ST AND 140 COMMONWEALTH AVE |  | NEWTON | MA | 024670000 | OFFICE OF EHS | 140 COMMONWEALTH AVE | CHESTNUT HILL | MA | 024670000 | N | PRIVATE | OP3 | BOSTON COLLEGE | 6175520300 | gail.hall@bc.edu | DANIEL | BOURQUE | 6175526067 | daniel.bourque@bc.edu | GAIL | HALL | 6175520300 | gail.hall@bc.edu | 89 | STCL BLR | 2 | BOILER | CLEAVER BROOK | FLX700-350-15 | 2006-03-01 | 2011 | 14 | 1 | NATURAL GAS | NATURAL GAS | 209 | Natural Gas |  |  | 3.5611 | E6FT3 | N | 12 | 7 | 28 | 0 | 0 | 0
1190292 | BOSTON COLLEGE CHESTNUT HILL |  | 225 BEACON ST AND 140 COMMONWEALTH AVE |  | NEWTON | MA | 024670000 | OFFICE OF EHS | 140 COMMONWEALTH AVE | CHESTNUT HILL | MA | 024670000 | N | PRIVATE | OP3 | BOSTON COLLEGE | 6175520300 | gail.hall@bc.edu | DANIEL | BOURQUE | 6175526067 | daniel.bourque@bc.edu | GAIL | HALL | 6175520300 | gail.hall@bc.edu | 90 | STSE-BLR | 2 | BOILER | CLEAVER BROOKS | BC-200-350 | 2007-08-20 | 2011 | 29.3 | 1 | NATURAL GAS | NATURAL GAS | 209 | Natural Gas |  |  | 3.5447 | E6FT3 | N | 8 | 7 | 36 | 4 | 7 | 8
1190292 | BOSTON COLLEGE CHESTNUT HILL |  | 225 BEACON ST AND 140 COMMONWEALTH AVE |  | NEWTON | MA | 024670000 | OFFICE OF EHS | 140 COMMONWEALTH AVE | CHESTNUT HILL | MA | 024670000 | N | PRIVATE | OP3 | BOSTON COLLEGE | 6175520300 | gail.hall@bc.edu | DANIEL | BOURQUE | 6175526067 | daniel.bourque@bc.edu | GAIL | HALL | 6175520300 | gail.hall@bc.edu | 90 | STSE-BLR | 2 | BOILER | CLEAVER BROOKS | BC-200-350 | 2007-08-20 | 2011 | 29.3 | 2 | #2 FUEL OIL | NO.2 | 58 | Distillate Oil (No. 2) | 0.3 |  | 0 | E3GAL | N | 8 | 7 | 36 | 4 | 7 | 8
1190294 | LIFOAM INDUSTRIES LLC | FKA LIFE LIKE PACKING SOLUTIONS INC | 2 FIFTH ST |  | PEABODY | MA | 019600000 | 2 FIFTH ST |  | PEABODY | MA | 019600000 | N | PRIVATE | SM80-7 | LIFOAM INDUSTRIES LLC | 9782786211 | jmeehan@lifoam.com | JIM | MEEHAN | 9782786211 | jmeehan@lifoam.com | JIM | MEEHAN | 9782786211 | jmeehan@lifoam.com | 1 | BOILER #1-CLEAVER BROOKS CB200-300 |  | BOILER | CLEAVER BROOKS | CB200-300 | 1988-09-01 | 2011 | 13 | 2 | BOILER #1-CLEAVER BROOKS CB200-300 NATURAL GAS | NATURAL GAS | 209 | Natural Gas |  |  | 19.39 | E6FT3 | N | 15 | 5 | 52 | 15 | 5 | 22
1190303 | KINDRED HOSPITAL BOSTON NORTH SHORE |  | 15 KING ST |  | PEABODY | MA | 019600000 | 15 KING STREET |  | PEABODY | MA | 019600000 | N | PRIVATE | NM50 | KINDRED HOSPITAL BOSTON NORTH SHORE | 9785312900 | harry.wagg@kindredheathcare.com | HARRY | WAGG | 9783266078 | harry_wagg@kindredhealthcare.com | HARRY | WAGG | 9785312900 | harry.wagg@kindredheathcare.com | 3 | BOILER #3-CLEAVER BROOKS CB600-300 #2 OIL-0.26S |  | BOILER | CLEAVER BROOKS | CB-300-600 | 1973-11-08 | 2009 | 13 | 1 | BOILER #1-CLEAVER BROOKS #600-300 #2 OIL-0.26S | NO.2 | 58 | Distillate Oil (No. 2) | 0.26 | 0.1 | 0 | E3GAL | N | 12 | 7 | 52 | 12 | 7 | 22
1190304 | MWRA FORE RIVER STAGING AREA |  | 551 SOUTH ST |  | QUINCY | MA | 021690000 | 100 FIRST AVENUE |  | BOSTON | MA | 021290000 | N | STATE | SM80-7 | ATER RESOURCE AUTHORITY, MASSACHUSETTS W | 6177882758 | leon.lataille@mwra.state.ma.us | MICHAEL | HORNBROOK | 6177884359 | michael.hornbrook@mwra.state.ma.us | LEON | LATAILLE | 6177882758 | leon.lataille@mwra.state.ma.us | 15 | 17 SPACE HEATERS 2 BOILERS 1 HW HEATER 25.7 MMBTU |  | HEATERS | VARIOUS | VARIOUS | 1991-12-01 | 2011 | 25.7 | 1 | HEATERS #2(17)-VARIOUS MFG NATURAL GAS | NATURAL GAS | 209 | Natural Gas |  |  | 2.5529 | E6FT3 | N | 15 | 7 | 25 | 4 | 7 | 6
1190306 | COCA COLA REFRESHMENTS USA INC | FKA COCA COLA BOTTLING CO | 9 B ST |  | NEEDHAM | MA | 021940000 | 9 B STREET |  | NEEDHAM | MA | 024940000 | N | PRIVATE | NM50 | COCA COLA BOTTLING CO OF NEW ENGLAND | 7814537410 | cameronwhitehouse@cokecce.com | CAMERON | WHITEHOUSE | 781.453.7405 | cameronwhitehouse@na.cokecce.com | SAM | COVINO | 7814494300 | samcovino@cokecce.com | 2 | BOILER #2-CLEAVER BROOKS 16.738 MMBTU/HR |  | BOILER | CLEAVER BROOKS | CB400-400 | 1979-08-14 | 2009 | 17 | 1 | BOILER #2-CLEAVER BROOKS NATURAL GAS | NATURAL GAS | 209 | Natural Gas |  |  | 2.5 | E6FT3 | Y | 24 | 7 | 52 | 24 | 7 | 22
1190306 | COCA COLA REFRESHMENTS USA INC | FKA COCA COLA BOTTLING CO | 9 B ST |  | NEEDHAM | MA | 021940000 | 9 B STREET |  | NEEDHAM | MA | 024940000 | N | PRIVATE | NM50 | COCA COLA BOTTLING CO OF NEW ENGLAND | 7814537410 | cameronwhitehouse@cokecce.com | CAMERON | WHITEHOUSE | 781.453.7405 | cameronwhitehouse@na.cokecce.com | SAM | COVINO | 7814494300 | samcovino@cokecce.com | 3 | BOILER #3-CLEAVER BROOKS 16.738 MMBTU/HR |  | BOILER | CLEAVER BROOKS | CB 200 400 015 | 2001-04-01 | 2009 | 17 | 1 | BOILER #3-CLEAVER BROOKS NATURAL GAS | NATURAL GAS | 209 | Natural Gas |  |  | 45.26 | E6FT3 | Y | 24 | 7 | 52 | 24 | 7 | 22
1190308 | ALLCOAT TECHNOLOGY INC | FKA SURFACE COATINGS INC | 100 EAMES ST |  | WILMINGTON | MA | 018870000 | 100 EAMES STREET |  | WILMINGTON | MA | 018870000 | N | PRIVATE | SM80-7 | ALLCOAT TECHNOLOGY INC | 9789880880 | fschettino@allcoat.com | MICHAEL | LOMBARD | 9789880880 | mlombard@allcoat.com | STEPHEN | SLOCOMB | 9784616214 | sslocomb@epsilonassociates.com | 3 | BOILER #3-SUPERIOR N4AA6300A 12.8 MMBTU |  | BOILER | SUPERIOR | N4AA6300A | 1972-01-01 | 2009 | 12.8 | 1 | BOILER #3-SUPERIOR N4AA6300A NATURAL GAS | NATURAL GAS | 209 | Natural Gas |  |  | 1.9358 | E6FT3 | N | 16 | 5 | 51 | 16 | 5 | 20
1190309 | HARBOR TOWERS I & II |  | 70 EAST INDIA ROW |  | BOSTON | MA | 021100000 | 85 EAST INDIA ROW |  | BOSTON | MA | 021100000 | N | PRIVATE | NM99 | HARBOR TOWERS I AND II | 6177232090 | JackMahoney@harbor-towers.net | RICHARD | ATWATER, JR. | 6177232090 | RickAtwater@Harbor-Towers.net | JACK | MAHONEY | 6177232090 | JackMahoney@harbor-towers.net | 1 | BOILER #1-KEWANEE L3S-250-G06 DUAL FUEL |  | BOILER | KEWANEE | L3S-250-G06 | 1987-12-01 | 2009 | 10.5 | 1 | NO 2 OIL | NO.2 | 58 | Distillate Oil (No. 2) | 0.3 | 0.1 | 0 | E3GAL | N | 24 | 7 | 52 | 24 | 7 | 22
1190309 | HARBOR TOWERS I & II |  | 70 EAST INDIA ROW |  | BOSTON | MA | 021100000 | 85 EAST INDIA ROW |  | BOSTON | MA | 021100000 | N | PRIVATE | NM99 | HARBOR TOWERS I AND II | 6177232090 | JackMahoney@harbor-towers.net | RICHARD | ATWATER, JR. | 6177232090 | RickAtwater@Harbor-Towers.net | JACK | MAHONEY | 6177232090 | JackMahoney@harbor-towers.net | 1 | BOILER #1-KEWANEE L3S-250-G06 DUAL FUEL |  | BOILER | KEWANEE | L3S-250-G06 | 1987-12-01 | 2009 | 10.5 | 2 | NATURAL GAS | NATURAL GAS | 209 | Natural Gas |  |  | 19.0275 | E6FT3 | N | 24 | 7 | 52 | 24 | 7 | 22
1190309 | HARBOR TOWERS I & II |  | 70 EAST INDIA ROW |  | BOSTON | MA | 021100000 | 85 EAST INDIA ROW |  | BOSTON | MA | 021100000 | N | PRIVATE | NM99 | HARBOR TOWERS I AND II | 6177232090 | JackMahoney@harbor-towers.net | RICHARD | ATWATER, JR. | 6177232090 | RickAtwater@Harbor-Towers.net | JACK | MAHONEY | 6177232090 | JackMahoney@harbor-towers.net | 2 | BOILER #2-KEWANEE L3S-250-G06 DUAL FUEL |  | BOILER | KEWANEE | L3S-250-G06 | 1987-12-01 | 2009 | 10.5 | 1 | NO. 2 OIL | NO.2 | 58 | Distillate Oil (No. 2) | 0.3 |  | 0 | E3GAL | N | 24 | 7 | 52 | 24 | 7 | 22
1190309 | HARBOR TOWERS I & II |  | 70 EAST INDIA ROW |  | BOSTON | MA | 021100000 | 85 EAST INDIA ROW |  | BOSTON | MA | 021100000 | N | PRIVATE | NM99 | HARBOR TOWERS I AND II | 6177232090 | JackMahoney@harbor-towers.net | RICHARD | ATWATER, JR. | 6177232090 | RickAtwater@Harbor-Towers.net | JACK | MAHONEY | 6177232090 | JackMahoney@harbor-towers.net | 2 | BOILER #2-KEWANEE L3S-250-G06 DUAL FUEL |  | BOILER | KEWANEE | L3S-250-G06 | 1987-12-01 | 2009 | 10.5 | 2 | NATURAL GAS | NATURAL GAS | 209 | Natural Gas |  |  | 6.3425 | E6FT3 | N | 24 | 7 | 52 | 24 | 7 | 22
1190327 | KOCH MEMBRANE |  | 850 MAIN ST |  | WILMINGTON | MA | 018870000 | 850 MAIN ST |  | WILMINGTON | MA | 018870000 | N | PRIVATE | SM79-7 | KOCH MEMBRANE SYSTEMS INC | 9786574250 | tkauffman@kochmembrane.com | ALAN | MAHAN | 9786947447 | amahan@kochmembrane.com | TRACEY | KAUFFMAN | 9786947006 | tkauffman@kochmembrane.com | 18 | SPACE HEATERS | 50 | SPACE HEATER | VARIOUS | VARIOUS | 1992-01-01 | 2009 | 51 | 1 | SPACE HEATERS | NATURAL GAS | 209 | Natural Gas |  |  | 6.7234 | E6FT3 | N | 24 | 7 | 36 | 0 | 0 | 0
1190331 | TIMILTY SCHOOL | BOSTON PUBLIC SCHOOLS | 205 ROXBURY ST |  | BOSTON | MA | 021190000 | 26 COURT ST |  | BOSTON | MA | 021080000 | Y | LOCAL GOVERNMENT | NM25 | TIMILTY SCHOOL | 6176358300 | JLANE@BOSTON.K12.MA.US | MICHAEL | DELORENZO | 6176358300 | JLANE@BOSTON.K12.MA.US | JEFF | LANE | 6176358300 | JLANE@BOSTON.K12.MA.US | 1 | BOILER #1 NATURAL GAS | 2 | BOILER | HB SMITH | L0/6/6L0 | 1989-01-01 | 2006 | 10 | 1 | NATURAL GAS | NATURAL GAS | 209 | Natural Gas |  |  | 4.1 | E6FT3 | N | 11 | 5 | 44 | 0 | 0 | 0
1190335 | BRANDEIS UNIVERSITY |  | 415 SOUTH ST |  | WALTHAM | MA | 022549110 | 415 SOUTH ST |  | WALTHAM | MA | 022549110 | N | PRIVATE | SM80-R | BRANDEIS UNIVERSITY | 7817364262 | afinn@brandeis.edu | MARK | COLLINS | 7817364380 | collins@brandeis.edu | WILLIAM | BUSHEY | 7817364364 | bbushey@brandeis.edu | 1 | BOILER #1-HODGE SCOTCH MARINE DUAL FUEL |  | BOILER | HODGE SCOTCH MARINE | 1 | 1983-01-01 | 2011 | 21 | 1 | #2 OIL-0.05 PERCENT SULFUR | NO.2 | 58 | Distillate Oil (No. 2) | 0.05 | 0 | 0 | E3GAL | N | 24 | 7 | 15 | 24 | 7 | 4
1190335 | BRANDEIS UNIVERSITY |  | 415 SOUTH ST |  | WALTHAM | MA | 022549110 | 415 SOUTH ST |  | WALTHAM | MA | 022549110 | N | PRIVATE | SM80-R | BRANDEIS UNIVERSITY | 7817364262 | afinn@brandeis.edu | MARK | COLLINS | 7817364380 | collins@brandeis.edu | WILLIAM | BUSHEY | 7817364364 | bbushey@brandeis.edu | 1 | BOILER #1-HODGE SCOTCH MARINE DUAL FUEL |  | BOILER | HODGE SCOTCH MARINE | 1 | 1983-01-01 | 2011 | 21 | 2 | NATURAL GAS | NATURAL GAS | 209 | Natural Gas |  |  | 0.507 | E6FT3 | N | 24 | 7 | 15 | 24 | 7 | 4
1190335 | BRANDEIS UNIVERSITY |  | 415 SOUTH ST |  | WALTHAM | MA | 022549110 | 415 SOUTH ST |  | WALTHAM | MA | 022549110 | N | PRIVATE | SM80-R | BRANDEIS UNIVERSITY | 7817364262 | afinn@brandeis.edu | MARK | COLLINS | 7817364380 | collins@brandeis.edu | WILLIAM | BUSHEY | 7817364364 | bbushey@brandeis.edu | 2 | BOILER #2-BABCOCK+WILCOX FM-1997 DUAL FUEL |  | BOILER | BABCOCK & WILCOX | FM1997 | 1972-01-01 | 2011 | 95 | 1 | #2 OIL 0.05 PERCENT SULFUR | NO.2 | 58 | Distillate Oil (No. 2) | 0.05 | 0 | 0 | E3GAL | N | 24 | 7 | 15 | 0 | 0 | 0
1190335 | BRANDEIS UNIVERSITY |  | 415 SOUTH ST |  | WALTHAM | MA | 022549110 | 415 SOUTH ST |  | WALTHAM | MA | 022549110 | N | PRIVATE | SM80-R | BRANDEIS UNIVERSITY | 7817364262 | afinn@brandeis.edu | MARK | COLLINS | 7817364380 | collins@brandeis.edu | WILLIAM | BUSHEY | 7817364364 | bbushey@brandeis.edu | 2 | BOILER #2-BABCOCK+WILCOX FM-1997 DUAL FUEL |  | BOILER | BABCOCK & WILCOX | FM1997 | 1972-01-01 | 2011 | 95 | 2 | NATURAL GAS | NATURAL GAS | 209 | Natural Gas |  |  | 31.367 | E6FT3 | N | 24 | 7 | 15 | 0 | 0 | 0
1190335 | BRANDEIS UNIVERSITY |  | 415 SOUTH ST |  | WALTHAM | MA | 022549110 | 415 SOUTH ST |  | WALTHAM | MA | 022549110 | N | PRIVATE | SM80-R | BRANDEIS UNIVERSITY | 7817364262 | afinn@brandeis.edu | MARK | COLLINS | 7817364380 | collins@brandeis.edu | WILLIAM | BUSHEY | 7817364364 | bbushey@brandeis.edu | 3 | BOILER #3-CLEAVER BROOKS CB400-800 DUAL FUEL |  | BOILER | CLEAVER BROOKS | CB400-800 | 1993-01-01 | 2011 | 32 | 1 | #2 OIL-0.05 PERCENT SULFUR | NO.2 | 58 | Distillate Oil (No. 2) | 0.05 | 0 | 0 | E3GAL | N | 24 | 7 | 15 | 0 | 0 | 0
1190335 | BRANDEIS UNIVERSITY |  | 415 SOUTH ST |  | WALTHAM | MA | 022549110 | 415 SOUTH ST |  | WALTHAM | MA | 022549110 | N | PRIVATE | SM80-R | BRANDEIS UNIVERSITY | 7817364262 | afinn@brandeis.edu | MARK | COLLINS | 7817364380 | collins@brandeis.edu | WILLIAM | BUSHEY | 7817364364 | bbushey@brandeis.edu | 3 | BOILER #3-CLEAVER BROOKS CB400-800 DUAL FUEL |  | BOILER | CLEAVER BROOKS | CB400-800 | 1993-01-01 | 2011 | 32 | 2 | NATURAL GAS | NATURAL GAS | 209 | Natural Gas |  |  | 35.443 | E6FT3 | N | 24 | 7 | 15 | 0 | 0 | 0
1190335 | BRANDEIS UNIVERSITY |  | 415 SOUTH ST |  | WALTHAM | MA | 022549110 | 415 SOUTH ST |  | WALTHAM | MA | 022549110 | N | PRIVATE | SM80-R | BRANDEIS UNIVERSITY | 7817364262 | afinn@brandeis.edu | MARK | COLLINS | 7817364380 | collins@brandeis.edu | WILLIAM | BUSHEY | 7817364364 | bbushey@brandeis.edu | 4 | BOILER #4-CLEAVER BROOKS CB400-800 DUAL FUEL |  | BOILER | CLEAVER BROOKS | CB400-800 | 1993-08-01 | 2011 | 32 | 1 | NATURAL GAS | NATURAL GAS | 209 | Natural Gas |  |  | 64.566 | E6FT3 | N | 24 | 7 | 36 | 0 | 0 | 0
1190335 | BRANDEIS UNIVERSITY |  | 415 SOUTH ST |  | WALTHAM | MA | 022549110 | 415 SOUTH ST |  | WALTHAM | MA | 022549110 | N | PRIVATE | SM80-R | BRANDEIS UNIVERSITY | 7817364262 | afinn@brandeis.edu | MARK | COLLINS | 7817364380 | collins@brandeis.edu | WILLIAM | BUSHEY | 7817364364 | bbushey@brandeis.edu | 4 | BOILER #4-CLEAVER BROOKS CB400-800 DUAL FUEL |  | BOILER | CLEAVER BROOKS | CB400-800 | 1993-08-01 | 2011 | 32 | 2 | NATURAL GAS | NATURAL GAS | 209 | Natural Gas |  |  | 64.566 | E6FT3 | N | 24 | 7 | 36 | 0 | 0 | 0
1190335 | BRANDEIS UNIVERSITY |  | 415 SOUTH ST |  | WALTHAM | MA | 022549110 | 415 SOUTH ST |  | WALTHAM | MA | 022549110 | N | PRIVATE | SM80-R | BRANDEIS UNIVERSITY | 7817364262 | afinn@brandeis.edu | MARK | COLLINS | 7817364380 | collins@brandeis.edu | WILLIAM | BUSHEY | 7817364364 | bbushey@brandeis.edu | 4 | BOILER #4-CLEAVER BROOKS CB400-800 DUAL FUEL |  | BOILER | CLEAVER BROOKS | CB400-800 | 1993-08-01 | 2011 | 32 | 3 | #2 OIL | NO.2 | 58 | Distillate Oil (No. 2) | 0.05 | 0 | 0 | E3GAL | N | 24 | 7 | 36 | 0 | 0 | 0
1190335 | BRANDEIS UNIVERSITY |  | 415 SOUTH ST |  | WALTHAM | MA | 022549110 | 415 SOUTH ST |  | WALTHAM | MA | 022549110 | N | PRIVATE | SM80-R | BRANDEIS UNIVERSITY | 7817364262 | afinn@brandeis.edu | MARK | COLLINS | 7817364380 | collins@brandeis.edu | WILLIAM | BUSHEY | 7817364364 | bbushey@brandeis.edu | 5 | BOILER #5-CLEAVER BROOKS CB400-800 32.4 MMBTU/HR |  | BOILER | CLEAVER BROOKS | CB400-800 | 1993-09-01 | 2011 | 32 | 1 | #2 OIL-0.05 PERCENT SULFUR | NO.2 | 58 | Distillate Oil (No. 2) | 0.05 | 0 | 0 | E3GAL | N | 24 | 7 | 29 | 0 | 0 | 0
1190335 | BRANDEIS UNIVERSITY |  | 415 SOUTH ST |  | WALTHAM | MA | 022549110 | 415 SOUTH ST |  | WALTHAM | MA | 022549110 | N | PRIVATE | SM80-R | BRANDEIS UNIVERSITY | 7817364262 | afinn@brandeis.edu | MARK | COLLINS | 7817364380 | collins@brandeis.edu | WILLIAM | BUSHEY | 7817364364 | bbushey@brandeis.edu | 5 | BOILER #5-CLEAVER BROOKS CB400-800 32.4 MMBTU/HR |  | BOILER | CLEAVER BROOKS | CB400-800 | 1993-09-01 | 2011 | 32 | 2 | NATURAL GAS | NATURAL GAS | 209 | Natural Gas |  |  | 115.832 | E6FT3 | N | 24 | 7 | 29 | 0 | 0 | 0
1190341 | BOYD SMITH INCORPORATED |  | 221 MASSACHUSETTS AVE |  | BOSTON | MA | 021150000 | 221 MASS AVENUE |  | BOSTON | MA | 021150000 | N | PRIVATE | NM25 | BOYD SMITH INC | 6174371577 | bsmith@boydsmith.com | WILLIAM | SMITH | 6178693765 | bsmith@boydsmith.com | ANDREW | PORTER | 6177773973 | aporter@boydsmith.com | 4 | 4 |  | ENGINE | CAT | SR4 | 1994-09-07 | 2010 | 960 | 1 | #2 DIESEL FUEL | DIESEL | 44 | DIESEL | 0.5 |  | 1 | E3GAL | N | 1 | 1 | 52 | 1 | 1 | 20
1190359 | THE FIRST CHURCH OF CHRIST SCIENTIST |  | 210 MASSACHUSETTS AVE |  | BOSTON | MA | 021150000 | 210 MASSACHUSETTS AVE |  | BOSTON | MA | 021150000 | N | PRIVATE | SM79-R | THE FIRST CHURCH OF CHRIST, SCIENTIST | 6174503724 | MarquezM@csps.com | MICHELE | MARQUEZ | 6174503724 | MarquezM@csps.com | MICHELE | MARQUEZ | 6174503724 | MarquezM@csps.com | 1 | BOILER #1-CLEAVER BROOKS CB200-500 DUAL FUEL |  | BOILER | CLEAVER -BROOKS | 200-500 | 1977-04-01 | 2011 | 21 | 1 | BOILER #1-CLEAVER BROOKS CB-200-500 #2 OIL-0.05 S | NO.2 | 58 | Distillate Oil (No. 2) | 0.05 | 0 | 0.03 | E3GAL | N | 24 | 7 | 35 | 24 | 7 | 4
1190359 | THE FIRST CHURCH OF CHRIST SCIENTIST |  | 210 MASSACHUSETTS AVE |  | BOSTON | MA | 021150000 | 210 MASSACHUSETTS AVE |  | BOSTON | MA | 021150000 | N | PRIVATE | SM79-R | THE FIRST CHURCH OF CHRIST, SCIENTIST | 6174503724 | MarquezM@csps.com | MICHELE | MARQUEZ | 6174503724 | MarquezM@csps.com | MICHELE | MARQUEZ | 6174503724 | MarquezM@csps.com | 1 | BOILER #1-CLEAVER BROOKS CB200-500 DUAL FUEL |  | BOILER | CLEAVER -BROOKS | 200-500 | 1977-04-01 | 2011 | 21 | 2 | BOILER #1-CLEAVER BROOKS CB-200-500 NATURAL GAS | NATURAL GAS | 209 | Natural Gas |  |  | 42.67 | E6FT3 | N | 24 | 7 | 35 | 24 | 7 | 4
1190359 | THE FIRST CHURCH OF CHRIST SCIENTIST |  | 210 MASSACHUSETTS AVE |  | BOSTON | MA | 021150000 | 210 MASSACHUSETTS AVE |  | BOSTON | MA | 021150000 | N | PRIVATE | SM79-R | THE FIRST CHURCH OF CHRIST, SCIENTIST | 6174503724 | MarquezM@csps.com | MICHELE | MARQUEZ | 6174503724 | MarquezM@csps.com | MICHELE | MARQUEZ | 6174503724 | MarquezM@csps.com | 2 | BOILER #2-CLEAVER-BROOKS CB200-500 DUAL FUEL |  | BOILER | CLEAVER -BROOKS | 200-500 | 1977-04-01 | 2011 | 21 | 1 | BOILER #2-CLEAVER BROOKS CB-200-500 #2 OIL-0.05 S | NO.2 | 58 | Distillate Oil (No. 2) | 0.05 | 0 | 0.03 | E3GAL | N | 24 | 7 | 35 | 24 | 7 | 4
1190359 | THE FIRST CHURCH OF CHRIST SCIENTIST |  | 210 MASSACHUSETTS AVE |  | BOSTON | MA | 021150000 | 210 MASSACHUSETTS AVE |  | BOSTON | MA | 021150000 | N | PRIVATE | SM79-R | THE FIRST CHURCH OF CHRIST, SCIENTIST | 6174503724 | MarquezM@csps.com | MICHELE | MARQUEZ | 6174503724 | MarquezM@csps.com | MICHELE | MARQUEZ | 6174503724 | MarquezM@csps.com | 2 | BOILER #2-CLEAVER-BROOKS CB200-500 DUAL FUEL |  | BOILER | CLEAVER -BROOKS | 200-500 | 1977-04-01 | 2011 | 21 | 2 | BOILER #2-CLEAVER BROOKS CB-200-500 NATURAL GAS | NATURAL GAS | 209 | Natural Gas |  |  | 42.67 | E6FT3 | N | 24 | 7 | 35 | 24 | 7 | 4
1190361 | FIDELITY PROPERTIES |  | 82 DEVONSHIRE ST |  | BOSTON | MA | 021090000 | 82 DEVONSHIRE ST S5A |  | BOSTON | MA | 021090000 | N | PRIVATE | NM50 | FIDELITY CORPORATE REAL ESTATE LLC | 6175706228 | thomas.burnham@fmr.com | JOSEPH | MASELLI | 6175639937 | joseph.b.maselli@fmr.com | THOMAS | BURNHAM | 6175634311 | thomas.burnham@fmr.com | 2 | BOILER #2 - HODGE |  | BOILER | HODGE | UNKNOWN | 1904-01-01 | 2009 | 10.3 | 1 | #2 OIL 0.3 S | DIESEL | 44 | DIESEL | 0.0015 | 0 | 0 | E3GAL | N | 16 | 7 | 52 | 8 | 7 | 20
1190361 | FIDELITY PROPERTIES |  | 82 DEVONSHIRE ST |  | BOSTON | MA | 021090000 | 82 DEVONSHIRE ST S5A |  | BOSTON | MA | 021090000 | N | PRIVATE | NM50 | FIDELITY CORPORATE REAL ESTATE LLC | 6175706228 | thomas.burnham@fmr.com | JOSEPH | MASELLI | 6175639937 | joseph.b.maselli@fmr.com | THOMAS | BURNHAM | 6175634311 | thomas.burnham@fmr.com | 2 | BOILER #2 - HODGE |  | BOILER | HODGE | UNKNOWN | 1904-01-01 | 2009 | 10.3 | 2 | NATURAL GAS | NATURAL GAS | 209 | Natural Gas |  |  | 8.1664 | E6FT3 | N | 16 | 7 | 52 | 8 | 7 | 20
1190361 | FIDELITY PROPERTIES |  | 82 DEVONSHIRE ST |  | BOSTON | MA | 021090000 | 82 DEVONSHIRE ST S5A |  | BOSTON | MA | 021090000 | N | PRIVATE | NM50 | FIDELITY CORPORATE REAL ESTATE LLC | 6175706228 | thomas.burnham@fmr.com | JOSEPH | MASELLI | 6175639937 | joseph.b.maselli@fmr.com | THOMAS | BURNHAM | 6175634311 | thomas.burnham@fmr.com | 3 | BOILER #3 - HODGE |  | BOILER | HODGE | UNKNOWN | 1904-01-01 | 2009 | 10.3 | 1 | #2 OIL 0.3 S | DIESEL | 44 | DIESEL | 0.0015 | 0 | 0 | E3GAL | N | 16 | 7 | 52 | 8 | 7 | 20
1190361 | FIDELITY PROPERTIES |  | 82 DEVONSHIRE ST |  | BOSTON | MA | 021090000 | 82 DEVONSHIRE ST S5A |  | BOSTON | MA | 021090000 | N | PRIVATE | NM50 | FIDELITY CORPORATE REAL ESTATE LLC | 6175706228 | thomas.burnham@fmr.com | JOSEPH | MASELLI | 6175639937 | joseph.b.maselli@fmr.com | THOMAS | BURNHAM | 6175634311 | thomas.burnham@fmr.com | 3 | BOILER #3 - HODGE |  | BOILER | HODGE | UNKNOWN | 1904-01-01 | 2009 | 10.3 | 2 | NATURAL GAS | NATURAL GAS | 209 | Natural Gas |  |  | 8.1664 | E6FT3 | N | 16 | 7 | 52 | 8 | 7 | 20
1190361 | FIDELITY PROPERTIES |  | 82 DEVONSHIRE ST |  | BOSTON | MA | 021090000 | 82 DEVONSHIRE ST S5A |  | BOSTON | MA | 021090000 | N | PRIVATE | NM50 | FIDELITY CORPORATE REAL ESTATE LLC | 6175706228 | thomas.burnham@fmr.com | JOSEPH | MASELLI | 6175639937 | joseph.b.maselli@fmr.com | THOMAS | BURNHAM | 6175634311 | thomas.burnham@fmr.com | 4 | TWO 800 KW EMERGENCY GENERATORS | 2 | ENGINE | CUMMINS | KTA38GSI | 1983-01-01 | 2009 | 16 | 1 | DIESEL | DIESEL | 44 | DIESEL | 0.0015 | 0 | 8.028 | E3GAL | N | 1 | 1 | 26 | 1 | 1 | 10
1190390 | TUFTS UNIVERSITY BOSTON CAMPUS |  | 200 HARRISON AVE | POSNER HALL | BOSTON | MA | 021110000 | 200 HARRISON AVE | POSNER HALL ATTENTION: FACILITIES | BOSTON | MA | 021110000 | N | PRIVATE | SM50 | TUFTS UNIVERSITY | 6175551212 | elizabeth.isenstein@tufts.edu | RICHARD | REYNOLDS | 6176273334 | dick.reynolds@tufts.edu | ELIZABETH | ISENSTEIN | 6176273704 | elizabeth.isenstein@tufts.edu | 11 | GENERATOR #6 DENTAL 1500 KW CATERPILLAR |  | ENGINE | CATERPILLAR | 3512C | 2008-11-08 | 2009 | 14.574 | 1 | ULSD | DIESEL | 44 | DIESEL | 0.0015 |  | 3.2399 | E3GAL | N | 1 | 1 | 52 | 1 | 1 | 22
1190394 | MASS COLLEGE OF PHARMACY & HEALTH SERVIC |  | 179 LONGWOOD AVE |  | BOSTON | MA | 021155896 | 179 LONGWOOD AVENUE |  | BOSTON | MA | 021155896 | N | PRIVATE | NM50 | MASS COLLEGE OF PHARAMACY AND ALLIED HEALTH SCIENCES | 6177322800 | john.tummino@mcphs.edu | JOHN | TUMMINO | 6177322861 | john.tummino@mcphs.edu | JOHN | TUMMINO | 6177322861 | john.tummino@mcphs.edu | 3 | EMERGERCY GENERATOR MATRICARIA |  | ENGINE | CATERPILLAR | 3456 | 2004-06-01 | 2009 | 2100 | 1 | DIESEL | DIESEL | 44 | DIESEL | 0.3 |  | 0.16 | E3GAL | N | 1 | 1 | 26 | 1 | 1 | 1
1190399 | BUNKER HILL COMMUNITY |  | 250 NEW RUTHERFORD AVE |  | BOSTON | MA | 021292925 | 250 NEW RUTHERFORD AVE |  | BOSTON | MA | 021292925 | Y | STATE | SM79-R | BUNKER HILL COMMUNITY COLLEGE | 6172282240 | prighi@bhcc.mass.edu | JESSE M. | THOMPSON | 6172282208 | jthompson@bhcc.mass.edu | PAUL | RIGHI | 6172282240 | prighi@bhcc.mass.edu | 1 | BOILER #1-CLEAVER BROOKS CB441X-600 DUAL FUEL |  | BOILER | CLEAVER BROOKS | CB441X-600 | 1973-01-01 | 2011 | 25 | 1 | BOILER #1-CLEAVER BROOKS 441X-600 #4 OIL 0.5S | NO.4 | 825 | Distillate Oil (No. 4) | 0.5 | 0 | 1.5 | E3GAL | N | 16 | 7 | 34 | 3 | 7 | 18
1190399 | BUNKER HILL COMMUNITY |  | 250 NEW RUTHERFORD AVE |  | BOSTON | MA | 021292925 | 250 NEW RUTHERFORD AVE |  | BOSTON | MA | 021292925 | Y | STATE | SM79-R | BUNKER HILL COMMUNITY COLLEGE | 6172282240 | prighi@bhcc.mass.edu | JESSE M. | THOMPSON | 6172282208 | jthompson@bhcc.mass.edu | PAUL | RIGHI | 6172282240 | prighi@bhcc.mass.edu | 1 | BOILER #1-CLEAVER BROOKS CB441X-600 DUAL FUEL |  | BOILER | CLEAVER BROOKS | CB441X-600 | 1973-01-01 | 2011 | 25 | 2 | BOILER #1-CLEAVER BROOKS 441X-600 NATURAL GAS | NATURAL GAS | 209 | Natural Gas |  |  | 66.4 | E6FT3 | N | 16 | 7 | 34 | 3 | 7 | 18
1190399 | BUNKER HILL COMMUNITY |  | 250 NEW RUTHERFORD AVE |  | BOSTON | MA | 021292925 | 250 NEW RUTHERFORD AVE |  | BOSTON | MA | 021292925 | Y | STATE | SM79-R | BUNKER HILL COMMUNITY COLLEGE | 6172282240 | prighi@bhcc.mass.edu | JESSE M. | THOMPSON | 6172282208 | jthompson@bhcc.mass.edu | PAUL | RIGHI | 6172282240 | prighi@bhcc.mass.edu | 2 | 1 STACK - 2 CLEAVER BROOKS BOILERS |  | BOILER | CLEAVER BROOKS | CB441X-600 | 1973-01-01 | 2011 | 25 | 1 | BOILER #2-CLEAVER BROOKS 441X-600 #4 OIL-0.5S | NO.4 | 825 | Distillate Oil (No. 4) | 0.5 | 0 | 16.4 | E3GAL | N | 16 | 7 | 34 | 3 | 7 | 18
1190399 | BUNKER HILL COMMUNITY |  | 250 NEW RUTHERFORD AVE |  | BOSTON | MA | 021292925 | 250 NEW RUTHERFORD AVE |  | BOSTON | MA | 021292925 | Y | STATE | SM79-R | BUNKER HILL COMMUNITY COLLEGE | 6172282240 | prighi@bhcc.mass.edu | JESSE M. | THOMPSON | 6172282208 | jthompson@bhcc.mass.edu | PAUL | RIGHI | 6172282240 | prighi@bhcc.mass.edu | 2 | 1 STACK - 2 CLEAVER BROOKS BOILERS |  | BOILER | CLEAVER BROOKS | CB441X-600 | 1973-01-01 | 2011 | 25 | 2 | BOILER #2-CLEAVER BROOKS 441X-600 NATURAL GAS | NATURAL GAS | 209 | Natural Gas |  |  | 66.4 | E6FT3 | N | 16 | 7 | 34 | 3 | 7 | 18
1190399 | BUNKER HILL COMMUNITY |  | 250 NEW RUTHERFORD AVE |  | BOSTON | MA | 021292925 | 250 NEW RUTHERFORD AVE |  | BOSTON | MA | 021292925 | Y | STATE | SM79-R | BUNKER HILL COMMUNITY COLLEGE | 6172282240 | prighi@bhcc.mass.edu | JESSE M. | THOMPSON | 6172282208 | jthompson@bhcc.mass.edu | PAUL | RIGHI | 6172282240 | prighi@bhcc.mass.edu | 5 | BOILER #3-CLEAVER BROOKS CBR700-300 GAS FIRED |  | BOILER | CLEAVER BROOKS | CBR700-300 | 2009-09-15 | 2011 | 12.55 | 1 | BOILER #3-CLEAVER BROOKS CBR700-300 | NATURAL GAS | 209 | Natural Gas |  |  | 22 | E6FT3 | N | 16 | 7 | 34 | 3 | 7 | 18
1190405 | NEW ENGLAND BAPTIST HOSPITAL |  | 125 PARKER HILL AVE |  | BOSTON | MA | 021200000 | 125 PARKER HILL AVE |  | BOSTON | MA | 021200000 | N | PRIVATE | SM50 | NEW ENGLAND BAPTIST HOSPITAL | 6177385800 | wwarren@nebh.org | WES | WARREN | 6177545125 | wwarren@nebh.org | WES | WARREN | 6177545125 | wwarren@nebh.org | 4 | BOILER #1-CLEAVER BROOKS CB400-600 #2 |  | BOILER | CLEAVER BROOKS | CB400-600 | 1985-06-01 | 2011 | 25.1 | 1 | BOILER #1-CLEAVER BROOKS CB400-600 | NO.2 | 58 | Distillate Oil (No. 2) | 0.0015 | 0.1 | 0 | E3GAL | Y | 24 | 7 | 52 | 24 | 7 | 22
1190405 | NEW ENGLAND BAPTIST HOSPITAL |  | 125 PARKER HILL AVE |  | BOSTON | MA | 021200000 | 125 PARKER HILL AVE |  | BOSTON | MA | 021200000 | N | PRIVATE | SM50 | NEW ENGLAND BAPTIST HOSPITAL | 6177385800 | wwarren@nebh.org | WES | WARREN | 6177545125 | wwarren@nebh.org | WES | WARREN | 6177545125 | wwarren@nebh.org | 4 | BOILER #1-CLEAVER BROOKS CB400-600 #2 |  | BOILER | CLEAVER BROOKS | CB400-600 | 1985-06-01 | 2011 | 25.1 | 2 | NATURAL GAS | NATURAL GAS | 209 | Natural Gas |  |  | 23.949 | E6FT3 | Y | 24 | 7 | 52 | 24 | 7 | 22
1190405 | NEW ENGLAND BAPTIST HOSPITAL |  | 125 PARKER HILL AVE |  | BOSTON | MA | 021200000 | 125 PARKER HILL AVE |  | BOSTON | MA | 021200000 | N | PRIVATE | SM50 | NEW ENGLAND BAPTIST HOSPITAL | 6177385800 | wwarren@nebh.org | WES | WARREN | 6177545125 | wwarren@nebh.org | WES | WARREN | 6177545125 | wwarren@nebh.org | 5 | BOILER #2-CLEAVER BROOKS CB400-600 #2 OIL |  | BOILER | CLEAVER BROOKS | CB400-600 | 1985-06-01 | 2011 | 25.1 | 1 | BOILER #2-CLEAVER BROOKS CB400-600 | NO.2 | 58 | Distillate Oil (No. 2) | 0.0015 | 0.1 | 0 | E3GAL | N | 24 | 7 | 52 | 24 | 7 | 22
1190405 | NEW ENGLAND BAPTIST HOSPITAL |  | 125 PARKER HILL AVE |  | BOSTON | MA | 021200000 | 125 PARKER HILL AVE |  | BOSTON | MA | 021200000 | N | PRIVATE | SM50 | NEW ENGLAND BAPTIST HOSPITAL | 6177385800 | wwarren@nebh.org | WES | WARREN | 6177545125 | wwarren@nebh.org | WES | WARREN | 6177545125 | wwarren@nebh.org | 5 | BOILER #2-CLEAVER BROOKS CB400-600 #2 OIL |  | BOILER | CLEAVER BROOKS | CB400-600 | 1985-06-01 | 2011 | 25.1 | 2 | NATURAL GAS | NATURAL GAS | 209 | Natural Gas |  |  | 23.949 | E6FT3 | N | 24 | 7 | 52 | 24 | 7 | 22
1190405 | NEW ENGLAND BAPTIST HOSPITAL |  | 125 PARKER HILL AVE |  | BOSTON | MA | 021200000 | 125 PARKER HILL AVE |  | BOSTON | MA | 021200000 | N | PRIVATE | SM50 | NEW ENGLAND BAPTIST HOSPITAL | 6177385800 | wwarren@nebh.org | WES | WARREN | 6177545125 | wwarren@nebh.org | WES | WARREN | 6177545125 | wwarren@nebh.org | 6 | BOILER #3-CLEAVER BROOKS CB400-600 #2 OIL |  | BOILER | CLEAVER BROOKS | CB400-600 | 1985-06-01 | 2011 | 25.1 | 1 | BOILER 3-CLEAVER BROOKS CB400-600 | NO.2 | 58 | Distillate Oil (No. 2) | 0.0015 | 0.1 | 0 | E3GAL | Y | 24 | 7 | 52 | 24 | 7 | 22
1190405 | NEW ENGLAND BAPTIST HOSPITAL |  | 125 PARKER HILL AVE |  | BOSTON | MA | 021200000 | 125 PARKER HILL AVE |  | BOSTON | MA | 021200000 | N | PRIVATE | SM50 | NEW ENGLAND BAPTIST HOSPITAL | 6177385800 | wwarren@nebh.org | WES | WARREN | 6177545125 | wwarren@nebh.org | WES | WARREN | 6177545125 | wwarren@nebh.org | 6 | BOILER #3-CLEAVER BROOKS CB400-600 #2 OIL |  | BOILER | CLEAVER BROOKS | CB400-600 | 1985-06-01 | 2011 | 25.1 | 2 | NATURAL GAS | NATURAL GAS | 209 | Natural Gas |  |  | 23.949 | E6FT3 | Y | 24 | 7 | 52 | 24 | 7 | 22
1190410 | MSPCA HOSPITAL |  | 350 SOUTH HUNTINGTON AVE |  | BOSTON | MA | 021300000 | 350 SOUTH HUNTINGTON AVE |  | BOSTON | MA | 021300000 | N | PRIVATE | NM25 | MSPCA HOSPITAL | 6175415072 | dvaciliou@mspca.org | DAN | VACILIOU | 6175415072 | DVACILIOU@MSPCA.ORG | DAN | VACILIOU | 6175415091 | DVACILIOU@MSPCA.ORG | 5 | CLEAVER BROOKS BOILERS (BUILDINGS A/B) | 2 | BOILER | CLEAVER BROOKS | CBLE-200 | 2006-02-20 | 2011 | 16.738 | 1 | NATURAL GAS | NATURAL GAS | 209 | Natural Gas |  |  | 14.6268 | E6FT3 | Y | 24 | 7 | 52 | 24 | 7 | 22
1190426 | GAS RECOVERY SYSTEMS INC - RANDOLPH |  | 30 JOHNSON DR |  | RANDOLPH | MA | 023680000 | 5087 JUNCTION RD | ATTN SUPARNA CHAKLADAR | LOCKPORT | NY | 140940000 | N | PRIVATE | SM50 | GAS RECOVERY SYSTEMS, LLC | 7164391004 | afalbo@fortistar.com | ANTHONY J. | FALBO | 7164391004 | afalbo@fortistar.com | SUPARNA | CHAKLADAR | 9518334153 | schakladar@fortistar.com | 2 | ENGINE #2-WAUKESHA 7042 GL |  | ENGINE | WAUKESHA | 7042 GL | 2000-02-01 | 2011 | 13 | 1 | LANDFILL GAS | LANDFILL GAS | 502 | LANDFILL GAS | 0 | 0 | 0 | E6FT3 | N | 0 | 0 | 0 | 0 | 0 | 0
1190426 | GAS RECOVERY SYSTEMS INC - RANDOLPH |  | 30 JOHNSON DR |  | RANDOLPH | MA | 023680000 | 5087 JUNCTION RD | ATTN SUPARNA CHAKLADAR | LOCKPORT | NY | 140940000 | N | PRIVATE | SM50 | GAS RECOVERY SYSTEMS, LLC | 7164391004 | afalbo@fortistar.com | ANTHONY J. | FALBO | 7164391004 | afalbo@fortistar.com | SUPARNA | CHAKLADAR | 9518334153 | schakladar@fortistar.com | 3 | ENGINE #3-WAUKESHA 7042 GL |  | ENGINE | WAUKESHA | 7042 GL | 2000-02-01 | 2011 | 13 | 1 | LANDFILL GAS | LANDFILL GAS | 502 | LANDFILL GAS | 0 | 0 | 0 | E6FT3 | N | 0 | 0 | 0 | 0 | 0 | 0
1190427 | ADESA AUCTION OF BOSTON |  | 63 WESTERN AVE |  | FRAMINGHAM | MA | 017010000 | 63 WESTERN AVE |  | FRAMINGHAM | MA | 017010000 | N | PRIVATE | SM50 | ADESA AUCTIONS BOSTON | 5086267000 | rpimentel@adesa.com | RONALD | PIMENTEL | 5082705453 | rpimentel@adesa.com | RONALD | PIMENTEL | 5082705453 | rpimentel@adesa.com | 1 | 48 SPACE HEATERS 34 MMBTU/HR TOTAL NATURAL GAS | 48 | MAKEUP AIR UNIT | CARRIER | VARIOUS | 1995-07-24 | 2011 | 34 | 1 | SPACE HEATERS #1(48)-VARIOUS MFGS NATURAL GAS | NATURAL GAS | 209 | Natural Gas |  |  | 17.68 | E6FT3 | N | 8 | 5 | 13 | 0 | 0 | 0
1190433 | MORGAN SERVICES INC |  | 941 MASSACHUSETTS AVE |  | BOSTON | MA | 021180000 | 941 MASSACHUSETTS AVE |  | BOSTON | MA | 021180000 | N | PRIVATE | NM25 | MORGAN SERVICES INC | 6174454800X112 | StoneL@morganservices.com | LEE | STONE | 6174454800 | StoneL@morganservices.com | LEE | STONE | 6174454800X112 | StoneL@morganservices.com | 1 | BOILER #1-KEWANEE #H3S-400-G02 NATURAL GAS |  | BOILER | KEWANEE | #H3S 400 - G02 | 1989-02-03 | 2011 | 17 | 1 | BOILER #1-KEWANEE #H3S-400-G02 NATURAL GAS | NATURAL GAS | 209 | Natural Gas |  |  | 9.4588 | E6FT3 | N | 10 | 5 | 52 | 10 | 5 | 22
1190438 | BROOKHOUSE CONDOMINIUMS |  | 33 POND AVE | STE 100 | BROOKLINE | MA | 024457128 | 33 POND AVE, SUITE 100 |  | BROOKLINE | MA | 024457128 | N | PRIVATE | SM80-R | BROOKHOUSE CONDOMINIUM TRUST | 6177315405 | p.hopkins@brookhousecondo.com | PETER | HOPKINS | 6177315405 | p.hopkins@brookhousecondo.com | PETER | HOPKINS | 6177315405 | p.hopkins@brookhousecondo.com | 1 | BOILER #1-CLEAVER BROOKS CB428-600 TRIPLE FUEL |  | BOILER | CLEAVER BROOKS | CB428-600 | 1967-12-01 | 2011 | 25.1 | 1 | #2 OIL | NO.2 | 58 | Distillate Oil (No. 2) | 0.3 | 0.1 | 0 | E3GAL | Y | 24 | 7 | 52 | 24 | 7 | 22
1190438 | BROOKHOUSE CONDOMINIUMS |  | 33 POND AVE | STE 100 | BROOKLINE | MA | 024457128 | 33 POND AVE, SUITE 100 |  | BROOKLINE | MA | 024457128 | N | PRIVATE | SM80-R | BROOKHOUSE CONDOMINIUM TRUST | 6177315405 | p.hopkins@brookhousecondo.com | PETER | HOPKINS | 6177315405 | p.hopkins@brookhousecondo.com | PETER | HOPKINS | 6177315405 | p.hopkins@brookhousecondo.com | 1 | BOILER #1-CLEAVER BROOKS CB428-600 TRIPLE FUEL |  | BOILER | CLEAVER BROOKS | CB428-600 | 1967-12-01 | 2011 | 25.1 | 2 | NATURAL GAS | NATURAL GAS | 209 | Natural Gas |  |  | 8.861 | E6FT3 | Y | 24 | 7 | 52 | 24 | 7 | 22
1190438 | BROOKHOUSE CONDOMINIUMS |  | 33 POND AVE | STE 100 | BROOKLINE | MA | 024457128 | 33 POND AVE, SUITE 100 |  | BROOKLINE | MA | 024457128 | N | PRIVATE | SM80-R | BROOKHOUSE CONDOMINIUM TRUST | 6177315405 | p.hopkins@brookhousecondo.com | PETER | HOPKINS | 6177315405 | p.hopkins@brookhousecondo.com | PETER | HOPKINS | 6177315405 | p.hopkins@brookhousecondo.com | 1 | BOILER #1-CLEAVER BROOKS CB428-600 TRIPLE FUEL |  | BOILER | CLEAVER BROOKS | CB428-600 | 1967-12-01 | 2011 | 25.1 | 3 | #6 OIL | NO.6 | 923 | Residual Oil (No. 6) | 0.5 | 0.93 | 0 | E3GAL | Y | 24 | 7 | 52 | 24 | 7 | 22
1190438 | BROOKHOUSE CONDOMINIUMS |  | 33 POND AVE | STE 100 | BROOKLINE | MA | 024457128 | 33 POND AVE, SUITE 100 |  | BROOKLINE | MA | 024457128 | N | PRIVATE | SM80-R | BROOKHOUSE CONDOMINIUM TRUST | 6177315405 | p.hopkins@brookhousecondo.com | PETER | HOPKINS | 6177315405 | p.hopkins@brookhousecondo.com | PETER | HOPKINS | 6177315405 | p.hopkins@brookhousecondo.com | 2 | BOILER #2-CLEAVER BROOKS CB428-600 TRIPLE FUEL |  | BOILER | CLEAVER BROOKS | CB428-600 | 1967-12-01 | 2011 | 25.1 | 1 | #2 OIL | NO.2 | 58 | Distillate Oil (No. 2) | 0.3 | 0.1 | 0 | E3GAL | Y | 24 | 7 | 52 | 24 | 7 | 22
1190438 | BROOKHOUSE CONDOMINIUMS |  | 33 POND AVE | STE 100 | BROOKLINE | MA | 024457128 | 33 POND AVE, SUITE 100 |  | BROOKLINE | MA | 024457128 | N | PRIVATE | SM80-R | BROOKHOUSE CONDOMINIUM TRUST | 6177315405 | p.hopkins@brookhousecondo.com | PETER | HOPKINS | 6177315405 | p.hopkins@brookhousecondo.com | PETER | HOPKINS | 6177315405 | p.hopkins@brookhousecondo.com | 2 | BOILER #2-CLEAVER BROOKS CB428-600 TRIPLE FUEL |  | BOILER | CLEAVER BROOKS | CB428-600 | 1967-12-01 | 2011 | 25.1 | 2 | NATURAL GAS | NATURAL GAS | 209 | Natural Gas |  |  | 8.861 | E6FT3 | Y | 24 | 7 | 52 | 24 | 7 | 22
1190438 | BROOKHOUSE CONDOMINIUMS |  | 33 POND AVE | STE 100 | BROOKLINE | MA | 024457128 | 33 POND AVE, SUITE 100 |  | BROOKLINE | MA | 024457128 | N | PRIVATE | SM80-R | BROOKHOUSE CONDOMINIUM TRUST | 6177315405 | p.hopkins@brookhousecondo.com | PETER | HOPKINS | 6177315405 | p.hopkins@brookhousecondo.com | PETER | HOPKINS | 6177315405 | p.hopkins@brookhousecondo.com | 2 | BOILER #2-CLEAVER BROOKS CB428-600 TRIPLE FUEL |  | BOILER | CLEAVER BROOKS | CB428-600 | 1967-12-01 | 2011 | 25.1 | 3 | #6 OIL | NO.6 | 923 | Residual Oil (No. 6) | 0.5 | 0.93 | 0 | E3GAL | Y | 24 | 7 | 52 | 24 | 7 | 22
1190438 | BROOKHOUSE CONDOMINIUMS |  | 33 POND AVE | STE 100 | BROOKLINE | MA | 024457128 | 33 POND AVE, SUITE 100 |  | BROOKLINE | MA | 024457128 | N | PRIVATE | SM80-R | BROOKHOUSE CONDOMINIUM TRUST | 6177315405 | p.hopkins@brookhousecondo.com | PETER | HOPKINS | 6177315405 | p.hopkins@brookhousecondo.com | PETER | HOPKINS | 6177315405 | p.hopkins@brookhousecondo.com | 3 | BOILER #3-CLEAVER BROOKS CB428-600 TRIPLE FUEL |  | BOILER | CLEAVER BROOKS | CB428-600 | 1967-12-01 | 2011 | 25.1 | 1 | #2 OIL | NO.2 | 58 | Distillate Oil (No. 2) | 0.3 | 0.1 | 0 | E3GAL | Y | 24 | 7 | 52 | 24 | 7 | 22
1190438 | BROOKHOUSE CONDOMINIUMS |  | 33 POND AVE | STE 100 | BROOKLINE | MA | 024457128 | 33 POND AVE, SUITE 100 |  | BROOKLINE | MA | 024457128 | N | PRIVATE | SM80-R | BROOKHOUSE CONDOMINIUM TRUST | 6177315405 | p.hopkins@brookhousecondo.com | PETER | HOPKINS | 6177315405 | p.hopkins@brookhousecondo.com | PETER | HOPKINS | 6177315405 | p.hopkins@brookhousecondo.com | 3 | BOILER #3-CLEAVER BROOKS CB428-600 TRIPLE FUEL |  | BOILER | CLEAVER BROOKS | CB428-600 | 1967-12-01 | 2011 | 25.1 | 2 | NATURAL GAS | NATURAL GAS | 209 | Natural Gas |  |  | 8.861 | E6FT3 | Y | 24 | 7 | 52 | 24 | 7 | 22
1190438 | BROOKHOUSE CONDOMINIUMS |  | 33 POND AVE | STE 100 | BROOKLINE | MA | 024457128 | 33 POND AVE, SUITE 100 |  | BROOKLINE | MA | 024457128 | N | PRIVATE | SM80-R | BROOKHOUSE CONDOMINIUM TRUST | 6177315405 | p.hopkins@brookhousecondo.com | PETER | HOPKINS | 6177315405 | p.hopkins@brookhousecondo.com | PETER | HOPKINS | 6177315405 | p.hopkins@brookhousecondo.com | 3 | BOILER #3-CLEAVER BROOKS CB428-600 TRIPLE FUEL |  | BOILER | CLEAVER BROOKS | CB428-600 | 1967-12-01 | 2011 | 25.1 | 3 | #6 OIL | NO.6 | 923 | Residual Oil (No. 6) | 0.5 | 0.93 | 0 | E3GAL | Y | 24 | 7 | 52 | 24 | 7 | 22
1190438 | BROOKHOUSE CONDOMINIUMS |  | 33 POND AVE | STE 100 | BROOKLINE | MA | 024457128 | 33 POND AVE, SUITE 100 |  | BROOKLINE | MA | 024457128 | N | PRIVATE | SM80-R | BROOKHOUSE CONDOMINIUM TRUST | 6177315405 | p.hopkins@brookhousecondo.com | PETER | HOPKINS | 6177315405 | p.hopkins@brookhousecondo.com | PETER | HOPKINS | 6177315405 | p.hopkins@brookhousecondo.com | 4 | BOILER #4-CLEAVER BROOKS CB428-600 TRIPLE FUEL |  | BOILER | CLEAVER BROOKS | CB428-600 | 1967-12-01 | 2011 | 25.1 | 1 | #2 OIL | NO.2 | 58 | Distillate Oil (No. 2) | 0.3 | 0 | 0 | E3GAL | Y | 24 | 7 | 52 | 24 | 7 | 22
1190438 | BROOKHOUSE CONDOMINIUMS |  | 33 POND AVE | STE 100 | BROOKLINE | MA | 024457128 | 33 POND AVE, SUITE 100 |  | BROOKLINE | MA | 024457128 | N | PRIVATE | SM80-R | BROOKHOUSE CONDOMINIUM TRUST | 6177315405 | p.hopkins@brookhousecondo.com | PETER | HOPKINS | 6177315405 | p.hopkins@brookhousecondo.com | PETER | HOPKINS | 6177315405 | p.hopkins@brookhousecondo.com | 4 | BOILER #4-CLEAVER BROOKS CB428-600 TRIPLE FUEL |  | BOILER | CLEAVER BROOKS | CB428-600 | 1967-12-01 | 2011 | 25.1 | 2 | NATURAL GAS | NATURAL GAS | 209 | Natural Gas |  |  | 8.861 | E6FT3 | Y | 24 | 7 | 52 | 24 | 7 | 22
1190438 | BROOKHOUSE CONDOMINIUMS |  | 33 POND AVE | STE 100 | BROOKLINE | MA | 024457128 | 33 POND AVE, SUITE 100 |  | BROOKLINE | MA | 024457128 | N | PRIVATE | SM80-R | BROOKHOUSE CONDOMINIUM TRUST | 6177315405 | p.hopkins@brookhousecondo.com | PETER | HOPKINS | 6177315405 | p.hopkins@brookhousecondo.com | PETER | HOPKINS | 6177315405 | p.hopkins@brookhousecondo.com | 4 | BOILER #4-CLEAVER BROOKS CB428-600 TRIPLE FUEL |  | BOILER | CLEAVER BROOKS | CB428-600 | 1967-12-01 | 2011 | 25.1 | 3 | #6 OIL | NO.6 | 923 | Residual Oil (No. 6) | 0.5 | 0.93 | 0 | E3GAL | Y | 24 | 7 | 52 | 24 | 7 | 22
1190445 | GORTONS OF GLOUCESTER |  | 99 ROGERS ST |  | GLOUCESTER | MA | 019300000 | 127 ROGERS STREET |  | GLOUCESTER | MA | 019300000 | N | PRIVATE | NM25 | GORTONS | 9782833000 | david.gazda@gortons.com | DAVID | GAZDA | 9782818219 | david.gazda@gortons.com | DAVID | GAZDA | 9782818219 | david.gazda@gortons.com | 2 | THERMAL FLUID HEATERS #1, #2 FRIERS 1,2,3,4 - NG | 2 | THERMAL FLUID HEATER | FULTON FT-C | ST-1900-F | 2003-09-01 | 2009 | 12 | 1 | THERMAL FLUID HEATERS FULTON ST-1900-F NATURAL GAS | NATURAL GAS | 209 | Natural Gas |  |  | 13.5476 | E6FT3 | N | 24 | 6 | 52 | 24 | 6 | 22
1190445 | GORTONS OF GLOUCESTER |  | 99 ROGERS ST |  | GLOUCESTER | MA | 019300000 | 127 ROGERS STREET |  | GLOUCESTER | MA | 019300000 | N | PRIVATE | NM25 | GORTONS | 9782833000 | david.gazda@gortons.com | DAVID | GAZDA | 9782818219 | david.gazda@gortons.com | DAVID | GAZDA | 9782818219 | david.gazda@gortons.com | 5 | MAKE UP AIR UNITS (6)- VARIOUS MFG - NAT GAS | 6 | AIR MAKE UP UNIT | AEROVENT | VARIOUS | 1994-11-01 | 2009 | 14.3 | 1 | MAKE UP AIR UNITS (6)- VARIOUS MFG NATURAL GAS | NATURAL GAS | 209 | Natural Gas |  |  | 16.1443 | E6FT3 | N | 24 | 7 | 52 | 24 | 7 | 22
1190452 | GENERAL DYNAMICS C4 SYSTEMS |  | 77 A ST |  | NEEDHAM | MA | 024940000 | 400 JOHN QUINCY ADAMS ROAD |  | TAUNTON | MA | 027800000 | N | PRIVATE | SM79-R | GENERAL DYNAMICS CORPORATION | 5088804000 | JIM.GOLDRICK@GDC4S.COM | JAMES | GOLDRICK | 5088804329 | Jim.Goldrick@gdc4s.com | ERIC | CARDINAL | 5088804432 | Eric.Cardinal@gdc4s.com | 1 | BOILER #1-CLEAVER BROOKS CB663-300 #6 OIL-0.5S |  | BOILER | CLEAVER BROOKS | CB-663-300 | 1987-02-05 | 2011 | 12.553 | 1 | BOILER #1-CLEAVER BROOKS CB633-300 #6 OIL-0.5S | NO.6 | 923 | Residual Oil (No. 6) | 0.5 | 0.1 | 34.981 | E3GAL | N | 12 | 7 | 34 | 1 | 7 | 21
1190463 | WHITEHEAD INSTITUTE |  | 9 CAMBRIDGE CTR |  | CAMBRIDGE | MA | 021420000 | 9 CAMBRIDGE CTR |  | CAMBRIDGE | MA | 021421479 | N | PRIVATE | NM25 | WHITEHEAD INSTITUTE | 6175551212 | csouza@wi.mit.edu | LIZ | GROSS | 6173242028 | lizgross@wi.mit.edu | LIZ | GROSS | 6173242028 | lizgross@wi.mit.edu | 1 | BOILER #1-CLEAVER BROOKS CB700-250 10.46 MMBTU/HR |  | BOILER | CLEAVER BROOKS | CB-700-250-15 | 1983-07-17 | 2011 | 10.46 | 1 | BOILER #1-CLEAVER BROOKS CB700-250 NATURAL GAS | NATURAL GAS | 209 | Natural Gas |  |  | 15.43 | E6FT3 | N | 12 | 3 | 52 | 12 | 3 | 22
1190463 | WHITEHEAD INSTITUTE |  | 9 CAMBRIDGE CTR |  | CAMBRIDGE | MA | 021420000 | 9 CAMBRIDGE CTR |  | CAMBRIDGE | MA | 021421479 | N | PRIVATE | NM25 | WHITEHEAD INSTITUTE | 6175551212 | csouza@wi.mit.edu | LIZ | GROSS | 6173242028 | lizgross@wi.mit.edu | LIZ | GROSS | 6173242028 | lizgross@wi.mit.edu | 2 | BOILER #2-CLEAVER BROOKS CB700-250 10.46 MMBTU/HR |  | BOILER | CLEAVER BROOKS | CB-700-250-15 | 1983-07-25 | 2011 | 10.46 | 1 | BOILER #2-CLEAVER BROOKS CB700-250 NATURAL GAS | NATURAL GAS | 209 | Natural Gas |  |  | 15.43 | E6FT3 | N | 12 | 3 | 52 | 12 | 3 | 22
1190463 | WHITEHEAD INSTITUTE |  | 9 CAMBRIDGE CTR |  | CAMBRIDGE | MA | 021420000 | 9 CAMBRIDGE CTR |  | CAMBRIDGE | MA | 021421479 | N | PRIVATE | NM25 | WHITEHEAD INSTITUTE | 6175551212 | csouza@wi.mit.edu | LIZ | GROSS | 6173242028 | lizgross@wi.mit.edu | LIZ | GROSS | 6173242028 | lizgross@wi.mit.edu | 4 | BOILER #4-CLEAVER BROOKS CB700-250 10.46 MMBTU/HR |  | BOILER | CLEAVER BROOKS | CB-700-250-15 | 1995-02-07 | 2011 | 10.46 | 1 | BOILER #4-CLEAVER BROOKS CB700-250 NATURAL GAS | NATURAL GAS | 209 | Natural Gas |  |  | 15.43 | E6FT3 | N | 4 | 1 | 52 | 4 | 1 | 22
1190471 | NOVA BIOMEDICAL |  | 200 PROSPECT ST |  | WALTHAM | MA | 024540000 | 200 PROSPECT ST |  | WALTHAM | MA | 024540000 | N | PRIVATE | NM99 | NOVA BIOMEDICAL | 7818940800 | LACCOMANDO@NOVABIO.COM | LEN | ACCOMANDO | 7816473700 | LACCOMANDO@NOVABIO.COM | LEN | ACCOMANDO | 7816473700X204 | LACCOMANDO@NOVABIO.COM | 1 | BOILER #1 - CLEAVER BROOKS |  | BOILER | CLEAVER BROOKS | CB-600-250 | 1948-01-01 | 2011 | 10 | 2 | #2 FUEL OIL | NO.2 | 58 | Distillate Oil (No. 2) | 0.0001 |  | 32.956 | E3GAL | N | 24 | 7 | 39 | 8 | 7 | 5
1190478 | WINTHROP COVE REALTY TRUST | FKA WINTHROP COMMUNITY HEALTH CENTER | 495 PLEASANT ST |  | WINTHROP | MA | 021520000 | 197 PORTLAND ST | STE 6 | BOSTON | MA | 021140000 | N | PRIVATE | NM25 | WINTHROP COVE REALTY TRUST | 6172420080 | tina@sttefn.com | MATT | MCNAMARA | 6178923418 | mattlmcnamara@gmail.com | TINA | BREZINSKI | 6175395000 | tina@statefn.com | 3 | BOILER 5 |  | BOILER | CLEAVER BROOKS | CB.200-250 | 1982-01-01 | 2008 | 11 | 1 | NO 2 OIL | NO.2 | 58 | Distillate Oil (No. 2) | 0.3 | 0 | 10 | E3GAL | N | 24 | 7 | 26 | 0 | 0 | 0
1190484 | EXXON MOBIL OIL CORPORATION |  | 52 BEACHAM ST |  | EVERETT | MA | 021490000 | 52 BEACHAM STREET |  | EVERETT | MA | 021490000 | N | PRIVATE | OP3 | EXXON MOBIL OIL CORP | 6173812800 | gregory.j.ferrone@exxonmobil.com | GREGORY | FERRONE | 6173812800 | gregory.j.ferrone@exxonmobil.com | MICHAEL | BUTLER | 6173812872 | michael.k.butler@exxonmobil.com | 71 | DISTILLATE BOILER |  | BOILER | UNKNOWN | UNKNOWN | 1995-01-01 | 2011 | 10 | 1 | DISTILLATE OIL #2 | NO.2 | 58 | Distillate Oil (No. 2) | 0.1 | 0 | 10.789 | E3GAL | N | 5 | 1 | 52 | 5 | 1 | 20
1190491 | BRAINTREE ELECTRIC |  | 100 POTTER RD |  | BRAINTREE | MA | 021840000 | 100 POTTER ROAD |  | BRAINTREE | MA | 021840000 | Y | UTILITY | OP7.5 | BRAINTREE ELECTRIC | 7813481118 | ccoyne@beld.com | CHARLES | COYNE | 7813481118 | ccoyne@beld.com | CHARLES | COYNE | 7813481118 | ccoyne@beld.com | 3 | TURBINE #1-ASEA BROWN BOVERI 11D DUAL FUEL |  | COMBUSTION TURBINE | ABB | 11D | 1977-04-01 | 2011 | 975.5 | 1 | TURBINE #1-ASEA BROWN BOVERI 11D #2 OIL 0.15S | DIESEL | 44 | DIESEL | 0.0015 | 0 | 0 | E3GAL | N | 9 | 2 | 9 | 10 | 2 | 5
1190491 | BRAINTREE ELECTRIC |  | 100 POTTER RD |  | BRAINTREE | MA | 021840000 | 100 POTTER ROAD |  | BRAINTREE | MA | 021840000 | Y | UTILITY | OP7.5 | BRAINTREE ELECTRIC | 7813481118 | ccoyne@beld.com | CHARLES | COYNE | 7813481118 | ccoyne@beld.com | CHARLES | COYNE | 7813481118 | ccoyne@beld.com | 3 | TURBINE #1-ASEA BROWN BOVERI 11D DUAL FUEL |  | COMBUSTION TURBINE | ABB | 11D | 1977-04-01 | 2011 | 975.5 | 2 | TURBINE #1-ASEA BROWN BOVERI 11D NATURAL GAS | NATURAL GAS | 209 | Natural Gas |  |  | 89.2 | E6FT3 | N | 9 | 2 | 9 | 10 | 2 | 5
1190491 | BRAINTREE ELECTRIC |  | 100 POTTER RD |  | BRAINTREE | MA | 021840000 | 100 POTTER ROAD |  | BRAINTREE | MA | 021840000 | Y | UTILITY | OP7.5 | BRAINTREE ELECTRIC | 7813481118 | ccoyne@beld.com | CHARLES | COYNE | 7813481118 | ccoyne@beld.com | CHARLES | COYNE | 7813481118 | ccoyne@beld.com | 5 | FAIRBANKS MORSE DIESEL ENGINE |  | ENGINE | FAIRBANKS MORSE | 38TD8 | 1962-11-01 | 2011 | 24 | 1 | GENERATOR #1-FAIRBANKS MORSE #2 OIL 0.15S | DIESEL | 44 | DIESEL | 0.0015 | 0 | 3.065 | E3GAL | N | 3 | 1 | 7 | 5 | 1 | 4
1190491 | BRAINTREE ELECTRIC |  | 100 POTTER RD |  | BRAINTREE | MA | 021840000 | 100 POTTER ROAD |  | BRAINTREE | MA | 021840000 | Y | UTILITY | OP7.5 | BRAINTREE ELECTRIC | 7813481118 | ccoyne@beld.com | CHARLES | COYNE | 7813481118 | ccoyne@beld.com | CHARLES | COYNE | 7813481118 | ccoyne@beld.com | 13 | WATSON UNIT 1 (EU 4) |  | COMBUSTION TURBINE | ROLLS ROYCE | TRENT 60 | 2008-04-15 | 2011 | 546 | 1 | WATSON UNIT 1 NATURAL GAS | NATURAL GAS | 209 | Natural Gas |  |  | 258101 | E6BTU | N | 5 | 3 | 45 | 6 | 3 | 16
1190491 | BRAINTREE ELECTRIC |  | 100 POTTER RD |  | BRAINTREE | MA | 021840000 | 100 POTTER ROAD |  | BRAINTREE | MA | 021840000 | Y | UTILITY | OP7.5 | BRAINTREE ELECTRIC | 7813481118 | ccoyne@beld.com | CHARLES | COYNE | 7813481118 | ccoyne@beld.com | CHARLES | COYNE | 7813481118 | ccoyne@beld.com | 13 | WATSON UNIT 1 (EU 4) |  | COMBUSTION TURBINE | ROLLS ROYCE | TRENT 60 | 2008-04-15 | 2011 | 546 | 2 | ULTRA LOW SULFUR DIESEL | DIESEL | 44 | DIESEL | 0.0015 |  | 13.65 | E3GAL | N | 5 | 3 | 45 | 6 | 3 | 16
1190491 | BRAINTREE ELECTRIC |  | 100 POTTER RD |  | BRAINTREE | MA | 021840000 | 100 POTTER ROAD |  | BRAINTREE | MA | 021840000 | Y | UTILITY | OP7.5 | BRAINTREE ELECTRIC | 7813481118 | ccoyne@beld.com | CHARLES | COYNE | 7813481118 | ccoyne@beld.com | CHARLES | COYNE | 7813481118 | ccoyne@beld.com | 14 | WATSON UNIT 2 (EU 5) |  | COMBUSTION TURBINE | ROLLS ROYCE | TRENT 60 | 2008-04-15 | 2011 | 546 | 1 | WATSON UNIT 2 NATURAL GAS | NATURAL GAS | 209 | Natural Gas |  |  | 224308 | E6BTU | N | 5 | 3 | 42 | 5 | 3 | 15
1190491 | BRAINTREE ELECTRIC |  | 100 POTTER RD |  | BRAINTREE | MA | 021840000 | 100 POTTER ROAD |  | BRAINTREE | MA | 021840000 | Y | UTILITY | OP7.5 | BRAINTREE ELECTRIC | 7813481118 | ccoyne@beld.com | CHARLES | COYNE | 7813481118 | ccoyne@beld.com | CHARLES | COYNE | 7813481118 | ccoyne@beld.com | 14 | WATSON UNIT 2 (EU 5) |  | COMBUSTION TURBINE | ROLLS ROYCE | TRENT 60 | 2008-04-15 | 2011 | 546 | 2 | ULTRA LOW SULFUR DIESEL | DIESEL | 44 | DIESEL | 0.0015 |  | 13.4 | E3GAL | N | 5 | 3 | 42 | 5 | 3 | 15
1190495 | BOSTON GAS LYNN LNG | FKA KEYSPAN ENERGY DELIVERY LYNN LNG | 255 BLOSSOM ST |  | LYNN | MA | 019010000 | 40 SYLVAN ROAD |  | WALTHAM | MA | 024511120 | N | UTILITY | SM25 | BOSTON GAS D/B/A NATIONAL GRID | 7819073645 | ezra.mccarthy@nationalgrid.com | ROBERT | TEETZ | 5165452577 | Robert.Teetz@nationalgrid.com | EZRA | MCCARTHY | 7819073645 | ezra.mccarthy@nationalgrid.com | 1 | TRANE THERMAL #2430 VAPORIZER #1720A -NATURAL GAS |  | BOILER | TRANE THERMAL VAPORIZER | #2430 | 1972-01-01 | 2011 | 20.5 | 1 | VAPORIZER #1720A-TRANE THERMAL #2430 NATURAL GAS | NATURAL GAS | 209 | Natural Gas |  |  | 2.0541 | E6FT3 | N | 4 | 4 | 4 | 0 | 0 | 0
1190495 | BOSTON GAS LYNN LNG | FKA KEYSPAN ENERGY DELIVERY LYNN LNG | 255 BLOSSOM ST |  | LYNN | MA | 019010000 | 40 SYLVAN ROAD |  | WALTHAM | MA | 024511120 | N | UTILITY | SM25 | BOSTON GAS D/B/A NATIONAL GRID | 7819073645 | ezra.mccarthy@nationalgrid.com | ROBERT | TEETZ | 5165452577 | Robert.Teetz@nationalgrid.com | EZRA | MCCARTHY | 7819073645 | ezra.mccarthy@nationalgrid.com | 3 | TRANE THERMALVAPORIZER #1720C- #2430 NATURAL GAS |  | BOILER | TRANE-THERMAL | 2430 | 1972-01-01 | 2011 | 20 | 1 | VAPORIZER #1720C-TRANE THERMAL #2430 NATURAL GAS | NATURAL GAS | 209 | Natural Gas |  |  | 2.0541 | E6FT3 | N | 4 | 4 | 4 | 0 | 0 | 0
1190495 | BOSTON GAS LYNN LNG | FKA KEYSPAN ENERGY DELIVERY LYNN LNG | 255 BLOSSOM ST |  | LYNN | MA | 019010000 | 40 SYLVAN ROAD |  | WALTHAM | MA | 024511120 | N | UTILITY | SM25 | BOSTON GAS D/B/A NATIONAL GRID | 7819073645 | ezra.mccarthy@nationalgrid.com | ROBERT | TEETZ | 5165452577 | Robert.Teetz@nationalgrid.com | EZRA | MCCARTHY | 7819073645 | ezra.mccarthy@nationalgrid.com | 14 | SELAS SUB-X 24-30 SCV - UNIT B - EU3 |  | BOILER | SELAS | SUB-X 24-30 SCV | 2011-01-13 | 2011 | 21.8 | 1 | NATURAL GAS | NATURAL GAS | 209 | Natural Gas |  |  | 2.0541 | E6FT3 | N | 24 | 7 | 13 | 0 | 0 | 0
1190495 | BOSTON GAS LYNN LNG | FKA KEYSPAN ENERGY DELIVERY LYNN LNG | 255 BLOSSOM ST |  | LYNN | MA | 019010000 | 40 SYLVAN ROAD |  | WALTHAM | MA | 024511120 | N | UTILITY | SM25 | BOSTON GAS D/B/A NATIONAL GRID | 7819073645 | ezra.mccarthy@nationalgrid.com | ROBERT | TEETZ | 5165452577 | Robert.Teetz@nationalgrid.com | EZRA | MCCARTHY | 7819073645 | ezra.mccarthy@nationalgrid.com | 15 | SELAS SUB-X 24-30 SCV - UNIT D - EU4 |  | BOILER | SELAS | SUB-X 24-30 SCV | 2009-12-12 | 2011 | 21.8 | 1 | NATURAL GAS | NATURAL GAS | 209 | Natural Gas |  |  | 2.0541 | E6FT3 | N | 24 | 7 | 13 | 0 | 0 | 0
1190497 | TWIN RIVERS TECHNOLOGIES MANUFACTURING C | FKA TWIN RIVERS TECHNOLOGIES QUINCY LLC | 780 WASHINGTON ST |  | QUINCY | MA | 021690000 | 780 WASHINGTON ST |  | QUINCY | MA | 021690000 | N | PRIVATE | OP6 | TWIN RIVERS TECHNOLOGIES, US INC. | 6174729200X4284 | Scott.Chatlin@trtlp.com | SCOTT | CHATLIN | 6174729200 | Scott.Chatlin@trtlp.com | MICHAEL | GLINSKI | 6174729200X4284 | mike.glinski@trtlp.com | 1 | BOILER #1-COMB ENG 25-A-12 |  | BOILER | COMBUSTION ENGINEERING | 25-A-12 | 1977-01-06 | 2011 | 91 | 1 | BOILER 1-COMB ENGINEERING 25-A-12 6 OIL-1S | NO.6 | 923 | Residual Oil (No. 6) | 1 | 1 | 1367 | E3GAL | N | 24 | 7 | 50 | 24 | 7 | 21
1190497 | TWIN RIVERS TECHNOLOGIES MANUFACTURING C | FKA TWIN RIVERS TECHNOLOGIES QUINCY LLC | 780 WASHINGTON ST |  | QUINCY | MA | 021690000 | 780 WASHINGTON ST |  | QUINCY | MA | 021690000 | N | PRIVATE | OP6 | TWIN RIVERS TECHNOLOGIES, US INC. | 6174729200X4284 | Scott.Chatlin@trtlp.com | SCOTT | CHATLIN | 6174729200 | Scott.Chatlin@trtlp.com | MICHAEL | GLINSKI | 6174729200X4284 | mike.glinski@trtlp.com | 1 | BOILER #1-COMB ENG 25-A-12 |  | BOILER | COMBUSTION ENGINEERING | 25-A-12 | 1977-01-06 | 2011 | 91 | 2 | BOILER 1-COMB ENGINEERING 25-A-12 2 OIL-0.3S | NO.2 | 58 | Distillate Oil (No. 2) | 0.3 | 0 | 12 | E3GAL | N | 24 | 7 | 50 | 24 | 7 | 21
1190497 | TWIN RIVERS TECHNOLOGIES MANUFACTURING C | FKA TWIN RIVERS TECHNOLOGIES QUINCY LLC | 780 WASHINGTON ST |  | QUINCY | MA | 021690000 | 780 WASHINGTON ST |  | QUINCY | MA | 021690000 | N | PRIVATE | OP6 | TWIN RIVERS TECHNOLOGIES, US INC. | 6174729200X4284 | Scott.Chatlin@trtlp.com | SCOTT | CHATLIN | 6174729200 | Scott.Chatlin@trtlp.com | MICHAEL | GLINSKI | 6174729200X4284 | mike.glinski@trtlp.com | 1 | BOILER #1-COMB ENG 25-A-12 |  | BOILER | COMBUSTION ENGINEERING | 25-A-12 | 1977-01-06 | 2011 | 91 | 3 | BOILER 1-COM ENGINEERING 25-A-12 NOB | LIQUID WASTE | 177 | Liquid Waste | 0.0093 | 0 | 3625 | E3GAL | N | 24 | 7 | 50 | 24 | 7 | 21
1190497 | TWIN RIVERS TECHNOLOGIES MANUFACTURING C | FKA TWIN RIVERS TECHNOLOGIES QUINCY LLC | 780 WASHINGTON ST |  | QUINCY | MA | 021690000 | 780 WASHINGTON ST |  | QUINCY | MA | 021690000 | N | PRIVATE | OP6 | TWIN RIVERS TECHNOLOGIES, US INC. | 6174729200X4284 | Scott.Chatlin@trtlp.com | SCOTT | CHATLIN | 6174729200 | Scott.Chatlin@trtlp.com | MICHAEL | GLINSKI | 6174729200X4284 | mike.glinski@trtlp.com | 2 | BOILER 2 - BABCOCK+WILCOX FM 6 OIL |  | BOILER | BABCOCK & WILCOX | 1304 | 1977-01-06 | 2011 | 45 | 1 | NO. 6 OIL | NO.6 | 923 | Residual Oil (No. 6) | 1 | 1 | 324 | E3GAL | N | 24 | 7 | 50 | 24 | 7 | 22
1190497 | TWIN RIVERS TECHNOLOGIES MANUFACTURING C | FKA TWIN RIVERS TECHNOLOGIES QUINCY LLC | 780 WASHINGTON ST |  | QUINCY | MA | 021690000 | 780 WASHINGTON ST |  | QUINCY | MA | 021690000 | N | PRIVATE | OP6 | TWIN RIVERS TECHNOLOGIES, US INC. | 6174729200X4284 | Scott.Chatlin@trtlp.com | SCOTT | CHATLIN | 6174729200 | Scott.Chatlin@trtlp.com | MICHAEL | GLINSKI | 6174729200X4284 | mike.glinski@trtlp.com | 2 | BOILER 2 - BABCOCK+WILCOX FM 6 OIL |  | BOILER | BABCOCK & WILCOX | 1304 | 1977-01-06 | 2011 | 45 | 2 | BOILER 2 - BABCOCK WILCOX FM 2 OIL-0.3S | NO.2 | 58 | Distillate Oil (No. 2) | 0.3 | 0 | 3 | E3GAL | N | 24 | 7 | 50 | 24 | 7 | 22
1190497 | TWIN RIVERS TECHNOLOGIES MANUFACTURING C | FKA TWIN RIVERS TECHNOLOGIES QUINCY LLC | 780 WASHINGTON ST |  | QUINCY | MA | 021690000 | 780 WASHINGTON ST |  | QUINCY | MA | 021690000 | N | PRIVATE | OP6 | TWIN RIVERS TECHNOLOGIES, US INC. | 6174729200X4284 | Scott.Chatlin@trtlp.com | SCOTT | CHATLIN | 6174729200 | Scott.Chatlin@trtlp.com | MICHAEL | GLINSKI | 6174729200X4284 | mike.glinski@trtlp.com | 2 | BOILER 2 - BABCOCK+WILCOX FM 6 OIL |  | BOILER | BABCOCK & WILCOX | 1304 | 1977-01-06 | 2011 | 45 | 3 | BOILER 2 - BABCOCK WILCOX FM NOB | FUEL | 124 | Fuel | 0.093 | 0 | 756 | E3GAL | N | 24 | 7 | 50 | 24 | 7 | 22
1190497 | TWIN RIVERS TECHNOLOGIES MANUFACTURING C | FKA TWIN RIVERS TECHNOLOGIES QUINCY LLC | 780 WASHINGTON ST |  | QUINCY | MA | 021690000 | 780 WASHINGTON ST |  | QUINCY | MA | 021690000 | N | PRIVATE | OP6 | TWIN RIVERS TECHNOLOGIES, US INC. | 6174729200X4284 | Scott.Chatlin@trtlp.com | SCOTT | CHATLIN | 6174729200 | Scott.Chatlin@trtlp.com | MICHAEL | GLINSKI | 6174729200X4284 | mike.glinski@trtlp.com | 23 | CLAYTON STEAM GENERATOR |  | BOILER | CLAYTON INDUSTRIES | E-505-9.5-FRG-HO | 2007-11-01 | 2011 | 20.154 | 1 | 2 OIL | NO.2 | 58 | Distillate Oil (No. 2) | 0.3 | 0 | 9 | E3GAL | N | 5 | 1 | 8 | 0 | 0 | 0
1190497 | TWIN RIVERS TECHNOLOGIES MANUFACTURING C | FKA TWIN RIVERS TECHNOLOGIES QUINCY LLC | 780 WASHINGTON ST |  | QUINCY | MA | 021690000 | 780 WASHINGTON ST |  | QUINCY | MA | 021690000 | N | PRIVATE | OP6 | TWIN RIVERS TECHNOLOGIES, US INC. | 6174729200X4284 | Scott.Chatlin@trtlp.com | SCOTT | CHATLIN | 6174729200 | Scott.Chatlin@trtlp.com | MICHAEL | GLINSKI | 6174729200X4284 | mike.glinski@trtlp.com | 23 | CLAYTON STEAM GENERATOR |  | BOILER | CLAYTON INDUSTRIES | E-505-9.5-FRG-HO | 2007-11-01 | 2011 | 20.154 | 2 | NATURAL OIL BYPRODUCT - NOB | WASTE OIL | 2 | WASTE OIL | 0 |  | 0 | E3GAL | N | 5 | 1 | 8 | 0 | 0 | 0
1190498 | MASSACHUSETTS GENERAL HOSPITAL |  | 30 BLOSSOM ST | 55 FRUIT STREET | BOSTON | MA | 021140000 | MASSACHUSETTS GENERAL HOSPITAL | 55 FRUIT STREET, WEH/BA RM019 | BOSTON | MA | 021140000 | N | PRIVATE | SM80-R | MASSACHUSETTS GENERAL HOSPITAL | 6177262425 | rcastaldo@partners.org | ROBERT | CASTALDO | 6177262425 | rcastaldo@partners.org | ROBERT | CASTALDO | 6177262425 | rcastaldo@partners.org | 1 | 7 EMERGENCY GENERATORS AND 2 FIRE PUMPS ULSD |  | MISC. DIESEL ENGINES | CAT, CUMMINS, DETROIT DIESEL | MISC | 1990-01-01 | 2011 | 71.88 | 1 | ULSD | DIESEL | 44 | DIESEL | 0 | 0 | 6.656 | E3GAL | N | 1 | 1 | 52 | 1 | 1 | 5
1190498 | MASSACHUSETTS GENERAL HOSPITAL |  | 30 BLOSSOM ST | 55 FRUIT STREET | BOSTON | MA | 021140000 | MASSACHUSETTS GENERAL HOSPITAL | 55 FRUIT STREET, WEH/BA RM019 | BOSTON | MA | 021140000 | N | PRIVATE | SM80-R | MASSACHUSETTS GENERAL HOSPITAL | 6177262425 | rcastaldo@partners.org | ROBERT | CASTALDO | 6177262425 | rcastaldo@partners.org | ROBERT | CASTALDO | 6177262425 | rcastaldo@partners.org | 10 | WHITE BUILDING EMERGENCY GENERATOR (WANG ROOF) |  | ENGINE | CATERPILLAR | 3512A | 1997-07-01 | 2011 | 12.348 | 1 | ULSD | DIESEL | 44 | DIESEL | 0 | 0 | 1.536 | E3GAL | N | 1 | 1 | 12 | 1 | 1 | 5
1190498 | MASSACHUSETTS GENERAL HOSPITAL |  | 30 BLOSSOM ST | 55 FRUIT STREET | BOSTON | MA | 021140000 | MASSACHUSETTS GENERAL HOSPITAL | 55 FRUIT STREET, WEH/BA RM019 | BOSTON | MA | 021140000 | N | PRIVATE | SM80-R | MASSACHUSETTS GENERAL HOSPITAL | 6177262425 | rcastaldo@partners.org | ROBERT | CASTALDO | 6177262425 | rcastaldo@partners.org | ROBERT | CASTALDO | 6177262425 | rcastaldo@partners.org | 11 | YAWKEY CENTER EMERGENCY GENERATOR |  | ENGINE | CATERPILLAR | 3512DITA | 2004-10-01 | 2011 | 12.488 | 1 | ULSD | DIESEL | 44 | DIESEL | 0 | 0 | 1.16 | E3GAL | N | 1 | 1 | 12 | 1 | 1 | 5
1190498 | MASSACHUSETTS GENERAL HOSPITAL |  | 30 BLOSSOM ST | 55 FRUIT STREET | BOSTON | MA | 021140000 | MASSACHUSETTS GENERAL HOSPITAL | 55 FRUIT STREET, WEH/BA RM019 | BOSTON | MA | 021140000 | N | PRIVATE | SM80-R | MASSACHUSETTS GENERAL HOSPITAL | 6177262425 | rcastaldo@partners.org | ROBERT | CASTALDO | 6177262425 | rcastaldo@partners.org | ROBERT | CASTALDO | 6177262425 | rcastaldo@partners.org | 13 | LUNDER BUILDING EMERGENCY GENERATORS (3) | 3 | ENGINE | CATERPILLAR | 3516 DITA | 2011-07-15 | 2011 | 19.6 | 1 | ULSD | DIESEL | 44 | DIESEL | 0 | 0 | 4.368 | E3GAL | N | 1 | 1 | 12 | 1 | 1 | 5
1190499 | USAF HANSCOM AFB 66 ABG/CEV |  | 72 DOW ST | BLDG 1825 | HANSCOM AFB | MA | 017310000 | 72 DOW STREET | BUILDING 1825 | HANSCOM AFB | MA | 017311910 | N | FEDERAL | OP6 | UNITED STATES AIR FORCE | 7812256142 | DONALD.MORRIS@HANSCOM.AF.MIL | THOMAS | SCHLUCKEBIER | 7812252999 | Thomas.Schluckebier@hanscom.af.mil | ROBERT | SPELFOGEL | 7812256145 | Robert.Spelfogel@hanscom.af.mil | 1 | BOILER #1-KELLER #NB3833 DUAL FUEL 49.15 MMBTU/HR |  | BOILER | KEELER | NB3833 | 1987-09-01 | 2011 | 49.15 | 1 | BOILER NO.1 KEELER #NB383 #6 OIL-1PCT.S | NO.6 | 923 | Residual Oil (No. 6) | 1 | 0.1 | 3.189 | E3GAL | N | 24 | 7 | 25 | 24 | 7 | 21
1190499 | USAF HANSCOM AFB 66 ABG/CEV |  | 72 DOW ST | BLDG 1825 | HANSCOM AFB | MA | 017310000 | 72 DOW STREET | BUILDING 1825 | HANSCOM AFB | MA | 017311910 | N | FEDERAL | OP6 | UNITED STATES AIR FORCE | 7812256142 | DONALD.MORRIS@HANSCOM.AF.MIL | THOMAS | SCHLUCKEBIER | 7812252999 | Thomas.Schluckebier@hanscom.af.mil | ROBERT | SPELFOGEL | 7812256145 | Robert.Spelfogel@hanscom.af.mil | 1 | BOILER #1-KELLER #NB3833 DUAL FUEL 49.15 MMBTU/HR |  | BOILER | KEELER | NB3833 | 1987-09-01 | 2011 | 49.15 | 2 | BOILER #1-KELLER #NB3833 NATURAL GAS | NATURAL GAS | 209 | Natural Gas |  |  | 158.45 | E6FT3 | N | 24 | 7 | 25 | 24 | 7 | 21
1190499 | USAF HANSCOM AFB 66 ABG/CEV |  | 72 DOW ST | BLDG 1825 | HANSCOM AFB | MA | 017310000 | 72 DOW STREET | BUILDING 1825 | HANSCOM AFB | MA | 017311910 | N | FEDERAL | OP6 | UNITED STATES AIR FORCE | 7812256142 | DONALD.MORRIS@HANSCOM.AF.MIL | THOMAS | SCHLUCKEBIER | 7812252999 | Thomas.Schluckebier@hanscom.af.mil | ROBERT | SPELFOGEL | 7812256145 | Robert.Spelfogel@hanscom.af.mil | 2 | BOILER #2-ERIE CITY #NB14518 DUAL FUEL 49.15 MMBT |  | BOILER | ERIE CITY | NB14518 | 1987-09-01 | 2011 | 49.15 | 1 | BOILER NO.2-ERIE CITY NB14518 NO.6 OIL-1PCT. S | NO.6 | 923 | Residual Oil (No. 6) | 1 | 0.1 | 417.938 | E3GAL | N | 24 | 7 | 35 | 24 | 7 | 22
1190499 | USAF HANSCOM AFB 66 ABG/CEV |  | 72 DOW ST | BLDG 1825 | HANSCOM AFB | MA | 017310000 | 72 DOW STREET | BUILDING 1825 | HANSCOM AFB | MA | 017311910 | N | FEDERAL | OP6 | UNITED STATES AIR FORCE | 7812256142 | DONALD.MORRIS@HANSCOM.AF.MIL | THOMAS | SCHLUCKEBIER | 7812252999 | Thomas.Schluckebier@hanscom.af.mil | ROBERT | SPELFOGEL | 7812256145 | Robert.Spelfogel@hanscom.af.mil | 2 | BOILER #2-ERIE CITY #NB14518 DUAL FUEL 49.15 MMBT |  | BOILER | ERIE CITY | NB14518 | 1987-09-01 | 2011 | 49.15 | 2 | BOILER #2-ERIE CITY #NB14518 NATURAL GAS | NATURAL GAS | 209 | Natural Gas |  |  | 38.22 | E6FT3 | N | 24 | 7 | 35 | 24 | 7 | 22
1190499 | USAF HANSCOM AFB 66 ABG/CEV |  | 72 DOW ST | BLDG 1825 | HANSCOM AFB | MA | 017310000 | 72 DOW STREET | BUILDING 1825 | HANSCOM AFB | MA | 017311910 | N | FEDERAL | OP6 | UNITED STATES AIR FORCE | 7812256142 | DONALD.MORRIS@HANSCOM.AF.MIL | THOMAS | SCHLUCKEBIER | 7812252999 | Thomas.Schluckebier@hanscom.af.mil | ROBERT | SPELFOGEL | 7812256145 | Robert.Spelfogel@hanscom.af.mil | 3 | BOILER #3-ERIE CITY #NB14517 DUAL FUEL 49.15 MMBT |  | BOILER | ERIE CITY | NB14517 | 1987-09-01 | 2011 | 49.15 | 1 | BOILER NO.3-ERIE CITY NO.NB14517 N0.6 OIL-1PCTS | NO.6 | 923 | Residual Oil (No. 6) | 1 | 0.1 | 390.437 | E3GAL | N | 24 | 7 | 34 | 24 | 7 | 22
1190499 | USAF HANSCOM AFB 66 ABG/CEV |  | 72 DOW ST | BLDG 1825 | HANSCOM AFB | MA | 017310000 | 72 DOW STREET | BUILDING 1825 | HANSCOM AFB | MA | 017311910 | N | FEDERAL | OP6 | UNITED STATES AIR FORCE | 7812256142 | DONALD.MORRIS@HANSCOM.AF.MIL | THOMAS | SCHLUCKEBIER | 7812252999 | Thomas.Schluckebier@hanscom.af.mil | ROBERT | SPELFOGEL | 7812256145 | Robert.Spelfogel@hanscom.af.mil | 3 | BOILER #3-ERIE CITY #NB14517 DUAL FUEL 49.15 MMBT |  | BOILER | ERIE CITY | NB14517 | 1987-09-01 | 2011 | 49.15 | 2 | BOILER NO.3-ERIE CITY #NB14517 NATURAL GAS | NATURAL GAS | 209 | Natural Gas |  |  | 63.89 | E6FT3 | N | 24 | 7 | 34 | 24 | 7 | 22
1190499 | USAF HANSCOM AFB 66 ABG/CEV |  | 72 DOW ST | BLDG 1825 | HANSCOM AFB | MA | 017310000 | 72 DOW STREET | BUILDING 1825 | HANSCOM AFB | MA | 017311910 | N | FEDERAL | OP6 | UNITED STATES AIR FORCE | 7812256142 | DONALD.MORRIS@HANSCOM.AF.MIL | THOMAS | SCHLUCKEBIER | 7812252999 | Thomas.Schluckebier@hanscom.af.mil | ROBERT | SPELFOGEL | 7812256145 | Robert.Spelfogel@hanscom.af.mil | 4 | BOILER #4-ERIE CITY #NB14516 DUAL FUEL 49.15 MMBTU |  | BOILER | ERIE CITY | NB14516 | 1987-09-01 | 2011 | 49.15 | 1 | BOILER #4-ERIE CITY #NB14516 #6 OIL-1PCT.S | NO.6 | 923 | Residual Oil (No. 6) | 1 | 0.1 | 124.775 | E3GAL | N | 24 | 7 | 43 | 24 | 7 | 22
1190499 | USAF HANSCOM AFB 66 ABG/CEV |  | 72 DOW ST | BLDG 1825 | HANSCOM AFB | MA | 017310000 | 72 DOW STREET | BUILDING 1825 | HANSCOM AFB | MA | 017311910 | N | FEDERAL | OP6 | UNITED STATES AIR FORCE | 7812256142 | DONALD.MORRIS@HANSCOM.AF.MIL | THOMAS | SCHLUCKEBIER | 7812252999 | Thomas.Schluckebier@hanscom.af.mil | ROBERT | SPELFOGEL | 7812256145 | Robert.Spelfogel@hanscom.af.mil | 4 | BOILER #4-ERIE CITY #NB14516 DUAL FUEL 49.15 MMBTU |  | BOILER | ERIE CITY | NB14516 | 1987-09-01 | 2011 | 49.15 | 2 | BOILER #4-ERIE CITY #NB14516 NATURAL GAS | NATURAL GAS | 209 | Natural Gas |  |  | 122.57 | E6FT3 | N | 24 | 7 | 43 | 24 | 7 | 22
1190499 | USAF HANSCOM AFB 66 ABG/CEV |  | 72 DOW ST | BLDG 1825 | HANSCOM AFB | MA | 017310000 | 72 DOW STREET | BUILDING 1825 | HANSCOM AFB | MA | 017311910 | N | FEDERAL | OP6 | UNITED STATES AIR FORCE | 7812256142 | DONALD.MORRIS@HANSCOM.AF.MIL | THOMAS | SCHLUCKEBIER | 7812252999 | Thomas.Schluckebier@hanscom.af.mil | ROBERT | SPELFOGEL | 7812256145 | Robert.Spelfogel@hanscom.af.mil | 5 | SMALL BOILERS+SPACE HEATERS - NATURAL GAS | 57 | BOILER | VARIOUS | VARIOUS | 1990-01-01 | 2011 | 20.44 | 2 | SMALL UNITS #2-36 HEATING BLRS #1438 NATURAL GAS | NATURAL GAS | 209 | Natural Gas |  |  | 79.98 | E6FT3 | N | 24 | 7 | 42 | 24 | 7 | 10
1190499 | USAF HANSCOM AFB 66 ABG/CEV |  | 72 DOW ST | BLDG 1825 | HANSCOM AFB | MA | 017310000 | 72 DOW STREET | BUILDING 1825 | HANSCOM AFB | MA | 017311910 | N | FEDERAL | OP6 | UNITED STATES AIR FORCE | 7812256142 | DONALD.MORRIS@HANSCOM.AF.MIL | THOMAS | SCHLUCKEBIER | 7812252999 | Thomas.Schluckebier@hanscom.af.mil | ROBERT | SPELFOGEL | 7812256145 | Robert.Spelfogel@hanscom.af.mil | 51 | SMALL UNITS BURNING NO.2 OIL | 34 | BOILER | VARIOUS | VARIOUS | 1990-01-01 | 2011 | 17.568 | 1 | NO. 2 FUEL OIL | NO.2 | 58 | Distillate Oil (No. 2) | 0.3 | 0.1 | 86.715 | E3GAL | N | 24 | 7 | 42 | 24 | 7 | 10
1190500 | EXELON FRAMINGHAM LLC |  | LELAND ST |  | FRAMINGHAM | MA | 017010000 | PO BOX 720 |  | MEDWAY | MA | 020530000 | N | PRIVATE | OP7.5 | EXELON FRAMINGHAM LLC | 6107655602 | TODD.CUTLER@EXELONCORP.COM | JACK | HUGHES | 5085333919 | JACK.HUGHES@EXELONCORP.COM | JACK | HUGHES | 5085333919 | JACK.HUGHES@EXELONCORP.COM | 1 | TURBINE #1-ROLLS ROYCE AVON 1533-75L |  | SIMPLE CYCLE GAS TURBINE | ROLLS ROYCE | AVON 1533-75L | 1968-01-01 | 2011 | 186 | 1 | #2 FUEL OIL | DIESEL | 44 | DIESEL | 0.206 | 0 | 36.034 | E3GAL | N | 3 | 1 | 13 | 4 | 1 | 7
1190500 | EXELON FRAMINGHAM LLC |  | LELAND ST |  | FRAMINGHAM | MA | 017010000 | PO BOX 720 |  | MEDWAY | MA | 020530000 | N | PRIVATE | OP7.5 | EXELON FRAMINGHAM LLC | 6107655602 | TODD.CUTLER@EXELONCORP.COM | JACK | HUGHES | 5085333919 | JACK.HUGHES@EXELONCORP.COM | JACK | HUGHES | 5085333919 | JACK.HUGHES@EXELONCORP.COM | 2 | TURBINE #2-ROLLS ROYCE AVON 1533-75L |  | SIMPLE CYCLE GAS TURBINE | ROLLS ROYCE | AVON 1533-75L | 1968-01-01 | 2011 | 186 | 1 | #2 FUEL OIL | DIESEL | 44 | DIESEL | 0.206 | 0.001 | 28.972 | E3GAL | N | 2 | 1 | 15 | 3 | 1 | 7
1190500 | EXELON FRAMINGHAM LLC |  | LELAND ST |  | FRAMINGHAM | MA | 017010000 | PO BOX 720 |  | MEDWAY | MA | 020530000 | N | PRIVATE | OP7.5 | EXELON FRAMINGHAM LLC | 6107655602 | TODD.CUTLER@EXELONCORP.COM | JACK | HUGHES | 5085333919 | JACK.HUGHES@EXELONCORP.COM | JACK | HUGHES | 5085333919 | JACK.HUGHES@EXELONCORP.COM | 3 | TURBINE #3-ROLLS ROYCE AVON 1533-75L |  | SIMPLE CYCLE GAS TURBINE | ROLLS ROYCE | AVON 1533-75L | 1970-01-01 | 2011 | 186 | 1 | #2 FUEL OIL | DIESEL | 44 | DIESEL | 0.206 | 0 | 31.221 | E3GAL | N | 3 | 1 | 13 | 4 | 1 | 7
1190507 | VEOLIA ENERGY BOSTON INC | FKA TRIGEN BOSTON ENERGY | 165 KNEELAND ST |  | BOSTON | MA | 021110000 | 15 ELKINS ST |  | SOUTH BOSTON | MA | 021270000 | N | PRIVATE | OP11 | VEOLIA ENERGY BOSTON INC | 8574019849 | lariagno@veoliaenergyna.com | LEONARD | ARIAGNO | 8574019849 | lariagno@veoliaenergyna.com | SEAN | CALDWELL | 8574019842 | scaldwell@veoliaenergyna.com | 1 | BOILER #1-BABCOCK+WILCOX HSB8477A DUAL FUEL |  | BOILER | BABCOCK AND WILCOX (B&W) | HSB8477A | 1930-01-01 | 2011 | 500 | 1 | BOILER #1-BABCOCK+WILCOX HSB8477A NATURAL GAS | NATURAL GAS | 209 | Natural Gas |  |  | 707 | E6FT3 | N | 21 | 6 | 44 | 23 | 7 | 20
1190507 | VEOLIA ENERGY BOSTON INC | FKA TRIGEN BOSTON ENERGY | 165 KNEELAND ST |  | BOSTON | MA | 021110000 | 15 ELKINS ST |  | SOUTH BOSTON | MA | 021270000 | N | PRIVATE | OP11 | VEOLIA ENERGY BOSTON INC | 8574019849 | lariagno@veoliaenergyna.com | LEONARD | ARIAGNO | 8574019849 | lariagno@veoliaenergyna.com | SEAN | CALDWELL | 8574019842 | scaldwell@veoliaenergyna.com | 1 | BOILER #1-BABCOCK+WILCOX HSB8477A DUAL FUEL |  | BOILER | BABCOCK AND WILCOX (B&W) | HSB8477A | 1930-01-01 | 2011 | 500 | 2 | BOILER #1-BABCOCK+WILCOX HSB8477A NO. 6 FUEL OIL | NO.6 | 923 | Residual Oil (No. 6) | 0.5 | 0 | 36 | E3GAL | N | 21 | 6 | 44 | 23 | 7 | 20
1190507 | VEOLIA ENERGY BOSTON INC | FKA TRIGEN BOSTON ENERGY | 165 KNEELAND ST |  | BOSTON | MA | 021110000 | 15 ELKINS ST |  | SOUTH BOSTON | MA | 021270000 | N | PRIVATE | OP11 | VEOLIA ENERGY BOSTON INC | 8574019849 | lariagno@veoliaenergyna.com | LEONARD | ARIAGNO | 8574019849 | lariagno@veoliaenergyna.com | SEAN | CALDWELL | 8574019842 | scaldwell@veoliaenergyna.com | 2 | BOILER #2-BABCOCK+WILCOX HSB8477B DUAL FUEL |  | BOILER | BABCOCK & WILCOX | HSB8477B | 1930-01-01 | 2011 | 500 | 1 | BOILER #2-BABCOCK+WILCOX HSB8477B NATURAL GAS | NATURAL GAS | 209 | Natural Gas |  |  | 989 | E6FT3 | N | 23 | 7 | 48 | 23 | 6 | 17
1190507 | VEOLIA ENERGY BOSTON INC | FKA TRIGEN BOSTON ENERGY | 165 KNEELAND ST |  | BOSTON | MA | 021110000 | 15 ELKINS ST |  | SOUTH BOSTON | MA | 021270000 | N | PRIVATE | OP11 | VEOLIA ENERGY BOSTON INC | 8574019849 | lariagno@veoliaenergyna.com | LEONARD | ARIAGNO | 8574019849 | lariagno@veoliaenergyna.com | SEAN | CALDWELL | 8574019842 | scaldwell@veoliaenergyna.com | 2 | BOILER #2-BABCOCK+WILCOX HSB8477B DUAL FUEL |  | BOILER | BABCOCK & WILCOX | HSB8477B | 1930-01-01 | 2011 | 500 | 2 | BOILER #2-BABCOCK+WILCOX HSB8477B NO. 6 FUEL OIL | NO.6 | 923 | Residual Oil (No. 6) | 0.5 | 0 | 0 | E3GAL | N | 23 | 7 | 48 | 23 | 6 | 17
1190507 | VEOLIA ENERGY BOSTON INC | FKA TRIGEN BOSTON ENERGY | 165 KNEELAND ST |  | BOSTON | MA | 021110000 | 15 ELKINS ST |  | SOUTH BOSTON | MA | 021270000 | N | PRIVATE | OP11 | VEOLIA ENERGY BOSTON INC | 8574019849 | lariagno@veoliaenergyna.com | LEONARD | ARIAGNO | 8574019849 | lariagno@veoliaenergyna.com | SEAN | CALDWELL | 8574019842 | scaldwell@veoliaenergyna.com | 3 | BOILER #3-FOSTER+WHEELER SC TRI-FUELS |  | BOILER | FOSTER WHEELER | SC | 1975-01-01 | 2011 | 600 | 1 | BOILER #3-FOSTER+WHEELER SC #6 OIL-0.5 S | NO.6 | 923 | Residual Oil (No. 6) | 0.5 | 0 | 46 | E3GAL | N | 24 | 6 | 41 | 23 | 5 | 10
1190507 | VEOLIA ENERGY BOSTON INC | FKA TRIGEN BOSTON ENERGY | 165 KNEELAND ST |  | BOSTON | MA | 021110000 | 15 ELKINS ST |  | SOUTH BOSTON | MA | 021270000 | N | PRIVATE | OP11 | VEOLIA ENERGY BOSTON INC | 8574019849 | lariagno@veoliaenergyna.com | LEONARD | ARIAGNO | 8574019849 | lariagno@veoliaenergyna.com | SEAN | CALDWELL | 8574019842 | scaldwell@veoliaenergyna.com | 3 | BOILER #3-FOSTER+WHEELER SC TRI-FUELS |  | BOILER | FOSTER WHEELER | SC | 1975-01-01 | 2011 | 600 | 2 | BOILER #3-FOSTER+WHEELER SC NATURAL GAS | NATURAL GAS | 209 | Natural Gas |  |  | 843 | E6FT3 | N | 24 | 6 | 41 | 23 | 5 | 10
1190507 | VEOLIA ENERGY BOSTON INC | FKA TRIGEN BOSTON ENERGY | 165 KNEELAND ST |  | BOSTON | MA | 021110000 | 15 ELKINS ST |  | SOUTH BOSTON | MA | 021270000 | N | PRIVATE | OP11 | VEOLIA ENERGY BOSTON INC | 8574019849 | lariagno@veoliaenergyna.com | LEONARD | ARIAGNO | 8574019849 | lariagno@veoliaenergyna.com | SEAN | CALDWELL | 8574019842 | scaldwell@veoliaenergyna.com | 3 | BOILER #3-FOSTER+WHEELER SC TRI-FUELS |  | BOILER | FOSTER WHEELER | SC | 1975-01-01 | 2011 | 600 | 3 | BOILER #3-FOSTER+WHEELER SC #2 OIL-0.3 S | NO.2 | 58 | Distillate Oil (No. 2) | 0.3 | 0 | 19 | E3GAL | N | 24 | 6 | 41 | 23 | 5 | 10
1190507 | VEOLIA ENERGY BOSTON INC | FKA TRIGEN BOSTON ENERGY | 165 KNEELAND ST |  | BOSTON | MA | 021110000 | 15 ELKINS ST |  | SOUTH BOSTON | MA | 021270000 | N | PRIVATE | OP11 | VEOLIA ENERGY BOSTON INC | 8574019849 | lariagno@veoliaenergyna.com | LEONARD | ARIAGNO | 8574019849 | lariagno@veoliaenergyna.com | SEAN | CALDWELL | 8574019842 | scaldwell@veoliaenergyna.com | 4 | BOILER #4-BABCOCK+WILCOX HSB8608A DUAL FUEL |  | BOILER | BABCOCK & WILCOX | HSB8608A | 1931-01-01 | 2011 | 500 | 1 | BOILER #4-BABCOCK+WILCOX HSB8608A NATURAL GAS | NATURAL GAS | 209 | Natural Gas |  |  | 337 | E6FT3 | N | 17 | 5 | 37 | 19 | 5 | 12
1190507 | VEOLIA ENERGY BOSTON INC | FKA TRIGEN BOSTON ENERGY | 165 KNEELAND ST |  | BOSTON | MA | 021110000 | 15 ELKINS ST |  | SOUTH BOSTON | MA | 021270000 | N | PRIVATE | OP11 | VEOLIA ENERGY BOSTON INC | 8574019849 | lariagno@veoliaenergyna.com | LEONARD | ARIAGNO | 8574019849 | lariagno@veoliaenergyna.com | SEAN | CALDWELL | 8574019842 | scaldwell@veoliaenergyna.com | 4 | BOILER #4-BABCOCK+WILCOX HSB8608A DUAL FUEL |  | BOILER | BABCOCK & WILCOX | HSB8608A | 1931-01-01 | 2011 | 500 | 2 | BOILER #4-BABCOCK+WILCOX HSB8608A #6 FUEL OIL | NO.6 | 923 | Residual Oil (No. 6) | 0.5 | 0 | 0 | E3GAL | N | 17 | 5 | 37 | 19 | 5 | 12
1190509 | CHILDRENS HOSPITAL |  | 300 LONGWOOD AVE |  | BOSTON | MA | 021150000 | 300 LONGWOOD AVE |  | BOSTON | MA | 021150000 | N | PRIVATE | SM79-7 | CHILDRENS HOSPITAL | 6173556140 | charles.weinstein@childrens.harvard.edu | PAUL | WILLIAMS | 6173554511 | paul.williams@childrens.harvard.edu | DAVID | SUMARGO | 6173554512 | david.sumargo@childrens.harvard.edu | 1 | GENERATOR #1-CUMMINS KTA50-GS1/GC1 10.3 MMBTU/HR |  | ENGINE | CUMMINS | KTA50-GS1/GC1 | 1987-01-01 | 2011 | 10.3 | 1 | DIESEL | DIESEL | 44 | DIESEL | 0.003 | 0 | 2.059 | E3GAL | N | 6 | 1 | 12 | 6 | 1 | 5
1190509 | CHILDRENS HOSPITAL |  | 300 LONGWOOD AVE |  | BOSTON | MA | 021150000 | 300 LONGWOOD AVE |  | BOSTON | MA | 021150000 | N | PRIVATE | SM79-7 | CHILDRENS HOSPITAL | 6173556140 | charles.weinstein@childrens.harvard.edu | PAUL | WILLIAMS | 6173554511 | paul.williams@childrens.harvard.edu | DAVID | SUMARGO | 6173554512 | david.sumargo@childrens.harvard.edu | 2 | GENERATOR #2-CUMMINS KTA50-GS1/GC1 10.3 MMBTU/HR |  | ENGINE | CUMMINS | KTA50-GS1/GC1 | 1987-01-01 | 2011 | 10.3 | 1 | DIESEL | DIESEL | 44 | DIESEL | 0.3 | 0 | 1.16 | E3GAL | N | 3 | 1 | 12 | 3 | 1 | 5
1190509 | CHILDRENS HOSPITAL |  | 300 LONGWOOD AVE |  | BOSTON | MA | 021150000 | 300 LONGWOOD AVE |  | BOSTON | MA | 021150000 | N | PRIVATE | SM79-7 | CHILDRENS HOSPITAL | 6173556140 | charles.weinstein@childrens.harvard.edu | PAUL | WILLIAMS | 6173554511 | paul.williams@childrens.harvard.edu | DAVID | SUMARGO | 6173554512 | david.sumargo@childrens.harvard.edu | 3 | GENERATOR #3-CUMMINS KTA50-GS1/GC1 10.3 MMBTU/HR |  | ENGINE | CUMMINS | KTA50-GS1/GC1 | 1987-01-01 | 2011 | 10.3 | 1 | DIESEL | DIESEL | 44 | DIESEL | 0.003 | 0 | 0.583 | E3GAL | N | 1 | 1 | 12 | 1 | 1 | 5
1190509 | CHILDRENS HOSPITAL |  | 300 LONGWOOD AVE |  | BOSTON | MA | 021150000 | 300 LONGWOOD AVE |  | BOSTON | MA | 021150000 | N | PRIVATE | SM79-7 | CHILDRENS HOSPITAL | 6173556140 | charles.weinstein@childrens.harvard.edu | PAUL | WILLIAMS | 6173554511 | paul.williams@childrens.harvard.edu | DAVID | SUMARGO | 6173554512 | david.sumargo@childrens.harvard.edu | 4 | GENERATOR #4-CUMMINS KTA50-GS1/GC1 10.3 MMBTU/HR |  | ENGINE | CUMMINS | KTA50-GS1/GC1 | 1987-01-01 | 2011 | 10.3 | 1 | DIESEL | DIESEL | 44 | DIESEL | 0.003 | 0 | 0.55 | E3GAL | N | 1 | 1 | 12 | 1 | 1 | 5
1190509 | CHILDRENS HOSPITAL |  | 300 LONGWOOD AVE |  | BOSTON | MA | 021150000 | 300 LONGWOOD AVE |  | BOSTON | MA | 021150000 | N | PRIVATE | SM79-7 | CHILDRENS HOSPITAL | 6173556140 | charles.weinstein@childrens.harvard.edu | PAUL | WILLIAMS | 6173554511 | paul.williams@childrens.harvard.edu | DAVID | SUMARGO | 6173554512 | david.sumargo@childrens.harvard.edu | 19 | GENERATOR CB#1-CATERPILLAR 3512B 12.5 MMBTU/HR |  | ENGINE | CATERPILLAR | 3512B | 2004-11-01 | 2011 | 12.5 | 1 | DIESEL | DIESEL | 44 | DIESEL | 0.003 | 0 | 1.3 | E3GAL | N | 3 | 1 | 12 | 3 | 1 | 5
1190509 | CHILDRENS HOSPITAL |  | 300 LONGWOOD AVE |  | BOSTON | MA | 021150000 | 300 LONGWOOD AVE |  | BOSTON | MA | 021150000 | N | PRIVATE | SM79-7 | CHILDRENS HOSPITAL | 6173556140 | charles.weinstein@childrens.harvard.edu | PAUL | WILLIAMS | 6173554511 | paul.williams@childrens.harvard.edu | DAVID | SUMARGO | 6173554512 | david.sumargo@childrens.harvard.edu | 20 | GENERATOR CB#2-CATERPILLAR 3512B 12.5 MMBTU/HR |  | ENGINE | CATERPILLAR | 3512B | 2004-11-01 | 2011 | 12.5 | 1 | DIESEL | DIESEL | 44 | DIESEL | 0.003 | 0 | 1.107 | E3GAL | N | 2 | 1 | 12 | 2 | 1 | 5
1190509 | CHILDRENS HOSPITAL |  | 300 LONGWOOD AVE |  | BOSTON | MA | 021150000 | 300 LONGWOOD AVE |  | BOSTON | MA | 021150000 | N | PRIVATE | SM79-7 | CHILDRENS HOSPITAL | 6173556140 | charles.weinstein@childrens.harvard.edu | PAUL | WILLIAMS | 6173554511 | paul.williams@childrens.harvard.edu | DAVID | SUMARGO | 6173554512 | david.sumargo@childrens.harvard.edu | 22 | GENERATOR FE=CUMMINS QST30-G5 NR 1000KW |  | ENGINE | CUMMINS | QST30-G5 NR2 | 2009-02-09 | 2011 | 10.3 | 1 | DIESEL | DIESEL | 44 | DIESEL | 0.0015 | 0 | 1.078 | E3GAL | N | 4 | 1 | 12 | 4 | 1 | 5
1190511 | BOSTON GAS SALEM LNG | FKA KEYSPAN ENERGY DELIVERY SALEM LNG | 20 PIERCE AVE |  | SALEM | MA | 019700000 | 40 SYLVAN ROAD |  | WALTHAM | MA | 024511120 | N | UTILITY | SM25 | BOSTON GAS COMPANY DBA NATIONAL GRID | 7819073645 | ezra.mccarthy@nationalgrid.com | ROBERT | TEETZ | 5165452577 | robert.teetz@nationalgrid.com | EZRA | MCCARTHY | 7819073645 | ezra.mccarthy@nationalgrid.com | 1 | TRANE THERMAL VAPORIZER #1A |  | BOILER | TRANE | VAPORIZER | 1972-01-01 | 2011 | 12 | 1 | VAPORIZER #1A-TRANE THERMAL #12 NATURAL GAS | NATURAL GAS | 209 | Natural Gas |  |  | 2.8875 | E6FT3 | N | 24 | 7 | 13 | 0 | 0 | 0
1190511 | BOSTON GAS SALEM LNG | FKA KEYSPAN ENERGY DELIVERY SALEM LNG | 20 PIERCE AVE |  | SALEM | MA | 019700000 | 40 SYLVAN ROAD |  | WALTHAM | MA | 024511120 | N | UTILITY | SM25 | BOSTON GAS COMPANY DBA NATIONAL GRID | 7819073645 | ezra.mccarthy@nationalgrid.com | ROBERT | TEETZ | 5165452577 | robert.teetz@nationalgrid.com | EZRA | MCCARTHY | 7819073645 | ezra.mccarthy@nationalgrid.com | 2 | TRANE THERMAL VAPORIZER #2A |  | BOILER | TRANE | VAPORIZER | 1972-01-01 | 2011 | 12 | 1 | VAPORIZER #2A-TRANE THERMAL #12 NATURAL GAS | NATURAL GAS | 209 | Natural Gas |  |  | 2.8875 | E6FT3 | N | 24 | 7 | 13 | 0 | 0 | 0
1190513 | MASSACHUSETTS GENERAL HOSPITAL |  | 149 THIRTEENTH ST |  | CHARLESTOWN | MA | 021290000 | 16 BLOSSOM ST WEH-B |  | BOSTON | MA | 021140000 | N | PRIVATE | SM25 | MASSACHUSETTS GENERAL HOSPITAL | 6177262425 | RCASTALDO@PARTNERS.ORG | ROBERT | CASTALDO | 6177262425 | RCASTALDO@PARTNERS.ORG | ROBERT | CASTALDO | 6177262425 | RCASTALDO@PARTNERS.ORG | 2 | BOILER #102 CLEAVER BROOKS CB 250 NATGAS 10.5MMBTU |  | BOILER | CLEAVER BROOKS | CB250 | 1990-11-01 | 2010 | 10.5 | 1 | NATURAL GAS | NATURAL GAS | 209 | Natural Gas |  |  | 9.1 | E6FT3 | N | 24 | 7 | 52 | 12 | 7 | 22
1190513 | MASSACHUSETTS GENERAL HOSPITAL |  | 149 THIRTEENTH ST |  | CHARLESTOWN | MA | 021290000 | 16 BLOSSOM ST WEH-B |  | BOSTON | MA | 021140000 | N | PRIVATE | SM25 | MASSACHUSETTS GENERAL HOSPITAL | 6177262425 | RCASTALDO@PARTNERS.ORG | ROBERT | CASTALDO | 6177262425 | RCASTALDO@PARTNERS.ORG | ROBERT | CASTALDO | 6177262425 | RCASTALDO@PARTNERS.ORG | 10 | EU #3D EMER GEN 1500KW CATERPILLAR MODEL 3512B DIE |  | ENGINE | CATERPILLAR | 3512B | 2001-01-01 | 2010 | 15.78 | 1 | FUEL NO 2 | DIESEL | 44 | DIESEL | 0.3 | 0 | 1.071 | E3GAL | N | 1 | 1 | 14 | 1 | 1 | 5
1190513 | MASSACHUSETTS GENERAL HOSPITAL |  | 149 THIRTEENTH ST |  | CHARLESTOWN | MA | 021290000 | 16 BLOSSOM ST WEH-B |  | BOSTON | MA | 021140000 | N | PRIVATE | SM25 | MASSACHUSETTS GENERAL HOSPITAL | 6177262425 | RCASTALDO@PARTNERS.ORG | ROBERT | CASTALDO | 6177262425 | RCASTALDO@PARTNERS.ORG | ROBERT | CASTALDO | 6177262425 | RCASTALDO@PARTNERS.ORG | 11 | EU#3E EMER GEN 2000KW CATERPILLAR MODEL 3516C DIES |  | ENGINE | CATERPILLAR | 3516C | 2007-12-31 | 2010 | 19.45 | 1 | FUEL NO 2 | DIESEL | 44 | DIESEL | 0.3 | 0 | 0.639 | E3GAL | N | 1 | 1 | 14 | 1 | 1 | 5
1190513 | MASSACHUSETTS GENERAL HOSPITAL |  | 149 THIRTEENTH ST |  | CHARLESTOWN | MA | 021290000 | 16 BLOSSOM ST WEH-B |  | BOSTON | MA | 021140000 | N | PRIVATE | SM25 | MASSACHUSETTS GENERAL HOSPITAL | 6177262425 | RCASTALDO@PARTNERS.ORG | ROBERT | CASTALDO | 6177262425 | RCASTALDO@PARTNERS.ORG | ROBERT | CASTALDO | 6177262425 | RCASTALDO@PARTNERS.ORG | 19 | BOILER #101 CLEAVER BROOKS CB 500 20.9 MMBTU/HR |  | BOILER | CLEAVER BROOKS | CB 500 | 1990-11-01 | 2010 | 20.9 | 1 | NATURAL GAS | NATURAL GAS | 209 | Natural Gas |  |  | 18.114 | E6FT3 | N | 24 | 7 | 52 | 12 | 7 | 22
1190520 | LYNN REGIONAL WWTP |  | 2 CIRCLE AVE |  | LYNN | MA | 019053037 | 2 CIRCLE AVE |  | LYNN | MA | 019053037 | Y | LOCAL GOVERNMENT | SM79-7 | LYNN REGIONAL WASTEWATER TREATMENT PLANT | 7815927048X114 | alfred.waitt@veoliawaterna.com | ALFRED | WAITT | 7815927048 | alfred.waitt@veoliawaterna.com | ALFRED | WAITT | 7815927048X114 | alfred.waitt@veoliawaterna.com | 7 | GENERATOR #1-SOLAR TURBINE #GS1SAMA DUAL FUEL |  | BACK UP POWER GENERATOR | SOLAR | GS1SAMA | 1985-03-01 | 2011 | 13 | 2 | ULTRA LOW SULFUR DIESEL | DIESEL | 44 | DIESEL | 0.05 | 0 | 1.013 | E3GAL | N | 1 | 1 | 12 | 1 | 1 | 2
1190520 | LYNN REGIONAL WWTP |  | 2 CIRCLE AVE |  | LYNN | MA | 019053037 | 2 CIRCLE AVE |  | LYNN | MA | 019053037 | Y | LOCAL GOVERNMENT | SM79-7 | LYNN REGIONAL WASTEWATER TREATMENT PLANT | 7815927048X114 | alfred.waitt@veoliawaterna.com | ALFRED | WAITT | 7815927048 | alfred.waitt@veoliawaterna.com | ALFRED | WAITT | 7815927048X114 | alfred.waitt@veoliawaterna.com | 8 | GENERATOR #2-SOLAR TURBINE #GS1SAMA DUAL FUEL |  | BACK UP POWER GENERATOR | SOLAR | GS1SAMA | 1985-03-01 | 2011 | 13 | 2 | ULTRA LOW SULFUR DIESEL | DIESEL | 44 | DIESEL | 0.05 | 0 | 1.013 | E3GAL | N | 1 | 1 | 12 | 1 | 1 | 1
1190520 | LYNN REGIONAL WWTP |  | 2 CIRCLE AVE |  | LYNN | MA | 019053037 | 2 CIRCLE AVE |  | LYNN | MA | 019053037 | Y | LOCAL GOVERNMENT | SM79-7 | LYNN REGIONAL WASTEWATER TREATMENT PLANT | 7815927048X114 | alfred.waitt@veoliawaterna.com | ALFRED | WAITT | 7815927048 | alfred.waitt@veoliawaterna.com | ALFRED | WAITT | 7815927048X114 | alfred.waitt@veoliawaterna.com | 9 | GENERATOR #3-SOLAR TURBINE #GS1SAMA DUAL FUEL |  | BACK UP POWER GENERATOR | SOLAR | GS1SAMA | 1985-01-01 | 2011 | 13 | 2 | ULTRA LOW SULFUR DIESEL | DIESEL | 44 | DIESEL | 0.05 | 0 | 1.013 | E3GAL | N | 1 | 1 | 12 | 1 | 1 | 1
1190520 | LYNN REGIONAL WWTP |  | 2 CIRCLE AVE |  | LYNN | MA | 019053037 | 2 CIRCLE AVE |  | LYNN | MA | 019053037 | Y | LOCAL GOVERNMENT | SM79-7 | LYNN REGIONAL WASTEWATER TREATMENT PLANT | 7815927048X114 | alfred.waitt@veoliawaterna.com | ALFRED | WAITT | 7815927048 | alfred.waitt@veoliawaterna.com | ALFRED | WAITT | 7815927048X114 | alfred.waitt@veoliawaterna.com | 10 | GENERATOR #4-SOLAR TURBINE #GS1SAMA DUAL FUEL |  | BACKUP POWER GENERATOR | SOLAR | GS1SAMA | 1985-01-01 | 2011 | 13 | 2 | ULTRA LOW SULFUR DIESEL | DIESEL | 44 | DIESEL | 0.05 | 0 | 0.022 | E3GAL | N | 1 | 1 | 12 | 1 | 1 | 1
1190520 | LYNN REGIONAL WWTP |  | 2 CIRCLE AVE |  | LYNN | MA | 019053037 | 2 CIRCLE AVE |  | LYNN | MA | 019053037 | Y | LOCAL GOVERNMENT | SM79-7 | LYNN REGIONAL WASTEWATER TREATMENT PLANT | 7815927048X114 | alfred.waitt@veoliawaterna.com | ALFRED | WAITT | 7815927048 | alfred.waitt@veoliawaterna.com | ALFRED | WAITT | 7815927048X114 | alfred.waitt@veoliawaterna.com | 11 | BOILER-H.B.SMITH #GLO4500W22 NATURAL GAS |  | BOILER | HB SMITH | GL04500W22 | 1990-11-01 | 2011 | 10 | 1 | BOILER #1-H.B.SMITH #GLO4500W22 NATURAL GAS | NATURAL GAS | 209 | Natural Gas |  |  | 7.36 | E6FT3 | N | 5 | 7 | 20 | 0 | 0 | 0
1190522 | TUFTS NEW ENGLAND MEDICAL CENTER |  | 750 WASHINGTON ST |  | BOSTON | MA | 021110000 | PO BOX 834 |  | BOSTON | MA | 021110000 | N | PRIVATE | NM99 | NEW ENGLAND MEDICAL CENTER | 6179565024 | sdanca@tuftsmedicalcenter.org | RYAN | FLAHERTY | 6176365018 | rflaherty@tuftsmedicalcenter.org | RYAN | FLAHERTY | 6176365018 | rflaherty@tuftsmedicalcenter.org | 1 | GENERATOR #5-CATERPILLAR 3512B (1C NORTH 1) |  | ENGINE | CATERPILLAR | 3512B | 2001-06-05 | 2011 | 10.2 | 1 | DIESEL | DIESEL | 44 | DIESEL | 0.0015 | 0 | 0.231 | E3GAL | N | 1 | 1 | 12 | 1 | 1 | 5
1190525 | US VA BOSTON HEALTHCARE SYSTEM |  | 150 SOUTH HUNTINGTON AVE |  | BOSTON | MA | 021300000 | 150 SOUTH HUNTINGTON AVE |  | BOSTON | MA | 021304817 | N | FEDERAL | SM80-R | VETERANS ADMINISTRATION BOSTON HEALTH | 5085834500 | RICHARD.EPPLEY@VA.GOV | BRYAN | SOLTYSIK | 8572036522 | BRYAN.SOLTYSIK@VA.GOV | BRYAN | SOLTYSIK | 8572036522 | BRYAN.SOLTYSIK@VA.GOV | 1 | BOILER #1-COMBUSTION ENGINEERING DUAL FUEL |  | BOILER | COMBUSTION ENGINEERING | 4132 | 1953-01-01 | 2011 | 32 | 1 | BOILER #1-COMBUSTION ENG. #2 OIL-0.3 S | NO.2 | 58 | Distillate Oil (No. 2) | 0.3 | 0.1 | 0.438 | E3GAL | N | 24 | 7 | 30 | 6 | 7 | 22
1190525 | US VA BOSTON HEALTHCARE SYSTEM |  | 150 SOUTH HUNTINGTON AVE |  | BOSTON | MA | 021300000 | 150 SOUTH HUNTINGTON AVE |  | BOSTON | MA | 021304817 | N | FEDERAL | SM80-R | VETERANS ADMINISTRATION BOSTON HEALTH | 5085834500 | RICHARD.EPPLEY@VA.GOV | BRYAN | SOLTYSIK | 8572036522 | BRYAN.SOLTYSIK@VA.GOV | BRYAN | SOLTYSIK | 8572036522 | BRYAN.SOLTYSIK@VA.GOV | 1 | BOILER #1-COMBUSTION ENGINEERING DUAL FUEL |  | BOILER | COMBUSTION ENGINEERING | 4132 | 1953-01-01 | 2011 | 32 | 2 | BOILER #1-COMBUSTION ENG. NATURAL GAS | NATURAL GAS | 209 | Natural Gas |  |  | 43.39 | E6FT3 | N | 24 | 7 | 30 | 6 | 7 | 22
1190525 | US VA BOSTON HEALTHCARE SYSTEM |  | 150 SOUTH HUNTINGTON AVE |  | BOSTON | MA | 021300000 | 150 SOUTH HUNTINGTON AVE |  | BOSTON | MA | 021304817 | N | FEDERAL | SM80-R | VETERANS ADMINISTRATION BOSTON HEALTH | 5085834500 | RICHARD.EPPLEY@VA.GOV | BRYAN | SOLTYSIK | 8572036522 | BRYAN.SOLTYSIK@VA.GOV | BRYAN | SOLTYSIK | 8572036522 | BRYAN.SOLTYSIK@VA.GOV | 2 | BOILER #2-COMBUSTION ENGINEERING DUAL FUEL |  | BOILER | COMBUSTION ENGINEERING | 4132 | 1953-01-01 | 2011 | 32 | 1 | BOILER #2-COMBUSTION ENG. #2 OIL-0.3 S | NO.2 | 58 | Distillate Oil (No. 2) | 0.3 | 0.1 | 0.779 | E3GAL | N | 24 | 7 | 13 | 6 | 7 | 1
1190525 | US VA BOSTON HEALTHCARE SYSTEM |  | 150 SOUTH HUNTINGTON AVE |  | BOSTON | MA | 021300000 | 150 SOUTH HUNTINGTON AVE |  | BOSTON | MA | 021304817 | N | FEDERAL | SM80-R | VETERANS ADMINISTRATION BOSTON HEALTH | 5085834500 | RICHARD.EPPLEY@VA.GOV | BRYAN | SOLTYSIK | 8572036522 | BRYAN.SOLTYSIK@VA.GOV | BRYAN | SOLTYSIK | 8572036522 | BRYAN.SOLTYSIK@VA.GOV | 2 | BOILER #2-COMBUSTION ENGINEERING DUAL FUEL |  | BOILER | COMBUSTION ENGINEERING | 4132 | 1953-01-01 | 2011 | 32 | 2 | BOILER #2-COMBUSTION ENG. NATURAL GAS | NATURAL GAS | 209 | Natural Gas |  |  | 55.1 | E6FT3 | N | 24 | 7 | 13 | 6 | 7 | 1
1190525 | US VA BOSTON HEALTHCARE SYSTEM |  | 150 SOUTH HUNTINGTON AVE |  | BOSTON | MA | 021300000 | 150 SOUTH HUNTINGTON AVE |  | BOSTON | MA | 021304817 | N | FEDERAL | SM80-R | VETERANS ADMINISTRATION BOSTON HEALTH | 5085834500 | RICHARD.EPPLEY@VA.GOV | BRYAN | SOLTYSIK | 8572036522 | BRYAN.SOLTYSIK@VA.GOV | BRYAN | SOLTYSIK | 8572036522 | BRYAN.SOLTYSIK@VA.GOV | 3 | BOILER #3-COMBUSTION ENGINEERING DUAL FUEL |  | BOILER | COMBUSTION ENGINEERING | 4132 | 1953-01-01 | 2011 | 32 | 1 | BOILER #3-COMBUSTION ENG. #2 OIL-0.3 S | NO.2 | 58 | Distillate Oil (No. 2) | 0.3 | 0.1 | 0 | E3GAL | N | 24 | 7 | 4 | 0 | 0 | 0
1190525 | US VA BOSTON HEALTHCARE SYSTEM |  | 150 SOUTH HUNTINGTON AVE |  | BOSTON | MA | 021300000 | 150 SOUTH HUNTINGTON AVE |  | BOSTON | MA | 021304817 | N | FEDERAL | SM80-R | VETERANS ADMINISTRATION BOSTON HEALTH | 5085834500 | RICHARD.EPPLEY@VA.GOV | BRYAN | SOLTYSIK | 8572036522 | BRYAN.SOLTYSIK@VA.GOV | BRYAN | SOLTYSIK | 8572036522 | BRYAN.SOLTYSIK@VA.GOV | 3 | BOILER #3-COMBUSTION ENGINEERING DUAL FUEL |  | BOILER | COMBUSTION ENGINEERING | 4132 | 1953-01-01 | 2011 | 32 | 2 | BOILER #3-COMBUSTION ENG. NATURAL GAS | NATURAL GAS | 209 | Natural Gas |  |  | 1.31 | E6FT3 | N | 24 | 7 | 4 | 0 | 0 | 0
1190525 | US VA BOSTON HEALTHCARE SYSTEM |  | 150 SOUTH HUNTINGTON AVE |  | BOSTON | MA | 021300000 | 150 SOUTH HUNTINGTON AVE |  | BOSTON | MA | 021304817 | N | FEDERAL | SM80-R | VETERANS ADMINISTRATION BOSTON HEALTH | 5085834500 | RICHARD.EPPLEY@VA.GOV | BRYAN | SOLTYSIK | 8572036522 | BRYAN.SOLTYSIK@VA.GOV | BRYAN | SOLTYSIK | 8572036522 | BRYAN.SOLTYSIK@VA.GOV | 4 | BOILER #4-CLEAVER BROOKS CB200-300 DUAL FUEL |  | BOILER | CLEAVER BROOKS | CB200-300-150 | 1992-03-11 | 2011 | 13 | 1 | BOILER #4-CLEAVER BROOKS CB200-300 #2 OIL-0.3 S | NO.2 | 58 | Distillate Oil (No. 2) | 0.3 | 0.1 | 0 | E3GAL | N | 24 | 7 | 26 | 24 | 7 | 20
1190525 | US VA BOSTON HEALTHCARE SYSTEM |  | 150 SOUTH HUNTINGTON AVE |  | BOSTON | MA | 021300000 | 150 SOUTH HUNTINGTON AVE |  | BOSTON | MA | 021304817 | N | FEDERAL | SM80-R | VETERANS ADMINISTRATION BOSTON HEALTH | 5085834500 | RICHARD.EPPLEY@VA.GOV | BRYAN | SOLTYSIK | 8572036522 | BRYAN.SOLTYSIK@VA.GOV | BRYAN | SOLTYSIK | 8572036522 | BRYAN.SOLTYSIK@VA.GOV | 4 | BOILER #4-CLEAVER BROOKS CB200-300 DUAL FUEL |  | BOILER | CLEAVER BROOKS | CB200-300-150 | 1992-03-11 | 2011 | 13 | 2 | BOILER #4-CLEAVER BROOKS CB200-300 NATURAL GAS | NATURAL GAS | 209 | Natural Gas |  |  | 23.893 | E6FT3 | N | 24 | 7 | 26 | 24 | 7 | 20
1190525 | US VA BOSTON HEALTHCARE SYSTEM |  | 150 SOUTH HUNTINGTON AVE |  | BOSTON | MA | 021300000 | 150 SOUTH HUNTINGTON AVE |  | BOSTON | MA | 021304817 | N | FEDERAL | SM80-R | VETERANS ADMINISTRATION BOSTON HEALTH | 5085834500 | RICHARD.EPPLEY@VA.GOV | BRYAN | SOLTYSIK | 8572036522 | BRYAN.SOLTYSIK@VA.GOV | BRYAN | SOLTYSIK | 8572036522 | BRYAN.SOLTYSIK@VA.GOV | 6 | GENERATOR #1-CATERPILLAR 3516TA 1000 KW |  | ENGINE | CATERPILLAR | 3516TA | 1999-01-01 | 2011 | 10 | 1 | GENERATOR #1-CAT 3516TA 1000KW | DIESEL | 44 | DIESEL | 0.0015 | 0.1 | 0.18 | E3GAL | N | 1 | 1 | 12 | 1 | 1 | 5
1190541 | BOSTON UNIVERSITY MEDICAL CAMPUS |  | 650-700 ALBANY ST |  | BOSTON | MA | 021180000 | 85 EAST NEWTON ST | M470, EHS | BOSTON | MA | 021180000 | N | PRIVATE | NM50 | TRUSTEES OF BOSTON UNIVERSITY | 6172695600 | wgasper@bu.edu | WILLIAM | GASPER | 6176384590 | wgasper@bu.edu | STEPHEN | MONSTUR | 6176388830 | smonstur@bu.edu | 26 | NEIDL EGEN 1 1500 KW |  | ENGINE | CUMMINS | 1500-DQGAB-5857242 | 2008-01-01 | 2009 | 15 | 1 | ULSD | DIESEL | 44 | DIESEL | 0.0015 | 0 | 9.641 | E3GAL | N | 1 | 1 | 12 | 1 | 1 | 5
1190541 | BOSTON UNIVERSITY MEDICAL CAMPUS |  | 650-700 ALBANY ST |  | BOSTON | MA | 021180000 | 85 EAST NEWTON ST | M470, EHS | BOSTON | MA | 021180000 | N | PRIVATE | NM50 | TRUSTEES OF BOSTON UNIVERSITY | 6172695600 | wgasper@bu.edu | WILLIAM | GASPER | 6176384590 | wgasper@bu.edu | STEPHEN | MONSTUR | 6176388830 | smonstur@bu.edu | 27 | NEIDL EGEN 2 1500 KW |  | ENGINE | CUMMINS | 1500-DQGAB-5857242 | 2008-01-01 | 2009 | 15.316 | 1 | ULSD | DIESEL | 44 | DIESEL | 0.0015 | 0 | 11.6095 | E3GAL | N | 1 | 1 | 12 | 1 | 1 | 5
1190541 | BOSTON UNIVERSITY MEDICAL CAMPUS |  | 650-700 ALBANY ST |  | BOSTON | MA | 021180000 | 85 EAST NEWTON ST | M470, EHS | BOSTON | MA | 021180000 | N | PRIVATE | NM50 | TRUSTEES OF BOSTON UNIVERSITY | 6172695600 | wgasper@bu.edu | WILLIAM | GASPER | 6176384590 | wgasper@bu.edu | STEPHEN | MONSTUR | 6176388830 | smonstur@bu.edu | 28 | EU26 NEIDL BOILER 1 |  | BOILER | CLEAVER BROOKS | CBLE700-500-150 #ST | 2008-01-01 | 2009 | 20.412 | 1 | NATURAL GAS | NATURAL GAS | 209 | Natural Gas |  |  | 0 | E6FT3 | Y | 24 | 7 | 52 | 24 | 7 | 22
1190541 | BOSTON UNIVERSITY MEDICAL CAMPUS |  | 650-700 ALBANY ST |  | BOSTON | MA | 021180000 | 85 EAST NEWTON ST | M470, EHS | BOSTON | MA | 021180000 | N | PRIVATE | NM50 | TRUSTEES OF BOSTON UNIVERSITY | 6172695600 | wgasper@bu.edu | WILLIAM | GASPER | 6176384590 | wgasper@bu.edu | STEPHEN | MONSTUR | 6176388830 | smonstur@bu.edu | 29 | EU27 NEIDL BOILER 2 |  | BOILER | CLEAVER BROOKS | CBLE700-500-150 #ST | 2008-01-01 | 2009 | 20.412 | 1 | NATURAL GAS | NATURAL GAS | 209 | Natural Gas |  |  | 0 | E6FT3 | Y | 24 | 7 | 52 | 24 | 7 | 22
1190543 | MT AUBURN HOSPITAL |  | 330 MOUNT AUBURN ST |  | CAMBRIDGE | MA | 022380000 | 330 MOUNT AUBURN ST | ATTN: ENGINEERING | CAMBRIDGE | MA | 021380000 | N | PRIVATE | SM79-R | MOUNT AUBURN HOSPITAL | 6174995004 | mburnham@mah.harvard.edu | MARIE | BURNHAM | 6174995558 | mburnham@mah.harvard.edu | MARIE | BURNHAM | 6174995558 | mburnham@mah.harvard.edu | 2 | BOILER #2-WICKES DUAL FUEL |  | BOILER | WICKES | 61768 | 1952-01-01 | 2011 | 25.2 | 1 | BOILER #2-WICKES #2 OIL-0.05S | NO.2 | 58 | Distillate Oil (No. 2) | 0.05 | 0 | 2.489 | E3GAL | Y | 24 | 7 | 52 | 24 | 7 | 22
1190543 | MT AUBURN HOSPITAL |  | 330 MOUNT AUBURN ST |  | CAMBRIDGE | MA | 022380000 | 330 MOUNT AUBURN ST | ATTN: ENGINEERING | CAMBRIDGE | MA | 021380000 | N | PRIVATE | SM79-R | MOUNT AUBURN HOSPITAL | 6174995004 | mburnham@mah.harvard.edu | MARIE | BURNHAM | 6174995558 | mburnham@mah.harvard.edu | MARIE | BURNHAM | 6174995558 | mburnham@mah.harvard.edu | 2 | BOILER #2-WICKES DUAL FUEL |  | BOILER | WICKES | 61768 | 1952-01-01 | 2011 | 25.2 | 2 | BOILER #2-WICKES NATURAL GAS | NATURAL GAS | 209 | Natural Gas |  |  | 38.9687 | E6FT3 | Y | 24 | 7 | 52 | 24 | 7 | 22
1190543 | MT AUBURN HOSPITAL |  | 330 MOUNT AUBURN ST |  | CAMBRIDGE | MA | 022380000 | 330 MOUNT AUBURN ST | ATTN: ENGINEERING | CAMBRIDGE | MA | 021380000 | N | PRIVATE | SM79-R | MOUNT AUBURN HOSPITAL | 6174995004 | mburnham@mah.harvard.edu | MARIE | BURNHAM | 6174995558 | mburnham@mah.harvard.edu | MARIE | BURNHAM | 6174995558 | mburnham@mah.harvard.edu | 3 | BOILER #3-BABCOX WILCOX DUAL FUEL |  | BOILER | BABCOCK AND WILCOX | FM 2015 | 1971-01-01 | 2011 | 26.558 | 1 | BOILER #3-BABCOCK WILCOX #2 OIL-0.3S | NO.2 | 58 | Distillate Oil (No. 2) | 0.05 | 0 | 2.489 | E3GAL | N | 24 | 7 | 52 | 24 | 7 | 22
1190543 | MT AUBURN HOSPITAL |  | 330 MOUNT AUBURN ST |  | CAMBRIDGE | MA | 022380000 | 330 MOUNT AUBURN ST | ATTN: ENGINEERING | CAMBRIDGE | MA | 021380000 | N | PRIVATE | SM79-R | MOUNT AUBURN HOSPITAL | 6174995004 | mburnham@mah.harvard.edu | MARIE | BURNHAM | 6174995558 | mburnham@mah.harvard.edu | MARIE | BURNHAM | 6174995558 | mburnham@mah.harvard.edu | 3 | BOILER #3-BABCOX WILCOX DUAL FUEL |  | BOILER | BABCOCK AND WILCOX | FM 2015 | 1971-01-01 | 2011 | 26.558 | 2 | BOILER #3-BABCOX WILCOX NATURAL GAS | NATURAL GAS | 209 | Natural Gas |  |  | 38.9687 | E6FT3 | N | 24 | 7 | 52 | 24 | 7 | 22
1190543 | MT AUBURN HOSPITAL |  | 330 MOUNT AUBURN ST |  | CAMBRIDGE | MA | 022380000 | 330 MOUNT AUBURN ST | ATTN: ENGINEERING | CAMBRIDGE | MA | 021380000 | N | PRIVATE | SM79-R | MOUNT AUBURN HOSPITAL | 6174995004 | mburnham@mah.harvard.edu | MARIE | BURNHAM | 6174995558 | mburnham@mah.harvard.edu | MARIE | BURNHAM | 6174995558 | mburnham@mah.harvard.edu | 12 | BOILER #1-WICKES DUAL FUEL |  | BOILER | WICKES | 1176 | 1952-01-01 | 2011 | 25.2 | 1 | BOILER #1-WICKES #2 OIL-0.05S | NO.2 | 58 | Distillate Oil (No. 2) | 0.05 | 0 | 2.489 | E3GAL | Y | 24 | 7 | 52 | 24 | 7 | 22
1190543 | MT AUBURN HOSPITAL |  | 330 MOUNT AUBURN ST |  | CAMBRIDGE | MA | 022380000 | 330 MOUNT AUBURN ST | ATTN: ENGINEERING | CAMBRIDGE | MA | 021380000 | N | PRIVATE | SM79-R | MOUNT AUBURN HOSPITAL | 6174995004 | mburnham@mah.harvard.edu | MARIE | BURNHAM | 6174995558 | mburnham@mah.harvard.edu | MARIE | BURNHAM | 6174995558 | mburnham@mah.harvard.edu | 12 | BOILER #1-WICKES DUAL FUEL |  | BOILER | WICKES | 1176 | 1952-01-01 | 2011 | 25.2 | 2 | BOILER #1-WICKES NATURAL GAS | NATURAL GAS | 209 | Natural Gas |  |  | 38.9687 | E6FT3 | Y | 24 | 7 | 52 | 24 | 7 | 22
1190543 | MT AUBURN HOSPITAL |  | 330 MOUNT AUBURN ST |  | CAMBRIDGE | MA | 022380000 | 330 MOUNT AUBURN ST | ATTN: ENGINEERING | CAMBRIDGE | MA | 021380000 | N | PRIVATE | SM79-R | MOUNT AUBURN HOSPITAL | 6174995004 | mburnham@mah.harvard.edu | MARIE | BURNHAM | 6174995558 | mburnham@mah.harvard.edu | MARIE | BURNHAM | 6174995558 | mburnham@mah.harvard.edu | 13 | GENERATORS #6A, #6B CATERPILLAR 1000 KW DIESEL | 2 | ENGINE | CATERPILLAR | DM7714 | 2007-10-01 | 2011 | 20.242 | 1 | DIESEL | DIESEL | 44 | DIESEL | 0.01 | 0 | 3.5163 | E3GAL | N | 1 | 1 | 13 | 1 | 1 | 5
1190549 | FAULKNER HOSPITAL |  | 1153 CENTER ST |  | BOSTON | MA | 021303492 | 1153 CENTER ST |  | BOSTON | MA | 021303492 | N | PRIVATE | SM79-7 | FAULKNER HOSPITAL | 6179837975 | pkeating@partners.org | PAUL | KEATING | 6179837975 | pkeating@partners.org | PAUL | KEATING | 6179837975 | pkeating@partners.org | 2 | BOILER 1 LP BRYAN STEAM LM1050FDS15 NO2 OIL + GAS |  | BOILER | BRYAN | LM1050 | 1974-01-01 | 2011 | 10.5 | 1 | NO 2 OIL 0.3 PCT S | NO.2 | 58 | Distillate Oil (No. 2) | 0.3 | 0.1 | 0 | E3GAL | N | 24 | 7 | 16 | 12 | 7 | 6
1190549 | FAULKNER HOSPITAL |  | 1153 CENTER ST |  | BOSTON | MA | 021303492 | 1153 CENTER ST |  | BOSTON | MA | 021303492 | N | PRIVATE | SM79-7 | FAULKNER HOSPITAL | 6179837975 | pkeating@partners.org | PAUL | KEATING | 6179837975 | pkeating@partners.org | PAUL | KEATING | 6179837975 | pkeating@partners.org | 2 | BOILER 1 LP BRYAN STEAM LM1050FDS15 NO2 OIL + GAS |  | BOILER | BRYAN | LM1050 | 1974-01-01 | 2011 | 10.5 | 2 | NATURAL GAS | NATURAL GAS | 209 | Natural Gas |  |  | 13.798 | E6FT3 | N | 24 | 7 | 16 | 12 | 7 | 6
1190549 | FAULKNER HOSPITAL |  | 1153 CENTER ST |  | BOSTON | MA | 021303492 | 1153 CENTER ST |  | BOSTON | MA | 021303492 | N | PRIVATE | SM79-7 | FAULKNER HOSPITAL | 6179837975 | pkeating@partners.org | PAUL | KEATING | 6179837975 | pkeating@partners.org | PAUL | KEATING | 6179837975 | pkeating@partners.org | 3 | BOILER 2 L.P.BRYAN STEAM LM1050FDS15 NO2 OIL + GAS |  | BOILER | BRYAN | LM1050 | 1974-01-01 | 2011 | 10.5 | 1 | NO 2 OIL 0.3 PCT S | NO.2 | 58 | Distillate Oil (No. 2) | 0.3 | 0.1 | 0 | E3GAL | N | 24 | 7 | 52 | 12 | 7 | 6
1190549 | FAULKNER HOSPITAL |  | 1153 CENTER ST |  | BOSTON | MA | 021303492 | 1153 CENTER ST |  | BOSTON | MA | 021303492 | N | PRIVATE | SM79-7 | FAULKNER HOSPITAL | 6179837975 | pkeating@partners.org | PAUL | KEATING | 6179837975 | pkeating@partners.org | PAUL | KEATING | 6179837975 | pkeating@partners.org | 3 | BOILER 2 L.P.BRYAN STEAM LM1050FDS15 NO2 OIL + GAS |  | BOILER | BRYAN | LM1050 | 1974-01-01 | 2011 | 10.5 | 2 | NATURAL GAS | NATURAL GAS | 209 | Natural Gas |  |  | 12.39 | E6FT3 | N | 24 | 7 | 52 | 12 | 7 | 6
1190549 | FAULKNER HOSPITAL |  | 1153 CENTER ST |  | BOSTON | MA | 021303492 | 1153 CENTER ST |  | BOSTON | MA | 021303492 | N | PRIVATE | SM79-7 | FAULKNER HOSPITAL | 6179837975 | pkeating@partners.org | PAUL | KEATING | 6179837975 | pkeating@partners.org | PAUL | KEATING | 6179837975 | pkeating@partners.org | 4 | BOILER 3 L.P.BRYAN STEAM LM1050FDS15 NO2 OIL + GAS |  | BOILER | BRYAN | LM1050 | 1974-01-01 | 2011 | 10.5 | 1 | #2 OIL 0.3 S | NO.2 | 58 | Distillate Oil (No. 2) | 0.3 | 0.1 | 0 | E3GAL | N | 24 | 7 | 16 | 12 | 7 | 6
1190549 | FAULKNER HOSPITAL |  | 1153 CENTER ST |  | BOSTON | MA | 021303492 | 1153 CENTER ST |  | BOSTON | MA | 021303492 | N | PRIVATE | SM79-7 | FAULKNER HOSPITAL | 6179837975 | pkeating@partners.org | PAUL | KEATING | 6179837975 | pkeating@partners.org | PAUL | KEATING | 6179837975 | pkeating@partners.org | 4 | BOILER 3 L.P.BRYAN STEAM LM1050FDS15 NO2 OIL + GAS |  | BOILER | BRYAN | LM1050 | 1974-01-01 | 2011 | 10.5 | 2 | NATURAL GAS | NATURAL GAS | 209 | Natural Gas |  |  | 13.667 | E6FT3 | N | 24 | 7 | 16 | 12 | 7 | 6
1190549 | FAULKNER HOSPITAL |  | 1153 CENTER ST |  | BOSTON | MA | 021303492 | 1153 CENTER ST |  | BOSTON | MA | 021303492 | N | PRIVATE | SM79-7 | FAULKNER HOSPITAL | 6179837975 | pkeating@partners.org | PAUL | KEATING | 6179837975 | pkeating@partners.org | PAUL | KEATING | 6179837975 | pkeating@partners.org | 5 | BOILER 4-LP.BRYAN STEAM #LM1050FDS15 NO2 OIL + GAS |  | BOILER | BRYAN | LM1050 | 1974-01-01 | 2011 | 10.5 | 1 | BOILER 4-L.P.BRYAN #LM1050FDS15 #2 OIL-GAS | NO.2 | 58 | Distillate Oil (No. 2) | 0.3 | 1 | 0 | E3GAL | N | 24 | 7 | 16 | 12 | 7 | 6
1190549 | FAULKNER HOSPITAL |  | 1153 CENTER ST |  | BOSTON | MA | 021303492 | 1153 CENTER ST |  | BOSTON | MA | 021303492 | N | PRIVATE | SM79-7 | FAULKNER HOSPITAL | 6179837975 | pkeating@partners.org | PAUL | KEATING | 6179837975 | pkeating@partners.org | PAUL | KEATING | 6179837975 | pkeating@partners.org | 5 | BOILER 4-LP.BRYAN STEAM #LM1050FDS15 NO2 OIL + GAS |  | BOILER | BRYAN | LM1050 | 1974-01-01 | 2011 | 10.5 | 2 | NATURAL GAS | NATURAL GAS | 209 | Natural Gas |  |  | 10.663 | E6FT3 | N | 24 | 7 | 16 | 12 | 7 | 6
1190551 | MASS EYE & EAR INFIR |  | 243 CHARLES ST |  | BOSTON | MA | 021140000 | 243 CHARLES STREET |  | BOSTON | MA | 021140000 | N | PRIVATE | NM25 | MASSACHUSETTS EYE AND EAR INFIRMARY | 6175734465 | Mike_canning@meei.harvard.edu | STEVEN | CHIAVELLI | 6175733172 | Steven_Chiavelli@MEEI.HARVARD.EDU | STEPHEN | CHIAVELLI | 6175733172 | Steven_Chiavelli@MEEI.HARVARD.EDU | 1 | 4 GENERATORS-ONAN 250KW | 4 | ENGINE | ONAN | 250DFAC | 1972-01-01 | 2011 | 11.36 | 1 | GENERATORS (4)-ONAN 250KW | NATURAL GAS | 209 | Natural Gas |  |  | 0.4658 | E6FT3 | N | 1 | 1 | 52 | 1 | 1 | 22
1190552 | JAMAICAWAY TOWER |  | 111 PERKINS ST |  | BOSTON | MA | 021300000 | 111 PERKINS ST |  | BOSTON | MA | 021300000 | N | PRIVATE | SM50 | JAMAICAWAY TOWER AND TOWNHOUSES COOPERATIVE | 6175244000 | eric.richards@jamaicawaytower.com | ERIC | RICHARDS | 6175244000 | ERIC.RICHARDS@JAMAICAWAYTOWER.COM | ERIC | RICHARDS | 6175244000 | ERIC.RICHARDS@JAMAICAWAYTOWER.COM | 1 | BOILER #1-PACIFIC NATIONAL #2 OIL-0.5S |  | BOILER | NATIONAL | UNKNOWN | 1965-01-01 | 2008 | 15 | 1 | BOILER #1-PACIFIC NATIONAL #2 OIL-0.5S | NO.2 | 58 | Distillate Oil (No. 2) | 0.5 | 0.1 | 75 | E3GAL | N | 24 | 7 | 26 | 24 | 7 | 11
1190552 | JAMAICAWAY TOWER |  | 111 PERKINS ST |  | BOSTON | MA | 021300000 | 111 PERKINS ST |  | BOSTON | MA | 021300000 | N | PRIVATE | SM50 | JAMAICAWAY TOWER AND TOWNHOUSES COOPERATIVE | 6175244000 | eric.richards@jamaicawaytower.com | ERIC | RICHARDS | 6175244000 | ERIC.RICHARDS@JAMAICAWAYTOWER.COM | ERIC | RICHARDS | 6175244000 | ERIC.RICHARDS@JAMAICAWAYTOWER.COM | 2 | BOILER #2-PACIFIC NATIONAL #2 OIL-0.5S |  | BOILER | NATIONAL | UNKNOWN | 1965-01-01 | 2008 | 15 | 1 | BOILER #2-PACIFIC NATIONAL #2 OIL-0.5S | NO.2 | 58 | Distillate Oil (No. 2) | 0.5 | 0.1 | 75 | E3GAL | N | 24 | 7 | 26 | 24 | 7 | 11
1190558 | BETH ISRAEL DEACONESS HOSPITAL-MILTON | FKA MILTON HOSPITAL | 199 REEDSDALE RD | FORMERLY 92 HIGHLAND ST | MILTON | MA | 021860000 | 199 REEDSDALE RD | FORMERLY 92 HIGHLAND ST | MILTON | MA | 021860000 | N | PRIVATE | SM79-R | BETH ISRAEL DEACONESS HOSPITAL - MILTON | 6176964600X1372 | wayne_pitts@miltonhospital.org | CINDY | PAGE | 6173131355 | cindy_page@miltonhospital.org | WAYNE | PITTS | 6176964600X1372 | wayne_pitts@miltonhospital.org | 14 | GENERATOR CUMMINS 1000 DQFAD |  | ENGINE | CUMMINS | 1000DQFAD | 2007-06-01 | 2011 | 10 | 1 | DIESEL | DIESEL | 44 | DIESEL | 0.3 | 0 | 1.13 | E3GAL | N | 1 | 1 | 12 | 1 | 1 | 6
1190559 | BETH ISRAEL DEACONESS HOSPITAL NEEDHAM | FKA DEACONESS GLOVER HOSPITAL | 148 CHESTNUT ST |  | NEEDHAM | MA | 021920000 | 148 CHESTNUT ST |  | NEEDHAM | MA | 021920000 | N | PRIVATE | NM25 | BETH ISRAEL DEACONESS HOSPITAL NEEDHAM | 7814533000 | CMCNULTY@BIDNEEDHAM.ORG | COREY | MCNULTY | 7814533610 | CMCNULTY@BIDNEEDHAM.ORG | COREY | MCNULTY | 7814533610 | CMCNULTY@BIDNEEDHAM.ORG | 15 | GENERATOR #1 KOHLER 1000 REOEDC | 2 | ENGINE | KOHLER | 1000 REOEDC | 2009-01-01 | 2011 | 10 | 1 | DIESEL | DIESEL | 44 | DIESEL | 0.0015 | 0.1 | 0.8472 | E3GAL | N | 1 | 1 | 18 | 1 | 1 | 8
1190563 | NORTH SHORE MEDICAL CENTER INC |  | 81 HIGHLAND AVE |  | SALEM | MA | 019700000 | 81 HIGHLAND AVE |  | SALEM | MA | 019700000 | N | PRIVATE | SM80-R | NORTH SHORE MEDICAL CENTER | 9783542525 | jjdaley@partners.org | JOHN | DALEY | 9783542525 | jjdaley@partners.org | JOHN | DALEY | 9783542525 | jjdaley@partners.org | 1 | BOILER #1 |  | BOILER | SUPERIOR | N4GAA6600A | 1971-01-01 | 2011 | 20.085 | 1 | #6 OIL (TANK #1) | NO.6 | 923 | Residual Oil (No. 6) | 0.5 | 0.1 | 0 | E3GAL | N | 24 | 7 | 52 | 24 | 7 | 22
1190563 | NORTH SHORE MEDICAL CENTER INC |  | 81 HIGHLAND AVE |  | SALEM | MA | 019700000 | 81 HIGHLAND AVE |  | SALEM | MA | 019700000 | N | PRIVATE | SM80-R | NORTH SHORE MEDICAL CENTER | 9783542525 | jjdaley@partners.org | JOHN | DALEY | 9783542525 | jjdaley@partners.org | JOHN | DALEY | 9783542525 | jjdaley@partners.org | 1 | BOILER #1 |  | BOILER | SUPERIOR | N4GAA6600A | 1971-01-01 | 2011 | 20.085 | 2 | NATURAL GAS | NATURAL GAS | 209 | Natural Gas |  |  | 36.2616 | E6FT3 | N | 24 | 7 | 52 | 24 | 7 | 22
1190563 | NORTH SHORE MEDICAL CENTER INC |  | 81 HIGHLAND AVE |  | SALEM | MA | 019700000 | 81 HIGHLAND AVE |  | SALEM | MA | 019700000 | N | PRIVATE | SM80-R | NORTH SHORE MEDICAL CENTER | 9783542525 | jjdaley@partners.org | JOHN | DALEY | 9783542525 | jjdaley@partners.org | JOHN | DALEY | 9783542525 | jjdaley@partners.org | 2 | BOILER #2 |  | BOILER | SUPERIOR | N4GAA6600A | 1971-01-01 | 2011 | 20.085 | 1 | #6 OIL (TANK #2) | NO.6 | 923 | Residual Oil (No. 6) | 0.5 | 0.1 | 0 | E3GAL | N | 24 | 7 | 52 | 24 | 7 | 22
1190563 | NORTH SHORE MEDICAL CENTER INC |  | 81 HIGHLAND AVE |  | SALEM | MA | 019700000 | 81 HIGHLAND AVE |  | SALEM | MA | 019700000 | N | PRIVATE | SM80-R | NORTH SHORE MEDICAL CENTER | 9783542525 | jjdaley@partners.org | JOHN | DALEY | 9783542525 | jjdaley@partners.org | JOHN | DALEY | 9783542525 | jjdaley@partners.org | 2 | BOILER #2 |  | BOILER | SUPERIOR | N4GAA6600A | 1971-01-01 | 2011 | 20.085 | 2 | NATURAL GAS | NATURAL GAS | 209 | Natural Gas |  |  | 36.2616 | E6FT3 | N | 24 | 7 | 52 | 24 | 7 | 22
1190563 | NORTH SHORE MEDICAL CENTER INC |  | 81 HIGHLAND AVE |  | SALEM | MA | 019700000 | 81 HIGHLAND AVE |  | SALEM | MA | 019700000 | N | PRIVATE | SM80-R | NORTH SHORE MEDICAL CENTER | 9783542525 | jjdaley@partners.org | JOHN | DALEY | 9783542525 | jjdaley@partners.org | JOHN | DALEY | 9783542525 | jjdaley@partners.org | 3 | BOILER #3 |  | BOILER | CLEAVER BROOKS | SFB-400-300 | 1989-12-11 | 2011 | 12.533 | 1 | #6 OIL (TANK #2) | NO.6 | 923 | Residual Oil (No. 6) | 0.5 | 0.1 | 0 | E3GAL | N | 24 | 7 | 52 | 24 | 7 | 22
1190563 | NORTH SHORE MEDICAL CENTER INC |  | 81 HIGHLAND AVE |  | SALEM | MA | 019700000 | 81 HIGHLAND AVE |  | SALEM | MA | 019700000 | N | PRIVATE | SM80-R | NORTH SHORE MEDICAL CENTER | 9783542525 | jjdaley@partners.org | JOHN | DALEY | 9783542525 | jjdaley@partners.org | JOHN | DALEY | 9783542525 | jjdaley@partners.org | 3 | BOILER #3 |  | BOILER | CLEAVER BROOKS | SFB-400-300 | 1989-12-11 | 2011 | 12.533 | 2 | NATURAL GAS | NATURAL GAS | 209 | Natural Gas |  |  | 18.1308 | E6FT3 | N | 24 | 7 | 52 | 24 | 7 | 22
1190563 | NORTH SHORE MEDICAL CENTER INC |  | 81 HIGHLAND AVE |  | SALEM | MA | 019700000 | 81 HIGHLAND AVE |  | SALEM | MA | 019700000 | N | PRIVATE | SM80-R | NORTH SHORE MEDICAL CENTER | 9783542525 | jjdaley@partners.org | JOHN | DALEY | 9783542525 | jjdaley@partners.org | JOHN | DALEY | 9783542525 | jjdaley@partners.org | 6 | EMERGENCY GENERATORS (4 COMBINED) | 4 | ENGINE | CATERPILLAR | 3512 | 1982-10-08 | 2011 | 28.28 | 1 | #2 OIL ULSD (TANKS 3,4 AND 5) | DIESEL | 44 | DIESEL | 0.0015 | 0 | 1.8416 | E3GAL | N | 1 | 1 | 12 | 1 | 1 | 5
1190572 | CHILDRENS HOSPITAL BOSTON AT WALTHAM |  | 9 HOPE AVE |  | WALTHAM | MA | 024530000 | 9 HOPE AVE |  | WALTHAM | MA | 024530000 | N | PRIVATE | SM25 | CHB PROPERTIES, INC. | 7812162290 | jim.bove@childrens.harvard.edu | JAMES | BOVE | 7812162290 | jim.bove@childrens.harvard.edu | JAMES | BOVE | 7812162290 | jim.bove@childrens.harvard.edu | 2 | BOILER 2-CLEAVER BROOKS CB600-700 OIL GAS |  | BOILER | CLEAVER BROOKS | CB600X-700 | 1979-09-01 | 2009 | 29 | 1 | ULTRA LOW SULFUR DIESEL | NO.2 | 58 | Distillate Oil (No. 2) | 0.0015 | 0 | 15.325 | E3GAL | N | 24 | 7 | 30 | 0 | 0 | 0
1190572 | CHILDRENS HOSPITAL BOSTON AT WALTHAM |  | 9 HOPE AVE |  | WALTHAM | MA | 024530000 | 9 HOPE AVE |  | WALTHAM | MA | 024530000 | N | PRIVATE | SM25 | CHB PROPERTIES, INC. | 7812162290 | jim.bove@childrens.harvard.edu | JAMES | BOVE | 7812162290 | jim.bove@childrens.harvard.edu | JAMES | BOVE | 7812162290 | jim.bove@childrens.harvard.edu | 2 | BOILER 2-CLEAVER BROOKS CB600-700 OIL GAS |  | BOILER | CLEAVER BROOKS | CB600X-700 | 1979-09-01 | 2009 | 29 | 2 | NATURAL GAS | NATURAL GAS | 209 | Natural Gas |  |  | 33.474 | E6FT3 | N | 24 | 7 | 30 | 0 | 0 | 0
1190572 | CHILDRENS HOSPITAL BOSTON AT WALTHAM |  | 9 HOPE AVE |  | WALTHAM | MA | 024530000 | 9 HOPE AVE |  | WALTHAM | MA | 024530000 | N | PRIVATE | SM25 | CHB PROPERTIES, INC. | 7812162290 | jim.bove@childrens.harvard.edu | JAMES | BOVE | 7812162290 | jim.bove@childrens.harvard.edu | JAMES | BOVE | 7812162290 | jim.bove@childrens.harvard.edu | 3 | BOILER #3-CLEAVER BROOKS CB655-300 |  | BOILER | CLEAVER BROOKS | CB655-300 | 1963-01-01 | 2009 | 13 | 1 | ULTRA LOW SULFUR DIESEL | NO.2 | 58 | Distillate Oil (No. 2) | 0.0015 | 0 | 0.098 | E3GAL | N | 2 | 7 | 52 | 2 | 7 | 22
1190572 | CHILDRENS HOSPITAL BOSTON AT WALTHAM |  | 9 HOPE AVE |  | WALTHAM | MA | 024530000 | 9 HOPE AVE |  | WALTHAM | MA | 024530000 | N | PRIVATE | SM25 | CHB PROPERTIES, INC. | 7812162290 | jim.bove@childrens.harvard.edu | JAMES | BOVE | 7812162290 | jim.bove@childrens.harvard.edu | JAMES | BOVE | 7812162290 | jim.bove@childrens.harvard.edu | 13 | CATERPILLAR EMERGENCY GENERATOR 1 |  | ENGINE | CATERPILLAR | SR4B-GD | 2009-05-04 | 2009 | 10.3277 | 1 | ULTRA LOW SULFUR DIESEL | DIESEL | 44 | DIESEL | 0.0015 |  | 0.2972 | E3GAL | N | 4 | 1 | 1 | 4 | 1 | 1
1190572 | CHILDRENS HOSPITAL BOSTON AT WALTHAM |  | 9 HOPE AVE |  | WALTHAM | MA | 024530000 | 9 HOPE AVE |  | WALTHAM | MA | 024530000 | N | PRIVATE | SM25 | CHB PROPERTIES, INC. | 7812162290 | jim.bove@childrens.harvard.edu | JAMES | BOVE | 7812162290 | jim.bove@childrens.harvard.edu | JAMES | BOVE | 7812162290 | jim.bove@childrens.harvard.edu | 14 | CATERPILLAR EMERGENCY GENERATOR 2 |  | ENGINE | CATERPILLAR | SR4B-GD | 2009-05-14 | 2009 | 10.3277 | 1 | ULTRA LOW SULFUR DIESEL | DIESEL | 44 | DIESEL | 0.0015 |  | 0.2972 | E3GAL | N | 4 | 1 | 1 | 4 | 1 | 1
1190578 | MCI CEDAR JUNCTION |  | MAIN ST | RTE 1A | WALPOLE | MA | 020810000 | ROUTE 1A PO BOX 100 |  | WALPOLE | MA | 020810000 | Y | STATE | SM79-7 | MCI CEDAR JUNCTION | 5086682100 | JHTUNIS@DOC.STATE.MA.US | CLIFFORD | KING | 508.668.2100 | CLKing@DOC.STATE.MA.US | CLIFFORD | KING | 5086682100X193 | CLKing@DOC.STATE.MA.US | 1 | BOILER #1-BIGELOW NB1102 NATURAL GAS |  | BOILER | BIGELOW | UNKNOWN | 1953-01-01 | 2009 | 36 | 1 | BOILER #1-BIGELOW NB1102 NATURAL GAS | NATURAL GAS | 209 | Natural Gas |  |  | 0 | E6FT3 | N | 0 | 0 | 0 | 24 | 7 | 21
1190578 | MCI CEDAR JUNCTION |  | MAIN ST | RTE 1A | WALPOLE | MA | 020810000 | ROUTE 1A PO BOX 100 |  | WALPOLE | MA | 020810000 | Y | STATE | SM79-7 | MCI CEDAR JUNCTION | 5086682100 | JHTUNIS@DOC.STATE.MA.US | CLIFFORD | KING | 508.668.2100 | CLKing@DOC.STATE.MA.US | CLIFFORD | KING | 5086682100X193 | CLKing@DOC.STATE.MA.US | 2 | BOILER 2-BIGELOW NB1103 4 OIL1.0S |  | BOILER | BIGELOW | UNKNOWN | 1953-01-01 | 2009 | 36 | 1 | BOILER 2-BIGELOW NB1103 4 OIL-1.0S | NO.4 | 825 | Distillate Oil (No. 4) | 1 | 0.1 | 0 | E3GAL | N | 24 | 7 | 14 | 0 | 0 | 0
1190578 | MCI CEDAR JUNCTION |  | MAIN ST | RTE 1A | WALPOLE | MA | 020810000 | ROUTE 1A PO BOX 100 |  | WALPOLE | MA | 020810000 | Y | STATE | SM79-7 | MCI CEDAR JUNCTION | 5086682100 | JHTUNIS@DOC.STATE.MA.US | CLIFFORD | KING | 508.668.2100 | CLKing@DOC.STATE.MA.US | CLIFFORD | KING | 5086682100X193 | CLKing@DOC.STATE.MA.US | 3 | BOILER 3-BIGELOW NB1589 DUAL FUEL |  | BOILER | BIGELOW | 00000 | 1991-07-01 | 2009 | 36 | 1 | BOILER 3-BIGELOW NB1589 4 OIL-1S | NO.4 | 825 | Distillate Oil (No. 4) | 1 | 0.1 | 0 | E3GAL | N | 24 | 7 | 23 | 24 | 7 | 21
1190578 | MCI CEDAR JUNCTION |  | MAIN ST | RTE 1A | WALPOLE | MA | 020810000 | ROUTE 1A PO BOX 100 |  | WALPOLE | MA | 020810000 | Y | STATE | SM79-7 | MCI CEDAR JUNCTION | 5086682100 | JHTUNIS@DOC.STATE.MA.US | CLIFFORD | KING | 508.668.2100 | CLKing@DOC.STATE.MA.US | CLIFFORD | KING | 5086682100X193 | CLKing@DOC.STATE.MA.US | 3 | BOILER 3-BIGELOW NB1589 DUAL FUEL |  | BOILER | BIGELOW | 00000 | 1991-07-01 | 2009 | 36 | 2 | BOILER 3-BIGELOW NB1598 NATURAL GAS | NATURAL GAS | 209 | Natural Gas |  |  | 0 | E6FT3 | N | 24 | 7 | 23 | 24 | 7 | 21
1190578 | MCI CEDAR JUNCTION |  | MAIN ST | RTE 1A | WALPOLE | MA | 020810000 | ROUTE 1A PO BOX 100 |  | WALPOLE | MA | 020810000 | Y | STATE | SM79-7 | MCI CEDAR JUNCTION | 5086682100 | JHTUNIS@DOC.STATE.MA.US | CLIFFORD | KING | 508.668.2100 | CLKing@DOC.STATE.MA.US | CLIFFORD | KING | 5086682100X193 | CLKing@DOC.STATE.MA.US | 12 | TEMPORARY BOILER |  | BOILER | CLEAVER BROOKS | 00000000 | 2005-06-15 | 2009 | 24 | 1 | 2 FUEL OIL LOW SULFUR CONTENT | NO.2 | 58 | Distillate Oil (No. 2) | 0.5 |  | 0 | E3GAL | N | 24 | 7 | 32 | 24 | 7 | 21
1190578 | MCI CEDAR JUNCTION |  | MAIN ST | RTE 1A | WALPOLE | MA | 020810000 | ROUTE 1A PO BOX 100 |  | WALPOLE | MA | 020810000 | Y | STATE | SM79-7 | MCI CEDAR JUNCTION | 5086682100 | JHTUNIS@DOC.STATE.MA.US | CLIFFORD | KING | 508.668.2100 | CLKing@DOC.STATE.MA.US | CLIFFORD | KING | 5086682100X193 | CLKing@DOC.STATE.MA.US | 13 | NEW CLEAVER BROOKS UNIT 1 |  | BOILER | CLEAVER BROOKS | CBI-200-600-015 | 2005-06-15 | 2009 | 24.494 | 1 | 2 ULSD 0.003 SULFUR | NO.2 | 58 | Distillate Oil (No. 2) | 0.003 | 0.01 | 36 | E3GAL | N | 24 | 7 | 16 | 0 | 0 | 0
1190578 | MCI CEDAR JUNCTION |  | MAIN ST | RTE 1A | WALPOLE | MA | 020810000 | ROUTE 1A PO BOX 100 |  | WALPOLE | MA | 020810000 | Y | STATE | SM79-7 | MCI CEDAR JUNCTION | 5086682100 | JHTUNIS@DOC.STATE.MA.US | CLIFFORD | KING | 508.668.2100 | CLKing@DOC.STATE.MA.US | CLIFFORD | KING | 5086682100X193 | CLKing@DOC.STATE.MA.US | 13 | NEW CLEAVER BROOKS UNIT 1 |  | BOILER | CLEAVER BROOKS | CBI-200-600-015 | 2005-06-15 | 2009 | 24.494 | 2 | ULTRA LOW SULFUR DIESEL | NO.2 | 58 | Distillate Oil (No. 2) | 0 | 0.1 | 0.036 | E3GAL | N | 24 | 7 | 16 | 0 | 0 | 0
1190578 | MCI CEDAR JUNCTION |  | MAIN ST | RTE 1A | WALPOLE | MA | 020810000 | ROUTE 1A PO BOX 100 |  | WALPOLE | MA | 020810000 | Y | STATE | SM79-7 | MCI CEDAR JUNCTION | 5086682100 | JHTUNIS@DOC.STATE.MA.US | CLIFFORD | KING | 508.668.2100 | CLKing@DOC.STATE.MA.US | CLIFFORD | KING | 5086682100X193 | CLKing@DOC.STATE.MA.US | 13 | NEW CLEAVER BROOKS UNIT 1 |  | BOILER | CLEAVER BROOKS | CBI-200-600-015 | 2005-06-15 | 2009 | 24.494 | 3 | NATURAL GAS | NATURAL GAS | 209 | Natural Gas |  |  | 8.1447 | E6FT3 | N | 24 | 7 | 16 | 0 | 0 | 0
1190578 | MCI CEDAR JUNCTION |  | MAIN ST | RTE 1A | WALPOLE | MA | 020810000 | ROUTE 1A PO BOX 100 |  | WALPOLE | MA | 020810000 | Y | STATE | SM79-7 | MCI CEDAR JUNCTION | 5086682100 | JHTUNIS@DOC.STATE.MA.US | CLIFFORD | KING | 508.668.2100 | CLKing@DOC.STATE.MA.US | CLIFFORD | KING | 5086682100X193 | CLKing@DOC.STATE.MA.US | 14 | NEW CLEAVER BROOKS UNIT #2 |  | BOILER | CLEAVER BROOKS | CBI-200-600-015 | 2005-06-25 | 2009 | 24.494 | 1 | #2 ULSD FUEL 0.003 SULFUR | NO.2 | 58 | Distillate Oil (No. 2) | 0.003 | 0.001 | 0.162 | E3GAL | N | 24 | 7 | 14 | 0 | 0 | 0
1190578 | MCI CEDAR JUNCTION |  | MAIN ST | RTE 1A | WALPOLE | MA | 020810000 | ROUTE 1A PO BOX 100 |  | WALPOLE | MA | 020810000 | Y | STATE | SM79-7 | MCI CEDAR JUNCTION | 5086682100 | JHTUNIS@DOC.STATE.MA.US | CLIFFORD | KING | 508.668.2100 | CLKing@DOC.STATE.MA.US | CLIFFORD | KING | 5086682100X193 | CLKing@DOC.STATE.MA.US | 14 | NEW CLEAVER BROOKS UNIT #2 |  | BOILER | CLEAVER BROOKS | CBI-200-600-015 | 2005-06-25 | 2009 | 24.494 | 2 | NATURAL GAS BOILER 2 | NATURAL GAS | 209 | Natural Gas |  |  | 19.658 | E6FT3 | N | 24 | 7 | 14 | 0 | 0 | 0
1190578 | MCI CEDAR JUNCTION |  | MAIN ST | RTE 1A | WALPOLE | MA | 020810000 | ROUTE 1A PO BOX 100 |  | WALPOLE | MA | 020810000 | Y | STATE | SM79-7 | MCI CEDAR JUNCTION | 5086682100 | JHTUNIS@DOC.STATE.MA.US | CLIFFORD | KING | 508.668.2100 | CLKing@DOC.STATE.MA.US | CLIFFORD | KING | 5086682100X193 | CLKing@DOC.STATE.MA.US | 15 | NEW CLEAVER BROOKS UNIT #3 |  | BOILER | CLEAVER BROOKS | CBLE-200-300 | 2005-06-15 | 2009 | 12.2 | 1 | #2 ULSD FUEL OIL | NO.2 | 58 | Distillate Oil (No. 2) | 0.003 | 0.001 | 0.36 | E3GAL | N | 24 | 7 | 20 | 24 | 7 | 6
1190578 | MCI CEDAR JUNCTION |  | MAIN ST | RTE 1A | WALPOLE | MA | 020810000 | ROUTE 1A PO BOX 100 |  | WALPOLE | MA | 020810000 | Y | STATE | SM79-7 | MCI CEDAR JUNCTION | 5086682100 | JHTUNIS@DOC.STATE.MA.US | CLIFFORD | KING | 508.668.2100 | CLKing@DOC.STATE.MA.US | CLIFFORD | KING | 5086682100X193 | CLKing@DOC.STATE.MA.US | 15 | NEW CLEAVER BROOKS UNIT #3 |  | BOILER | CLEAVER BROOKS | CBLE-200-300 | 2005-06-15 | 2009 | 12.2 | 2 | NATURAL GAS BOILER #3 | NATURAL GAS | 209 | Natural Gas |  |  | 7.863 | E6FT3 | N | 24 | 7 | 20 | 24 | 7 | 6
1190579 | MCI CONCORD |  | 965 ELM ST |  | CONCORD | MA | 017420000 | 965 ELM ST |  | CONCORD | MA | 017420000 | Y | STATE | SM79-7 | CONCORD DEPT OF CORRECTION, MCI C | 9783693220 | SMFoley@doc.state.ma.us | SEAN | FOLEY | 5089635882 | SMFoley@doc.state.ma.us | WAYNE | ISABELLE | 9783693220 | WTIsabelle@doc.state.ma.us | 7 | EU #2-GENERATOR-CATERPILLAR 1000KW |  | ENGINE | BAYLOR | 3516 | 1990-01-01 | 2011 | 11.44 | 1 | #2 OIL-0.3 S | DIESEL | 44 | DIESEL | 0.3 | 0 | 0.529 | E3GAL | N | 1 | 7 | 52 | 1 | 1 | 21
1190579 | MCI CONCORD |  | 965 ELM ST |  | CONCORD | MA | 017420000 | 965 ELM ST |  | CONCORD | MA | 017420000 | Y | STATE | SM79-7 | CONCORD DEPT OF CORRECTION, MCI C | 9783693220 | SMFoley@doc.state.ma.us | SEAN | FOLEY | 5089635882 | SMFoley@doc.state.ma.us | WAYNE | ISABELLE | 9783693220 | WTIsabelle@doc.state.ma.us | 13 | BOILER 1 CLEAVER BROOKS FIRE TUBE BOILER |  | BOILER | CLEAVER BROOKS | CB-400-500 | 1999-08-11 | 2011 | 20.925 | 1 | NATURAL GAS | NATURAL GAS | 209 | Natural Gas |  |  | 4.2 | E6FT3 | N | 24 | 7 | 26 | 0 | 0 | 0
1190579 | MCI CONCORD |  | 965 ELM ST |  | CONCORD | MA | 017420000 | 965 ELM ST |  | CONCORD | MA | 017420000 | Y | STATE | SM79-7 | CONCORD DEPT OF CORRECTION, MCI C | 9783693220 | SMFoley@doc.state.ma.us | SEAN | FOLEY | 5089635882 | SMFoley@doc.state.ma.us | WAYNE | ISABELLE | 9783693220 | WTIsabelle@doc.state.ma.us | 14 | BOILER 2 CLEAVER BROOKS FIRE TUBE BOILER |  | BOILER | CLEAVER BROOKS | CB 400-500 | 1999-08-11 | 2011 | 20.925 | 1 | NATURAL GAS | NATURAL GAS | 209 | Natural Gas |  |  | 0.52 | E6FT3 | N | 24 | 7 | 4 | 0 | 0 | 0
1190579 | MCI CONCORD |  | 965 ELM ST |  | CONCORD | MA | 017420000 | 965 ELM ST |  | CONCORD | MA | 017420000 | Y | STATE | SM79-7 | CONCORD DEPT OF CORRECTION, MCI C | 9783693220 | SMFoley@doc.state.ma.us | SEAN | FOLEY | 5089635882 | SMFoley@doc.state.ma.us | WAYNE | ISABELLE | 9783693220 | WTIsabelle@doc.state.ma.us | 15 | BOILER #3 CLEAVER BROOKS |  | BOILER | CLEAVER BROOKS | CB 400-500 | 1998-08-11 | 2011 | 20.925 | 1 | NATURAL GAS | NATURAL GAS | 209 | Natural Gas |  |  | 7.88 | E6FT3 | N | 24 | 7 | 39 | 24 | 7 | 18
1190580 | MCI FRAMINGHAM |  | 99 LORING DR |  | FRAMINGHAM | MA | 017010000 | PO BOX 9007 |  | FRAMINGHAM | MA | 017049007 | Y | STATE | SM50 | MCI FRAMINGHAM | 5085325100 | EJDonegan@doc.state.ma.us | EDWARD | DONEGAN | 5085325100 | EJDonegan@doc.state.ma.us | ED | DONEGAN | 5085325100X163 | EJDonegan@doc.state.ma.us | 1 | BOILER 1-BIGELOW B-156 6 OIL-0.5S 4.23 MMBTU |  | BOILER | BIGELOW | TYPE B | 1963-01-01 | 2011 | 17 | 1 | BOILER 1-BIGELOW B-156 6 OIL-0.5S | NO.6 | 923 | Residual Oil (No. 6) | 0.5 | 0.1 | 137 | E3GAL | N | 24 | 7 | 13 | 24 | 7 | 20
1190580 | MCI FRAMINGHAM |  | 99 LORING DR |  | FRAMINGHAM | MA | 017010000 | PO BOX 9007 |  | FRAMINGHAM | MA | 017049007 | Y | STATE | SM50 | MCI FRAMINGHAM | 5085325100 | EJDonegan@doc.state.ma.us | EDWARD | DONEGAN | 5085325100 | EJDonegan@doc.state.ma.us | ED | DONEGAN | 5085325100X163 | EJDonegan@doc.state.ma.us | 3 | BOILER 3-BIGELOW B-156 6 OIL-0.5S 4.23 MMBTU |  | BOILER | BIGELOW | B | 1951-01-01 | 2011 | 17 | 1 | BOILER 3-BIGELOW B-156 6 OIL-0.5S | NO.6 | 923 | Residual Oil (No. 6) | 0.5 | 0.1 | 137 | E3GAL | N | 24 | 7 | 13 | 24 | 7 | 20
1190580 | MCI FRAMINGHAM |  | 99 LORING DR |  | FRAMINGHAM | MA | 017010000 | PO BOX 9007 |  | FRAMINGHAM | MA | 017049007 | Y | STATE | SM50 | MCI FRAMINGHAM | 5085325100 | EJDonegan@doc.state.ma.us | EDWARD | DONEGAN | 5085325100 | EJDonegan@doc.state.ma.us | ED | DONEGAN | 5085325100X163 | EJDonegan@doc.state.ma.us | 4 | BOILER 4-BIGELOW B-156 6 OIL-0.5S 4.23 MMBTU |  | BOILER | BIGELOW | TYPE B | 1952-06-12 | 2011 | 17 | 1 | BOILER 4-BIGELOW B-156 6 OIL-0.5S | NO.6 | 923 | Residual Oil (No. 6) | 0.5 | 0.1 | 137 | E3GAL | N | 24 | 7 | 13 | 24 | 7 | 20
1190581 | MCI NORFOLK |  | 2 CLARK ST |  | NORFOLK | MA | 020560000 | PO BOX 43 | 2 CLARK STREET | NORFOLK | MA | 020560000 | Y | STATE | SM79-7 | MCI NORFOLK | 5086680800X268 | lfjohnson@DOC.State.MA.US | LUKE | JOHNSON | 5086680800 | lfjohnson@DOC.State.MA.US | LUKE | JOHNSON | 5086680800X268 | lfjohnson@DOC.State.MA.US | 14 | EMER GEN #1 CAT 3512 1100 KW E #2 OIL 0.003S |  | ENGINE | CAT | 3512 | 1997-01-01 | 2011 | 11 | 1 | EMER GEN #1 CAT 3512 1100 KWE #2OIL.003S | NO.2 | 58 | Distillate Oil (No. 2) | 0.003 | 0 | 4.7197 | E3GAL | N | 1 | 1 | 21 | 1 | 1 | 20
1190581 | MCI NORFOLK |  | 2 CLARK ST |  | NORFOLK | MA | 020560000 | PO BOX 43 | 2 CLARK STREET | NORFOLK | MA | 020560000 | Y | STATE | SM79-7 | MCI NORFOLK | 5086680800X268 | lfjohnson@DOC.State.MA.US | LUKE | JOHNSON | 5086680800 | lfjohnson@DOC.State.MA.US | LUKE | JOHNSON | 5086680800X268 | lfjohnson@DOC.State.MA.US | 17 | # 1 BOILER CLEAVER BROOKS |  | BOILER | CLEAVER BROOKS | CBI-200-400-015 | 2005-08-03 | 2011 | 16.329 | 1 | #2 .003 SULFUR | NO.2 | 58 | Distillate Oil (No. 2) | 0 |  | 0 | E3GAL | N | 24 | 7 | 20 | 24 | 7 | 20
1190581 | MCI NORFOLK |  | 2 CLARK ST |  | NORFOLK | MA | 020560000 | PO BOX 43 | 2 CLARK STREET | NORFOLK | MA | 020560000 | Y | STATE | SM79-7 | MCI NORFOLK | 5086680800X268 | lfjohnson@DOC.State.MA.US | LUKE | JOHNSON | 5086680800 | lfjohnson@DOC.State.MA.US | LUKE | JOHNSON | 5086680800X268 | lfjohnson@DOC.State.MA.US | 17 | # 1 BOILER CLEAVER BROOKS |  | BOILER | CLEAVER BROOKS | CBI-200-400-015 | 2005-08-03 | 2011 | 16.329 | 2 | NATURAL GAS | NATURAL GAS | 209 | Natural Gas |  |  | 3.2908 | E6FT3 | N | 24 | 7 | 20 | 24 | 7 | 20
1190581 | MCI NORFOLK |  | 2 CLARK ST |  | NORFOLK | MA | 020560000 | PO BOX 43 | 2 CLARK STREET | NORFOLK | MA | 020560000 | Y | STATE | SM79-7 | MCI NORFOLK | 5086680800X268 | lfjohnson@DOC.State.MA.US | LUKE | JOHNSON | 5086680800 | lfjohnson@DOC.State.MA.US | LUKE | JOHNSON | 5086680800X268 | lfjohnson@DOC.State.MA.US | 18 | # 2 BOILER CLEAVER BROOKS |  | BOILER | CLEAVER BROOKS | CBI-200-700-015 | 2005-08-03 | 2011 | 28.5 | 1 | #2 .003 SULFUR | NO.2 | 58 | Distillate Oil (No. 2) | 0.003 |  | 0 | E3GAL | N | 24 | 7 | 30 | 24 | 7 | 20
1190581 | MCI NORFOLK |  | 2 CLARK ST |  | NORFOLK | MA | 020560000 | PO BOX 43 | 2 CLARK STREET | NORFOLK | MA | 020560000 | Y | STATE | SM79-7 | MCI NORFOLK | 5086680800X268 | lfjohnson@DOC.State.MA.US | LUKE | JOHNSON | 5086680800 | lfjohnson@DOC.State.MA.US | LUKE | JOHNSON | 5086680800X268 | lfjohnson@DOC.State.MA.US | 18 | # 2 BOILER CLEAVER BROOKS |  | BOILER | CLEAVER BROOKS | CBI-200-700-015 | 2005-08-03 | 2011 | 28.5 | 2 | NATURAL GAS | NATURAL GAS | 209 | Natural Gas |  |  | 0 | E6FT3 | N | 24 | 7 | 30 | 24 | 7 | 20
1190581 | MCI NORFOLK |  | 2 CLARK ST |  | NORFOLK | MA | 020560000 | PO BOX 43 | 2 CLARK STREET | NORFOLK | MA | 020560000 | Y | STATE | SM79-7 | MCI NORFOLK | 5086680800X268 | lfjohnson@DOC.State.MA.US | LUKE | JOHNSON | 5086680800 | lfjohnson@DOC.State.MA.US | LUKE | JOHNSON | 5086680800X268 | lfjohnson@DOC.State.MA.US | 19 | # 3 BOILER CLEAVER BROOKS |  | BOILER | CLEAVER BROOKS | CBI-200-700-015 | 2005-08-03 | 2011 | 28.586 | 1 | #2 .OO3 SULFUR | NO.2 | 58 | Distillate Oil (No. 2) | 0.003 |  | 0 | E3GAL | N | 24 | 7 | 35 | 24 | 7 | 20
1190581 | MCI NORFOLK |  | 2 CLARK ST |  | NORFOLK | MA | 020560000 | PO BOX 43 | 2 CLARK STREET | NORFOLK | MA | 020560000 | Y | STATE | SM79-7 | MCI NORFOLK | 5086680800X268 | lfjohnson@DOC.State.MA.US | LUKE | JOHNSON | 5086680800 | lfjohnson@DOC.State.MA.US | LUKE | JOHNSON | 5086680800X268 | lfjohnson@DOC.State.MA.US | 19 | # 3 BOILER CLEAVER BROOKS |  | BOILER | CLEAVER BROOKS | CBI-200-700-015 | 2005-08-03 | 2011 | 28.586 | 2 | NATURAL GAS | NATURAL GAS | 209 | Natural Gas |  |  | 3.2908 | E6FT3 | N | 24 | 7 | 35 | 24 | 7 | 20
1190584 | FRAMINGHAM STATE UNIVERSITY | FKA FRAMIN GHAM STATE COLLEGE | 100 STATE ST |  | FRAMINGHAM | MA | 017010000 | 100 STATE ST |  | FRAMINGHAM | MA | 017010000 | Y | STATE | SM79-R | FRAMINGHAM STATE | 5086264633 | mfowler@framingham.edu | MAUREEN BAGGE | FOWLER | 5086264633 | mfowler@framingham.edu | MAUREEN BAGGE | FOWLER | 5086264590 | mfowler@framingham.edu | 1 | BOILER #1-SPRINGFIELD #D-42 #6 OIL-0.5 PERCENT S |  | BOILER | SPRINGFIELD | D-42 | 1961-01-01 | 2011 | 28.5 | 1 | BOILER #1-SPRINGFIELD #42 #6 OIL-0.5 PERCENT S | NO.6 | 923 | Residual Oil (No. 6) | 0.5 | 0.1 | 118.29 | E3GAL | N | 24 | 7 | 16 | 12 | 5 | 15
1190584 | FRAMINGHAM STATE UNIVERSITY | FKA FRAMIN GHAM STATE COLLEGE | 100 STATE ST |  | FRAMINGHAM | MA | 017010000 | 100 STATE ST |  | FRAMINGHAM | MA | 017010000 | Y | STATE | SM79-R | FRAMINGHAM STATE | 5086264633 | mfowler@framingham.edu | MAUREEN BAGGE | FOWLER | 5086264633 | mfowler@framingham.edu | MAUREEN BAGGE | FOWLER | 5086264590 | mfowler@framingham.edu | 2 | BOILER #2-SPRINGFIELD #D-42 #6 OIL-0.5 PERCENT S |  | BOILER | SPRINGFIELD | D-42 | 1961-01-01 | 2011 | 28.5 | 1 | BOILER #2-SPRINGFIELD #42 #6 OIL-0.5 PERCENT S | NO.6 | 923 | Residual Oil (No. 6) | 0.5 | 0.1 | 219.688 | E3GAL | N | 24 | 7 | 26 | 12 | 5 | 3
1190584 | FRAMINGHAM STATE UNIVERSITY | FKA FRAMIN GHAM STATE COLLEGE | 100 STATE ST |  | FRAMINGHAM | MA | 017010000 | 100 STATE ST |  | FRAMINGHAM | MA | 017010000 | Y | STATE | SM79-R | FRAMINGHAM STATE | 5086264633 | mfowler@framingham.edu | MAUREEN BAGGE | FOWLER | 5086264633 | mfowler@framingham.edu | MAUREEN BAGGE | FOWLER | 5086264590 | mfowler@framingham.edu | 3 | BOILER #3-CLEAVER BROOKS #D-52 #6 OIL-0.5 PER. S |  | BOILER | CLEAVER BROOKS | D-52 | 1978-01-01 | 2011 | 41 | 1 | BOILER #3-CLEAVER BROOKS #D-52 #6 OIL-0.5 PERCENT | NO.6 | 923 | Residual Oil (No. 6) | 0.5 | 0.1 | 84.495 | E3GAL | N | 24 | 7 | 17 | 0 | 0 | 0
1190585 | PARKER HANNIFIN | FKA CHOMERICS INCORPORATED | 8 COMMONWEALTH AVE | 77 DRAGON CT | WOBURN | MA | 018010000 | 77 DRAGON COURT |  | WOBURN | MA | 018010000 | N | PRIVATE | SM50 | CHOMERICS DIVISION, PARKER HANNIFIN | 7819394625 | chomailbox@parker.com | ROBERT | HOLT | 7819394625 | bholt@parker.com | ROBERT | HOLT | 7819394625 | bholt@parker.com | 23 | SPACE HEATERS AND HVAC UNITS | 60 | FURNACE | REZNOR | 170 XL | 1998-01-01 | 2009 | 16.5218 | 1 | SPACE HEATERS - NATURAL GAS | NATURAL GAS | 209 | Natural Gas |  |  | 12.2851 | E6FT3 | N | 24 | 5 | 30 | 0 | 0 | 0
1190593 | LAHEY CLINIC | FKA LAHEY HITCHCOCK MEDI | 41 MALL RD |  | BURLINGTON | MA | 018050000 | 41 MALL RD |  | BURLINGTON | MA | 018050000 | N | PRIVATE | SM25 | LAHEY CLINIC HOSPITAL INC | 7817448052 | Kenneth.E.Nix@lahey.org | KENNETH | NIX | 7817448052 | Kenneth.E.Nix@lahey.org | KENNETH | NIX | 7817448052 | Kenneth.E.Nix@lahey.org | 1 | BOILER 1 |  | BOILER | CLEAVER-BROOKS | CB-200-600 | 1979-10-01 | 2009 | 25.1 | 1 | NATURAL GAS | NATURAL GAS | 209 | Natural Gas |  |  | 45.802 | E6FT3 | N | 24 | 7 | 52 | 24 | 7 | 22
1190593 | LAHEY CLINIC | FKA LAHEY HITCHCOCK MEDI | 41 MALL RD |  | BURLINGTON | MA | 018050000 | 41 MALL RD |  | BURLINGTON | MA | 018050000 | N | PRIVATE | SM25 | LAHEY CLINIC HOSPITAL INC | 7817448052 | Kenneth.E.Nix@lahey.org | KENNETH | NIX | 7817448052 | Kenneth.E.Nix@lahey.org | KENNETH | NIX | 7817448052 | Kenneth.E.Nix@lahey.org | 1 | BOILER 1 |  | BOILER | CLEAVER-BROOKS | CB-200-600 | 1979-10-01 | 2009 | 25.1 | 2 | NO. 2 DISTILLATE OIL | NO.2 | 58 | Distillate Oil (No. 2) | 0.0015 | 0 | 9.506 | E3GAL | N | 24 | 7 | 52 | 24 | 7 | 22
1190593 | LAHEY CLINIC | FKA LAHEY HITCHCOCK MEDI | 41 MALL RD |  | BURLINGTON | MA | 018050000 | 41 MALL RD |  | BURLINGTON | MA | 018050000 | N | PRIVATE | SM25 | LAHEY CLINIC HOSPITAL INC | 7817448052 | Kenneth.E.Nix@lahey.org | KENNETH | NIX | 7817448052 | Kenneth.E.Nix@lahey.org | KENNETH | NIX | 7817448052 | Kenneth.E.Nix@lahey.org | 3 | BOILER 3 |  | BOILER | CLEAVER-BROOKS | CB-200-600 | 1990-07-01 | 2009 | 25.106 | 1 | NATURAL GAS | NATURAL GAS | 209 | Natural Gas |  |  | 45.8026 | E6FT3 | N | 24 | 7 | 52 | 24 | 7 | 22
1190593 | LAHEY CLINIC | FKA LAHEY HITCHCOCK MEDI | 41 MALL RD |  | BURLINGTON | MA | 018050000 | 41 MALL RD |  | BURLINGTON | MA | 018050000 | N | PRIVATE | SM25 | LAHEY CLINIC HOSPITAL INC | 7817448052 | Kenneth.E.Nix@lahey.org | KENNETH | NIX | 7817448052 | Kenneth.E.Nix@lahey.org | KENNETH | NIX | 7817448052 | Kenneth.E.Nix@lahey.org | 3 | BOILER 3 |  | BOILER | CLEAVER-BROOKS | CB-200-600 | 1990-07-01 | 2009 | 25.106 | 2 | NO 2 DISTILLATE OIL | NO.2 | 58 | Distillate Oil (No. 2) | 0.3 | 0.1 | 9.506 | E3GAL | N | 24 | 7 | 52 | 24 | 7 | 22
1190593 | LAHEY CLINIC | FKA LAHEY HITCHCOCK MEDI | 41 MALL RD |  | BURLINGTON | MA | 018050000 | 41 MALL RD |  | BURLINGTON | MA | 018050000 | N | PRIVATE | SM25 | LAHEY CLINIC HOSPITAL INC | 7817448052 | Kenneth.E.Nix@lahey.org | KENNETH | NIX | 7817448052 | Kenneth.E.Nix@lahey.org | KENNETH | NIX | 7817448052 | Kenneth.E.Nix@lahey.org | 4 | BOILER 4 |  | BOILER | CLEAVER-BROOKS | CB-200-300 | 1990-10-01 | 2009 | 12.553 | 1 | NATURAL GAS | NATURAL GAS | 209 | Natural Gas |  |  | 22.901 | E6FT3 | N | 24 | 7 | 52 | 24 | 7 | 22
1190593 | LAHEY CLINIC | FKA LAHEY HITCHCOCK MEDI | 41 MALL RD |  | BURLINGTON | MA | 018050000 | 41 MALL RD |  | BURLINGTON | MA | 018050000 | N | PRIVATE | SM25 | LAHEY CLINIC HOSPITAL INC | 7817448052 | Kenneth.E.Nix@lahey.org | KENNETH | NIX | 7817448052 | Kenneth.E.Nix@lahey.org | KENNETH | NIX | 7817448052 | Kenneth.E.Nix@lahey.org | 4 | BOILER 4 |  | BOILER | CLEAVER-BROOKS | CB-200-300 | 1990-10-01 | 2009 | 12.553 | 2 | NO 2 DISTILLATE OIL | NO.2 | 58 | Distillate Oil (No. 2) | 0.0015 | 0 | 4.862 | E3GAL | N | 24 | 7 | 52 | 24 | 7 | 22
1190593 | LAHEY CLINIC | FKA LAHEY HITCHCOCK MEDI | 41 MALL RD |  | BURLINGTON | MA | 018050000 | 41 MALL RD |  | BURLINGTON | MA | 018050000 | N | PRIVATE | SM25 | LAHEY CLINIC HOSPITAL INC | 7817448052 | Kenneth.E.Nix@lahey.org | KENNETH | NIX | 7817448052 | Kenneth.E.Nix@lahey.org | KENNETH | NIX | 7817448052 | Kenneth.E.Nix@lahey.org | 11 | GENERATOR 3 |  | ENGINE | CATERPILLAR | 3508B | 1998-01-11 | 2009 | 10.1 | 1 | ULTRA LOW SULFUR DIESEL FUEL | NO.2 | 58 | Distillate Oil (No. 2) | 0.0015 | 0 | 3.738 | E3GAL | N | 1 | 1 | 52 | 1 | 1 | 22
1190593 | LAHEY CLINIC | FKA LAHEY HITCHCOCK MEDI | 41 MALL RD |  | BURLINGTON | MA | 018050000 | 41 MALL RD |  | BURLINGTON | MA | 018050000 | N | PRIVATE | SM25 | LAHEY CLINIC HOSPITAL INC | 7817448052 | Kenneth.E.Nix@lahey.org | KENNETH | NIX | 7817448052 | Kenneth.E.Nix@lahey.org | KENNETH | NIX | 7817448052 | Kenneth.E.Nix@lahey.org | 13 | DIESEL GENERATOR D |  | ENGINE | CATERPILLAR | 3512B | 2006-03-22 | 2009 | 15.988 | 1 | ULTRA LOW SULFUR DIESEL FUEL | NO.2 | 58 | Distillate Oil (No. 2) | 0.0015 | 0 | 1.285 | E3GAL | N | 1 | 1 | 52 | 1 | 1 | 22
1190593 | LAHEY CLINIC | FKA LAHEY HITCHCOCK MEDI | 41 MALL RD |  | BURLINGTON | MA | 018050000 | 41 MALL RD |  | BURLINGTON | MA | 018050000 | N | PRIVATE | SM25 | LAHEY CLINIC HOSPITAL INC | 7817448052 | Kenneth.E.Nix@lahey.org | KENNETH | NIX | 7817448052 | Kenneth.E.Nix@lahey.org | KENNETH | NIX | 7817448052 | Kenneth.E.Nix@lahey.org | 17 | BOILER 2 REPLACEMENT |  | BOILER | CLEAVER-BROOKS | CB(LE)200-600-150ST | 2009-10-01 | 2009 | 24.494 | 1 | NATURAL GAS | NATURAL GAS | 209 | Natural Gas |  |  | 12.71 | E6FT3 | N | 24 | 7 | 13 | 0 | 0 | 0
1190593 | LAHEY CLINIC | FKA LAHEY HITCHCOCK MEDI | 41 MALL RD |  | BURLINGTON | MA | 018050000 | 41 MALL RD |  | BURLINGTON | MA | 018050000 | N | PRIVATE | SM25 | LAHEY CLINIC HOSPITAL INC | 7817448052 | Kenneth.E.Nix@lahey.org | KENNETH | NIX | 7817448052 | Kenneth.E.Nix@lahey.org | KENNETH | NIX | 7817448052 | Kenneth.E.Nix@lahey.org | 17 | BOILER 2 REPLACEMENT |  | BOILER | CLEAVER-BROOKS | CB(LE)200-600-150ST | 2009-10-01 | 2009 | 24.494 | 2 | ULTRA LOW SULFUR DIESEL FUEL | NO.2 | 58 | Distillate Oil (No. 2) | 0.0015 | 0 | 3.163 | E3GAL | N | 24 | 7 | 13 | 0 | 0 | 0
1190596 | MBTA SOUTH STATION |  | SUMMER ST | DEWEY SQUARE | BOSTON | MA | 021100000 | 10 PARK PLAZA | ROOM 6720 | BOSTON | MA | 021160000 | Y | STATE | NM99 | MASSACHUSETTS BAY TRANSPORATION AUTHORITY | 6172223123 | tdaly@mbta.com | JANIS | KEARNEY | 6172221592 | jkearney@mbta.com | PAUL | CASEY | 6178971986 | paul.casey@cis.cushwake.com | 1 | ALL EXTERNAL COMBUSTION | 6 | BOILER | CLEAVER BROOKS | CB200-200 | 1990-01-01 | 2011 | 19.928 | 1 | BOILER #1-CLEAVER BROOKS NATURAL GAS | NATURAL GAS | 209 | Natural Gas |  |  | 13.885 | E6FT3 | N | 24 | 7 | 24 | 0 | 0 | 0
1190596 | MBTA SOUTH STATION |  | SUMMER ST | DEWEY SQUARE | BOSTON | MA | 021100000 | 10 PARK PLAZA | ROOM 6720 | BOSTON | MA | 021160000 | Y | STATE | NM99 | MASSACHUSETTS BAY TRANSPORATION AUTHORITY | 6172223123 | tdaly@mbta.com | JANIS | KEARNEY | 6172221592 | jkearney@mbta.com | PAUL | CASEY | 6178971986 | paul.casey@cis.cushwake.com | 2 | BOILER NO.2 - CLEAVER BROOKS - NATURAL GAS |  | BOILER | CLEAVER BROOKS | UNKNOWN | 1990-10-10 | 2010 | 40 | 1 | BOILER #2-CLEAVER BROOKS NATURAL GAS | NATURAL GAS | 209 | Natural Gas |  |  | 0 | E6FT3 | N | 24 | 7 | 52 | 0 | 0 | 0
1190599 | CUMBERLAND FARMS INC |  | 777 DEDHAM ST |  | CANTON | MA | 020210000 | 100 CROSSING BOULEVARD |  | FRAMINGHAM | MA | 017020000 | N | PRIVATE | SM25 | CUMBERLAND FARMS INC | 5082701400 | MYoung@cumberlandgulf.com | MATTHEW D. | YOUNG | 5082704477 | MYoung@cumberlandgulf.com | MATTHEW D | YOUNG | 5082701400X4477 | MYoung@cumberlandgulf.com | 2 | BOILER 2-CLEAVER BROOKS CB-669-356 NO.4 OIL |  | BOILER | CLEAVER BROOKS | CB-669-356 | 1964-01-01 | 2010 | 15 | 1 | BOILER 2-CLEAVER BROOKS CB669-356 NO.4 OIL | NO.4 | 825 | Distillate Oil (No. 4) | 0.9 | 0.1 | 0 | E3GAL | N | 0 | 0 | 0 | 0 | 0 | 0
1190600 | EMD MILLIPORE CORPORATION |  | 80 ASHBY RD |  | BEDFORD | MA | 017300000 | 80 ASHBY RD |  | BEDFORD | MA | 017300000 | N | PRIVATE | SM79-R | EMD MILLIPORE CORP | 7815332832 | bobby.young@merckgroup.com | MICHAEL | LANDADIO | 7815333421 | michael.landadio@merckgroup.com | BOBBY | YOUNG | 7815332832 | bobby.young@merckgroup.com | 1 | BOILER #1-CLEAVER BROOKS CB200-300-15 NATURAL GAS |  | BOILER | CLEAVER BROOKS | CB200700300015 | 1979-11-01 | 2011 | 13 | 1 | BOILER #1-CLEAVER BROOKS CB200 NATURAL GAS D37 | NATURAL GAS | 209 | Natural Gas |  |  | 4.99 | E6FT3 | Y | 24 | 7 | 52 | 24 | 7 | 22
1190600 | EMD MILLIPORE CORPORATION |  | 80 ASHBY RD |  | BEDFORD | MA | 017300000 | 80 ASHBY RD |  | BEDFORD | MA | 017300000 | N | PRIVATE | SM79-R | EMD MILLIPORE CORP | 7815332832 | bobby.young@merckgroup.com | MICHAEL | LANDADIO | 7815333421 | michael.landadio@merckgroup.com | BOBBY | YOUNG | 7815332832 | bobby.young@merckgroup.com | 6 | 6 GENERATORS-CUMMINS,HERCULES,PERKINS,OLYMPIAN |  | ENGINE | CUMMINS | 37173095 | 1990-04-01 | 2011 | 17.64 | 1 | GENERATORS #1(6)-CUMMINS #2 OIL-0.3 PERCENT S | DIESEL | 44 | DIESEL | 0.0015 | 0.01 | 45.51 | E6BTU | N | 1 | 1 | 52 | 1 | 1 | 22
1190600 | EMD MILLIPORE CORPORATION |  | 80 ASHBY RD |  | BEDFORD | MA | 017300000 | 80 ASHBY RD |  | BEDFORD | MA | 017300000 | N | PRIVATE | SM79-R | EMD MILLIPORE CORP | 7815332832 | bobby.young@merckgroup.com | MICHAEL | LANDADIO | 7815333421 | michael.landadio@merckgroup.com | BOBBY | YOUNG | 7815332832 | bobby.young@merckgroup.com | 7 | BOILER #4-CLEAVER BROOKS CB700-300-15 NAT GAS D-1 |  | BOILER | CLEAVER BROOKS | CBL700300015 | 2002-09-15 | 2011 | 13 | 1 | BOILER #4-CLEAVER BROOKS CB700-300 NAT GAS D-1 | NATURAL GAS | 209 | Natural Gas |  |  | 4.99 | E6FT3 | Y | 24 | 7 | 52 | 24 | 7 | 22
1190600 | EMD MILLIPORE CORPORATION |  | 80 ASHBY RD |  | BEDFORD | MA | 017300000 | 80 ASHBY RD |  | BEDFORD | MA | 017300000 | N | PRIVATE | SM79-R | EMD MILLIPORE CORP | 7815332832 | bobby.young@merckgroup.com | MICHAEL | LANDADIO | 7815333421 | michael.landadio@merckgroup.com | BOBBY | YOUNG | 7815332832 | bobby.young@merckgroup.com | 40 | BOILERS BC4, BC8, CA12 > 3MMBTU/HR | 3 | BOILER | TRANE | YCD181C4HABA | 1985-01-01 | 2011 | 11.23 | 1 | NATURAL GAS | NATURAL GAS | 209 | Natural Gas |  |  | 4.48 | E6FT3 | N | 24 | 7 | 52 | 24 | 7 | 22
1190600 | EMD MILLIPORE CORPORATION |  | 80 ASHBY RD |  | BEDFORD | MA | 017300000 | 80 ASHBY RD |  | BEDFORD | MA | 017300000 | N | PRIVATE | SM79-R | EMD MILLIPORE CORP | 7815332832 | bobby.young@merckgroup.com | MICHAEL | LANDADIO | 7815333421 | michael.landadio@merckgroup.com | BOBBY | YOUNG | 7815332832 | bobby.young@merckgroup.com | 41 | BOILERS < 3 MMBTU/HR | 19 | BOILER | PARKER | 103-8.9-6-UL-CSD | 2006-03-18 | 2011 | 18.83 | 1 | NATURAL GAS | NATURAL GAS | 209 | Natural Gas |  |  | 7.5 | E6FT3 | Y | 24 | 7 | 52 | 24 | 7 | 22
1190600 | EMD MILLIPORE CORPORATION |  | 80 ASHBY RD |  | BEDFORD | MA | 017300000 | 80 ASHBY RD |  | BEDFORD | MA | 017300000 | N | PRIVATE | SM79-R | EMD MILLIPORE CORP | 7815332832 | bobby.young@merckgroup.com | MICHAEL | LANDADIO | 7815333421 | michael.landadio@merckgroup.com | BOBBY | YOUNG | 7815332832 | bobby.young@merckgroup.com | 43 | M-BOILER 1 |  | BOILER | CLEAVER BROOKS | FXL-1200 | 2006-01-15 | 2011 | 12 | 1 | NATURAL GAS | NATURAL GAS | 209 | Natural Gas |  |  | 4.79 | E6FT3 | Y | 24 | 7 | 52 | 24 | 7 | 22
1190600 | EMD MILLIPORE CORPORATION |  | 80 ASHBY RD |  | BEDFORD | MA | 017300000 | 80 ASHBY RD |  | BEDFORD | MA | 017300000 | N | PRIVATE | SM79-R | EMD MILLIPORE CORP | 7815332832 | bobby.young@merckgroup.com | MICHAEL | LANDADIO | 7815333421 | michael.landadio@merckgroup.com | BOBBY | YOUNG | 7815332832 | bobby.young@merckgroup.com | 44 | M-BOILER 2 |  | BOILER | CLEAVER BROOKS | FLX-1200 | 2006-01-15 | 2011 | 12 | 1 | NATURAL GAS | NATURAL GAS | 209 | Natural Gas |  |  | 4.79 | E6FT3 | Y | 24 | 7 | 52 | 24 | 7 | 22
1190606 | JOHNSTONE WTP |  | 900 MAIN ST |  | HINGHAM | MA | 020430000 | 900 MAIN ST |  | HINGHAM | MA | 020430000 | N | UTILITY | NM99 | JOHNSTONE WTP | 7817406633 | rroland@aquarionwater.com | ROBERT | ROLAND | 7817406692 | rroland@aquarionwater.com | ROBERT | ROLAND | 7817406692 | rroland@aquarionwater.com | 2 | EMER GEN #1 - CATERPILLAR SR-4 - DIESEL FUEL |  | ENGINE | CATERPILLAR | CAT 3516 | 1996-01-01 | 2009 | 13.6 | 1 | EMER GEN #1 - CATERPILLAR SR-4 2 OIL | DIESEL | 44 | DIESEL | 0.3 | 0 | 0.373 | E3GAL | N | 1 | 1 | 26 | 1 | 1 | 12
1190616 | BOSTON MEDICAL CENTE |  | 1 BOSTON MEDICAL CENTER PL |  | BOSTON | MA | 021180000 | 1 BOSTON MEDICAL CENTER PLACE |  | BOSTON | MA | 021180000 | N | PRIVATE | SM50 | BOSTON MEDICAL CENTER CORPORATION | 6175347812 | smonstur@bu.edu | BOB | BIGGIO | 6174142110 | bob.biggio@bmc.org | STEPHEN | MONSTUR | 6176388832 | smonstur@bu.edu | 1 | NEWTON PAVILLION GENERATOR 1-1250KW ULSD |  | ENGINE | CATERPILLAR | 3512 | 1993-04-01 | 2011 | 12.8 | 1 | GENERATOR 1-CATERPILLAR 1250KW ULSD | DIESEL | 44 | DIESEL | 0.0015 | 0 | 1.996 | E3GAL | N | 1 | 1 | 52 | 1 | 1 | 21
1190616 | BOSTON MEDICAL CENTE |  | 1 BOSTON MEDICAL CENTER PL |  | BOSTON | MA | 021180000 | 1 BOSTON MEDICAL CENTER PLACE |  | BOSTON | MA | 021180000 | N | PRIVATE | SM50 | BOSTON MEDICAL CENTER CORPORATION | 6175347812 | smonstur@bu.edu | BOB | BIGGIO | 6174142110 | bob.biggio@bmc.org | STEPHEN | MONSTUR | 6176388832 | smonstur@bu.edu | 2 | NEWTON PAVILION GENERATOR 2 1250KW ULSD |  | ENGINE | CATERPILLAR | 3512 | 1993-04-01 | 2011 | 12.8 | 1 | NEWTON PAVILION GENERATOR 2 1250KW ULSD | DIESEL | 44 | DIESEL | 0.0015 | 0 | 1.76 | E3GAL | N | 1 | 1 | 52 | 1 | 1 | 22
1190616 | BOSTON MEDICAL CENTE |  | 1 BOSTON MEDICAL CENTER PL |  | BOSTON | MA | 021180000 | 1 BOSTON MEDICAL CENTER PLACE |  | BOSTON | MA | 021180000 | N | PRIVATE | SM50 | BOSTON MEDICAL CENTER CORPORATION | 6175347812 | smonstur@bu.edu | BOB | BIGGIO | 6174142110 | bob.biggio@bmc.org | STEPHEN | MONSTUR | 6176388832 | smonstur@bu.edu | 3 | NEWTON PAVILION GENERATOR 3 - 1250 KW ULSD |  | ENGINE | CATERPILLAR | 3512 | 1997-04-01 | 2011 | 12.8 | 1 | NEWTON PAVILION GENERATOR 3 - 1250 KW ULSD | DIESEL | 44 | DIESEL | 0.0015 | 0 | 1.93 | E3GAL | N | 1 | 1 | 52 | 1 | 1 | 22
1190616 | BOSTON MEDICAL CENTE |  | 1 BOSTON MEDICAL CENTER PL |  | BOSTON | MA | 021180000 | 1 BOSTON MEDICAL CENTER PLACE |  | BOSTON | MA | 021180000 | N | PRIVATE | SM50 | BOSTON MEDICAL CENTER CORPORATION | 6175347812 | smonstur@bu.edu | BOB | BIGGIO | 6174142110 | bob.biggio@bmc.org | STEPHEN | MONSTUR | 6176388832 | smonstur@bu.edu | 10 | MENINO 1 GENERATOR #10-CATERPILLAR 1250 KW ULSD |  | ENGINE | CATERPILLAR | 3512 | 1993-08-28 | 2011 | 12.8 | 1 | MENINO 1 GENERATOR #10-CATERPILLAR 1250 KW ULSD | DIESEL | 44 | DIESEL | 0.0015 | 0 | 1.17 | E3GAL | N | 1 | 1 | 52 | 1 | 1 | 22
1190616 | BOSTON MEDICAL CENTE |  | 1 BOSTON MEDICAL CENTER PL |  | BOSTON | MA | 021180000 | 1 BOSTON MEDICAL CENTER PLACE |  | BOSTON | MA | 021180000 | N | PRIVATE | SM50 | BOSTON MEDICAL CENTER CORPORATION | 6175347812 | smonstur@bu.edu | BOB | BIGGIO | 6174142110 | bob.biggio@bmc.org | STEPHEN | MONSTUR | 6176388832 | smonstur@bu.edu | 11 | MENINO 2 GENERATOR #11-CATERPILLAR 1250 KW ULSD |  | ENGINE | CATERPILLAR | 3512 | 1993-08-26 | 2011 | 12.8 | 1 | MENINO 2 GENERATOR #11-CATERPILLAR 1250 KW ULSD | DIESEL | 44 | DIESEL | 0.0015 | 0 | 1.01 | E3GAL | N | 1 | 1 | 52 | 1 | 1 | 22
1190654 | CENTRAL HEALTHCARE INITIATIVES | FKA HUNT CENTER | 75 LINDALL ST |  | DANVERS | MA | 019230000 | 75 LINDALL STREET |  | DANVERS | MA | 019230000 | N | PRIVATE | SM50 | HUNT CENTER | 9787774470 | SHENDRY@CHI-DEVELOPMENT.COM | STEPHEN | HENDRY | 9782412908 | SHENDRY@CHI-DEVELOPMENT.COM | STEPHEN | HENDRY | 9782412908 | SHENDRY@CHI-DEVELOPMENT.COM | 6 | BOILER #4-CLEAVER BROOKS CB600-250 DUAL FUEL |  | BOILER | CL BROOKS | CB-600-250 | 1996-06-30 | 2010 | 10.46 | 1 | BOILER #4-CLEAVER BROOKS DUAL FUEL | NO.2 | 58 | Distillate Oil (No. 2) | 0.3 | 0 | 0 | E3GAL | N | 24 | 7 | 51 | 24 | 7 | 20
1190654 | CENTRAL HEALTHCARE INITIATIVES | FKA HUNT CENTER | 75 LINDALL ST |  | DANVERS | MA | 019230000 | 75 LINDALL STREET |  | DANVERS | MA | 019230000 | N | PRIVATE | SM50 | HUNT CENTER | 9787774470 | SHENDRY@CHI-DEVELOPMENT.COM | STEPHEN | HENDRY | 9782412908 | SHENDRY@CHI-DEVELOPMENT.COM | STEPHEN | HENDRY | 9782412908 | SHENDRY@CHI-DEVELOPMENT.COM | 6 | BOILER #4-CLEAVER BROOKS CB600-250 DUAL FUEL |  | BOILER | CL BROOKS | CB-600-250 | 1996-06-30 | 2010 | 10.46 | 2 | BOILER #4-CLEAVER BROOKS NATURAL GAS | NATURAL GAS | 209 | Natural Gas |  |  | 0.1227 | E6FT3 | N | 24 | 7 | 51 | 24 | 7 | 20
1190656 | DANVERS HIGH SCHOOL |  | 60 CABOT RD |  | DANVERS | MA | 019230000 | 60 CABOT ROAD |  | DANVERS | MA | 019230000 | Y | LOCAL GOVERNMENT | NM25 | DANVERS HIGH SCHOOL | 9787770001 | RLEASSEUR@mail.danvers-ma.org | ROBERT | LEVASSEUR | 9787770001 | RLEASSEUR@mail.danvers-ma.org | ROBERT | LEASSEUR | 9787770001 | rleasseur@mail.danvers-ma.org | 1 | BOILER #1 CENTURION 21.0 MMBTU/HR GAS / #2 OIL |  | BOILER | CENTURION | NA | 2001-08-14 | 2008 | 20 | 1 | #2 OIL | NO.2 | 58 | Distillate Oil (No. 2) | 0.3 | 0 | 0 | E3GAL | N | 15 | 5 | 42 | 15 | 5 | 9
1190656 | DANVERS HIGH SCHOOL |  | 60 CABOT RD |  | DANVERS | MA | 019230000 | 60 CABOT ROAD |  | DANVERS | MA | 019230000 | Y | LOCAL GOVERNMENT | NM25 | DANVERS HIGH SCHOOL | 9787770001 | RLEASSEUR@mail.danvers-ma.org | ROBERT | LEVASSEUR | 9787770001 | RLEASSEUR@mail.danvers-ma.org | ROBERT | LEASSEUR | 9787770001 | rleasseur@mail.danvers-ma.org | 1 | BOILER #1 CENTURION 21.0 MMBTU/HR GAS / #2 OIL |  | BOILER | CENTURION | NA | 2001-08-14 | 2008 | 20 | 2 | NATURAL GAS | NATURAL GAS | 209 | Natural Gas |  |  | 15.75 | E6FT3 | N | 15 | 5 | 42 | 15 | 5 | 9
1190677 | US ARMY SOLDIER SYSTEMS CENTER |  | AMSSB-OES (N) KANSAS ST |  | NATICK | MA | 017605049 | IMNE-EN- KANSAS ST |  | NATICK | MA | 017605049 | N | FEDERAL | SM50 | US ARMY SOLDIER SYSTEMS CENTER | 5082335993 | terry.garrahan@us.army.mil | TERENCE | GARRAHAN | 5082335993 | Terry.Garrahan@us.army.mil | TERENCE | GARRAHAN | 5082335993 | Terry.Garrahan@us.army.mil | 1 | BOILER #1-ERIE CITY VL DUAL FUEL 25 MMBTUHR |  | BOILER | ERIE CITY IRON WORKS | VL | 1990-02-01 | 2011 | 37 | 1 | BOILER #1-ERIE CITY VL #6 OIL-0.5 | NO.6 | 923 | Residual Oil (No. 6) | 0.5 | 0.1 | 20 | E3GAL | N | 11 | 5 | 20 | 0 | 0 | 0
1190677 | US ARMY SOLDIER SYSTEMS CENTER |  | AMSSB-OES (N) KANSAS ST |  | NATICK | MA | 017605049 | IMNE-EN- KANSAS ST |  | NATICK | MA | 017605049 | N | FEDERAL | SM50 | US ARMY SOLDIER SYSTEMS CENTER | 5082335993 | terry.garrahan@us.army.mil | TERENCE | GARRAHAN | 5082335993 | Terry.Garrahan@us.army.mil | TERENCE | GARRAHAN | 5082335993 | Terry.Garrahan@us.army.mil | 1 | BOILER #1-ERIE CITY VL DUAL FUEL 25 MMBTUHR |  | BOILER | ERIE CITY IRON WORKS | VL | 1990-02-01 | 2011 | 37 | 2 | BOILER #1-ERIE CITY VL NATURAL GAS | NATURAL GAS | 209 | Natural Gas |  |  | 0.19 | E6FT3 | N | 11 | 5 | 20 | 0 | 0 | 0
1190677 | US ARMY SOLDIER SYSTEMS CENTER |  | AMSSB-OES (N) KANSAS ST |  | NATICK | MA | 017605049 | IMNE-EN- KANSAS ST |  | NATICK | MA | 017605049 | N | FEDERAL | SM50 | US ARMY SOLDIER SYSTEMS CENTER | 5082335993 | terry.garrahan@us.army.mil | TERENCE | GARRAHAN | 5082335993 | Terry.Garrahan@us.army.mil | TERENCE | GARRAHAN | 5082335993 | Terry.Garrahan@us.army.mil | 2 | BOILER #2-ERIE CITY VL DUAL FUEL 25 MMBTU |  | BOILER | ERIE CITY IRON WORKS | VL | 1990-02-01 | 2011 | 25 | 1 | BOILER #2-ERIE CITY VL #6 OIL-0.5 | NO.6 | 923 | Residual Oil (No. 6) | 0.5 | 0.1 | 20 | E3GAL | N | 11 | 5 | 52 | 0 | 0 | 0
1190677 | US ARMY SOLDIER SYSTEMS CENTER |  | AMSSB-OES (N) KANSAS ST |  | NATICK | MA | 017605049 | IMNE-EN- KANSAS ST |  | NATICK | MA | 017605049 | N | FEDERAL | SM50 | US ARMY SOLDIER SYSTEMS CENTER | 5082335993 | terry.garrahan@us.army.mil | TERENCE | GARRAHAN | 5082335993 | Terry.Garrahan@us.army.mil | TERENCE | GARRAHAN | 5082335993 | Terry.Garrahan@us.army.mil | 2 | BOILER #2-ERIE CITY VL DUAL FUEL 25 MMBTU |  | BOILER | ERIE CITY IRON WORKS | VL | 1990-02-01 | 2011 | 25 | 2 | BOILER #2-ERIE CITY VL NATURAL GAS | NATURAL GAS | 209 | Natural Gas |  |  | 0.19 | E6FT3 | N | 11 | 5 | 52 | 0 | 0 | 0
1190677 | US ARMY SOLDIER SYSTEMS CENTER |  | AMSSB-OES (N) KANSAS ST |  | NATICK | MA | 017605049 | IMNE-EN- KANSAS ST |  | NATICK | MA | 017605049 | N | FEDERAL | SM50 | US ARMY SOLDIER SYSTEMS CENTER | 5082335993 | terry.garrahan@us.army.mil | TERENCE | GARRAHAN | 5082335993 | Terry.Garrahan@us.army.mil | TERENCE | GARRAHAN | 5082335993 | Terry.Garrahan@us.army.mil | 3 | BOILER #3-ERIE CITY VL DUAL FUEL |  | BOILER | ERIE CITY IRON WORKS | VL | 1990-02-01 | 2011 | 37 | 1 | BOILER #3-ERIE CITY VL #6 OIL-0.5 | NO.6 | 923 | Residual Oil (No. 6) | 0.5 | 0.1 | 20 | E3GAL | N | 11 | 5 | 52 | 0 | 0 | 0
1190677 | US ARMY SOLDIER SYSTEMS CENTER |  | AMSSB-OES (N) KANSAS ST |  | NATICK | MA | 017605049 | IMNE-EN- KANSAS ST |  | NATICK | MA | 017605049 | N | FEDERAL | SM50 | US ARMY SOLDIER SYSTEMS CENTER | 5082335993 | terry.garrahan@us.army.mil | TERENCE | GARRAHAN | 5082335993 | Terry.Garrahan@us.army.mil | TERENCE | GARRAHAN | 5082335993 | Terry.Garrahan@us.army.mil | 3 | BOILER #3-ERIE CITY VL DUAL FUEL |  | BOILER | ERIE CITY IRON WORKS | VL | 1990-02-01 | 2011 | 37 | 2 | BOILER #3-ERIE CITY VL NATURAL GAS | NATURAL GAS | 209 | Natural Gas |  |  | 0.19 | E6FT3 | N | 11 | 5 | 52 | 0 | 0 | 0
1190677 | US ARMY SOLDIER SYSTEMS CENTER |  | AMSSB-OES (N) KANSAS ST |  | NATICK | MA | 017605049 | IMNE-EN- KANSAS ST |  | NATICK | MA | 017605049 | N | FEDERAL | SM50 | US ARMY SOLDIER SYSTEMS CENTER | 5082335993 | terry.garrahan@us.army.mil | TERENCE | GARRAHAN | 5082335993 | Terry.Garrahan@us.army.mil | TERENCE | GARRAHAN | 5082335993 | Terry.Garrahan@us.army.mil | 14 | APPOX 65 SMALL BURNERS - NATURAL GAS | 65 | VARIOUS BOILERS, HVAC, HOT WATER HEATERS | VARIOUS 0.06-2.00 MBTU SIZE, AVE 0.4 MBTU/HR | VARIOUS | 1990-01-01 | 2011 | 33 | 1 | SMALL BURNERS #1(9) NATURAL GAS | NATURAL GAS | 209 | Natural Gas |  |  | 52.427 | E6FT3 | Y | 24 | 7 | 52 | 24 | 7 | 21
1190703 | BOSTON SAND & GRAVEL |  | 500 FRONT ST |  | BOSTON | MA | 021140000 | 100 NORTH WASHINGTON STREET | P O BOX 9187 | BOSTON | MA | 021140000 | N | PRIVATE | SM50 | BOSTON SAND AND GRAVEL COMPANY | 6172279000 | NA@NA.NA | LINDA | CHARPENTIER | 6172279000 | LCHARPENTIER@BOSTONSAND.COM | DAVE | ALLEN | 6172279000X1032 | DALLEN@BOSTONSAND.COM | 1 | WATER HEATER #1- KEMCO NATURAL GAS |  | BOILER | KEMCO | 100 | 1998-01-01 | 2009 | 21 | 1 | WATER HEATER #1-KEMCO NATURAL GAS | NATURAL GAS | 209 | Natural Gas |  |  | 7.2 | E6FT3 | N | 24 | 7 | 27 | 0 | 0 | 0
1190703 | BOSTON SAND & GRAVEL |  | 500 FRONT ST |  | BOSTON | MA | 021140000 | 100 NORTH WASHINGTON STREET | P O BOX 9187 | BOSTON | MA | 021140000 | N | PRIVATE | SM50 | BOSTON SAND AND GRAVEL COMPANY | 6172279000 | NA@NA.NA | LINDA | CHARPENTIER | 6172279000 | LCHARPENTIER@BOSTONSAND.COM | DAVE | ALLEN | 6172279000X1032 | DALLEN@BOSTONSAND.COM | 2 | BOILER #2-BURNHAM(2) JB3XC50 DUAL FUEL |  | BOILER | BURNHAM | JB3XC50 | 1998-01-01 | 2009 | 15 | 1 | BOILER #2-BURNHAM JB3XC50 NATURAL GAS | NATURAL GAS | 209 | Natural Gas |  |  | 4.8219 | E6FT3 | N | 24 | 7 | 16 | 0 | 0 | 0
1190703 | BOSTON SAND & GRAVEL |  | 500 FRONT ST |  | BOSTON | MA | 021140000 | 100 NORTH WASHINGTON STREET | P O BOX 9187 | BOSTON | MA | 021140000 | N | PRIVATE | SM50 | BOSTON SAND AND GRAVEL COMPANY | 6172279000 | NA@NA.NA | LINDA | CHARPENTIER | 6172279000 | LCHARPENTIER@BOSTONSAND.COM | DAVE | ALLEN | 6172279000X1032 | DALLEN@BOSTONSAND.COM | 2 | BOILER #2-BURNHAM(2) JB3XC50 DUAL FUEL |  | BOILER | BURNHAM | JB3XC50 | 1998-01-01 | 2009 | 15 | 2 | BOILER #2-BURNHAM STANBY FUEL #2 OIL | NO.2 | 58 | Distillate Oil (No. 2) | 0.0015 | 0 | 0 | E3GAL | N | 24 | 7 | 16 | 0 | 0 | 0
1190703 | BOSTON SAND & GRAVEL |  | 500 FRONT ST |  | BOSTON | MA | 021140000 | 100 NORTH WASHINGTON STREET | P O BOX 9187 | BOSTON | MA | 021140000 | N | PRIVATE | SM50 | BOSTON SAND AND GRAVEL COMPANY | 6172279000 | NA@NA.NA | LINDA | CHARPENTIER | 6172279000 | LCHARPENTIER@BOSTONSAND.COM | DAVE | ALLEN | 6172279000X1032 | DALLEN@BOSTONSAND.COM | 4 | MISC HEATERS NATURAL GAS |  | MISC HEATERS | VARIOUS | VARIOUS | 2001-09-01 | 2009 | 10 | 1 | MISC HEATERS NATURAL GAS | NATURAL GAS | 209 | Natural Gas |  |  | 1.9734 | E6FT3 | N | 24 | 7 | 52 | 24 | 7 | 22
1190715 | BEVERLY HOSPITAL |  | 85 HERRICK ST |  | BEVERLY | MA | 019150000 | 85 HERRICK ST |  | BEVERLY | MA | 019150000 | N | PRIVATE | SM80-7 | BEVERLY HOSPITAL | 9789223000X2653 | SFEENEY@nhs-healthlink.org | STEVE | FEENEY | 9789223000 | SFEENEY@nhs-healthlink.org | STEVE | FEENEY | 9789223000 | SFEENEY@nhs-healthlink.org | 1 | BOILER #1-BIGELOW-K49520 |  | BOILER | BIGELOW | K49520 | 1969-01-01 | 2010 | 22.932 | 1 | NO. 4 FUEL OIL | NO.4 | 825 | Distillate Oil (No. 4) | 0.5 | 0.8 | 0 | E3GAL | N | 24 | 7 | 47 | 10 | 7 | 20
1190715 | BEVERLY HOSPITAL |  | 85 HERRICK ST |  | BEVERLY | MA | 019150000 | 85 HERRICK ST |  | BEVERLY | MA | 019150000 | N | PRIVATE | SM80-7 | BEVERLY HOSPITAL | 9789223000X2653 | SFEENEY@nhs-healthlink.org | STEVE | FEENEY | 9789223000 | SFEENEY@nhs-healthlink.org | STEVE | FEENEY | 9789223000 | SFEENEY@nhs-healthlink.org | 1 | BOILER #1-BIGELOW-K49520 |  | BOILER | BIGELOW | K49520 | 1969-01-01 | 2010 | 22.932 | 2 | NATURAL GAS | NATURAL GAS | 209 | Natural Gas |  |  | 37.9741 | E6FT3 | N | 24 | 7 | 47 | 10 | 7 | 20
1190715 | BEVERLY HOSPITAL |  | 85 HERRICK ST |  | BEVERLY | MA | 019150000 | 85 HERRICK ST |  | BEVERLY | MA | 019150000 | N | PRIVATE | SM80-7 | BEVERLY HOSPITAL | 9789223000X2653 | SFEENEY@nhs-healthlink.org | STEVE | FEENEY | 9789223000 | SFEENEY@nhs-healthlink.org | STEVE | FEENEY | 9789223000 | SFEENEY@nhs-healthlink.org | 2 | BOILER #2-BIGELOW-K49520 |  | BOILER | BIGELOW | K49520 | 1970-06-01 | 2010 | 22.932 | 1 | NO. 4 FUEL OIL | NO.4 | 825 | Distillate Oil (No. 4) | 0.5 | 0.8 | 0 | E3GAL | N | 24 | 7 | 47 | 10 | 7 | 20
1190715 | BEVERLY HOSPITAL |  | 85 HERRICK ST |  | BEVERLY | MA | 019150000 | 85 HERRICK ST |  | BEVERLY | MA | 019150000 | N | PRIVATE | SM80-7 | BEVERLY HOSPITAL | 9789223000X2653 | SFEENEY@nhs-healthlink.org | STEVE | FEENEY | 9789223000 | SFEENEY@nhs-healthlink.org | STEVE | FEENEY | 9789223000 | SFEENEY@nhs-healthlink.org | 2 | BOILER #2-BIGELOW-K49520 |  | BOILER | BIGELOW | K49520 | 1970-06-01 | 2010 | 22.932 | 2 | NATURAL GAS | NATURAL GAS | 209 | Natural Gas |  |  | 38.4084 | E6FT3 | N | 24 | 7 | 47 | 10 | 7 | 20
1190715 | BEVERLY HOSPITAL |  | 85 HERRICK ST |  | BEVERLY | MA | 019150000 | 85 HERRICK ST |  | BEVERLY | MA | 019150000 | N | PRIVATE | SM80-7 | BEVERLY HOSPITAL | 9789223000X2653 | SFEENEY@nhs-healthlink.org | STEVE | FEENEY | 9789223000 | SFEENEY@nhs-healthlink.org | STEVE | FEENEY | 9789223000 | SFEENEY@nhs-healthlink.org | 3 | BOILER #3-BIGELOW-K271163 |  | BOILER | BIGELOW | K271163 | 1967-06-01 | 2010 | 15.695 | 2 | NATURAL GAS | NATURAL GAS | 209 | Natural Gas |  |  | 1.3148 | E6FT3 | N | 24 | 7 | 2 | 0 | 0 | 0
1190715 | BEVERLY HOSPITAL |  | 85 HERRICK ST |  | BEVERLY | MA | 019150000 | 85 HERRICK ST |  | BEVERLY | MA | 019150000 | N | PRIVATE | SM80-7 | BEVERLY HOSPITAL | 9789223000X2653 | SFEENEY@nhs-healthlink.org | STEVE | FEENEY | 9789223000 | SFEENEY@nhs-healthlink.org | STEVE | FEENEY | 9789223000 | SFEENEY@nhs-healthlink.org | 13 | GENERATOR #6 - CATERPILLAR C32 DITA |  | ENGINE | CATERPILLAR | C32 DITA | 2006-08-01 | 2010 | 10.3 | 1 | DIESEL | DIESEL | 44 | DIESEL | 0.0015 | 0.1 | 1.0566 | E3GAL | N | 1 | 1 | 12 | 1 | 1 | 5
1190719 | MITRE CORPORATION |  | 202 BURLINGTON RD | RTE 62 | BEDFORD | MA | 017301420 | 202 BURLINGTON ROAD |  | BEDFORD | MA | 017301420 | N | PRIVATE | SM25 | MITRE CORPORATION | 7812712613 | dkroner@mitre.org | ANTHONY | SALVUCCI | 7812712822 | asalvucc@mitre.org | DIANA | KRONER | 7812712613 | dkroner@mitre.org | 1 | BOILER #1-CLEAVER BROOKS CB350 14.645 MMBTU/HR |  | BOILER | CLEAVER BROOKS | CB350 | 1990-07-17 | 2009 | 14.645 | 1 | BOILER #1-CLEAVER BROOKS CB350 NATURAL GAS | NATURAL GAS | 209 | Natural Gas |  |  | 3.965 | E6FT3 | N | 24 | 7 | 32 | 1 | 1 | 1
1190719 | MITRE CORPORATION |  | 202 BURLINGTON RD | RTE 62 | BEDFORD | MA | 017301420 | 202 BURLINGTON ROAD |  | BEDFORD | MA | 017301420 | N | PRIVATE | SM25 | MITRE CORPORATION | 7812712613 | dkroner@mitre.org | ANTHONY | SALVUCCI | 7812712822 | asalvucc@mitre.org | DIANA | KRONER | 7812712613 | dkroner@mitre.org | 1 | BOILER #1-CLEAVER BROOKS CB350 14.645 MMBTU/HR |  | BOILER | CLEAVER BROOKS | CB350 | 1990-07-17 | 2009 | 14.645 | 2 | BOILER #1-CLEAVER BROOKS CB350 #2 OIL-0.3S | NO.2 | 58 | Distillate Oil (No. 2) | 0.3 | 0 | 0.0993 | E3GAL | N | 24 | 7 | 32 | 1 | 1 | 1
1190719 | MITRE CORPORATION |  | 202 BURLINGTON RD | RTE 62 | BEDFORD | MA | 017301420 | 202 BURLINGTON ROAD |  | BEDFORD | MA | 017301420 | N | PRIVATE | SM25 | MITRE CORPORATION | 7812712613 | dkroner@mitre.org | ANTHONY | SALVUCCI | 7812712822 | asalvucc@mitre.org | DIANA | KRONER | 7812712613 | dkroner@mitre.org | 2 | BOILER #2-CLEAVER BROOKS CB350 14.645 MMBTU/HR |  | BOILER | CLEAVER BROOKS | CB350 | 1990-07-17 | 2009 | 14.645 | 1 | BOILER #2-CLEAVER BROOKS CB350 NO.2 OIL | NO.2 | 58 | Distillate Oil (No. 2) | 0.3 | 0 | 0.0993 | E3GAL | N | 24 | 7 | 32 | 1 | 1 | 1
1190719 | MITRE CORPORATION |  | 202 BURLINGTON RD | RTE 62 | BEDFORD | MA | 017301420 | 202 BURLINGTON ROAD |  | BEDFORD | MA | 017301420 | N | PRIVATE | SM25 | MITRE CORPORATION | 7812712613 | dkroner@mitre.org | ANTHONY | SALVUCCI | 7812712822 | asalvucc@mitre.org | DIANA | KRONER | 7812712613 | dkroner@mitre.org | 2 | BOILER #2-CLEAVER BROOKS CB350 14.645 MMBTU/HR |  | BOILER | CLEAVER BROOKS | CB350 | 1990-07-17 | 2009 | 14.645 | 2 | BOILER #2-CLEAVER BROOKS CB350 NATURAL GAS | NATURAL GAS | 209 | Natural Gas |  |  | 3.965 | E6FT3 | N | 24 | 7 | 32 | 1 | 1 | 1
1190719 | MITRE CORPORATION |  | 202 BURLINGTON RD | RTE 62 | BEDFORD | MA | 017301420 | 202 BURLINGTON ROAD |  | BEDFORD | MA | 017301420 | N | PRIVATE | SM25 | MITRE CORPORATION | 7812712613 | dkroner@mitre.org | ANTHONY | SALVUCCI | 7812712822 | asalvucc@mitre.org | DIANA | KRONER | 7812712613 | dkroner@mitre.org | 3 | BOILER #3-CLEAVER BROOKS CB350 14.645 MMBTU/HR |  | BOILER | CLEAVER BROOKS | CB350 | 1990-07-17 | 2009 | 14.645 | 1 | BOILER #3-CLEAVER BROOKS CB350 NATURAL GAS | NATURAL GAS | 209 | Natural Gas |  |  | 3.965 | E6FT3 | N | 24 | 7 | 32 | 1 | 1 | 1
1190719 | MITRE CORPORATION |  | 202 BURLINGTON RD | RTE 62 | BEDFORD | MA | 017301420 | 202 BURLINGTON ROAD |  | BEDFORD | MA | 017301420 | N | PRIVATE | SM25 | MITRE CORPORATION | 7812712613 | dkroner@mitre.org | ANTHONY | SALVUCCI | 7812712822 | asalvucc@mitre.org | DIANA | KRONER | 7812712613 | dkroner@mitre.org | 3 | BOILER #3-CLEAVER BROOKS CB350 14.645 MMBTU/HR |  | BOILER | CLEAVER BROOKS | CB350 | 1990-07-17 | 2009 | 14.645 | 2 | BOILER #3-CLEAVER BROOKS CB350 #2 OIL-0.3S | NO.2 | 58 | Distillate Oil (No. 2) | 0.3 | 0 | 0.0993 | E3GAL | N | 24 | 7 | 32 | 1 | 1 | 1
1190719 | MITRE CORPORATION |  | 202 BURLINGTON RD | RTE 62 | BEDFORD | MA | 017301420 | 202 BURLINGTON ROAD |  | BEDFORD | MA | 017301420 | N | PRIVATE | SM25 | MITRE CORPORATION | 7812712613 | dkroner@mitre.org | ANTHONY | SALVUCCI | 7812712822 | asalvucc@mitre.org | DIANA | KRONER | 7812712613 | dkroner@mitre.org | 4 | BOILER #4-CLEAVER BROOKS CB350 14.645 MMBTU/HR |  | BOILER | CLEAVER BROOKS | CB350 | 1990-07-17 | 2009 | 14.645 | 1 | BOILER #4-CLEAVER BROOKS CB350 NATURAL GAS | NATURAL GAS | 209 | Natural Gas |  |  | 3.965 | E6FT3 | N | 24 | 7 | 32 | 1 | 1 | 1
1190719 | MITRE CORPORATION |  | 202 BURLINGTON RD | RTE 62 | BEDFORD | MA | 017301420 | 202 BURLINGTON ROAD |  | BEDFORD | MA | 017301420 | N | PRIVATE | SM25 | MITRE CORPORATION | 7812712613 | dkroner@mitre.org | ANTHONY | SALVUCCI | 7812712822 | asalvucc@mitre.org | DIANA | KRONER | 7812712613 | dkroner@mitre.org | 4 | BOILER #4-CLEAVER BROOKS CB350 14.645 MMBTU/HR |  | BOILER | CLEAVER BROOKS | CB350 | 1990-07-17 | 2009 | 14.645 | 2 | BOILER #4-CLEAVER BROOKS CB350 #2 OIL-0.3S | NO.2 | 58 | Distillate Oil (No. 2) | 0.3 | 0 | 0.0993 | E3GAL | N | 24 | 7 | 32 | 1 | 1 | 1
1190719 | MITRE CORPORATION |  | 202 BURLINGTON RD | RTE 62 | BEDFORD | MA | 017301420 | 202 BURLINGTON ROAD |  | BEDFORD | MA | 017301420 | N | PRIVATE | SM25 | MITRE CORPORATION | 7812712613 | dkroner@mitre.org | ANTHONY | SALVUCCI | 7812712822 | asalvucc@mitre.org | DIANA | KRONER | 7812712613 | dkroner@mitre.org | 11 | EMER GEN #9-CAT 3508B-#2 OIL 0.05 SDATA CENTER |  | ENGINE | CATERPILLAR | 3508B | 2002-09-23 | 2009 | 10.32 | 1 | EMER GEN #9 - CAT 3508B 1200KWE - #2 OIL 0.05 S | DIESEL | 44 | DIESEL | 0.05 | 0 | 1.6214 | E3GAL | N | 1 | 1 | 52 | 1 | 1 | 22
1190723 | MIT LINCOLN LABORATORY |  | 244 WOOD ST |  | LEXINGTON | MA | 024200000 | 244 WOOD ST |  | LEXINGTON | MA | 024209108 | N | FEDERAL | SM79-7 | MIT LINCOLN LABORATORY | 7819812171 | psullilvan@ll.mit.edu | PAULA | SULLIVAN | 7819814044 | psullivan@ll.mit.edu | PAULA | SULLIVAN | 7819814044 | psullivan@ll.mit.edu | 54 | F-EGEN002 CATERPILLAR 3516B DITA |  | ENGINE | CATERPILLAR, INC. | 3516B DITA | 2005-01-01 | 2009 | 20.1379 | 1 | #2 FUEL OIL | DIESEL | 44 | DIESEL | 0.0015 | 0 | 0.6102 | E3GAL | N | 1 | 1 | 12 | 1 | 1 | 5
1190725 | ASHLAND TECHNOLOGY CENTER |  | 200 HOMER AVE | 101 UNION STREET | ASHLAND | MA | 017210000 | 43 BROAD STREET |  | HUDSON | MA | 017490000 | N | PRIVATE | SM25 | NEREEF ASHLAND LLC | 7812355090 | brian@calare.com | BRIAN | POITRAS | 7815356900 | brian@calare.com | BRIAN | POITRAS | 7815356900X104 | brian@calare.com | 2 | BOILER #2-ORR+SEMBOWER 3HG |  | BOILER | ORR & SEMBOWER | 3HG | 1962-01-01 | 2011 | 17 | 1 | BOILER #2-ORR+SEMBOWER NAT GAS | NATURAL GAS | 209 | Natural Gas |  |  | 7.6 | E6FT3 | N | 12 | 7 | 30 | 0 | 0 | 0
1190725 | ASHLAND TECHNOLOGY CENTER |  | 200 HOMER AVE | 101 UNION STREET | ASHLAND | MA | 017210000 | 43 BROAD STREET |  | HUDSON | MA | 017490000 | N | PRIVATE | SM25 | NEREEF ASHLAND LLC | 7812355090 | brian@calare.com | BRIAN | POITRAS | 7815356900 | brian@calare.com | BRIAN | POITRAS | 7815356900X104 | brian@calare.com | 2 | BOILER #2-ORR+SEMBOWER 3HG |  | BOILER | ORR & SEMBOWER | 3HG | 1962-01-01 | 2011 | 17 | 2 | BOILER 2-ORR+SEMBOWER 3HG | NO.2 | 58 | Distillate Oil (No. 2) | 0.3 |  | 9 | E3GAL | N | 12 | 7 | 30 | 0 | 0 | 0
1190762 | METROWEST MEDICAL CENTER |  | 115 LINCOLN ST |  | FRAMINGHAM | MA | 017020000 | 115 LINCOLN STREET |  | FRAMINGHAM | MA | 017019167 | N | PRIVATE | SM25 | VHS ACQUISITION SUBSIDARY NUMBER NINE | 6156656000 | mark.racicot@mwmc.com | DEBORAH | BITSOLI | 5083831516 | deborah.bitsol@mwmc.com | MARK | RACICOT | 5083831616 | mark.racicot@mwmc.com | 1 | BLR #1-CLEAVER BROOKS D-42 NAT GAS |  | BOILER | CLEAVER BROOKS | D-42 | 1972-11-01 | 2011 | 32.135 | 1 | BLR #1-CLEAVER BROOKS D-42 NATURAL GAS | NATURAL GAS | 209 | Natural Gas |  |  | 34.885 | E6FT3 | N | 24 | 7 | 52 | 24 | 7 | 22
1190762 | METROWEST MEDICAL CENTER |  | 115 LINCOLN ST |  | FRAMINGHAM | MA | 017020000 | 115 LINCOLN STREET |  | FRAMINGHAM | MA | 017019167 | N | PRIVATE | SM25 | VHS ACQUISITION SUBSIDARY NUMBER NINE | 6156656000 | mark.racicot@mwmc.com | DEBORAH | BITSOLI | 5083831516 | deborah.bitsol@mwmc.com | MARK | RACICOT | 5083831616 | mark.racicot@mwmc.com | 1 | BLR #1-CLEAVER BROOKS D-42 NAT GAS |  | BOILER | CLEAVER BROOKS | D-42 | 1972-11-01 | 2011 | 32.135 | 2 | NO. 2 FUEL OIL - DIESEL | NO.2 | 58 | Distillate Oil (No. 2) | 0.0015 | 0.1 | 0 | E3GAL | N | 24 | 7 | 52 | 24 | 7 | 22
1190762 | METROWEST MEDICAL CENTER |  | 115 LINCOLN ST |  | FRAMINGHAM | MA | 017020000 | 115 LINCOLN STREET |  | FRAMINGHAM | MA | 017019167 | N | PRIVATE | SM25 | VHS ACQUISITION SUBSIDARY NUMBER NINE | 6156656000 | mark.racicot@mwmc.com | DEBORAH | BITSOLI | 5083831516 | deborah.bitsol@mwmc.com | MARK | RACICOT | 5083831616 | mark.racicot@mwmc.com | 2 | BLR #2-CLEAVER BROOKS D-42 |  | BOILER | CLEAVER BROOKS | D-42 | 1972-11-01 | 2011 | 32.135 | 1 | #2 OIL | NO.2 | 58 | Distillate Oil (No. 2) | 0.0015 | 0.1 | 0 | E3GAL | N | 24 | 7 | 52 | 24 | 7 | 22
1190762 | METROWEST MEDICAL CENTER |  | 115 LINCOLN ST |  | FRAMINGHAM | MA | 017020000 | 115 LINCOLN STREET |  | FRAMINGHAM | MA | 017019167 | N | PRIVATE | SM25 | VHS ACQUISITION SUBSIDARY NUMBER NINE | 6156656000 | mark.racicot@mwmc.com | DEBORAH | BITSOLI | 5083831516 | deborah.bitsol@mwmc.com | MARK | RACICOT | 5083831616 | mark.racicot@mwmc.com | 2 | BLR #2-CLEAVER BROOKS D-42 |  | BOILER | CLEAVER BROOKS | D-42 | 1972-11-01 | 2011 | 32.135 | 2 | NATURAL GAS | NATURAL GAS | 209 | Natural Gas |  |  | 18.707 | E6FT3 | N | 24 | 7 | 52 | 24 | 7 | 22
1190763 | UMASS BOSTON CAMPUS EH&S |  | 100 MORRISSEY BLVD |  | DORCHESTER | MA | 021253393 | 100 MORRISSEY BLVD |  | DORCHESTER | MA | 021253393 | Y | STATE | SM25 | UNIVERSITY OF MASSACHUSETTS | 6172877000 | zehra@umb.edu | ZEHRA | SCHNEIDER GRAHAM | 6172875445 | zehra@umb.edu | ZEHRA | SCHNEIDER GRAHAM | 6172875445 | zehra@umb.edu | 8 | GENERATOR #8-OLY00000LNFE 0011 100 KW NAT GAS |  | ENGINE | OLYMPIAN | G 100 F1 | 2002-11-01 | 2011 | 1300 | 1 | GENERATOR #8-OLYMPIAN CNFE NAT GAS UTILITY | NATURAL GAS | 209 | Natural Gas |  |  | 0.0001 | E6FT3 | N | 1 | 1 | 52 | 0 | 0 | 0
1190763 | UMASS BOSTON CAMPUS EH&S |  | 100 MORRISSEY BLVD |  | DORCHESTER | MA | 021253393 | 100 MORRISSEY BLVD |  | DORCHESTER | MA | 021253393 | Y | STATE | SM25 | UNIVERSITY OF MASSACHUSETTS | 6172877000 | zehra@umb.edu | ZEHRA | SCHNEIDER GRAHAM | 6172875445 | zehra@umb.edu | ZEHRA | SCHNEIDER GRAHAM | 6172875445 | zehra@umb.edu | 15 | BOILER #1- CB-700-800-125 - NAT GAS |  | BOILER | CLEAVER BROOKS | CB-700-800 125 HW | 2001-09-15 | 2011 | 34 | 1 | BOILER #1- CLVR BRKS CB700-800-125 NATURAL GAS | NATURAL GAS | 209 | Natural Gas |  |  | 68.2 | E6FT3 | Y | 24 | 7 | 52 | 24 | 7 | 22
1190763 | UMASS BOSTON CAMPUS EH&S |  | 100 MORRISSEY BLVD |  | DORCHESTER | MA | 021253393 | 100 MORRISSEY BLVD |  | DORCHESTER | MA | 021253393 | Y | STATE | SM25 | UNIVERSITY OF MASSACHUSETTS | 6172877000 | zehra@umb.edu | ZEHRA | SCHNEIDER GRAHAM | 6172875445 | zehra@umb.edu | ZEHRA | SCHNEIDER GRAHAM | 6172875445 | zehra@umb.edu | 16 | BOILER #2- CB700-800-125 - NAT GAS |  | BOILER | CLEAVER BROOKS | CB 700-800 125 HW | 2001-09-15 | 2011 | 34 | 1 | BOILER #2- CLVR BRKS CB700-800-125 NATURAL GAS | NATURAL GAS | 209 | Natural Gas |  |  | 1 | E6FT3 | Y | 24 | 7 | 52 | 24 | 7 | 22
1190763 | UMASS BOSTON CAMPUS EH&S |  | 100 MORRISSEY BLVD |  | DORCHESTER | MA | 021253393 | 100 MORRISSEY BLVD |  | DORCHESTER | MA | 021253393 | Y | STATE | SM25 | UNIVERSITY OF MASSACHUSETTS | 6172877000 | zehra@umb.edu | ZEHRA | SCHNEIDER GRAHAM | 6172875445 | zehra@umb.edu | ZEHRA | SCHNEIDER GRAHAM | 6172875445 | zehra@umb.edu | 17 | BOILER #3- CLVR BRKS CB700-400-125 HW NAT GAS |  | BOILER | CLEAVER BROOKS | CB 700-400 125 HW | 2001-09-15 | 2011 | 16.7 | 1 | BOILER #3- CLVR BRKS CB700-400-125 NATURAL GAS | NATURAL GAS | 209 | Natural Gas |  |  | 10 | E6FT3 | Y | 24 | 7 | 52 | 24 | 7 | 22
1190766 | IPSWICH MUNICIPAL LIGHT |  | 276 HIGH ST |  | IPSWICH | MA | 019380000 | PO BOX 151 |  | IPSWICH | MA | 019380000 | Y | LOCAL GOVERNMENT | OP3 | IPSWICH MUNICIPAL LIGHT DEPT | 9783566640 | thenry@town.ipswich.ma.us | TIMOTHY | HENRY | 9783566635 | thenry@ipswichutilities.org | TIM | HENRY | 9783566635 | thenry@ipswichutilities.org | 1 | ENGINE #1-FAIRBANKS MORSE 38TDD8 1/8 DUAL FUEL |  | ENGINE | FAIRBANKS MORSE | 38TDD81/8 | 1984-01-01 | 2011 | 13.4 | 1 | #2 FUEL OIL | DIESEL | 44 | DIESEL | 0.0015 | 0 | 4.02 | E3GAL | N | 6 | 1 | 7 | 2 | 1 | 2
1190766 | IPSWICH MUNICIPAL LIGHT |  | 276 HIGH ST |  | IPSWICH | MA | 019380000 | PO BOX 151 |  | IPSWICH | MA | 019380000 | Y | LOCAL GOVERNMENT | OP3 | IPSWICH MUNICIPAL LIGHT DEPT | 9783566640 | thenry@town.ipswich.ma.us | TIMOTHY | HENRY | 9783566635 | thenry@ipswichutilities.org | TIM | HENRY | 9783566635 | thenry@ipswichutilities.org | 1 | ENGINE #1-FAIRBANKS MORSE 38TDD8 1/8 DUAL FUEL |  | ENGINE | FAIRBANKS MORSE | 38TDD81/8 | 1984-01-01 | 2011 | 13.4 | 2 | NATURAL GAS | NATURAL GAS | 209 | Natural Gas |  |  | 0.211 | E6FT3 | N | 6 | 1 | 7 | 2 | 1 | 2
1190766 | IPSWICH MUNICIPAL LIGHT |  | 276 HIGH ST |  | IPSWICH | MA | 019380000 | PO BOX 151 |  | IPSWICH | MA | 019380000 | Y | LOCAL GOVERNMENT | OP3 | IPSWICH MUNICIPAL LIGHT DEPT | 9783566640 | thenry@town.ipswich.ma.us | TIMOTHY | HENRY | 9783566635 | thenry@ipswichutilities.org | TIM | HENRY | 9783566635 | thenry@ipswichutilities.org | 2 | ENGINE #2-FAIRBANKS MORSE 38TDD 8 1/8 DUAL FUEL |  | ENGINE | FAIRBANKS MORSE | 38DD81/8 | 1954-01-01 | 2011 | 14.4 | 1 | #2 FUEL OIL | DIESEL | 44 | DIESEL | 0.05 | 0 | 5.42 | E3GAL | N | 6 | 1 | 7 | 2 | 1 | 2
1190766 | IPSWICH MUNICIPAL LIGHT |  | 276 HIGH ST |  | IPSWICH | MA | 019380000 | PO BOX 151 |  | IPSWICH | MA | 019380000 | Y | LOCAL GOVERNMENT | OP3 | IPSWICH MUNICIPAL LIGHT DEPT | 9783566640 | thenry@town.ipswich.ma.us | TIMOTHY | HENRY | 9783566635 | thenry@ipswichutilities.org | TIM | HENRY | 9783566635 | thenry@ipswichutilities.org | 2 | ENGINE #2-FAIRBANKS MORSE 38TDD 8 1/8 DUAL FUEL |  | ENGINE | FAIRBANKS MORSE | 38DD81/8 | 1954-01-01 | 2011 | 14.4 | 2 | NATURAL GAS | NATURAL GAS | 209 | Natural Gas |  |  | 0.096 | E6FT3 | N | 6 | 1 | 7 | 2 | 1 | 2
1190766 | IPSWICH MUNICIPAL LIGHT |  | 276 HIGH ST |  | IPSWICH | MA | 019380000 | PO BOX 151 |  | IPSWICH | MA | 019380000 | Y | LOCAL GOVERNMENT | OP3 | IPSWICH MUNICIPAL LIGHT DEPT | 9783566640 | thenry@town.ipswich.ma.us | TIMOTHY | HENRY | 9783566635 | thenry@ipswichutilities.org | TIM | HENRY | 9783566635 | thenry@ipswichutilities.org | 5 | ENGINE #6-FAIRBANKS MORSE 38DD 1/8 DUAL FUEL |  | ENGINE | FAIRBANKS MORSE | 38DD81/8 | 1951-01-01 | 2011 | 12.1 | 1 | #2 FUEL OIL | DIESEL | 44 | DIESEL | 0.0015 | 0 | 3.32 | E3GAL | N | 6 | 1 | 7 | 2 | 1 | 2
1190766 | IPSWICH MUNICIPAL LIGHT |  | 276 HIGH ST |  | IPSWICH | MA | 019380000 | PO BOX 151 |  | IPSWICH | MA | 019380000 | Y | LOCAL GOVERNMENT | OP3 | IPSWICH MUNICIPAL LIGHT DEPT | 9783566640 | thenry@town.ipswich.ma.us | TIMOTHY | HENRY | 9783566635 | thenry@ipswichutilities.org | TIM | HENRY | 9783566635 | thenry@ipswichutilities.org | 5 | ENGINE #6-FAIRBANKS MORSE 38DD 1/8 DUAL FUEL |  | ENGINE | FAIRBANKS MORSE | 38DD81/8 | 1951-01-01 | 2011 | 12.1 | 2 | NATURAL GAS | NATURAL GAS | 209 | Natural Gas |  |  | 0.175 | E6FT3 | N | 6 | 1 | 7 | 2 | 1 | 2
1190766 | IPSWICH MUNICIPAL LIGHT |  | 276 HIGH ST |  | IPSWICH | MA | 019380000 | PO BOX 151 |  | IPSWICH | MA | 019380000 | Y | LOCAL GOVERNMENT | OP3 | IPSWICH MUNICIPAL LIGHT DEPT | 9783566640 | thenry@town.ipswich.ma.us | TIMOTHY | HENRY | 9783566635 | thenry@ipswichutilities.org | TIM | HENRY | 9783566635 | thenry@ipswichutilities.org | 6 | ENGINE #7-FAIRBANKS MORSE 38DD 8 1/2 #2 OIL |  | ENGINE | FAIRBANKS MORSE | 38D81/8 | 1956-01-01 | 2011 | 14.4 | 1 | #2 FUEL OIL | DIESEL | 44 | DIESEL | 0.0015 | 0 | 6.04 | E3GAL | N | 6 | 1 | 7 | 2 | 1 | 2
1190766 | IPSWICH MUNICIPAL LIGHT |  | 276 HIGH ST |  | IPSWICH | MA | 019380000 | PO BOX 151 |  | IPSWICH | MA | 019380000 | Y | LOCAL GOVERNMENT | OP3 | IPSWICH MUNICIPAL LIGHT DEPT | 9783566640 | thenry@town.ipswich.ma.us | TIMOTHY | HENRY | 9783566635 | thenry@ipswichutilities.org | TIM | HENRY | 9783566635 | thenry@ipswichutilities.org | 7 | ENGINE #8-COOPER BESSEMER GSB8DR #2 OIL |  | ENGINE | COOPER BESSEMER | GSB-8 | 1960-01-01 | 2011 | 12.1 | 1 | #2 FUEL OIL | DIESEL | 44 | DIESEL | 0.05 | 0 | 0.74 | E3GAL | N | 3 | 1 | 3 | 3 | 1 | 1
1190766 | IPSWICH MUNICIPAL LIGHT |  | 276 HIGH ST |  | IPSWICH | MA | 019380000 | PO BOX 151 |  | IPSWICH | MA | 019380000 | Y | LOCAL GOVERNMENT | OP3 | IPSWICH MUNICIPAL LIGHT DEPT | 9783566640 | thenry@town.ipswich.ma.us | TIMOTHY | HENRY | 9783566635 | thenry@ipswichutilities.org | TIM | HENRY | 9783566635 | thenry@ipswichutilities.org | 8 | ENGINE #9-FAIRBANKS MORSE 38DD 8 1/8 DUAL FUEL |  | ENGINE | FAIRBANKS MORSE | 38DD81/8 | 1961-01-01 | 2011 | 14.4 | 1 | #2 FUEL OIL | DIESEL | 44 | DIESEL | 0.0015 | 0 | 4.15 | E3GAL | N | 6 | 1 | 7 | 2 | 1 | 2
1190766 | IPSWICH MUNICIPAL LIGHT |  | 276 HIGH ST |  | IPSWICH | MA | 019380000 | PO BOX 151 |  | IPSWICH | MA | 019380000 | Y | LOCAL GOVERNMENT | OP3 | IPSWICH MUNICIPAL LIGHT DEPT | 9783566640 | thenry@town.ipswich.ma.us | TIMOTHY | HENRY | 9783566635 | thenry@ipswichutilities.org | TIM | HENRY | 9783566635 | thenry@ipswichutilities.org | 8 | ENGINE #9-FAIRBANKS MORSE 38DD 8 1/8 DUAL FUEL |  | ENGINE | FAIRBANKS MORSE | 38DD81/8 | 1961-01-01 | 2011 | 14.4 | 2 | NATURAL GAS | NATURAL GAS | 209 | Natural Gas |  |  | 0.218 | E6FT3 | N | 6 | 1 | 7 | 2 | 1 | 2
1190766 | IPSWICH MUNICIPAL LIGHT |  | 276 HIGH ST |  | IPSWICH | MA | 019380000 | PO BOX 151 |  | IPSWICH | MA | 019380000 | Y | LOCAL GOVERNMENT | OP3 | IPSWICH MUNICIPAL LIGHT DEPT | 9783566640 | thenry@town.ipswich.ma.us | TIMOTHY | HENRY | 9783566635 | thenry@ipswichutilities.org | TIM | HENRY | 9783566635 | thenry@ipswichutilities.org | 9 | ENGINE #10-FAIRBANKS MORSE 38TDD 8 1/8 DUAL FUEL |  | ENGINE | FAIRBANKS MORSE | 38TDD81/8 | 1984-01-01 | 2011 | 13.4 | 1 | #2 FUEL OIL | DIESEL | 44 | DIESEL | 0.0015 | 0 | 3.81 | E3GAL | N | 6 | 1 | 7 | 2 | 1 | 2
1190766 | IPSWICH MUNICIPAL LIGHT |  | 276 HIGH ST |  | IPSWICH | MA | 019380000 | PO BOX 151 |  | IPSWICH | MA | 019380000 | Y | LOCAL GOVERNMENT | OP3 | IPSWICH MUNICIPAL LIGHT DEPT | 9783566640 | thenry@town.ipswich.ma.us | TIMOTHY | HENRY | 9783566635 | thenry@ipswichutilities.org | TIM | HENRY | 9783566635 | thenry@ipswichutilities.org | 9 | ENGINE #10-FAIRBANKS MORSE 38TDD 8 1/8 DUAL FUEL |  | ENGINE | FAIRBANKS MORSE | 38TDD81/8 | 1984-01-01 | 2011 | 13.4 | 2 | NATURAL GAS | NATURAL GAS | 209 | Natural Gas |  |  | 0.197 | E6FT3 | N | 6 | 1 | 7 | 2 | 1 | 2
1190766 | IPSWICH MUNICIPAL LIGHT |  | 276 HIGH ST |  | IPSWICH | MA | 019380000 | PO BOX 151 |  | IPSWICH | MA | 019380000 | Y | LOCAL GOVERNMENT | OP3 | IPSWICH MUNICIPAL LIGHT DEPT | 9783566640 | thenry@town.ipswich.ma.us | TIMOTHY | HENRY | 9783566635 | thenry@ipswichutilities.org | TIM | HENRY | 9783566635 | thenry@ipswichutilities.org | 10 | ENGINE #11-FAIRBANKS MORSE 38TDD 8 1/8 DUAL FUEL |  | ENGINE | FAIRBANKS MORSE | 38TDD81/8 | 1982-01-01 | 2011 | 13.4 | 1 | #2 FUEL OIL | DIESEL | 44 | DIESEL | 0.0015 | 0 | 3.84 | E3GAL | N | 6 | 1 | 7 | 2 | 1 | 2
1190766 | IPSWICH MUNICIPAL LIGHT |  | 276 HIGH ST |  | IPSWICH | MA | 019380000 | PO BOX 151 |  | IPSWICH | MA | 019380000 | Y | LOCAL GOVERNMENT | OP3 | IPSWICH MUNICIPAL LIGHT DEPT | 9783566640 | thenry@town.ipswich.ma.us | TIMOTHY | HENRY | 9783566635 | thenry@ipswichutilities.org | TIM | HENRY | 9783566635 | thenry@ipswichutilities.org | 10 | ENGINE #11-FAIRBANKS MORSE 38TDD 8 1/8 DUAL FUEL |  | ENGINE | FAIRBANKS MORSE | 38TDD81/8 | 1982-01-01 | 2011 | 13.4 | 2 | NATURAL GAS | NATURAL GAS | 209 | Natural Gas |  |  | 0.196 | E6FT3 | N | 6 | 1 | 7 | 2 | 1 | 2
1190766 | IPSWICH MUNICIPAL LIGHT |  | 276 HIGH ST |  | IPSWICH | MA | 019380000 | PO BOX 151 |  | IPSWICH | MA | 019380000 | Y | LOCAL GOVERNMENT | OP3 | IPSWICH MUNICIPAL LIGHT DEPT | 9783566640 | thenry@town.ipswich.ma.us | TIMOTHY | HENRY | 9783566635 | thenry@ipswichutilities.org | TIM | HENRY | 9783566635 | thenry@ipswichutilities.org | 11 | ENGINE #12-FAIRBANKS MORSE 38TDD 8 1/8 DUAL FUEL |  | ENGINE | FAIRBANKS MORSE | 38TDD81/8 | 1983-01-01 | 2011 | 13.4 | 1 | #2 FUEL OIL | DIESEL | 44 | DIESEL | 0.0015 | 0 | 3.7 | E3GAL | N | 6 | 1 | 7 | 2 | 1 | 2
1190766 | IPSWICH MUNICIPAL LIGHT |  | 276 HIGH ST |  | IPSWICH | MA | 019380000 | PO BOX 151 |  | IPSWICH | MA | 019380000 | Y | LOCAL GOVERNMENT | OP3 | IPSWICH MUNICIPAL LIGHT DEPT | 9783566640 | thenry@town.ipswich.ma.us | TIMOTHY | HENRY | 9783566635 | thenry@ipswichutilities.org | TIM | HENRY | 9783566635 | thenry@ipswichutilities.org | 11 | ENGINE #12-FAIRBANKS MORSE 38TDD 8 1/8 DUAL FUEL |  | ENGINE | FAIRBANKS MORSE | 38TDD81/8 | 1983-01-01 | 2011 | 13.4 | 2 | NATURAL GAS | NATURAL GAS | 209 | Natural Gas |  |  | 0.2 | E6FT3 | N | 6 | 1 | 7 | 2 | 1 | 2
1190771 | FOSTER SOUTHEASTERN |  | 46 SPRING ST |  | HOLBROOK | MA | 023430000 | 46 SPRING ST |  | HOLBROOK | MA | 023430000 | N | PRIVATE | SM50 | OLDCASTLE APG NORTHEAST INC., DBA FOSTER SOUTHEASTERN INC | 7817672202 | jeff.bruner@oldcastleapg.com | JEFFREY | BRUNER | 7817672202 | jeff.bruner@oldcastleapg.com | JEFFREY | BRUNER | 7817672202 | jeff.bruner@oldcastleapg.com | 2 | BOILER #2-CLEAVER BROOKS CB200-250-15ST 10.46 MMB |  | BOILER | CLEVER BROOKS | 9950120 | 1997-01-01 | 2008 | 10 | 1 | BOILER NO. 2 OIL 0.3 PERCENT S | NO.2 | 58 | Distillate Oil (No. 2) | 0.3 | 0.1 | 0 | E3GAL | N | 0 | 0 | 0 | 0 | 0 | 0
1190771 | FOSTER SOUTHEASTERN |  | 46 SPRING ST |  | HOLBROOK | MA | 023430000 | 46 SPRING ST |  | HOLBROOK | MA | 023430000 | N | PRIVATE | SM50 | OLDCASTLE APG NORTHEAST INC., DBA FOSTER SOUTHEASTERN INC | 7817672202 | jeff.bruner@oldcastleapg.com | JEFFREY | BRUNER | 7817672202 | jeff.bruner@oldcastleapg.com | JEFFREY | BRUNER | 7817672202 | jeff.bruner@oldcastleapg.com | 2 | BOILER #2-CLEAVER BROOKS CB200-250-15ST 10.46 MMB |  | BOILER | CLEVER BROOKS | 9950120 | 1997-01-01 | 2008 | 10 | 2 | BOILER 2-CLEAVER BROOKS 200 TO 250 NATURAL GAS | NATURAL GAS | 209 | Natural Gas |  |  | 0 | E6FT3 | N | 0 | 0 | 0 | 0 | 0 | 0
1190805 | BHA BROMLEY HEATH TMC |  | 42 HORAN WAY |  | BOSTON | MA | 021300000 | 52 CHAUNCY ST 10TH FLOOR |  | BOSTON | MA | 021110000 | Y | LOCAL GOVERNMENT | SM50 | BOSTON HOUSING AUTHORITY | 6179884166 | hollis.young@bostonhousing.org | WILLIAM | MCGONAGLE | 6179884119 | bill.mcgonagle@bostonhousing.org | JAMES | POTVIN | 6179884513 | james.potvin@bostonhousing.org | 1 | BOILER #1 - HB SMITH #650-25 - 10 LAMARTINE WAY |  | BOILER | HB SMITH | 650-25 | 1982-11-24 | 2008 | 12.99 | 2 | NATURAL GAS | NATURAL GAS | 209 | Natural Gas |  |  | 15.8 | E6FT3 | Y | 24 | 7 | 52 | 24 | 7 | 22
1190805 | BHA BROMLEY HEATH TMC |  | 42 HORAN WAY |  | BOSTON | MA | 021300000 | 52 CHAUNCY ST 10TH FLOOR |  | BOSTON | MA | 021110000 | Y | LOCAL GOVERNMENT | SM50 | BOSTON HOUSING AUTHORITY | 6179884166 | hollis.young@bostonhousing.org | WILLIAM | MCGONAGLE | 6179884119 | bill.mcgonagle@bostonhousing.org | JAMES | POTVIN | 6179884513 | james.potvin@bostonhousing.org | 2 | BOILER #2 - HB SMITH #650-25 - 10 LAMARTINE WAY |  | BOILER | HB SMITH | 650-25 | 1982-11-24 | 2008 | 12.99 | 2 | NATURAL GAS | NATURAL GAS | 209 | Natural Gas |  |  | 15.8 | E6FT3 | Y | 24 | 7 | 52 | 24 | 7 | 22
1190805 | BHA BROMLEY HEATH TMC |  | 42 HORAN WAY |  | BOSTON | MA | 021300000 | 52 CHAUNCY ST 10TH FLOOR |  | BOSTON | MA | 021110000 | Y | LOCAL GOVERNMENT | SM50 | BOSTON HOUSING AUTHORITY | 6179884166 | hollis.young@bostonhousing.org | WILLIAM | MCGONAGLE | 6179884119 | bill.mcgonagle@bostonhousing.org | JAMES | POTVIN | 6179884513 | james.potvin@bostonhousing.org | 3 | BOILER #3 - HB SMITH #650-25 - 10 LAMARTINE WAY |  | BOILER | HB SMITH | 650-25 | 1989-12-07 | 2008 | 12.99 | 2 | NATURAL GAS | NATURAL GAS | 209 | Natural Gas |  |  | 15.8 | E6FT3 | Y | 24 | 7 | 52 | 24 | 7 | 22
1190805 | BHA BROMLEY HEATH TMC |  | 42 HORAN WAY |  | BOSTON | MA | 021300000 | 52 CHAUNCY ST 10TH FLOOR |  | BOSTON | MA | 021110000 | Y | LOCAL GOVERNMENT | SM50 | BOSTON HOUSING AUTHORITY | 6179884166 | hollis.young@bostonhousing.org | WILLIAM | MCGONAGLE | 6179884119 | bill.mcgonagle@bostonhousing.org | JAMES | POTVIN | 6179884513 | james.potvin@bostonhousing.org | 4 | BOILER #4 - HB SMITH #650-25 - 10 LAMARTINE WAY |  | BOILER | HB SMITH | 650-25 | 1982-11-24 | 2008 | 12.99 | 2 | BOILER #4-HB SMITH #650-25 NATURAL GAS | NATURAL GAS | 209 | Natural Gas |  |  | 15.8 | E6FT3 | Y | 24 | 7 | 52 | 24 | 7 | 22
1190805 | BHA BROMLEY HEATH TMC |  | 42 HORAN WAY |  | BOSTON | MA | 021300000 | 52 CHAUNCY ST 10TH FLOOR |  | BOSTON | MA | 021110000 | Y | LOCAL GOVERNMENT | SM50 | BOSTON HOUSING AUTHORITY | 6179884166 | hollis.young@bostonhousing.org | WILLIAM | MCGONAGLE | 6179884119 | bill.mcgonagle@bostonhousing.org | JAMES | POTVIN | 6179884513 | james.potvin@bostonhousing.org | 5 | BOILER #5 - HB SMITH #650-21 - 42 HORAN |  | BOILER | HB SMITH | 650-21 | 1982-12-10 | 2008 | 10.887 | 2 | NATURAL GAS | NATURAL GAS | 209 | Natural Gas |  |  | 13.3 | E6FT3 | Y | 24 | 7 | 52 | 24 | 7 | 22
1190805 | BHA BROMLEY HEATH TMC |  | 42 HORAN WAY |  | BOSTON | MA | 021300000 | 52 CHAUNCY ST 10TH FLOOR |  | BOSTON | MA | 021110000 | Y | LOCAL GOVERNMENT | SM50 | BOSTON HOUSING AUTHORITY | 6179884166 | hollis.young@bostonhousing.org | WILLIAM | MCGONAGLE | 6179884119 | bill.mcgonagle@bostonhousing.org | JAMES | POTVIN | 6179884513 | james.potvin@bostonhousing.org | 6 | BOILER #6 - HB SMITH #650-21 - 42 HORAN |  | BOILER | HB SMITH | 650-21 | 1982-12-10 | 2008 | 10.887 | 2 | BOILER #6-HB SMITH #650-21 NATURAL GAS | NATURAL GAS | 209 | Natural Gas |  |  | 13.3 | E6FT3 | Y | 24 | 7 | 52 | 24 | 7 | 22
1190805 | BHA BROMLEY HEATH TMC |  | 42 HORAN WAY |  | BOSTON | MA | 021300000 | 52 CHAUNCY ST 10TH FLOOR |  | BOSTON | MA | 021110000 | Y | LOCAL GOVERNMENT | SM50 | BOSTON HOUSING AUTHORITY | 6179884166 | hollis.young@bostonhousing.org | WILLIAM | MCGONAGLE | 6179884119 | bill.mcgonagle@bostonhousing.org | JAMES | POTVIN | 6179884513 | james.potvin@bostonhousing.org | 7 | BOILER #7 - HB SMITH #650-21 - 42 HORAN |  | BOILER | HB SMITH | 650-21 | 1982-12-10 | 2008 | 10.887 | 2 | NATURAL GAS | NATURAL GAS | 209 | Natural Gas |  |  | 13.3 | E6FT3 | Y | 24 | 7 | 52 | 24 | 7 | 22
1190813 | SHIRE HUMAN GENETIC THERAPIES INC |  | 300 PATRIOT WAY |  | LEXINGTON | MA | 024210000 | 300 SHIRE WAY |  | LEXINGTON | MA | 024210000 | N | PRIVATE | SM80-R | SHIRE HUMAN GENETIC THERAPIES INC | 6176134836 | pgodding@shire.com | PAUL | GODDING | 6176134836 | PGODDING@SHIRE.COM | PAUL | GODDING | 6176134836 | PGODDING@SHIRE.COM | 7 | B400 CB BOILER 1 |  | BOILER | CLEAVER BROOKS | CBLE-200-700-150 | 2009-06-22 | 2011 | 28.6 | 1 | NATURAL GAS | NATURAL GAS | 209 | Natural Gas |  |  | 36 | E6FT3 | N | 24 | 7 | 52 | 24 | 7 | 22
1190813 | SHIRE HUMAN GENETIC THERAPIES INC |  | 300 PATRIOT WAY |  | LEXINGTON | MA | 024210000 | 300 SHIRE WAY |  | LEXINGTON | MA | 024210000 | N | PRIVATE | SM80-R | SHIRE HUMAN GENETIC THERAPIES INC | 6176134836 | pgodding@shire.com | PAUL | GODDING | 6176134836 | PGODDING@SHIRE.COM | PAUL | GODDING | 6176134836 | PGODDING@SHIRE.COM | 8 | B400 BOILER 2 |  | BOILER | CLEAVER BROOKS | CBLE-200-700-150 | 2009-06-22 | 2011 | 28.6 | 1 | NATURAL GAS | NATURAL GAS | 209 | Natural Gas |  |  | 36 | E6FT3 | N | 24 | 7 | 52 | 24 | 7 | 22
1190813 | SHIRE HUMAN GENETIC THERAPIES INC |  | 300 PATRIOT WAY |  | LEXINGTON | MA | 024210000 | 300 SHIRE WAY |  | LEXINGTON | MA | 024210000 | N | PRIVATE | SM80-R | SHIRE HUMAN GENETIC THERAPIES INC | 6176134836 | pgodding@shire.com | PAUL | GODDING | 6176134836 | PGODDING@SHIRE.COM | PAUL | GODDING | 6176134836 | PGODDING@SHIRE.COM | 9 | 400 PW KOHLER 1500 KW GENERATOR |  | ENGINE | KOHLER | 1500REOZDC | 2009-04-01 | 2011 | 26 | 1 | DISTILLATE OIL - DIESEL | DIESEL | 44 | DIESEL | 0.0015 | 0 | 2.632 | E3GAL | N | 1 | 1 | 52 | 1 | 1 | 22
1190813 | SHIRE HUMAN GENETIC THERAPIES INC |  | 300 PATRIOT WAY |  | LEXINGTON | MA | 024210000 | 300 SHIRE WAY |  | LEXINGTON | MA | 024210000 | N | PRIVATE | SM80-R | SHIRE HUMAN GENETIC THERAPIES INC | 6176134836 | pgodding@shire.com | PAUL | GODDING | 6176134836 | PGODDING@SHIRE.COM | PAUL | GODDING | 6176134836 | PGODDING@SHIRE.COM | 10 | B400 KOHLER 2250 KW GENERATOR |  | ENGINE | KOHLER | 2250REOZDC | 2009-04-01 | 2011 | 37 | 1 | DISTILLATE OIL - DIESEL | DIESEL | 44 | DIESEL | 0.0015 | 0 | 3.821 | E3GAL | N | 1 | 1 | 52 | 1 | 1 | 22
1190813 | SHIRE HUMAN GENETIC THERAPIES INC |  | 300 PATRIOT WAY |  | LEXINGTON | MA | 024210000 | 300 SHIRE WAY |  | LEXINGTON | MA | 024210000 | N | PRIVATE | SM80-R | SHIRE HUMAN GENETIC THERAPIES INC | 6176134836 | pgodding@shire.com | PAUL | GODDING | 6176134836 | PGODDING@SHIRE.COM | PAUL | GODDING | 6176134836 | PGODDING@SHIRE.COM | 23 | B500 YORK SHIPLEY BOILERS | 2 | BOILER | YORK SHIPLEY | SPWV-125 NW | 1981-04-01 | 2011 | 10 | 1 | NATURAL GAS | NATURAL GAS | 209 | Natural Gas |  |  | 8.4 | E6FT3 | N | 24 | 7 | 52 | 24 | 7 | 22
1190813 | SHIRE HUMAN GENETIC THERAPIES INC |  | 300 PATRIOT WAY |  | LEXINGTON | MA | 024210000 | 300 SHIRE WAY |  | LEXINGTON | MA | 024210000 | N | PRIVATE | SM80-R | SHIRE HUMAN GENETIC THERAPIES INC | 6176134836 | pgodding@shire.com | PAUL | GODDING | 6176134836 | PGODDING@SHIRE.COM | PAUL | GODDING | 6176134836 | PGODDING@SHIRE.COM | 31 | B300 CB FLX-700 BOILER B-1.1-1.2 | 2 | BOILER | CL BROOKS | FLX-700-700-150ST | 2008-06-15 | 2011 | 14 | 1 | NATURAL GAS | NATURAL GAS | 209 | Natural Gas |  |  | 22 | E6FT3 | N | 24 | 7 | 52 | 24 | 7 | 22
1190813 | SHIRE HUMAN GENETIC THERAPIES INC |  | 300 PATRIOT WAY |  | LEXINGTON | MA | 024210000 | 300 SHIRE WAY |  | LEXINGTON | MA | 024210000 | N | PRIVATE | SM80-R | SHIRE HUMAN GENETIC THERAPIES INC | 6176134836 | pgodding@shire.com | PAUL | GODDING | 6176134836 | PGODDING@SHIRE.COM | PAUL | GODDING | 6176134836 | PGODDING@SHIRE.COM | 36 | B200 FULTON BOILERS | 5 | BOILER | FULTON | VTG-3000 | 2011-06-01 | 2011 | 15 | 1 | NATURAL GAS | NATURAL GAS | 209 | Natural Gas |  |  | 2.1 | E6FT3 | N | 24 | 7 | 8 | 0 | 0 | 0
1190813 | SHIRE HUMAN GENETIC THERAPIES INC |  | 300 PATRIOT WAY |  | LEXINGTON | MA | 024210000 | 300 SHIRE WAY |  | LEXINGTON | MA | 024210000 | N | PRIVATE | SM80-R | SHIRE HUMAN GENETIC THERAPIES INC | 6176134836 | pgodding@shire.com | PAUL | GODDING | 6176134836 | PGODDING@SHIRE.COM | PAUL | GODDING | 6176134836 | PGODDING@SHIRE.COM | 38 | B200 EMERGENCY GENERATOR |  | ENGINE | KOHLER | 1600REOZMB | 2011-03-23 | 2011 | 17.8 | 1 | DISTILLATE OIL - DIESEL | DIESEL | 44 | DIESEL | 0.0015 | 0 | 3.483 | E3GAL | N | 1 | 1 | 39 | 1 | 1 | 22
1190814 | DISTRIGAS OF MASSACHUSETTS LLC |  | 18 ROVER ST |  | EVERETT | MA | 021490000 | 18 ROVER ST |  | EVERETT | MA | 021490000 | N | PRIVATE | OP3 | DISTRIGAS OF MASSACHUSETTS LLC | 6173818500 | frank.diliberto@gdfsuezna.com | FRANK | DILIBERTO | 6178868794 | frank.diliberto@gdfsuezna.com | FRANK | DILIBERTO | 6178868794 | frank.diliberto@gdfsuezna.com | 1 | CLEAVER BROOKS BOILER #61 |  | BOILER | CLEAVER BROOKS | CB-700X-800 | 1979-10-01 | 2011 | 33.5 | 1 | NATURAL GAS | NATURAL GAS | 209 | Natural Gas |  |  | 32.42 | E6FT3 | N | 24 | 7 | 52 | 24 | 7 | 22
1190814 | DISTRIGAS OF MASSACHUSETTS LLC |  | 18 ROVER ST |  | EVERETT | MA | 021490000 | 18 ROVER ST |  | EVERETT | MA | 021490000 | N | PRIVATE | OP3 | DISTRIGAS OF MASSACHUSETTS LLC | 6173818500 | frank.diliberto@gdfsuezna.com | FRANK | DILIBERTO | 6178868794 | frank.diliberto@gdfsuezna.com | FRANK | DILIBERTO | 6178868794 | frank.diliberto@gdfsuezna.com | 2 | CLEAVER BROOKS BOILER #62 |  | BOILER | CLEAVER BROOKS | CB-700X-800 | 1979-10-01 | 2011 | 33.5 | 1 | BOILER #NATURAL GAS | NATURAL GAS | 209 | Natural Gas |  |  | 25.677 | E6FT3 | N | 24 | 7 | 52 | 24 | 7 | 22
1190814 | DISTRIGAS OF MASSACHUSETTS LLC |  | 18 ROVER ST |  | EVERETT | MA | 021490000 | 18 ROVER ST |  | EVERETT | MA | 021490000 | N | PRIVATE | OP3 | DISTRIGAS OF MASSACHUSETTS LLC | 6173818500 | frank.diliberto@gdfsuezna.com | FRANK | DILIBERTO | 6178868794 | frank.diliberto@gdfsuezna.com | FRANK | DILIBERTO | 6178868794 | frank.diliberto@gdfsuezna.com | 3 | CLEAVER BROOKS BOILER #63 |  | BOILER | CLEAVER BROOKS | CB-700X-800 | 1979-10-01 | 2011 | 33.5 | 1 | BOILER NATURAL GAS | NATURAL GAS | 209 | Natural Gas |  |  | 30.099 | E6FT3 | N | 24 | 7 | 52 | 24 | 7 | 22
1190814 | DISTRIGAS OF MASSACHUSETTS LLC |  | 18 ROVER ST |  | EVERETT | MA | 021490000 | 18 ROVER ST |  | EVERETT | MA | 021490000 | N | PRIVATE | OP3 | DISTRIGAS OF MASSACHUSETTS LLC | 6173818500 | frank.diliberto@gdfsuezna.com | FRANK | DILIBERTO | 6178868794 | frank.diliberto@gdfsuezna.com | FRANK | DILIBERTO | 6178868794 | frank.diliberto@gdfsuezna.com | 4 | CLEAVER BROOKS BOILER #64 |  | BOILER | CLEAVER BROOKS | CB-700X-800 | 1979-10-01 | 2011 | 33.5 | 1 | NATURAL GAS | NATURAL GAS | 209 | Natural Gas |  |  | 21.665 | E6FT3 | N | 24 | 7 | 52 | 24 | 7 | 22
1190814 | DISTRIGAS OF MASSACHUSETTS LLC |  | 18 ROVER ST |  | EVERETT | MA | 021490000 | 18 ROVER ST |  | EVERETT | MA | 021490000 | N | PRIVATE | OP3 | DISTRIGAS OF MASSACHUSETTS LLC | 6173818500 | frank.diliberto@gdfsuezna.com | FRANK | DILIBERTO | 6178868794 | frank.diliberto@gdfsuezna.com | FRANK | DILIBERTO | 6178868794 | frank.diliberto@gdfsuezna.com | 7 | RYAN VAPORIZER #71 |  | SUBMERGED COMBUSTION VAPORIZER | RYAN INDUSTRIES | 36-45 | 1971-11-01 | 2011 | 36.7 | 1 | NATURAL GAS | NATURAL GAS | 209 | Natural Gas |  |  | 1.993 | E6FT3 | N | 24 | 7 | 52 | 24 | 7 | 22
1190814 | DISTRIGAS OF MASSACHUSETTS LLC |  | 18 ROVER ST |  | EVERETT | MA | 021490000 | 18 ROVER ST |  | EVERETT | MA | 021490000 | N | PRIVATE | OP3 | DISTRIGAS OF MASSACHUSETTS LLC | 6173818500 | frank.diliberto@gdfsuezna.com | FRANK | DILIBERTO | 6178868794 | frank.diliberto@gdfsuezna.com | FRANK | DILIBERTO | 6178868794 | frank.diliberto@gdfsuezna.com | 8 | RYAN VAPORIZER #72 |  | SUBMERGED COMBUSTION VAPORIZER | RYAN INDUSTRIES | 36-45 | 1971-11-01 | 2011 | 36.7 | 1 | NATURAL GAS | NATURAL GAS | 209 | Natural Gas |  |  | 2.325 | E6FT3 | N | 24 | 7 | 52 | 24 | 7 | 22
1190814 | DISTRIGAS OF MASSACHUSETTS LLC |  | 18 ROVER ST |  | EVERETT | MA | 021490000 | 18 ROVER ST |  | EVERETT | MA | 021490000 | N | PRIVATE | OP3 | DISTRIGAS OF MASSACHUSETTS LLC | 6173818500 | frank.diliberto@gdfsuezna.com | FRANK | DILIBERTO | 6178868794 | frank.diliberto@gdfsuezna.com | FRANK | DILIBERTO | 6178868794 | frank.diliberto@gdfsuezna.com | 9 | RYAN VAPORIZER #73 |  | SUBMERGED COMBUSTION VAPORIZER | RYAN INDUSTTRIES | 36-45 | 1971-11-01 | 2011 | 36.7 | 1 | NATURAL GAS | NATURAL GAS | 209 | Natural Gas |  |  | 5.56 | E6FT3 | N | 24 | 7 | 52 | 24 | 7 | 22
1190814 | DISTRIGAS OF MASSACHUSETTS LLC |  | 18 ROVER ST |  | EVERETT | MA | 021490000 | 18 ROVER ST |  | EVERETT | MA | 021490000 | N | PRIVATE | OP3 | DISTRIGAS OF MASSACHUSETTS LLC | 6173818500 | frank.diliberto@gdfsuezna.com | FRANK | DILIBERTO | 6178868794 | frank.diliberto@gdfsuezna.com | FRANK | DILIBERTO | 6178868794 | frank.diliberto@gdfsuezna.com | 13 | CLEAVER BROOKS BOILER #65 |  | BOILER | CLEAVER BROOKS | CB200-800-125 | 1999-10-01 | 2011 | 33.475 | 1 | BOILERNATURAL GAS | NATURAL GAS | 209 | Natural Gas |  |  | 61.44 | E6FT3 | N | 24 | 7 | 52 | 24 | 7 | 22
1190814 | DISTRIGAS OF MASSACHUSETTS LLC |  | 18 ROVER ST |  | EVERETT | MA | 021490000 | 18 ROVER ST |  | EVERETT | MA | 021490000 | N | PRIVATE | OP3 | DISTRIGAS OF MASSACHUSETTS LLC | 6173818500 | frank.diliberto@gdfsuezna.com | FRANK | DILIBERTO | 6178868794 | frank.diliberto@gdfsuezna.com | FRANK | DILIBERTO | 6178868794 | frank.diliberto@gdfsuezna.com | 15 | CATERPILLAR EMERGENCY GENERATOR #1 |  | ENGINE | CATERPILLAR | 3516DITA | 1994-01-01 | 2011 | 18.5 | 1 | #2 OIL | DIESEL | 44 | DIESEL | 0.3 | 0 | 0.924 | E3GAL | N | 1 | 1 | 50 | 1 | 1 | 22
1190814 | DISTRIGAS OF MASSACHUSETTS LLC |  | 18 ROVER ST |  | EVERETT | MA | 021490000 | 18 ROVER ST |  | EVERETT | MA | 021490000 | N | PRIVATE | OP3 | DISTRIGAS OF MASSACHUSETTS LLC | 6173818500 | frank.diliberto@gdfsuezna.com | FRANK | DILIBERTO | 6178868794 | frank.diliberto@gdfsuezna.com | FRANK | DILIBERTO | 6178868794 | frank.diliberto@gdfsuezna.com | 19 | JOHNSTON BOILER #67 |  | BOILER | JOHNSTON | 1600-3 | 1999-01-01 | 2011 | 65.35 | 1 | NATURAL GAS | NATURAL GAS | 209 | Natural Gas |  |  | 163.058 | E6FT3 | N | 24 | 7 | 52 | 24 | 7 | 22
1190814 | DISTRIGAS OF MASSACHUSETTS LLC |  | 18 ROVER ST |  | EVERETT | MA | 021490000 | 18 ROVER ST |  | EVERETT | MA | 021490000 | N | PRIVATE | OP3 | DISTRIGAS OF MASSACHUSETTS LLC | 6173818500 | frank.diliberto@gdfsuezna.com | FRANK | DILIBERTO | 6178868794 | frank.diliberto@gdfsuezna.com | FRANK | DILIBERTO | 6178868794 | frank.diliberto@gdfsuezna.com | 20 | JOHNSTON BOILER #68 |  | BOILER | JOHNSTON | 1600-3 | 1999-01-01 | 2011 | 65.35 | 1 | NATURAL GAS | NATURAL GAS | 209 | Natural Gas |  |  | 227.683 | E6FT3 | N | 24 | 7 | 52 | 24 | 7 | 22
1190814 | DISTRIGAS OF MASSACHUSETTS LLC |  | 18 ROVER ST |  | EVERETT | MA | 021490000 | 18 ROVER ST |  | EVERETT | MA | 021490000 | N | PRIVATE | OP3 | DISTRIGAS OF MASSACHUSETTS LLC | 6173818500 | frank.diliberto@gdfsuezna.com | FRANK | DILIBERTO | 6178868794 | frank.diliberto@gdfsuezna.com | FRANK | DILIBERTO | 6178868794 | frank.diliberto@gdfsuezna.com | 22 | SCV #F31 |  | SUBMERGED COMBUSTION VAPORIZER | KALDAIR | TX100 | 2002-02-01 | 2011 | 115 | 1 | NATURAL GAS | NATURAL GAS | 209 | Natural Gas |  |  | 406.774 | E6FT3 | N | 24 | 7 | 52 | 24 | 7 | 22
1190814 | DISTRIGAS OF MASSACHUSETTS LLC |  | 18 ROVER ST |  | EVERETT | MA | 021490000 | 18 ROVER ST |  | EVERETT | MA | 021490000 | N | PRIVATE | OP3 | DISTRIGAS OF MASSACHUSETTS LLC | 6173818500 | frank.diliberto@gdfsuezna.com | FRANK | DILIBERTO | 6178868794 | frank.diliberto@gdfsuezna.com | FRANK | DILIBERTO | 6178868794 | frank.diliberto@gdfsuezna.com | 23 | SCV #F32 |  | SUBMERGED COMBUSTION VAPORIZER | KALDAIR | TX100 | 2002-02-01 | 2011 | 115 | 1 | NATURAL GAS | NATURAL GAS | 209 | Natural Gas |  |  | 330.487 | E6FT3 | N | 24 | 7 | 52 | 24 | 7 | 22
1190814 | DISTRIGAS OF MASSACHUSETTS LLC |  | 18 ROVER ST |  | EVERETT | MA | 021490000 | 18 ROVER ST |  | EVERETT | MA | 021490000 | N | PRIVATE | OP3 | DISTRIGAS OF MASSACHUSETTS LLC | 6173818500 | frank.diliberto@gdfsuezna.com | FRANK | DILIBERTO | 6178868794 | frank.diliberto@gdfsuezna.com | FRANK | DILIBERTO | 6178868794 | frank.diliberto@gdfsuezna.com | 24 | SCV #F33 |  | SUBMERGED COMBUSTION VAPORIZER | KALDAIR | TX100 | 2002-02-01 | 2011 | 115 | 1 | NATURAL GAS | NATURAL GAS | 209 | Natural Gas |  |  | 373.616 | E6FT3 | N | 24 | 7 | 52 | 24 | 7 | 22
1190814 | DISTRIGAS OF MASSACHUSETTS LLC |  | 18 ROVER ST |  | EVERETT | MA | 021490000 | 18 ROVER ST |  | EVERETT | MA | 021490000 | N | PRIVATE | OP3 | DISTRIGAS OF MASSACHUSETTS LLC | 6173818500 | frank.diliberto@gdfsuezna.com | FRANK | DILIBERTO | 6178868794 | frank.diliberto@gdfsuezna.com | FRANK | DILIBERTO | 6178868794 | frank.diliberto@gdfsuezna.com | 25 | SCV #F34 |  | SUBMERGED COMBUSTION VAPORIZER | KALDAIR | TX100 | 2002-02-01 | 2011 | 115 | 1 | NATURAL GAS | NATURAL GAS | 209 | Natural Gas |  |  | 299.004 | E6FT3 | N | 24 | 7 | 52 | 24 | 7 | 22
1190814 | DISTRIGAS OF MASSACHUSETTS LLC |  | 18 ROVER ST |  | EVERETT | MA | 021490000 | 18 ROVER ST |  | EVERETT | MA | 021490000 | N | PRIVATE | OP3 | DISTRIGAS OF MASSACHUSETTS LLC | 6173818500 | frank.diliberto@gdfsuezna.com | FRANK | DILIBERTO | 6178868794 | frank.diliberto@gdfsuezna.com | FRANK | DILIBERTO | 6178868794 | frank.diliberto@gdfsuezna.com | 26 | EMERGENCY CATERPILLAR GENERATOR #2 |  | ENGINE | CATERPILLAR | 3516B | 2003-12-01 | 2011 | 20.1 | 1 | #2 OIL | DIESEL | 44 | DIESEL | 0.003 |  | 0.917 | E3GAL | N | 1 | 1 | 52 | 1 | 1 | 22
1190825 | HULL WWTP |  | 1111 NANTASKET AVE |  | HULL | MA | 020450000 | 1111 NANTASKET AVE |  | HULL | MA | 020450000 | Y | UTILITY | SM25 | HULL WASTEWATER TREATMENT PLANT | 7819251207 | epetrilak@town.hull.ma.us | PETER | NYBERG | 7819250906 | peter.nyberg@unitedwater.com | PETER | NYBERG | 7819250906 | peter.nyberg@unitedwater.com | 2 | 2 |  | ENGINE | GM DETROIT | #16V71T | 1981-04-01 | 2011 | 15 | 1 | GENERATOR #1-DETROIT #16V71T #2 OIL-0.3S | DIESEL | 44 | DIESEL | 0.3 | 0 | 1 | E3GAL | N | 1 | 1 | 12 | 1 | 1 | 16
1190832 | VHS ACQUISITION SUBSIDARY |  | 67 UNION ST |  | NATICK | MA | 017600000 | 67 UNION ST |  | NATICK | MA | 017600000 | N | PRIVATE | SM25 | VHS ACQUISITION SUBSIDARY NUMBER NINE IN | 5086507602 | scott.johnson@mwmc.com | SCOTT | JOHNSON | 5086507602 | scott.johnson@mwmc.com | NEIL | INGLIS | 7813569140X112 | ninglis@goldmanenvironmental.com | 1 | BOILER #2-CLEAVER BROOKS CB200-300 NAT GAS, OIL |  | BOILER | CLEAVER-BROOKS | CB200-300 | 1998-07-01 | 2010 | 12.553 | 1 | NATURAL GAS | NATURAL GAS | 209 | Natural Gas |  |  | 9.46 | E6FT3 | N | 24 | 7 | 26 | 0 | 0 | 0
1190832 | VHS ACQUISITION SUBSIDARY |  | 67 UNION ST |  | NATICK | MA | 017600000 | 67 UNION ST |  | NATICK | MA | 017600000 | N | PRIVATE | SM25 | VHS ACQUISITION SUBSIDARY NUMBER NINE IN | 5086507602 | scott.johnson@mwmc.com | SCOTT | JOHNSON | 5086507602 | scott.johnson@mwmc.com | NEIL | INGLIS | 7813569140X112 | ninglis@goldmanenvironmental.com | 1 | BOILER #2-CLEAVER BROOKS CB200-300 NAT GAS, OIL |  | BOILER | CLEAVER-BROOKS | CB200-300 | 1998-07-01 | 2010 | 12.553 | 2 | NO.2 OIL 0.3S | NO.2 | 58 | Distillate Oil (No. 2) | 0.3 | 0.5 | 1.316 | E3GAL | N | 24 | 7 | 26 | 0 | 0 | 0
1190832 | VHS ACQUISITION SUBSIDARY |  | 67 UNION ST |  | NATICK | MA | 017600000 | 67 UNION ST |  | NATICK | MA | 017600000 | N | PRIVATE | SM25 | VHS ACQUISITION SUBSIDARY NUMBER NINE IN | 5086507602 | scott.johnson@mwmc.com | SCOTT | JOHNSON | 5086507602 | scott.johnson@mwmc.com | NEIL | INGLIS | 7813569140X112 | ninglis@goldmanenvironmental.com | 3 | BOILER 1-CLEAVER BROOKS CB400-300 NAT GAS AND NO.2 |  | BOILER | CLEAVER BROOKS | CB400-300 | 1985-01-01 | 2010 | 12.553 | 1 | NATURAL GAS | NATURAL GAS | 209 | Natural Gas |  |  | 9.46 | E6FT3 | N | 24 | 7 | 26 | 0 | 0 | 0
1190832 | VHS ACQUISITION SUBSIDARY |  | 67 UNION ST |  | NATICK | MA | 017600000 | 67 UNION ST |  | NATICK | MA | 017600000 | N | PRIVATE | SM25 | VHS ACQUISITION SUBSIDARY NUMBER NINE IN | 5086507602 | scott.johnson@mwmc.com | SCOTT | JOHNSON | 5086507602 | scott.johnson@mwmc.com | NEIL | INGLIS | 7813569140X112 | ninglis@goldmanenvironmental.com | 3 | BOILER 1-CLEAVER BROOKS CB400-300 NAT GAS AND NO.2 |  | BOILER | CLEAVER BROOKS | CB400-300 | 1985-01-01 | 2010 | 12.553 | 2 | NO.2 OIL | NO.2 | 58 | Distillate Oil (No. 2) | 0.3 | 0.1 | 1.316 | E3GAL | N | 24 | 7 | 26 | 0 | 0 | 0
1190833 | UNION HOSPITAL |  | 500 LYNNFIELD ST |  | LYNN | MA | 019040000 | 500 LYNNFIELD ST |  | LYNN | MA | 019040000 | N | PRIVATE | SM25 | UNION HOSPITAL | 7814473101 | jcapozzi@partners.org | JOHN | CAPOZZI | 9784773101 | jcapozzi@partners.org | JOHN | CAPOZZI | 7814473101 | jcapozzi@partners.org | 1 | BOILER #1 |  | BOILER | H.B. SMITH | GHO-6500-S-20 | 1982-01-01 | 2009 | 12.1 | 1 | #2 OIL | NO.2 | 58 | Distillate Oil (No. 2) | 0.0015 | 0 | 0 | E3GAL | N | 24 | 7 | 52 | 24 | 7 | 22
1190833 | UNION HOSPITAL |  | 500 LYNNFIELD ST |  | LYNN | MA | 019040000 | 500 LYNNFIELD ST |  | LYNN | MA | 019040000 | N | PRIVATE | SM25 | UNION HOSPITAL | 7814473101 | jcapozzi@partners.org | JOHN | CAPOZZI | 9784773101 | jcapozzi@partners.org | JOHN | CAPOZZI | 7814473101 | jcapozzi@partners.org | 1 | BOILER #1 |  | BOILER | H.B. SMITH | GHO-6500-S-20 | 1982-01-01 | 2009 | 12.1 | 2 | NATURAL GAS | NATURAL GAS | 209 | Natural Gas |  |  | 19.0116 | E6FT3 | N | 24 | 7 | 52 | 24 | 7 | 22
1190833 | UNION HOSPITAL |  | 500 LYNNFIELD ST |  | LYNN | MA | 019040000 | 500 LYNNFIELD ST |  | LYNN | MA | 019040000 | N | PRIVATE | SM25 | UNION HOSPITAL | 7814473101 | jcapozzi@partners.org | JOHN | CAPOZZI | 9784773101 | jcapozzi@partners.org | JOHN | CAPOZZI | 7814473101 | jcapozzi@partners.org | 2 | BOILER #2 |  | BOILER | H.B. SMITH | GHO-6500-S-20 | 1982-01-01 | 2009 | 12.1 | 1 | #2 OIL | NO.2 | 58 | Distillate Oil (No. 2) | 0.0015 | 0 | 0 | E3GAL | N | 24 | 7 | 52 | 24 | 7 | 22
1190833 | UNION HOSPITAL |  | 500 LYNNFIELD ST |  | LYNN | MA | 019040000 | 500 LYNNFIELD ST |  | LYNN | MA | 019040000 | N | PRIVATE | SM25 | UNION HOSPITAL | 7814473101 | jcapozzi@partners.org | JOHN | CAPOZZI | 9784773101 | jcapozzi@partners.org | JOHN | CAPOZZI | 7814473101 | jcapozzi@partners.org | 2 | BOILER #2 |  | BOILER | H.B. SMITH | GHO-6500-S-20 | 1982-01-01 | 2009 | 12.1 | 2 | NATURAL GAS | NATURAL GAS | 209 | Natural Gas |  |  | 19.0116 | E6FT3 | N | 24 | 7 | 52 | 24 | 7 | 22
1190833 | UNION HOSPITAL |  | 500 LYNNFIELD ST |  | LYNN | MA | 019040000 | 500 LYNNFIELD ST |  | LYNN | MA | 019040000 | N | PRIVATE | SM25 | UNION HOSPITAL | 7814473101 | jcapozzi@partners.org | JOHN | CAPOZZI | 9784773101 | jcapozzi@partners.org | JOHN | CAPOZZI | 7814473101 | jcapozzi@partners.org | 17 | CATERPILLAR GENERATOR |  | ENGINE | CATERPILLAR | 3512C | 2008-09-23 | 2009 | 13 | 1 | DIESEL FUEL | DIESEL | 44 | DIESEL | 0.0015 | 0 | 2.081 | E3GAL | N | 1 | 1 | 52 | 1 | 1 | 22
1190838 | GARELICK FARMS LLC | FKA GARELICK FARMS LYNN | 626 LYNNWAY ST |  | LYNN | MA | 019050000 | 626 LYNNWAY ST |  | LYNN | MA | 019050000 | N | PRIVATE | SM79-R | GARELICK FARMS LYNN | 7815991300X446 | randy_goyette@deanfoods.com | PHIL | LITTLEFIELD | 7815991300 | phil_littlefield@deanfoods.com | RANDALL | GOYETTE | 7815991300X446 | randy_goyette@deanfoods.com | 1 | BOILER #3-CLEAVER BROOKS CBH400-400 NATURAL GAS |  | BOILER | CLEAVER BROOKS | CB 400-400 | 1983-12-01 | 2011 | 17 | 1 | BOILER #3-CLEAVER BROOKS 400-400 NATURAL GAS | NATURAL GAS | 209 | Natural Gas |  |  | 24.3 | E6FT3 | Y | 24 | 7 | 52 | 24 | 7 | 22
1190838 | GARELICK FARMS LLC | FKA GARELICK FARMS LYNN | 626 LYNNWAY ST |  | LYNN | MA | 019050000 | 626 LYNNWAY ST |  | LYNN | MA | 019050000 | N | PRIVATE | SM79-R | GARELICK FARMS LYNN | 7815991300X446 | randy_goyette@deanfoods.com | PHIL | LITTLEFIELD | 7815991300 | phil_littlefield@deanfoods.com | RANDALL | GOYETTE | 7815991300X446 | randy_goyette@deanfoods.com | 2 | BOILER #2-CLEAVER BROOKS CB1200-500-150 |  | BOILER | CLEAVER BROOKS | CB 1200-500-150 | 1994-02-23 | 2011 | 23 | 1 | BOILER #2-CLEAVER BROOKS 1200-500 NATURAL GAS | NATURAL GAS | 209 | Natural Gas |  |  | 34.1 | E6FT3 | Y | 24 | 7 | 52 | 24 | 7 | 22
1190838 | GARELICK FARMS LLC | FKA GARELICK FARMS LYNN | 626 LYNNWAY ST |  | LYNN | MA | 019050000 | 626 LYNNWAY ST |  | LYNN | MA | 019050000 | N | PRIVATE | SM79-R | GARELICK FARMS LYNN | 7815991300X446 | randy_goyette@deanfoods.com | PHIL | LITTLEFIELD | 7815991300 | phil_littlefield@deanfoods.com | RANDALL | GOYETTE | 7815991300X446 | randy_goyette@deanfoods.com | 3 | BOILER #4-CLEAVER BROOKS CB400-249 NATURAL GAS |  | BOILER | CLEAVER BROOKS | CB 400-249 | 1983-01-12 | 2011 | 10 | 1 | BOILER #4-CLEAVER BROOKS 400-249 NATURAL GAS | NATURAL GAS | 209 | Natural Gas |  |  | 23.1 | E6FT3 | N | 24 | 7 | 52 | 24 | 7 | 22
1190838 | GARELICK FARMS LLC | FKA GARELICK FARMS LYNN | 626 LYNNWAY ST |  | LYNN | MA | 019050000 | 626 LYNNWAY ST |  | LYNN | MA | 019050000 | N | PRIVATE | SM79-R | GARELICK FARMS LYNN | 7815991300X446 | randy_goyette@deanfoods.com | PHIL | LITTLEFIELD | 7815991300 | phil_littlefield@deanfoods.com | RANDALL | GOYETTE | 7815991300X446 | randy_goyette@deanfoods.com | 9 | FLARE #1-GROTH 8391021FS278 ANEROVIC DIGESTER GAS |  | BIOGAS FLARE | GROTH FLARE SYSTEMS | 8391-021-FS278 | 1992-01-07 | 2011 | 45 | 1 | FLARE #1-GROTH 831-02-1-FS278 DIGESTER GAS | DIGESTER GAS | 819 | DIGESTER GAS | 0 | 0 | 29.6 | E6FT3 | N | 24 | 7 | 41 | 24 | 7 | 10
1190868 | REGENCY PARK |  | 1731 BEACON ST |  | BROOKLINE | MA | 021460000 | 1731 BEACON ST |  | BROOKLINE | MA | 024450000 | N | PRIVATE | SM25 | REGENCY PARK CONDOMINIUMS TRUST | 6172327008 | Regencyparkoffice@comcast.net | ALI | TALI | 6172327008 | regencyparkoffice@comcast.net | PAUL | MARTIN | 6172327008 | Regencyparkoffice@comcast.net | 1 | BOILERS 1AND 2 RAY 7910 250 NUMBER 2 OIL 0.3S |  | BOILER | RAY | 7910 | 1980-01-01 | 2011 | 10 | 1 | BOILERS 1 AND 2- RAY 7910-250 NUMBER 2 OIL 0.3S | NO.2 | 58 | Distillate Oil (No. 2) | 0.178 | 0 | 43.578 | E3GAL | N | 24 | 7 | 30 | 24 | 7 | 6
1190868 | REGENCY PARK |  | 1731 BEACON ST |  | BROOKLINE | MA | 021460000 | 1731 BEACON ST |  | BROOKLINE | MA | 024450000 | N | PRIVATE | SM25 | REGENCY PARK CONDOMINIUMS TRUST | 6172327008 | Regencyparkoffice@comcast.net | ALI | TALI | 6172327008 | regencyparkoffice@comcast.net | PAUL | MARTIN | 6172327008 | Regencyparkoffice@comcast.net | 1 | BOILERS 1AND 2 RAY 7910 250 NUMBER 2 OIL 0.3S |  | BOILER | RAY | 7910 | 1980-01-01 | 2011 | 10 | 2 | NATURAL GAS | NATURAL GAS | 209 | Natural Gas |  |  | 2.041 | E6FT3 | N | 24 | 7 | 30 | 24 | 7 | 6
1190885 | ROWES WHARF CONDOMINIUM |  | 50 ROWES WHARF ST |  | BOSTON | MA | 021100000 | 125 SUMMER STREET 17TH FLOOR |  | BOSTON | MA | 021100000 | N | PRIVATE | NM25 | ROWES WHARF CONDOMINIUM | 6177485011 | joe_gibbons@equityoffice.com | JOE | GIBBONS | 6177485011 | joe_gibbons@equityoffice.com | JOE | GIBBONS | 6177485011 | joe_gibbons@equityoffice.com | 5 | BOILER #4-FULTON #FT-0120-C NATURAL GAS |  | BOILER | FULTON | FT-0120-C | 1987-01-01 | 2011 | 12 | 1 | BOILER #4-FULTON #FT-0120-C NATURAL GAS | NATURAL GAS | 209 | Natural Gas |  |  | 1 | E6FT3 | N | 10 | 7 | 52 | 10 | 7 | 22
1190885 | ROWES WHARF CONDOMINIUM |  | 50 ROWES WHARF ST |  | BOSTON | MA | 021100000 | 125 SUMMER STREET 17TH FLOOR |  | BOSTON | MA | 021100000 | N | PRIVATE | NM25 | ROWES WHARF CONDOMINIUM | 6177485011 | joe_gibbons@equityoffice.com | JOE | GIBBONS | 6177485011 | joe_gibbons@equityoffice.com | JOE | GIBBONS | 6177485011 | joe_gibbons@equityoffice.com | 6 | GENERATOR # 2 |  | ENGINE | CATERPILLAR | LC5 | 2010-05-22 | 2011 | 75 | 1 | EMGN DIESEL FUEL | DIESEL | 44 | DIESEL | 0.3 | 0 | 0.102 | E3GAL | N | 1 | 1 | 12 | 0 | 0 | 0
1190899 | WENTWORTH INSTITUTE |  | 550 HUNTINGTON AVE |  | BOSTON | MA | 021150000 | 550 HUNTINGTON AVE |  | BOSTON | MA | 021150000 | N | PRIVATE | NM25 | WENTWORTH INSTITUTE OF TECHNOLOGY | 6179894590 | bergeronm@wit.edu | MICHAEL | BERGERON | 6179894577 | bergeronm@wit.edu | MICHAEL | BERGERON | 6179894577 | bergeronm@wit.edu | 1 | BOILER #1-CLEAVER BROOKS 12.25 MMBTU/HR |  | BOILER | CLEAVER BROOKS | 666-600 | 1969-07-01 | 2010 | 25 | 2 | NATURAL GAS | NATURAL GAS | 209 | Natural Gas |  |  | 7.02 | E6FT3 | N | 24 | 7 | 26 | 0 | 0 | 0
1190899 | WENTWORTH INSTITUTE |  | 550 HUNTINGTON AVE |  | BOSTON | MA | 021150000 | 550 HUNTINGTON AVE |  | BOSTON | MA | 021150000 | N | PRIVATE | NM25 | WENTWORTH INSTITUTE OF TECHNOLOGY | 6179894590 | bergeronm@wit.edu | MICHAEL | BERGERON | 6179894577 | bergeronm@wit.edu | MICHAEL | BERGERON | 6179894577 | bergeronm@wit.edu | 2 | BOILER #2-CLEAVER BROOKS 10.4 MMBTU/HR DUAL FUEL |  | BOILER | CLEAVER BROOKS | CB 400-250 | 1981-04-01 | 2010 | 10.46 | 2 | BOILER #2-CLEAVER BROOKS NATURAL GAS | NATURAL GAS | 209 | Natural Gas |  |  | 6 | E6FT3 | N | 24 | 7 | 26 | 0 | 0 | 0
1190899 | WENTWORTH INSTITUTE |  | 550 HUNTINGTON AVE |  | BOSTON | MA | 021150000 | 550 HUNTINGTON AVE |  | BOSTON | MA | 021150000 | N | PRIVATE | NM25 | WENTWORTH INSTITUTE OF TECHNOLOGY | 6179894590 | bergeronm@wit.edu | MICHAEL | BERGERON | 6179894577 | bergeronm@wit.edu | MICHAEL | BERGERON | 6179894577 | bergeronm@wit.edu | 24 | BOILER #5 - CLEAVER BROOKS 12.25 MMBTU/HR |  | BOILER | CLEAVER BROOKS | 666-600 | 1969-07-01 | 2010 | 12.25 | 1 | NATURAL GAS | NATURAL GAS | 209 | Natural Gas |  |  | 7.02 | E6FT3 | N | 24 | 7 | 26 | 0 | 0 | 0
1190901 | HAARTZ CORP |  | 87 HAYWARD RD |  | ACTON | MA | 017203000 | 87 HAYWARD RD |  | ACTON | MA | 017203000 | N | PRIVATE | SM50 | HAARTZ CORP | 9782642600 | ehaartz@haartz.com | RICHARD | HATFIELD | 9782642600 | dhatfiel@haartz.com | RICHARD | HATFIELD | 9782642600 | dhatfiel@haartz.com | 6 | SMALL HEATING UNITS | 9 | FURNACE | AEROVENT | G1022B3(DW) | 1979-11-14 | 2010 | 29.7 | 1 | SMALL HEATERS - NATURAL GAS | NATURAL GAS | 209 | Natural Gas |  |  | 9.748 | E6FT3 | N | 10 | 7 | 21 | 0 | 0 | 0
1190904 | HUDSON LIGHT & POWER DEPARTMENT |  | 77 CHERRY ST |  | HUDSON | MA | 017490000 | 49 FOREST AVENUE |  | HUDSON | MA | 017490000 | Y | LOCAL GOVERNMENT | OP3 | HUDSON LIGHT AND POWER DEPT | 9785622368X000 | dmurphy@hudsonlight.com | BRIAN | CHOQUETTE | 9785688736 | bchoquette@hudsonlight.com | DANIEL | MURPHY | 9785622368 | dmurphy@hudsonlight.com | 2 | ENGINE 7 NORDBERG TS2110 |  | ENGINE | NORDBERG | TS2110 | 1951-05-01 | 2011 | 31.108 | 1 | ENGINE 7-NORDBERG TS2110 2 OIL | DIESEL | 44 | DIESEL | 0.05 | 0 | 4.776 | E3GAL | N | 2 | 2 | 7 | 6 | 1 | 4
1190904 | HUDSON LIGHT & POWER DEPARTMENT |  | 77 CHERRY ST |  | HUDSON | MA | 017490000 | 49 FOREST AVENUE |  | HUDSON | MA | 017490000 | Y | LOCAL GOVERNMENT | OP3 | HUDSON LIGHT AND POWER DEPT | 9785622368X000 | dmurphy@hudsonlight.com | BRIAN | CHOQUETTE | 9785688736 | bchoquette@hudsonlight.com | DANIEL | MURPHY | 9785622368 | dmurphy@hudsonlight.com | 3 | ENGINE 8 NORDBERG TSGL 2110-31 DUAL FUEL |  | ENGINE | NORDBERG | TSGL2110-31 | 1956-03-01 | 2011 | 36 | 1 | ENGINE 8 NORDBERG TSGL2110-31 | DIESEL | 44 | DIESEL | 0.05 |  | 1.763 | E3GAL | N | 2 | 6 | 4 | 2 | 6 | 3
1190904 | HUDSON LIGHT & POWER DEPARTMENT |  | 77 CHERRY ST |  | HUDSON | MA | 017490000 | 49 FOREST AVENUE |  | HUDSON | MA | 017490000 | Y | LOCAL GOVERNMENT | OP3 | HUDSON LIGHT AND POWER DEPT | 9785622368X000 | dmurphy@hudsonlight.com | BRIAN | CHOQUETTE | 9785688736 | bchoquette@hudsonlight.com | DANIEL | MURPHY | 9785622368 | dmurphy@hudsonlight.com | 3 | ENGINE 8 NORDBERG TSGL 2110-31 DUAL FUEL |  | ENGINE | NORDBERG | TSGL2110-31 | 1956-03-01 | 2011 | 36 | 2 | ENGINE 8 NORDBERG TSGL2110-31 NATURAL GAS | NATURAL GAS | 209 | Natural Gas |  |  | 1.012 | E6FT3 | N | 2 | 6 | 4 | 2 | 6 | 3
1190904 | HUDSON LIGHT & POWER DEPARTMENT |  | 77 CHERRY ST |  | HUDSON | MA | 017490000 | 49 FOREST AVENUE |  | HUDSON | MA | 017490000 | Y | LOCAL GOVERNMENT | OP3 | HUDSON LIGHT AND POWER DEPT | 9785622368X000 | dmurphy@hudsonlight.com | BRIAN | CHOQUETTE | 9785688736 | bchoquette@hudsonlight.com | DANIEL | MURPHY | 9785622368 | dmurphy@hudsonlight.com | 4 | ENGINE 9 NORDBERG TSGL 216SC DUAL FUEL |  | ENGINE | NORDBERG | TSGL-216SC | 1960-04-01 | 2011 | 29.72 | 1 | ENGINE 9-NORDBERG TSGL 216CS 2 OIL | DIESEL | 44 | DIESEL | 0.05 | 0 | 0 | E3GAL | N | 0 | 0 | 0 | 0 | 0 | 0
1190904 | HUDSON LIGHT & POWER DEPARTMENT |  | 77 CHERRY ST |  | HUDSON | MA | 017490000 | 49 FOREST AVENUE |  | HUDSON | MA | 017490000 | Y | LOCAL GOVERNMENT | OP3 | HUDSON LIGHT AND POWER DEPT | 9785622368X000 | dmurphy@hudsonlight.com | BRIAN | CHOQUETTE | 9785688736 | bchoquette@hudsonlight.com | DANIEL | MURPHY | 9785622368 | dmurphy@hudsonlight.com | 4 | ENGINE 9 NORDBERG TSGL 216SC DUAL FUEL |  | ENGINE | NORDBERG | TSGL-216SC | 1960-04-01 | 2011 | 29.72 | 2 | ENGINE 9 NORDBERG TSGL 216SC NATURAL GAS | NATURAL GAS | 209 | Natural Gas |  |  | 0 | E6FT3 | N | 0 | 0 | 0 | 0 | 0 | 0
1190904 | HUDSON LIGHT & POWER DEPARTMENT |  | 77 CHERRY ST |  | HUDSON | MA | 017490000 | 49 FOREST AVENUE |  | HUDSON | MA | 017490000 | Y | LOCAL GOVERNMENT | OP3 | HUDSON LIGHT AND POWER DEPT | 9785622368X000 | dmurphy@hudsonlight.com | BRIAN | CHOQUETTE | 9785688736 | bchoquette@hudsonlight.com | DANIEL | MURPHY | 9785622368 | dmurphy@hudsonlight.com | 5 | ENGINE 10 FAIRBANKS MORSE 38TDD81/8 DUAL FUEL |  | ENGINE | FAIRBANKS MORSE | 38TDD8 1/8 | 1962-12-01 | 2011 | 23.19 | 1 | ENGINE 10 FAIRBKS MORSE 38TDD81/8 2 OIL | DIESEL | 44 | DIESEL | 0.05 | 0 | 0.748 | E3GAL | N | 2 | 1 | 5 | 1 | 2 | 3
1190904 | HUDSON LIGHT & POWER DEPARTMENT |  | 77 CHERRY ST |  | HUDSON | MA | 017490000 | 49 FOREST AVENUE |  | HUDSON | MA | 017490000 | Y | LOCAL GOVERNMENT | OP3 | HUDSON LIGHT AND POWER DEPT | 9785622368X000 | dmurphy@hudsonlight.com | BRIAN | CHOQUETTE | 9785688736 | bchoquette@hudsonlight.com | DANIEL | MURPHY | 9785622368 | dmurphy@hudsonlight.com | 5 | ENGINE 10 FAIRBANKS MORSE 38TDD81/8 DUAL FUEL |  | ENGINE | FAIRBANKS MORSE | 38TDD8 1/8 | 1962-12-01 | 2011 | 23.19 | 2 | ENGINE 10 FAIRBKS MORSE 38TDD81/8 NATURAL GAS | NATURAL GAS | 209 | Natural Gas |  |  | 0.054 | E6FT3 | N | 2 | 1 | 5 | 1 | 2 | 3
1190904 | HUDSON LIGHT & POWER DEPARTMENT |  | 77 CHERRY ST |  | HUDSON | MA | 017490000 | 49 FOREST AVENUE |  | HUDSON | MA | 017490000 | Y | LOCAL GOVERNMENT | OP3 | HUDSON LIGHT AND POWER DEPT | 9785622368X000 | dmurphy@hudsonlight.com | BRIAN | CHOQUETTE | 9785688736 | bchoquette@hudsonlight.com | DANIEL | MURPHY | 9785622368 | dmurphy@hudsonlight.com | 6 | ENGINE 11 FAIRBANKS MORSE 38TDD81/8 DUAL FUEL |  | ENGINE | FAIRBANKS MORSE | 38TDD8 1/8 | 1962-01-12 | 2011 | 23.19 | 1 | ENGINE 11 FAIRBKS MORSE 38TDD81/8 2 OIL | DIESEL | 44 | DIESEL | 0.05 | 0 | 0.82 | E3GAL | N | 1 | 1 | 9 | 1 | 1 | 5
1190904 | HUDSON LIGHT & POWER DEPARTMENT |  | 77 CHERRY ST |  | HUDSON | MA | 017490000 | 49 FOREST AVENUE |  | HUDSON | MA | 017490000 | Y | LOCAL GOVERNMENT | OP3 | HUDSON LIGHT AND POWER DEPT | 9785622368X000 | dmurphy@hudsonlight.com | BRIAN | CHOQUETTE | 9785688736 | bchoquette@hudsonlight.com | DANIEL | MURPHY | 9785622368 | dmurphy@hudsonlight.com | 6 | ENGINE 11 FAIRBANKS MORSE 38TDD81/8 DUAL FUEL |  | ENGINE | FAIRBANKS MORSE | 38TDD8 1/8 | 1962-01-12 | 2011 | 23.19 | 2 | ENGINE 11 FAIRBKS MORSE 38TDD81/8 NATURAL GAS | NATURAL GAS | 209 | Natural Gas |  |  | 0 | E6FT3 | N | 1 | 1 | 9 | 1 | 1 | 5
1190904 | HUDSON LIGHT & POWER DEPARTMENT |  | 77 CHERRY ST |  | HUDSON | MA | 017490000 | 49 FOREST AVENUE |  | HUDSON | MA | 017490000 | Y | LOCAL GOVERNMENT | OP3 | HUDSON LIGHT AND POWER DEPT | 9785622368X000 | dmurphy@hudsonlight.com | BRIAN | CHOQUETTE | 9785688736 | bchoquette@hudsonlight.com | DANIEL | MURPHY | 9785622368 | dmurphy@hudsonlight.com | 7 | ENGINE 12 COOPER BESSMER LSVGDT20 DUAL FUEL |  | ENGINE | COOPER BESSMER | LSVGDT20 | 1972-10-27 | 2011 | 51.66 | 1 | ENGINE 12-COOPER BESSR LSVGDT20 2 OIL | DIESEL | 44 | DIESEL | 0.05 | 0 | 3.256 | E3GAL | N | 2 | 3 | 7 | 2 | 4 | 4
1190904 | HUDSON LIGHT & POWER DEPARTMENT |  | 77 CHERRY ST |  | HUDSON | MA | 017490000 | 49 FOREST AVENUE |  | HUDSON | MA | 017490000 | Y | LOCAL GOVERNMENT | OP3 | HUDSON LIGHT AND POWER DEPT | 9785622368X000 | dmurphy@hudsonlight.com | BRIAN | CHOQUETTE | 9785688736 | bchoquette@hudsonlight.com | DANIEL | MURPHY | 9785622368 | dmurphy@hudsonlight.com | 7 | ENGINE 12 COOPER BESSMER LSVGDT20 DUAL FUEL |  | ENGINE | COOPER BESSMER | LSVGDT20 | 1972-10-27 | 2011 | 51.66 | 2 | ENGINE 12-COOPER BESSMER LSVGDT20 NATURAL GAS | NATURAL GAS | 209 | Natural Gas |  |  | 1.208 | E6FT3 | N | 2 | 3 | 7 | 2 | 4 | 4
1190905 | HUDSON MILL LLC |  | 43 BROAD ST |  | HUDSON | MA | 017490000 | 43 BROAD STREET |  | HUDSON | MA | 017490000 | N | PRIVATE | NM50 | HUDSON MILL LLC | 7815356900X104 | brian@calare.com | BRIAN | POITRAS | 7815356900 | brian@calare.com | BRIAN | POITRAS | 7815356900X104 | brian@calare.com | 1 | BOILER #1-CLEAVER BROOKS NATURAL GAS ONLY |  | BOILER | CLEAVER BROOKS | CB400-250 | 1984-03-03 | 2011 | 10 | 1 | CLEAVER BROOKS BOILER @ 10,500 CFH-NATURAL GAS | NATURAL GAS | 209 | Natural Gas |  |  | 5.2 | E6FT3 | N | 9 | 7 | 30 | 0 | 0 | 0
1190907 | MARLBOROUGH HOSPITAL |  | 57 UNION ST |  | MARLBOROUGH | MA | 017520000 | 157 UNION STREET |  | MARLBOROUGH | MA | 017520000 | N | PRIVATE | NM25 | MARLBOROUGH HOSPITAL | 5084865581 | bob.knihtila@umassmemorial.org | DONN | PUSHOR | 5084865575 | DONN.PUSHOR@UMASSMEMORIAL.ORG | ROBERT | KNIHTILA | 5084865581 | bbo.knihtila@umassmemorial.org | 3 | BOILER #3-BRYANT #F450S NAT GAS |  | BOILER | BRYAN | F450-S-150-G1 | 2002-08-09 | 2005 | 10 | 1 | BOILER #3-BRYANT #F450S NATURAL GAS | NATURAL GAS | 209 | Natural Gas | 0 | 0 | 2 | E6FT3 | N | 14 | 7 | 52 | 14 | 7 | 23
1190907 | MARLBOROUGH HOSPITAL |  | 57 UNION ST |  | MARLBOROUGH | MA | 017520000 | 157 UNION STREET |  | MARLBOROUGH | MA | 017520000 | N | PRIVATE | NM25 | MARLBOROUGH HOSPITAL | 5084865581 | bob.knihtila@umassmemorial.org | DONN | PUSHOR | 5084865575 | DONN.PUSHOR@UMASSMEMORIAL.ORG | ROBERT | KNIHTILA | 5084865581 | bbo.knihtila@umassmemorial.org | 9 | NEW 2005 BRYAN #4 BOILER |  | BOILER | BRYAN | CLM 120-S-150-G1 | 2005-05-05 | 2005 | 12 | 1 | NATURAL GAS | NATURAL GAS | 209 | Natural Gas |  |  | 2 | E6FT3 | N | 10 | 5 | 52 | 10 | 5 | 23
1190910 | ROHM AND HAAS ELECTRONIC MATERIALS LLC |  | 455 FOREST ST |  | MARLBOROUGH | MA | 017523092 | 455 FOREST ST |  | MARLBOROUGH | MA | 017523092 | N | PRIVATE | SM80-7 | ROHM AND HAAS ELECTRONIC MATERIALS LLC | 5084817950 | PCONNOR@DOW.COM | PAUL | CONNOR | 5084917950 | PCONNOR@DOW.COM | STEPHEN | KMIOTEK | 5082297250 | SKMIOTEK@DOW.COM | 14 | MISC HEATERS-VARIOUS MFG NATURAL GAS |  | BOILER | VARIOUS | VARIOUS | 1982-01-01 | 2009 | 45 | 1 | MISC HEATERS-VARIOUS MFGS NATURAL GAS | NATURAL GAS | 209 | Natural Gas |  |  | 67.8 | E6FT3 | Y | 24 | 7 | 52 | 24 | 7 | 22
1190913 | BFI RANDOLPH LANDFILL |  | JOHNSON DR |  | RANDOLPH | MA | 023680000 | BFI WASTE SYSTEMS OF NORTH AMERICA, INC. | 1080 AIRPORT ROAD | FALL RIVER | MA | 027200000 | N | PRIVATE | SM79-7 | BFI WASTE SYSTEMS OF NORTH AMERICA, INC. | 7744883561 | COctober@republicservices.com | CHRIS | OCTOBER | 7744883561 | COctober@republicservices.com | CHRIS | OCTOBER | 7744883561 | COctober@republicservices.com | 2 | ENCLOSED LANDFILL GAS FLARE -FLARE B |  | ENCLOSED FLARE | JOHN ZINK | ZTOF | 1991-01-01 | 2011 | 25 | 1 | LANDFILL GAS | LANDFILL GAS | 502 | LANDFILL GAS | 0 | 0 | 94.2346 | E6FT3 | N | 24 | 7 | 20 | 24 | 7 | 14
1190913 | BFI RANDOLPH LANDFILL |  | JOHNSON DR |  | RANDOLPH | MA | 023680000 | BFI WASTE SYSTEMS OF NORTH AMERICA, INC. | 1080 AIRPORT ROAD | FALL RIVER | MA | 027200000 | N | PRIVATE | SM79-7 | BFI WASTE SYSTEMS OF NORTH AMERICA, INC. | 7744883561 | COctober@republicservices.com | CHRIS | OCTOBER | 7744883561 | COctober@republicservices.com | CHRIS | OCTOBER | 7744883561 | COctober@republicservices.com | 3 | ENCLOSED LANDFILL GAS FLARE - FLARE A |  | ENCLOSED FLARE | JOHN ZINK | ZTOF | 1991-01-01 | 2011 | 25 | 1 | LANDFILL GAS | LANDFILL GAS | 502 | LANDFILL GAS | 0 | 0 | 84.0787 | E6FT3 | N | 24 | 7 | 18 | 24 | 7 | 5
1190916 | NEW ENGLAND PRIMATE RESEARCH CENTER |  | 1 PINE HILL DR |  | SOUTHBOROUGH | MA | 017720000 | 46 BLACKSTONE STREET |  | CAMBRIDGE | MA | 021390000 | N | PRIVATE | SM50 | NEW ENGLAND PRIMATE RESEARCH CENTER | 6174961359 | gordon_reynolds@harvard.edu | GORDON | REYNOLDS | 6174961359 | gordon_reynolds@harvard.edu | GORDON | REYNOLDS | 6174961359 | gordon_reynolds@harvard.edu | 1 | 54 BOILERS/ROOF TOP UNITS < 3 MM BTU/HR ALL NG | 54 | BOILER | VARIOUS SMALL BOILERS/ROOF TOP UNITS | VARIOUS SMALL BOILERS/ROOF TOP UNITS | 1999-01-01 | 2011 | 18.225 | 1 | 54 BOILERS/ROOF TOP UNITS - < 3 MM BTU/HR - | NATURAL GAS | 209 | Natural Gas |  |  | 37.41 | E6FT3 | Y | 24 | 7 | 35 | 24 | 7 | 5
1190916 | NEW ENGLAND PRIMATE RESEARCH CENTER |  | 1 PINE HILL DR |  | SOUTHBOROUGH | MA | 017720000 | 46 BLACKSTONE STREET |  | CAMBRIDGE | MA | 021390000 | N | PRIVATE | SM50 | NEW ENGLAND PRIMATE RESEARCH CENTER | 6174961359 | gordon_reynolds@harvard.edu | GORDON | REYNOLDS | 6174961359 | gordon_reynolds@harvard.edu | GORDON | REYNOLDS | 6174961359 | gordon_reynolds@harvard.edu | 2 | RESEARCH BLDG-1, ORR-SEMBOWER 3H | 4 | BOILER | ORR-SEMBOWER | 3H | 1965-01-02 | 2011 | 13.39 | 1 | NATURAL GAS | NATURAL GAS | 209 | Natural Gas |  |  | 15.53 | E6FT3 | Y | 24 | 7 | 52 | 24 | 7 | 22
1190916 | NEW ENGLAND PRIMATE RESEARCH CENTER |  | 1 PINE HILL DR |  | SOUTHBOROUGH | MA | 017720000 | 46 BLACKSTONE STREET |  | CAMBRIDGE | MA | 021390000 | N | PRIVATE | SM50 | NEW ENGLAND PRIMATE RESEARCH CENTER | 6174961359 | gordon_reynolds@harvard.edu | GORDON | REYNOLDS | 6174961359 | gordon_reynolds@harvard.edu | GORDON | REYNOLDS | 6174961359 | gordon_reynolds@harvard.edu | 11 | RSB - 1 CLEAVER-BROOKS.CB1-700-500-015 |  | BOILER | CLEAVER-BROOKS | CB1-700-500-015 | 2008-11-20 | 2011 | 20.41 | 1 | NATURAL GAS | NATURAL GAS | 209 | Natural Gas |  |  | 23.68 | E6FT3 | Y | 24 | 7 | 28 | 0 | 0 | 0
1190922 | TOWERS AT CHESTNUT HILL |  | 250 HAMMOND POND PKWY |  | CHESTNUT HILL | MA | 021670000 | 250 HAMMOND POND PKWY |  | CHESTNUT HILL | MA | 021670000 | N | PRIVATE | SM80-R | TOWERS OF CHESTNUT HILL | 6176960300 | johnbreckner@the-towers.com | JOHN | BRECKNER | 6179690300 | johnbreckner@the-towers.com | JOHN | BRECKNER | 6179690300 | johnbreckner@the-towers.com | 1 | RAY BOILER #1 20.99MMBTU/HR |  | BOILER | RAY | AE-ORB-144 | 1977-01-01 | 2011 | 21 | 1 | BOILER #1: RAY 20.99MMBTU/HR #2 OIL | NO.2 | 58 | Distillate Oil (No. 2) | 0.3 | 0 | 2.38 | E3GAL | N | 24 | 7 | 32 | 0 | 0 | 0
1190922 | TOWERS AT CHESTNUT HILL |  | 250 HAMMOND POND PKWY |  | CHESTNUT HILL | MA | 021670000 | 250 HAMMOND POND PKWY |  | CHESTNUT HILL | MA | 021670000 | N | PRIVATE | SM80-R | TOWERS OF CHESTNUT HILL | 6176960300 | johnbreckner@the-towers.com | JOHN | BRECKNER | 6179690300 | johnbreckner@the-towers.com | JOHN | BRECKNER | 6179690300 | johnbreckner@the-towers.com | 2 | BOIER #2: RAY 20.99MMBTU/HRNATURAL GAS |  | BOILER | RAY BURNER | AEROB-144 | 2002-01-01 | 2011 | 21 | 1 | BOILER #2:RAY 20.99MMBTU/HR NATURAL GAS | NATURAL GAS | 209 | Natural Gas |  |  | 22 | E6FT3 | N | 24 | 7 | 32 | 0 | 0 | 0
1190933 | BOSTON PARK PLAZA HOTEL & TOWERS |  | 50 PARK PLZ |  | BOSTON | MA | 021160000 | 50 PARK PLAZA AT ARLINGTON ST |  | BOSTON | MA | 021160000 | N | PRIVATE | SM50 | PARK PLAZA HOTEL | 7819833063 | eulvila@bostonparkplaza.com | ERIC | ULVILA | 7819833063 | eulvila@bostonparkplaza.com | ERIC | ULVILA | 7819833063 | eulvila@bostonparkplaza.com | 2 | BOILER #2 CLEAVER BROOKS CB600-600 NATURAL GAS |  | BOILER | CLEAVER BROOKS | CB400-125 | 1977-12-01 | 2011 | 25 | 1 | BOILER #2-CLEAVER BROOKS CB600-600 NATURAL GAS | NATURAL GAS | 209 | Natural Gas |  |  | 0.005 | E6FT3 | N | 24 | 7 | 52 | 24 | 7 | 22
1190935 | PARKER JUNIOR HIGH SCHOOL |  | TEMPLE ST |  | READING | MA | 018670000 | 45 TEMPLE STREET |  | READING | MA | 018670000 | Y | LOCAL GOVERNMENT | NM25 | TOWN OF READING | 0000000000 | jhugggins@reading.k12.ma.us | JOSEPH | HUGGINS | 7819425492 | jhuggins@reading.k12.ma.us | JOSEPH | HUGGINS | 7819425492 | jhuggins@reading.k12.ma.us | 1 | BOILER #1- WEIL MCLAIN H1688 - NATURAL GAS |  | BOILER | WEIL MCCLANE | 88-16 | 1996-01-01 | 2010 | 4090 | 1 | BOILER #1- WEIL MCLAIN H1688 NATURAL GAS | NATURAL GAS | 209 | Natural Gas |  |  | 0.475 | E6FT3 | N | 24 | 7 | 39 | 8 | 5 | 12
1190944 | ST MARKS SCHOOL |  | 25 MARLBORO RD |  | SOUTHBOROUGH | MA | 017729105 | PO BOX 9105 |  | SOUTHBOROUGH | MA | 017729105 | N | PRIVATE | NM99 | ST MARKS SCHOOL | 5087866301 | jackcullina@stmarksschool.org | JACK | CULLINA | 5087866301 | jackcullina@stmarksschool.org | JACK | CULLINA | 5087866000 | jackcullina@stmarksschool.org | 4 | NEW BOILER # 1 - NATURAL GAS AND # 2 FUEL OIL |  | BOILER | CLEAVER BROOKS | CBLE 200-400-015 | 2007-06-15 | 2009 | 16 | 1 | NATURAL GAS | NATURAL GAS | 209 | Natural Gas |  |  | 6.627 | E6FT3 | N | 24 | 7 | 7 | 10 | 7 | 11
1190944 | ST MARKS SCHOOL |  | 25 MARLBORO RD |  | SOUTHBOROUGH | MA | 017729105 | PO BOX 9105 |  | SOUTHBOROUGH | MA | 017729105 | N | PRIVATE | NM99 | ST MARKS SCHOOL | 5087866301 | jackcullina@stmarksschool.org | JACK | CULLINA | 5087866301 | jackcullina@stmarksschool.org | JACK | CULLINA | 5087866000 | jackcullina@stmarksschool.org | 4 | NEW BOILER # 1 - NATURAL GAS AND # 2 FUEL OIL |  | BOILER | CLEAVER BROOKS | CBLE 200-400-015 | 2007-06-15 | 2009 | 16 | 2 | #2 OIL - 0.3 PERCENT S | NO.2 | 58 | Distillate Oil (No. 2) | 0.3 | 0 | 0 | E3GAL | N | 24 | 7 | 7 | 10 | 7 | 11
1190944 | ST MARKS SCHOOL |  | 25 MARLBORO RD |  | SOUTHBOROUGH | MA | 017729105 | PO BOX 9105 |  | SOUTHBOROUGH | MA | 017729105 | N | PRIVATE | NM99 | ST MARKS SCHOOL | 5087866301 | jackcullina@stmarksschool.org | JACK | CULLINA | 5087866301 | jackcullina@stmarksschool.org | JACK | CULLINA | 5087866000 | jackcullina@stmarksschool.org | 5 | NEW BOILER # 2 - NATURAL GAS AND # 2 FUEL OIL |  | BOILER | CLEAVER BROOKS | CBLE 200-400-015 | 2007-06-15 | 2009 | 16 | 1 | NATURAL GAS | NATURAL GAS | 209 | Natural Gas |  |  | 6.627 | E6FT3 | N | 24 | 7 | 7 | 10 | 7 | 10
1190944 | ST MARKS SCHOOL |  | 25 MARLBORO RD |  | SOUTHBOROUGH | MA | 017729105 | PO BOX 9105 |  | SOUTHBOROUGH | MA | 017729105 | N | PRIVATE | NM99 | ST MARKS SCHOOL | 5087866301 | jackcullina@stmarksschool.org | JACK | CULLINA | 5087866301 | jackcullina@stmarksschool.org | JACK | CULLINA | 5087866000 | jackcullina@stmarksschool.org | 5 | NEW BOILER # 2 - NATURAL GAS AND # 2 FUEL OIL |  | BOILER | CLEAVER BROOKS | CBLE 200-400-015 | 2007-06-15 | 2009 | 16 | 2 | #2 OIL - 0.3 PERCENT S | NO.2 | 58 | Distillate Oil (No. 2) | 0.3 | 0 | 0 | E3GAL | N | 24 | 7 | 7 | 10 | 7 | 10
1190944 | ST MARKS SCHOOL |  | 25 MARLBORO RD |  | SOUTHBOROUGH | MA | 017729105 | PO BOX 9105 |  | SOUTHBOROUGH | MA | 017729105 | N | PRIVATE | NM99 | ST MARKS SCHOOL | 5087866301 | jackcullina@stmarksschool.org | JACK | CULLINA | 5087866301 | jackcullina@stmarksschool.org | JACK | CULLINA | 5087866000 | jackcullina@stmarksschool.org | 6 | NEW BOILER # 3 - NATURAL GAS AND # 2 FUEL OIL |  | BOILER | CLEAVER BROOKS | CBLE 200-400-015 | 2007-06-15 | 2009 | 16 | 1 | NATURAL GAS | NATURAL GAS | 209 | Natural Gas |  |  | 6.627 | E6FT3 | N | 24 | 7 | 7 | 10 | 7 | 10
1190944 | ST MARKS SCHOOL |  | 25 MARLBORO RD |  | SOUTHBOROUGH | MA | 017729105 | PO BOX 9105 |  | SOUTHBOROUGH | MA | 017729105 | N | PRIVATE | NM99 | ST MARKS SCHOOL | 5087866301 | jackcullina@stmarksschool.org | JACK | CULLINA | 5087866301 | jackcullina@stmarksschool.org | JACK | CULLINA | 5087866000 | jackcullina@stmarksschool.org | 6 | NEW BOILER # 3 - NATURAL GAS AND # 2 FUEL OIL |  | BOILER | CLEAVER BROOKS | CBLE 200-400-015 | 2007-06-15 | 2009 | 16 | 2 | #2 OIL - 0.3 PERCENT S | NO.2 | 58 | Distillate Oil (No. 2) | 0.3 | 0 | 0 | E3GAL | N | 24 | 7 | 7 | 10 | 7 | 10
1190945 | TENNESSEE GAS PIPELINE LLC STATION 267 | EL PASO ENERGY ? STATION 267 | 54 WILSON ST |  | HOPKINTON | MA | 017480000 | 1001 LOUISIANA ST |  | HOUSTON | TX | 770020000 | N | PRIVATE | OP3 | TENNESSEE GAS PIPELINE COMPANY, L.L.C | 7133698463 | Gary_Buchler@KinderMorgan.com | GARY | BUCHLER | 7133698463 | Gary_Buchler@KinderMorgan.com | MURALI | RAMAMOORTHY | 7134207931 | Murali_Ramamoorthy@KinderMorgan.com | 1 | TURBINE #1A-SOLAR SATURN T-1000 NATURAL GAS |  | TURBINE | SOLAR | SATURN T-1000S | 1963-06-01 | 2011 | 15.2 | 1 | TURBINE #1A-SOLAR SATURN T-1000 NATURAL GAS | NATURAL GAS | 209 | Natural Gas |  |  | 2789 | E6BTU | N | 4 | 1 | 8 | 1 | 1 | 1
1190945 | TENNESSEE GAS PIPELINE LLC STATION 267 | EL PASO ENERGY ? STATION 267 | 54 WILSON ST |  | HOPKINTON | MA | 017480000 | 1001 LOUISIANA ST |  | HOUSTON | TX | 770020000 | N | PRIVATE | OP3 | TENNESSEE GAS PIPELINE COMPANY, L.L.C | 7133698463 | Gary_Buchler@KinderMorgan.com | GARY | BUCHLER | 7133698463 | Gary_Buchler@KinderMorgan.com | MURALI | RAMAMOORTHY | 7134207931 | Murali_Ramamoorthy@KinderMorgan.com | 2 | TURBINE #2A-SOLAR SATURN T-1000 NATURAL GAS |  | TURBINE | SOLAR | SATURN T-1000S | 1966-11-01 | 2011 | 15.2 | 1 | TURBINE #2A-SOLAR SATURN T-1000 NATURAL GAS | NATURAL GAS | 209 | Natural Gas |  |  | 3312 | E6BTU | N | 1 | 1 | 1 | 0 | 0 | 0
1190945 | TENNESSEE GAS PIPELINE LLC STATION 267 | EL PASO ENERGY ? STATION 267 | 54 WILSON ST |  | HOPKINTON | MA | 017480000 | 1001 LOUISIANA ST |  | HOUSTON | TX | 770020000 | N | PRIVATE | OP3 | TENNESSEE GAS PIPELINE COMPANY, L.L.C | 7133698463 | Gary_Buchler@KinderMorgan.com | GARY | BUCHLER | 7133698463 | Gary_Buchler@KinderMorgan.com | MURALI | RAMAMOORTHY | 7134207931 | Murali_Ramamoorthy@KinderMorgan.com | 3 | TURBINE #3A-SOLAR SATURN T-1000 NATURAL GAS |  | TURBINE | SOLAR | SATURN T-1000S | 1968-12-01 | 2011 | 15.2 | 1 | TURBINE #3A-SOLAR SATURN T-1000 NATURAL GAS | NATURAL GAS | 209 | Natural Gas |  |  | 2910 | E6BTU | N | 13 | 2 | 8 | 0 | 0 | 0
1190945 | TENNESSEE GAS PIPELINE LLC STATION 267 | EL PASO ENERGY ? STATION 267 | 54 WILSON ST |  | HOPKINTON | MA | 017480000 | 1001 LOUISIANA ST |  | HOUSTON | TX | 770020000 | N | PRIVATE | OP3 | TENNESSEE GAS PIPELINE COMPANY, L.L.C | 7133698463 | Gary_Buchler@KinderMorgan.com | GARY | BUCHLER | 7133698463 | Gary_Buchler@KinderMorgan.com | MURALI | RAMAMOORTHY | 7134207931 | Murali_Ramamoorthy@KinderMorgan.com | 4 | TURBINE #1B-SOLAR SATURN T-1200 NATURAL GAS |  | TURBINE | SOLAR | SATURN T-1000S | 1986-01-01 | 2011 | 16.84 | 1 | TURBINE #1B-SOLAR SATURN T-1000 NATURAL GAS | NATURAL GAS | 209 | Natural Gas |  |  | 3859 | E6BTU | N | 24 | 7 | 2 | 1 | 1 | 22
1190945 | TENNESSEE GAS PIPELINE LLC STATION 267 | EL PASO ENERGY ? STATION 267 | 54 WILSON ST |  | HOPKINTON | MA | 017480000 | 1001 LOUISIANA ST |  | HOUSTON | TX | 770020000 | N | PRIVATE | OP3 | TENNESSEE GAS PIPELINE COMPANY, L.L.C | 7133698463 | Gary_Buchler@KinderMorgan.com | GARY | BUCHLER | 7133698463 | Gary_Buchler@KinderMorgan.com | MURALI | RAMAMOORTHY | 7134207931 | Murali_Ramamoorthy@KinderMorgan.com | 5 | TURBINE #2B-SOLAR SATURN T-1200 NATURAL GAS |  | TURBINE | SOLAR | SATURN T-1200S | 1986-11-13 | 2011 | 16.84 | 1 | TURBINE #2B-SOLAR SATURN T-1200 NATURAL GAS | NATURAL GAS | 209 | Natural Gas |  |  | 3283 | E6BTU | N | 24 | 7 | 2 | 1 | 1 | 9
1190957 | HOPKINTON LNG CORP |  | 52 WILSON ST |  | HOPKINTON | MA | 017480000 | 52 WILSON ST |  | HOPKINTON | MA | 017480000 | N | PRIVATE | OP6 | HOPKINTON LNG FAC | 5084817900 | gunsalusm@nstar.com | MARK | GUNSALUS | 5083056986 | gunsalusm@nstar.com | BRIAN | KECK | 6104818432 | keckbr@airproducts.com | 1 | ENGINE #1-COOPER BESSEMER #8V250 (C201A) NAT GAS |  | ENGINE | COOPER-BESSEMER | 8V-250 LEAN BURN COMPRESSOR ENGINE | 1967-01-01 | 2011 | 19.2 | 1 | ENGINE #1-COOPER BESSEMER #8V250 NATURAL GAS | NATURAL GAS | 209 | Natural Gas |  |  | 27.044 | E6FT3 | N | 4 | 1 | 8 | 2 | 1 | 2
1190957 | HOPKINTON LNG CORP |  | 52 WILSON ST |  | HOPKINTON | MA | 017480000 | 52 WILSON ST |  | HOPKINTON | MA | 017480000 | N | PRIVATE | OP6 | HOPKINTON LNG FAC | 5084817900 | gunsalusm@nstar.com | MARK | GUNSALUS | 5083056986 | gunsalusm@nstar.com | BRIAN | KECK | 6104818432 | keckbr@airproducts.com | 2 | ENGINE #2-COOPER BESSEMER #8V250 (C201B) NAT GAS |  | ENGINE | COOPER-BESSEMER | 8V-250 LEAN BURN COMPRESSOR | 1967-01-01 | 2011 | 19.2 | 1 | ENGINE #2-COOPER BESSEMER #8V250 NATURAL GAS | NATURAL GAS | 209 | Natural Gas |  |  | 109.293 | E6FT3 | N | 13 | 4 | 28 | 22 | 6 | 20
1190957 | HOPKINTON LNG CORP |  | 52 WILSON ST |  | HOPKINTON | MA | 017480000 | 52 WILSON ST |  | HOPKINTON | MA | 017480000 | N | PRIVATE | OP6 | HOPKINTON LNG FAC | 5084817900 | gunsalusm@nstar.com | MARK | GUNSALUS | 5083056986 | gunsalusm@nstar.com | BRIAN | KECK | 6104818432 | keckbr@airproducts.com | 3 | ENGINE #3-COOPER BESSEMER #10V250 (C401) NAT GAS |  | ENGINE | COOPER-BESSEMER | 10V-250 LEAN BURN COMPRESSOR | 1967-01-01 | 2011 | 24.1 | 1 | ENGINE #3-COOPER BESSEMER #8V250 NATURAL GAS | NATURAL GAS | 209 | Natural Gas |  |  | 60.735 | E6FT3 | N | 10 | 3 | 22 | 13 | 4 | 12
1190957 | HOPKINTON LNG CORP |  | 52 WILSON ST |  | HOPKINTON | MA | 017480000 | 52 WILSON ST |  | HOPKINTON | MA | 017480000 | N | PRIVATE | OP6 | HOPKINTON LNG FAC | 5084817900 | gunsalusm@nstar.com | MARK | GUNSALUS | 5083056986 | gunsalusm@nstar.com | BRIAN | KECK | 6104818432 | keckbr@airproducts.com | 4 | ENGINE #4-COOPER BESSEMER #8V250 (C402) NAT GAS |  | ENGINE | COOPER-BESSEMER | 8V-250 LEAN BURN COMPRESSOR | 1967-01-01 | 2011 | 19.2 | 1 | ENGINE #4-COOPER BESSEMER #8V250 NATURAL GAS | NATURAL GAS | 209 | Natural Gas |  |  | 43.242 | E6FT3 | N | 7 | 2 | 16 | 9 | 3 | 8
1190957 | HOPKINTON LNG CORP |  | 52 WILSON ST |  | HOPKINTON | MA | 017480000 | 52 WILSON ST |  | HOPKINTON | MA | 017480000 | N | PRIVATE | OP6 | HOPKINTON LNG FAC | 5084817900 | gunsalusm@nstar.com | MARK | GUNSALUS | 5083056986 | gunsalusm@nstar.com | BRIAN | KECK | 6104818432 | keckbr@airproducts.com | 7 | VAPORIZER #A-THERMAL RESEARCH #H501A NATURAL GAS |  | BOILER | THERMAL RESEARCH | 50 | 1967-01-01 | 2011 | 47 | 1 | VAPORIZER #A T-THERMAL #H501A NATURAL GAS | NATURAL GAS | 209 | Natural Gas |  |  | 13.096 | E6FT3 | N | 1 | 1 | 2 | 0 | 0 | 0
1190957 | HOPKINTON LNG CORP |  | 52 WILSON ST |  | HOPKINTON | MA | 017480000 | 52 WILSON ST |  | HOPKINTON | MA | 017480000 | N | PRIVATE | OP6 | HOPKINTON LNG FAC | 5084817900 | gunsalusm@nstar.com | MARK | GUNSALUS | 5083056986 | gunsalusm@nstar.com | BRIAN | KECK | 6104818432 | keckbr@airproducts.com | 8 | VAPORIZER #B-THERMAL RESEARCH #H501B NATURAL GAS |  | BOILER | THERMAL RESEARCH | 50 | 1967-01-01 | 2011 | 47 | 1 | VAPORIZER #B T-THERMAL #H501B NATURAL GAS | NATURAL GAS | 209 | Natural Gas |  |  | 7.737 | E6FT3 | N | 1 | 1 | 1 | 0 | 0 | 0
1190957 | HOPKINTON LNG CORP |  | 52 WILSON ST |  | HOPKINTON | MA | 017480000 | 52 WILSON ST |  | HOPKINTON | MA | 017480000 | N | PRIVATE | OP6 | HOPKINTON LNG FAC | 5084817900 | gunsalusm@nstar.com | MARK | GUNSALUS | 5083056986 | gunsalusm@nstar.com | BRIAN | KECK | 6104818432 | keckbr@airproducts.com | 9 | VAPORIZER #C-THERMAL RESEARCH #H501C NATURAL GAS |  | BOILER | THERMAL RESEARCH | 50 | 1967-01-01 | 2011 | 47 | 1 | VAPORIZER #C T-THERMAL #H501C NATURAL GAS | NATURAL GAS | 209 | Natural Gas |  |  | 15.146 | E6FT3 | N | 1 | 1 | 2 | 0 | 0 | 0
1190957 | HOPKINTON LNG CORP |  | 52 WILSON ST |  | HOPKINTON | MA | 017480000 | 52 WILSON ST |  | HOPKINTON | MA | 017480000 | N | PRIVATE | OP6 | HOPKINTON LNG FAC | 5084817900 | gunsalusm@nstar.com | MARK | GUNSALUS | 5083056986 | gunsalusm@nstar.com | BRIAN | KECK | 6104818432 | keckbr@airproducts.com | 10 | VAPORIZER #D-THERMAL RESEARCH #H501D NATURAL GAS |  | BOILER | THERMAL RESEARCH | 50 | 1967-01-01 | 2011 | 47 | 1 | VAPORIZER #D T-THERMAL #H501D NATURAL GAS | NATURAL GAS | 209 | Natural Gas |  |  | 18.733 | E6FT3 | N | 1 | 1 | 2 | 0 | 0 | 0
1190957 | HOPKINTON LNG CORP |  | 52 WILSON ST |  | HOPKINTON | MA | 017480000 | 52 WILSON ST |  | HOPKINTON | MA | 017480000 | N | PRIVATE | OP6 | HOPKINTON LNG FAC | 5084817900 | gunsalusm@nstar.com | MARK | GUNSALUS | 5083056986 | gunsalusm@nstar.com | BRIAN | KECK | 6104818432 | keckbr@airproducts.com | 11 | FLARE #1-JOHN ZINK #STFU24 (K601) METHANE GAS |  | FURNACE | JOHN ZINK | STF-U-24 | 1967-01-01 | 2011 | 838 | 1 | FLARE #1-JOHN ZINK #STFLU24 (K601) METHANE GAS | WASTE GAS | 599 | Waste Gas | 0 |  | 8.244 | E6FT3 | N | 15 | 4 | 33 | 24 | 7 | 22
1190957 | HOPKINTON LNG CORP |  | 52 WILSON ST |  | HOPKINTON | MA | 017480000 | 52 WILSON ST |  | HOPKINTON | MA | 017480000 | N | PRIVATE | OP6 | HOPKINTON LNG FAC | 5084817900 | gunsalusm@nstar.com | MARK | GUNSALUS | 5083056986 | gunsalusm@nstar.com | BRIAN | KECK | 6104818432 | keckbr@airproducts.com | 12 | FLARE #2-JOHN ZINK #STFLH91418 (17.81) PROPANE GAS |  | FURNACE | JOHN ZINK | STF-LH-914-18 | 1973-01-01 | 2011 | 432 | 1 | FLARE #2-JOHN ZINK #STFLH9148 (17.81) PROPANE GAS | PROPANE | 255 | PROPANE | 0 |  | 3.847 | E6FT3 | N | 15 | 4 | 33 | 24 | 7 | 22
1190957 | HOPKINTON LNG CORP |  | 52 WILSON ST |  | HOPKINTON | MA | 017480000 | 52 WILSON ST |  | HOPKINTON | MA | 017480000 | N | PRIVATE | OP6 | HOPKINTON LNG FAC | 5084817900 | gunsalusm@nstar.com | MARK | GUNSALUS | 5083056986 | gunsalusm@nstar.com | BRIAN | KECK | 6104818432 | keckbr@airproducts.com | 32 | PLANT STACK #13 - BOILER #4-BURNHAM-3P-250-50-G-GP |  | BOILER | BURNHAM | 3P-250-50-G-GP | 2004-05-28 | 2011 | 10.46 | 1 | BOILER #4 BURNHAM 3P-250-G-GP (H15.20) | NATURAL GAS | 209 | Natural Gas |  |  | 8.629 | E6FT3 | N | 13 | 4 | 28 | 22 | 6 | 20
1190958 | HUDSON LOCK |  | 81 APSLEY ST |  | HUDSON | MA | 017490000 | 81 APSLEY STREET |  | HUDSON | MA | 017490000 | N | PRIVATE | NM25 | HUDSON LOCK | 9785623481 | robert.sylvia@hudsonlock.com | ROBERT | SYLVIA | 9785623481 | robert.sylvia@hudsonlock.com | ROBERT | SYLVIA | 9785623481X302 | robert.sylvia@hudsonlock.com | 1 | BOILER #1-CLEAVER BROOKS CB671X250 10.5 MMBTU/HR |  | BOILER | CLEAVER BROOKS | CD671X250 | 1971-01-01 | 2010 | 11 | 1 | BOILER #1-CLEAVER BROOKS CB671X250 NATURAL GAS | NATURAL GAS | 209 | Natural Gas |  |  | 0.0099 | E6FT3 | N | 24 | 7 | 26 | 0 | 0 | 0
1190976 | MARBLEHEAD MUNICIPAL WILKENS |  | 7 WOODFIN TER |  | MARBLEHEAD | MA | 019450000 | 80 COMMERCIAL ST | PO BOX 369 | MARBLEHEAD | MA | 019450000 | Y | UTILITY | OP3 | MARBLEHEAD MUNICIPAL LIGHT | 7816310240 | jayanderson@marbleheadelectric.com | ROBERT | JOLLY | 7816310240 | rjolly@marbleheadelectric.com | JAY | ANDERSON | 7816310240 | jayanderson@marbleheadelectric.com | 1 | GENERATOR #1-GENERAL MOTORS #645EMD #2 OIL-0.3 |  | ENGINE | GENERAL MOTORS | 645EMD | 1972-01-01 | 2011 | 29 | 1 | GENERATOR #1-GENERAL MOTORS #645EMD #2 OIL-0.3 | DIESEL | 44 | DIESEL | 0.3 | 0 | 1.624 | E3GAL | N | 1 | 1 | 52 | 1 | 1 | 22
1190976 | MARBLEHEAD MUNICIPAL WILKENS |  | 7 WOODFIN TER |  | MARBLEHEAD | MA | 019450000 | 80 COMMERCIAL ST | PO BOX 369 | MARBLEHEAD | MA | 019450000 | Y | UTILITY | OP3 | MARBLEHEAD MUNICIPAL LIGHT | 7816310240 | jayanderson@marbleheadelectric.com | ROBERT | JOLLY | 7816310240 | rjolly@marbleheadelectric.com | JAY | ANDERSON | 7816310240 | jayanderson@marbleheadelectric.com | 2 | GENERATOR #2-GENERAL MOTORS #645EMD #2 OIL-0.3 |  | ENGINE | GM | 645EMD | 1972-01-01 | 2011 | 29 | 1 | GENERATOR #2-GENERAL MOTORS #645EMD #2 OIL-0.3 | DIESEL | 44 | DIESEL | 0.3 | 0 | 1.802 | E3GAL | N | 1 | 1 | 52 | 1 | 1 | 22
1190978 | GALVIN MIDDLE SCHOOL |  | 525 MAIN ST |  | WAKEFIELD | MA | 018800000 | 525 MAIN STREET |  | WAKEFIELD | MA | 018800000 | Y | LOCAL GOVERNMENT | NM25 | GALVIN MIDDLE SCHOOL | 7812466400 | evangelista@wakefield.k12.ma.us | PETER | EVANGELISTA | 7812466400 | evangelista@wakefield.k12.ma.us | PETER | EVANGELISTA | 7812466400 | evangelista@wakefield.k12.ma.us | 1 | BOILER 1-H.B.SMITH 650 | 3 | BOILER | H.B SMITH 650 #1 | 650 | 1997-07-01 | 2010 | 10 | 1 | DISTILLATE OIL | NO.2 | 58 | Distillate Oil (No. 2) | 0.3 | 0 | 75 | E3GAL | N | 24 | 7 | 36 | 0 | 0 | 0
1190980 | WARREN PRESCOTT SCHOOL |  | 50 SCHOOL ST |  | BOSTON | MA | 021290000 | 50 SCHOOL STREET |  | CHARLESTOWN | MA | 021290000 | Y | LOCAL GOVERNMENT | NM25 | BOSTON PUBLIC SCHOOLS | 6176358300 | JLANE@BOSTON.K12.MA.US | MICHAEL | DILORENZO | 6176358300 | JLANE@BOSTON.K12.MA.US | JEFF | LANE | 6176358300 | JLANE@BOSTON.K12.MA.US | 1 | BOILER 1 NAT GAS |  | BOILER | WEIL MCLAIN | 44 | 1962-04-04 | 2009 | 10 | 1 | NATURAL GAS | NATURAL GAS | 209 | Natural Gas |  |  | 2.48 | E6FT3 | N | 12 | 7 | 44 | 0 | 0 | 0
1190982 | SEACH SCHOOL |  | 770 MIDDLE ST |  | WEYMOUTH | MA | 021880000 | 111 MIDDLE STREET |  | WEYMOUTH | MA | 021880000 | Y | LOCAL GOVERNMENT | NM25 | SEACH SCHOOL | 7813351460X321 | john.barker@weymouthschools.org | JOHN | BARKER | 7813351460 | john.barker@weymouthschools.org | TOM | SLATTERY | 7813351460X323 | john.barker@weymouthschools.org | 2 | BOILER #2 |  | BOILER | HB SMITH | 450 MILLS | 1969-01-01 | 2009 | 10 | 1 | BOILER #2 | NATURAL GAS | 209 | Natural Gas |  |  | 0.036 | E6FT3 | N | 6 | 7 | 40 | 3 | 5 | 5
1190984 | SUNGARD AVAILABILITY SERVICESLP |  | 250 LOCKE DR |  | MARLBOROUGH | MA | 017520000 | 250 LOCKE DR |  | MARLBOROUGH | MA | 017520000 | N | PRIVATE | SM79-R | SUNGARD AVAILABILITY SERVICES LP | 2154461191 | robert.salvatore@sungard.com | RAY | LARSEN | 2017292396 | RAY.LARSEN@SUNGUARD.COM | ROBERT | SALVATORE | 2154461191 | robert.salvatore@sungard.com | 4 | GENERATOR #4 CATERPILLAR C32 |  | ENGINE | CATERPILLAR | C32 | 2008-05-31 | 2011 | 10.19 | 1 | DIESEL | DIESEL | 44 | DIESEL | 0.05 | 0 | 2.464 | E3GAL | N | 1 | 1 | 52 | 1 | 1 | 20
1190984 | SUNGARD AVAILABILITY SERVICESLP |  | 250 LOCKE DR |  | MARLBOROUGH | MA | 017520000 | 250 LOCKE DR |  | MARLBOROUGH | MA | 017520000 | N | PRIVATE | SM79-R | SUNGARD AVAILABILITY SERVICES LP | 2154461191 | robert.salvatore@sungard.com | RAY | LARSEN | 2017292396 | RAY.LARSEN@SUNGUARD.COM | ROBERT | SALVATORE | 2154461191 | robert.salvatore@sungard.com | 5 | GENERATOR #1 CATERPILLAR C32 |  | ENGINE | CATERPILLAR | C32 | 2009-06-01 | 2011 | 10.19 | 1 | DIESEL | DIESEL | 44 | DIESEL | 0.05 | 0 | 2.472 | E3GAL | N | 1 | 1 | 52 | 1 | 1 | 20
1190984 | SUNGARD AVAILABILITY SERVICESLP |  | 250 LOCKE DR |  | MARLBOROUGH | MA | 017520000 | 250 LOCKE DR |  | MARLBOROUGH | MA | 017520000 | N | PRIVATE | SM79-R | SUNGARD AVAILABILITY SERVICES LP | 2154461191 | robert.salvatore@sungard.com | RAY | LARSEN | 2017292396 | RAY.LARSEN@SUNGUARD.COM | ROBERT | SALVATORE | 2154461191 | robert.salvatore@sungard.com | 6 | GENERATOR #2 CATERPILLAR C32 |  | ENGINE | CATERPILLAR | C32 | 2009-08-01 | 2011 | 10.19 | 1 | DIESEL | DIESEL | 44 | DIESEL | 0.05 | 0 | 2.36 | E3GAL | N | 1 | 1 | 52 | 1 | 1 | 20
1190984 | SUNGARD AVAILABILITY SERVICESLP |  | 250 LOCKE DR |  | MARLBOROUGH | MA | 017520000 | 250 LOCKE DR |  | MARLBOROUGH | MA | 017520000 | N | PRIVATE | SM79-R | SUNGARD AVAILABILITY SERVICES LP | 2154461191 | robert.salvatore@sungard.com | RAY | LARSEN | 2017292396 | RAY.LARSEN@SUNGUARD.COM | ROBERT | SALVATORE | 2154461191 | robert.salvatore@sungard.com | 7 | GENERATOR #3 CATERPILLAR C32 |  | ENGINE | CATERPILLAR | C32 | 2009-09-01 | 2011 | 10.19 | 1 | DIESEL | DIESEL | 44 | DIESEL | 0.05 | 0 | 2.486 | E3GAL | N | 1 | 1 | 52 | 1 | 1 | 20
1190995 | WELLESLEY ROSEWOOD MAYNARD MILL LP |  | 146 MAIN ST |  | MAYNARD | MA | 017540000 | 2 CLOCK TOWER S.200 |  | MAYNARD | MA | 017540000 | N | PRIVATE | SM79-7 | WELLESLEY ROSEWOOD MAYNARD MILLS LP | 9788238220 | bb@wellesley.com | JAMES | COLETTI | 9788238250 | jcoletti@wellesley.com | JAMES | COLETTI | 9788238250 | jcoletti@wellesley.com | 1 | BOILER #1-CLEAVER BROOKS 29.25 MMBTU/HR |  | BOILER | CLEAVER BROOKS | CB665700 | 1968-01-01 | 2008 | 29 | 1 | BOILER #1-CLEAVER BROOKS #2 OIL | NO.2 | 58 | Distillate Oil (No. 2) | 0.3 | 0 | 70 | E3GAL | N | 24 | 7 | 26 | 0 | 0 | 0
1190995 | WELLESLEY ROSEWOOD MAYNARD MILL LP |  | 146 MAIN ST |  | MAYNARD | MA | 017540000 | 2 CLOCK TOWER S.200 |  | MAYNARD | MA | 017540000 | N | PRIVATE | SM79-7 | WELLESLEY ROSEWOOD MAYNARD MILLS LP | 9788238220 | bb@wellesley.com | JAMES | COLETTI | 9788238250 | jcoletti@wellesley.com | JAMES | COLETTI | 9788238250 | jcoletti@wellesley.com | 2 | BOILER #2-CLEAVER BROOKS 29.25 MMBTU/HR |  | BOILER | CLEAVER BROOKS | CB665700 | 1968-01-01 | 2008 | 29 | 1 | BOILER #2-CLEAVER BROOKS #2 OIL | NO.2 | 58 | Distillate Oil (No. 2) | 0.3 | 0 | 70 | E3GAL | N | 24 | 7 | 26 | 0 | 0 | 0
1191010 | MASSACHUSETTS HOSPITAL SCHOOL |  | 3 RANDOLPH ST |  | CANTON | MA | 020210000 | 3 RANDOLPH STREET |  | CANTON | MA | 020212342 | Y | STATE | SM50 | MA DEPARTMENT OF PUBLIC HEALTH | 7818282440 | Richard.Pollara@state.ma.us | RICHARD | POLLARA | 7818308887 | Richard.Pollara@state.ma.us | RICHARD | POLLARA | 7818308358X8358 | Richard.Pollara@state.ma.us | 1 | BOILER #1-CLEAVER BROOKS D-34 DUAL FUEL |  | BOILER | CLEAVER BROOKS | D-34 | 1982-10-09 | 2009 | 23 | 1 | BOILER #1-CLEAVER BROOKS D-34 #6OL | NO.6 | 923 | Residual Oil (No. 6) | 0.5 | 0.1 | 0.0438 | E3GAL | N | 24 | 7 | 52 | 0 | 0 | 0
1191010 | MASSACHUSETTS HOSPITAL SCHOOL |  | 3 RANDOLPH ST |  | CANTON | MA | 020210000 | 3 RANDOLPH STREET |  | CANTON | MA | 020212342 | Y | STATE | SM50 | MA DEPARTMENT OF PUBLIC HEALTH | 7818282440 | Richard.Pollara@state.ma.us | RICHARD | POLLARA | 7818308887 | Richard.Pollara@state.ma.us | RICHARD | POLLARA | 7818308358X8358 | Richard.Pollara@state.ma.us | 1 | BOILER #1-CLEAVER BROOKS D-34 DUAL FUEL |  | BOILER | CLEAVER BROOKS | D-34 | 1982-10-09 | 2009 | 23 | 2 | BOILER #1-CLEAVER BROOKS D-34 NATURAL GAS | NATURAL GAS | 209 | Natural Gas |  |  | 0.092 | E6FT3 | N | 24 | 7 | 52 | 0 | 0 | 0
1191010 | MASSACHUSETTS HOSPITAL SCHOOL |  | 3 RANDOLPH ST |  | CANTON | MA | 020210000 | 3 RANDOLPH STREET |  | CANTON | MA | 020212342 | Y | STATE | SM50 | MA DEPARTMENT OF PUBLIC HEALTH | 7818282440 | Richard.Pollara@state.ma.us | RICHARD | POLLARA | 7818308887 | Richard.Pollara@state.ma.us | RICHARD | POLLARA | 7818308358X8358 | Richard.Pollara@state.ma.us | 2 | BOILER #2-CLEAVER BROOKS D-34 DUAL FUEL |  | BOILER | CLEAVERBROOKS | D34 | 1982-10-09 | 2009 | 23 | 1 | BOILER #2-CLEAVER BROOKS D-34 #6OL | NO.6 | 923 | Residual Oil (No. 6) | 0.5 | 0.1 | 0.432 | E3GAL | N | 24 | 7 | 52 | 0 | 0 | 0
1191010 | MASSACHUSETTS HOSPITAL SCHOOL |  | 3 RANDOLPH ST |  | CANTON | MA | 020210000 | 3 RANDOLPH STREET |  | CANTON | MA | 020212342 | Y | STATE | SM50 | MA DEPARTMENT OF PUBLIC HEALTH | 7818282440 | Richard.Pollara@state.ma.us | RICHARD | POLLARA | 7818308887 | Richard.Pollara@state.ma.us | RICHARD | POLLARA | 7818308358X8358 | Richard.Pollara@state.ma.us | 2 | BOILER #2-CLEAVER BROOKS D-34 DUAL FUEL |  | BOILER | CLEAVERBROOKS | D34 | 1982-10-09 | 2009 | 23 | 2 | BOILER #2-CLEAVER BROOKS D-34 NATURAL GAS | NATURAL GAS | 209 | Natural Gas |  |  | 0.92 | E6FT3 | N | 24 | 7 | 52 | 0 | 0 | 0
1191010 | MASSACHUSETTS HOSPITAL SCHOOL |  | 3 RANDOLPH ST |  | CANTON | MA | 020210000 | 3 RANDOLPH STREET |  | CANTON | MA | 020212342 | Y | STATE | SM50 | MA DEPARTMENT OF PUBLIC HEALTH | 7818282440 | Richard.Pollara@state.ma.us | RICHARD | POLLARA | 7818308887 | Richard.Pollara@state.ma.us | RICHARD | POLLARA | 7818308358X8358 | Richard.Pollara@state.ma.us | 3 | BOILER #3-KEWANEE H3S-250 DUAL FUEL |  | BOILER | KEWANEE | H3S-250-G06 | 1992-01-01 | 2009 | 11 | 1 | BOILER #3-KEWANEE #H3S-250 #6 OIL | NO.6 | 923 | Residual Oil (No. 6) | 0.5 | 0.1 | 0 | E3GAL | N | 24 | 7 | 52 | 0 | 0 | 0
1191010 | MASSACHUSETTS HOSPITAL SCHOOL |  | 3 RANDOLPH ST |  | CANTON | MA | 020210000 | 3 RANDOLPH STREET |  | CANTON | MA | 020212342 | Y | STATE | SM50 | MA DEPARTMENT OF PUBLIC HEALTH | 7818282440 | Richard.Pollara@state.ma.us | RICHARD | POLLARA | 7818308887 | Richard.Pollara@state.ma.us | RICHARD | POLLARA | 7818308358X8358 | Richard.Pollara@state.ma.us | 3 | BOILER #3-KEWANEE H3S-250 DUAL FUEL |  | BOILER | KEWANEE | H3S-250-G06 | 1992-01-01 | 2009 | 11 | 2 | BOILER #3-KEWANEE #H3S-250 NATURAL GAS | NATURAL GAS | 209 | Natural Gas |  |  | 11 | E6FT3 | N | 24 | 7 | 52 | 0 | 0 | 0
1191010 | MASSACHUSETTS HOSPITAL SCHOOL |  | 3 RANDOLPH ST |  | CANTON | MA | 020210000 | 3 RANDOLPH STREET |  | CANTON | MA | 020212342 | Y | STATE | SM50 | MA DEPARTMENT OF PUBLIC HEALTH | 7818282440 | Richard.Pollara@state.ma.us | RICHARD | POLLARA | 7818308887 | Richard.Pollara@state.ma.us | RICHARD | POLLARA | 7818308358X8358 | Richard.Pollara@state.ma.us | 4 | GENERATOR #1-CATERPILLAR SR3306-RC 180KW |  | ENGINE | SOUTHWORTH MILTON INC | SR-4 | 1982-01-01 | 2009 | 400 | 1 | GENERATOR #1-CATERPILLAR 180KW #2 | DIESEL | 44 | DIESEL | 0.3 | 0.1 | 0.6 | E3GAL | N | 6 | 5 | 25 | 0 | 0 | 0
1191014 | SPRAGUE ENERGY |  | 728 SOUTHERN ARTERY ST |  | QUINCY | MA | 021690000 | 728 SOUTHERN ARTERY |  | QUINCY | MA | 021690000 | N | PRIVATE | NM25 | SPRAGUE ENERGY CORP | 6034311000 | jlittlefield@spragueenergy.com | ELIZABETH | HERNBERG | 6034307205 | ehernberg@spragueenergy.com | JASON | LITTLEFIELD | 6034307205 | jlittlefield@spragueenergy.com | 1 | BOILER #1-HODGE/SCOTCH 10.65 MMBTU/HR #2 OIL-0.3 |  | BOILER | HODGE/SCOTCH | UNKNOWN | 1991-01-01 | 2011 | 10.65 | 1 | NO. 2 OIL | NO.2 | 58 | Distillate Oil (No. 2) | 0.3 | 0 | 44.982 | E3GAL | N | 24 | 7 | 39 | 24 | 7 | 9
1191015 | INDUSTRIAL HEAT TREATMENT |  | 22-26 DENSMORE ST |  | QUINCY | MA | 021710000 | PO BOX 98 |  | NORTH QUINCY | MA | 021710000 | N | PRIVATE | SM25 | INDUSTRIAL HEAT TREATING INC | 6173281010 | ldavis@indht.com | LYNNE | DAVIS | 6173281010 | ldavis@indht.com | LYNNE | DAVIS | 6173281010 | ldavis@indht.com | 7 | 20 OVENS-VARIOUS MFGS |  | COMBUSTION | UNKNOWN | UNKNOWN | 1944-01-01 | 2010 | 12 | 1 | OVENS #4(20)-VARIOUS MFGS NATURAL GAS | NATURAL GAS | 209 | Natural Gas |  |  | 16 | E6FT3 | N | 8 | 5 | 52 | 8 | 5 | 22
1191030 | LINCOLN SUDBURY HIGH |  | 390 LINCOLN RD |  | SUDBURY | MA | 017760000 | 390 LINCOLN ROAD |  | SUDBURY | MA | 017760000 | Y | LOCAL GOVERNMENT | NM25 | LINCOLN SUDBURY REGIONAL HIGH SCHOOL | 9784439961 | kevin_rossley@lsrhs.net | KEVIN | ROSSLEY | 9784439961 | kevin_rossley@lsrhs.net | KEVIN | ROSSLEY | 9784439961 | kevin_rossley@lsrhs.net | 4 | #1 SMITH BOILER |  | BOILER | SMITH | 28A-S/W-13 | 2004-01-01 | 2010 | 4181 | 1 | NATURAL GAS | NATURAL GAS | 209 | Natural Gas |  |  | 0.9 | E6FT3 | N | 2 | 7 | 16 | 0 | 0 | 0
1191030 | LINCOLN SUDBURY HIGH |  | 390 LINCOLN RD |  | SUDBURY | MA | 017760000 | 390 LINCOLN ROAD |  | SUDBURY | MA | 017760000 | Y | LOCAL GOVERNMENT | NM25 | LINCOLN SUDBURY REGIONAL HIGH SCHOOL | 9784439961 | kevin_rossley@lsrhs.net | KEVIN | ROSSLEY | 9784439961 | kevin_rossley@lsrhs.net | KEVIN | ROSSLEY | 9784439961 | kevin_rossley@lsrhs.net | 5 | #2 SMITH BOILER |  | BOILER | SMITH | 28A-S/W-13 | 2004-01-01 | 2010 | 4181 | 1 | NATURAL GAS | NATURAL GAS | 209 | Natural Gas |  |  | 0.9 | E6FT3 | N | 2 | 7 | 16 | 0 | 0 | 0
1191038 | NORWOOD HOSPITAL |  | 800 WASHINGTON ST |  | NORWOOD | MA | 020620000 | 800 WASHINGTON ST |  | NORWOOD | MA | 020620000 | N | PRIVATE | SM50 | STEWART NORWOOD HOSPITAL | 7817692950 | None@none.com | PAUL | MALINOWSKI | 7812786063 | Paul.Malinowski@caritaschristi.org | PAUL | MALINOWSKI | 7812786063 | Paul.Malinowski@caritaschristi.org | 1 | BOILER #1 KEWANEE FIRETUBE - DUAL FUEL |  | BOILER | KEWANEE MFG. CO. | H3S 500 G06 | 1983-01-01 | 2011 | 21.2 | 1 | #6 OIL | NO.6 | 923 | Residual Oil (No. 6) | 1 | 1.49 | 0 | E3GAL | N | 24 | 7 | 52 | 24 | 7 | 22
1191038 | NORWOOD HOSPITAL |  | 800 WASHINGTON ST |  | NORWOOD | MA | 020620000 | 800 WASHINGTON ST |  | NORWOOD | MA | 020620000 | N | PRIVATE | SM50 | STEWART NORWOOD HOSPITAL | 7817692950 | None@none.com | PAUL | MALINOWSKI | 7812786063 | Paul.Malinowski@caritaschristi.org | PAUL | MALINOWSKI | 7812786063 | Paul.Malinowski@caritaschristi.org | 1 | BOILER #1 KEWANEE FIRETUBE - DUAL FUEL |  | BOILER | KEWANEE MFG. CO. | H3S 500 G06 | 1983-01-01 | 2011 | 21.2 | 2 | NATURAL GAS | NATURAL GAS | 209 | Natural Gas |  |  | 2.1013 | E6FT3 | N | 24 | 7 | 52 | 24 | 7 | 22
1191038 | NORWOOD HOSPITAL |  | 800 WASHINGTON ST |  | NORWOOD | MA | 020620000 | 800 WASHINGTON ST |  | NORWOOD | MA | 020620000 | N | PRIVATE | SM50 | STEWART NORWOOD HOSPITAL | 7817692950 | None@none.com | PAUL | MALINOWSKI | 7812786063 | Paul.Malinowski@caritaschristi.org | PAUL | MALINOWSKI | 7812786063 | Paul.Malinowski@caritaschristi.org | 2 | BOILER #2 KEWANEE FIRETUBE - DUAL FUEL |  | BOILER | KEWANEE MFG. CO. | H3S 500 G06 | 1983-01-01 | 2011 | 21.2 | 1 | #6 OIL | NO.6 | 923 | Residual Oil (No. 6) | 1 | 1.49 | 0 | E3GAL | N | 24 | 7 | 52 | 24 | 7 | 22
1191038 | NORWOOD HOSPITAL |  | 800 WASHINGTON ST |  | NORWOOD | MA | 020620000 | 800 WASHINGTON ST |  | NORWOOD | MA | 020620000 | N | PRIVATE | SM50 | STEWART NORWOOD HOSPITAL | 7817692950 | None@none.com | PAUL | MALINOWSKI | 7812786063 | Paul.Malinowski@caritaschristi.org | PAUL | MALINOWSKI | 7812786063 | Paul.Malinowski@caritaschristi.org | 2 | BOILER #2 KEWANEE FIRETUBE - DUAL FUEL |  | BOILER | KEWANEE MFG. CO. | H3S 500 G06 | 1983-01-01 | 2011 | 21.2 | 2 | NATURAL GAS | NATURAL GAS | 209 | Natural Gas |  |  | 2.1013 | E6FT3 | N | 24 | 7 | 52 | 24 | 7 | 22
1191038 | NORWOOD HOSPITAL |  | 800 WASHINGTON ST |  | NORWOOD | MA | 020620000 | 800 WASHINGTON ST |  | NORWOOD | MA | 020620000 | N | PRIVATE | SM50 | STEWART NORWOOD HOSPITAL | 7817692950 | None@none.com | PAUL | MALINOWSKI | 7812786063 | Paul.Malinowski@caritaschristi.org | PAUL | MALINOWSKI | 7812786063 | Paul.Malinowski@caritaschristi.org | 3 | BOILER #3 KEWANEE FIRETUBE - DUAL FUEL |  | BOILER | KEWANEE MFG. CO. | H3S 500 G06 | 1983-01-01 | 2011 | 21.2 | 1 | #6 OIL | NO.6 | 923 | Residual Oil (No. 6) | 1 | 1.49 | 0 | E3GAL | N | 24 | 7 | 52 | 24 | 7 | 22
1191038 | NORWOOD HOSPITAL |  | 800 WASHINGTON ST |  | NORWOOD | MA | 020620000 | 800 WASHINGTON ST |  | NORWOOD | MA | 020620000 | N | PRIVATE | SM50 | STEWART NORWOOD HOSPITAL | 7817692950 | None@none.com | PAUL | MALINOWSKI | 7812786063 | Paul.Malinowski@caritaschristi.org | PAUL | MALINOWSKI | 7812786063 | Paul.Malinowski@caritaschristi.org | 3 | BOILER #3 KEWANEE FIRETUBE - DUAL FUEL |  | BOILER | KEWANEE MFG. CO. | H3S 500 G06 | 1983-01-01 | 2011 | 21.2 | 2 | NATURAL GAS | NATURAL GAS | 209 | Natural Gas |  |  | 2.1013 | E6FT3 | N | 24 | 7 | 52 | 24 | 7 | 22
1191040 | ACADEMY AVE SCHOOL |  | 94 ACADEMY AVE |  | WEYMOUTH | MA | 021890000 | 111 MIDDLE ST |  | WEYMOUTH | MA | 021890000 | Y | LOCAL GOVERNMENT | NM25 | ACADEMY AVENUE SCHOOL | 7813351460X321 | John.barker@weymouthschools.org | JOHN | BARKER | 7813351460 | John.barker@weymouthschools.org | JOHN | BARKER | 7813351460X323 | John.barker@weymouthschools.org | 1 | BOILER #1 OIL |  | BOILER | DE DIETRICH | GT 409 A | 2001-01-01 | 2009 | 10 | 1 | BOILER #1 #2 OIL | NO.2 | 58 | Distillate Oil (No. 2) | 0.16 | 0 | 21 | E3GAL | N | 9 | 7 | 40 | 5 | 5 | 7
1191040 | ACADEMY AVE SCHOOL |  | 94 ACADEMY AVE |  | WEYMOUTH | MA | 021890000 | 111 MIDDLE ST |  | WEYMOUTH | MA | 021890000 | Y | LOCAL GOVERNMENT | NM25 | ACADEMY AVENUE SCHOOL | 7813351460X321 | John.barker@weymouthschools.org | JOHN | BARKER | 7813351460 | John.barker@weymouthschools.org | JOHN | BARKER | 7813351460X323 | John.barker@weymouthschools.org | 2 | BOILER #2 OIL |  | BOILER | DE DIETRICH | GT 409A | 2001-01-01 | 2009 | 10 | 1 | BOILER #2 #2 OIL | NO.2 | 58 | Distillate Oil (No. 2) | 0.16 | 0 | 21 | E3GAL | N | 9 | 7 | 40 | 5 | 5 | 7
1191053 | RIVERWAY AT MISSION PARK |  | 835 HUNTINGTON AVE |  | BOSTON | MA | 021150000 | 835 HUNTINGTON AVE |  | BOSTON | MA | 021150000 | N | PRIVATE | NM50 | MISSION PARK LP | 6175660707 | gbelay@missionpark.com | MADELINE | STEIN | 6175660707 | mstein@missionpark.com | MADELINE | STEIN | 6175660707 | mstein@missionpark.com | 1 | 17 BOILERS-PATTERSON KELLEY 32.3 MMBTU/HR TOTAL |  | BOILER | PATTERSON KELLEY | THERMIFIC D1900 | 1994-01-01 | 2010 | 32.3 | 1 | BOILERS #1-(17)PATTERSON KELLEY N1900 NATURAL GAS | NATURAL GAS | 209 | Natural Gas |  |  | 48.8575 | E6FT3 | Y | 24 | 7 | 52 | 24 | 7 | 22
1191054 | RGC BOSTON LLC | FORT HILL SQUARE 1 OWNER LLC | 1 INTERNATIONAL PL | SUITE 4600 | BOSTON | MA | 021100000 | 1 INTERNATIONAL PL |  | BOSTON | MA | 021100000 | N | PRIVATE | SM50 | CHIOFARO COMPANY | 6173305200 | jbenoit@chiofaro.com | MADELINE | CAMMARATA | 6173305200 | mcammarata@chiofaro.com | JOHN | BENOIT | 6173305221 | jbenoit@chiofaro.com | 1 | GENERATOR #1-CATERPILLAR #24Z03748 DIESEL AT 0.3 S |  | ENGINE | CATERPILLAR | 3512-DITA | 1992-08-01 | 2011 | 12.44 | 1 | GENERATOR #1-CATERPILLAR #24Z03748 DIESEL @0.3S | DIESEL | 44 | DIESEL | 0.3 | 0 | 0.4785 | E3GAL | N | 1 | 1 | 13 | 1 | 1 | 3
1191054 | RGC BOSTON LLC | FORT HILL SQUARE 1 OWNER LLC | 1 INTERNATIONAL PL | SUITE 4600 | BOSTON | MA | 021100000 | 1 INTERNATIONAL PL |  | BOSTON | MA | 021100000 | N | PRIVATE | SM50 | CHIOFARO COMPANY | 6173305200 | jbenoit@chiofaro.com | MADELINE | CAMMARATA | 6173305200 | mcammarata@chiofaro.com | JOHN | BENOIT | 6173305221 | jbenoit@chiofaro.com | 5 | GENERATOR #3-CUMMINS #22109863 DIESEL @0.3S |  | ENGINE | CUMMINS | KTA 50GSI | 1987-01-01 | 2011 | 10.01 | 1 | GENERATOR #3-CUMMINS #33109863 DIESEL @0.3S | DIESEL | 44 | DIESEL | 0.3 | 0 | 0.322 | E3GAL | N | 1 | 1 | 12 | 1 | 1 | 8
1191067 | HAWTHORNE PLACE CONDOMIDIUMS |  | 2 HAWTHORNE PL |  | BOSTON | MA | 021140000 | 2 HAWTHORNE PL |  | BOSTON | MA | 021140000 | N | PRIVATE | NM25 | HAWTHORNE PLACE CONDOMINIUMS | 6177234937 | management@hawthorneplace.com | JOANNA | BATEMAN | 6177234937 | management@hawthorneplace.com | JOANNA | HANNIGAN | 6177234937 | management@hawthorneplace.com | 1 | BOILERS #1-IRON FIREMAN 503A-HW150 DUAL FUEL |  | BOILER | N/A | N/A | 1984-01-01 | 2009 | 10 | 1 | BOILERS #1(2)-IRON FIREMAN NATURAL GAS | NATURAL GAS | 209 | Natural Gas |  |  | 0 | E6FT3 | N | 24 | 7 | 36 | 0 | 0 | 0
1191067 | HAWTHORNE PLACE CONDOMIDIUMS |  | 2 HAWTHORNE PL |  | BOSTON | MA | 021140000 | 2 HAWTHORNE PL |  | BOSTON | MA | 021140000 | N | PRIVATE | NM25 | HAWTHORNE PLACE CONDOMINIUMS | 6177234937 | management@hawthorneplace.com | JOANNA | BATEMAN | 6177234937 | management@hawthorneplace.com | JOANNA | HANNIGAN | 6177234937 | management@hawthorneplace.com | 4 | RAYPAK #1-4 |  | BOILER | RBI | 8900 | 2009-12-31 | 2009 | 1790 | 1 | NATURAL GAS | NATURAL GAS | 209 | Natural Gas |  |  | 7.8 | E6FT3 | Y | 24 | 7 | 52 | 24 | 7 | 22
1191068 | ADDISON GILBERT HOSPITAL |  | 298 WASHINGTON ST |  | GLOUCESTER | MA | 019300000 | 298 WASHINGTON ST |  | GLOUCESTER | MA | 019300000 | N | PRIVATE | SM25 | ADDISON GILBERT HOSPITAL | 9782834000 | SFEENEY@NHS-HEALTHLINK.ORG | STEVE | FEENEY | 9789223000 | SFEENEY@NHS-HEALTHLINK.ORG | STEVE | FEENEY | 9789223000X2653 | SFEENEY@NHS-HEALTHLINK.ORG | 7 | GENERATOR #1-CATERPILLAR-3512 |  | ENGINE | CATERPILLAR | 3512 | 1993-07-13 | 2010 | 12.838 | 1 | NO. 2 FUEL OIL | DIESEL | 44 | DIESEL | 0.0015 | 0.1 | 0.8712 | E3GAL | N | 1 | 1 | 12 | 1 | 1 | 4
1191071 | SIEMENS HEALTHCARE DIAGNOSTICS INC |  | 333 CONEY ST |  | WALPOLE | MA | 020320000 | 333 CONEY ST |  | WALPOLE | MA | 020320000 | N | PRIVATE | SM50 | SIEMENS HEALTHCARE DIAGNOSTICS INC | 5086685000 | GARY.WALSH@SIEMENS.COM | MARK | TOMASO | 5086604952 | MARK.TOMASO@SIEMENS.COM | GARY | WALSH | 5086604193 | GARY.WALSH@SIEMENS.COM | 1 | BUILDING 1 - BOILER #1 - CLEAVER BROOKS CB1700-250 |  | BOILER | CLEAVER BROOKS | CB 1700-250 | 1994-07-01 | 2009 | 10.461 | 2 | NATURAL GAS | NATURAL GAS | 209 | Natural Gas |  |  | 12.5771 | E6FT3 | N | 24 | 7 | 38 | 4 | 7 | 8
1191071 | SIEMENS HEALTHCARE DIAGNOSTICS INC |  | 333 CONEY ST |  | WALPOLE | MA | 020320000 | 333 CONEY ST |  | WALPOLE | MA | 020320000 | N | PRIVATE | SM50 | SIEMENS HEALTHCARE DIAGNOSTICS INC | 5086685000 | GARY.WALSH@SIEMENS.COM | MARK | TOMASO | 5086604952 | MARK.TOMASO@SIEMENS.COM | GARY | WALSH | 5086604193 | GARY.WALSH@SIEMENS.COM | 2 | BUILDING 1 - BOILER #2 - CLEAVER BROOKS CB1700-250 |  | BOILER | CLEAVER BROOKS | CB 1700-250 | 1994-07-01 | 2009 | 10.461 | 2 | NATURAL GAS | NATURAL GAS | 209 | Natural Gas |  |  | 12.5771 | E6FT3 | N | 24 | 7 | 38 | 4 | 7 | 8
1191071 | SIEMENS HEALTHCARE DIAGNOSTICS INC |  | 333 CONEY ST |  | WALPOLE | MA | 020320000 | 333 CONEY ST |  | WALPOLE | MA | 020320000 | N | PRIVATE | SM50 | SIEMENS HEALTHCARE DIAGNOSTICS INC | 5086685000 | GARY.WALSH@SIEMENS.COM | MARK | TOMASO | 5086604952 | MARK.TOMASO@SIEMENS.COM | GARY | WALSH | 5086604193 | GARY.WALSH@SIEMENS.COM | 7 | BUILDING 3 - BOILER #7 - CLEAVER BROOKS CB1700-250 |  | BOILER | CLEAVER BROOKS | CB1700-250-15 | 1994-05-17 | 2009 | 10.461 | 1 | NATURAL GAS | NATURAL GAS | 209 | Natural Gas |  |  | 10.2633 | E6FT3 | N | 24 | 7 | 38 | 4 | 7 | 8
1191071 | SIEMENS HEALTHCARE DIAGNOSTICS INC |  | 333 CONEY ST |  | WALPOLE | MA | 020320000 | 333 CONEY ST |  | WALPOLE | MA | 020320000 | N | PRIVATE | SM50 | SIEMENS HEALTHCARE DIAGNOSTICS INC | 5086685000 | GARY.WALSH@SIEMENS.COM | MARK | TOMASO | 5086604952 | MARK.TOMASO@SIEMENS.COM | GARY | WALSH | 5086604193 | GARY.WALSH@SIEMENS.COM | 8 | BUILDING 3 - BOILER #8 - CLEAVER BROOKS CB1700-250 |  | BOILER | CLEAVER BROOKS | CB1700-250-15 | 1994-05-12 | 2009 | 10.461 | 1 | NATURAL GAS | NATURAL GAS | 209 | Natural Gas |  |  | 10.2633 | E6FT3 | N | 24 | 7 | 38 | 4 | 7 | 8
1191071 | SIEMENS HEALTHCARE DIAGNOSTICS INC |  | 333 CONEY ST |  | WALPOLE | MA | 020320000 | 333 CONEY ST |  | WALPOLE | MA | 020320000 | N | PRIVATE | SM50 | SIEMENS HEALTHCARE DIAGNOSTICS INC | 5086685000 | GARY.WALSH@SIEMENS.COM | MARK | TOMASO | 5086604952 | MARK.TOMASO@SIEMENS.COM | GARY | WALSH | 5086604193 | GARY.WALSH@SIEMENS.COM | 10 | GENERATOR #10 - CATERPILLAR 3508 |  | ENGINE | CATERPILLAR | 3508 | 1994-07-01 | 2009 | 12.453 | 1 | DIESEL FUEL | DIESEL | 44 | DIESEL | 0.0015 | 0.2 | 0.16 | E3GAL | N | 1 | 1 | 52 | 1 | 1 | 22
1191071 | SIEMENS HEALTHCARE DIAGNOSTICS INC |  | 333 CONEY ST |  | WALPOLE | MA | 020320000 | 333 CONEY ST |  | WALPOLE | MA | 020320000 | N | PRIVATE | SM50 | SIEMENS HEALTHCARE DIAGNOSTICS INC | 5086685000 | GARY.WALSH@SIEMENS.COM | MARK | TOMASO | 5086604952 | MARK.TOMASO@SIEMENS.COM | GARY | WALSH | 5086604193 | GARY.WALSH@SIEMENS.COM | 11 | GENERATOR #11 - CATERPILLAR 3516 |  | ENGINE | CATERPILLAR | 3516 | 1994-10-01 | 2009 | 14.91 | 1 | DIESEL FUEL | DIESEL | 44 | DIESEL | 0.0015 | 0 | 0.7 | E3GAL | N | 1 | 1 | 52 | 1 | 1 | 22
1191071 | SIEMENS HEALTHCARE DIAGNOSTICS INC |  | 333 CONEY ST |  | WALPOLE | MA | 020320000 | 333 CONEY ST |  | WALPOLE | MA | 020320000 | N | PRIVATE | SM50 | SIEMENS HEALTHCARE DIAGNOSTICS INC | 5086685000 | GARY.WALSH@SIEMENS.COM | MARK | TOMASO | 5086604952 | MARK.TOMASO@SIEMENS.COM | GARY | WALSH | 5086604193 | GARY.WALSH@SIEMENS.COM | 19 | BUILDING 4 - BOILER #1 - CLEAVER BROOKS CBLE |  | BOILER | CLEAVER BROOKS | CBLE-CB1700-400-015 | 2007-12-03 | 2009 | 16.329 | 1 | NATURAL GAS | NATURAL GAS | 209 | Natural Gas |  |  | 15.2229 | E6FT3 | N | 24 | 7 | 38 | 4 | 7 | 8
1191071 | SIEMENS HEALTHCARE DIAGNOSTICS INC |  | 333 CONEY ST |  | WALPOLE | MA | 020320000 | 333 CONEY ST |  | WALPOLE | MA | 020320000 | N | PRIVATE | SM50 | SIEMENS HEALTHCARE DIAGNOSTICS INC | 5086685000 | GARY.WALSH@SIEMENS.COM | MARK | TOMASO | 5086604952 | MARK.TOMASO@SIEMENS.COM | GARY | WALSH | 5086604193 | GARY.WALSH@SIEMENS.COM | 20 | BUILDING 4 - BOILER #2 - CLEAVER BROOKS CBLE |  | BOILER | CLEAVER BROOKS | CBLE-CB1700-400-015 | 2007-12-03 | 2009 | 16.329 | 1 | NATURAL GAS | NATURAL GAS | 209 | Natural Gas |  |  | 15.2229 | E6FT3 | N | 24 | 7 | 38 | 4 | 7 | 8
1191071 | SIEMENS HEALTHCARE DIAGNOSTICS INC |  | 333 CONEY ST |  | WALPOLE | MA | 020320000 | 333 CONEY ST |  | WALPOLE | MA | 020320000 | N | PRIVATE | SM50 | SIEMENS HEALTHCARE DIAGNOSTICS INC | 5086685000 | GARY.WALSH@SIEMENS.COM | MARK | TOMASO | 5086604952 | MARK.TOMASO@SIEMENS.COM | GARY | WALSH | 5086604193 | GARY.WALSH@SIEMENS.COM | 21 | GENERATOR #12 - DETROIT DIESEL |  | ENGINE | DETROIT DIESEL | 16V4000G83 | 2008-03-12 | 2009 | 26.85 | 1 | DIESEL FUEL | DIESEL | 44 | DIESEL | 0.0015 | 0.2 | 0.644 | E3GAL | N | 1 | 1 | 52 | 1 | 1 | 22
1191078 | SOMERVILLE HOSPITAL |  | 230 HIGHLAND AVE |  | SOMERVILLE | MA | 021430000 | 230 HIGHLAND AVE |  | SOMERVILLE | MA | 021430000 | N | PRIVATE | NM25 | SOMERVILLE HOSPITAL | 6175914337 | mletzeisen@challiance.org | MARK | LETZEISEN | 6175914337 | mletzeisen@challiance.org | MARK | LETZEISEN | 6175914337 | mletzeisen@challiance.org | 1 | BOILER #1-EASTCO #FST450 DUAL FUEL |  | BOILER | EASTCO | FST-450 | 2001-01-01 | 2009 | 19 | 1 | ULTRA LOW SULFUR DIESEL | NO.2 | 58 | Distillate Oil (No. 2) | 0.0015 | 0 | 0 | E3GAL | N | 24 | 7 | 52 | 12 | 7 | 22
1191078 | SOMERVILLE HOSPITAL |  | 230 HIGHLAND AVE |  | SOMERVILLE | MA | 021430000 | 230 HIGHLAND AVE |  | SOMERVILLE | MA | 021430000 | N | PRIVATE | NM25 | SOMERVILLE HOSPITAL | 6175914337 | mletzeisen@challiance.org | MARK | LETZEISEN | 6175914337 | mletzeisen@challiance.org | MARK | LETZEISEN | 6175914337 | mletzeisen@challiance.org | 1 | BOILER #1-EASTCO #FST450 DUAL FUEL |  | BOILER | EASTCO | FST-450 | 2001-01-01 | 2009 | 19 | 2 | BOILER #1-EASTCO #FST450 NAT GAS | NATURAL GAS | 209 | Natural Gas |  |  | 18.585 | E6FT3 | N | 24 | 7 | 52 | 12 | 7 | 22
1191120 | MAHONEYS GARDEN CENTER |  | 200 WILDWOOD AVE |  | WOBURN | MA | 018010000 | 200 WILDWOOD STREET |  | WOBURN | MA | 018010000 | N | PRIVATE | SM25 | MAHONEYS GARDEN CENTER | 7817295900 | tmahoney@mahoneysgarden.com | TOM | MAHONEY | 7817295900 | tmahoney@mahoneysgarden.com | CRAIG | OLESON | 7817295900 | dcousins@mahoneysgarden.com | 1 | BOILER #1-BIGELOW ST PF-304 DUAL FUEL |  | BOILER | BIGELOW | ST PF-304 | 1968-01-01 | 2010 | 18 | 1 | BOILER #1-BIGELOW ST PF-304 #6 OIL-1S | NO.6 | 923 | Residual Oil (No. 6) | 1 | 0.1 | 0 | E3GAL | N | 24 | 7 | 42 | 0 | 0 | 0
1191120 | MAHONEYS GARDEN CENTER |  | 200 WILDWOOD AVE |  | WOBURN | MA | 018010000 | 200 WILDWOOD STREET |  | WOBURN | MA | 018010000 | N | PRIVATE | SM25 | MAHONEYS GARDEN CENTER | 7817295900 | tmahoney@mahoneysgarden.com | TOM | MAHONEY | 7817295900 | tmahoney@mahoneysgarden.com | CRAIG | OLESON | 7817295900 | dcousins@mahoneysgarden.com | 1 | BOILER #1-BIGELOW ST PF-304 DUAL FUEL |  | BOILER | BIGELOW | ST PF-304 | 1968-01-01 | 2010 | 18 | 2 | BOILER #1-BIGELOW ST PF-304 NATURAL GAS | NATURAL GAS | 209 | Natural Gas |  |  | 13.203 | E6FT3 | N | 24 | 7 | 42 | 0 | 0 | 0
1191120 | MAHONEYS GARDEN CENTER |  | 200 WILDWOOD AVE |  | WOBURN | MA | 018010000 | 200 WILDWOOD STREET |  | WOBURN | MA | 018010000 | N | PRIVATE | SM25 | MAHONEYS GARDEN CENTER | 7817295900 | tmahoney@mahoneysgarden.com | TOM | MAHONEY | 7817295900 | tmahoney@mahoneysgarden.com | CRAIG | OLESON | 7817295900 | dcousins@mahoneysgarden.com | 2 | BOILER #2-BIGELOW ST PF-304 DUAL FUEL |  | BOILER | BIGELOW | ST PF-304 | 1968-01-01 | 2010 | 18 | 1 | BOILER #2-BIGELOW ST PF-304 #6 OIL-1S | NO.6 | 923 | Residual Oil (No. 6) | 1 | 0.05 | 0 | E3GAL | N | 15 | 7 | 10 | 0 | 0 | 0
1191120 | MAHONEYS GARDEN CENTER |  | 200 WILDWOOD AVE |  | WOBURN | MA | 018010000 | 200 WILDWOOD STREET |  | WOBURN | MA | 018010000 | N | PRIVATE | SM25 | MAHONEYS GARDEN CENTER | 7817295900 | tmahoney@mahoneysgarden.com | TOM | MAHONEY | 7817295900 | tmahoney@mahoneysgarden.com | CRAIG | OLESON | 7817295900 | dcousins@mahoneysgarden.com | 2 | BOILER #2-BIGELOW ST PF-304 DUAL FUEL |  | BOILER | BIGELOW | ST PF-304 | 1968-01-01 | 2010 | 18 | 2 | BOILER #2-BIGELOW ST PF-304 NATURAL GAS | NATURAL GAS | 209 | Natural Gas |  |  | 13.203 | E6FT3 | N | 15 | 7 | 10 | 0 | 0 | 0
1191120 | MAHONEYS GARDEN CENTER |  | 200 WILDWOOD AVE |  | WOBURN | MA | 018010000 | 200 WILDWOOD STREET |  | WOBURN | MA | 018010000 | N | PRIVATE | SM25 | MAHONEYS GARDEN CENTER | 7817295900 | tmahoney@mahoneysgarden.com | TOM | MAHONEY | 7817295900 | tmahoney@mahoneysgarden.com | CRAIG | OLESON | 7817295900 | dcousins@mahoneysgarden.com | 3 | BOILER #3-BIGELOW ST PF-304 #6 OIL |  | BOILER | BIGELOW | ST PF-304 | 1968-01-01 | 2010 | 18 | 1 | BOILER #3-BIGELOW ST PF-304 #6 OIL-1S | NO.6 | 923 | Residual Oil (No. 6) | 1 | 0.05 | 1 | E3GAL | N | 15 | 7 | 7 | 0 | 0 | 0
1191135 | BEVERLY SENIOR HIGH |  | 100 SOHIER RD |  | BEVERLY | MA | 019150000 | 100 SOHIER RD |  | BEVERLY | MA | 019150000 | Y | LOCAL GOVERNMENT | NM25 | BEVERLY SENIOR HIGH SCHOOL | 9789216100 | THOWLAND@BEVERLYSCHOOLS.ORG | TIMOTHY | HOWLAND | 9789216100 | thowland@beverlyschools.org | TIM | HOWLAND | 9789216100X706 | thowland@beverlyschools.org | 8 | EMERGENCY GENERATOR - KOHLER 300REOZDD |  | ENGINE | KOHLER | 300REOZDD | 2010-03-15 | 2010 | 12.065 | 1 | ULTRA LOW SULFUR DIESEL (<15 PPM) | DIESEL | 44 | DIESEL | 0.0015 |  | 0.25 | E3GAL | N | 1 | 1 | 9 | 1 | 1 | 5
1191145 | NORWOOD COMMERCE CENTER |  | 61 ENDICOTT ST |  | NORWOOD | MA | 020620000 | 61 ENDICOTT ST |  | NORWOOD | MA | 020620000 | N | PRIVATE | NM25 | NORWOOD COMMERCE CENTER | 7817623250 | GFG@NorwoodCommerceCenter.com | GERARD | GILLIS | 7817623250 | GFG@NorwoodCommerceCenter.com | GERARD | GILLIS | 7817623250 | GFG@NorwoodCommerceCenter.com | 1 | BOILER #1-CLEAVER BROOKS CB600-300 12.55 MBTU/HR |  | BOILER | CLEAVER-BROOKS | CB-600-300 | 1996-07-01 | 2010 | 12.55 | 1 | NO. 2 OIL | NO.2 | 58 | Distillate Oil (No. 2) | 0.3 | 0.5 | 25.384 | E3GAL | N | 24 | 7 | 25 | 0 | 0 | 0
1191170 | CERTAINTEED | BIRD INC | 1077 PLEASANT ST |  | NORWOOD | MA | 020620000 | 1077 PLEASANT STREET |  | NORWOOD | MA | 020620000 | N | PRIVATE | SM80-7 | CERTAINTEED CORPORATION | 7815510656 | Thomas.Z.Rigas@saint-gobain.com | THOMAS | RIGAS | 7815510656 | Thomas.Z.Rigas@Saint-Gobain.com | MARY | KLUIT | 7815510656X137 | Mary.M.Kluit@Saint-Gobain.com | 2 | OIL HEATER #1-UIP ENGINEERING #70050 DUAL FUEL |  | THERMAL FLUID HEATER | UIP | 700-50/50F | 1985-06-14 | 2011 | 11.7 | 1 | OIL HEATER #1 - UIP ENG 70050 NATURAL GAS | NATURAL GAS | 209 | Natural Gas |  |  | 39.547 | E6FT3 | N | 24 | 7 | 52 | 24 | 7 | 20
1191170 | CERTAINTEED | BIRD INC | 1077 PLEASANT ST |  | NORWOOD | MA | 020620000 | 1077 PLEASANT STREET |  | NORWOOD | MA | 020620000 | N | PRIVATE | SM80-7 | CERTAINTEED CORPORATION | 7815510656 | Thomas.Z.Rigas@saint-gobain.com | THOMAS | RIGAS | 7815510656 | Thomas.Z.Rigas@Saint-Gobain.com | MARY | KLUIT | 7815510656X137 | Mary.M.Kluit@Saint-Gobain.com | 2 | OIL HEATER #1-UIP ENGINEERING #70050 DUAL FUEL |  | THERMAL FLUID HEATER | UIP | 700-50/50F | 1985-06-14 | 2011 | 11.7 | 2 | PROCESS HEATER; #2 OIL 0.3 S | NO.2 | 58 | Distillate Oil (No. 2) | 0.3 | 0 | 0 | E3GAL | N | 24 | 7 | 52 | 24 | 7 | 20
1191174 | 275 WYMAN LLC HOBBS BROOK MANAGEMENT LLC |  | 225 AND 255 WYMAN ST |  | WALTHAM | MA | 021540000 | 225 WYMAN STREET |  | WALTHAM | MA | 021540000 | N | PRIVATE | NM25 | 275 WYMAN LLC | 7818909300 | kevin.gammons@hobbsbrook.com | KEVIN | GAMMONS | 7818909300 | kevin.gammons@hobbsbrook.com | RONALD | SHAW | 7818909300X4822 | ronald.shaw@hobbsbrook.com | 1 | BOILER #1 CLEAVER BROOKS NATURAL GAS |  | BOILER | CLEAVER BROOKS | CB700-250 | 1989-01-01 | 2010 | 10.461 | 1 | BOILER #1-CLEAVER BROOKS NATURAL GAS | NATURAL GAS | 209 | Natural Gas |  |  | 5.242 | E6FT3 | N | 24 | 7 | 22 | 5 | 7 | 9
1191174 | 275 WYMAN LLC HOBBS BROOK MANAGEMENT LLC |  | 225 AND 255 WYMAN ST |  | WALTHAM | MA | 021540000 | 225 WYMAN STREET |  | WALTHAM | MA | 021540000 | N | PRIVATE | NM25 | 275 WYMAN LLC | 7818909300 | kevin.gammons@hobbsbrook.com | KEVIN | GAMMONS | 7818909300 | kevin.gammons@hobbsbrook.com | RONALD | SHAW | 7818909300X4822 | ronald.shaw@hobbsbrook.com | 2 | BOILER #2-CLEAVER BROOKS NATURAL GAS |  | BOILER | CLEAVER BROOKS | CB700-250 | 1989-11-01 | 2010 | 10.461 | 1 | BOILER #2-CLEAVER BROOKS NATURAL GAS | NATURAL GAS | 209 | Natural Gas |  |  | 5.242 | E6FT3 | N | 24 | 7 | 22 | 5 | 7 | 9
1191179 | LIGHTOLIER |  | 45 INDUSTRIAL WAY |  | WILMINGTON | MA | 018870000 | 45 INDUSTRIAL WAY |  | WILMINGTON | MA | 018870000 | N | PRIVATE | SM79-7 | LIGHTOLIER | 9786797600 | roy.crane@philips.com | ROY | CRANE | 9786797600 | roy.crane@philips.com | PETER | GOYETTE | 9786797600 | pete.goyette@philips.com | 3 | MAKEUP AIR UNIT#1-IND EQUIP IM-160 NAT GAS |  | MAKE-UP AIR UNIT | ICE | IM-160 | 1998-01-01 | 2011 | 14.52 | 1 | MAKEUP AIR UNIT #1-IND EQIP IM-160 NATURAL GAS | NATURAL GAS | 209 | Natural Gas |  |  | 10.1098 | E6FT3 | N | 24 | 7 | 26 | 0 | 0 | 0
1191179 | LIGHTOLIER |  | 45 INDUSTRIAL WAY |  | WILMINGTON | MA | 018870000 | 45 INDUSTRIAL WAY |  | WILMINGTON | MA | 018870000 | N | PRIVATE | SM79-7 | LIGHTOLIER | 9786797600 | roy.crane@philips.com | ROY | CRANE | 9786797600 | roy.crane@philips.com | PETER | GOYETTE | 9786797600 | pete.goyette@philips.com | 20 | MAKEUP AIR UNIT #2 |  | MAKE-UP AIR UNIT | ICE | IM-160 | 1998-01-01 | 2011 | 14.52 | 1 | MAKEUP AIR UNIT #2 | NATURAL GAS | 209 | Natural Gas |  |  | 10.1098 | E6FT3 | N | 24 | 7 | 26 | 0 | 0 | 0
1191181 | NEWLY WEDS FOODS |  | 70-80 GROVE ST |  | WATERTOWN | MA | 024720000 | 70-80 GROVE ST |  | WATERTOWN | MA | 024720000 | N | PRIVATE | SM25 | NEWLY WEDS FOODS INC | 6179267600 | jlincoln@newlywedsfoods.com | JOHN | LINCOLN | 6179267600 | jlincoln@newlywedsfoods.com | JOHN | LINCOLN | 6179267600 | jlincoln@newlywedsfoods.com | 1 | BOILERS + WATER HEATERS NAT GAS FIRED | 6 | BOILER | RAYPAK, BURNHAM, KEWANEE, CLEAVER BROOKS, PK THERM | VARIOUS | 1982-06-01 | 2010 | 12.696 | 1 | NATURAL GAS | NATURAL GAS | 209 | Natural Gas |  |  | 23.111 | E6FT3 | N | 24 | 7 | 18 | 0 | 0 | 0
1191191 | MEDICAL AREA TOTAL ENERGY PLANT |  | 474 BROOKLINE AVE |  | BOSTON | MA | 022150000 | 474 BROOKLINE AVENUE |  | BOSTON | MA | 022150000 | N | PRIVATE | OP9 | MATEP LP | 6175982700 | pgillooly@veoliaenergyna.com | PATRICK | GILLOOLY | 6175982352 | pgillooly@veoliaenergyna.com | PETER | GLUCKLER | 6175982711 | pgluckler@veoliaenergyna.com | 1 | BOILER #1-RILEY DUAL FUEL COGENERATION |  | BOILER | RILEY | UNKNOWN | 1980-03-01 | 2010 | 244 | 1 | NATURAL GAS | NATURAL GAS | 209 | Natural Gas |  |  | 161.259 | E6FT3 | N | 22 | 6 | 11 | 0 | 0 | 0
1191191 | MEDICAL AREA TOTAL ENERGY PLANT |  | 474 BROOKLINE AVE |  | BOSTON | MA | 022150000 | 474 BROOKLINE AVENUE |  | BOSTON | MA | 022150000 | N | PRIVATE | OP9 | MATEP LP | 6175982700 | pgillooly@veoliaenergyna.com | PATRICK | GILLOOLY | 6175982352 | pgillooly@veoliaenergyna.com | PETER | GLUCKLER | 6175982711 | pgluckler@veoliaenergyna.com | 1 | BOILER #1-RILEY DUAL FUEL COGENERATION |  | BOILER | RILEY | UNKNOWN | 1980-03-01 | 2010 | 244 | 2 | #2 FUEL OIL | NO.2 | 58 | Distillate Oil (No. 2) | 0.0015 | 0 | 0 | E3GAL | N | 22 | 6 | 11 | 0 | 0 | 0
1191191 | MEDICAL AREA TOTAL ENERGY PLANT |  | 474 BROOKLINE AVE |  | BOSTON | MA | 022150000 | 474 BROOKLINE AVENUE |  | BOSTON | MA | 022150000 | N | PRIVATE | OP9 | MATEP LP | 6175982700 | pgillooly@veoliaenergyna.com | PATRICK | GILLOOLY | 6175982352 | pgillooly@veoliaenergyna.com | PETER | GLUCKLER | 6175982711 | pgluckler@veoliaenergyna.com | 2 | BOILER #2-RILEY DUAL FUEL COGENERATION |  | BOILER | RILEY | UNKNOWN | 1980-03-01 | 2011 | 244 | 1 | NATURAL GAS | NATURAL GAS | 209 | Natural Gas |  |  | 346.713 | E6FT3 | N | 20 | 5 | 39 | 21 | 4 | 13
1191191 | MEDICAL AREA TOTAL ENERGY PLANT |  | 474 BROOKLINE AVE |  | BOSTON | MA | 022150000 | 474 BROOKLINE AVENUE |  | BOSTON | MA | 022150000 | N | PRIVATE | OP9 | MATEP LP | 6175982700 | pgillooly@veoliaenergyna.com | PATRICK | GILLOOLY | 6175982352 | pgillooly@veoliaenergyna.com | PETER | GLUCKLER | 6175982711 | pgluckler@veoliaenergyna.com | 2 | BOILER #2-RILEY DUAL FUEL COGENERATION |  | BOILER | RILEY | UNKNOWN | 1980-03-01 | 2011 | 244 | 2 | #2 FUEL OIL | NO.2 | 58 | Distillate Oil (No. 2) | 0.0015 | 0 | 66.075 | E3GAL | N | 20 | 5 | 39 | 21 | 4 | 13
1191191 | MEDICAL AREA TOTAL ENERGY PLANT |  | 474 BROOKLINE AVE |  | BOSTON | MA | 022150000 | 474 BROOKLINE AVENUE |  | BOSTON | MA | 022150000 | N | PRIVATE | OP9 | MATEP LP | 6175982700 | pgillooly@veoliaenergyna.com | PATRICK | GILLOOLY | 6175982352 | pgillooly@veoliaenergyna.com | PETER | GLUCKLER | 6175982711 | pgluckler@veoliaenergyna.com | 3 | BOILER #3-RILEY DUAL FUEL COGENERATION |  | BOILER | RILEY | UNKNOWN | 1980-03-01 | 2011 | 244 | 1 | NATURAL GAS | NATURAL GAS | 209 | Natural Gas |  |  | 520.28 | E6FT3 | N | 21 | 6 | 47 | 22 | 6 | 19
1191191 | MEDICAL AREA TOTAL ENERGY PLANT |  | 474 BROOKLINE AVE |  | BOSTON | MA | 022150000 | 474 BROOKLINE AVENUE |  | BOSTON | MA | 022150000 | N | PRIVATE | OP9 | MATEP LP | 6175982700 | pgillooly@veoliaenergyna.com | PATRICK | GILLOOLY | 6175982352 | pgillooly@veoliaenergyna.com | PETER | GLUCKLER | 6175982711 | pgluckler@veoliaenergyna.com | 3 | BOILER #3-RILEY DUAL FUEL COGENERATION |  | BOILER | RILEY | UNKNOWN | 1980-03-01 | 2011 | 244 | 2 | #2 FUEL OIL | NO.2 | 58 | Distillate Oil (No. 2) | 0.0015 | 0 | 13.252 | E3GAL | N | 21 | 6 | 47 | 22 | 6 | 19
1191191 | MEDICAL AREA TOTAL ENERGY PLANT |  | 474 BROOKLINE AVE |  | BOSTON | MA | 022150000 | 474 BROOKLINE AVENUE |  | BOSTON | MA | 022150000 | N | PRIVATE | OP9 | MATEP LP | 6175982700 | pgillooly@veoliaenergyna.com | PATRICK | GILLOOLY | 6175982352 | pgillooly@veoliaenergyna.com | PETER | GLUCKLER | 6175982711 | pgluckler@veoliaenergyna.com | 4 | BOILER #4-ZURN DUAL FUEL COGENERATION |  | BOILER | ZURN | UNKNOWN | 1980-01-01 | 2011 | 225 | 1 | #2 OIL | NO.2 | 58 | Distillate Oil (No. 2) | 0.0015 | 0 | 0 | E3GAL | N | 14 | 3 | 40 | 6 | 2 | 15
1191191 | MEDICAL AREA TOTAL ENERGY PLANT |  | 474 BROOKLINE AVE |  | BOSTON | MA | 022150000 | 474 BROOKLINE AVENUE |  | BOSTON | MA | 022150000 | N | PRIVATE | OP9 | MATEP LP | 6175982700 | pgillooly@veoliaenergyna.com | PATRICK | GILLOOLY | 6175982352 | pgillooly@veoliaenergyna.com | PETER | GLUCKLER | 6175982711 | pgluckler@veoliaenergyna.com | 4 | BOILER #4-ZURN DUAL FUEL COGENERATION |  | BOILER | ZURN | UNKNOWN | 1980-01-01 | 2011 | 225 | 2 | NATURAL GAS | NATURAL GAS | 209 | Natural Gas |  |  | 132.747 | E6FT3 | N | 14 | 3 | 40 | 6 | 2 | 15
1191191 | MEDICAL AREA TOTAL ENERGY PLANT |  | 474 BROOKLINE AVE |  | BOSTON | MA | 022150000 | 474 BROOKLINE AVENUE |  | BOSTON | MA | 022150000 | N | PRIVATE | OP9 | MATEP LP | 6175982700 | pgillooly@veoliaenergyna.com | PATRICK | GILLOOLY | 6175982352 | pgillooly@veoliaenergyna.com | PETER | GLUCKLER | 6175982711 | pgluckler@veoliaenergyna.com | 5 | BOILER #5-ZURN DUAL FUEL COGENERATION |  | BOILER | ZURN | UNKNOWN | 1980-10-01 | 2011 | 225 | 1 | #2 FUEL OIL | NO.2 | 58 | Distillate Oil (No. 2) | 0.0015 | 0 | 0 | E3GAL | N | 12 | 3 | 45 | 15 | 4 | 22
1191191 | MEDICAL AREA TOTAL ENERGY PLANT |  | 474 BROOKLINE AVE |  | BOSTON | MA | 022150000 | 474 BROOKLINE AVENUE |  | BOSTON | MA | 022150000 | N | PRIVATE | OP9 | MATEP LP | 6175982700 | pgillooly@veoliaenergyna.com | PATRICK | GILLOOLY | 6175982352 | pgillooly@veoliaenergyna.com | PETER | GLUCKLER | 6175982711 | pgluckler@veoliaenergyna.com | 5 | BOILER #5-ZURN DUAL FUEL COGENERATION |  | BOILER | ZURN | UNKNOWN | 1980-10-01 | 2011 | 225 | 2 | NATURAL GAS | NATURAL GAS | 209 | Natural Gas |  |  | 106.661 | E6FT3 | N | 12 | 3 | 45 | 15 | 4 | 22
1191191 | MEDICAL AREA TOTAL ENERGY PLANT |  | 474 BROOKLINE AVE |  | BOSTON | MA | 022150000 | 474 BROOKLINE AVENUE |  | BOSTON | MA | 022150000 | N | PRIVATE | OP9 | MATEP LP | 6175982700 | pgillooly@veoliaenergyna.com | PATRICK | GILLOOLY | 6175982352 | pgillooly@veoliaenergyna.com | PETER | GLUCKLER | 6175982711 | pgluckler@veoliaenergyna.com | 6 | GENERATOR #1-MIRRLEES BLACKSTONE |  | ENGINE | MIRRLEES | UNKNOWN | 1982-04-01 | 2011 | 63.8 | 1 | #6 FUEL OIL | NO.6 | 923 | Residual Oil (No. 6) | 0.5 | 0.3 | 0 | E3GAL | N | 7 | 2 | 32 | 7 | 2 | 14
1191191 | MEDICAL AREA TOTAL ENERGY PLANT |  | 474 BROOKLINE AVE |  | BOSTON | MA | 022150000 | 474 BROOKLINE AVENUE |  | BOSTON | MA | 022150000 | N | PRIVATE | OP9 | MATEP LP | 6175982700 | pgillooly@veoliaenergyna.com | PATRICK | GILLOOLY | 6175982352 | pgillooly@veoliaenergyna.com | PETER | GLUCKLER | 6175982711 | pgluckler@veoliaenergyna.com | 6 | GENERATOR #1-MIRRLEES BLACKSTONE |  | ENGINE | MIRRLEES | UNKNOWN | 1982-04-01 | 2011 | 63.8 | 2 | #2 FUEL OIL - 0.3 PCT S | DIESEL | 44 | DIESEL | 0.3 | 0.1 | 123.524 | E3GAL | N | 7 | 2 | 32 | 7 | 2 | 14
1191191 | MEDICAL AREA TOTAL ENERGY PLANT |  | 474 BROOKLINE AVE |  | BOSTON | MA | 022150000 | 474 BROOKLINE AVENUE |  | BOSTON | MA | 022150000 | N | PRIVATE | OP9 | MATEP LP | 6175982700 | pgillooly@veoliaenergyna.com | PATRICK | GILLOOLY | 6175982352 | pgillooly@veoliaenergyna.com | PETER | GLUCKLER | 6175982711 | pgluckler@veoliaenergyna.com | 7 | GENERATOR #2-MIRRLEES BLACKSTONE |  | ENGINE | MIRRLEES | UNKNOWN | 1985-01-01 | 2011 | 63.8 | 1 | #6 FUEL OIL | NO.6 | 923 | Residual Oil (No. 6) | 0.5 | 0.1 | 0 | E3GAL | N | 4 | 2 | 15 | 6 | 1 | 4
1191191 | MEDICAL AREA TOTAL ENERGY PLANT |  | 474 BROOKLINE AVE |  | BOSTON | MA | 022150000 | 474 BROOKLINE AVENUE |  | BOSTON | MA | 022150000 | N | PRIVATE | OP9 | MATEP LP | 6175982700 | pgillooly@veoliaenergyna.com | PATRICK | GILLOOLY | 6175982352 | pgillooly@veoliaenergyna.com | PETER | GLUCKLER | 6175982711 | pgluckler@veoliaenergyna.com | 7 | GENERATOR #2-MIRRLEES BLACKSTONE |  | ENGINE | MIRRLEES | UNKNOWN | 1985-01-01 | 2011 | 63.8 | 2 | #2 FUEL OIL - O.3 PCT S | DIESEL | 44 | DIESEL | 0.3 | 0.1 | 15.192 | E3GAL | N | 4 | 2 | 15 | 6 | 1 | 4
1191191 | MEDICAL AREA TOTAL ENERGY PLANT |  | 474 BROOKLINE AVE |  | BOSTON | MA | 022150000 | 474 BROOKLINE AVENUE |  | BOSTON | MA | 022150000 | N | PRIVATE | OP9 | MATEP LP | 6175982700 | pgillooly@veoliaenergyna.com | PATRICK | GILLOOLY | 6175982352 | pgillooly@veoliaenergyna.com | PETER | GLUCKLER | 6175982711 | pgluckler@veoliaenergyna.com | 8 | GENERATOR #3-MIRRLEES BLACKSTONE |  | ENGINE | MIRRLEES | UNKNOWN | 1985-01-01 | 2011 | 63.8 | 1 | #6 FUEL OIL | NO.6 | 923 | Residual Oil (No. 6) | 0.5 | 0.1 | 0 | E3GAL | N | 5 | 1 | 14 | 8 | 1 | 4
1191191 | MEDICAL AREA TOTAL ENERGY PLANT |  | 474 BROOKLINE AVE |  | BOSTON | MA | 022150000 | 474 BROOKLINE AVENUE |  | BOSTON | MA | 022150000 | N | PRIVATE | OP9 | MATEP LP | 6175982700 | pgillooly@veoliaenergyna.com | PATRICK | GILLOOLY | 6175982352 | pgillooly@veoliaenergyna.com | PETER | GLUCKLER | 6175982711 | pgluckler@veoliaenergyna.com | 8 | GENERATOR #3-MIRRLEES BLACKSTONE |  | ENGINE | MIRRLEES | UNKNOWN | 1985-01-01 | 2011 | 63.8 | 2 | #2 FUEL OIL - 0.3 PCT S | DIESEL | 44 | DIESEL | 0.3 | 0.1 | 19.342 | E3GAL | N | 5 | 1 | 14 | 8 | 1 | 4
1191191 | MEDICAL AREA TOTAL ENERGY PLANT |  | 474 BROOKLINE AVE |  | BOSTON | MA | 022150000 | 474 BROOKLINE AVENUE |  | BOSTON | MA | 022150000 | N | PRIVATE | OP9 | MATEP LP | 6175982700 | pgillooly@veoliaenergyna.com | PATRICK | GILLOOLY | 6175982352 | pgillooly@veoliaenergyna.com | PETER | GLUCKLER | 6175982711 | pgluckler@veoliaenergyna.com | 9 | GENERATOR #4-MIRRLEES BLACKSTONE |  | ENGINE | MIRRLEES | UNKNOWN | 1985-01-22 | 2011 | 63.8 | 1 | #6 FUEL OIL | NO.6 | 923 | Residual Oil (No. 6) | 0.5 | 0.1 | 0 | E3GAL | N | 4 | 2 | 12 | 2 | 3 | 1
1191191 | MEDICAL AREA TOTAL ENERGY PLANT |  | 474 BROOKLINE AVE |  | BOSTON | MA | 022150000 | 474 BROOKLINE AVENUE |  | BOSTON | MA | 022150000 | N | PRIVATE | OP9 | MATEP LP | 6175982700 | pgillooly@veoliaenergyna.com | PATRICK | GILLOOLY | 6175982352 | pgillooly@veoliaenergyna.com | PETER | GLUCKLER | 6175982711 | pgluckler@veoliaenergyna.com | 9 | GENERATOR #4-MIRRLEES BLACKSTONE |  | ENGINE | MIRRLEES | UNKNOWN | 1985-01-22 | 2011 | 63.8 | 2 | #2 FUEL OIL - 0.3 PCT S | DIESEL | 44 | DIESEL | 0.3 | 0.1 | 5.926 | E3GAL | N | 4 | 2 | 12 | 2 | 3 | 1
1191191 | MEDICAL AREA TOTAL ENERGY PLANT |  | 474 BROOKLINE AVE |  | BOSTON | MA | 022150000 | 474 BROOKLINE AVENUE |  | BOSTON | MA | 022150000 | N | PRIVATE | OP9 | MATEP LP | 6175982700 | pgillooly@veoliaenergyna.com | PATRICK | GILLOOLY | 6175982352 | pgillooly@veoliaenergyna.com | PETER | GLUCKLER | 6175982711 | pgluckler@veoliaenergyna.com | 10 | GENERATOR #5-MIRRLEES BLACKSTONE |  | ENGINE | MIRRLEES | UNKNOWN | 1985-01-22 | 2011 | 63.8 | 1 | #6 FUEL OIL | NO.6 | 923 | Residual Oil (No. 6) | 0.5 | 0.1 | 0 | E3GAL | N | 9 | 2 | 21 | 8 | 1 | 9
1191191 | MEDICAL AREA TOTAL ENERGY PLANT |  | 474 BROOKLINE AVE |  | BOSTON | MA | 022150000 | 474 BROOKLINE AVENUE |  | BOSTON | MA | 022150000 | N | PRIVATE | OP9 | MATEP LP | 6175982700 | pgillooly@veoliaenergyna.com | PATRICK | GILLOOLY | 6175982352 | pgillooly@veoliaenergyna.com | PETER | GLUCKLER | 6175982711 | pgluckler@veoliaenergyna.com | 10 | GENERATOR #5-MIRRLEES BLACKSTONE |  | ENGINE | MIRRLEES | UNKNOWN | 1985-01-22 | 2011 | 63.8 | 2 | #2 FUEL OIL - 0.3 PCT S | DIESEL | 44 | DIESEL | 0.3 | 0.1 | 97.143 | E3GAL | N | 9 | 2 | 21 | 8 | 1 | 9
1191191 | MEDICAL AREA TOTAL ENERGY PLANT |  | 474 BROOKLINE AVE |  | BOSTON | MA | 022150000 | 474 BROOKLINE AVENUE |  | BOSTON | MA | 022150000 | N | PRIVATE | OP9 | MATEP LP | 6175982700 | pgillooly@veoliaenergyna.com | PATRICK | GILLOOLY | 6175982352 | pgillooly@veoliaenergyna.com | PETER | GLUCKLER | 6175982711 | pgluckler@veoliaenergyna.com | 11 | GENERATOR #6-MIRRLEES BLACKSTONE |  | ENGINE | MIRRLEES | UNKNOWN | 1985-01-22 | 2011 | 63.8 | 1 | #6 FUEL OIL | NO.6 | 923 | Residual Oil (No. 6) | 0.5 | 0.1 | 0 | E3GAL | N | 7 | 2 | 35 | 6 | 2 | 14
1191191 | MEDICAL AREA TOTAL ENERGY PLANT |  | 474 BROOKLINE AVE |  | BOSTON | MA | 022150000 | 474 BROOKLINE AVENUE |  | BOSTON | MA | 022150000 | N | PRIVATE | OP9 | MATEP LP | 6175982700 | pgillooly@veoliaenergyna.com | PATRICK | GILLOOLY | 6175982352 | pgillooly@veoliaenergyna.com | PETER | GLUCKLER | 6175982711 | pgluckler@veoliaenergyna.com | 11 | GENERATOR #6-MIRRLEES BLACKSTONE |  | ENGINE | MIRRLEES | UNKNOWN | 1985-01-22 | 2011 | 63.8 | 2 | #2 FUEL OIL - 0.3 PCT S | DIESEL | 44 | DIESEL | 0.3 | 0.1 | 131.22 | E3GAL | N | 7 | 2 | 35 | 6 | 2 | 14
1191191 | MEDICAL AREA TOTAL ENERGY PLANT |  | 474 BROOKLINE AVE |  | BOSTON | MA | 022150000 | 474 BROOKLINE AVENUE |  | BOSTON | MA | 022150000 | N | PRIVATE | OP9 | MATEP LP | 6175982700 | pgillooly@veoliaenergyna.com | PATRICK | GILLOOLY | 6175982352 | pgillooly@veoliaenergyna.com | PETER | GLUCKLER | 6175982711 | pgluckler@veoliaenergyna.com | 27 | ALSTOM GAS TURBINE #1 DUAL FUEL |  | COMBUSTION TURBINE AND HRSG | ALSTOM / SIEMENS | CYCLONE SGT 400 | 2003-01-01 | 2011 | 227.6 | 1 | #2 FUEL OIL | DIESEL | 44 | DIESEL | 0.0015 | 0 | 53.334 | E3GAL | N | 24 | 7 | 52 | 23 | 7 | 21
1191191 | MEDICAL AREA TOTAL ENERGY PLANT |  | 474 BROOKLINE AVE |  | BOSTON | MA | 022150000 | 474 BROOKLINE AVENUE |  | BOSTON | MA | 022150000 | N | PRIVATE | OP9 | MATEP LP | 6175982700 | pgillooly@veoliaenergyna.com | PATRICK | GILLOOLY | 6175982352 | pgillooly@veoliaenergyna.com | PETER | GLUCKLER | 6175982711 | pgluckler@veoliaenergyna.com | 27 | ALSTOM GAS TURBINE #1 DUAL FUEL |  | COMBUSTION TURBINE AND HRSG | ALSTOM / SIEMENS | CYCLONE SGT 400 | 2003-01-01 | 2011 | 227.6 | 2 | NATURAL GAS | NATURAL GAS | 209 | Natural Gas |  |  | 1316.757 | E6FT3 | N | 24 | 7 | 52 | 23 | 7 | 21
1191191 | MEDICAL AREA TOTAL ENERGY PLANT |  | 474 BROOKLINE AVE |  | BOSTON | MA | 022150000 | 474 BROOKLINE AVENUE |  | BOSTON | MA | 022150000 | N | PRIVATE | OP9 | MATEP LP | 6175982700 | pgillooly@veoliaenergyna.com | PATRICK | GILLOOLY | 6175982352 | pgillooly@veoliaenergyna.com | PETER | GLUCKLER | 6175982711 | pgluckler@veoliaenergyna.com | 28 | ALSTOM GAS TURBINE #2 DUAL FUEL |  | COMBUSTION TURBINE AND HRSG | ALSTOM / SIEMENS | CYCLONE SGT 400 | 2003-01-01 | 2011 | 227.6 | 1 | #2 FUEL OIL | DIESEL | 44 | DIESEL | 0.0015 | 0 | 136.494 | E3GAL | N | 23 | 7 | 52 | 23 | 7 | 22
1191191 | MEDICAL AREA TOTAL ENERGY PLANT |  | 474 BROOKLINE AVE |  | BOSTON | MA | 022150000 | 474 BROOKLINE AVENUE |  | BOSTON | MA | 022150000 | N | PRIVATE | OP9 | MATEP LP | 6175982700 | pgillooly@veoliaenergyna.com | PATRICK | GILLOOLY | 6175982352 | pgillooly@veoliaenergyna.com | PETER | GLUCKLER | 6175982711 | pgluckler@veoliaenergyna.com | 28 | ALSTOM GAS TURBINE #2 DUAL FUEL |  | COMBUSTION TURBINE AND HRSG | ALSTOM / SIEMENS | CYCLONE SGT 400 | 2003-01-01 | 2011 | 227.6 | 2 | NATURAL GAS | NATURAL GAS | 209 | Natural Gas |  |  | 1291.176 | E6FT3 | N | 23 | 7 | 52 | 23 | 7 | 22
1191191 | MEDICAL AREA TOTAL ENERGY PLANT |  | 474 BROOKLINE AVE |  | BOSTON | MA | 022150000 | 474 BROOKLINE AVENUE |  | BOSTON | MA | 022150000 | N | PRIVATE | OP9 | MATEP LP | 6175982700 | pgillooly@veoliaenergyna.com | PATRICK | GILLOOLY | 6175982352 | pgillooly@veoliaenergyna.com | PETER | GLUCKLER | 6175982711 | pgluckler@veoliaenergyna.com | 30 | BOILER #1 - VICTORY DUAL FUEL COGENERATION |  | BOILER | VICTORY ENERGY | TYPE O | 2010-10-02 | 2011 | 214 | 1 | NATURAL GAS | NATURAL GAS | 209 | Natural Gas |  |  | 305.763 | E6FT3 | N | 22 | 6 | 10 | 22 | 6 | 4
1191191 | MEDICAL AREA TOTAL ENERGY PLANT |  | 474 BROOKLINE AVE |  | BOSTON | MA | 022150000 | 474 BROOKLINE AVENUE |  | BOSTON | MA | 022150000 | N | PRIVATE | OP9 | MATEP LP | 6175982700 | pgillooly@veoliaenergyna.com | PATRICK | GILLOOLY | 6175982352 | pgillooly@veoliaenergyna.com | PETER | GLUCKLER | 6175982711 | pgluckler@veoliaenergyna.com | 30 | BOILER #1 - VICTORY DUAL FUEL COGENERATION |  | BOILER | VICTORY ENERGY | TYPE O | 2010-10-02 | 2011 | 214 | 2 | #2 FUEL OIL | NO.2 | 58 | Distillate Oil (No. 2) | 0.0015 | 0 | 62.93 | E3GAL | N | 22 | 6 | 10 | 22 | 6 | 4
1191192 | ROCK TENN CP LLC | FKA SMURFIT STONE CONTAINER CORPORATION | 365 AUDUBON RD |  | WAKEFIELD | MA | 018800000 | 365 AUDUBON ROAD |  | WAKEFIELD | MA | 018800000 | N | PRIVATE | SM79-7 | SMURFIT STONE CONTAINER ENTERPRISES INC. | 7812466867 | MHIGNETT@SMURFIT.COM | MICHAEL | HIGNETT | 7812466867 | mhignett@SMURFIT.COM | LLOYD | SHIPLEY | 7812466846 | lshipley@smurfit.com | 1 | BOILER #1-CLEAVER BROOKS 4WI-500 DUAL FUEL |  | BOILER | CLEAVER BROOKS | 4WI-500 | 2007-05-15 | 2010 | 20.41 | 1 | BOILER #1-CLEAVER BROOKS 4WI-500 #2 RED DYE | NO.2 | 58 | Distillate Oil (No. 2) | 0 | 0 | 0 | E3GAL | N | 24 | 6 | 52 | 24 | 6 | 22
1191192 | ROCK TENN CP LLC | FKA SMURFIT STONE CONTAINER CORPORATION | 365 AUDUBON RD |  | WAKEFIELD | MA | 018800000 | 365 AUDUBON ROAD |  | WAKEFIELD | MA | 018800000 | N | PRIVATE | SM79-7 | SMURFIT STONE CONTAINER ENTERPRISES INC. | 7812466867 | MHIGNETT@SMURFIT.COM | MICHAEL | HIGNETT | 7812466867 | mhignett@SMURFIT.COM | LLOYD | SHIPLEY | 7812466846 | lshipley@smurfit.com | 1 | BOILER #1-CLEAVER BROOKS 4WI-500 DUAL FUEL |  | BOILER | CLEAVER BROOKS | 4WI-500 | 2007-05-15 | 2010 | 20.41 | 2 | BOILER #1-CLEAVER BROOKS 4WI-500 NATURAL GAS | NATURAL GAS | 209 | Natural Gas |  |  | 48.989 | E6FT3 | N | 24 | 6 | 52 | 24 | 6 | 22
1191203 | VERIZON LABORATORIES |  | 50-60 SYLVAN RD |  | WALTHAM | MA | 024510000 | 33 WINTER STREET |  | HAVERHILL | MA | 018300000 | N | PRIVATE | SM50 | VERIZON LABORATORIES INC | 7812242048 | b.irwin@verizon.com | WILLIAM | IRWIN | 9784691661 | b.irwin@verizon.com | WILLIAM | IRWIN | 9784691661 | b.irwin@verizon.com | 1 | BOILER #A-TRANE (#HB410301) NATURAL GAS |  | BOILER | TRANE | HB410301 | 1972-01-01 | 2008 | 13 | 1 | BOILER #A-TRANE (HB410301) NATURAL GAS | NATURAL GAS | 209 | Natural Gas | 0 | 0 | 0.05 | E6FT3 | N | 24 | 7 | 52 | 0 | 0 | 0
1191203 | VERIZON LABORATORIES |  | 50-60 SYLVAN RD |  | WALTHAM | MA | 024510000 | 33 WINTER STREET |  | HAVERHILL | MA | 018300000 | N | PRIVATE | SM50 | VERIZON LABORATORIES INC | 7812242048 | b.irwin@verizon.com | WILLIAM | IRWIN | 9784691661 | b.irwin@verizon.com | WILLIAM | IRWIN | 9784691661 | b.irwin@verizon.com | 2 | BOILER #B-TRANE (HB410302) NATURAL GAS |  | BOILER | TRANE | PBAW3BG2 | 1972-01-01 | 2008 | 13 | 1 | BOILER #B-TRANE (HB410302) NATURAL GAS | NATURAL GAS | 209 | Natural Gas | 0 | 0 | 15.61 | E6FT3 | N | 24 | 7 | 52 | 8 | 5 | 22
1191203 | VERIZON LABORATORIES |  | 50-60 SYLVAN RD |  | WALTHAM | MA | 024510000 | 33 WINTER STREET |  | HAVERHILL | MA | 018300000 | N | PRIVATE | SM50 | VERIZON LABORATORIES INC | 7812242048 | b.irwin@verizon.com | WILLIAM | IRWIN | 9784691661 | b.irwin@verizon.com | WILLIAM | IRWIN | 9784691661 | b.irwin@verizon.com | 3 | BOILER #C TRANE (HB410303) NATURAL GAS |  | BOILER | TRANE | PBAW3BG2 | 1972-01-01 | 2008 | 13 | 1 | BOILER #C-TRANE (HB410303) NATURAL GAS | NATURAL GAS | 209 | Natural Gas |  |  | 9.92 | E6FT3 | N | 24 | 7 | 52 | 0 | 0 | 0
1191209 | AGGREGATE INDUSTRIES NORTHEAST |  | 537 SOUTH ST |  | WALTHAM | MA | 021540000 | 1715 BROADWAY |  | SAUGUS | MA | 019060000 | N | PRIVATE | SM50 | AGGREGATE INDUSTRIES NORTHEAST | 7813074051 | Lisa.Young@aggregate-us.com | LISA | YOUNG | 7813079451 | Lisa.Young@aggregate-us.com | LISA | YOUNG | 7813074051 | Lisa.Young@aggregate-us.com | 8 | EU# 7 - REZNOR WASTE OIL BURNER |  | BOILER | REZNOR | RA235 | 2008-01-01 | 2011 | 61.84 | 1 | WASTE OIL | WASTE OIL | 2 | WASTE OIL | 0.3 |  | 0.964 | E3GAL | N | 4 | 5 | 26 | 0 | 0 | 0
1191211 | J SHANNON & SONS |  | 298 LEXINGTON ST |  | WOBURN | MA | 018010000 | 298 LEXINGTON STREET |  | WOBURN | MA | 018010000 | N | PRIVATE | SM25 | J SHANNON AND SONS | 7819350275 | shannonfarm@verizon.net | BRIAN | STREET | 7819350275 | shannonfarm@verizon.net | BRIAN | STREET | 7819350275 | shannonfarm@verizon.net | 1 | SPACE HEATERS(27) #2 OIL | 27 | SPACE HEATER | RWB BECKETT | MODEL - AFG | 1995-12-01 | 2010 | 10.26 | 1 | SPACE HEATERS(27) | NO.2 | 58 | Distillate Oil (No. 2) | 0.3 | 0 | 20.56 | E3GAL | N | 24 | 7 | 16 | 24 | 7 | 6
1191235 | DELAWARE NORTH COMPANIES INC BOSOTN | FKA THE FLEET CENTER | 100 LEGENDS WAY |  | BOSTON | MA | 021140000 | 100 LEGENDS WAY |  | BOSTON | MA | 021140000 | N | PRIVATE | NM99 | DELAWARE NORTH COMPANIES - BOSTON | 6176246176 | TDEMANCHE@DNCBOSTON.COM | THOMAS | DEMANCHE | 6176241304 | TDEMANCHE@DNCBOSTON.COM | TOM | DEMANCHE | 6176241304 | TDEMANCHE@DNCBOSTON.COM | 1 | GENERATOR #1-CATERPILLAR DIESEL |  | ENGINE | CATERPILLAR | 3516 | 1998-01-01 | 2009 | 17.2 | 1 | GENERATOR #1-CATERPILLAR #3516 DIESEL | DIESEL | 44 | DIESEL | 0.05 | 0 | 0.22 | E3GAL | N | 1 | 1 | 52 | 1 | 1 | 22
1191236 | US FOOD & DRUG ADMINISTRATION |  | 109 HOLTON ST |  | WINCHESTER | MA | 018900000 | 109 HOLTON ST |  | WINCHESTER | MA | 018900000 | N | FEDERAL | NM25 | US FOOD AND DRUG ADMINISTRATION | 7817569712 | james.wilson@fda.hhs.gov | JAMES | WILSON | 7817569712 | james.wilson@fda.hhs.gov | JAMES | WILSON | 7817569712 | james.wilson@fda.hhs.gov | 1 | BOILER #1-HURST 5 MMBTU/HR NATURAL GAS |  | BOILER | UNKNOWN | UNKNOWN | 2004-01-01 | 2011 | 5320 | 1 | BOILER #1-HURST NATURAL GAS | NATURAL GAS | 209 | Natural Gas |  |  | 4 | E6FT3 | N | 4 | 7 | 27 | 13 | 5 | 22
1191245 | SKYWORKS SOLUTIONS INC |  | 20 SYLVAN RD |  | WOBURN | MA | 018010000 | 20 SYLVAN RD |  | WOBURN | MA | 018010000 | N | PRIVATE | SM79-7 | SKYWORKS SOLUTIONS INC | 7813763000 | joe.torrice@skyworksinc.com | JOSEPH | TORRICE | 7813763207 | joe.torrice@skyworksinc.com | SHERRI | GAUDETTE | 7813763548 | sherri.gaudette@skyworksinc.com | 1 | BOILER #1, 2- CLEAVER BROOKS #2 OIL , NAT GAS |  | BOILER | CLEAVER BROOKS | UNK | 1968-01-01 | 2011 | 11 | 1 | BOILER #1, 2- CLEAVER BROOKS (2)- NATURAL GAS | NATURAL GAS | 209 | Natural Gas |  |  | 5 | E6FT3 | N | 24 | 7 | 26 | 24 | 7 | 21
1191245 | SKYWORKS SOLUTIONS INC |  | 20 SYLVAN RD |  | WOBURN | MA | 018010000 | 20 SYLVAN RD |  | WOBURN | MA | 018010000 | N | PRIVATE | SM79-7 | SKYWORKS SOLUTIONS INC | 7813763000 | joe.torrice@skyworksinc.com | JOSEPH | TORRICE | 7813763207 | joe.torrice@skyworksinc.com | SHERRI | GAUDETTE | 7813763548 | sherri.gaudette@skyworksinc.com | 1 | BOILER #1, 2- CLEAVER BROOKS #2 OIL , NAT GAS |  | BOILER | CLEAVER BROOKS | UNK | 1968-01-01 | 2011 | 11 | 2 | BOILER #1, 2- CLEAVER BROOKS (2)- #2 OIL 0.3 PER | NO.2 | 58 | Distillate Oil (No. 2) | 0.3 | 0 | 0 | E3GAL | N | 24 | 7 | 26 | 24 | 7 | 21
1191245 | SKYWORKS SOLUTIONS INC |  | 20 SYLVAN RD |  | WOBURN | MA | 018010000 | 20 SYLVAN RD |  | WOBURN | MA | 018010000 | N | PRIVATE | SM79-7 | SKYWORKS SOLUTIONS INC | 7813763000 | joe.torrice@skyworksinc.com | JOSEPH | TORRICE | 7813763207 | joe.torrice@skyworksinc.com | SHERRI | GAUDETTE | 7813763548 | sherri.gaudette@skyworksinc.com | 2 | BOILER #2, 3-CLEAVER BROOKS NATURAL GAS , #2 OIL |  | BOILER | CLEAVER BROOKS | UNK | 2004-01-01 | 2011 | 14 | 1 | BOILER #2, 3- CLEAVER BROOKS (2)- NATURAL GAS | NATURAL GAS | 209 | Natural Gas |  |  | 5 | E6FT3 | Y | 24 | 7 | 52 | 24 | 7 | 22
1191245 | SKYWORKS SOLUTIONS INC |  | 20 SYLVAN RD |  | WOBURN | MA | 018010000 | 20 SYLVAN RD |  | WOBURN | MA | 018010000 | N | PRIVATE | SM79-7 | SKYWORKS SOLUTIONS INC | 7813763000 | joe.torrice@skyworksinc.com | JOSEPH | TORRICE | 7813763207 | joe.torrice@skyworksinc.com | SHERRI | GAUDETTE | 7813763548 | sherri.gaudette@skyworksinc.com | 2 | BOILER #2, 3-CLEAVER BROOKS NATURAL GAS , #2 OIL |  | BOILER | CLEAVER BROOKS | UNK | 2004-01-01 | 2011 | 14 | 2 | BOILER #2, 3- CLEAVER BROOKS (2) #2 OIL 0.3 PER | NO.2 | 58 | Distillate Oil (No. 2) | 0.3 | 0 | 0 | E3GAL | Y | 24 | 7 | 52 | 24 | 7 | 22
1191246 | JP BARTLETT COMPANY |  | 578 BOSTON POST RD |  | SUDBURY | MA | 017760000 | 578 BOSTON POST RD |  | SUDBURY | MA | 017760000 | N | PRIVATE | SM79-R | JP BARTLETT COMPANY INC | 9784438851 | Laura@BartlettGreenhouses.com | FRED | MCCARTHY JR. | 9784438851 | Fred@BartlettGreenhouses.com | FRED | MCCARTHY JR. | 9784438851 | Fred@BartlettGreenhouses.com | 1 | BOILER #1-BURNHAM SNSH250 #2,4,6,NATGAS - 1 S MAX |  | BOILER | BURNHAM | SNSH250 | 1970-01-01 | 2011 | 13 | 1 | BOILER #1-BURNAHM SNSL-250 #6 OIL-1 S | NO.6 | 923 | Residual Oil (No. 6) | 1 | 0.1 | 0 | E3GAL | N | 10 | 7 | 28 | 0 | 0 | 0
1191246 | JP BARTLETT COMPANY |  | 578 BOSTON POST RD |  | SUDBURY | MA | 017760000 | 578 BOSTON POST RD |  | SUDBURY | MA | 017760000 | N | PRIVATE | SM79-R | JP BARTLETT COMPANY INC | 9784438851 | Laura@BartlettGreenhouses.com | FRED | MCCARTHY JR. | 9784438851 | Fred@BartlettGreenhouses.com | FRED | MCCARTHY JR. | 9784438851 | Fred@BartlettGreenhouses.com | 1 | BOILER #1-BURNHAM SNSH250 #2,4,6,NATGAS - 1 S MAX |  | BOILER | BURNHAM | SNSH250 | 1970-01-01 | 2011 | 13 | 2 | BOILER #1-BURNHAM SNSL-250 #4 OIL-0.5 S | NO.4 | 825 | Distillate Oil (No. 4) | 0.5 | 0.1 | 0 | E3GAL | N | 10 | 7 | 28 | 0 | 0 | 0
1191246 | JP BARTLETT COMPANY |  | 578 BOSTON POST RD |  | SUDBURY | MA | 017760000 | 578 BOSTON POST RD |  | SUDBURY | MA | 017760000 | N | PRIVATE | SM79-R | JP BARTLETT COMPANY INC | 9784438851 | Laura@BartlettGreenhouses.com | FRED | MCCARTHY JR. | 9784438851 | Fred@BartlettGreenhouses.com | FRED | MCCARTHY JR. | 9784438851 | Fred@BartlettGreenhouses.com | 1 | BOILER #1-BURNHAM SNSH250 #2,4,6,NATGAS - 1 S MAX |  | BOILER | BURNHAM | SNSH250 | 1970-01-01 | 2011 | 13 | 3 | BOILER #1-BURNHAM SNSL-250 #2 OIL 0.3 S | NO.2 | 58 | Distillate Oil (No. 2) | 0.3 | 0 | 7.1 | E3GAL | N | 10 | 7 | 28 | 0 | 0 | 0
1191246 | JP BARTLETT COMPANY |  | 578 BOSTON POST RD |  | SUDBURY | MA | 017760000 | 578 BOSTON POST RD |  | SUDBURY | MA | 017760000 | N | PRIVATE | SM79-R | JP BARTLETT COMPANY INC | 9784438851 | Laura@BartlettGreenhouses.com | FRED | MCCARTHY JR. | 9784438851 | Fred@BartlettGreenhouses.com | FRED | MCCARTHY JR. | 9784438851 | Fred@BartlettGreenhouses.com | 1 | BOILER #1-BURNHAM SNSH250 #2,4,6,NATGAS - 1 S MAX |  | BOILER | BURNHAM | SNSH250 | 1970-01-01 | 2011 | 13 | 4 | NATURAL GAS | NATURAL GAS | 209 | Natural Gas |  |  | 13.5 | E6FT3 | N | 10 | 7 | 28 | 0 | 0 | 0
1191246 | JP BARTLETT COMPANY |  | 578 BOSTON POST RD |  | SUDBURY | MA | 017760000 | 578 BOSTON POST RD |  | SUDBURY | MA | 017760000 | N | PRIVATE | SM79-R | JP BARTLETT COMPANY INC | 9784438851 | Laura@BartlettGreenhouses.com | FRED | MCCARTHY JR. | 9784438851 | Fred@BartlettGreenhouses.com | FRED | MCCARTHY JR. | 9784438851 | Fred@BartlettGreenhouses.com | 2 | BOILER #2-BURNHAM WB-3 #2,4,6 OIL - .01 S MAX |  | BOILER | BURNHAM | WB3 | 1990-01-01 | 2011 | 13 | 1 | BOILER #2-BURNHAM WB-3 #6 OIL-.01S | NO.6 | 923 | Residual Oil (No. 6) | 1 | 2 | 40 | E3GAL | N | 5 | 3 | 12 | 0 | 0 | 0
1191246 | JP BARTLETT COMPANY |  | 578 BOSTON POST RD |  | SUDBURY | MA | 017760000 | 578 BOSTON POST RD |  | SUDBURY | MA | 017760000 | N | PRIVATE | SM79-R | JP BARTLETT COMPANY INC | 9784438851 | Laura@BartlettGreenhouses.com | FRED | MCCARTHY JR. | 9784438851 | Fred@BartlettGreenhouses.com | FRED | MCCARTHY JR. | 9784438851 | Fred@BartlettGreenhouses.com | 2 | BOILER #2-BURNHAM WB-3 #2,4,6 OIL - .01 S MAX |  | BOILER | BURNHAM | WB3 | 1990-01-01 | 2011 | 13 | 2 | BOILER #2-BURNHAM WB-3 #4 OIL-0.5 S | NO.4 | 825 | Distillate Oil (No. 4) | 0.5 | 0 | 8 | E3GAL | N | 5 | 3 | 12 | 0 | 0 | 0
1191246 | JP BARTLETT COMPANY |  | 578 BOSTON POST RD |  | SUDBURY | MA | 017760000 | 578 BOSTON POST RD |  | SUDBURY | MA | 017760000 | N | PRIVATE | SM79-R | JP BARTLETT COMPANY INC | 9784438851 | Laura@BartlettGreenhouses.com | FRED | MCCARTHY JR. | 9784438851 | Fred@BartlettGreenhouses.com | FRED | MCCARTHY JR. | 9784438851 | Fred@BartlettGreenhouses.com | 2 | BOILER #2-BURNHAM WB-3 #2,4,6 OIL - .01 S MAX |  | BOILER | BURNHAM | WB3 | 1990-01-01 | 2011 | 13 | 3 | BOILER #2-BURNHAM WB-3 #2 OIL-0.3 S | NO.2 | 58 | Distillate Oil (No. 2) | 0.3 | 0 | 2 | E3GAL | N | 5 | 3 | 12 | 0 | 0 | 0
1191246 | JP BARTLETT COMPANY |  | 578 BOSTON POST RD |  | SUDBURY | MA | 017760000 | 578 BOSTON POST RD |  | SUDBURY | MA | 017760000 | N | PRIVATE | SM79-R | JP BARTLETT COMPANY INC | 9784438851 | Laura@BartlettGreenhouses.com | FRED | MCCARTHY JR. | 9784438851 | Fred@BartlettGreenhouses.com | FRED | MCCARTHY JR. | 9784438851 | Fred@BartlettGreenhouses.com | 3 | BOILER #3-BURNHAM 4NL1654 WOOD WASTE TESTING |  | THERE ISN'T ONE | BURNHAM | 4NL1654 | 1972-01-01 | 2011 | 12 | 1 | BOILER #3-BURNHAM 4NL1654 SCRAP WOOD | WOOD | 15 | WOOD | 0 | 4 | 0 | TON | N | 0 | 0 | 0 | 0 | 0 | 0
1191249 | MASSPORT LOGAN AIRPORT |  | AIRPORT RD | FACILITY #1 | BOSTON | MA | 021280000 | 1 HARBORSIDE DR 200S |  | BOSTON | MA | 021282909 | N | STATE | OP3 | MASSACHUSETTS PORT AUTHORITY | 6175685000 | BEnos@massport.com | BRENDA | ENOS | 6175685963 | Benos@massport.com | IAN | CAMPBELL | 6175683508 | ICampbell@massport.com | 1 | BOILER #1 - KEELER NB5139 CHP 1 |  | BOILER | KEELER | NB5139 | 1975-01-01 | 2011 | 193.5 | 1 | BOILERS #1(3)-KEELER #6 OIL | NO.6 | 923 | Residual Oil (No. 6) | 0.5 | 0.1 | 3.5 | E3GAL | Y | 24 | 7 | 52 | 24 | 7 | 22
1191249 | MASSPORT LOGAN AIRPORT |  | AIRPORT RD | FACILITY #1 | BOSTON | MA | 021280000 | 1 HARBORSIDE DR 200S |  | BOSTON | MA | 021282909 | N | STATE | OP3 | MASSACHUSETTS PORT AUTHORITY | 6175685000 | BEnos@massport.com | BRENDA | ENOS | 6175685963 | Benos@massport.com | IAN | CAMPBELL | 6175683508 | ICampbell@massport.com | 1 | BOILER #1 - KEELER NB5139 CHP 1 |  | BOILER | KEELER | NB5139 | 1975-01-01 | 2011 | 193.5 | 2 | BOILERS #1(3)-KEELER NATURAL GAS | NATURAL GAS | 209 | Natural Gas |  |  | 172.068 | E6FT3 | Y | 24 | 7 | 52 | 24 | 7 | 22
1191249 | MASSPORT LOGAN AIRPORT |  | AIRPORT RD | FACILITY #1 | BOSTON | MA | 021280000 | 1 HARBORSIDE DR 200S |  | BOSTON | MA | 021282909 | N | STATE | OP3 | MASSACHUSETTS PORT AUTHORITY | 6175685000 | BEnos@massport.com | BRENDA | ENOS | 6175685963 | Benos@massport.com | IAN | CAMPBELL | 6175683508 | ICampbell@massport.com | 4 | GEN #1 - WAUKESHA L5790DSIU 1000KW AIRPORT TOWER |  | ENGINE | WAUKESHA | L5790DSIU | 1971-01-01 | 2011 | 12.1 | 1 | GEN #1 - #2 OIL | DIESEL | 44 | DIESEL | 0.0015 | 0 | 2.42 | E3GAL | N | 1 | 1 | 12 | 1 | 1 | 5
1191249 | MASSPORT LOGAN AIRPORT |  | AIRPORT RD | FACILITY #1 | BOSTON | MA | 021280000 | 1 HARBORSIDE DR 200S |  | BOSTON | MA | 021282909 | N | STATE | OP3 | MASSACHUSETTS PORT AUTHORITY | 6175685000 | BEnos@massport.com | BRENDA | ENOS | 6175685963 | Benos@massport.com | IAN | CAMPBELL | 6175683508 | ICampbell@massport.com | 5 | GEN #2A - WAUKESHA L5790DSIU 1000KW CHP 1 |  | ENGINE | WAUKESHA | L5790DSIU | 1970-01-01 | 2011 | 12.1 | 1 | GEN #2- #2 OIL | DIESEL | 44 | DIESEL | 0.0015 | 0 | 2.2407 | E3GAL | N | 1 | 1 | 12 | 1 | 1 | 5
1191249 | MASSPORT LOGAN AIRPORT |  | AIRPORT RD | FACILITY #1 | BOSTON | MA | 021280000 | 1 HARBORSIDE DR 200S |  | BOSTON | MA | 021282909 | N | STATE | OP3 | MASSACHUSETTS PORT AUTHORITY | 6175685000 | BEnos@massport.com | BRENDA | ENOS | 6175685963 | Benos@massport.com | IAN | CAMPBELL | 6175683508 | ICampbell@massport.com | 15 | GEN #21 - CATERPILLAR 3512B 1360KW CHP 3 |  | ENGINE | CATERPILLAR | 3512B | 2000-01-01 | 2011 | 14 | 1 | GEN #21 - #2 OIL | DIESEL | 44 | DIESEL | 0.0015 | 0 | 2.6296 | E3GAL | N | 1 | 1 | 12 | 1 | 1 | 5
1191249 | MASSPORT LOGAN AIRPORT |  | AIRPORT RD | FACILITY #1 | BOSTON | MA | 021280000 | 1 HARBORSIDE DR 200S |  | BOSTON | MA | 021282909 | N | STATE | OP3 | MASSACHUSETTS PORT AUTHORITY | 6175685000 | BEnos@massport.com | BRENDA | ENOS | 6175685963 | Benos@massport.com | IAN | CAMPBELL | 6175683508 | ICampbell@massport.com | 21 | GEN #22 - CATERPILLAR 3512DITA 1250KW WEST GARAGE |  | ENGINE | CATERPILLAR | 3512DITA | 1998-01-01 | 2011 | 11.7 | 1 | GEN#22 - #2 OIL | DIESEL | 44 | DIESEL | 0.0015 | 0 | 2.1667 | E3GAL | N | 1 | 1 | 12 | 1 | 1 | 5
1191249 | MASSPORT LOGAN AIRPORT |  | AIRPORT RD | FACILITY #1 | BOSTON | MA | 021280000 | 1 HARBORSIDE DR 200S |  | BOSTON | MA | 021282909 | N | STATE | OP3 | MASSACHUSETTS PORT AUTHORITY | 6175685000 | BEnos@massport.com | BRENDA | ENOS | 6175685963 | Benos@massport.com | IAN | CAMPBELL | 6175683508 | ICampbell@massport.com | 53 | GEN #25A - CATERPILLAR 3516B 1750KW LIGHT VAULT 1 | 2 | ENGINE | CATERPILLAR | 3516B | 2002-01-01 | 2011 | 15.7 | 1 | GEN #25 - #2OIL | DIESEL | 44 | DIESEL | 0.0015 | 0 | 12.4437 | E3GAL | N | 1 | 1 | 12 | 1 | 1 | 5
1191249 | MASSPORT LOGAN AIRPORT |  | AIRPORT RD | FACILITY #1 | BOSTON | MA | 021280000 | 1 HARBORSIDE DR 200S |  | BOSTON | MA | 021282909 | N | STATE | OP3 | MASSACHUSETTS PORT AUTHORITY | 6175685000 | BEnos@massport.com | BRENDA | ENOS | 6175685963 | Benos@massport.com | IAN | CAMPBELL | 6175683508 | ICampbell@massport.com | 60 | 7 IN-GROUND SNOWMELTERS 120 GPH/HR EACH | 7 | BOILER | TRECAN | 40-SO | 1985-01-01 | 2011 | 58.8 | 1 | IN-GROUND SNOW MELTERS #2 OIL | NO.2 | 58 | Distillate Oil (No. 2) | 0.0015 | 0 | 41.826 | E3GAL | N | 24 | 7 | 18 | 0 | 0 | 0
1191249 | MASSPORT LOGAN AIRPORT |  | AIRPORT RD | FACILITY #1 | BOSTON | MA | 021280000 | 1 HARBORSIDE DR 200S |  | BOSTON | MA | 021282909 | N | STATE | OP3 | MASSACHUSETTS PORT AUTHORITY | 6175685000 | BEnos@massport.com | BRENDA | ENOS | 6175685963 | Benos@massport.com | IAN | CAMPBELL | 6175683508 | ICampbell@massport.com | 70 | BOILER #5 - BURNHAM F51775879 (2) BLDG 58 | 2 | BOILER | BURNHAM | F51775879 | 1991-01-01 | 2011 | 13.8 | 1 | BOILER #5 - #2 OIL | NO.2 | 58 | Distillate Oil (No. 2) | 0.0015 | 0 | 62.633 | E3GAL | N | 24 | 7 | 32 | 24 | 7 | 6
1191249 | MASSPORT LOGAN AIRPORT |  | AIRPORT RD | FACILITY #1 | BOSTON | MA | 021280000 | 1 HARBORSIDE DR 200S |  | BOSTON | MA | 021282909 | N | STATE | OP3 | MASSACHUSETTS PORT AUTHORITY | 6175685000 | BEnos@massport.com | BRENDA | ENOS | 6175685963 | Benos@massport.com | IAN | CAMPBELL | 6175683508 | ICampbell@massport.com | 76 | BOILER #7 - BURNHAM PF51175904 (2) BLDG 62 | 2 | BOILER | BURNHAM | PF51175904 | 1991-01-01 | 2011 | 13.8 | 1 | BOILER #7 -#2 OIL | NO.2 | 58 | Distillate Oil (No. 2) | 0.0015 | 0 | 61.91 | E3GAL | N | 24 | 7 | 32 | 24 | 7 | 6
1191249 | MASSPORT LOGAN AIRPORT |  | AIRPORT RD | FACILITY #1 | BOSTON | MA | 021280000 | 1 HARBORSIDE DR 200S |  | BOSTON | MA | 021282909 | N | STATE | OP3 | MASSACHUSETTS PORT AUTHORITY | 6175685000 | BEnos@massport.com | BRENDA | ENOS | 6175685963 | Benos@massport.com | IAN | CAMPBELL | 6175683508 | ICampbell@massport.com | 92 | BOILER #15 - HB SMITH 28A-9 N98 (2) BLDG 63 | 2 | BOILER | HB SMITH | 28A-9 N98 | 1998-01-01 | 2011 | 14.82 | 1 | BOILER #15 - NATURAL GAS | NATURAL GAS | 209 | Natural Gas |  |  | 0.596 | E6FT3 | N | 24 | 7 | 32 | 24 | 7 | 6
1191249 | MASSPORT LOGAN AIRPORT |  | AIRPORT RD | FACILITY #1 | BOSTON | MA | 021280000 | 1 HARBORSIDE DR 200S |  | BOSTON | MA | 021282909 | N | STATE | OP3 | MASSACHUSETTS PORT AUTHORITY | 6175685000 | BEnos@massport.com | BRENDA | ENOS | 6175685963 | Benos@massport.com | IAN | CAMPBELL | 6175683508 | ICampbell@massport.com | 92 | BOILER #15 - HB SMITH 28A-9 N98 (2) BLDG 63 | 2 | BOILER | HB SMITH | 28A-9 N98 | 1998-01-01 | 2011 | 14.82 | 2 | BOILER #15 - #2 OIL | NO.2 | 58 | Distillate Oil (No. 2) | 0.0015 | 0 | 46.473 | E3GAL | N | 24 | 7 | 32 | 24 | 7 | 6
1191249 | MASSPORT LOGAN AIRPORT |  | AIRPORT RD | FACILITY #1 | BOSTON | MA | 021280000 | 1 HARBORSIDE DR 200S |  | BOSTON | MA | 021282909 | N | STATE | OP3 | MASSACHUSETTS PORT AUTHORITY | 6175685000 | BEnos@massport.com | BRENDA | ENOS | 6175685963 | Benos@massport.com | IAN | CAMPBELL | 6175683508 | ICampbell@massport.com | 99 | GEN #27 - CATERPILLAR 3512B 1500KW CENTRAL GARAGE |  | ENGINE | CATERPILLAR | 3512B | 2003-01-01 | 2011 | 15.2 | 1 | GEN #27 - #2OIL | DIESEL | 44 | DIESEL | 0.0015 | 0 | 2.8148 | E3GAL | N | 1 | 1 | 12 | 1 | 1 | 5
1191249 | MASSPORT LOGAN AIRPORT |  | AIRPORT RD | FACILITY #1 | BOSTON | MA | 021280000 | 1 HARBORSIDE DR 200S |  | BOSTON | MA | 021282909 | N | STATE | OP3 | MASSACHUSETTS PORT AUTHORITY | 6175685000 | BEnos@massport.com | BRENDA | ENOS | 6175685963 | Benos@massport.com | IAN | CAMPBELL | 6175683508 | ICampbell@massport.com | 100 | GEN #24 - CATERPILLAR 3512B 1360KW CHP 4 |  | ENGINE | CATERPILLAR | 3512B | 2000-01-01 | 2011 | 14.2 | 1 | GEN #24 - #2 OIL | DIESEL | 44 | DIESEL | 0.0015 | 0 | 2.6296 | E3GAL | N | 1 | 1 | 12 | 1 | 1 | 5
1191249 | MASSPORT LOGAN AIRPORT |  | AIRPORT RD | FACILITY #1 | BOSTON | MA | 021280000 | 1 HARBORSIDE DR 200S |  | BOSTON | MA | 021282909 | N | STATE | OP3 | MASSACHUSETTS PORT AUTHORITY | 6175685000 | BEnos@massport.com | BRENDA | ENOS | 6175685963 | Benos@massport.com | IAN | CAMPBELL | 6175683508 | ICampbell@massport.com | 108 | SNOWMELTERS(4) - (A,B,C,D) TRECAN 135-PD BOILER | 4 | BOILER | TRECAN COMB. LTD | 135-PD | 2000-01-01 | 2011 | 93.6 | 1 | SM(A,B,C,D)-DIESEL BOILER | NO.2 | 58 | Distillate Oil (No. 2) | 0.0015 | 0 | 35.994 | E3GAL | N | 24 | 7 | 18 | 0 | 0 | 0
1191249 | MASSPORT LOGAN AIRPORT |  | AIRPORT RD | FACILITY #1 | BOSTON | MA | 021280000 | 1 HARBORSIDE DR 200S |  | BOSTON | MA | 021282909 | N | STATE | OP3 | MASSACHUSETTS PORT AUTHORITY | 6175685000 | BEnos@massport.com | BRENDA | ENOS | 6175685963 | Benos@massport.com | IAN | CAMPBELL | 6175683508 | ICampbell@massport.com | 109 | SNOWMELTERS(3) - (E,F,G) TRECAN 135-PD BOILER | 3 | BOILER | TRECAN COMB. LTD | 135-PD | 2004-01-01 | 2011 | 70.2 | 1 | SM(E,F,G) - DIESEL BOILER | NO.2 | 58 | Distillate Oil (No. 2) | 0.0015 | 0 | 44.393 | E3GAL | N | 24 | 7 | 18 | 0 | 0 | 0
1191249 | MASSPORT LOGAN AIRPORT |  | AIRPORT RD | FACILITY #1 | BOSTON | MA | 021280000 | 1 HARBORSIDE DR 200S |  | BOSTON | MA | 021282909 | N | STATE | OP3 | MASSACHUSETTS PORT AUTHORITY | 6175685000 | BEnos@massport.com | BRENDA | ENOS | 6175685963 | Benos@massport.com | IAN | CAMPBELL | 6175683508 | ICampbell@massport.com | 110 | SNOWMELTERS(2) - (H,I) TRECAN 135-PD BOILER | 2 | BOILER | TRECAN COMB. LTD | 135-PD | 2005-01-01 | 2011 | 56 | 1 | SM(H,I) - DIESEL BOILER | NO.2 | 58 | Distillate Oil (No. 2) | 0.0015 | 0 | 37.635 | E3GAL | N | 24 | 7 | 18 | 0 | 0 | 0
1191249 | MASSPORT LOGAN AIRPORT |  | AIRPORT RD | FACILITY #1 | BOSTON | MA | 021280000 | 1 HARBORSIDE DR 200S |  | BOSTON | MA | 021282909 | N | STATE | OP3 | MASSACHUSETTS PORT AUTHORITY | 6175685000 | BEnos@massport.com | BRENDA | ENOS | 6175685963 | Benos@massport.com | IAN | CAMPBELL | 6175683508 | ICampbell@massport.com | 111 | SNOWMELTERS(2) - (J,K) TRECAN 135-PD BOILER | 2 | BOILER | TRECAN COMB. LTD | 135-PD | 2006-01-01 | 2011 | 56 | 1 | SM(J,K) - DIESEL BOILER | NO.2 | 58 | Distillate Oil (No. 2) | 0.0015 | 0 | 35.49 | E3GAL | N | 24 | 7 | 18 | 0 | 0 | 0
1191249 | MASSPORT LOGAN AIRPORT |  | AIRPORT RD | FACILITY #1 | BOSTON | MA | 021280000 | 1 HARBORSIDE DR 200S |  | BOSTON | MA | 021282909 | N | STATE | OP3 | MASSACHUSETTS PORT AUTHORITY | 6175685000 | BEnos@massport.com | BRENDA | ENOS | 6175685963 | Benos@massport.com | IAN | CAMPBELL | 6175683508 | ICampbell@massport.com | 118 | GEN #25-CATERPILLAR 3516B 1750KW LIGHT VAULT 2 |  | ENGINE | CATERPILLAR | 3516B | 2002-01-01 | 2011 | 15.7 | 1 | GEN #25-DIESEL | DIESEL | 44 | DIESEL | 0.0015 | 0 | 3.14 | E3GAL | N | 1 | 1 | 12 | 1 | 1 | 5
1191249 | MASSPORT LOGAN AIRPORT |  | AIRPORT RD | FACILITY #1 | BOSTON | MA | 021280000 | 1 HARBORSIDE DR 200S |  | BOSTON | MA | 021282909 | N | STATE | OP3 | MASSACHUSETTS PORT AUTHORITY | 6175685000 | BEnos@massport.com | BRENDA | ENOS | 6175685963 | Benos@massport.com | IAN | CAMPBELL | 6175683508 | ICampbell@massport.com | 120 | GEN #29-CUMMINS 1000DQFAD 1000KW LOC IT |  | ENGINE | CUMMINS | 1000DQFAD | 2008-03-18 | 2011 | 10.1 | 1 | GEN #29 - DIESEL | DIESEL | 44 | DIESEL | 0.0015 | 0 | 1.9452 | E3GAL | N | 1 | 1 | 12 | 1 | 1 | 5
1191249 | MASSPORT LOGAN AIRPORT |  | AIRPORT RD | FACILITY #1 | BOSTON | MA | 021280000 | 1 HARBORSIDE DR 200S |  | BOSTON | MA | 021282909 | N | STATE | OP3 | MASSACHUSETTS PORT AUTHORITY | 6175685000 | BEnos@massport.com | BRENDA | ENOS | 6175685963 | Benos@massport.com | IAN | CAMPBELL | 6175683508 | ICampbell@massport.com | 122 | 6 IN-GROUND SNOWMELTERS - CENTRAL GARAGE | 6 | BOILER | TRECAN | 20-SG | 1989-01-01 | 2011 | 27 | 1 | IN-GROUND SM (6) - NATURAL GAS | NATURAL GAS | 209 | Natural Gas |  |  | 7.4801 | E6FT3 | N | 24 | 7 | 18 | 0 | 0 | 0
1191249 | MASSPORT LOGAN AIRPORT |  | AIRPORT RD | FACILITY #1 | BOSTON | MA | 021280000 | 1 HARBORSIDE DR 200S |  | BOSTON | MA | 021282909 | N | STATE | OP3 | MASSACHUSETTS PORT AUTHORITY | 6175685000 | BEnos@massport.com | BRENDA | ENOS | 6175685963 | Benos@massport.com | IAN | CAMPBELL | 6175683508 | ICampbell@massport.com | 123 | BOILER #1-KEELER MKB CHP 2 |  | BOILER | KEELER | MKB | 1975-01-01 | 2011 | 178.2 | 1 | BOILERS #1(3) - KEELER #6 OIL | NO.6 | 923 | Residual Oil (No. 6) | 0.5 | 0.1 | 5.007 | E3GAL | Y | 24 | 7 | 52 | 24 | 7 | 22
1191249 | MASSPORT LOGAN AIRPORT |  | AIRPORT RD | FACILITY #1 | BOSTON | MA | 021280000 | 1 HARBORSIDE DR 200S |  | BOSTON | MA | 021282909 | N | STATE | OP3 | MASSACHUSETTS PORT AUTHORITY | 6175685000 | BEnos@massport.com | BRENDA | ENOS | 6175685963 | Benos@massport.com | IAN | CAMPBELL | 6175683508 | ICampbell@massport.com | 123 | BOILER #1-KEELER MKB CHP 2 |  | BOILER | KEELER | MKB | 1975-01-01 | 2011 | 178.2 | 2 | BOILERS #1(3)-KEELER NATURAL GAS | NATURAL GAS | 209 | Natural Gas |  |  | 156.862 | E6FT3 | Y | 24 | 7 | 52 | 24 | 7 | 22
1191249 | MASSPORT LOGAN AIRPORT |  | AIRPORT RD | FACILITY #1 | BOSTON | MA | 021280000 | 1 HARBORSIDE DR 200S |  | BOSTON | MA | 021282909 | N | STATE | OP3 | MASSACHUSETTS PORT AUTHORITY | 6175685000 | BEnos@massport.com | BRENDA | ENOS | 6175685963 | Benos@massport.com | IAN | CAMPBELL | 6175683508 | ICampbell@massport.com | 124 | BOILER #1-KEELER MKB CHP3 |  | BOILER | KEELER | MKB | 1975-01-01 | 2011 | 132 | 1 | BOILER#1(3) - KEELER #6 OIL | NO.6 | 923 | Residual Oil (No. 6) | 0.5 | 0.1 | 2.778 | E3GAL | Y | 24 | 7 | 52 | 24 | 7 | 22
1191249 | MASSPORT LOGAN AIRPORT |  | AIRPORT RD | FACILITY #1 | BOSTON | MA | 021280000 | 1 HARBORSIDE DR 200S |  | BOSTON | MA | 021282909 | N | STATE | OP3 | MASSACHUSETTS PORT AUTHORITY | 6175685000 | BEnos@massport.com | BRENDA | ENOS | 6175685963 | Benos@massport.com | IAN | CAMPBELL | 6175683508 | ICampbell@massport.com | 124 | BOILER #1-KEELER MKB CHP3 |  | BOILER | KEELER | MKB | 1975-01-01 | 2011 | 132 | 2 | BOILER #1(3)-KEELER NATURAL GAS | NATURAL GAS | 209 | Natural Gas |  |  | 117.38 | E6FT3 | Y | 24 | 7 | 52 | 24 | 7 | 22
1191249 | MASSPORT LOGAN AIRPORT |  | AIRPORT RD | FACILITY #1 | BOSTON | MA | 021280000 | 1 HARBORSIDE DR 200S |  | BOSTON | MA | 021282909 | N | STATE | OP3 | MASSACHUSETTS PORT AUTHORITY | 6175685000 | BEnos@massport.com | BRENDA | ENOS | 6175685963 | Benos@massport.com | IAN | CAMPBELL | 6175683508 | ICampbell@massport.com | 125 | GEN #2-WAUKESHA L5790DSIU 1000KW CHP 2 |  | ENGINE | WAUKESHA | L5790DSIU | 1970-01-01 | 2011 | 12.1 | 1 | GEN #2-DIESEL | DIESEL | 44 | DIESEL | 0.0015 | 0 | 2.2407 | E3GAL | N | 1 | 1 | 12 | 1 | 1 | 5
1191249 | MASSPORT LOGAN AIRPORT |  | AIRPORT RD | FACILITY #1 | BOSTON | MA | 021280000 | 1 HARBORSIDE DR 200S |  | BOSTON | MA | 021282909 | N | STATE | OP3 | MASSACHUSETTS PORT AUTHORITY | 6175685000 | BEnos@massport.com | BRENDA | ENOS | 6175685963 | Benos@massport.com | IAN | CAMPBELL | 6175683508 | ICampbell@massport.com | 131 | GEN #31 - PRESCOTT ST PUMP STATION |  | ENGINE | CUMMINS | 1500DQGAB | 2009-10-29 | 2011 | 14.8 | 1 | ULSD | DIESEL | 44 | DIESEL | 0.0015 | 0 | 17.9793 | E3GAL | N | 1 | 1 | 52 | 1 | 1 | 22
1191263 | AT&T CAMBRIDGE |  | 250 BENT ST |  | CAMBRIDGE | MA | 021410000 | 2600 CAMINO RAMON | ROOM 3E450Z | SAN RAMON | CA | 945830000 | N | PRIVATE | SM79-R | ATT CORP | 9259610291 | bw2989@att.com | BARBARA | WALDEN | 9259610291 | bw2989@att.com | BARBARA | WALDEN | 9259610291 | bw2989@att.com | 1 | GENERATOR 1-GENERAL MOTORS 20-645E4 #2 OIL-0.3S |  | ENGINE | GM | 20-645E4 | 1978-06-01 | 2011 | 21 | 1 | GENERATOR #1-GENERAL MOTORS 20-645E4 #2 OIL-0.3S | DIESEL | 44 | DIESEL | 0.0015 | 0 | 2.294 | E3GAL | N | 1 | 1 | 25 | 1 | 1 | 20
1191263 | AT&T CAMBRIDGE |  | 250 BENT ST |  | CAMBRIDGE | MA | 021410000 | 2600 CAMINO RAMON | ROOM 3E450Z | SAN RAMON | CA | 945830000 | N | PRIVATE | SM79-R | ATT CORP | 9259610291 | bw2989@att.com | BARBARA | WALDEN | 9259610291 | bw2989@att.com | BARBARA | WALDEN | 9259610291 | bw2989@att.com | 3 | GENERATOR 2 - CATERPILLAR MODEL # 3516 |  | ENGINE | CATERPILLAR | 3516 | 2009-06-03 | 2011 | 21 | 1 | DIESEL | DIESEL | 44 | DIESEL | 0.0015 | 0 | 1.799 | E3GAL | N | 1 | 1 | 29 | 1 | 1 | 17
1191265 | AT&T FRAMINGHAM |  | 825 WAVERLY ST |  | FRAMINGHAM | MA | 017010000 | 2600 CAMINO RAMON | ROOM 3E450Z | SAN RAMON | CA | 945830000 | N | PRIVATE | SM79-R | ATT FRAMINGHAM | 9259610291 | bw2989@att.com | BARBARA | WALDEN | 9259610291 | bw2989@att.com | BARBARA | WALDEN | 9259610291 | bw2989@att.com | 1 | GENERATOR #1-TURBINE POWER SYS K520460-L1 |  | ENGINE | ALLISON TURBINE | K520460-L1 | 1988-02-29 | 2011 | 36.6 | 1 | GENERATOR #1-TURBINE POWER SYSTEMS KEROSENE | DIESEL | 44 | DIESEL | 0.0015 | 0 | 446.32 | E6BTU | N | 1 | 1 | 23 | 1 | 1 | 5
1191268 | MBTA EVERETT SHOPS |  | 80 BROADWAY |  | EVERETT | MA | 021490000 | 10 PARK PLAZA | ROOM 6720 | BOSTON | MA | 021160000 | Y | STATE | NM99 | MASS BAY TRANSPORATION AUTHORITY | 6172223123 | tdaly@mbta.com | JANIS | KEARNEY | 6172221592 | jkearney@mbta.com | TOM | DALY | 6172223123 | tdaly@mbta.com | 1 | ALL EXTERNAL COMBUSTION UNITS | 15 | BOILER | CLEAVER BROOKS | CB 200-300 | 1984-01-01 | 2010 | 35 | 1 | BOILER #1-CLEAVER BROOKS CB200-300 NATURAL GAS | NATURAL GAS | 209 | Natural Gas |  |  | 35 | E6FT3 | N | 24 | 7 | 36 | 0 | 0 | 0
1191268 | MBTA EVERETT SHOPS |  | 80 BROADWAY |  | EVERETT | MA | 021490000 | 10 PARK PLAZA | ROOM 6720 | BOSTON | MA | 021160000 | Y | STATE | NM99 | MASS BAY TRANSPORATION AUTHORITY | 6172223123 | tdaly@mbta.com | JANIS | KEARNEY | 6172221592 | jkearney@mbta.com | TOM | DALY | 6172223123 | tdaly@mbta.com | 1 | ALL EXTERNAL COMBUSTION UNITS | 15 | BOILER | CLEAVER BROOKS | CB 200-300 | 1984-01-01 | 2010 | 35 | 2 | BOILER 1-CLEAVER BROOKS CB200-300 NO.2 OIL-0.3 PCT | NO.2 | 58 | Distillate Oil (No. 2) | 0.3 | 0.1 | 0 | E3GAL | N | 24 | 7 | 36 | 0 | 0 | 0
1191269 | TEXTRON SYSTEMS CORPORATION |  | 201 LOWELL ST |  | WILMINGTON | MA | 018870000 | 201 LOWELL ST |  | WILMINGTON | MA | 018870000 | N | PRIVATE | SM79-7 | AVCO CORPORATION | 9786571702 | droy@systems.textron.com | SUE ANN | SCHWEITZER | 9786572420 | sschweit@systems.textron.com | KENDRA | SHEA | 9786571335 | kshea@systems.textron.com | 1 | BOILER #1-CLEAVER BROOKS DUAL FUEL-BOILER ROOM |  | BOILER | CLEAVER BROOKS | CBL-200-400-15 | 2000-08-01 | 2010 | 45 | 1 | #2 OIL | NO.2 | 58 | Distillate Oil (No. 2) | 0.3 | 0 | 0.252 | E3GAL | N | 24 | 3 | 52 | 24 | 2 | 15
1191269 | TEXTRON SYSTEMS CORPORATION |  | 201 LOWELL ST |  | WILMINGTON | MA | 018870000 | 201 LOWELL ST |  | WILMINGTON | MA | 018870000 | N | PRIVATE | SM79-7 | AVCO CORPORATION | 9786571702 | droy@systems.textron.com | SUE ANN | SCHWEITZER | 9786572420 | sschweit@systems.textron.com | KENDRA | SHEA | 9786571335 | kshea@systems.textron.com | 1 | BOILER #1-CLEAVER BROOKS DUAL FUEL-BOILER ROOM |  | BOILER | CLEAVER BROOKS | CBL-200-400-15 | 2000-08-01 | 2010 | 45 | 2 | BOILER #1-CBL-200-400-15 NATURAL GAS | NATURAL GAS | 209 | Natural Gas |  |  | 31.77 | E6FT3 | N | 24 | 3 | 52 | 24 | 2 | 15
1191269 | TEXTRON SYSTEMS CORPORATION |  | 201 LOWELL ST |  | WILMINGTON | MA | 018870000 | 201 LOWELL ST |  | WILMINGTON | MA | 018870000 | N | PRIVATE | SM79-7 | AVCO CORPORATION | 9786571702 | droy@systems.textron.com | SUE ANN | SCHWEITZER | 9786572420 | sschweit@systems.textron.com | KENDRA | SHEA | 9786571335 | kshea@systems.textron.com | 2 | BOILER#2-CLEAVER BROOKS DUAL FUEL-BOILER ROOM |  | BOILER | CLEAVER BROOKS | CBL-200-400-15 | 2000-08-01 | 2010 | 38 | 1 | #2 OIL | NO.2 | 58 | Distillate Oil (No. 2) | 0.3 | 0 | 0.252 | E3GAL | N | 24 | 3 | 52 | 24 | 2 | 15
1191269 | TEXTRON SYSTEMS CORPORATION |  | 201 LOWELL ST |  | WILMINGTON | MA | 018870000 | 201 LOWELL ST |  | WILMINGTON | MA | 018870000 | N | PRIVATE | SM79-7 | AVCO CORPORATION | 9786571702 | droy@systems.textron.com | SUE ANN | SCHWEITZER | 9786572420 | sschweit@systems.textron.com | KENDRA | SHEA | 9786571335 | kshea@systems.textron.com | 2 | BOILER#2-CLEAVER BROOKS DUAL FUEL-BOILER ROOM |  | BOILER | CLEAVER BROOKS | CBL-200-400-15 | 2000-08-01 | 2010 | 38 | 2 | BOILER #2-CBL-200-400-15 NATURAL GAS | NATURAL GAS | 209 | Natural Gas |  |  | 31.77 | E6FT3 | N | 24 | 3 | 52 | 24 | 2 | 15
1191269 | TEXTRON SYSTEMS CORPORATION |  | 201 LOWELL ST |  | WILMINGTON | MA | 018870000 | 201 LOWELL ST |  | WILMINGTON | MA | 018870000 | N | PRIVATE | SM79-7 | AVCO CORPORATION | 9786571702 | droy@systems.textron.com | SUE ANN | SCHWEITZER | 9786572420 | sschweit@systems.textron.com | KENDRA | SHEA | 9786571335 | kshea@systems.textron.com | 3 | BOILER #3-CLEAVER BROOKS DUAL FUEL-BOILER ROOM |  | BOILER | CLEAVER BROOKS | CBL-200-400-15 | 2000-08-01 | 2010 | 45 | 1 | #2 OIL | NO.2 | 58 | Distillate Oil (No. 2) | 0.3 | 0 | 0.252 | E3GAL | N | 24 | 3 | 52 | 24 | 2 | 15
1191269 | TEXTRON SYSTEMS CORPORATION |  | 201 LOWELL ST |  | WILMINGTON | MA | 018870000 | 201 LOWELL ST |  | WILMINGTON | MA | 018870000 | N | PRIVATE | SM79-7 | AVCO CORPORATION | 9786571702 | droy@systems.textron.com | SUE ANN | SCHWEITZER | 9786572420 | sschweit@systems.textron.com | KENDRA | SHEA | 9786571335 | kshea@systems.textron.com | 3 | BOILER #3-CLEAVER BROOKS DUAL FUEL-BOILER ROOM |  | BOILER | CLEAVER BROOKS | CBL-200-400-15 | 2000-08-01 | 2010 | 45 | 2 | BOILER #3-CBL-200-400-15 NATURAL GAS | NATURAL GAS | 209 | Natural Gas |  |  | 31.77 | E6FT3 | N | 24 | 3 | 52 | 24 | 2 | 15
1191269 | TEXTRON SYSTEMS CORPORATION |  | 201 LOWELL ST |  | WILMINGTON | MA | 018870000 | 201 LOWELL ST |  | WILMINGTON | MA | 018870000 | N | PRIVATE | SM79-7 | AVCO CORPORATION | 9786571702 | droy@systems.textron.com | SUE ANN | SCHWEITZER | 9786572420 | sschweit@systems.textron.com | KENDRA | SHEA | 9786571335 | kshea@systems.textron.com | 67 | HELLADS GENERATOR |  | ENGINE | CATERPILLAR | XQ2000 | 2009-03-28 | 2010 | 17.92 | 1 | ULTRA LOW SULFUR DIESEL | DIESEL | 44 | DIESEL | 0.0015 | 0 | 30.461 | E3GAL | N | 8 | 5 | 52 | 8 | 5 | 20
1191309 | BOSTON SCIENTIFIC CORPORATION |  | 1 BOSTON SCIENTIFIC PL |  | NATICK | MA | 017601537 | BOSTON SCIENTIFIC ATTN: ROY BARKER | 1 BOSTON SCIENTIFIC PLACE | NATICK | MA | 017600000 | N | PRIVATE | SM25 | BOSTON SCIENTIFIC CORPORATION | 5086508362 | MorrisP@bsci.com | PAUL | MORRIS | 5086508362 | MorrisP@bsci.com | MARGO | JAY | 8008255343 | mjay@eheinc.com | 12 | EMER GEN #4-CUMMINS #200DQKC ULSD |  | ENGINE | CUMMINS | 200DKQC | 2005-03-01 | 2011 | 19.8 | 1 | EMER GEN #4-CUMMINS #200DQKC ULSD | DIESEL | 44 | DIESEL | 0.0015 | 0 | 0.984 | E3GAL | N | 1 | 1 | 26 | 1 | 1 | 11
1191329 | MWRA ARLINGTON #1 PUMP STATION |  | 18 BRATTLE CT |  | ARLINGTON | MA | 024740000 | 100 FIRST AVENUE |  | BOSTON | MA | 021290000 | N | STATE | SM25 | MA WATER RESOURCE AUTHORITY | 6172426000 | leon.lataille@mwra.state.ma.us | MICHAEL | HORNBROOK | 6177884359 | michael.hornbrook@mwra.state.ma.us | LEON | LATAILLE@MWRA.STATE.MA.US | 6177882552 | leon.lataille@mwra.state.ma.us | 3 | CATERPILLAR GENERATOR |  | GENERATOR | CATERPILLER | CAT C32 | 2009-01-07 | 2011 | 10.54 | 1 | GENERATOR CATERPILLAR | DIESEL | 44 | DIESEL | 0.0015 |  | 2.191 | E3GAL | N | 1 | 1 | 29 | 1 | 1 | 14
1191335 | MBTA QUINCY BUS GARAGE |  | 954 HANCOCK ST |  | QUINCY | MA | 021690000 | 10 PARK PLAZA | ROOM 6720 | BOSTON | MA | 021160000 | Y | STATE | NM50 | MASSACHUSETTS BAY TRANSPORTATION AUTHORITY | 6172223123 | tdaly@mbta.com | JANIS | KEARNEY | 6172221592 | jkearney@mbta.com | TOM | DALY | 6172223123 | tdaly@mbta.com | 1 | ALL EXTERNAL COMBUSTION SOURCES | 4 | BOILER | CLEAVER BROOKS | CB 100-250 | 1984-01-01 | 2010 | 21 | 1 | BOILER NO.1-CLEAVER BROOKS CB100-250 NO.2 OIL-0.3P | NO.2 | 58 | Distillate Oil (No. 2) | 0.3 | 0.1 | 71 | E3GAL | N | 24 | 7 | 22 | 0 | 0 | 0
1191375 | BHA SOUTH STREET |  | 125 SOUTH ST |  | BOSTON | MA | 021110000 | 52 CHAUNCY ST 10TH FLOOR |  | BOSTON | MA | 021110000 | Y | LOCAL GOVERNMENT | NM50 | BOSTON HOUSING AUTHORITY | 6179884166 | hollis.young@bostonhousing.org | WILLIAM | MCGONAGLE | 6179884119 | bill.mcgonagle@bostonhousing.org | JAMES | POTVIN | 6179884513 | james.potvin@bostonhousing.org | 1 | 3 BOILERS - SPENCER A-W24066 - 125 SOUTH ST | 3 | BOILER | SPENCER | A-W24066 | 2001-01-01 | 2008 | 15.5 | 1 | NATURAL GAS | NATURAL GAS | 209 | Natural Gas |  |  | 18.4 | E6FT3 | N | 24 | 7 | 36 | 24 | 7 | 8
1191377 | BHA CAMDEN STREET |  | 136 LENOX ST |  | BOSTON | MA | 021180000 | 52 CHAUNCY ST 10TH FLOOR |  | BOSTON | MA | 021110000 | Y | LOCAL GOVERNMENT | NM50 | BOSTON HOUSING AUTHORITY | 6179884166 | hollis.young@bostonhousing.org | WILLIAM | MCGONAGLE | 6179884119 | bill.mcgonagle@bostonhousing.org | JAMES | POTVIN | 6179884513 | james.potvin@bostonhousing.org | 1 | WEIL MCLAIN #MT62020 - 2 BOILERS - NATURAL GAS | 2 | BOILER | WEIL MCLAIN | MT62020 | 1996-01-01 | 2008 | 10.8 | 1 | NATURAL GAS | NATURAL GAS | 209 | Natural Gas |  |  | 11 | E6FT3 | Y | 24 | 7 | 52 | 24 | 7 | 22
1191379 | BHA CHARLESTOWN |  | 55 BUNKER HILL ST |  | BOSTON | MA | 021110000 | 52 CHAUNCY ST 10TH FLOOR |  | BOSTON | MA | 021110000 | Y | LOCAL GOVERNMENT | NM50 | BOSTON HOUSING AUTHORITY | 6179884166 | hollis.young@bostonhousing.org | WILLIAM | MCGONAGLE | 6179884119 | bill.mcgonagle@bostonhousing.org | JAMES | POTVIN | 6179884513 | james.potvin@bostonhousing.org | 1 | 2 BOILERS - H.B.SMITH #450-17 - 90 MEDFORD | 2 | BOILER | HB SMITH | 450-17 | 1996-01-01 | 2008 | 14.6 | 1 | NATURAL GAS | NATURAL GAS | 209 | Natural Gas |  |  | 18.4 | E6FT3 | N | 24 | 7 | 36 | 24 | 7 | 8
1191379 | BHA CHARLESTOWN |  | 55 BUNKER HILL ST |  | BOSTON | MA | 021110000 | 52 CHAUNCY ST 10TH FLOOR |  | BOSTON | MA | 021110000 | Y | LOCAL GOVERNMENT | NM50 | BOSTON HOUSING AUTHORITY | 6179884166 | hollis.young@bostonhousing.org | WILLIAM | MCGONAGLE | 6179884119 | bill.mcgonagle@bostonhousing.org | JAMES | POTVIN | 6179884513 | james.potvin@bostonhousing.org | 3 | 2 BOILERS - H.B.SMITH 450-20 - 41 CARNEY COURT | 2 | BOILER | HB SMITH | 450-20 | 1997-01-01 | 2008 | 17.5 | 1 | NATURAL GAS BR15 | NATURAL GAS | 209 | Natural Gas |  |  | 23.2 | E6FT3 | N | 24 | 7 | 36 | 24 | 7 | 8
1191379 | BHA CHARLESTOWN |  | 55 BUNKER HILL ST |  | BOSTON | MA | 021110000 | 52 CHAUNCY ST 10TH FLOOR |  | BOSTON | MA | 021110000 | Y | LOCAL GOVERNMENT | NM50 | BOSTON HOUSING AUTHORITY | 6179884166 | hollis.young@bostonhousing.org | WILLIAM | MCGONAGLE | 6179884119 | bill.mcgonagle@bostonhousing.org | JAMES | POTVIN | 6179884513 | james.potvin@bostonhousing.org | 5 | 2 BOILERS - H.B.SMITH 450-20 - 138 MEDFORD | 2 | BOILER | HB SMITH | 450-20 | 1997-01-01 | 2008 | 17.5 | 1 | NATURAL GAS | NATURAL GAS | 209 | Natural Gas |  |  | 23.2 | E6FT3 | N | 24 | 7 | 36 | 24 | 7 | 8
1191379 | BHA CHARLESTOWN |  | 55 BUNKER HILL ST |  | BOSTON | MA | 021110000 | 52 CHAUNCY ST 10TH FLOOR |  | BOSTON | MA | 021110000 | Y | LOCAL GOVERNMENT | NM50 | BOSTON HOUSING AUTHORITY | 6179884166 | hollis.young@bostonhousing.org | WILLIAM | MCGONAGLE | 6179884119 | bill.mcgonagle@bostonhousing.org | JAMES | POTVIN | 6179884513 | james.potvin@bostonhousing.org | 7 | 2 BOILERS - H.B.SMITH 450-20 - 110 MEDFORD | 2 | BOILER | HB SMITH | 450-20 | 1997-01-01 | 2008 | 17.5 | 1 | NATURAL GAS | NATURAL GAS | 209 | Natural Gas |  |  | 23.2 | E6FT3 | N | 24 | 7 | 36 | 24 | 7 | 8
1191379 | BHA CHARLESTOWN |  | 55 BUNKER HILL ST |  | BOSTON | MA | 021110000 | 52 CHAUNCY ST 10TH FLOOR |  | BOSTON | MA | 021110000 | Y | LOCAL GOVERNMENT | NM50 | BOSTON HOUSING AUTHORITY | 6179884166 | hollis.young@bostonhousing.org | WILLIAM | MCGONAGLE | 6179884119 | bill.mcgonagle@bostonhousing.org | JAMES | POTVIN | 6179884513 | james.potvin@bostonhousing.org | 9 | 2 BOILERS - H.B.SMITH 450-20 - 74 MEDFORD | 2 | BOILER | HB SMITH | 450-20 | 1997-01-01 | 2008 | 17.5 | 1 | NATURAL GAS | NATURAL GAS | 209 | Natural Gas |  |  | 23.2 | E6FT3 | N | 24 | 7 | 36 | 24 | 7 | 8
1191392 | MBTA CHARLESTON YARD |  | 21 ARLINGTON AVE |  | BOSTON | MA | 021290000 | TEN PARK PLAZA | ROOM 6720 | BOSTON | MA | 021160000 | Y | STATE | NM25 | MASSACHUSETTS BAY TRANSPORTATION AUTHORITY | 6172223123 | tdaly@mbta.com | JANIS | KEARNEY | 6172221592 | jkearney@mbta.com | TOM | DALY | 6172223123 | tdaly@mbta.com | 1 | ALL EXTERNAL COMBUSTION | 12 | BOILER | WEIL MCLAIN | PG2194 SF SERIES 2 | 1980-05-05 | 2010 | 25 | 1 | BOILER (LMS)-WEIL-MCLAIN PG-2194-SF NATURAL GAS | NATURAL GAS | 209 | Natural Gas |  |  | 50 | E6FT3 | N | 24 | 7 | 33 | 0 | 0 | 0
1191394 | MBTA ORIENT HEIGHTS CARHOUSE |  | BARNES AVE |  | BOSTON | MA | 021280000 | 10 PARK PLAZA |  | BOSTON | MA | 021160000 | Y | STATE | NM25 | MA BAY TRANSPORTATION AUTHORITY | 6172225467 | PWalworth@mbta.com | PETER | WALWORTH | 6172225467 | jflynn@mbta.com | PETER | WALWORTH | 6172225467 | jflynn@mbta.com | 10 | SPACE HEATERS, WATER HEATERS, AC UNITS (55 TOTAL) | 55 | SPACE- AND WATER-HEATERS | GREENHECK, STERLING, RHEEM | VARIOUS | 1998-06-01 | 2009 | 13.74 | 1 | NATURAL GAS | NATURAL GAS | 209 | Natural Gas |  |  | 12 | E6FT3 | Y | 24 | 7 | 52 | 24 | 7 | 22
1191395 | DANA FARBER CANCER INSTITUTE |  | 44 BINNEY ST |  | BOSTON | MA | 021150000 | 450 BROOKLINE AVE | EHS, LG-M28 | BOSTON | MA | 022150000 | N | PRIVATE | SM25 | DANA FARBER CANCER INSTITUTE | 6176323005 | michael_wachala@dfci.harvard.edu | MELISSA | MCCULLOUGH | 6176323005 | melissa_mccullough@dfci.harvard.edu | MELISSA | MCCULLOUGH | 6176322619 | melissa_mccullough@dfci.harvard.edu | 17 | GENERATOR #10 - 21-27 BURLINGTON |  | ENGINE | CATERPILLAR | IC5 | 2007-01-01 | 2010 | 148 | 1 | #2 FUEL OIL | NO.2 | 58 | Distillate Oil (No. 2) | 0.3 | 0 | 0.253 | E3GAL | N | 1 | 1 | 12 | 1 | 1 | 3
1191395 | DANA FARBER CANCER INSTITUTE |  | 44 BINNEY ST |  | BOSTON | MA | 021150000 | 450 BROOKLINE AVE | EHS, LG-M28 | BOSTON | MA | 022150000 | N | PRIVATE | SM25 | DANA FARBER CANCER INSTITUTE | 6176323005 | michael_wachala@dfci.harvard.edu | MELISSA | MCCULLOUGH | 6176323005 | melissa_mccullough@dfci.harvard.edu | MELISSA | MCCULLOUGH | 6176322619 | melissa_mccullough@dfci.harvard.edu | 19 | DD-G-GEN-001 |  | ENGINE | CUMMINS | GTA38-GS3 | 2008-07-01 | 2010 | 868 | 1 | NATURAL GAS | NATURAL GAS | 209 | Natural Gas |  |  | 0.25 | E6FT3 | N | 1 | 1 | 12 | 1 | 1 | 6
1191395 | DANA FARBER CANCER INSTITUTE |  | 44 BINNEY ST |  | BOSTON | MA | 021150000 | 450 BROOKLINE AVE | EHS, LG-M28 | BOSTON | MA | 022150000 | N | PRIVATE | SM25 | DANA FARBER CANCER INSTITUTE | 6176323005 | michael_wachala@dfci.harvard.edu | MELISSA | MCCULLOUGH | 6176323005 | melissa_mccullough@dfci.harvard.edu | MELISSA | MCCULLOUGH | 6176322619 | melissa_mccullough@dfci.harvard.edu | 20 | DD-G-GEN-002 |  | ENGINE | CUMMINS | GTA-38-GS3 | 2008-07-01 | 2010 | 868 | 1 | NATURAL GAS | NATURAL GAS | 209 | Natural Gas |  |  | 0.25 | E6FT3 | N | 1 | 1 | 12 | 1 | 1 | 6
1191398 | REGIS COLLEGE |  | 235 WELLESLEY ST |  | WESTON | MA | 024930000 | 235 WELLESLEY STREET |  | WESTON | MA | 024930000 | N | PRIVATE | SM25 | REGIS COLLEGE | 7817687000 | joseph.shaughnessy@regiscollege.edu | JOSEPH | SHAUGHNESSY | 7817687133 | joseph.shaughnessy@regiscollege.edu | JOSEPH | SHAUGHNESSY | 7817687133 | joseph.shaughnessy@regiscollege.edu | 1 | BOILER #3-CLEAVER BROOKS #CBLE20050015ST DUAL FUEL |  | BOILER | CLEAVER BROOKS | CB1200500-015 | 2006-02-01 | 2010 | 21 | 1 | BOILER #3-CLEAVER BROOKS #CBLE20050015ST #2 OIL | NO.2 | 58 | Distillate Oil (No. 2) | 0.3 | 0 | 0 | E3GAL | N | 24 | 7 | 48 | 24 | 7 | 18
1191398 | REGIS COLLEGE |  | 235 WELLESLEY ST |  | WESTON | MA | 024930000 | 235 WELLESLEY STREET |  | WESTON | MA | 024930000 | N | PRIVATE | SM25 | REGIS COLLEGE | 7817687000 | joseph.shaughnessy@regiscollege.edu | JOSEPH | SHAUGHNESSY | 7817687133 | joseph.shaughnessy@regiscollege.edu | JOSEPH | SHAUGHNESSY | 7817687133 | joseph.shaughnessy@regiscollege.edu | 1 | BOILER #3-CLEAVER BROOKS #CBLE20050015ST DUAL FUEL |  | BOILER | CLEAVER BROOKS | CB1200500-015 | 2006-02-01 | 2010 | 21 | 2 | BOILER #3-BIGELOW #347 NATURAL GAS | NATURAL GAS | 209 | Natural Gas |  |  | 16.5085 | E6FT3 | N | 24 | 7 | 48 | 24 | 7 | 18
1191398 | REGIS COLLEGE |  | 235 WELLESLEY ST |  | WESTON | MA | 024930000 | 235 WELLESLEY STREET |  | WESTON | MA | 024930000 | N | PRIVATE | SM25 | REGIS COLLEGE | 7817687000 | joseph.shaughnessy@regiscollege.edu | JOSEPH | SHAUGHNESSY | 7817687133 | joseph.shaughnessy@regiscollege.edu | JOSEPH | SHAUGHNESSY | 7817687133 | joseph.shaughnessy@regiscollege.edu | 2 | BOILER #4-CLEAVER BROOKS #CBLE20050015ST DUAL FUEL |  | BOILER | CLEAVER BROOKS | CBLE2005001SST | 2006-02-01 | 2010 | 21 | 1 | BOILER #4-CLEAVER BROOKS #CBLE20050015ST #2 OIL | NO.2 | 58 | Distillate Oil (No. 2) | 0.3 | 0 | 0 | E3GAL | N | 24 | 7 | 48 | 24 | 7 | 17
1191398 | REGIS COLLEGE |  | 235 WELLESLEY ST |  | WESTON | MA | 024930000 | 235 WELLESLEY STREET |  | WESTON | MA | 024930000 | N | PRIVATE | SM25 | REGIS COLLEGE | 7817687000 | joseph.shaughnessy@regiscollege.edu | JOSEPH | SHAUGHNESSY | 7817687133 | joseph.shaughnessy@regiscollege.edu | JOSEPH | SHAUGHNESSY | 7817687133 | joseph.shaughnessy@regiscollege.edu | 2 | BOILER #4-CLEAVER BROOKS #CBLE20050015ST DUAL FUEL |  | BOILER | CLEAVER BROOKS | CBLE2005001SST | 2006-02-01 | 2010 | 21 | 2 | BOILER #4-BIGELOW #347 NATURAL GAS B15 | NATURAL GAS | 209 | Natural Gas |  |  | 16.5085 | E6FT3 | N | 24 | 7 | 48 | 24 | 7 | 17
1191404 | MBTA SOUTH BAY MAINTENANCE |  | 275 DORCESTER AVE |  | BOSTON | MA | 021270000 | 21 ARLINGTON AVE. | BUILDING #2 | BOSTON | MA | 021290000 | Y | STATE | NM99 | MBTA | 6172221592 | JKearney@MBTA.com | JANIS | KEARNEY | 6172221592 | JKearney@mbta.com | JANIS | KEARNEY | 6172221592 | JKearney@mbta.com | 1 | BOILER #1 CLEAVER BROOKS CB200-700 DUAL FUEL |  | BOILER | CLEAVER BROOKS | CB200-700 | 1987-06-01 | 2009 | 29.219 | 1 | BOILER #1-CLEAVER BROOKS CB200-700 NATURAL GAS-OFF | NATURAL GAS | 209 | Natural Gas |  |  | 0 | E6FT3 | N | 1 | 1 | 1 | 0 | 0 | 0
1191404 | MBTA SOUTH BAY MAINTENANCE |  | 275 DORCESTER AVE |  | BOSTON | MA | 021270000 | 21 ARLINGTON AVE. | BUILDING #2 | BOSTON | MA | 021290000 | Y | STATE | NM99 | MBTA | 6172221592 | JKearney@MBTA.com | JANIS | KEARNEY | 6172221592 | JKearney@mbta.com | JANIS | KEARNEY | 6172221592 | JKearney@mbta.com | 1 | BOILER #1 CLEAVER BROOKS CB200-700 DUAL FUEL |  | BOILER | CLEAVER BROOKS | CB200-700 | 1987-06-01 | 2009 | 29.219 | 2 | BOILER #1-CLEAVER BROOKS CB200-700 #2 OIL-0.3S | NO.2 | 58 | Distillate Oil (No. 2) | 0.3 | 0.1 | 0 | E3GAL | N | 1 | 1 | 1 | 0 | 0 | 0
1191404 | MBTA SOUTH BAY MAINTENANCE |  | 275 DORCESTER AVE |  | BOSTON | MA | 021270000 | 21 ARLINGTON AVE. | BUILDING #2 | BOSTON | MA | 021290000 | Y | STATE | NM99 | MBTA | 6172221592 | JKearney@MBTA.com | JANIS | KEARNEY | 6172221592 | JKearney@mbta.com | JANIS | KEARNEY | 6172221592 | JKearney@mbta.com | 2 | BOILER #2-CLEAVER BROOKS CB200-700 DUAL FUEL |  | BOILER | CLEAVER BROOKS | CB 200-700 | 1987-06-01 | 2009 | 29 | 1 | BOILER #2-CLEAVER BROOKS CB200-700 NATURAL GAS-OFF | NATURAL GAS | 209 | Natural Gas |  |  | 0.907 | E6FT3 | N | 1 | 1 | 1 | 0 | 0 | 0
1191404 | MBTA SOUTH BAY MAINTENANCE |  | 275 DORCESTER AVE |  | BOSTON | MA | 021270000 | 21 ARLINGTON AVE. | BUILDING #2 | BOSTON | MA | 021290000 | Y | STATE | NM99 | MBTA | 6172221592 | JKearney@MBTA.com | JANIS | KEARNEY | 6172221592 | JKearney@mbta.com | JANIS | KEARNEY | 6172221592 | JKearney@mbta.com | 2 | BOILER #2-CLEAVER BROOKS CB200-700 DUAL FUEL |  | BOILER | CLEAVER BROOKS | CB 200-700 | 1987-06-01 | 2009 | 29 | 2 | BOILER #2-CLEAVER BROOKS CB200-700 #2 OIL-0.3S | NO.2 | 58 | Distillate Oil (No. 2) | 0.3 | 0.1 | 0 | E3GAL | N | 1 | 1 | 1 | 0 | 0 | 0
1191404 | MBTA SOUTH BAY MAINTENANCE |  | 275 DORCESTER AVE |  | BOSTON | MA | 021270000 | 21 ARLINGTON AVE. | BUILDING #2 | BOSTON | MA | 021290000 | Y | STATE | NM99 | MBTA | 6172221592 | JKearney@MBTA.com | JANIS | KEARNEY | 6172221592 | JKearney@mbta.com | JANIS | KEARNEY | 6172221592 | JKearney@mbta.com | 17 | EU-4 SEVEN (7) SPACE HEATERS EACH <3 MMBTU/HR) |  | FURNACE | HASTING/REZNOR | VARIOUS | 1992-01-01 | 2009 | 13.66 | 1 | NATURAL GAS | NATURAL GAS | 209 | Natural Gas |  |  | 12 | E6FT3 | N | 8 | 7 | 26 | 1 | 1 | 10
1191405 | GENZYME CORPORATION |  | 500 SOLDIERS FIELD RD |  | BOSTON | MA | 021340000 | 500 SOLDIERS FIELD RD |  | BOSTON | MA | 021340000 | N | PRIVATE | NM99 | GENZYME CORP | 6175624500 | Henry.Fitzgerald@genzyme.com | WILLIAM | BENSON | 6175624957 | William.Benson@genzyme.com | JESSE | GAWRYS | 6175624500 | jesse.gawrys@genzyme.com | 1 | EMERGENCY GENERATOR |  | ENGINE | CATERPILLAR | 3512 DI TA | 1993-06-01 | 2009 | 12.7 | 1 | DIESEL FUEL | DIESEL | 44 | DIESEL | 0.0015 | 0 | 0.437 | E3GAL | N | 1 | 1 | 52 | 1 | 1 | 22
1191435 | BOSTON SHIP REPAIR LLC | FKA ATLANTIC MARINE | 32A DRYDOCK AVE |  | BOSTON | MA | 022100000 | 32A DRYDOCK AVE |  | BOSTON | MA | 022100000 | N | PRIVATE | OP3 | ATLANTIC MARINE BOSTON LLC | 6173305045X323 | Esnyder@northeastship.com | EDWARD | SNYDER | 6173305045 | ESNYDER@NORTHEASTSHIP.COM | TIMOTHY | REARDON | 6173305045X329 | TREARDON@NORTHEASTSHIP.COM | 2 | CATERPILLAR MODEL 3512B GENERATOR 13.2 MMBTU/HR |  | ENGINE | CATERPILLAR | 3512B | 1999-08-13 | 2011 | 13.2 | 1 | ULSD | DIESEL | 44 | DIESEL | 0 | 0 | 5.376 | E3GAL | N | 24 | 1 | 12 | 24 | 1 | 4
1191481 | WESTIN HOTEL COPLEY |  | 10 HUNTINGTON AVE |  | BOSTON | MA | 021160000 | 10 HUNTINGTON AVE |  | BOSTON | MA | 021160000 | N | PRIVATE | NM50 | WESTIN COPLEY PLACE HOTEL | 6172626172 | michael.jorgenson@westin.com | JEFFREY | HANULEC | 6174247431 | jeff.hanulec@westin.com | JEFF | HANULEC | 6174247431 | jeff.hanulec@westin.com | 1 | BOILER #1-CLEAVER BROOKS CB700-250 8.625 MMBTU/HR | 2 | BOILER | CLEAVER BROOKS | CB700-250 | 1983-07-20 | 2010 | 18 | 1 | BOILER #1-CLEAVER BROOKS CB700-250 NATURAL GAS | NATURAL GAS | 209 | Natural Gas |  |  | 0 | E6FT3 | Y | 24 | 7 | 52 | 24 | 7 | 22
1191485 | HARVARD UNIVERSITY | FKA RADCLIFFE COLLEGE NORTH YARD | 46 LINNEAN ST |  | CAMBRIDGE | MA | 021390000 | 46 BLACKSTONE STREET |  | CAMBRIDGE | MA | 021390000 | N | PRIVATE | SM50 | UPPER QUAD RADCLIFFE CAMPUS | 6174952060 | GORDON_REYNOLDS@HARVARD.EDU | GORDON | REYNOLDS | 6174952060 | GORDON_REYNOLDS@HARVARD.EDU | MOHAMED | OMAR | 6174952060 | mohamed_omar@harvard.edu | 1 | BOILERS - <3 MM BTU/HR NATURAL GAS 34 UNITS | 34 | BOILER | 34 BOILERS GROUPED B/C OF SIZE AND FUEL USE | N/A | 1965-07-21 | 2010 | 24.83 | 1 | BOILERS -<3 MM BTU/HR (12 UNITS) NATURAL GAS | NATURAL GAS | 209 | Natural Gas |  |  | 23.18 | E6FT3 | N | 7 | 7 | 20 | 7 | 7 | 3
1191485 | HARVARD UNIVERSITY | FKA RADCLIFFE COLLEGE NORTH YARD | 46 LINNEAN ST |  | CAMBRIDGE | MA | 021390000 | 46 BLACKSTONE STREET |  | CAMBRIDGE | MA | 021390000 | N | PRIVATE | SM50 | UPPER QUAD RADCLIFFE CAMPUS | 6174952060 | GORDON_REYNOLDS@HARVARD.EDU | GORDON | REYNOLDS | 6174952060 | GORDON_REYNOLDS@HARVARD.EDU | MOHAMED | OMAR | 6174952060 | mohamed_omar@harvard.edu | 2 | BOILER - > 3 MM BTU/HR (3 UNITS) NG AND NO. 4 OIL | 3 | BOILER | CLEAVER BROOKS | CLEAVER BROOKS | 1965-07-21 | 2010 | 48.7 | 1 | BOILERS - >3 MM BTU/HR (5 UNITS) NATURAL GAS | NATURAL GAS | 209 | Natural Gas |  |  | 41.3 | E6FT3 | N | 6 | 7 | 20 | 6 | 7 | 3
1191485 | HARVARD UNIVERSITY | FKA RADCLIFFE COLLEGE NORTH YARD | 46 LINNEAN ST |  | CAMBRIDGE | MA | 021390000 | 46 BLACKSTONE STREET |  | CAMBRIDGE | MA | 021390000 | N | PRIVATE | SM50 | UPPER QUAD RADCLIFFE CAMPUS | 6174952060 | GORDON_REYNOLDS@HARVARD.EDU | GORDON | REYNOLDS | 6174952060 | GORDON_REYNOLDS@HARVARD.EDU | MOHAMED | OMAR | 6174952060 | mohamed_omar@harvard.edu | 2 | BOILER - > 3 MM BTU/HR (3 UNITS) NG AND NO. 4 OIL | 3 | BOILER | CLEAVER BROOKS | CLEAVER BROOKS | 1965-07-21 | 2010 | 48.7 | 2 | NO. 4 OIL-0.5 PERCENT SULFUR | NO.4 | 825 | Distillate Oil (No. 4) | 0.5 | 0.1 | 68.75 | E3GAL | N | 6 | 7 | 20 | 6 | 7 | 3
1191485 | HARVARD UNIVERSITY | FKA RADCLIFFE COLLEGE NORTH YARD | 46 LINNEAN ST |  | CAMBRIDGE | MA | 021390000 | 46 BLACKSTONE STREET |  | CAMBRIDGE | MA | 021390000 | N | PRIVATE | SM50 | UPPER QUAD RADCLIFFE CAMPUS | 6174952060 | GORDON_REYNOLDS@HARVARD.EDU | GORDON | REYNOLDS | 6174952060 | GORDON_REYNOLDS@HARVARD.EDU | MOHAMED | OMAR | 6174952060 | mohamed_omar@harvard.edu | 6 | PERKINS LABS BOILERS > 3 MMBTU/HR | 2 | BOILER | H.B SMITH | H.B. SMITH | 1972-01-01 | 2010 | 13.14 | 1 | NATURAL GAS | NATURAL GAS | 209 | Natural Gas |  |  | 7.02 | E6FT3 | N | 24 | 7 | 3 | 24 | 7 | 1
1191492 | HARVARD LONGWOOD CAMPUS |  | 200 LONGWOOD AVE |  | BOSTON | MA | 021150000 | 46 BLACKSTONE STREET |  | CAMBRIDGE | MA | 021380000 | N | PRIVATE | SM79-7 | HARVARD MEDICAL SCHOOL | 6174324321 | mary_corrigan@harvard.edu | GORDON | REYNOLDS | 6174961359 | gordon_reynolds@harvard.edu | MOHAMED | OMAR | 6173845019 | mohamed_omar@harvard.edu | 4 | HIM EMERGENCY GENERATOR | 3 | ENGINE | CATERPILLAR | 3512 | 1995-05-01 | 2009 | 12.56 | 1 | HIM EMERGENCY GENERATOR 0.0015 S | DIESEL | 44 | DIESEL | 0.0015 | 0 | 0.7 | E3GAL | N | 1 | 1 | 1 | 1 | 1 | 1
1191492 | HARVARD LONGWOOD CAMPUS |  | 200 LONGWOOD AVE |  | BOSTON | MA | 021150000 | 46 BLACKSTONE STREET |  | CAMBRIDGE | MA | 021380000 | N | PRIVATE | SM79-7 | HARVARD MEDICAL SCHOOL | 6174324321 | mary_corrigan@harvard.edu | GORDON | REYNOLDS | 6174961359 | gordon_reynolds@harvard.edu | MOHAMED | OMAR | 6173845019 | mohamed_omar@harvard.edu | 8 | NRB, TWO EMERGENCY GENERATORS |  | ENGINE | CATERPILLAR | 3512 | 2002-12-20 | 2009 | 30.1 | 1 | ULTRA LOW SULFUR OIL | DIESEL | 44 | DIESEL | 0.0015 | 0.1 | 5.32 | E3GAL | N | 1 | 1 | 1 | 1 | 1 | 1
1191504 | BOSTON GAS COMMERCIAL POINT LNG | FKA KEYSPAN ENERGY DELIVERY CP LNG | 220 VICTORY RD |  | BOSTON | MA | 021220000 | 40 SYLVAN RD | EZRA MCCARTHY/E3.698 | WALTHAM | MA | 024510000 | N | UTILITY | SM50 | BOSTON GAS D/B/A NATIONAL GRIS | 7819073645 | ezra.mccarthy@nationalgrid.com | ROBERT | TEETZ | 5165452577 | robert.teetz@nationalgrid.com | EZRA | MCCARTHY | 7819073645 | ezra.mccarthy@nationalgrid.com | 3 | THERMAL RESEARCH VAPORIZERS - H-1 |  | BOILER | THERMAL RESEARCH LNG VAPORIZER #1- NATURAL GAS | 12049 | 1968-09-01 | 2011 | 48 | 1 | LNG VAPORIZER #1-THERMAL RESEARCH NATURAL GAS | NATURAL GAS | 209 | Natural Gas |  |  | 2.893 | E6FT3 | N | 4 | 4 | 16 | 0 | 0 | 0
1191504 | BOSTON GAS COMMERCIAL POINT LNG | FKA KEYSPAN ENERGY DELIVERY CP LNG | 220 VICTORY RD |  | BOSTON | MA | 021220000 | 40 SYLVAN RD | EZRA MCCARTHY/E3.698 | WALTHAM | MA | 024510000 | N | UTILITY | SM50 | BOSTON GAS D/B/A NATIONAL GRIS | 7819073645 | ezra.mccarthy@nationalgrid.com | ROBERT | TEETZ | 5165452577 | robert.teetz@nationalgrid.com | EZRA | MCCARTHY | 7819073645 | ezra.mccarthy@nationalgrid.com | 4 | THERMAL RESEARCH VAPORIZER - H-2 |  | BOILER | THERMAL RESEARCH LNG VAPORIZER | 48-65 | 1968-09-01 | 2011 | 48 | 1 | LNG VAPORIZER #2-THERMAL RESEARCH NATURAL GAS | NATURAL GAS | 209 | Natural Gas |  |  | 2.893 | E6FT3 | N | 4 | 4 | 16 | 0 | 0 | 0
1191504 | BOSTON GAS COMMERCIAL POINT LNG | FKA KEYSPAN ENERGY DELIVERY CP LNG | 220 VICTORY RD |  | BOSTON | MA | 021220000 | 40 SYLVAN RD | EZRA MCCARTHY/E3.698 | WALTHAM | MA | 024510000 | N | UTILITY | SM50 | BOSTON GAS D/B/A NATIONAL GRIS | 7819073645 | ezra.mccarthy@nationalgrid.com | ROBERT | TEETZ | 5165452577 | robert.teetz@nationalgrid.com | EZRA | MCCARTHY | 7819073645 | ezra.mccarthy@nationalgrid.com | 5 | THERMAL RESEARCH VAPORIZER - H-3 |  | BOILER | THERMAL RESEARCH | 48-65 | 1968-09-01 | 2011 | 48 | 1 | LNG VAPORIZER #3-THERMAL RESEARCH NATURAL GAS | NATURAL GAS | 209 | Natural Gas |  |  | 2.893 | E6FT3 | N | 4 | 4 | 16 | 0 | 0 | 0
1191504 | BOSTON GAS COMMERCIAL POINT LNG | FKA KEYSPAN ENERGY DELIVERY CP LNG | 220 VICTORY RD |  | BOSTON | MA | 021220000 | 40 SYLVAN RD | EZRA MCCARTHY/E3.698 | WALTHAM | MA | 024510000 | N | UTILITY | SM50 | BOSTON GAS D/B/A NATIONAL GRIS | 7819073645 | ezra.mccarthy@nationalgrid.com | ROBERT | TEETZ | 5165452577 | robert.teetz@nationalgrid.com | EZRA | MCCARTHY | 7819073645 | ezra.mccarthy@nationalgrid.com | 11 | APPLIED THERMAL HEATER #1 |  | BOILER | APPLIED THERMAL LNG HEATER #1 | B3 | 1987-11-01 | 2011 | 64 | 1 | APPLIED THERMAL LNG HEATER/VAPORIZER NATURAL GAS | NATURAL GAS | 209 | Natural Gas |  |  | 1.2412 | E6FT3 | N | 8 | 3 | 20 | 1 | 1 | 3
1191515 | ONE FEDERAL STREET BUILDING |  | 1 FEDERAL ST |  | BOSTON | MA | 021100000 | ONE FEDERAL ST |  | BOSTON | MA | 021100000 | N | PRIVATE | SM25 | ONE FEDERAL LP (MANAGED BY TISHMAN SPEYER) | 6174829338 | jrogers@tishmanspeyer.com | BRIAN | CHAISSON | 6175320830 | BChaisso@TishmanSpeyer.com | JOHN | ROGERS | 6174829338 | jrogers@tishmanspeyer.com | 2 | CATERPILLAR 3512B GENERATOR 300 HRS RESTRICTION |  | ENGINE | CATERPILLAR | 3512B | 1997-06-25 | 2010 | 15.2 | 1 | NO. 2 FUEL OIL | DIESEL | 44 | DIESEL | 0.05 | 0 | 1.3518 | E3GAL | N | 1 | 1 | 14 | 1 | 1 | 5
1191521 | CROWN SERVICE SYSTEM |  | 39 DAMRELL ST |  | BOSTON | MA | 021270000 | 39 DAMRELL STREET |  | BOSTON | MA | 021270000 | N | PRIVATE | NM50 | CROWN LINEN SERVICE, INC. | 6172695310 | jmulvey@crownuniform.com | JOE | MULVEY | 6172695310 | jmulvey@crownuniform.com | JOE | MULVEY | 6172695310 | jmulvey@crownuniform.com | 1 | BOILER #1-CLEAVER BROOKS DUAL FUEL 12.5 MMBTU/HR |  | BOILER | CLEAVER BROOKS | 600-300 | 1981-01-01 | 2009 | 12.553 | 1 | BOILER #1-CLEAVER BROOKS #6 OIL 0.5S | NO.6 | 923 | Residual Oil (No. 6) | 0.5 | 0.1 | 40 | E3GAL | N | 12 | 5 | 52 | 12 | 5 | 22
1191521 | CROWN SERVICE SYSTEM |  | 39 DAMRELL ST |  | BOSTON | MA | 021270000 | 39 DAMRELL STREET |  | BOSTON | MA | 021270000 | N | PRIVATE | NM50 | CROWN LINEN SERVICE, INC. | 6172695310 | jmulvey@crownuniform.com | JOE | MULVEY | 6172695310 | jmulvey@crownuniform.com | JOE | MULVEY | 6172695310 | jmulvey@crownuniform.com | 1 | BOILER #1-CLEAVER BROOKS DUAL FUEL 12.5 MMBTU/HR |  | BOILER | CLEAVER BROOKS | 600-300 | 1981-01-01 | 2009 | 12.553 | 2 | BOILER #1-CLEAVER BROOKS NATURAL GAS | NATURAL GAS | 209 | Natural Gas |  |  | 0 | E6FT3 | N | 12 | 5 | 52 | 12 | 5 | 22
1191564 | BOSE CORPORATION |  | THE MOUNTAIN RD |  | FRAMINGHAM | MA | 017010000 | THE MOUNTAIN ROAD |  | FRAMINGHAM | MA | 017010000 | N | PRIVATE | NM25 | BOSE CORP | 5088797330 | Jack_Bailey@Bose.com | JACK | BAILEY | 5087667555 | Jack_Bailey@Bose.com | JACK | BAILEY | 5087667555 | Jack_Bailey@Bose.com | 1 | BOILERS #1(3)-H.B.SMITH G28A-2-15 9.99 MMBTU TOTA | 3 | BOILER | HB SMITH | G28A-W-15 | 1997-04-01 | 2011 | 10 | 1 | BOILERS #1(3)-H.B.SMITH G28A-W-15 NATURAL GAS | NATURAL GAS | 209 | Natural Gas |  |  | 5.2 | E6FT3 | N | 24 | 7 | 52 | 24 | 7 | 4
1191564 | BOSE CORPORATION |  | THE MOUNTAIN RD |  | FRAMINGHAM | MA | 017010000 | THE MOUNTAIN ROAD |  | FRAMINGHAM | MA | 017010000 | N | PRIVATE | NM25 | BOSE CORP | 5088797330 | Jack_Bailey@Bose.com | JACK | BAILEY | 5087667555 | Jack_Bailey@Bose.com | JACK | BAILEY | 5087667555 | Jack_Bailey@Bose.com | 5 | HVAC UNITS #1-VARIOUS MFGS 11.169 MMBTU/HR TOTAL | 48 | FURNACE | VARIOUS | UNKNOWN | 1990-01-01 | 2011 | 11.169 | 1 | HVAC UNITS #1-VARIOUS MFGS NATURAL GAS | NATURAL GAS | 209 | Natural Gas |  |  | 5.8 | E6FT3 | N | 24 | 7 | 52 | 24 | 7 | 4
1191578 | BOSTON UNIVERSITY PHYSICAL PLANT |  | 120 ASHFORD ST |  | BOSTON | MA | 021340000 | 120 ASHFORD STREET |  | BOSTON | MA | 021340000 | N | PRIVATE | OP5.5 | TRUSTEES OF BOSTON UNIVERSITY | 6173539162 | tomdaley@bu.edu | THOMAS | DALEY | 6173539162 | tomdaley@bu.edu | STEPHEN | SLOCOMB | 9784616214 | sslocomb@epsilonassociates.com | 4 | BOILER #EU-4 - CLEAVER BROOKS #4 OIL 763 COMM AVE |  | BOILER | CLEAVER BROOKS | CB655-600 | 1962-03-01 | 2011 | 25.1 | 1 | BOILER #EU-4 - CLVR BRKS #4 OIL .5S 763 COMM AVE | NO.4 | 825 | Distillate Oil (No. 4) | 0.5 | 1 | 0 | E3GAL | N | 24 | 7 | 52 | 24 | 7 | 22
1191578 | BOSTON UNIVERSITY PHYSICAL PLANT |  | 120 ASHFORD ST |  | BOSTON | MA | 021340000 | 120 ASHFORD STREET |  | BOSTON | MA | 021340000 | N | PRIVATE | OP5.5 | TRUSTEES OF BOSTON UNIVERSITY | 6173539162 | tomdaley@bu.edu | THOMAS | DALEY | 6173539162 | tomdaley@bu.edu | STEPHEN | SLOCOMB | 9784616214 | sslocomb@epsilonassociates.com | 4 | BOILER #EU-4 - CLEAVER BROOKS #4 OIL 763 COMM AVE |  | BOILER | CLEAVER BROOKS | CB655-600 | 1962-03-01 | 2011 | 25.1 | 2 | NATURAL GAS | NATURAL GAS | 209 | Natural Gas |  |  | 40.46 | E6FT3 | N | 24 | 7 | 52 | 24 | 7 | 22
1191578 | BOSTON UNIVERSITY PHYSICAL PLANT |  | 120 ASHFORD ST |  | BOSTON | MA | 021340000 | 120 ASHFORD STREET |  | BOSTON | MA | 021340000 | N | PRIVATE | OP5.5 | TRUSTEES OF BOSTON UNIVERSITY | 6173539162 | tomdaley@bu.edu | THOMAS | DALEY | 6173539162 | tomdaley@bu.edu | STEPHEN | SLOCOMB | 9784616214 | sslocomb@epsilonassociates.com | 5 | BOILER #5- CLEAVER BROOKS #4 OIL 763 COMM AVE |  | BOILER | CLEAVER BROOKS | CB655-600 | 1962-03-01 | 2011 | 25.1 | 1 | BOILER #EU-5 - CLVR BRKS #4 OIL .5S 763 COMM AVE | NO.4 | 825 | Distillate Oil (No. 4) | 0.5 | 1 | 0 | E3GAL | N | 24 | 7 | 52 | 24 | 7 | 22
1191578 | BOSTON UNIVERSITY PHYSICAL PLANT |  | 120 ASHFORD ST |  | BOSTON | MA | 021340000 | 120 ASHFORD STREET |  | BOSTON | MA | 021340000 | N | PRIVATE | OP5.5 | TRUSTEES OF BOSTON UNIVERSITY | 6173539162 | tomdaley@bu.edu | THOMAS | DALEY | 6173539162 | tomdaley@bu.edu | STEPHEN | SLOCOMB | 9784616214 | sslocomb@epsilonassociates.com | 5 | BOILER #5- CLEAVER BROOKS #4 OIL 763 COMM AVE |  | BOILER | CLEAVER BROOKS | CB655-600 | 1962-03-01 | 2011 | 25.1 | 2 | NATURAL GAS | NATURAL GAS | 209 | Natural Gas |  |  | 40.46 | E6FT3 | N | 24 | 7 | 52 | 24 | 7 | 22
1191578 | BOSTON UNIVERSITY PHYSICAL PLANT |  | 120 ASHFORD ST |  | BOSTON | MA | 021340000 | 120 ASHFORD STREET |  | BOSTON | MA | 021340000 | N | PRIVATE | OP5.5 | TRUSTEES OF BOSTON UNIVERSITY | 6173539162 | tomdaley@bu.edu | THOMAS | DALEY | 6173539162 | tomdaley@bu.edu | STEPHEN | SLOCOMB | 9784616214 | sslocomb@epsilonassociates.com | 6 | BOILER #6- CLEAVER BROOKS #4 OIL |  | BOILER | CLEAVER BROOKS | CB655-600 | 1962-03-01 | 2011 | 25.1 | 1 | BOILER #EU-6 - CLVR BRKS #4 OIL .5S 763 COMM AVE | NO.4 | 825 | Distillate Oil (No. 4) | 0.5 | 1 | 0 | E3GAL | N | 24 | 7 | 52 | 24 | 7 | 22
1191578 | BOSTON UNIVERSITY PHYSICAL PLANT |  | 120 ASHFORD ST |  | BOSTON | MA | 021340000 | 120 ASHFORD STREET |  | BOSTON | MA | 021340000 | N | PRIVATE | OP5.5 | TRUSTEES OF BOSTON UNIVERSITY | 6173539162 | tomdaley@bu.edu | THOMAS | DALEY | 6173539162 | tomdaley@bu.edu | STEPHEN | SLOCOMB | 9784616214 | sslocomb@epsilonassociates.com | 6 | BOILER #6- CLEAVER BROOKS #4 OIL |  | BOILER | CLEAVER BROOKS | CB655-600 | 1962-03-01 | 2011 | 25.1 | 2 | FUEL #2 NATURAL GAS | NATURAL GAS | 209 | Natural Gas |  |  | 40.46 | E6FT3 | N | 24 | 7 | 52 | 24 | 7 | 22
1191578 | BOSTON UNIVERSITY PHYSICAL PLANT |  | 120 ASHFORD ST |  | BOSTON | MA | 021340000 | 120 ASHFORD STREET |  | BOSTON | MA | 021340000 | N | PRIVATE | OP5.5 | TRUSTEES OF BOSTON UNIVERSITY | 6173539162 | tomdaley@bu.edu | THOMAS | DALEY | 6173539162 | tomdaley@bu.edu | STEPHEN | SLOCOMB | 9784616214 | sslocomb@epsilonassociates.com | 7 | BOILER #7- CLEAVER BROOKS #4 OIL |  | BOILER | CLEAVER BROOKS | CB655-600 | 1962-03-01 | 2011 | 25.1 | 1 | BOILER #EU-7 - CLVR BRKS #4 OIL .5S 763 COMM AVE | NO.4 | 825 | Distillate Oil (No. 4) | 0.5 | 1 | 0 | E3GAL | N | 24 | 7 | 52 | 24 | 7 | 22
1191578 | BOSTON UNIVERSITY PHYSICAL PLANT |  | 120 ASHFORD ST |  | BOSTON | MA | 021340000 | 120 ASHFORD STREET |  | BOSTON | MA | 021340000 | N | PRIVATE | OP5.5 | TRUSTEES OF BOSTON UNIVERSITY | 6173539162 | tomdaley@bu.edu | THOMAS | DALEY | 6173539162 | tomdaley@bu.edu | STEPHEN | SLOCOMB | 9784616214 | sslocomb@epsilonassociates.com | 7 | BOILER #7- CLEAVER BROOKS #4 OIL |  | BOILER | CLEAVER BROOKS | CB655-600 | 1962-03-01 | 2011 | 25.1 | 2 | FUEL #2 NATURAL GAS | NATURAL GAS | 209 | Natural Gas |  |  | 15.86 | E6FT3 | N | 24 | 7 | 52 | 24 | 7 | 22
1191578 | BOSTON UNIVERSITY PHYSICAL PLANT |  | 120 ASHFORD ST |  | BOSTON | MA | 021340000 | 120 ASHFORD STREET |  | BOSTON | MA | 021340000 | N | PRIVATE | OP5.5 | TRUSTEES OF BOSTON UNIVERSITY | 6173539162 | tomdaley@bu.edu | THOMAS | DALEY | 6173539162 | tomdaley@bu.edu | STEPHEN | SLOCOMB | 9784616214 | sslocomb@epsilonassociates.com | 8 | BOILER #8- CLEAVER BROOKS #4 OIL |  | BOILER | CLEAVER BROOKS | CB655-600 | 1962-03-01 | 2011 | 25.1 | 1 | BOILER EU-8 - CLVR BRKS 6 OIL .5S 763 COMM AVE | NO.4 | 825 | Distillate Oil (No. 4) | 0.5 | 1 | 0 | E3GAL | N | 24 | 7 | 52 | 24 | 7 | 22
1191578 | BOSTON UNIVERSITY PHYSICAL PLANT |  | 120 ASHFORD ST |  | BOSTON | MA | 021340000 | 120 ASHFORD STREET |  | BOSTON | MA | 021340000 | N | PRIVATE | OP5.5 | TRUSTEES OF BOSTON UNIVERSITY | 6173539162 | tomdaley@bu.edu | THOMAS | DALEY | 6173539162 | tomdaley@bu.edu | STEPHEN | SLOCOMB | 9784616214 | sslocomb@epsilonassociates.com | 8 | BOILER #8- CLEAVER BROOKS #4 OIL |  | BOILER | CLEAVER BROOKS | CB655-600 | 1962-03-01 | 2011 | 25.1 | 2 | FUEL #2 NATURAL GAS | NATURAL GAS | 209 | Natural Gas |  |  | 15.86 | E6FT3 | N | 24 | 7 | 52 | 24 | 7 | 22
1191578 | BOSTON UNIVERSITY PHYSICAL PLANT |  | 120 ASHFORD ST |  | BOSTON | MA | 021340000 | 120 ASHFORD STREET |  | BOSTON | MA | 021340000 | N | PRIVATE | OP5.5 | TRUSTEES OF BOSTON UNIVERSITY | 6173539162 | tomdaley@bu.edu | THOMAS | DALEY | 6173539162 | tomdaley@bu.edu | STEPHEN | SLOCOMB | 9784616214 | sslocomb@epsilonassociates.com | 11 | BOILER 11- CLEAVER BROOKS CB200-350-15 #2 NAT GAS |  | BOILER | CLEAVER BROOKS | CB200-350-15 | 1996-03-03 | 2011 | 14.7 | 1 | BLR EU-11 -CB200-350-15 NATURAL GAS 22 BABBIT | NATURAL GAS | 209 | Natural Gas |  |  | 13.18 | E6FT3 | N | 24 | 7 | 52 | 24 | 7 | 22
1191578 | BOSTON UNIVERSITY PHYSICAL PLANT |  | 120 ASHFORD ST |  | BOSTON | MA | 021340000 | 120 ASHFORD STREET |  | BOSTON | MA | 021340000 | N | PRIVATE | OP5.5 | TRUSTEES OF BOSTON UNIVERSITY | 6173539162 | tomdaley@bu.edu | THOMAS | DALEY | 6173539162 | tomdaley@bu.edu | STEPHEN | SLOCOMB | 9784616214 | sslocomb@epsilonassociates.com | 11 | BOILER 11- CLEAVER BROOKS CB200-350-15 #2 NAT GAS |  | BOILER | CLEAVER BROOKS | CB200-350-15 | 1996-03-03 | 2011 | 14.7 | 2 | BLR EU-11 -CB200-350-15 #2 OIL 0.05S 22 BABBIT | NO.2 | 58 | Distillate Oil (No. 2) | 0.0015 | 0 | 0 | E3GAL | N | 24 | 7 | 52 | 24 | 7 | 22
1191578 | BOSTON UNIVERSITY PHYSICAL PLANT |  | 120 ASHFORD ST |  | BOSTON | MA | 021340000 | 120 ASHFORD STREET |  | BOSTON | MA | 021340000 | N | PRIVATE | OP5.5 | TRUSTEES OF BOSTON UNIVERSITY | 6173539162 | tomdaley@bu.edu | THOMAS | DALEY | 6173539162 | tomdaley@bu.edu | STEPHEN | SLOCOMB | 9784616214 | sslocomb@epsilonassociates.com | 12 | BOILER 12- CB200-350-15 #2 OIL NAT GAS 22 BABB |  | BOILER | CLEAVER BROOKS | CB200-350-15 | 1996-03-03 | 2011 | 14.5 | 1 | BLR EU-12 -CB200-350-15 NATURAL GAS 22 BABBIT | NATURAL GAS | 209 | Natural Gas |  |  | 13.18 | E6FT3 | N | 24 | 7 | 52 | 24 | 7 | 22
1191578 | BOSTON UNIVERSITY PHYSICAL PLANT |  | 120 ASHFORD ST |  | BOSTON | MA | 021340000 | 120 ASHFORD STREET |  | BOSTON | MA | 021340000 | N | PRIVATE | OP5.5 | TRUSTEES OF BOSTON UNIVERSITY | 6173539162 | tomdaley@bu.edu | THOMAS | DALEY | 6173539162 | tomdaley@bu.edu | STEPHEN | SLOCOMB | 9784616214 | sslocomb@epsilonassociates.com | 12 | BOILER 12- CB200-350-15 #2 OIL NAT GAS 22 BABB |  | BOILER | CLEAVER BROOKS | CB200-350-15 | 1996-03-03 | 2011 | 14.5 | 2 | BLR EU-12 -CB200-350-15 #2 OIL 0.05 S 22 BABBIT | NO.2 | 58 | Distillate Oil (No. 2) | 0.0015 | 0 | 0 | E3GAL | N | 24 | 7 | 52 | 24 | 7 | 22
1191578 | BOSTON UNIVERSITY PHYSICAL PLANT |  | 120 ASHFORD ST |  | BOSTON | MA | 021340000 | 120 ASHFORD STREET |  | BOSTON | MA | 021340000 | N | PRIVATE | OP5.5 | TRUSTEES OF BOSTON UNIVERSITY | 6173539162 | tomdaley@bu.edu | THOMAS | DALEY | 6173539162 | tomdaley@bu.edu | STEPHEN | SLOCOMB | 9784616214 | sslocomb@epsilonassociates.com | 13 | EU13 BOILER 11- CLEAVER BROOKS #2 OIL NAT GAS |  | BOILER | CLEAVER BROOKS | CB200-350-15 | 1996-03-03 | 2011 | 14.5 | 1 | BLR EU-13 -CB200-350-15 NATURAL GAS 22 BABBIT | NATURAL GAS | 209 | Natural Gas |  |  | 13.18 | E6FT3 | N | 24 | 7 | 52 | 24 | 7 | 22
1191578 | BOSTON UNIVERSITY PHYSICAL PLANT |  | 120 ASHFORD ST |  | BOSTON | MA | 021340000 | 120 ASHFORD STREET |  | BOSTON | MA | 021340000 | N | PRIVATE | OP5.5 | TRUSTEES OF BOSTON UNIVERSITY | 6173539162 | tomdaley@bu.edu | THOMAS | DALEY | 6173539162 | tomdaley@bu.edu | STEPHEN | SLOCOMB | 9784616214 | sslocomb@epsilonassociates.com | 13 | EU13 BOILER 11- CLEAVER BROOKS #2 OIL NAT GAS |  | BOILER | CLEAVER BROOKS | CB200-350-15 | 1996-03-03 | 2011 | 14.5 | 2 | BLR EU-13 -CB200-350-15 #2 OIL 0.05S 22 BABBIT | NO.2 | 58 | Distillate Oil (No. 2) | 0.0015 | 0 | 0 | E3GAL | N | 24 | 7 | 52 | 24 | 7 | 22
1191578 | BOSTON UNIVERSITY PHYSICAL PLANT |  | 120 ASHFORD ST |  | BOSTON | MA | 021340000 | 120 ASHFORD STREET |  | BOSTON | MA | 021340000 | N | PRIVATE | OP5.5 | TRUSTEES OF BOSTON UNIVERSITY | 6173539162 | tomdaley@bu.edu | THOMAS | DALEY | 6173539162 | tomdaley@bu.edu | STEPHEN | SLOCOMB | 9784616214 | sslocomb@epsilonassociates.com | 14 | EMR GEN EU-14 - CAT SR-4B #2 OIL |  | ENGINE | CATERPILLAR | SR-4B | 1996-01-01 | 2011 | 12.082 | 1 | EMR GEN EU-14 -CAT SR-4B #2 OIL 0.05S 22 BABBIT | DIESEL | 44 | DIESEL | 0.0015 | 0 | 0.95 | E3GAL | N | 1 | 1 | 11 | 1 | 1 | 11
1191578 | BOSTON UNIVERSITY PHYSICAL PLANT |  | 120 ASHFORD ST |  | BOSTON | MA | 021340000 | 120 ASHFORD STREET |  | BOSTON | MA | 021340000 | N | PRIVATE | OP5.5 | TRUSTEES OF BOSTON UNIVERSITY | 6173539162 | tomdaley@bu.edu | THOMAS | DALEY | 6173539162 | tomdaley@bu.edu | STEPHEN | SLOCOMB | 9784616214 | sslocomb@epsilonassociates.com | 15 | EMEG GEN EU-15-CUMMINS 1734F1 #2 OIL 595 COMM AVE |  | ENGINE | CUMMINS | HC 1734F1 | 1996-01-01 | 2011 | 11.6 | 1 | EMR GEN EU-15 -CUMMINS #2 OIL O.05S 595 COMM | DIESEL | 44 | DIESEL | 0.0015 | 0 | 0.8 | E3GAL | N | 1 | 1 | 10 | 1 | 1 | 10
1191578 | BOSTON UNIVERSITY PHYSICAL PLANT |  | 120 ASHFORD ST |  | BOSTON | MA | 021340000 | 120 ASHFORD STREET |  | BOSTON | MA | 021340000 | N | PRIVATE | OP5.5 | TRUSTEES OF BOSTON UNIVERSITY | 6173539162 | tomdaley@bu.edu | THOMAS | DALEY | 6173539162 | tomdaley@bu.edu | STEPHEN | SLOCOMB | 9784616214 | sslocomb@epsilonassociates.com | 18 | MISC BOILERS (26) DUAL FUEL | 26 | BOILER | MISCELLANEOUS | MISCELLANEOUS | 1980-01-01 | 2011 | 14.7 | 1 | MISC BOILERS (26) NATURAL GAS | NATURAL GAS | 209 | Natural Gas |  |  | 6.57 | E6FT3 | N | 24 | 7 | 52 | 24 | 7 | 22
1191578 | BOSTON UNIVERSITY PHYSICAL PLANT |  | 120 ASHFORD ST |  | BOSTON | MA | 021340000 | 120 ASHFORD STREET |  | BOSTON | MA | 021340000 | N | PRIVATE | OP5.5 | TRUSTEES OF BOSTON UNIVERSITY | 6173539162 | tomdaley@bu.edu | THOMAS | DALEY | 6173539162 | tomdaley@bu.edu | STEPHEN | SLOCOMB | 9784616214 | sslocomb@epsilonassociates.com | 18 | MISC BOILERS (26) DUAL FUEL | 26 | BOILER | MISCELLANEOUS | MISCELLANEOUS | 1980-01-01 | 2011 | 14.7 | 2 | MISC BOILERS (24) #2 OIL 0.3S | NO.2 | 58 | Distillate Oil (No. 2) | 0.3 | 0 | 39.33 | E3GAL | N | 24 | 7 | 52 | 24 | 7 | 22
1191578 | BOSTON UNIVERSITY PHYSICAL PLANT |  | 120 ASHFORD ST |  | BOSTON | MA | 021340000 | 120 ASHFORD STREET |  | BOSTON | MA | 021340000 | N | PRIVATE | OP5.5 | TRUSTEES OF BOSTON UNIVERSITY | 6173539162 | tomdaley@bu.edu | THOMAS | DALEY | 6173539162 | tomdaley@bu.edu | STEPHEN | SLOCOMB | 9784616214 | sslocomb@epsilonassociates.com | 20 | MISC BOILERS (59) NATURAL GAS <0.3 MMBTU/HR | 59 | BOILER | MISCELLANEOUS | MISCELLANEOUS | 1980-01-01 | 2011 | 67.12 | 1 | MISC BOILERS (56) NATURAL GAS | NATURAL GAS | 209 | Natural Gas |  |  | 35.53 | E6FT3 | N | 24 | 7 | 52 | 24 | 7 | 22
1191578 | BOSTON UNIVERSITY PHYSICAL PLANT |  | 120 ASHFORD ST |  | BOSTON | MA | 021340000 | 120 ASHFORD STREET |  | BOSTON | MA | 021340000 | N | PRIVATE | OP5.5 | TRUSTEES OF BOSTON UNIVERSITY | 6173539162 | tomdaley@bu.edu | THOMAS | DALEY | 6173539162 | tomdaley@bu.edu | STEPHEN | SLOCOMB | 9784616214 | sslocomb@epsilonassociates.com | 25 | EMERGENCY GENS - 13 SMALL RECIP DIESEL #2 OIL | 13 | ENGINE | MISCELLANEOUS | MISCELLANEOUS | 1980-01-01 | 2011 | 17.95 | 1 | EMGEN EU-25- 4 RECIP DIESEL #2 OIL 0.3 S | DIESEL | 44 | DIESEL | 0.0015 | 0 | 1.1 | E3GAL | N | 1 | 1 | 26 | 1 | 1 | 13
1191578 | BOSTON UNIVERSITY PHYSICAL PLANT |  | 120 ASHFORD ST |  | BOSTON | MA | 021340000 | 120 ASHFORD STREET |  | BOSTON | MA | 021340000 | N | PRIVATE | OP5.5 | TRUSTEES OF BOSTON UNIVERSITY | 6173539162 | tomdaley@bu.edu | THOMAS | DALEY | 6173539162 | tomdaley@bu.edu | STEPHEN | SLOCOMB | 9784616214 | sslocomb@epsilonassociates.com | 63 | BOILER EU-17 CLEAVER BROOKS #800-200-15 DUAL FUEL |  | BOILER | CLEAVER BROOKS | CB-200-800-15 | 2000-01-01 | 2011 | 32.685 | 1 | BOILER EU-17 CLVR BRKS CB800-200-15 NATURAL GAS | NATURAL GAS | 209 | Natural Gas |  |  | 43.29 | E6FT3 | N | 24 | 7 | 52 | 24 | 7 | 13
1191578 | BOSTON UNIVERSITY PHYSICAL PLANT |  | 120 ASHFORD ST |  | BOSTON | MA | 021340000 | 120 ASHFORD STREET |  | BOSTON | MA | 021340000 | N | PRIVATE | OP5.5 | TRUSTEES OF BOSTON UNIVERSITY | 6173539162 | tomdaley@bu.edu | THOMAS | DALEY | 6173539162 | tomdaley@bu.edu | STEPHEN | SLOCOMB | 9784616214 | sslocomb@epsilonassociates.com | 63 | BOILER EU-17 CLEAVER BROOKS #800-200-15 DUAL FUEL |  | BOILER | CLEAVER BROOKS | CB-200-800-15 | 2000-01-01 | 2011 | 32.685 | 2 | BOILER EU-17 CLVR BRKS CB800-200-15 #2 OIL@.05S | NO.2 | 58 | Distillate Oil (No. 2) | 0.0015 | 0 | 0 | E3GAL | N | 24 | 7 | 52 | 24 | 7 | 13
1191578 | BOSTON UNIVERSITY PHYSICAL PLANT |  | 120 ASHFORD ST |  | BOSTON | MA | 021340000 | 120 ASHFORD STREET |  | BOSTON | MA | 021340000 | N | PRIVATE | OP5.5 | TRUSTEES OF BOSTON UNIVERSITY | 6173539162 | tomdaley@bu.edu | THOMAS | DALEY | 6173539162 | tomdaley@bu.edu | STEPHEN | SLOCOMB | 9784616214 | sslocomb@epsilonassociates.com | 64 | BOILER EU-18 CLEAVER BROOKS #200-800-15 DUAL FUEL |  | BOILER | CLEAVER BROOKS | CB-200-800-15 | 2000-01-01 | 2011 | 32.685 | 1 | BOILER EU-18 CLVR BRKS CB800-200-15 NATURAL GAS | NATURAL GAS | 209 | Natural Gas |  |  | 43.29 | E6FT3 | N | 24 | 7 | 52 | 24 | 7 | 22
1191578 | BOSTON UNIVERSITY PHYSICAL PLANT |  | 120 ASHFORD ST |  | BOSTON | MA | 021340000 | 120 ASHFORD STREET |  | BOSTON | MA | 021340000 | N | PRIVATE | OP5.5 | TRUSTEES OF BOSTON UNIVERSITY | 6173539162 | tomdaley@bu.edu | THOMAS | DALEY | 6173539162 | tomdaley@bu.edu | STEPHEN | SLOCOMB | 9784616214 | sslocomb@epsilonassociates.com | 64 | BOILER EU-18 CLEAVER BROOKS #200-800-15 DUAL FUEL |  | BOILER | CLEAVER BROOKS | CB-200-800-15 | 2000-01-01 | 2011 | 32.685 | 2 | BOILER EU-18 CLVR BRKS CB800-200-15 #2 OIL@.O5 S | NO.2 | 58 | Distillate Oil (No. 2) | 0.05 | 0 | 0 | E3GAL | N | 24 | 7 | 52 | 24 | 7 | 22
1191578 | BOSTON UNIVERSITY PHYSICAL PLANT |  | 120 ASHFORD ST |  | BOSTON | MA | 021340000 | 120 ASHFORD STREET |  | BOSTON | MA | 021340000 | N | PRIVATE | OP5.5 | TRUSTEES OF BOSTON UNIVERSITY | 6173539162 | tomdaley@bu.edu | THOMAS | DALEY | 6173539162 | tomdaley@bu.edu | STEPHEN | SLOCOMB | 9784616214 | sslocomb@epsilonassociates.com | 65 | BOILER EU-19 CLEAVER BROOKS #800-200-15 DUAL FUEL |  | BOILER | CLEAVER BROOKS | CB-200-800-15 | 2000-01-01 | 2011 | 32.685 | 1 | BOILER EU-19 CLEAVER BROOKS #800-200-15 NAT GAS | NATURAL GAS | 209 | Natural Gas |  |  | 43.29 | E6FT3 | N | 24 | 7 | 52 | 24 | 7 | 13
1191578 | BOSTON UNIVERSITY PHYSICAL PLANT |  | 120 ASHFORD ST |  | BOSTON | MA | 021340000 | 120 ASHFORD STREET |  | BOSTON | MA | 021340000 | N | PRIVATE | OP5.5 | TRUSTEES OF BOSTON UNIVERSITY | 6173539162 | tomdaley@bu.edu | THOMAS | DALEY | 6173539162 | tomdaley@bu.edu | STEPHEN | SLOCOMB | 9784616214 | sslocomb@epsilonassociates.com | 65 | BOILER EU-19 CLEAVER BROOKS #800-200-15 DUAL FUEL |  | BOILER | CLEAVER BROOKS | CB-200-800-15 | 2000-01-01 | 2011 | 32.685 | 2 | BOILER EU-19 CLEAVER BROOKS #800-200-15 #2 OIL@.05 | NO.2 | 58 | Distillate Oil (No. 2) | 0.05 | 0 | 0 | E3GAL | N | 24 | 7 | 52 | 24 | 7 | 13
1191578 | BOSTON UNIVERSITY PHYSICAL PLANT |  | 120 ASHFORD ST |  | BOSTON | MA | 021340000 | 120 ASHFORD STREET |  | BOSTON | MA | 021340000 | N | PRIVATE | OP5.5 | TRUSTEES OF BOSTON UNIVERSITY | 6173539162 | tomdaley@bu.edu | THOMAS | DALEY | 6173539162 | tomdaley@bu.edu | STEPHEN | SLOCOMB | 9784616214 | sslocomb@epsilonassociates.com | 66 | BOILER EU-20 CLEAVER BROOKS 800-200-15 DUAL FUEL |  | BOILER | CLEAVER BROOKS | CB-200-800-15 | 2000-01-01 | 2011 | 32.685 | 1 | BOILER EU-20 CLEAVER BROOKS #800-200-15 NAT GAS | NATURAL GAS | 209 | Natural Gas |  |  | 43.29 | E6FT3 | N | 24 | 7 | 52 | 24 | 7 | 22
1191578 | BOSTON UNIVERSITY PHYSICAL PLANT |  | 120 ASHFORD ST |  | BOSTON | MA | 021340000 | 120 ASHFORD STREET |  | BOSTON | MA | 021340000 | N | PRIVATE | OP5.5 | TRUSTEES OF BOSTON UNIVERSITY | 6173539162 | tomdaley@bu.edu | THOMAS | DALEY | 6173539162 | tomdaley@bu.edu | STEPHEN | SLOCOMB | 9784616214 | sslocomb@epsilonassociates.com | 66 | BOILER EU-20 CLEAVER BROOKS 800-200-15 DUAL FUEL |  | BOILER | CLEAVER BROOKS | CB-200-800-15 | 2000-01-01 | 2011 | 32.685 | 2 | BOILER EU-20 CLEAVER BROOKS #800-200-15 #2 OIL@.05 | NO.2 | 58 | Distillate Oil (No. 2) | 0.0015 | 0 | 0 | E3GAL | N | 24 | 7 | 52 | 24 | 7 | 22
1191578 | BOSTON UNIVERSITY PHYSICAL PLANT |  | 120 ASHFORD ST |  | BOSTON | MA | 021340000 | 120 ASHFORD STREET |  | BOSTON | MA | 021340000 | N | PRIVATE | OP5.5 | TRUSTEES OF BOSTON UNIVERSITY | 6173539162 | tomdaley@bu.edu | THOMAS | DALEY | 6173539162 | tomdaley@bu.edu | STEPHEN | SLOCOMB | 9784616214 | sslocomb@epsilonassociates.com | 67 | BOILER EU-21 CLEAVER BROOKS #800-200-15 DUAL FUEL |  | BOILER | CLEAVER BROOKS | CB-200-800-15 | 2000-01-01 | 2011 | 32.685 | 1 | BOILER EU-21 CLEAVER BROOKS #800-200-15 NAT GAS | NATURAL GAS | 209 | Natural Gas |  |  | 43.29 | E6FT3 | N | 24 | 7 | 42 | 24 | 7 | 13
1191578 | BOSTON UNIVERSITY PHYSICAL PLANT |  | 120 ASHFORD ST |  | BOSTON | MA | 021340000 | 120 ASHFORD STREET |  | BOSTON | MA | 021340000 | N | PRIVATE | OP5.5 | TRUSTEES OF BOSTON UNIVERSITY | 6173539162 | tomdaley@bu.edu | THOMAS | DALEY | 6173539162 | tomdaley@bu.edu | STEPHEN | SLOCOMB | 9784616214 | sslocomb@epsilonassociates.com | 67 | BOILER EU-21 CLEAVER BROOKS #800-200-15 DUAL FUEL |  | BOILER | CLEAVER BROOKS | CB-200-800-15 | 2000-01-01 | 2011 | 32.685 | 2 | BOILER EU-21 CLEAVER BROOKS #800-200-15 #2 OIL@.05 | NO.2 | 58 | Distillate Oil (No. 2) | 0.0015 | 0 | 0 | E3GAL | N | 24 | 7 | 42 | 24 | 7 | 13
1191578 | BOSTON UNIVERSITY PHYSICAL PLANT |  | 120 ASHFORD ST |  | BOSTON | MA | 021340000 | 120 ASHFORD STREET |  | BOSTON | MA | 021340000 | N | PRIVATE | OP5.5 | TRUSTEES OF BOSTON UNIVERSITY | 6173539162 | tomdaley@bu.edu | THOMAS | DALEY | 6173539162 | tomdaley@bu.edu | STEPHEN | SLOCOMB | 9784616214 | sslocomb@epsilonassociates.com | 70 | EU22 LIFE SCIENCE AND ENGINEERING BOILER 1 |  | BOILER | CLEAVER BROOKS | CBLE-200-500-125 | 2005-01-01 | 2011 | 20.92 | 1 | NATURAL GAS | NATURAL GAS | 209 | Natural Gas |  |  | 15.86 | E6FT3 | N | 24 | 7 | 52 | 24 | 7 | 22
1191578 | BOSTON UNIVERSITY PHYSICAL PLANT |  | 120 ASHFORD ST |  | BOSTON | MA | 021340000 | 120 ASHFORD STREET |  | BOSTON | MA | 021340000 | N | PRIVATE | OP5.5 | TRUSTEES OF BOSTON UNIVERSITY | 6173539162 | tomdaley@bu.edu | THOMAS | DALEY | 6173539162 | tomdaley@bu.edu | STEPHEN | SLOCOMB | 9784616214 | sslocomb@epsilonassociates.com | 70 | EU22 LIFE SCIENCE AND ENGINEERING BOILER 1 |  | BOILER | CLEAVER BROOKS | CBLE-200-500-125 | 2005-01-01 | 2011 | 20.92 | 2 | 0.05 S DISTILLATE OIL | NO.2 | 58 | Distillate Oil (No. 2) | 0.0015 |  | 0 | E3GAL | N | 24 | 7 | 52 | 24 | 7 | 22
1191578 | BOSTON UNIVERSITY PHYSICAL PLANT |  | 120 ASHFORD ST |  | BOSTON | MA | 021340000 | 120 ASHFORD STREET |  | BOSTON | MA | 021340000 | N | PRIVATE | OP5.5 | TRUSTEES OF BOSTON UNIVERSITY | 6173539162 | tomdaley@bu.edu | THOMAS | DALEY | 6173539162 | tomdaley@bu.edu | STEPHEN | SLOCOMB | 9784616214 | sslocomb@epsilonassociates.com | 71 | EU23 LIFE SCIENCE AND ENGINEERING BOILER 2 |  | BOILER | CLEAVER BROOKS | CBLE-200-500-125 | 2005-01-01 | 2011 | 20.92 | 1 | NATURAL GAS | NATURAL GAS | 209 | Natural Gas |  |  | 15.86 | E6FT3 | N | 24 | 7 | 52 | 24 | 7 | 22
1191578 | BOSTON UNIVERSITY PHYSICAL PLANT |  | 120 ASHFORD ST |  | BOSTON | MA | 021340000 | 120 ASHFORD STREET |  | BOSTON | MA | 021340000 | N | PRIVATE | OP5.5 | TRUSTEES OF BOSTON UNIVERSITY | 6173539162 | tomdaley@bu.edu | THOMAS | DALEY | 6173539162 | tomdaley@bu.edu | STEPHEN | SLOCOMB | 9784616214 | sslocomb@epsilonassociates.com | 71 | EU23 LIFE SCIENCE AND ENGINEERING BOILER 2 |  | BOILER | CLEAVER BROOKS | CBLE-200-500-125 | 2005-01-01 | 2011 | 20.92 | 2 | NO. 2 FUEL OIL | NO.2 | 58 | Distillate Oil (No. 2) | 0.0015 | 0 | 0 | E3GAL | N | 24 | 7 | 52 | 24 | 7 | 22
1191578 | BOSTON UNIVERSITY PHYSICAL PLANT |  | 120 ASHFORD ST |  | BOSTON | MA | 021340000 | 120 ASHFORD STREET |  | BOSTON | MA | 021340000 | N | PRIVATE | OP5.5 | TRUSTEES OF BOSTON UNIVERSITY | 6173539162 | tomdaley@bu.edu | THOMAS | DALEY | 6173539162 | tomdaley@bu.edu | STEPHEN | SLOCOMB | 9784616214 | sslocomb@epsilonassociates.com | 127 | BOILERS (98) NAT GAS (0.3 TO 10 MMBTU/HR) PT 19 | 98 | BOILER | MISCELLANEOUS | MISCELLANEOUS | 1980-01-01 | 2011 | 85 | 1 | ULSD | NATURAL GAS | 209 | Natural Gas |  |  | 103.66 | E6FT3 | N | 24 | 7 | 52 | 24 | 7 | 22
1191581 | TECOGEN |  | 45 FIRST AVE |  | WALTHAM | MA | 024510000 | 45 FIRST AVE |  | WALTHAM | MA | 024510000 | N | PRIVATE | SM25 | TECOGEN INC | 7814666401 | Robert.Panora@tecogen.com | ROBERT | PANORA | 7814666401 | Robert.Panora@tecogen.com | LYNNE | SANTOS | 9784369994 | lsantos@airqualityassoc.com | 2 | ENGINES THAT ARE TESTED | 36 | ENGINE | TECOGEN | VARIOUS | 1985-01-01 | 2011 | 40.908 | 1 | NATURAL GAS | NATURAL GAS | 209 | Natural Gas |  |  | 0.1262 | E6FT3 | N | 2 | 1 | 1 | 2 | 1 | 14
1191590 | BOSTON SCIENTIFIC CORPORATION |  | 500 COMMANDER SHEA BLVD |  | QUINCY | MA | 021710000 | 500 COMMANDER SHEA BLVD |  | QUINCY | MA | 021710000 | N | PRIVATE | NM50 | BOSTON SCIENTIFIC WORLD HEADQUARTERS | 5086508000 | Kevin.White@bsci.com | GARY | MACK | 6176896159 | Gary.Mack@bsci.com | MARGO | JAY | 8008255343 | MJay@eheinc.com | 1 | 14.645MMBTU/HR BOILER #1 |  | BOILER | CLEAVER-BROOKS | CR439-350 | 1969-09-02 | 2009 | 14.645 | 1 | BOILER #1-14.645MMBTU/HR ON #2 OIL 300 PPM SULFUR | NO.2 | 58 | Distillate Oil (No. 2) | 0.3 |  | 0 | E3GAL | N | 0 | 0 | 0 | 0 | 0 | 0
1191590 | BOSTON SCIENTIFIC CORPORATION |  | 500 COMMANDER SHEA BLVD |  | QUINCY | MA | 021710000 | 500 COMMANDER SHEA BLVD |  | QUINCY | MA | 021710000 | N | PRIVATE | NM50 | BOSTON SCIENTIFIC WORLD HEADQUARTERS | 5086508000 | Kevin.White@bsci.com | GARY | MACK | 6176896159 | Gary.Mack@bsci.com | MARGO | JAY | 8008255343 | MJay@eheinc.com | 1 | 14.645MMBTU/HR BOILER #1 |  | BOILER | CLEAVER-BROOKS | CR439-350 | 1969-09-02 | 2009 | 14.645 | 2 | # 2 FUEL OIL ULTRA LOW SULFUR DIESEL | NO.2 | 58 | Distillate Oil (No. 2) | 0.0015 |  | 0 | E3GAL | N | 0 | 0 | 0 | 0 | 0 | 0
1191590 | BOSTON SCIENTIFIC CORPORATION |  | 500 COMMANDER SHEA BLVD |  | QUINCY | MA | 021710000 | 500 COMMANDER SHEA BLVD |  | QUINCY | MA | 021710000 | N | PRIVATE | NM50 | BOSTON SCIENTIFIC WORLD HEADQUARTERS | 5086508000 | Kevin.White@bsci.com | GARY | MACK | 6176896159 | Gary.Mack@bsci.com | MARGO | JAY | 8008255343 | MJay@eheinc.com | 2 | 14.645 MMBTU/HR BOILER #2 |  | BOILER | CLEAVER-BROOKS | CR439-350 | 1969-09-02 | 2009 | 14.645 | 1 | #2 OIL 300 PPM SULFUR | NO.2 | 58 | Distillate Oil (No. 2) | 0.3 | 0 | 0 | E3GAL | N | 0 | 0 | 0 | 0 | 0 | 0
1191590 | BOSTON SCIENTIFIC CORPORATION |  | 500 COMMANDER SHEA BLVD |  | QUINCY | MA | 021710000 | 500 COMMANDER SHEA BLVD |  | QUINCY | MA | 021710000 | N | PRIVATE | NM50 | BOSTON SCIENTIFIC WORLD HEADQUARTERS | 5086508000 | Kevin.White@bsci.com | GARY | MACK | 6176896159 | Gary.Mack@bsci.com | MARGO | JAY | 8008255343 | MJay@eheinc.com | 2 | 14.645 MMBTU/HR BOILER #2 |  | BOILER | CLEAVER-BROOKS | CR439-350 | 1969-09-02 | 2009 | 14.645 | 2 | #2 ULTRA LOW SULFUR DIESEL | NO.2 | 58 | Distillate Oil (No. 2) | 0.0015 |  | 0 | E3GAL | N | 0 | 0 | 0 | 0 | 0 | 0
1191595 | STATE STREET BANK SQUARE |  | 1776 HERITAGE DR |  | QUINCY | MA | 021710000 | 1776 HERITAGE DRIVE |  | QUINCY | MA | 021710000 | N | PRIVATE | SM79-7 | STATE STREET CORPORATION | 6179858369 | Frederick.Duplissa@cbre.com | FREDERICK | DUPLISSA | 6176644348 | Frederick.Duplissa@cbre.com | FREDERICK | DUPLISSA | 6176644348 | Frederick.Duplissa@cbre.com | 1 | BOILER #1-CLEAVER BROOKS #OL104611 DUAL FUEL |  | BOILER | CLEAVER BROOKS | ICB-LN (4-PASS) | 2005-09-30 | 2009 | 33.475 | 1 | BOILER #1-CLEAVER BROOKS #OL104611 NATURAL GAS | NATURAL GAS | 209 | Natural Gas |  |  | 39.11 | E6FT3 | Y | 24 | 7 | 30 | 8 | 5 | 2
1191595 | STATE STREET BANK SQUARE |  | 1776 HERITAGE DR |  | QUINCY | MA | 021710000 | 1776 HERITAGE DRIVE |  | QUINCY | MA | 021710000 | N | PRIVATE | SM79-7 | STATE STREET CORPORATION | 6179858369 | Frederick.Duplissa@cbre.com | FREDERICK | DUPLISSA | 6176644348 | Frederick.Duplissa@cbre.com | FREDERICK | DUPLISSA | 6176644348 | Frederick.Duplissa@cbre.com | 1 | BOILER #1-CLEAVER BROOKS #OL104611 DUAL FUEL |  | BOILER | CLEAVER BROOKS | ICB-LN (4-PASS) | 2005-09-30 | 2009 | 33.475 | 2 | NO. 2 FUEL OIL | NO.2 | 58 | Distillate Oil (No. 2) | 0.0015 | 0 | 0 | E3GAL | Y | 24 | 7 | 30 | 8 | 5 | 2
1191595 | STATE STREET BANK SQUARE |  | 1776 HERITAGE DR |  | QUINCY | MA | 021710000 | 1776 HERITAGE DRIVE |  | QUINCY | MA | 021710000 | N | PRIVATE | SM79-7 | STATE STREET CORPORATION | 6179858369 | Frederick.Duplissa@cbre.com | FREDERICK | DUPLISSA | 6176644348 | Frederick.Duplissa@cbre.com | FREDERICK | DUPLISSA | 6176644348 | Frederick.Duplissa@cbre.com | 2 | BOILER #2-CLEAVER BROOKS #OL104612 DUAL FUEL |  | BOILER | CLEAVER BROOKS | ICB-LN (4-PASS) | 2005-09-30 | 2009 | 33.475 | 1 | BOILER #2-CLEAVER BROOKS #OL104612 NATURAL GAS | NATURAL GAS | 209 | Natural Gas |  |  | 0 | E6FT3 | Y | 0 | 0 | 0 | 0 | 0 | 0
1191595 | STATE STREET BANK SQUARE |  | 1776 HERITAGE DR |  | QUINCY | MA | 021710000 | 1776 HERITAGE DRIVE |  | QUINCY | MA | 021710000 | N | PRIVATE | SM79-7 | STATE STREET CORPORATION | 6179858369 | Frederick.Duplissa@cbre.com | FREDERICK | DUPLISSA | 6176644348 | Frederick.Duplissa@cbre.com | FREDERICK | DUPLISSA | 6176644348 | Frederick.Duplissa@cbre.com | 2 | BOILER #2-CLEAVER BROOKS #OL104612 DUAL FUEL |  | BOILER | CLEAVER BROOKS | ICB-LN (4-PASS) | 2005-09-30 | 2009 | 33.475 | 2 | NO. 2 FUEL OIL | NO.2 | 58 | Distillate Oil (No. 2) | 0.0015 | 0 | 0 | E3GAL | Y | 0 | 0 | 0 | 0 | 0 | 0
1191595 | STATE STREET BANK SQUARE |  | 1776 HERITAGE DR |  | QUINCY | MA | 021710000 | 1776 HERITAGE DRIVE |  | QUINCY | MA | 021710000 | N | PRIVATE | SM79-7 | STATE STREET CORPORATION | 6179858369 | Frederick.Duplissa@cbre.com | FREDERICK | DUPLISSA | 6176644348 | Frederick.Duplissa@cbre.com | FREDERICK | DUPLISSA | 6176644348 | Frederick.Duplissa@cbre.com | 20 | JOHN ADAMS ENGINE #1 |  | ENGINE | CATERPILLAR | 3516B | 2005-04-01 | 2009 | 20.52 | 1 | DIESEL | DIESEL | 44 | DIESEL | 0.0015 | 0 | 1.624 | E3GAL | N | 1 | 1 | 12 | 1 | 1 | 5
1191595 | STATE STREET BANK SQUARE |  | 1776 HERITAGE DR |  | QUINCY | MA | 021710000 | 1776 HERITAGE DRIVE |  | QUINCY | MA | 021710000 | N | PRIVATE | SM79-7 | STATE STREET CORPORATION | 6179858369 | Frederick.Duplissa@cbre.com | FREDERICK | DUPLISSA | 6176644348 | Frederick.Duplissa@cbre.com | FREDERICK | DUPLISSA | 6176644348 | Frederick.Duplissa@cbre.com | 21 | JOHN ADAMS ENGINE #2 |  | ENGINE | CATERPILLAR | 3516B | 2005-04-01 | 2009 | 20.52 | 1 | DIESEL | DIESEL | 44 | DIESEL | 0.0015 | 0 | 0.886 | E3GAL | N | 1 | 1 | 12 | 1 | 1 | 5
1191595 | STATE STREET BANK SQUARE |  | 1776 HERITAGE DR |  | QUINCY | MA | 021710000 | 1776 HERITAGE DRIVE |  | QUINCY | MA | 021710000 | N | PRIVATE | SM79-7 | STATE STREET CORPORATION | 6179858369 | Frederick.Duplissa@cbre.com | FREDERICK | DUPLISSA | 6176644348 | Frederick.Duplissa@cbre.com | FREDERICK | DUPLISSA | 6176644348 | Frederick.Duplissa@cbre.com | 22 | JOHN ADAMS ENGINE #3 |  | ENGINE | CATERPILLAR | 3516B | 2005-04-01 | 2009 | 20.52 | 1 | DIESEL | DIESEL | 44 | DIESEL | 0.0001 | 0 | 0.886 | E3GAL | N | 1 | 1 | 12 | 1 | 1 | 5
1191595 | STATE STREET BANK SQUARE |  | 1776 HERITAGE DR |  | QUINCY | MA | 021710000 | 1776 HERITAGE DRIVE |  | QUINCY | MA | 021710000 | N | PRIVATE | SM79-7 | STATE STREET CORPORATION | 6179858369 | Frederick.Duplissa@cbre.com | FREDERICK | DUPLISSA | 6176644348 | Frederick.Duplissa@cbre.com | FREDERICK | DUPLISSA | 6176644348 | Frederick.Duplissa@cbre.com | 23 | JOHN ADAMS ENGINE #4 |  | ENGINE | CATERPILLAR | 3516B | 2005-04-01 | 2009 | 20.52 | 1 | DIESEL | DIESEL | 44 | DIESEL | 0.0015 | 0 | 0.886 | E3GAL | N | 1 | 1 | 12 | 1 | 1 | 5
1191598 | ONE LEDGEMONT LLC | FKA LEDGEMONT RESEARCH | 99 HAYDEN AVE | FMR 128 SPRING ST | LEXINGTON | MA | 021730000 | 99 HAYDEN AVE | C/O BEAL AND CO | LEXINGTON | MA | 024210000 | N | PRIVATE | NM25 | LEDGEMONT RESEARCH PARK ASSOCIATES | 7818617786 | tgreenfield@ledgemontcenter.com | TODD | GREENFIELD | 7818617786 | tgreenfield@ledgemontcenter.com | TODD | GREENFIELD | 7818617786 | tgreenfield@ledgemontcenter.com | 2 | BOILER #2-CLEAVER BROOKS DUAL FUEL |  | BOILER | CLEAVER BROOKS | CB 293-350 | 1971-01-01 | 2009 | 14 | 1 | 2 OIL 0.03 S | NO.2 | 58 | Distillate Oil (No. 2) | 0.03 | 0 | 0 | E3GAL | Y | 24 | 7 | 52 | 24 | 7 | 20
1191598 | ONE LEDGEMONT LLC | FKA LEDGEMONT RESEARCH | 99 HAYDEN AVE | FMR 128 SPRING ST | LEXINGTON | MA | 021730000 | 99 HAYDEN AVE | C/O BEAL AND CO | LEXINGTON | MA | 024210000 | N | PRIVATE | NM25 | LEDGEMONT RESEARCH PARK ASSOCIATES | 7818617786 | tgreenfield@ledgemontcenter.com | TODD | GREENFIELD | 7818617786 | tgreenfield@ledgemontcenter.com | TODD | GREENFIELD | 7818617786 | tgreenfield@ledgemontcenter.com | 2 | BOILER #2-CLEAVER BROOKS DUAL FUEL |  | BOILER | CLEAVER BROOKS | CB 293-350 | 1971-01-01 | 2009 | 14 | 2 | NATURAL GAS | NATURAL GAS | 209 | Natural Gas |  |  | 7.5 | E6FT3 | Y | 24 | 7 | 52 | 24 | 7 | 20
1191598 | ONE LEDGEMONT LLC | FKA LEDGEMONT RESEARCH | 99 HAYDEN AVE | FMR 128 SPRING ST | LEXINGTON | MA | 021730000 | 99 HAYDEN AVE | C/O BEAL AND CO | LEXINGTON | MA | 024210000 | N | PRIVATE | NM25 | LEDGEMONT RESEARCH PARK ASSOCIATES | 7818617786 | tgreenfield@ledgemontcenter.com | TODD | GREENFIELD | 7818617786 | tgreenfield@ledgemontcenter.com | TODD | GREENFIELD | 7818617786 | tgreenfield@ledgemontcenter.com | 3 | BOILER 3-CLEAVER BROOKS 2 OIL NATURAL GAS |  | BOILER | CLEAVER BROOKS | CB 293-350 | 1971-01-01 | 2009 | 14 | 1 | 2 OIL 0.03 S | NO.2 | 58 | Distillate Oil (No. 2) | 0.03 | 0 | 0 | E3GAL | Y | 24 | 7 | 52 | 24 | 7 | 20
1191598 | ONE LEDGEMONT LLC | FKA LEDGEMONT RESEARCH | 99 HAYDEN AVE | FMR 128 SPRING ST | LEXINGTON | MA | 021730000 | 99 HAYDEN AVE | C/O BEAL AND CO | LEXINGTON | MA | 024210000 | N | PRIVATE | NM25 | LEDGEMONT RESEARCH PARK ASSOCIATES | 7818617786 | tgreenfield@ledgemontcenter.com | TODD | GREENFIELD | 7818617786 | tgreenfield@ledgemontcenter.com | TODD | GREENFIELD | 7818617786 | tgreenfield@ledgemontcenter.com | 3 | BOILER 3-CLEAVER BROOKS 2 OIL NATURAL GAS |  | BOILER | CLEAVER BROOKS | CB 293-350 | 1971-01-01 | 2009 | 14 | 2 | NATURAL GAS | NATURAL GAS | 209 | Natural Gas |  |  | 7.5 | E6FT3 | Y | 24 | 7 | 52 | 24 | 7 | 20
1191601 | BETH ISRAEL DEACONESS MEDICAL CENTER |  | 330 BROOKLINE AVE | FORMERLY 1 DEACONESS RD | BOSTON | MA | 022150000 | 330 BROOKLINE AVE RO-310 |  | BOSTON | MA | 022155491 | N | PRIVATE | SM80-R | BETH ISRAEL DEACONESS MEDICAL CENTER | 6176675107 | gschweon@bidmc.harvard.edu | GARY | SCHWEON | 6176675107 | gschweon@bidmc.harvard.edu | DANIEL | DANCAUSE | 6176678815 | ddancaus@bidmc.harvard.edu | 8 | BOILER #B4, B5, B6 RESEARCH NORTH-CLEAVER BROOKS |  | BOILER | CLEAVER BROOKS | CB700 | 1990-01-01 | 2011 | 23.02 | 1 | BOILER #BRE2-CLEAVER BROOKS CB700 NATURAL GAS | NATURAL GAS | 209 | Natural Gas |  |  | 14.477 | E6FT3 | Y | 24 | 7 | 52 | 24 | 7 | 22
1191601 | BETH ISRAEL DEACONESS MEDICAL CENTER |  | 330 BROOKLINE AVE | FORMERLY 1 DEACONESS RD | BOSTON | MA | 022150000 | 330 BROOKLINE AVE RO-310 |  | BOSTON | MA | 022155491 | N | PRIVATE | SM80-R | BETH ISRAEL DEACONESS MEDICAL CENTER | 6176675107 | gschweon@bidmc.harvard.edu | GARY | SCHWEON | 6176675107 | gschweon@bidmc.harvard.edu | DANIEL | DANCAUSE | 6176678815 | ddancaus@bidmc.harvard.edu | 17 | GENERATOR #EG10 SHAPIRO-CATERPILLAR 1500KW |  | ENGINE | CATERPILLAR | SR-4 | 1995-01-01 | 2011 | 14.98 | 1 | #2 OIL | DIESEL | 44 | DIESEL | 0.3 | 0.1 | 4.6224 | E3GAL | N | 2 | 1 | 12 | 2 | 1 | 5
1191601 | BETH ISRAEL DEACONESS MEDICAL CENTER |  | 330 BROOKLINE AVE | FORMERLY 1 DEACONESS RD | BOSTON | MA | 022150000 | 330 BROOKLINE AVE RO-310 |  | BOSTON | MA | 022155491 | N | PRIVATE | SM80-R | BETH ISRAEL DEACONESS MEDICAL CENTER | 6176675107 | gschweon@bidmc.harvard.edu | GARY | SCHWEON | 6176675107 | gschweon@bidmc.harvard.edu | DANIEL | DANCAUSE | 6176678815 | ddancaus@bidmc.harvard.edu | 39 | GENERATOR # EG13 DA/SL A-CATERPILLAR 1000 KW |  | ENGINE | CATERPILLAR | SRA4B C-32 | 2007-09-30 | 2011 | 10.15 | 1 | # 2 FUEL OIL | DIESEL | 44 | DIESEL | 0.3 | 0.1 | 2.755 | E3GAL | N | 2 | 1 | 12 | 2 | 1 | 5
1191601 | BETH ISRAEL DEACONESS MEDICAL CENTER |  | 330 BROOKLINE AVE | FORMERLY 1 DEACONESS RD | BOSTON | MA | 022150000 | 330 BROOKLINE AVE RO-310 |  | BOSTON | MA | 022155491 | N | PRIVATE | SM80-R | BETH ISRAEL DEACONESS MEDICAL CENTER | 6176675107 | gschweon@bidmc.harvard.edu | GARY | SCHWEON | 6176675107 | gschweon@bidmc.harvard.edu | DANIEL | DANCAUSE | 6176678815 | ddancaus@bidmc.harvard.edu | 40 | GENERATOR #EG14 DA/SL B-CATERPILLAR 1000 KW |  | ENGINE | CATERPILLAR | SR4B C-32 | 2007-09-30 | 2011 | 10.15 | 1 | # FUEL OIL | DIESEL | 44 | DIESEL | 0.3 | 0.1 | 2.755 | E3GAL | N | 2 | 1 | 12 | 2 | 1 | 5
1191601 | BETH ISRAEL DEACONESS MEDICAL CENTER |  | 330 BROOKLINE AVE | FORMERLY 1 DEACONESS RD | BOSTON | MA | 022150000 | 330 BROOKLINE AVE RO-310 |  | BOSTON | MA | 022155491 | N | PRIVATE | SM80-R | BETH ISRAEL DEACONESS MEDICAL CENTER | 6176675107 | gschweon@bidmc.harvard.edu | GARY | SCHWEON | 6176675107 | gschweon@bidmc.harvard.edu | DANIEL | DANCAUSE | 6176678815 | ddancaus@bidmc.harvard.edu | 52 | EU #52 GENERATOR # EG19 REISMAN CATERPILLAR 1500KW |  | ENGINE | CATERPILLAR | UNKNOWN | 2009-08-13 | 2011 | 15 | 1 | #2 OIL | DIESEL | 44 | DIESEL | 0.3 | 0.1 | 5.3676 | E3GAL | N | 2 | 1 | 12 | 2 | 1 | 5
1191601 | BETH ISRAEL DEACONESS MEDICAL CENTER |  | 330 BROOKLINE AVE | FORMERLY 1 DEACONESS RD | BOSTON | MA | 022150000 | 330 BROOKLINE AVE RO-310 |  | BOSTON | MA | 022155491 | N | PRIVATE | SM80-R | BETH ISRAEL DEACONESS MEDICAL CENTER | 6176675107 | gschweon@bidmc.harvard.edu | GARY | SCHWEON | 6176675107 | gschweon@bidmc.harvard.edu | DANIEL | DANCAUSE | 6176678815 | ddancaus@bidmc.harvard.edu | 53 | EU #53 GENERATOR # EG20 REISMAN CATERPILLAR 1500KW |  | ENGINE | CATERPILLAR | UNKNOWN | 2009-08-13 | 2011 | 15 | 1 | #2 OIL | DIESEL | 44 | DIESEL | 0.3 | 0.1 | 5.124 | E3GAL | N | 2 | 1 | 12 | 2 | 1 | 5
1191601 | BETH ISRAEL DEACONESS MEDICAL CENTER |  | 330 BROOKLINE AVE | FORMERLY 1 DEACONESS RD | BOSTON | MA | 022150000 | 330 BROOKLINE AVE RO-310 |  | BOSTON | MA | 022155491 | N | PRIVATE | SM80-R | BETH ISRAEL DEACONESS MEDICAL CENTER | 6176675107 | gschweon@bidmc.harvard.edu | GARY | SCHWEON | 6176675107 | gschweon@bidmc.harvard.edu | DANIEL | DANCAUSE | 6176678815 | ddancaus@bidmc.harvard.edu | 54 | EU #54 GENERATOR # EG21 REISMAN CATERPILLAR 1500KW |  | ENGINE | CATERPILLAR | UNKNOWN | 2009-08-13 | 2011 | 15 | 1 | #2 OIL | DIESEL | 44 | DIESEL | 0.3 | 0.1 | 4.6536 | E3GAL | N | 2 | 1 | 12 | 2 | 1 | 5
1191604 | HARVARD UNIVERSITY |  | 46 OXFORD ST |  | CAMBRIDGE | MA | 021380000 | 46 BLACKSTONE STREET |  | CAMBRIDGE | MA | 021390000 | N | PRIVATE | OP3 | PRESIDENT AND FELLOWS OF HARVARD COLLGE ACTING BY AND THRU EH AND S | 6174961359 | gordon_reynolds@harvard.edu | GORDON | REYNOLDS | 6174961359 | gordon_reynolds@harvard.edu | GORDON | REYNOLDS | 6174961359 | gordon_reynolds@harvard.edu | 1 | VARIOUS SMALL BOILERS - <3 MM BTU/HR - NATURAL GAS |  | BOILER | VARIOUS | VARIOUS | 2001-01-01 | 2011 | 63.583 | 1 | 404 SMALL BOILERS - <3 MM BTU/HR NATURAL GAS | NATURAL GAS | 209 | Natural Gas |  |  | 190.19 | E6FT3 | N | 3 | 7 | 52 | 3 | 7 | 20
1191604 | HARVARD UNIVERSITY |  | 46 OXFORD ST |  | CAMBRIDGE | MA | 021380000 | 46 BLACKSTONE STREET |  | CAMBRIDGE | MA | 021390000 | N | PRIVATE | OP3 | PRESIDENT AND FELLOWS OF HARVARD COLLGE ACTING BY AND THRU EH AND S | 6174961359 | gordon_reynolds@harvard.edu | GORDON | REYNOLDS | 6174961359 | gordon_reynolds@harvard.edu | GORDON | REYNOLDS | 6174961359 | gordon_reynolds@harvard.edu | 5 | EMERGEN 60 OXFORD ST - KOHLER ROZD4 #2OIL 0.0015 S |  | ENGINE | KOHLER | KOHLER | 2002-05-16 | 2011 | 19.418 | 1 | EMERGEN 60 OXFORD ST- KOHLER ROZD4- #2OIL 0.0015S | DIESEL | 44 | DIESEL | 0.0015 | 1 | 1.25 | E3GAL | N | 1 | 1 | 1 | 1 | 1 | 1
1191604 | HARVARD UNIVERSITY |  | 46 OXFORD ST |  | CAMBRIDGE | MA | 021380000 | 46 BLACKSTONE STREET |  | CAMBRIDGE | MA | 021390000 | N | PRIVATE | OP3 | PRESIDENT AND FELLOWS OF HARVARD COLLGE ACTING BY AND THRU EH AND S | 6174961359 | gordon_reynolds@harvard.edu | GORDON | REYNOLDS | 6174961359 | gordon_reynolds@harvard.edu | GORDON | REYNOLDS | 6174961359 | gordon_reynolds@harvard.edu | 7 | BRI |  | ENGINE | CATERPILLAR | CATERPILLAR | 2005-01-01 | 2011 | 20.7 | 1 | DISTILLATE FUEL OIL (DIESEL) | DIESEL | 44 | DIESEL | 0.0015 | 0 | 1.18 | E3GAL | N | 1 | 1 | 1 | 1 | 1 | 1
1191604 | HARVARD UNIVERSITY |  | 46 OXFORD ST |  | CAMBRIDGE | MA | 021380000 | 46 BLACKSTONE STREET |  | CAMBRIDGE | MA | 021390000 | N | PRIVATE | OP3 | PRESIDENT AND FELLOWS OF HARVARD COLLGE ACTING BY AND THRU EH AND S | 6174961359 | gordon_reynolds@harvard.edu | GORDON | REYNOLDS | 6174961359 | gordon_reynolds@harvard.edu | GORDON | REYNOLDS | 6174961359 | gordon_reynolds@harvard.edu | 8 | 16 SMALL BOILERS > 3 MMBTU/HR-OIL/NATURAL GAS | 16 | BOILER | VARIOUS | VARIOUS | 1980-01-01 | 2011 | 64.05 | 1 | NATURAL GAS | NATURAL GAS | 209 | Natural Gas |  |  | 37.51 | E6FT3 | N | 3 | 1 | 6 | 3 | 1 | 2
1191604 | HARVARD UNIVERSITY |  | 46 OXFORD ST |  | CAMBRIDGE | MA | 021380000 | 46 BLACKSTONE STREET |  | CAMBRIDGE | MA | 021390000 | N | PRIVATE | OP3 | PRESIDENT AND FELLOWS OF HARVARD COLLGE ACTING BY AND THRU EH AND S | 6174961359 | gordon_reynolds@harvard.edu | GORDON | REYNOLDS | 6174961359 | gordon_reynolds@harvard.edu | GORDON | REYNOLDS | 6174961359 | gordon_reynolds@harvard.edu | 8 | 16 SMALL BOILERS > 3 MMBTU/HR-OIL/NATURAL GAS | 16 | BOILER | VARIOUS | VARIOUS | 1980-01-01 | 2011 | 64.05 | 2 | #4 OIL | NO.4 | 825 | Distillate Oil (No. 4) | 0.5 | 0 | 19.68 | E3GAL | N | 3 | 1 | 6 | 3 | 1 | 2
1191604 | HARVARD UNIVERSITY |  | 46 OXFORD ST |  | CAMBRIDGE | MA | 021380000 | 46 BLACKSTONE STREET |  | CAMBRIDGE | MA | 021390000 | N | PRIVATE | OP3 | PRESIDENT AND FELLOWS OF HARVARD COLLGE ACTING BY AND THRU EH AND S | 6174961359 | gordon_reynolds@harvard.edu | GORDON | REYNOLDS | 6174961359 | gordon_reynolds@harvard.edu | GORDON | REYNOLDS | 6174961359 | gordon_reynolds@harvard.edu | 10 | NORTHWEST LAB EG |  | ENGINE | CATERPILLAR | UNKNOWN | 2007-12-17 | 2011 | 20.664 | 1 | DISTILLATE FUEL OIL (DIESEL) | DIESEL | 44 | DIESEL | 0.0015 | 0 | 3.47 | E3GAL | N | 1 | 1 | 1 | 1 | 1 | 1
1191604 | HARVARD UNIVERSITY |  | 46 OXFORD ST |  | CAMBRIDGE | MA | 021380000 | 46 BLACKSTONE STREET |  | CAMBRIDGE | MA | 021390000 | N | PRIVATE | OP3 | PRESIDENT AND FELLOWS OF HARVARD COLLGE ACTING BY AND THRU EH AND S | 6174961359 | gordon_reynolds@harvard.edu | GORDON | REYNOLDS | 6174961359 | gordon_reynolds@harvard.edu | GORDON | REYNOLDS | 6174961359 | gordon_reynolds@harvard.edu | 15 | EG <3 MMBTU/HR INSTALLED BETWEEN 1990-2006, FO | 21 | ENGINE | VARIOUS | VARIOUS | 1991-01-01 | 2011 | 30.1 | 1 | DISTILLATE FUEL OIL | DIESEL | 44 | DIESEL | 0.0015 | 0 | 0.38 | E3GAL | N | 1 | 1 | 52 | 1 | 1 | 20
1191604 | HARVARD UNIVERSITY |  | 46 OXFORD ST |  | CAMBRIDGE | MA | 021380000 | 46 BLACKSTONE STREET |  | CAMBRIDGE | MA | 021390000 | N | PRIVATE | OP3 | PRESIDENT AND FELLOWS OF HARVARD COLLGE ACTING BY AND THRU EH AND S | 6174961359 | gordon_reynolds@harvard.edu | GORDON | REYNOLDS | 6174961359 | gordon_reynolds@harvard.edu | GORDON | REYNOLDS | 6174961359 | gordon_reynolds@harvard.edu | 16 | EG < 3 MMBTU/HR INSTALLED PRIOR TO 1990, FO | 10 | ENGINE | VARIOUS | VARIOUS | 1971-01-01 | 2011 | 12.3 | 1 | DISTILLATE FUEL OIL (DIESEL) | DIESEL | 44 | DIESEL | 0.5 | 0 | 0.89 | E3GAL | N | 1 | 1 | 52 | 1 | 1 | 20
1191604 | HARVARD UNIVERSITY |  | 46 OXFORD ST |  | CAMBRIDGE | MA | 021380000 | 46 BLACKSTONE STREET |  | CAMBRIDGE | MA | 021390000 | N | PRIVATE | OP3 | PRESIDENT AND FELLOWS OF HARVARD COLLGE ACTING BY AND THRU EH AND S | 6174961359 | gordon_reynolds@harvard.edu | GORDON | REYNOLDS | 6174961359 | gordon_reynolds@harvard.edu | GORDON | REYNOLDS | 6174961359 | gordon_reynolds@harvard.edu | 17 | EG >=3 <10 MMBTU/HR INSTALLED 1990 - 2006, FO | 13 | ENGINE | VARIOUS | VARIOUS | 1990-01-01 | 2011 | 85.5 | 1 | DISTILLATE FUEL OIL (DIESEL) | DIESEL | 44 | DIESEL | 0.5 | 0 | 3.53 | E3GAL | N | 1 | 1 | 52 | 1 | 1 | 20
1191604 | HARVARD UNIVERSITY |  | 46 OXFORD ST |  | CAMBRIDGE | MA | 021380000 | 46 BLACKSTONE STREET |  | CAMBRIDGE | MA | 021390000 | N | PRIVATE | OP3 | PRESIDENT AND FELLOWS OF HARVARD COLLGE ACTING BY AND THRU EH AND S | 6174961359 | gordon_reynolds@harvard.edu | GORDON | REYNOLDS | 6174961359 | gordon_reynolds@harvard.edu | GORDON | REYNOLDS | 6174961359 | gordon_reynolds@harvard.edu | 18 | EG >37 KW INSTALLED AFTER 2006, FUEL OIL | 8 | ENGINE | VARIOUS | VARIOUS | 2006-01-01 | 2011 | 40.25 | 1 | DISTILLATE FUEL OIL (DIESEL) | DIESEL | 44 | DIESEL | 0.5 | 0 | 5.21 | E3GAL | N | 1 | 1 | 52 | 1 | 1 | 20
1191604 | HARVARD UNIVERSITY |  | 46 OXFORD ST |  | CAMBRIDGE | MA | 021380000 | 46 BLACKSTONE STREET |  | CAMBRIDGE | MA | 021390000 | N | PRIVATE | OP3 | PRESIDENT AND FELLOWS OF HARVARD COLLGE ACTING BY AND THRU EH AND S | 6174961359 | gordon_reynolds@harvard.edu | GORDON | REYNOLDS | 6174961359 | gordon_reynolds@harvard.edu | GORDON | REYNOLDS | 6174961359 | gordon_reynolds@harvard.edu | 19 | EG >=3 MMBTU/HR IN OPER PERMIT, FUEL OIL | 5 | ENGINE | VARIOUS | VARIOUS | 1976-01-01 | 2011 | 13.7 | 1 | DISTILLATE FUEL OIL (DIESEL) | DIESEL | 44 | DIESEL | 0.5 | 0 | 2.13 | E3GAL | N | 1 | 1 | 52 | 1 | 1 | 20
1191616 | ORCHARD COVE INC |  | 1 DEL POND DR | 375 TURNPIKE ST | CANTON | MA | 020210000 | 1 DELL POND DR |  | CANTON | MA | 020210000 | N | PRIVATE | NM25 | ORCHARD COVE INC | 7818213200 | dan_camara@hrca.harvard.edu | DAN | CAMARA | 7818213200 | dan_camara@hrca.harvard.edu | DAN | CAMARA | 6173258000 | dan_camara@hrca.harvard.edu | 1 | 4 BOILERS COMBINED TOTAL 20.84MMBTU/HR | 4 | BOILER | KEWANEE | 150HP | 1992-04-02 | 2010 | 20 | 1 | NATURAL GAS | NATURAL GAS | 209 | Natural Gas |  |  | 1.7 | E6FT3 | Y | 24 | 7 | 52 | 24 | 7 | 22
1191617 | CHELSEA SANDWICH LLC |  | 11 BROADWAY |  | CHELSEA | MA | 021500000 | 11 BROADWAY |  | CHELSEA | MA | 021500000 | N | PRIVATE | NM99 | CHELSEA SANDWICH LLC | 6176601100 | rkenny@globalp.com | RONALD | KENNY | 6176601119 | rkenny@globalp.com | TOM | KEEFE | 7818948800 | tkeefe@globalp.com | 1 | BOILER #1-WHIRLPOOL #6 OIL-0.5 PERCENT S |  | BOILER | WHIRLPOOL | UNKNOWN | 1963-01-01 | 2009 | 12 | 1 | BOILER #1-WHIRLPOOL #6 OIL-0.5 PERCENT S | NO.6 | 923 | Residual Oil (No. 6) | 0.5 | 0.1 | 165.5 | E3GAL | N | 12 | 7 | 52 | 12 | 7 | 22
1191632 | STATE STREET BANK - WESTWOOD |  | 105 ROSEMONT RD |  | WESTWOOD | MA | 020900000 | 105 ROSEMONT RD |  | WESTWOOD | MA | 020900000 | N | PRIVATE | SM25 | STATE STREET - WESTWOOD | 6179859158 | joseph.craig@cbre.com | JOSEPH | CRAIG | 6179859158 | Joseph.craig@cbre.com | JOSEPH | CRAIG | 6179859158 | Joseph.craig@cbre.com | 1 | EMER GEN #1 - CON ED 3506 (CAT) NAT GAS |  | ENGINE | CATERPILLAR | G3516 | 1998-03-01 | 2010 | 11.34 | 1 | EMER GEN #1 - CON ED/CAT 3506 NAT GAS | NATURAL GAS | 209 | Natural Gas |  |  | 0.1134 | E6FT3 | N | 1 | 1 | 10 | 1 | 1 | 5
1191662 | EQUITY OFFICE |  | 1 CENTER PLZ |  | BOSTON | MA | 021080000 | 125 SUMMER ST | STE 1701 ATTN: ED SLEIN, EQUITY OFFIC | BOSTON | MA | 021100000 | N | PRIVATE | NM50 | CENTER PLAZA ASSOC | 6172276743 | ED_SLEIN@EQUITYOFFICE.COM | SCOTT | DURKIN | 6178548711 | SCOTT_DURKIN@EQUITYOFFICE.COM | SCOTT | DURKIN | 6178548711 | SCOTT_DURKIN@EQUITYOFFICE.COM | 1 | BOILER #1-KEWANEE #L35W-250-G NATURAL GAS |  | BOILER | KEWANEE | L3SW-250-G | 1980-10-01 | 2011 | 13 | 1 | BOILER #1-KEWANEE #L35W-250-G NATURAL GAS | NATURAL GAS | 209 | Natural Gas |  |  | 10 | E6FT3 | N | 2 | 6 | 20 | 0 | 0 | 0
1191662 | EQUITY OFFICE |  | 1 CENTER PLZ |  | BOSTON | MA | 021080000 | 125 SUMMER ST | STE 1701 ATTN: ED SLEIN, EQUITY OFFIC | BOSTON | MA | 021100000 | N | PRIVATE | NM50 | CENTER PLAZA ASSOC | 6172276743 | ED_SLEIN@EQUITYOFFICE.COM | SCOTT | DURKIN | 6178548711 | SCOTT_DURKIN@EQUITYOFFICE.COM | SCOTT | DURKIN | 6178548711 | SCOTT_DURKIN@EQUITYOFFICE.COM | 2 | BOILER #2-KEWANEE #L35W-250-G NATURAL GAS |  | BOILER | KEWANEE | KEWANEE | 1980-10-01 | 2011 | 12 | 1 | BOILER #2-KEWANEE #L35W-250-G NATURAL GAS | NATURAL GAS | 209 | Natural Gas |  |  | 10 | E6FT3 | N | 18 | 7 | 25 | 0 | 0 | 0
1191667 | MBTA SOUTH BOSTON POWER |  | 696 EAST FIRST ST |  | BOSTON | MA | 021270000 | 10 PARK PLAZA | ROOM 6720 | BOSTON | MA | 021160000 | Y | UTILITY | OP7.5 | MBTA SOUTH BOSTON POWER FACILITY | 6172223199 | JMartin@mbta.com | JANIS | KEARNEY | 6172221592 | jkearney@mbta.com | MR. JOHN A. | MARTIN | 6172223199 | JMartin@mbta.com | 1 | TURBINE #1 PRATT AND WHITNEY FT4C-3F (ENGINE A) |  | ENGINE | PRATT & WHITNEY | FT4C-3F | 1979-05-01 | 2011 | 396 | 1 | LOW SULFUR KEROSENE | JET FUEL | 159 | Jet Fuel | 0.05 | 0 | 1231 | E6BTU | N | 1 | 1 | 52 | 0 | 0 | 0
1191667 | MBTA SOUTH BOSTON POWER |  | 696 EAST FIRST ST |  | BOSTON | MA | 021270000 | 10 PARK PLAZA | ROOM 6720 | BOSTON | MA | 021160000 | Y | UTILITY | OP7.5 | MBTA SOUTH BOSTON POWER FACILITY | 6172223199 | JMartin@mbta.com | JANIS | KEARNEY | 6172221592 | jkearney@mbta.com | MR. JOHN A. | MARTIN | 6172223199 | JMartin@mbta.com | 2 | TURBINE #2 PRATT AND WHITNEY FT4C-3F (ENGINE B) |  | ENGINE | PRATT AND WHITNEY | FT4C-3F | 1995-02-01 | 2011 | 396 | 1 | LOW SULFUR KEROSENE | JET FUEL | 159 | Jet Fuel | 0.05 | 0 | 10140 | E6BTU | N | 1 | 1 | 52 | 1 | 1 | 1
1191680 | WYETH RESEARCH |  | 200 CAMBRIDGE PARK DR |  | CAMBRIDGE | MA | 021400000 | 35 CAMBRIDGEPARK DR | ATTN: EHS DEPT | CAMBRIDGE | MA | 021400000 | N | PRIVATE | SM50 | WYETH RESEARCH DIVISION OF WYETH PHARMACEUTICALS | 6176658344 | tim.mcdermott@pfizer.com | TIM | MCDERMOTT | 6176658344 | tim.mcdermott@pfizer.com | JAMES | HAYES | 6176657085 | james.hayes@pfizer.com | 1 | BOILER #1-CLEAVER BROOKS CB-200-600-150 DUAL FUEL |  | BOILER | CLEAVER BROOKS | CB-200-600-150 DUEL FUEL | 1999-12-30 | 2009 | 25.11 | 1 | BOILER #1 PRIMARY NATURAL GAS | NATURAL GAS | 209 | Natural Gas |  |  | 25.604 | E6FT3 | N | 24 | 7 | 52 | 24 | 7 | 22
1191680 | WYETH RESEARCH |  | 200 CAMBRIDGE PARK DR |  | CAMBRIDGE | MA | 021400000 | 35 CAMBRIDGEPARK DR | ATTN: EHS DEPT | CAMBRIDGE | MA | 021400000 | N | PRIVATE | SM50 | WYETH RESEARCH DIVISION OF WYETH PHARMACEUTICALS | 6176658344 | tim.mcdermott@pfizer.com | TIM | MCDERMOTT | 6176658344 | tim.mcdermott@pfizer.com | JAMES | HAYES | 6176657085 | james.hayes@pfizer.com | 1 | BOILER #1-CLEAVER BROOKS CB-200-600-150 DUAL FUEL |  | BOILER | CLEAVER BROOKS | CB-200-600-150 DUEL FUEL | 1999-12-30 | 2009 | 25.11 | 3 | ULTRA-LOW SULFUR DIESELONE DYED | DIESEL | 44 | DIESEL | 0 | 0 | 0.2 | E3GAL | N | 24 | 7 | 52 | 24 | 7 | 22
1191680 | WYETH RESEARCH |  | 200 CAMBRIDGE PARK DR |  | CAMBRIDGE | MA | 021400000 | 35 CAMBRIDGEPARK DR | ATTN: EHS DEPT | CAMBRIDGE | MA | 021400000 | N | PRIVATE | SM50 | WYETH RESEARCH DIVISION OF WYETH PHARMACEUTICALS | 6176658344 | tim.mcdermott@pfizer.com | TIM | MCDERMOTT | 6176658344 | tim.mcdermott@pfizer.com | JAMES | HAYES | 6176657085 | james.hayes@pfizer.com | 2 | BOILER #2-CLEAVER BROOKS CB-200-600-150 DUAL FUEL |  | BOILER | CLEAVER BROOKS | CB-200-600-150 DUAL FUEL | 1999-12-30 | 2009 | 25.11 | 1 | BOILER #2 PRIMARY NATURAL GAS | NATURAL GAS | 209 | Natural Gas |  |  | 25.604 | E6FT3 | N | 24 | 7 | 52 | 24 | 7 | 22
1191680 | WYETH RESEARCH |  | 200 CAMBRIDGE PARK DR |  | CAMBRIDGE | MA | 021400000 | 35 CAMBRIDGEPARK DR | ATTN: EHS DEPT | CAMBRIDGE | MA | 021400000 | N | PRIVATE | SM50 | WYETH RESEARCH DIVISION OF WYETH PHARMACEUTICALS | 6176658344 | tim.mcdermott@pfizer.com | TIM | MCDERMOTT | 6176658344 | tim.mcdermott@pfizer.com | JAMES | HAYES | 6176657085 | james.hayes@pfizer.com | 2 | BOILER #2-CLEAVER BROOKS CB-200-600-150 DUAL FUEL |  | BOILER | CLEAVER BROOKS | CB-200-600-150 DUAL FUEL | 1999-12-30 | 2009 | 25.11 | 3 | ULTRA-LOW SULFUR DIESELONE DYED | DIESEL | 44 | DIESEL | 0 | 0 | 0.2 | E3GAL | N | 24 | 7 | 52 | 24 | 7 | 22
1191680 | WYETH RESEARCH |  | 200 CAMBRIDGE PARK DR |  | CAMBRIDGE | MA | 021400000 | 35 CAMBRIDGEPARK DR | ATTN: EHS DEPT | CAMBRIDGE | MA | 021400000 | N | PRIVATE | SM50 | WYETH RESEARCH DIVISION OF WYETH PHARMACEUTICALS | 6176658344 | tim.mcdermott@pfizer.com | TIM | MCDERMOTT | 6176658344 | tim.mcdermott@pfizer.com | JAMES | HAYES | 6176657085 | james.hayes@pfizer.com | 3 | BOILER #3-CLEAVER BROOKS CB-200-600-150 DUAL FUEL |  | BOILER | CLEAVER BROOKS | CB-200-600-150 DUEL FUEL | 1999-12-30 | 2009 | 25.11 | 1 | BOILER #3 PRIMARY NATURAL GAS | NATURAL GAS | 209 | Natural Gas |  |  | 25.604 | E6FT3 | N | 24 | 7 | 52 | 24 | 7 | 22
1191680 | WYETH RESEARCH |  | 200 CAMBRIDGE PARK DR |  | CAMBRIDGE | MA | 021400000 | 35 CAMBRIDGEPARK DR | ATTN: EHS DEPT | CAMBRIDGE | MA | 021400000 | N | PRIVATE | SM50 | WYETH RESEARCH DIVISION OF WYETH PHARMACEUTICALS | 6176658344 | tim.mcdermott@pfizer.com | TIM | MCDERMOTT | 6176658344 | tim.mcdermott@pfizer.com | JAMES | HAYES | 6176657085 | james.hayes@pfizer.com | 3 | BOILER #3-CLEAVER BROOKS CB-200-600-150 DUAL FUEL |  | BOILER | CLEAVER BROOKS | CB-200-600-150 DUEL FUEL | 1999-12-30 | 2009 | 25.11 | 3 | ULTRA-LOW SULFUR DIESELONE DYED | DIESEL | 44 | DIESEL | 0 | 0 | 0.2 | E3GAL | N | 24 | 7 | 52 | 24 | 7 | 22
1191680 | WYETH RESEARCH |  | 200 CAMBRIDGE PARK DR |  | CAMBRIDGE | MA | 021400000 | 35 CAMBRIDGEPARK DR | ATTN: EHS DEPT | CAMBRIDGE | MA | 021400000 | N | PRIVATE | SM50 | WYETH RESEARCH DIVISION OF WYETH PHARMACEUTICALS | 6176658344 | tim.mcdermott@pfizer.com | TIM | MCDERMOTT | 6176658344 | tim.mcdermott@pfizer.com | JAMES | HAYES | 6176657085 | james.hayes@pfizer.com | 4 | EMER GEN #1-CAT 3512B 1650 KW |  | ENGINE | CATERPILLER | 3512B | 1999-12-30 | 2009 | 20.6 | 2 | ULTRA-LOW SULFUR DIESELONE DYED | DIESEL | 44 | DIESEL | 0 | 0 | 0.4676 | E3GAL | N | 1 | 1 | 26 | 1 | 1 | 11
1191695 | BOSTON MUSEUM OF FINE ARTS |  | 465 HUNTINGTON AVE |  | BOSTON | MA | 021150000 | 465 HUNTINGTON AVE |  | BOSTON | MA | 021150000 | N | PRIVATE | NM99 | MUSEUM OF FINE ARTS | 6173693230 | KGetchell@mfa.org | KATIE | GETCHELL | 6173693441 | KGetchell@mfa.org | THOMAS | CAREY | 6173693233 | tcarey@mfa.org | 1 | CLV. BRK. BOILER NO.1 |  | BOILER | CLEAVER BROOKS | CB -100 - 350 | 1980-09-01 | 2009 | 15 | 2 | NATURAL GAS | NATURAL GAS | 209 | Natural Gas |  |  | 5.1127 | E6FT3 | N | 12 | 7 | 48 | 24 | 7 | 22
1191695 | BOSTON MUSEUM OF FINE ARTS |  | 465 HUNTINGTON AVE |  | BOSTON | MA | 021150000 | 465 HUNTINGTON AVE |  | BOSTON | MA | 021150000 | N | PRIVATE | NM99 | MUSEUM OF FINE ARTS | 6173693230 | KGetchell@mfa.org | KATIE | GETCHELL | 6173693441 | KGetchell@mfa.org | THOMAS | CAREY | 6173693233 | tcarey@mfa.org | 2 | CLV. BRK. BOILER NO.2 |  | BOILER | CLEAVER BROOKS | CB -100 - 350 | 1980-09-01 | 2009 | 15 | 2 | NATURAL GAS | NATURAL GAS | 209 | Natural Gas |  |  | 51.127 | E6FT3 | N | 24 | 7 | 22 | 12 | 7 | 22
1191695 | BOSTON MUSEUM OF FINE ARTS |  | 465 HUNTINGTON AVE |  | BOSTON | MA | 021150000 | 465 HUNTINGTON AVE |  | BOSTON | MA | 021150000 | N | PRIVATE | NM99 | MUSEUM OF FINE ARTS | 6173693230 | KGetchell@mfa.org | KATIE | GETCHELL | 6173693441 | KGetchell@mfa.org | THOMAS | CAREY | 6173693233 | tcarey@mfa.org | 3 | BOILER 3 CLV/. BRK. |  | BOILER | CLEAVER BROOKS | CB -100 - 350 | 1980-09-01 | 2009 | 15 | 1 | BOILER #3-CLEAVER BROOKS #2 OIL | NO.2 | 58 | Distillate Oil (No. 2) | 0.3 | 0 | 0 | E3GAL | N | 24 | 7 | 18 | 0 | 0 | 0
1191695 | BOSTON MUSEUM OF FINE ARTS |  | 465 HUNTINGTON AVE |  | BOSTON | MA | 021150000 | 465 HUNTINGTON AVE |  | BOSTON | MA | 021150000 | N | PRIVATE | NM99 | MUSEUM OF FINE ARTS | 6173693230 | KGetchell@mfa.org | KATIE | GETCHELL | 6173693441 | KGetchell@mfa.org | THOMAS | CAREY | 6173693233 | tcarey@mfa.org | 3 | BOILER 3 CLV/. BRK. |  | BOILER | CLEAVER BROOKS | CB -100 - 350 | 1980-09-01 | 2009 | 15 | 2 | NATURAL GAS | NATURAL GAS | 209 | Natural Gas |  |  | 0 | E6FT3 | N | 24 | 7 | 18 | 0 | 0 | 0
1191695 | BOSTON MUSEUM OF FINE ARTS |  | 465 HUNTINGTON AVE |  | BOSTON | MA | 021150000 | 465 HUNTINGTON AVE |  | BOSTON | MA | 021150000 | N | PRIVATE | NM99 | MUSEUM OF FINE ARTS | 6173693230 | KGetchell@mfa.org | KATIE | GETCHELL | 6173693441 | KGetchell@mfa.org | THOMAS | CAREY | 6173693233 | tcarey@mfa.org | 14 | B-1 (BOILER 4) |  | BOILER | CLEAVER BROOKS | CBR-200-300-150 | 2009-09-01 | 2009 | 12.555 | 1 | NATURAL GAS | NATURAL GAS | 209 | Natural Gas |  |  | 7.471 | E6FT3 | N | 24 | 7 | 22 | 12 | 7 | 22
1191695 | BOSTON MUSEUM OF FINE ARTS |  | 465 HUNTINGTON AVE |  | BOSTON | MA | 021150000 | 465 HUNTINGTON AVE |  | BOSTON | MA | 021150000 | N | PRIVATE | NM99 | MUSEUM OF FINE ARTS | 6173693230 | KGetchell@mfa.org | KATIE | GETCHELL | 6173693441 | KGetchell@mfa.org | THOMAS | CAREY | 6173693233 | tcarey@mfa.org | 15 | B-2 (BOILER 5) |  | BOILER | CLEAVER BROOKS | CBR-200-300-150 | 2009-09-01 | 2009 | 12.555 | 1 | NATURAL GAS | NATURAL GAS | 209 | Natural Gas |  |  | 7.471 | E6FT3 | N | 12 | 7 | 52 | 12 | 7 | 22
1191695 | BOSTON MUSEUM OF FINE ARTS |  | 465 HUNTINGTON AVE |  | BOSTON | MA | 021150000 | 465 HUNTINGTON AVE |  | BOSTON | MA | 021150000 | N | PRIVATE | NM99 | MUSEUM OF FINE ARTS | 6173693230 | KGetchell@mfa.org | KATIE | GETCHELL | 6173693441 | KGetchell@mfa.org | THOMAS | CAREY | 6173693233 | tcarey@mfa.org | 16 | B-3 (BOILER 6) |  | BOILER | CLEAVER BROOKS | CBR-200-300-150 | 2009-09-01 | 2009 | 12.555 | 1 | NATURAL GAS | NATURAL GAS | 209 | Natural Gas |  |  | 7.471 | E6FT3 | N | 12 | 7 | 52 | 12 | 7 | 22
1191698 | REEBOK INTERNATIONAL LTD |  | 1895 JW FOSTER BLVD |  | CANTON | MA | 020210000 | 1895 JW FOSTER BLVD |  | CANTON | MA | 020210000 | N | PRIVATE | SM25 | ADIDAS GROUP | 7814017022 | brendan.walsh@reebok.com | BRENDAN | WALSH | 7814017022 | brendan.walsh@reebok.com | BRENDAN | WALSH | 7814017022 | brendan.walsh@reebok.com | 1 | BLR 1-CLEAVER-BROOKS CB700-500-125 NATURAL GAS |  | BOILER | CLEAVER-BROOKS | CB700-500-125 | 1999-10-01 | 2010 | 20.92 | 1 | BLR #1-CLEAVER-BROOKS CB-700-500-125 NATURAL GAS | NATURAL GAS | 209 | Natural Gas |  |  | 19.97 | E6FT3 | N | 24 | 7 | 52 | 24 | 7 | 22
1191698 | REEBOK INTERNATIONAL LTD |  | 1895 JW FOSTER BLVD |  | CANTON | MA | 020210000 | 1895 JW FOSTER BLVD |  | CANTON | MA | 020210000 | N | PRIVATE | SM25 | ADIDAS GROUP | 7814017022 | brendan.walsh@reebok.com | BRENDAN | WALSH | 7814017022 | brendan.walsh@reebok.com | BRENDAN | WALSH | 7814017022 | brendan.walsh@reebok.com | 2 | BLR 2-CLEAVER-BROOKS CB-700-500-125 NATURAL GAS |  | BOILER | CLEAVER-BROOKS | CB700-500-125 | 1999-10-01 | 2010 | 20.92 | 1 | BLR #2-CLEAVER-BROOKS CB-700-500-125 NATURAL GAS | NATURAL GAS | 209 | Natural Gas |  |  | 19.9696 | E6FT3 | N | 24 | 7 | 52 | 24 | 7 | 22
1191709 | US VA MEDICAL CENTER |  | 1400 VETERANS OF FOREIGN WARS PKWY |  | WEST ROXBURY | MA | 021320000 | 1400 VETERANS OF FOREIGN WARS PKWY |  | WEST ROXBURY | MA | 021320000 | N | FEDERAL | SM79-7 | VA BOSTON HEALTH CARE SYSTEM | 5085834500 | RICHARD.EPPLEY@VA.GOV | GLENN | BENSON | 5085834500 | Glenn.Benson@va.gov | WILLIAM | GAVAZZI | 6173237700 | WILLIAM.GAVAZZI@VA.GOV | 1 | BOILER #1: CLEAVER BROOKS CB200X-300 |  | BOILER | CLEAVER BROOKS | CB200X-300 | 1978-12-01 | 2009 | 13 | 1 | NO. 2 FUEL OIL | NO.2 | 58 | Distillate Oil (No. 2) | 0.3 | 0.1 | 0 | E3GAL | N | 24 | 7 | 40 | 6 | 7 | 5
1191709 | US VA MEDICAL CENTER |  | 1400 VETERANS OF FOREIGN WARS PKWY |  | WEST ROXBURY | MA | 021320000 | 1400 VETERANS OF FOREIGN WARS PKWY |  | WEST ROXBURY | MA | 021320000 | N | FEDERAL | SM79-7 | VA BOSTON HEALTH CARE SYSTEM | 5085834500 | RICHARD.EPPLEY@VA.GOV | GLENN | BENSON | 5085834500 | Glenn.Benson@va.gov | WILLIAM | GAVAZZI | 6173237700 | WILLIAM.GAVAZZI@VA.GOV | 1 | BOILER #1: CLEAVER BROOKS CB200X-300 |  | BOILER | CLEAVER BROOKS | CB200X-300 | 1978-12-01 | 2009 | 13 | 2 | NATURAL GAS | NATURAL GAS | 209 | Natural Gas |  |  | 36 | E6FT3 | N | 24 | 7 | 40 | 6 | 7 | 5
1191709 | US VA MEDICAL CENTER |  | 1400 VETERANS OF FOREIGN WARS PKWY |  | WEST ROXBURY | MA | 021320000 | 1400 VETERANS OF FOREIGN WARS PKWY |  | WEST ROXBURY | MA | 021320000 | N | FEDERAL | SM79-7 | VA BOSTON HEALTH CARE SYSTEM | 5085834500 | RICHARD.EPPLEY@VA.GOV | GLENN | BENSON | 5085834500 | Glenn.Benson@va.gov | WILLIAM | GAVAZZI | 6173237700 | WILLIAM.GAVAZZI@VA.GOV | 2 | BOILER #2: CLEAVER BROOKS CB290X-300 |  | BOILER | CLEAVER BROOKS | CB290X-300 | 1964-01-01 | 2009 | 13 | 1 | NO. 2 FUEL OIL | NO.2 | 58 | Distillate Oil (No. 2) | 0.3 | 0.1 | 0 | E3GAL | N | 24 | 7 | 30 | 12 | 7 | 18
1191709 | US VA MEDICAL CENTER |  | 1400 VETERANS OF FOREIGN WARS PKWY |  | WEST ROXBURY | MA | 021320000 | 1400 VETERANS OF FOREIGN WARS PKWY |  | WEST ROXBURY | MA | 021320000 | N | FEDERAL | SM79-7 | VA BOSTON HEALTH CARE SYSTEM | 5085834500 | RICHARD.EPPLEY@VA.GOV | GLENN | BENSON | 5085834500 | Glenn.Benson@va.gov | WILLIAM | GAVAZZI | 6173237700 | WILLIAM.GAVAZZI@VA.GOV | 2 | BOILER #2: CLEAVER BROOKS CB290X-300 |  | BOILER | CLEAVER BROOKS | CB290X-300 | 1964-01-01 | 2009 | 13 | 2 | NATURAL GAS | NATURAL GAS | 209 | Natural Gas |  |  | 39 | E6FT3 | N | 24 | 7 | 30 | 12 | 7 | 18
1191709 | US VA MEDICAL CENTER |  | 1400 VETERANS OF FOREIGN WARS PKWY |  | WEST ROXBURY | MA | 021320000 | 1400 VETERANS OF FOREIGN WARS PKWY |  | WEST ROXBURY | MA | 021320000 | N | FEDERAL | SM79-7 | VA BOSTON HEALTH CARE SYSTEM | 5085834500 | RICHARD.EPPLEY@VA.GOV | GLENN | BENSON | 5085834500 | Glenn.Benson@va.gov | WILLIAM | GAVAZZI | 6173237700 | WILLIAM.GAVAZZI@VA.GOV | 3 | BOILER #3: CLEAVER BROOKS CB200X-300 |  | BOILER | CLEAVER BROOKS | CB200X-300 | 1976-01-01 | 2009 | 13 | 1 | NO. 2 FUEL OIL | NO.2 | 58 | Distillate Oil (No. 2) | 0.3 | 0.1 | 0 | E3GAL | N | 3 | 1 | 3 | 0 | 0 | 0
1191709 | US VA MEDICAL CENTER |  | 1400 VETERANS OF FOREIGN WARS PKWY |  | WEST ROXBURY | MA | 021320000 | 1400 VETERANS OF FOREIGN WARS PKWY |  | WEST ROXBURY | MA | 021320000 | N | FEDERAL | SM79-7 | VA BOSTON HEALTH CARE SYSTEM | 5085834500 | RICHARD.EPPLEY@VA.GOV | GLENN | BENSON | 5085834500 | Glenn.Benson@va.gov | WILLIAM | GAVAZZI | 6173237700 | WILLIAM.GAVAZZI@VA.GOV | 3 | BOILER #3: CLEAVER BROOKS CB200X-300 |  | BOILER | CLEAVER BROOKS | CB200X-300 | 1976-01-01 | 2009 | 13 | 2 | NATURAL GAS | NATURAL GAS | 209 | Natural Gas |  |  | 0.1779 | E6FT3 | N | 3 | 1 | 3 | 0 | 0 | 0
1191709 | US VA MEDICAL CENTER |  | 1400 VETERANS OF FOREIGN WARS PKWY |  | WEST ROXBURY | MA | 021320000 | 1400 VETERANS OF FOREIGN WARS PKWY |  | WEST ROXBURY | MA | 021320000 | N | FEDERAL | SM79-7 | VA BOSTON HEALTH CARE SYSTEM | 5085834500 | RICHARD.EPPLEY@VA.GOV | GLENN | BENSON | 5085834500 | Glenn.Benson@va.gov | WILLIAM | GAVAZZI | 6173237700 | WILLIAM.GAVAZZI@VA.GOV | 5 | BOILER #5: CLEAVER BROOKS CB200X-300 |  | BOILER | CLEAVER BROOKS | CB200X-300 | 1989-11-17 | 2009 | 13 | 1 | NO. 2 FUEL OIL | NO.2 | 58 | Distillate Oil (No. 2) | 0.3 | 0.1 | 0 | E3GAL | N | 24 | 7 | 28 | 6 | 3 | 6
1191709 | US VA MEDICAL CENTER |  | 1400 VETERANS OF FOREIGN WARS PKWY |  | WEST ROXBURY | MA | 021320000 | 1400 VETERANS OF FOREIGN WARS PKWY |  | WEST ROXBURY | MA | 021320000 | N | FEDERAL | SM79-7 | VA BOSTON HEALTH CARE SYSTEM | 5085834500 | RICHARD.EPPLEY@VA.GOV | GLENN | BENSON | 5085834500 | Glenn.Benson@va.gov | WILLIAM | GAVAZZI | 6173237700 | WILLIAM.GAVAZZI@VA.GOV | 5 | BOILER #5: CLEAVER BROOKS CB200X-300 |  | BOILER | CLEAVER BROOKS | CB200X-300 | 1989-11-17 | 2009 | 13 | 2 | NATURAL GAS | NATURAL GAS | 209 | Natural Gas |  |  | 32 | E6FT3 | N | 24 | 7 | 28 | 6 | 3 | 6
1191723 | MWRA GILLIS PUMP STA |  | 2 WOODLAND RD |  | STONEHAM | MA | 021800000 | 100 FIRST AVENUE |  | BOSTON | MA | 021290000 | N | STATE | SM25 | MASSACHUSETTS WATER RESOURCE AUTHORITY | 6177882552 | leon.lataille@mwra.state.ma.us | MICHAEL | HORNBROOK | 6177884359 | michael.hornbrook@mwra.state.ma.us | LEON | LATAILLE | 6177882552 | leon.lataille@mwra.state.ma.us | 1 | GENERATOR #1-CATERPILLAR #3512 STD |  | EMERGENCY GENERATOR | CATERPILLAR | 3512 STD | 1997-10-29 | 2009 | 11.725 | 1 | EMERGENCY GENERATOR #2-CATERPILLAR #3512 STD | DIESEL | 44 | DIESEL | 0.05 | 0.1 | 0.528 | E3GAL | N | 2 | 1 | 12 | 1 | 1 | 5
1191723 | MWRA GILLIS PUMP STA |  | 2 WOODLAND RD |  | STONEHAM | MA | 021800000 | 100 FIRST AVENUE |  | BOSTON | MA | 021290000 | N | STATE | SM25 | MASSACHUSETTS WATER RESOURCE AUTHORITY | 6177882552 | leon.lataille@mwra.state.ma.us | MICHAEL | HORNBROOK | 6177884359 | michael.hornbrook@mwra.state.ma.us | LEON | LATAILLE | 6177882552 | leon.lataille@mwra.state.ma.us | 2 | GENERATOR #2-CATERPILLAR #3512 STD |  | EMERGENCY GENERATOR | CATERPILLAR | 3512 STD | 1998-11-01 | 2009 | 11.725 | 1 | EMERGENCY GENERATOR-CATERPILLAR #3512 | DIESEL | 44 | DIESEL | 0.05 | 0 | 0.336 | E3GAL | N | 1 | 1 | 12 | 2 | 1 | 5
1191729 | VERIZON MASSACHUSETTS |  | 6 BOWDOIN SQ |  | BOSTON | MA | 021140000 | 2 HAMPSHIRE STREET |  | LAWRENCE | MA | 018305758 | N | UTILITY | SM25 | VERIZON NEW ENGLAND INC | 9788373604 | b.irwin@verizon.com | WILLIAM | IRWIN | 9788373604 | b.irwin@verizon.com | WILLIAM | IRWIN | 9788373604 | b.irwin@verizon.com | 3 | GENERATOR #1-SOLAR #T1020S8 KEROSENE |  | ENGINE | SOLAR | T-1020S-8 | 1973-01-01 | 2011 | 12.825 | 1 | GENERATOR #1-SOLAR #T1020S8 722 GALS KEROSENE | JET FUEL | 159 | Jet Fuel | 0.05 | 0 | 110 | E6BTU | N | 1 | 1 | 12 | 1 | 1 | 5
1191729 | VERIZON MASSACHUSETTS |  | 6 BOWDOIN SQ |  | BOSTON | MA | 021140000 | 2 HAMPSHIRE STREET |  | LAWRENCE | MA | 018305758 | N | UTILITY | SM25 | VERIZON NEW ENGLAND INC | 9788373604 | b.irwin@verizon.com | WILLIAM | IRWIN | 9788373604 | b.irwin@verizon.com | WILLIAM | IRWIN | 9788373604 | b.irwin@verizon.com | 4 | GENERATOR #2-SOLAR T1020S8 KEROSENE |  | ENGINE | SOLAR | T-1020S-8 | 1973-01-01 | 2011 | 12.825 | 1 | GENERATOR #2-SOLAR #T1020S8 750 GALS KEROSENE | JET FUEL | 159 | Jet Fuel | 0.05 | 0 | 138 | E6BTU | N | 1 | 1 | 12 | 1 | 1 | 5
1191729 | VERIZON MASSACHUSETTS |  | 6 BOWDOIN SQ |  | BOSTON | MA | 021140000 | 2 HAMPSHIRE STREET |  | LAWRENCE | MA | 018305758 | N | UTILITY | SM25 | VERIZON NEW ENGLAND INC | 9788373604 | b.irwin@verizon.com | WILLIAM | IRWIN | 9788373604 | b.irwin@verizon.com | WILLIAM | IRWIN | 9788373604 | b.irwin@verizon.com | 5 | GENERATOR #3-SOLAR #T1020S8 KEROSENE |  | ENGINE | SOLAR | T-1020S-8 | 1973-01-01 | 2011 | 12.825 | 1 | GENERATOR #3-SOLAR #T1020S8 855 GALS KEROSENE | JET FUEL | 159 | Jet Fuel | 0.5 | 0 | 139 | E6BTU | N | 1 | 1 | 12 | 1 | 1 | 5
1191736 | TERADYNE INC |  | 500-600 RIVERPARK DR |  | NORTH READING | MA | 018640000 | 600 RIVERPARK DRIVE MS-2 | ATTN: EHS DEPARTMENT | NORTH READING | MA | 018640000 | N | PRIVATE | NM25 | TERADYNE INC | 9783702287 | Debra.Pulpi@Teradyne.com | RICHARD | LUPIEN | 9783702333 | Rich.Lupien@Teradyne.com | DEBRA | PULPI-FRIEDLANDER | 9783702287 | Debra.Pulpi@Teradyne.com | 2 | HOT WATER BOILERS #C002-AERCO BMK2- NAT GAS |  | BOILER | AERCO- 6 BOILER 3/BUILDING | BMK2.0 NOZZLE MIX | 1998-09-01 | 2009 | 12 | 1 | HOT WATER BOILERS #C002-AERCO BMK2-NATURAL GAS | NATURAL GAS | 209 | Natural Gas |  |  | 0.0991 | E6FT3 | Y | 24 | 7 | 52 | 24 | 7 | 22
1191745 | ASTRAZENECA PHARMACEUTICALS LP |  | 35 GATEHOUSE DR |  | WALTHAM | MA | 024510000 | 35 GATEHOUSE DR |  | WALTHAM | MA | 024511215 | N | PRIVATE | SM50 | ASTRAZENECA PHARMACEUTICALS LP | 3028863000 | thereisnogeneral@address.com | JOHN | HENNESSY | 7818394000 | john.hennessy@astrazeneca.com | MARY | SABOLEFSKI | 7818394704 | mary.sabolefski@astrazeneca.com | 1 | BOILER #1-BURNHAM LN3P-1000-50-G-PF NATURAL GAS |  | BOILER | BURNHAM | LN3P-1000-50-G-PF | 1999-06-01 | 2011 | 42 | 1 | BOILER #1-BURNHAM LN3P-1000-50-G-PF NATURAL GAS | NATURAL GAS | 209 | Natural Gas |  |  | 28.6 | E6FT3 | Y | 24 | 7 | 52 | 24 | 7 | 22
1191745 | ASTRAZENECA PHARMACEUTICALS LP |  | 35 GATEHOUSE DR |  | WALTHAM | MA | 024510000 | 35 GATEHOUSE DR |  | WALTHAM | MA | 024511215 | N | PRIVATE | SM50 | ASTRAZENECA PHARMACEUTICALS LP | 3028863000 | thereisnogeneral@address.com | JOHN | HENNESSY | 7818394000 | john.hennessy@astrazeneca.com | MARY | SABOLEFSKI | 7818394704 | mary.sabolefski@astrazeneca.com | 2 | BOILER #2-BURNHAM LN3P-1000-50-G-PF NATURAL GAS |  | BOILER | BURNHAM | LN3P-1000-50-G-PF | 1999-06-01 | 2011 | 42 | 1 | BOILER #2-BURNHAM LN3P-1000-50-G-PF NATURAL GAS | NATURAL GAS | 209 | Natural Gas |  |  | 28.6 | E6FT3 | Y | 24 | 7 | 52 | 24 | 7 | 22
1191745 | ASTRAZENECA PHARMACEUTICALS LP |  | 35 GATEHOUSE DR |  | WALTHAM | MA | 024510000 | 35 GATEHOUSE DR |  | WALTHAM | MA | 024511215 | N | PRIVATE | SM50 | ASTRAZENECA PHARMACEUTICALS LP | 3028863000 | thereisnogeneral@address.com | JOHN | HENNESSY | 7818394000 | john.hennessy@astrazeneca.com | MARY | SABOLEFSKI | 7818394704 | mary.sabolefski@astrazeneca.com | 3 | BOILER #5 BURNHAM LN3P-400-50-G-BNHM NATURAL GAS |  | BOILER | BURNHAM | LN3P-400-50-G-BNHM | 1999-06-01 | 2011 | 17 | 1 | BOILER #5-BURNHAM LN3P-400-50-G-BNHM NATURAL GAS | NATURAL GAS | 209 | Natural Gas |  |  | 28.6 | E6FT3 | Y | 24 | 7 | 52 | 24 | 7 | 22
1191745 | ASTRAZENECA PHARMACEUTICALS LP |  | 35 GATEHOUSE DR |  | WALTHAM | MA | 024510000 | 35 GATEHOUSE DR |  | WALTHAM | MA | 024511215 | N | PRIVATE | SM50 | ASTRAZENECA PHARMACEUTICALS LP | 3028863000 | thereisnogeneral@address.com | JOHN | HENNESSY | 7818394000 | john.hennessy@astrazeneca.com | MARY | SABOLEFSKI | 7818394704 | mary.sabolefski@astrazeneca.com | 3 | BOILER #5 BURNHAM LN3P-400-50-G-BNHM NATURAL GAS |  | BOILER | BURNHAM | LN3P-400-50-G-BNHM | 1999-06-01 | 2011 | 17 | 2 | BOILER #5- BURNHAM LN3P-400-50-G-BNHM | NO.2 | 58 | Distillate Oil (No. 2) | 0.0015 | 0 | 0.01 | E3GAL | Y | 24 | 7 | 52 | 24 | 7 | 22
1191745 | ASTRAZENECA PHARMACEUTICALS LP |  | 35 GATEHOUSE DR |  | WALTHAM | MA | 024510000 | 35 GATEHOUSE DR |  | WALTHAM | MA | 024511215 | N | PRIVATE | SM50 | ASTRAZENECA PHARMACEUTICALS LP | 3028863000 | thereisnogeneral@address.com | JOHN | HENNESSY | 7818394000 | john.hennessy@astrazeneca.com | MARY | SABOLEFSKI | 7818394704 | mary.sabolefski@astrazeneca.com | 4 | EMER GEN #1 CATERPILLAR 3516B 2 OIL |  | ENGINE | CATERPILLAR | 3516B | 1999-06-01 | 2011 | 19 | 1 | EMER GEN 1 CATERPILLAR 3516B 2 OIL | DIESEL | 44 | DIESEL | 0.0015 | 0 | 2.102 | E3GAL | N | 1 | 1 | 26 | 1 | 1 | 22
1191745 | ASTRAZENECA PHARMACEUTICALS LP |  | 35 GATEHOUSE DR |  | WALTHAM | MA | 024510000 | 35 GATEHOUSE DR |  | WALTHAM | MA | 024511215 | N | PRIVATE | SM50 | ASTRAZENECA PHARMACEUTICALS LP | 3028863000 | thereisnogeneral@address.com | JOHN | HENNESSY | 7818394000 | john.hennessy@astrazeneca.com | MARY | SABOLEFSKI | 7818394704 | mary.sabolefski@astrazeneca.com | 6 | EMER GEN #2 CATERPILLAR D3516C |  | ENGINE | MILTON CATERPILLAR | D3516C | 2009-01-01 | 2011 | 19 | 1 | EMER GEN #2 CATERPILLAR | DIESEL | 44 | DIESEL | 0.0015 | 0 | 1.644 | E3GAL | N | 1 | 1 | 26 | 1 | 1 | 22
1191745 | ASTRAZENECA PHARMACEUTICALS LP |  | 35 GATEHOUSE DR |  | WALTHAM | MA | 024510000 | 35 GATEHOUSE DR |  | WALTHAM | MA | 024511215 | N | PRIVATE | SM50 | ASTRAZENECA PHARMACEUTICALS LP | 3028863000 | thereisnogeneral@address.com | JOHN | HENNESSY | 7818394000 | john.hennessy@astrazeneca.com | MARY | SABOLEFSKI | 7818394704 | mary.sabolefski@astrazeneca.com | 7 | BOILER #3- HURST S4-X-900-150 |  | BOILER | HURST | S4-X-900-150 | 2009-01-01 | 2011 | 37.8 | 1 | BOILER #3- HURST S4-X-900-150 | NATURAL GAS | 209 | Natural Gas |  |  | 28.6 | E6FT3 | N | 24 | 7 | 52 | 24 | 7 | 22
1191746 | SOUTH BOSTON HIGH SCHOOL |  | 95 G ST |  | BOSTON | MA | 021270000 | DEPARTMENT OF PLANNING AND ENGINEERING | 1216 DORCHESTER AVE | DORCHESTER | MA | 021280000 | Y | LOCAL GOVERNMENT | NM25 | SOUTH BOSTON HIGH SCHOOL | 6176358300 | JLANE@BOSTON.K12.MA.US | MICHAEL | DILORENZO | 6176358300 | MDILORENZO@BOSTON.K12.MA.US | JEFF | LANE | 6176358300X185 | JLANE@BOSTON.K12.MA.US | 1 | BOILER 1 NATURAL GAS | 2 | BOILER | HB SMITH | 650 | 1989-02-02 | 2009 | 20.5 | 1 | BOILER #1 NATURAL GAS | NATURAL GAS | 209 | Natural Gas |  |  | 11.8 | E6FT3 | N | 24 | 7 | 30 | 0 | 0 | 0
1191749 | BLUE CROSS BLUE SHIELD OF MASSACHUSETTS |  | 401 PARK DR | LANDMARK CENTER | BOSTON | MA | 022153326 | 401 PARK DRIVE | LANDMARK CENTER | BOSTON | MA | 022153326 | N | PRIVATE | SM25 | BLUE CROSS BLUE SHIELD OF MASSACHUSETTS | 6172463592 | Lawrence.Healey@bcbsma.com | LAWRENCE | HEALEY | 6172463592 | Lawrence.Healey@bcbsma.com | RICHARD | PAGE | 6172465619 | richard.page@bcbsma.com | 2 | EMER GEN #1 - DIESEL - 1500 KW - #2 OIL |  | ENGINE | CATERPILLAR | 3512B DM1728-06 | 2000-06-30 | 2009 | 15.4 | 1 | DIESEL OIL | DIESEL | 44 | DIESEL | 0.0015 | 0 | 0.46 | E3GAL | N | 1 | 1 | 52 | 1 | 7 | 22
1191749 | BLUE CROSS BLUE SHIELD OF MASSACHUSETTS |  | 401 PARK DR | LANDMARK CENTER | BOSTON | MA | 022153326 | 401 PARK DRIVE | LANDMARK CENTER | BOSTON | MA | 022153326 | N | PRIVATE | SM25 | BLUE CROSS BLUE SHIELD OF MASSACHUSETTS | 6172463592 | Lawrence.Healey@bcbsma.com | LAWRENCE | HEALEY | 6172463592 | Lawrence.Healey@bcbsma.com | RICHARD | PAGE | 6172465619 | richard.page@bcbsma.com | 3 | EMER GEN #2 - DIESEL - 1500 KW - #2 OIL |  | ENGINE | CATERPILLAR | 3512B DM1728-06 | 2000-06-30 | 2009 | 15.4 | 1 | DIESEL OIL | DIESEL | 44 | DIESEL | 0.0015 | 0 | 0.46 | E3GAL | N | 1 | 1 | 52 | 1 | 7 | 22
1191749 | BLUE CROSS BLUE SHIELD OF MASSACHUSETTS |  | 401 PARK DR | LANDMARK CENTER | BOSTON | MA | 022153326 | 401 PARK DRIVE | LANDMARK CENTER | BOSTON | MA | 022153326 | N | PRIVATE | SM25 | BLUE CROSS BLUE SHIELD OF MASSACHUSETTS | 6172463592 | Lawrence.Healey@bcbsma.com | LAWRENCE | HEALEY | 6172463592 | Lawrence.Healey@bcbsma.com | RICHARD | PAGE | 6172465619 | richard.page@bcbsma.com | 4 | EMER GEN #3 - DIESEL - 1500 KW - #2 OIL |  | ENGINE | CATERPILLAR | 3512B DM1728-06 | 2000-06-30 | 2009 | 15.4 | 1 | DIESEL OIL | DIESEL | 44 | DIESEL | 0.0015 | 0 | 0.46 | E3GAL | N | 1 | 7 | 52 | 1 | 7 | 22
1191753 | WYETH RESEARCH |  | 87 CAMBRIDGE PARK DR |  | CAMBRIDGE | MA | 021400000 | 35 CAMBRIDGEPARK DR | ATTN: EHS DEPT | CAMBRIDGE | MA | 021400000 | N | PRIVATE | NM50 | WYETH RESEARCH DIVISION OF WYETH PHARMACEUTICALS INC. | 6176658344 | tim.mcdermott@pfizer.com | TIM | MCDERMOTT | 6176658344 | tim.mcdermott@pfizer.com | JAMES | HAYES | 6176657085 | james.hayes@pfizer.com | 1 | BOILER #1-CLEAVER BROOKS CB700-250015 #OL103016 |  | BOILER | CLEAVER BROOKS | CBI-700-250-015 | 2004-11-01 | 2009 | 10.206 | 1 | NATURAL GAS | NATURAL GAS | 209 | Natural Gas |  |  | 8.1988 | E6FT3 | N | 24 | 7 | 52 | 24 | 7 | 22
1191753 | WYETH RESEARCH |  | 87 CAMBRIDGE PARK DR |  | CAMBRIDGE | MA | 021400000 | 35 CAMBRIDGEPARK DR | ATTN: EHS DEPT | CAMBRIDGE | MA | 021400000 | N | PRIVATE | NM50 | WYETH RESEARCH DIVISION OF WYETH PHARMACEUTICALS INC. | 6176658344 | tim.mcdermott@pfizer.com | TIM | MCDERMOTT | 6176658344 | tim.mcdermott@pfizer.com | JAMES | HAYES | 6176657085 | james.hayes@pfizer.com | 2 | BOILER #2-CLEAVER BROOKS CB700-250015 OL103197 |  | BOILER | CLEAVER BROOKS | CBI-700-250-015 | 2004-11-01 | 2009 | 10.206 | 1 | NATURAL GAS | NATURAL GAS | 209 | Natural Gas |  |  | 8.1988 | E6FT3 | N | 24 | 7 | 52 | 24 | 7 | 22
1191760 | KAYEM FOODS, INC |  | 75 ARLINGTON ST |  | CHELSEA | MA | 021500000 | 75 ARLINGTON ST |  | CHELSEA | MA | 021500000 | N | PRIVATE | NM50 | KAYEM FOODS, INC. | 6178891600 | stephanm@kayem.com | STEPHAN | MONKIEWICZ | 6178873143 | stephanm@kayem.com | STEPHAN | MONKIEWICZ | 6178873143 | stephanm@kayem.com | 1 | BOILER #1-CLEAVER BROOKS CB-700-250-15 NAT GAS |  | BOILER | CLEAVER BROOKS | CBLE 700 250-15 | 2000-01-01 | 2010 | 10 | 1 | NATURAL GAS | NATURAL GAS | 209 | Natural Gas |  |  | 16.294 | E6FT3 | Y | 24 | 7 | 52 | 24 | 7 | 22
1191765 | COMCAST OF BOSTON |  | 304 MARTIN LUTHER KING BLVD |  | BOSTON | MA | 021190000 | 304 MARTIN LUTHER KING BLVD |  | BOSTON | MA | 021190000 | N | PRIVATE | SM25 | COMCAST OF BOSTON | 6036282572 | Robert_GoldthwaiteJr@cable.comcast.com | ROBERT | GOLDTHWAITE JR. | 6036282572 | Robert_GoldthwaiteJr@cable.comcast.com | CHRIS | COSBY | 4135629923X73274 | Chris_Cosby@cable.comcast.com | 1 | GENERATOR #1-DETROIT DIESEL #12V4000 - NO. 2 OIL |  | ENGINE | KOHLER/DETROIT DIESEL | 1250 ROZD-4/12V-4000 | 2000-06-13 | 2010 | 11.9 | 1 | GENERATOR #1-DETROIT DIESEL #12V4000 NO.2 OIL 0.05 | DIESEL | 44 | DIESEL | 0.0015 | 0 | 3.588 | E3GAL | N | 1 | 1 | 52 | 1 | 1 | 22
1191770 | LEVEL 3 COMMUNICATIONS LLC | FKA WILLIAMS COMMUNICATIONS | 1 SUMMER ST |  | BOSTON | MA | 021100000 | 1 SUMMER STREET |  | BOSTON | MA | 021100000 | N | PRIVATE | SM79-7 | LEVEL 3 COMMUNICATIONS | 7208884744 | timothy.kimball@level3.com | TIMOTHY | KIMBALL | 7208884744 | timothy.kimball@level3.com | TIMOTHY | KIMBALL | 7208884744 | timothy.kimball@level3.com | 1 | EMER GEN #1 - CAT DIESEL - 2000 KW - #2 OIL |  | ENGINE | CATERPILLAR | 3516B | 2000-09-12 | 2009 | 20 | 1 | EMER GEN #1 - CAT DIESEL 2000 KW #2 OIL | DIESEL | 44 | DIESEL | 0.05 | 0 | 0.7 | E3GAL | N | 1 | 1 | 26 | 1 | 1 | 10
1191770 | LEVEL 3 COMMUNICATIONS LLC | FKA WILLIAMS COMMUNICATIONS | 1 SUMMER ST |  | BOSTON | MA | 021100000 | 1 SUMMER STREET |  | BOSTON | MA | 021100000 | N | PRIVATE | SM79-7 | LEVEL 3 COMMUNICATIONS | 7208884744 | timothy.kimball@level3.com | TIMOTHY | KIMBALL | 7208884744 | timothy.kimball@level3.com | TIMOTHY | KIMBALL | 7208884744 | timothy.kimball@level3.com | 2 | EMER GEN #2 - CAT DIESEL - 2000 KW - #2 OIL |  | ENGINE | CATERPILLAR | 3516B | 2000-09-12 | 2009 | 20 | 1 | EMER GEN #2 - CAT DIESEL 2000 KW #2 OIL | DIESEL | 44 | DIESEL | 0.05 | 0 | 0.7 | E3GAL | N | 1 | 1 | 26 | 1 | 1 | 10
1191771 | GENZYME CORPORATION |  | 76 NEW YORK AVE |  | FRAMINGHAM | MA | 017010000 | 11 PLEASANT ST CONNECTOR | PO BOX 9322 | FRAMINGHAM | MA | 017019322 | N | PRIVATE | SM50 | GENZYME CORPORATION | 5088728400 | joan.boegel@genzyme.com | HENRY | FITZGERALD | 5082702153 | Henry.Fitzgerald@genzyme.com | JOAN | BOEGEL | 5082702176 | joan.boegel@genzyme.com | 1 | COMBINED SMALL BOILERS, HEATERS, RTUS, ETC | 54 | BOILER | COMBINED | COMBINED | 1983-01-01 | 2009 | 27.038 | 1 | NATURAL GAS | NATURAL GAS | 209 | Natural Gas |  |  | 37.1116 | E6FT3 | Y | 24 | 7 | 52 | 24 | 7 | 22
1191771 | GENZYME CORPORATION |  | 76 NEW YORK AVE |  | FRAMINGHAM | MA | 017010000 | 11 PLEASANT ST CONNECTOR | PO BOX 9322 | FRAMINGHAM | MA | 017019322 | N | PRIVATE | SM50 | GENZYME CORPORATION | 5088728400 | joan.boegel@genzyme.com | HENRY | FITZGERALD | 5082702153 | Henry.Fitzgerald@genzyme.com | JOAN | BOEGEL | 5082702176 | joan.boegel@genzyme.com | 25 | CLEAVER BROOKS 55-BLR-01 |  | BOILER | CLEAVER BROOKS | CB200-800-150 | 2006-09-01 | 2009 | 33.5 | 1 | NATURAL GAS | NATURAL GAS | 209 | Natural Gas |  |  | 51.2471 | E6FT3 | N | 24 | 7 | 52 | 24 | 7 | 22
1191771 | GENZYME CORPORATION |  | 76 NEW YORK AVE |  | FRAMINGHAM | MA | 017010000 | 11 PLEASANT ST CONNECTOR | PO BOX 9322 | FRAMINGHAM | MA | 017019322 | N | PRIVATE | SM50 | GENZYME CORPORATION | 5088728400 | joan.boegel@genzyme.com | HENRY | FITZGERALD | 5082702153 | Henry.Fitzgerald@genzyme.com | JOAN | BOEGEL | 5082702176 | joan.boegel@genzyme.com | 26 | CLEAVER BROOKS 55-BLR-02 |  | BOILER | CLEAVER BROOKS | CB200-800-150 | 2006-09-01 | 2009 | 33.5 | 1 | NATURAL GAS | NATURAL GAS | 209 | Natural Gas |  |  | 51.2471 | E6FT3 | N | 24 | 7 | 52 | 24 | 7 | 22
1191771 | GENZYME CORPORATION |  | 76 NEW YORK AVE |  | FRAMINGHAM | MA | 017010000 | 11 PLEASANT ST CONNECTOR | PO BOX 9322 | FRAMINGHAM | MA | 017019322 | N | PRIVATE | SM50 | GENZYME CORPORATION | 5088728400 | joan.boegel@genzyme.com | HENRY | FITZGERALD | 5082702153 | Henry.Fitzgerald@genzyme.com | JOAN | BOEGEL | 5082702176 | joan.boegel@genzyme.com | 27 | CLEAVER BROOKS 55-BLR-03 |  | BOILER | CLEAVER BROOKS | CB200-800-150 | 2006-09-01 | 2009 | 33.5 | 1 | NATURAL GAS | NATURAL GAS | 209 | Natural Gas |  |  | 51.2741 | E6FT3 | N | 24 | 7 | 52 | 24 | 7 | 22
1191771 | GENZYME CORPORATION |  | 76 NEW YORK AVE |  | FRAMINGHAM | MA | 017010000 | 11 PLEASANT ST CONNECTOR | PO BOX 9322 | FRAMINGHAM | MA | 017019322 | N | PRIVATE | SM50 | GENZYME CORPORATION | 5088728400 | joan.boegel@genzyme.com | HENRY | FITZGERALD | 5082702153 | Henry.Fitzgerald@genzyme.com | JOAN | BOEGEL | 5082702176 | joan.boegel@genzyme.com | 32 | EMERGENCY GENERATOR 55-ENG-01 |  | ENGINE | CATERPILLAR | 3516C | 2006-09-01 | 2009 | 20.3 | 1 | DIESEL FUEL OIL | DIESEL | 44 | DIESEL | 0.05 | 0 | 1.1348 | E3GAL | N | 1 | 1 | 52 | 1 | 1 | 22
1191771 | GENZYME CORPORATION |  | 76 NEW YORK AVE |  | FRAMINGHAM | MA | 017010000 | 11 PLEASANT ST CONNECTOR | PO BOX 9322 | FRAMINGHAM | MA | 017019322 | N | PRIVATE | SM50 | GENZYME CORPORATION | 5088728400 | joan.boegel@genzyme.com | HENRY | FITZGERALD | 5082702153 | Henry.Fitzgerald@genzyme.com | JOAN | BOEGEL | 5082702176 | joan.boegel@genzyme.com | 33 | EMERGENCY GENERATOR 55-ENG-02 |  | ENGINE | CATERPILLAR | 3516C | 2006-09-01 | 2009 | 20.3 | 1 | DIESEL FUEL OIL | DIESEL | 44 | DIESEL | 0.05 | 0 | 1.1348 | E3GAL | N | 1 | 1 | 52 | 1 | 1 | 22
1191771 | GENZYME CORPORATION |  | 76 NEW YORK AVE |  | FRAMINGHAM | MA | 017010000 | 11 PLEASANT ST CONNECTOR | PO BOX 9322 | FRAMINGHAM | MA | 017019322 | N | PRIVATE | SM50 | GENZYME CORPORATION | 5088728400 | joan.boegel@genzyme.com | HENRY | FITZGERALD | 5082702153 | Henry.Fitzgerald@genzyme.com | JOAN | BOEGEL | 5082702176 | joan.boegel@genzyme.com | 45 | CLEAVER BROOKS 55-BLR-04 |  | BOILER | CLEAVER BROOKS | CBLE-800-800-160 | 2009-11-16 | 2009 | 32.659 | 1 | NATURAL GAS | NATURAL GAS | 209 | Natural Gas |  |  | 3.2711 | E6FT3 | N | 24 | 7 | 7 | 0 | 0 | 0
1191771 | GENZYME CORPORATION |  | 76 NEW YORK AVE |  | FRAMINGHAM | MA | 017010000 | 11 PLEASANT ST CONNECTOR | PO BOX 9322 | FRAMINGHAM | MA | 017019322 | N | PRIVATE | SM50 | GENZYME CORPORATION | 5088728400 | joan.boegel@genzyme.com | HENRY | FITZGERALD | 5082702153 | Henry.Fitzgerald@genzyme.com | JOAN | BOEGEL | 5082702176 | joan.boegel@genzyme.com | 47 | EMEGENCY GENERATOR 74-EGEN-03 |  | ENGINE | CATERPILLAR | 3516C | 2009-04-06 | 2009 | 26.1 | 1 | DIESEL FUEL OIL | DIESEL | 44 | DIESEL | 0.05 | 0 | 0.7565 | E3GAL | N | 1 | 1 | 37 | 1 | 1 | 22
1191771 | GENZYME CORPORATION |  | 76 NEW YORK AVE |  | FRAMINGHAM | MA | 017010000 | 11 PLEASANT ST CONNECTOR | PO BOX 9322 | FRAMINGHAM | MA | 017019322 | N | PRIVATE | SM50 | GENZYME CORPORATION | 5088728400 | joan.boegel@genzyme.com | HENRY | FITZGERALD | 5082702153 | Henry.Fitzgerald@genzyme.com | JOAN | BOEGEL | 5082702176 | joan.boegel@genzyme.com | 48 | EMERGENCY GENERATOR 74-EGEN-02 |  | ENGINE | CATERPILLAR | 3516C | 2008-04-08 | 2009 | 26.1 | 1 | DIESEL FUEL OIL | DIESEL | 44 | DIESEL | 0.05 | 0 | 1.1348 | E3GAL | N | 1 | 1 | 52 | 1 | 1 | 22
1191773 | ARSENAL ON THE CHARLES | FKA WATERTOWN MISSION CRITICAL FACILITY | 311 ARSENAL ST |  | WATERTOWN | MA | 024720000 | 46 BLACKSTONE STREET | EHSEM | CAMBRIDGE | MA | 024720000 | N | PRIVATE | SM25 | ARSENAL ON THE CHARLES | 6174952060 | GORDON_REYNOLDS@HARVARD.EDU | GORDON | REYNOLDS | 6174952060 | GORDON_REYNOLDS@HARVARD.EDU | MOHAMED | OMAR | 6174952060 | mohamed_omar@harvard.edu | 1 | BOILER #1-CLEAVER BROOKS #FLX7001100160 NAT GAS |  | BOILER | CLEAVER | FLX7001100160 | 2000-04-30 | 2010 | 11 | 1 | THIS SOURCE WAS CREATED FOR MAILING PURPOSES ONLY | NATURAL GAS | 209 | Natural Gas |  |  | 2 | E6FT3 | N | 1 | 1 | 1 | 1 | 1 | 1
1191773 | ARSENAL ON THE CHARLES | FKA WATERTOWN MISSION CRITICAL FACILITY | 311 ARSENAL ST |  | WATERTOWN | MA | 024720000 | 46 BLACKSTONE STREET | EHSEM | CAMBRIDGE | MA | 024720000 | N | PRIVATE | SM25 | ARSENAL ON THE CHARLES | 6174952060 | GORDON_REYNOLDS@HARVARD.EDU | GORDON | REYNOLDS | 6174952060 | GORDON_REYNOLDS@HARVARD.EDU | MOHAMED | OMAR | 6174952060 | mohamed_omar@harvard.edu | 2 | BOILER #2-CLEAVER BROOKS #FLX7001100160 NAT GAS |  | BOILER | CLEAVER | CLEAVER | 2000-04-30 | 2010 | 11 | 1 | BOILER #2-CLEAVER BROOKS #FLX7001100160 NAT GAS | NATURAL GAS | 209 | Natural Gas |  |  | 2 | E6FT3 | N | 1 | 1 | 2 | 1 | 1 | 1
1191773 | ARSENAL ON THE CHARLES | FKA WATERTOWN MISSION CRITICAL FACILITY | 311 ARSENAL ST |  | WATERTOWN | MA | 024720000 | 46 BLACKSTONE STREET | EHSEM | CAMBRIDGE | MA | 024720000 | N | PRIVATE | SM25 | ARSENAL ON THE CHARLES | 6174952060 | GORDON_REYNOLDS@HARVARD.EDU | GORDON | REYNOLDS | 6174952060 | GORDON_REYNOLDS@HARVARD.EDU | MOHAMED | OMAR | 6174952060 | mohamed_omar@harvard.edu | 6 | NATURAL GAS BOILERS/ROOF TOP UNITS < 3 MMBTU/HR |  | BOILER | VARIOUS | VARIOUS | 1999-01-01 | 2010 | 33.3 | 1 | NATURAL GAS | NATURAL GAS | 209 | Natural Gas |  |  | 10.5 | E6FT3 | N | 1 | 1 | 2 | 1 | 1 | 1
1191775 | DIGITAL 128 FIRST AVENUE LLC | FKA SENTINEL PROPERTIES NEEDHAM LLC | 128 FIRST AVE |  | NEEDHAM | MA | 021920000 | 128 FIRST AVE |  | NEEDHAM | MA | 024942805 | N | PRIVATE | SM79-7 | DIGITAL 128 FIRST AVENUE LLC | 8573669900 | bmorford@digitalrealtytrust.com | BRIAN | MORFORD | 7814441340 | bmorford@digitalrealtytrust.com | BRIAN | MORFORD | 7814441340 | bmorford@digitalrealtytrust.com | 1 | EMERGENCY DIESEL GENERATOR A |  | ENGINE | CATERPILLAR | 3516B | 2001-04-15 | 2009 | 20.4 | 1 | ULTRA LOW SULFUR DIESEL FUEL | DIESEL | 44 | DIESEL | 0.0015 | 0 | 1.515 | E3GAL | N | 1 | 1 | 52 | 1 | 1 | 22
1191775 | DIGITAL 128 FIRST AVENUE LLC | FKA SENTINEL PROPERTIES NEEDHAM LLC | 128 FIRST AVE |  | NEEDHAM | MA | 021920000 | 128 FIRST AVE |  | NEEDHAM | MA | 024942805 | N | PRIVATE | SM79-7 | DIGITAL 128 FIRST AVENUE LLC | 8573669900 | bmorford@digitalrealtytrust.com | BRIAN | MORFORD | 7814441340 | bmorford@digitalrealtytrust.com | BRIAN | MORFORD | 7814441340 | bmorford@digitalrealtytrust.com | 2 | EMERGENCY DIESEL GENERATOR B |  | ENGINE | CATERPILLAR | 3516B | 2001-04-15 | 2009 | 20.4 | 1 | ULTRA LOW SULFUR DIESEL FUEL | DIESEL | 44 | DIESEL | 0.0015 | 0 | 1.635 | E3GAL | N | 1 | 1 | 52 | 1 | 1 | 22
1191775 | DIGITAL 128 FIRST AVENUE LLC | FKA SENTINEL PROPERTIES NEEDHAM LLC | 128 FIRST AVE |  | NEEDHAM | MA | 021920000 | 128 FIRST AVE |  | NEEDHAM | MA | 024942805 | N | PRIVATE | SM79-7 | DIGITAL 128 FIRST AVENUE LLC | 8573669900 | bmorford@digitalrealtytrust.com | BRIAN | MORFORD | 7814441340 | bmorford@digitalrealtytrust.com | BRIAN | MORFORD | 7814441340 | bmorford@digitalrealtytrust.com | 3 | EMERGENCY DIESEL GENERATOR C |  | ENGINE | CATERPILLAR | 3516B | 2001-04-15 | 2009 | 20.4 | 1 | ULTRA LOW SULFUR DIESEL FUEL | DIESEL | 44 | DIESEL | 0.0015 | 0 | 1.635 | E3GAL | N | 1 | 1 | 52 | 1 | 1 | 22
1191775 | DIGITAL 128 FIRST AVENUE LLC | FKA SENTINEL PROPERTIES NEEDHAM LLC | 128 FIRST AVE |  | NEEDHAM | MA | 021920000 | 128 FIRST AVE |  | NEEDHAM | MA | 024942805 | N | PRIVATE | SM79-7 | DIGITAL 128 FIRST AVENUE LLC | 8573669900 | bmorford@digitalrealtytrust.com | BRIAN | MORFORD | 7814441340 | bmorford@digitalrealtytrust.com | BRIAN | MORFORD | 7814441340 | bmorford@digitalrealtytrust.com | 4 | EMERGENCY DIESEL GENERATOR D |  | ENGINE | CATERPILLAR | 3516B | 2001-04-15 | 2009 | 20.4 | 1 | ULTRA LOW SULFUR DIESEL FUEL | DIESEL | 44 | DIESEL | 0.0015 | 0 | 1.02 | E3GAL | N | 1 | 1 | 52 | 1 | 1 | 22
1191775 | DIGITAL 128 FIRST AVENUE LLC | FKA SENTINEL PROPERTIES NEEDHAM LLC | 128 FIRST AVE |  | NEEDHAM | MA | 021920000 | 128 FIRST AVE |  | NEEDHAM | MA | 024942805 | N | PRIVATE | SM79-7 | DIGITAL 128 FIRST AVENUE LLC | 8573669900 | bmorford@digitalrealtytrust.com | BRIAN | MORFORD | 7814441340 | bmorford@digitalrealtytrust.com | BRIAN | MORFORD | 7814441340 | bmorford@digitalrealtytrust.com | 6 | EMERGENCY DIESEL GENERATOR E |  | ENGINE | CATERPILLAR | 3516B | 2001-04-15 | 2009 | 20.4 | 1 | ULTRA LOW SULFUR DIESEL FUEL | DIESEL | 44 | DIESEL | 0.0015 | 0 | 8.13 | E3GAL | N | 1 | 1 | 52 | 1 | 1 | 22
1191775 | DIGITAL 128 FIRST AVENUE LLC | FKA SENTINEL PROPERTIES NEEDHAM LLC | 128 FIRST AVE |  | NEEDHAM | MA | 021920000 | 128 FIRST AVE |  | NEEDHAM | MA | 024942805 | N | PRIVATE | SM79-7 | DIGITAL 128 FIRST AVENUE LLC | 8573669900 | bmorford@digitalrealtytrust.com | BRIAN | MORFORD | 7814441340 | bmorford@digitalrealtytrust.com | BRIAN | MORFORD | 7814441340 | bmorford@digitalrealtytrust.com | 7 | EMERGENCY DIESEL GENERATOR F |  | ENGINE | CATERPILLAR | 3526B | 2001-04-15 | 2009 | 20.4 | 1 | ULTRA LOW SULFUR DIESEL FUEL | DIESEL | 44 | DIESEL | 0.0015 | 0 | 8.01 | E3GAL | N | 1 | 1 | 52 | 1 | 1 | 22
1191775 | DIGITAL 128 FIRST AVENUE LLC | FKA SENTINEL PROPERTIES NEEDHAM LLC | 128 FIRST AVE |  | NEEDHAM | MA | 021920000 | 128 FIRST AVE |  | NEEDHAM | MA | 024942805 | N | PRIVATE | SM79-7 | DIGITAL 128 FIRST AVENUE LLC | 8573669900 | bmorford@digitalrealtytrust.com | BRIAN | MORFORD | 7814441340 | bmorford@digitalrealtytrust.com | BRIAN | MORFORD | 7814441340 | bmorford@digitalrealtytrust.com | 8 | EMERGENCY DIESEL GENERATOR G |  | ENGINE | CATERPILLAR | 3516B | 2001-04-15 | 2009 | 20.4 | 1 | ULTRA LOW SULFUR FUEL | DIESEL | 44 | DIESEL | 0.0015 | 0 | 0.48 | E3GAL | N | 1 | 1 | 52 | 1 | 1 | 22
1191775 | DIGITAL 128 FIRST AVENUE LLC | FKA SENTINEL PROPERTIES NEEDHAM LLC | 128 FIRST AVE |  | NEEDHAM | MA | 021920000 | 128 FIRST AVE |  | NEEDHAM | MA | 024942805 | N | PRIVATE | SM79-7 | DIGITAL 128 FIRST AVENUE LLC | 8573669900 | bmorford@digitalrealtytrust.com | BRIAN | MORFORD | 7814441340 | bmorford@digitalrealtytrust.com | BRIAN | MORFORD | 7814441340 | bmorford@digitalrealtytrust.com | 9 | EMERGENCY DIESEL GENERATOR H |  | ENGINE | CATERPILLAR | 3516B | 2001-04-15 | 2009 | 20.4 | 1 | ULTRA LOW SULFUR DIESEL FUEL | DIESEL | 44 | DIESEL | 0.0015 | 0 | 0.48 | E3GAL | N | 1 | 1 | 52 | 1 | 1 | 22
1191775 | DIGITAL 128 FIRST AVENUE LLC | FKA SENTINEL PROPERTIES NEEDHAM LLC | 128 FIRST AVE |  | NEEDHAM | MA | 021920000 | 128 FIRST AVE |  | NEEDHAM | MA | 024942805 | N | PRIVATE | SM79-7 | DIGITAL 128 FIRST AVENUE LLC | 8573669900 | bmorford@digitalrealtytrust.com | BRIAN | MORFORD | 7814441340 | bmorford@digitalrealtytrust.com | BRIAN | MORFORD | 7814441340 | bmorford@digitalrealtytrust.com | 10 | EMERGENCY DIESEL GENERATOR I |  | ENGINE | CATERPILLAR | 3516B | 2006-01-26 | 2009 | 19 | 1 | ULTRA LOW SULFUR DIESEL FUEL | DIESEL | 44 | DIESEL | 0.0015 | 0 | 0.48 | E3GAL | N | 1 | 1 | 52 | 1 | 1 | 22
1191775 | DIGITAL 128 FIRST AVENUE LLC | FKA SENTINEL PROPERTIES NEEDHAM LLC | 128 FIRST AVE |  | NEEDHAM | MA | 021920000 | 128 FIRST AVE |  | NEEDHAM | MA | 024942805 | N | PRIVATE | SM79-7 | DIGITAL 128 FIRST AVENUE LLC | 8573669900 | bmorford@digitalrealtytrust.com | BRIAN | MORFORD | 7814441340 | bmorford@digitalrealtytrust.com | BRIAN | MORFORD | 7814441340 | bmorford@digitalrealtytrust.com | 11 | EMERGENCY DIESEL GENERATOR J |  | ENGINE | CATERPILLAR | 3516B | 2007-05-22 | 2009 | 19.5 | 1 | ULTRA LOW SULFUR DIESEL FUEL | DIESEL | 44 | DIESEL | 0.0015 | 0 | 0.48 | E3GAL | N | 1 | 1 | 52 | 1 | 1 | 22
1191775 | DIGITAL 128 FIRST AVENUE LLC | FKA SENTINEL PROPERTIES NEEDHAM LLC | 128 FIRST AVE |  | NEEDHAM | MA | 021920000 | 128 FIRST AVE |  | NEEDHAM | MA | 024942805 | N | PRIVATE | SM79-7 | DIGITAL 128 FIRST AVENUE LLC | 8573669900 | bmorford@digitalrealtytrust.com | BRIAN | MORFORD | 7814441340 | bmorford@digitalrealtytrust.com | BRIAN | MORFORD | 7814441340 | bmorford@digitalrealtytrust.com | 12 | EMERGENCY DIESEL GENERATOR K |  | ENGINE | CATERPILLAR | 3516B | 2007-05-22 | 2009 | 19.5 | 1 | ULTRA LOW SULFUR DIESEL FUEL | DIESEL | 44 | DIESEL | 0.0015 | 0 | 0.48 | E3GAL | N | 1 | 1 | 52 | 1 | 1 | 22
1191775 | DIGITAL 128 FIRST AVENUE LLC | FKA SENTINEL PROPERTIES NEEDHAM LLC | 128 FIRST AVE |  | NEEDHAM | MA | 021920000 | 128 FIRST AVE |  | NEEDHAM | MA | 024942805 | N | PRIVATE | SM79-7 | DIGITAL 128 FIRST AVENUE LLC | 8573669900 | bmorford@digitalrealtytrust.com | BRIAN | MORFORD | 7814441340 | bmorford@digitalrealtytrust.com | BRIAN | MORFORD | 7814441340 | bmorford@digitalrealtytrust.com | 13 | EMERGENCY DIESEL GENERATOR L |  | ENGINE | CATERPILLAR | 3516B | 2001-04-15 | 2009 | 19.5 | 1 | ULTRA LOW SULFUR DIESEL FUEL | DIESEL | 44 | DIESEL | 0.0015 | 0 | 0.48 | E3GAL | N | 1 | 1 | 52 | 1 | 1 | 22
1191775 | DIGITAL 128 FIRST AVENUE LLC | FKA SENTINEL PROPERTIES NEEDHAM LLC | 128 FIRST AVE |  | NEEDHAM | MA | 021920000 | 128 FIRST AVE |  | NEEDHAM | MA | 024942805 | N | PRIVATE | SM79-7 | DIGITAL 128 FIRST AVENUE LLC | 8573669900 | bmorford@digitalrealtytrust.com | BRIAN | MORFORD | 7814441340 | bmorford@digitalrealtytrust.com | BRIAN | MORFORD | 7814441340 | bmorford@digitalrealtytrust.com | 14 | EMERGENCY DIESEL GENERATOR M |  | ENGINE | CATERPILLAR | 3516B | 2007-05-22 | 2009 | 19.5 | 1 | ULTRA LOW SULFUR DIESEL FUEL | DIESEL | 44 | DIESEL | 0.0015 | 0 | 0.48 | E3GAL | N | 1 | 1 | 52 | 1 | 1 | 22
1191775 | DIGITAL 128 FIRST AVENUE LLC | FKA SENTINEL PROPERTIES NEEDHAM LLC | 128 FIRST AVE |  | NEEDHAM | MA | 021920000 | 128 FIRST AVE |  | NEEDHAM | MA | 024942805 | N | PRIVATE | SM79-7 | DIGITAL 128 FIRST AVENUE LLC | 8573669900 | bmorford@digitalrealtytrust.com | BRIAN | MORFORD | 7814441340 | bmorford@digitalrealtytrust.com | BRIAN | MORFORD | 7814441340 | bmorford@digitalrealtytrust.com | 15 | EMERGENCY DIESEL GENERATOR N |  | ENGINE | CATERPILLAR | 3516B | 2001-04-15 | 2009 | 19.5 | 1 | ULTRA LOW SULFUR DIESEL FUEL | DIESEL | 44 | DIESEL | 0.0015 | 0 | 0.36 | E3GAL | N | 1 | 1 | 52 | 1 | 1 | 22
1191775 | DIGITAL 128 FIRST AVENUE LLC | FKA SENTINEL PROPERTIES NEEDHAM LLC | 128 FIRST AVE |  | NEEDHAM | MA | 021920000 | 128 FIRST AVE |  | NEEDHAM | MA | 024942805 | N | PRIVATE | SM79-7 | DIGITAL 128 FIRST AVENUE LLC | 8573669900 | bmorford@digitalrealtytrust.com | BRIAN | MORFORD | 7814441340 | bmorford@digitalrealtytrust.com | BRIAN | MORFORD | 7814441340 | bmorford@digitalrealtytrust.com | 16 | EMERGENCY DIESEL GENERATOR O |  | ENGINE | CATERPILLAR | 3516B | 2001-04-15 | 2009 | 19.5 | 1 | ULTRA LOW SULFUR DIESEL FUEL | DIESEL | 44 | DIESEL | 0.0015 | 0 | 0.36 | E3GAL | N | 1 | 1 | 52 | 1 | 1 | 22
1191806 | CENTURYLINK - BOSTON | FKA QUEST COMMUNICATIONS | 1 SUMMER ST |  | BOSTON | MA | 021100000 | 55 CHURCH STREET, 1 ST FLOOR | ATTN: HARLAN PINCUS | WHITE PLAINS | NY | 106010000 | N | PRIVATE | SM25 | QWEST COMMUNICATIONS COMPANY, LLC | 9146867952 | HARLAN.PINCUS@QWEST.COM | DARRELL | LINGK | 3039927096 | Darrell.Lingk@qwest.com | HARLAN | PINCUS | 9146867952 | HARLAN.PINCUS@QWEST.COM | 3 | EMER GEN #3 - DIESEL - 1500 KW - #2 OIL |  | ENGINE | CATERPILLAR | 3512-DITA | 2000-09-12 | 2009 | 15.4 | 1 | DIESEL #2 FUEL OIL | DIESEL | 44 | DIESEL | 0.05 | 0 | 0.733 | E3GAL | N | 1 | 1 | 14 | 1 | 1 | 5
1191811 | DIGITAL 55 MIDDLESEX LLC | FKA SENTINEL DATA CENTERS BEDFORD LLC | 55 MIDDLESEX TPKE |  | BEDFORD | MA | 017300000 | 55 MIDDLESEX TPKE |  | BEDFORD | MA | 017300000 | N | PRIVATE | SM79-7 | DIGITAL 55 MIDDLESEX TURNPIKE, LLC | 7815415134 | wfrick@digitalrealtytrust.com | WILLIAM | FRICK | 7815415134 | wfrick@digitalrealtytrust.com | WILLIAM | FRICK | 7815415134 | wfrick@digitalrealtytrust.com | 1 | EMER GEN #1 - CATERPILLAR 3516B |  | ENGINE | CATERPILLAR | 3516B | 2000-10-01 | 2009 | 19 | 1 | EMER GEN #1- DIESEL | DIESEL | 44 | DIESEL | 0.05 | 0 | 0.609 | E3GAL | N | 1 | 5 | 52 | 1 | 1 | 12
1191811 | DIGITAL 55 MIDDLESEX LLC | FKA SENTINEL DATA CENTERS BEDFORD LLC | 55 MIDDLESEX TPKE |  | BEDFORD | MA | 017300000 | 55 MIDDLESEX TPKE |  | BEDFORD | MA | 017300000 | N | PRIVATE | SM79-7 | DIGITAL 55 MIDDLESEX TURNPIKE, LLC | 7815415134 | wfrick@digitalrealtytrust.com | WILLIAM | FRICK | 7815415134 | wfrick@digitalrealtytrust.com | WILLIAM | FRICK | 7815415134 | wfrick@digitalrealtytrust.com | 2 | EMER GEN #2- CATERPILLAR 3516B |  | ENGINE | CATERPILLAR | 3516B | 2000-10-01 | 2009 | 19 | 1 | EMER GEN #2- DIESEL | DIESEL | 44 | DIESEL | 0.05 | 0 | 0.609 | E3GAL | N | 1 | 1 | 52 | 1 | 1 | 12
1191811 | DIGITAL 55 MIDDLESEX LLC | FKA SENTINEL DATA CENTERS BEDFORD LLC | 55 MIDDLESEX TPKE |  | BEDFORD | MA | 017300000 | 55 MIDDLESEX TPKE |  | BEDFORD | MA | 017300000 | N | PRIVATE | SM79-7 | DIGITAL 55 MIDDLESEX TURNPIKE, LLC | 7815415134 | wfrick@digitalrealtytrust.com | WILLIAM | FRICK | 7815415134 | wfrick@digitalrealtytrust.com | WILLIAM | FRICK | 7815415134 | wfrick@digitalrealtytrust.com | 3 | EMER GEN #3- CATERPILLAR 3516B |  | ENGINE | CATERPILLAR | 3516B | 2000-10-01 | 2009 | 19 | 1 | EMER GEN #3- DIESEL | DIESEL | 44 | DIESEL | 0.05 | 0 | 0.609 | E3GAL | N | 1 | 1 | 52 | 1 | 1 | 12
1191811 | DIGITAL 55 MIDDLESEX LLC | FKA SENTINEL DATA CENTERS BEDFORD LLC | 55 MIDDLESEX TPKE |  | BEDFORD | MA | 017300000 | 55 MIDDLESEX TPKE |  | BEDFORD | MA | 017300000 | N | PRIVATE | SM79-7 | DIGITAL 55 MIDDLESEX TURNPIKE, LLC | 7815415134 | wfrick@digitalrealtytrust.com | WILLIAM | FRICK | 7815415134 | wfrick@digitalrealtytrust.com | WILLIAM | FRICK | 7815415134 | wfrick@digitalrealtytrust.com | 4 | EMER GEN #6- CATERPILLAR 3516B |  | ENGINE | CATERPILLAR | 3516B | 2000-10-01 | 2009 | 19 | 1 | EMER GEN #6- DIESEL | DIESEL | 44 | DIESEL | 0.05 | 0 | 0.609 | E3GAL | N | 1 | 1 | 52 | 1 | 1 | 12
1191811 | DIGITAL 55 MIDDLESEX LLC | FKA SENTINEL DATA CENTERS BEDFORD LLC | 55 MIDDLESEX TPKE |  | BEDFORD | MA | 017300000 | 55 MIDDLESEX TPKE |  | BEDFORD | MA | 017300000 | N | PRIVATE | SM79-7 | DIGITAL 55 MIDDLESEX TURNPIKE, LLC | 7815415134 | wfrick@digitalrealtytrust.com | WILLIAM | FRICK | 7815415134 | wfrick@digitalrealtytrust.com | WILLIAM | FRICK | 7815415134 | wfrick@digitalrealtytrust.com | 5 | EMER GEN #4- CATERPILLAR 3516B |  | ENGINE | CATERPILLAR | 3516B | 2000-10-01 | 2009 | 19 | 1 | EMER GEN #4- DIESEL | DIESEL | 44 | DIESEL | 0.05 | 0 | 0.609 | E3GAL | N | 1 | 1 | 52 | 1 | 1 | 12
1191811 | DIGITAL 55 MIDDLESEX LLC | FKA SENTINEL DATA CENTERS BEDFORD LLC | 55 MIDDLESEX TPKE |  | BEDFORD | MA | 017300000 | 55 MIDDLESEX TPKE |  | BEDFORD | MA | 017300000 | N | PRIVATE | SM79-7 | DIGITAL 55 MIDDLESEX TURNPIKE, LLC | 7815415134 | wfrick@digitalrealtytrust.com | WILLIAM | FRICK | 7815415134 | wfrick@digitalrealtytrust.com | WILLIAM | FRICK | 7815415134 | wfrick@digitalrealtytrust.com | 6 | EMER GEN #5- CAT 3516B |  | ENGINE | CATERPILLAR | 3516B | 2000-10-01 | 2009 | 19 | 1 | EMER GEN #5- DIESEL | DIESEL | 44 | DIESEL | 0.05 | 0 | 0.609 | E3GAL | N | 1 | 1 | 52 | 1 | 1 | 12
1191812 | LISTA INTERNATIONAL CORP |  | 106 LOWLAND ST |  | HOLLISTON | MA | 017460000 | 106 LOWLAND STREET |  | HOLLISTON | MA | 017466170 | N | PRIVATE | SM80-7 | LISTA INTERNATIONAL | 5084291350 | GregJohnson@listaintl.com | GREG | JOHNSON | 5084291350 | GregJohnson@listaintl.com | GREG | JOHNSON | 5084291350X522 | GregJohnson@listaintl.com | 6 | PRETREATMENT WASHER (3 BURNER) | 3 | FURNACE | CINCINNATI INDUSTRIAL MACHINERY | CUSTOM | 2005-05-15 | 2011 | 11.4 | 1 | NATURAL GAS | NATURAL GAS | 209 | Natural Gas |  |  | 11.099 | E6FT3 | N | 24 | 4 | 51 | 24 | 4 | 22
1191812 | LISTA INTERNATIONAL CORP |  | 106 LOWLAND ST |  | HOLLISTON | MA | 017460000 | 106 LOWLAND STREET |  | HOLLISTON | MA | 017466170 | N | PRIVATE | SM80-7 | LISTA INTERNATIONAL | 5084291350 | GregJohnson@listaintl.com | GREG | JOHNSON | 5084291350 | GregJohnson@listaintl.com | GREG | JOHNSON | 5084291350X522 | GregJohnson@listaintl.com | 8 | CURE OVEN | 3 | FURNACE | CINCINNATI | CUSTOM | 2005-05-15 | 2011 | 10.5 | 1 | NATURAL GAS | NATURAL GAS | 209 | Natural Gas |  |  | 10.222 | E6FT3 | N | 24 | 4 | 51 | 24 | 4 | 22
1191814 | SAVVIS | FKA EXODUS COMMUNICATIONS | 580 WINTER ST |  | WALTHAM | MA | 021540000 | 2831 MISSION COLLEGE |  | SANTA CLARA | CA | 950540000 | N | PRIVATE | SM150 | SAVVIS COMMUNICATIONS | 3146287000 | jay.quigley@savvis.net | JAY | QUIGLEY | 7815775132 | jay.quigley@savvis.net | JAY | QUIGLEY | 7815775132 | jay.quigley@savvis.net | 1 | EMERGENCY GENERATOR - 1 |  | ENGINE | CATERPILLAR | 3512 | 2000-10-31 | 2010 | 12.8123 | 1 | DIESEL | DIESEL | 44 | DIESEL | 0.0015 | 0 | 154.811 | E6BTU | N | 1 | 1 | 13 | 1 | 1 | 5
1191814 | SAVVIS | FKA EXODUS COMMUNICATIONS | 580 WINTER ST |  | WALTHAM | MA | 021540000 | 2831 MISSION COLLEGE |  | SANTA CLARA | CA | 950540000 | N | PRIVATE | SM150 | SAVVIS COMMUNICATIONS | 3146287000 | jay.quigley@savvis.net | JAY | QUIGLEY | 7815775132 | jay.quigley@savvis.net | JAY | QUIGLEY | 7815775132 | jay.quigley@savvis.net | 2 | EMERGENCY GENERATOR - 2 |  | ENGINE | CATERPILLER | 3512 | 2000-10-31 | 2010 | 12.8123 | 1 | DIESEL | DIESEL | 44 | DIESEL | 0.0015 | 0 | 154.811 | E6BTU | N | 1 | 1 | 13 | 1 | 1 | 5
1191814 | SAVVIS | FKA EXODUS COMMUNICATIONS | 580 WINTER ST |  | WALTHAM | MA | 021540000 | 2831 MISSION COLLEGE |  | SANTA CLARA | CA | 950540000 | N | PRIVATE | SM150 | SAVVIS COMMUNICATIONS | 3146287000 | jay.quigley@savvis.net | JAY | QUIGLEY | 7815775132 | jay.quigley@savvis.net | JAY | QUIGLEY | 7815775132 | jay.quigley@savvis.net | 3 | EMERGENCY GENERATOR - 3 |  | ENGINE | CATERPILLER | 3512 | 2000-10-31 | 2010 | 12.8123 | 1 | DIESEL | DIESEL | 44 | DIESEL | 0.0015 | 0 | 154.811 | E6BTU | N | 1 | 1 | 13 | 1 | 1 | 5
1191814 | SAVVIS | FKA EXODUS COMMUNICATIONS | 580 WINTER ST |  | WALTHAM | MA | 021540000 | 2831 MISSION COLLEGE |  | SANTA CLARA | CA | 950540000 | N | PRIVATE | SM150 | SAVVIS COMMUNICATIONS | 3146287000 | jay.quigley@savvis.net | JAY | QUIGLEY | 7815775132 | jay.quigley@savvis.net | JAY | QUIGLEY | 7815775132 | jay.quigley@savvis.net | 4 | EMERGENCY GENERATOR - 4 |  | ENGINE | CATERPILLER | 3512 | 2000-10-31 | 2010 | 12.8123 | 1 | DIESEL | DIESEL | 44 | DIESEL | 0.0015 | 0 | 154.811 | E6BTU | N | 1 | 1 | 13 | 1 | 1 | 5
1191814 | SAVVIS | FKA EXODUS COMMUNICATIONS | 580 WINTER ST |  | WALTHAM | MA | 021540000 | 2831 MISSION COLLEGE |  | SANTA CLARA | CA | 950540000 | N | PRIVATE | SM150 | SAVVIS COMMUNICATIONS | 3146287000 | jay.quigley@savvis.net | JAY | QUIGLEY | 7815775132 | jay.quigley@savvis.net | JAY | QUIGLEY | 7815775132 | jay.quigley@savvis.net | 5 | EMERGENCY GENERATOR - 5 |  | ENGINE | CATERPILLER | 3512 | 2000-10-31 | 2010 | 12.8123 | 1 | DIESEL | DIESEL | 44 | DIESEL | 0.0015 | 0 | 154.811 | E6BTU | N | 1 | 1 | 13 | 1 | 1 | 5
1191814 | SAVVIS | FKA EXODUS COMMUNICATIONS | 580 WINTER ST |  | WALTHAM | MA | 021540000 | 2831 MISSION COLLEGE |  | SANTA CLARA | CA | 950540000 | N | PRIVATE | SM150 | SAVVIS COMMUNICATIONS | 3146287000 | jay.quigley@savvis.net | JAY | QUIGLEY | 7815775132 | jay.quigley@savvis.net | JAY | QUIGLEY | 7815775132 | jay.quigley@savvis.net | 6 | EMERGENCY GENERATOR - 6 |  | ENGINE | CATERPILLER | 3512 | 2000-10-31 | 2010 | 12.8123 | 1 | DIESEL | DIESEL | 44 | DIESEL | 0.0015 | 0 | 154.811 | E6BTU | N | 1 | 1 | 13 | 1 | 1 | 5
1191819 | BIOGEN IDEC MA INC |  | 15 CAMBRIDGE ST |  | CAMBRIDGE | MA | 021420000 | 14 CAMBRIDGE CENTER |  | CAMBRIDGE | MA | 021420000 | N | PRIVATE | SM80-7 | BIOGEN IDEC MA INC | 6176792000 | thomas.barton@biogenidec.com | THOMAS | BARTON | 6176793716 | thomas.barton@biogenidec.com | KATHLEEN | ROY | 6179145956 | kathleen.roy@biogenidec.com | 10 | BLDG 6 HW BOILER (CORE) - PVI - 10MMBH |  | BOILER | PVI | 250 WBHE 300A-TP | 1995-01-01 | 2009 | 10 | 1 | NATURAL GAS | NATURAL GAS | 209 | Natural Gas |  |  | 42.82 | E6FT3 | N | 24 | 1 | 1 | 24 | 1 | 1
1191819 | BIOGEN IDEC MA INC |  | 15 CAMBRIDGE ST |  | CAMBRIDGE | MA | 021420000 | 14 CAMBRIDGE CENTER |  | CAMBRIDGE | MA | 021420000 | N | PRIVATE | SM80-7 | BIOGEN IDEC MA INC | 6176792000 | thomas.barton@biogenidec.com | THOMAS | BARTON | 6176793716 | thomas.barton@biogenidec.com | KATHLEEN | ROY | 6179145956 | kathleen.roy@biogenidec.com | 11 | COMBINED BOILERS (9) <10MMBH BLDG 2 - 17MMBH | 9 | BOILER | PATTERSON KELLY | N200-2RW | 1995-01-01 | 2009 | 17 | 1 | NATURAL GAS | NATURAL GAS | 209 | Natural Gas |  |  | 10.42 | E6FT3 | N | 12 | 1 | 1 | 1 | 1 | 4
1191819 | BIOGEN IDEC MA INC |  | 15 CAMBRIDGE ST |  | CAMBRIDGE | MA | 021420000 | 14 CAMBRIDGE CENTER |  | CAMBRIDGE | MA | 021420000 | N | PRIVATE | SM80-7 | BIOGEN IDEC MA INC | 6176792000 | thomas.barton@biogenidec.com | THOMAS | BARTON | 6176793716 | thomas.barton@biogenidec.com | KATHLEEN | ROY | 6179145956 | kathleen.roy@biogenidec.com | 13 | COMBINED BOILERS(7) <10MMBH BLDG1,5,7,8 - 10.5MMBH | 7 | COMBINED | COMBINED | COMBINED | 1995-01-01 | 2009 | 10.8 | 1 | NATURAL GAS | NATURAL GAS | 209 | Natural Gas |  |  | 0.2 | E6FT3 | N | 1 | 1 | 12 | 1 | 1 | 4
1191819 | BIOGEN IDEC MA INC |  | 15 CAMBRIDGE ST |  | CAMBRIDGE | MA | 021420000 | 14 CAMBRIDGE CENTER |  | CAMBRIDGE | MA | 021420000 | N | PRIVATE | SM80-7 | BIOGEN IDEC MA INC | 6176792000 | thomas.barton@biogenidec.com | THOMAS | BARTON | 6176793716 | thomas.barton@biogenidec.com | KATHLEEN | ROY | 6179145956 | kathleen.roy@biogenidec.com | 15 | COMBINED GENERATORS(8) <10MMBH - 13.5MMBH | 8 | ENGINE | COMBINED | COMBINED | 1990-01-01 | 2009 | 13.5 | 1 | HIGH SULFUR DIESEL | DIESEL | 44 | DIESEL | 0.003 | 0 | 3.27 | E3GAL | N | 1 | 1 | 12 | 1 | 1 | 4
1191819 | BIOGEN IDEC MA INC |  | 15 CAMBRIDGE ST |  | CAMBRIDGE | MA | 021420000 | 14 CAMBRIDGE CENTER |  | CAMBRIDGE | MA | 021420000 | N | PRIVATE | SM80-7 | BIOGEN IDEC MA INC | 6176792000 | thomas.barton@biogenidec.com | THOMAS | BARTON | 6176793716 | thomas.barton@biogenidec.com | KATHLEEN | ROY | 6179145956 | kathleen.roy@biogenidec.com | 16 | BLDG 6A - HRSG DUCT BURNERS - COEN CUSTOM - 36MMBH |  | HRSg | CEON | CUSTOM | 2005-01-01 | 2009 | 35.7 | 1 | NATURAL GAS | NATURAL GAS | 209 | Natural Gas |  |  | 24.11 | E6FT3 | Y | 24 | 7 | 52 | 24 | 7 | 22
1191819 | BIOGEN IDEC MA INC |  | 15 CAMBRIDGE ST |  | CAMBRIDGE | MA | 021420000 | 14 CAMBRIDGE CENTER |  | CAMBRIDGE | MA | 021420000 | N | PRIVATE | SM80-7 | BIOGEN IDEC MA INC | 6176792000 | thomas.barton@biogenidec.com | THOMAS | BARTON | 6176793716 | thomas.barton@biogenidec.com | KATHLEEN | ROY | 6179145956 | kathleen.roy@biogenidec.com | 17 | BLDG 6A - C. TURBINE - SOLAR T60 - 58MMBH |  | ENGINE | SOLAR INC | TAURUS 60 | 2005-01-01 | 2009 | 57.83 | 1 | ULTRA LOW SULFUR DIESEL | DIESEL | 44 | DIESEL | 0.003 |  | 11.09 | E3GAL | Y | 24 | 7 | 52 | 24 | 7 | 22
1191819 | BIOGEN IDEC MA INC |  | 15 CAMBRIDGE ST |  | CAMBRIDGE | MA | 021420000 | 14 CAMBRIDGE CENTER |  | CAMBRIDGE | MA | 021420000 | N | PRIVATE | SM80-7 | BIOGEN IDEC MA INC | 6176792000 | thomas.barton@biogenidec.com | THOMAS | BARTON | 6176793716 | thomas.barton@biogenidec.com | KATHLEEN | ROY | 6179145956 | kathleen.roy@biogenidec.com | 17 | BLDG 6A - C. TURBINE - SOLAR T60 - 58MMBH |  | ENGINE | SOLAR INC | TAURUS 60 | 2005-01-01 | 2009 | 57.83 | 2 | NATURAL GAS | NATURAL GAS | 209 | Natural Gas |  |  | 547612.7 | E6BTU | Y | 24 | 7 | 52 | 24 | 7 | 22
1191819 | BIOGEN IDEC MA INC |  | 15 CAMBRIDGE ST |  | CAMBRIDGE | MA | 021420000 | 14 CAMBRIDGE CENTER |  | CAMBRIDGE | MA | 021420000 | N | PRIVATE | SM80-7 | BIOGEN IDEC MA INC | 6176792000 | thomas.barton@biogenidec.com | THOMAS | BARTON | 6176793716 | thomas.barton@biogenidec.com | KATHLEEN | ROY | 6179145956 | kathleen.roy@biogenidec.com | 18 | BLDG 6A - AUX BOILER#1 - NEBRASKA CUSTOM - 63MMBH |  | BOILER | NEBRASKA | CUSTOM | 2005-12-31 | 2009 | 62.78 | 1 | ULTRA LOW SULFUR DIESEL | NO.2 | 58 | Distillate Oil (No. 2) | 0.003 |  | 1.79 | E3GAL | Y | 24 | 7 | 52 | 24 | 7 | 22
1191819 | BIOGEN IDEC MA INC |  | 15 CAMBRIDGE ST |  | CAMBRIDGE | MA | 021420000 | 14 CAMBRIDGE CENTER |  | CAMBRIDGE | MA | 021420000 | N | PRIVATE | SM80-7 | BIOGEN IDEC MA INC | 6176792000 | thomas.barton@biogenidec.com | THOMAS | BARTON | 6176793716 | thomas.barton@biogenidec.com | KATHLEEN | ROY | 6179145956 | kathleen.roy@biogenidec.com | 18 | BLDG 6A - AUX BOILER#1 - NEBRASKA CUSTOM - 63MMBH |  | BOILER | NEBRASKA | CUSTOM | 2005-12-31 | 2009 | 62.78 | 2 | NATURAL GAS | NATURAL GAS | 209 | Natural Gas |  |  | 8.9 | E6FT3 | Y | 24 | 7 | 52 | 24 | 7 | 22
1191819 | BIOGEN IDEC MA INC |  | 15 CAMBRIDGE ST |  | CAMBRIDGE | MA | 021420000 | 14 CAMBRIDGE CENTER |  | CAMBRIDGE | MA | 021420000 | N | PRIVATE | SM80-7 | BIOGEN IDEC MA INC | 6176792000 | thomas.barton@biogenidec.com | THOMAS | BARTON | 6176793716 | thomas.barton@biogenidec.com | KATHLEEN | ROY | 6179145956 | kathleen.roy@biogenidec.com | 19 | BLDG 6A - AUX BOILER#2 - NEBRASKA CUSTOM - 63MMBH |  | BOILER | NEBRASKA | CUSTOM | 2005-12-31 | 2009 | 62.78 | 1 | ULTRA LOW SULFUR DIESEL | NO.2 | 58 | Distillate Oil (No. 2) | 0.003 |  | 2.05 | E3GAL | Y | 24 | 7 | 52 | 24 | 7 | 22
1191819 | BIOGEN IDEC MA INC |  | 15 CAMBRIDGE ST |  | CAMBRIDGE | MA | 021420000 | 14 CAMBRIDGE CENTER |  | CAMBRIDGE | MA | 021420000 | N | PRIVATE | SM80-7 | BIOGEN IDEC MA INC | 6176792000 | thomas.barton@biogenidec.com | THOMAS | BARTON | 6176793716 | thomas.barton@biogenidec.com | KATHLEEN | ROY | 6179145956 | kathleen.roy@biogenidec.com | 19 | BLDG 6A - AUX BOILER#2 - NEBRASKA CUSTOM - 63MMBH |  | BOILER | NEBRASKA | CUSTOM | 2005-12-31 | 2009 | 62.78 | 2 | NATURAL GAS | NATURAL GAS | 209 | Natural Gas |  |  | 4.21 | E6FT3 | Y | 24 | 7 | 52 | 24 | 7 | 22
1191820 | MBTA RIVERSIDE CARHOUSE |  | 325 GROVE ST |  | NEWTON | MA | 021650000 | 21 ARLINGTON AVENUE |  | BOSTON | MA | 021290000 | Y | STATE | NM50 | MBTA | 6172225467 | PWalworth@mbta.com | PETER | WALWORTH | 6172225467 | PWalworth@mbta.com | PETER | WALWORTH | 6172225467 | PWalworth@mbta.com | 1 | BOILER 1 - CLEAVER BROOKS NO. 2 FUEL OIL |  | BOILER | CLEAVER BROOKS | CB250HP | 1975-01-01 | 2009 | 10.461 | 1 | BOILER NO.1-CLEAVER BROOKS CB 250 NO. 2 OIL-.3PCTS | NO.2 | 58 | Distillate Oil (No. 2) | 0.0015 | 0 | 25 | E3GAL | N | 24 | 7 | 30 | 0 | 0 | 0
1191820 | MBTA RIVERSIDE CARHOUSE |  | 325 GROVE ST |  | NEWTON | MA | 021650000 | 21 ARLINGTON AVENUE |  | BOSTON | MA | 021290000 | Y | STATE | NM50 | MBTA | 6172225467 | PWalworth@mbta.com | PETER | WALWORTH | 6172225467 | PWalworth@mbta.com | PETER | WALWORTH | 6172225467 | PWalworth@mbta.com | 2 | BOILER 2 - CLEAVER BROOKS NO. 2 FUEL OIL |  | BOILER | CLEAVER BROOKKS | CB250 HP | 1975-01-01 | 2009 | 10.461 | 1 | BOILER NO.2-CLEAVER BROOKS CB 250 NO.2 OIL-.3PCTS | NO.2 | 58 | Distillate Oil (No. 2) | 0.015 | 0 | 25 | E3GAL | N | 24 | 7 | 32 | 0 | 0 | 0
1191826 | MERCK SHARP & DOHME CORP | FKA MERCK RESEARCH LABORATORIES | 33 AVENUE LOUIS PASTEUR |  | BOSTON | MA | 021150000 | 33 AVENUE LOUIS PASTEUR | ATTN: GREG DECKER, MGR EHS | BOSTON | MA | 021150000 | N | PRIVATE | SM25 | MERCK RESEARCH LABORATORIES | 6179922032 | gregory.decker@merck.com | GARY | O'NEILL | 6179923242 | gary.oneill1@merck.com | GREGORY | DECKER | 6179922032 | gregory.decker@merck.com | 1 | EMER GEN 1 DIESEL 1500 KW |  | ENGINE | CUMMINS ONAN | 1500DFLE | 2003-10-28 | 2011 | 14 | 1 | EMER GEN 1 1500 KW #2 DIESEL | DIESEL | 44 | DIESEL | 0.05 | 0 | 0.522 | E3GAL | N | 1 | 1 | 12 | 1 | 1 | 12
1191826 | MERCK SHARP & DOHME CORP | FKA MERCK RESEARCH LABORATORIES | 33 AVENUE LOUIS PASTEUR |  | BOSTON | MA | 021150000 | 33 AVENUE LOUIS PASTEUR | ATTN: GREG DECKER, MGR EHS | BOSTON | MA | 021150000 | N | PRIVATE | SM25 | MERCK RESEARCH LABORATORIES | 6179922032 | gregory.decker@merck.com | GARY | O'NEILL | 6179923242 | gary.oneill1@merck.com | GREGORY | DECKER | 6179922032 | gregory.decker@merck.com | 2 | EMER GEN 2 DIESEL 1500 KW |  | ENGINE | CUMMINS ONAN | 1500DFLE | 2003-10-28 | 2011 | 14 | 1 | EMER GEN 2 1500 KW NO 2 DIESEL | DIESEL | 44 | DIESEL | 0.05 | 0 | 0.391 | E3GAL | N | 1 | 1 | 12 | 1 | 1 | 12
1191832 | SAVVIS COMMUNICATIONS INC |  | 115 AND 125 SECOND AVE |  | WALTHAM | MA | 024510000 | 115 AND 125 SECOND AVE |  | WALTHAM | MA | 024510000 | N | PRIVATE | SM50 | SAVVIS COMMUNICATIONS | 3146287000 | jay.quigley@savvis.net | JAY | QUIGLEY | 7815775132 | jay.quigley@savvis.net | JAY | QUIGLEY | 7815775132 | jay.quigley@savvis.net | 1 | EMERGENCY GENERATOR - 1 |  | ENGINE | CATERPILLAR | 3516B | 2000-10-07 | 2010 | 19.2116 | 1 | DIESEL | DIESEL | 44 | DIESEL | 0.0015 | 0 | 734.8437 | E6BTU | N | 1 | 1 | 13 | 1 | 1 | 5
1191832 | SAVVIS COMMUNICATIONS INC |  | 115 AND 125 SECOND AVE |  | WALTHAM | MA | 024510000 | 115 AND 125 SECOND AVE |  | WALTHAM | MA | 024510000 | N | PRIVATE | SM50 | SAVVIS COMMUNICATIONS | 3146287000 | jay.quigley@savvis.net | JAY | QUIGLEY | 7815775132 | jay.quigley@savvis.net | JAY | QUIGLEY | 7815775132 | jay.quigley@savvis.net | 2 | EMERGENCY GENERATOR - 2 |  | ENGINE | CATERPILLAR | 3516B | 2000-10-07 | 2010 | 19.2116 | 1 | DIESEL | DIESEL | 44 | DIESEL | 0.0015 | 0 | 734.8437 | E6BTU | N | 1 | 1 | 13 | 1 | 1 | 5
1191832 | SAVVIS COMMUNICATIONS INC |  | 115 AND 125 SECOND AVE |  | WALTHAM | MA | 024510000 | 115 AND 125 SECOND AVE |  | WALTHAM | MA | 024510000 | N | PRIVATE | SM50 | SAVVIS COMMUNICATIONS | 3146287000 | jay.quigley@savvis.net | JAY | QUIGLEY | 7815775132 | jay.quigley@savvis.net | JAY | QUIGLEY | 7815775132 | jay.quigley@savvis.net | 3 | EMERGENCY GENERATOR - 3 |  | ENGINE | CATERPILLAR | 3516C | 2006-12-01 | 2010 | 19.0335 | 1 | DIESEL | DIESEL | 44 | DIESEL | 0.0015 | 0 | 728.0314 | E6BTU | N | 1 | 1 | 13 | 1 | 1 | 5
1191833 | MILLENNIUM PLACE |  | 2 AVERY ST | LEVEL B2 | BOSTON | MA | 021110000 | 2 AVERY ST | LEVEL B2 | BOSTON | MA | 021110000 | N | PRIVATE | SM79-7 | MILLENNIUM PLACE PRIMARY CONDO ASSOC | 6175747262 | jciolfi@mppcondo.com | JOHN | CIOLFI | 6175747262 | jciolfi@mppcondo.com | KEN | LEMAY | 6175747223 | klemay@mppcondo.com | 1 | BLR #1 - CLVR BRKS CB 700-500- 250-NATURAL GAS |  | BOILER | CLEAVER BROOKS | CB700-500-250-NAT GAS | 2001-06-01 | 2009 | 20 | 1 | BLR #1 - CLVR BRKS CB750-500-250 - NATURAL GAS | NATURAL GAS | 209 | Natural Gas |  |  | 2.35 | E6FT3 | N | 24 | 7 | 52 | 4 | 7 | 22
1191833 | MILLENNIUM PLACE |  | 2 AVERY ST | LEVEL B2 | BOSTON | MA | 021110000 | 2 AVERY ST | LEVEL B2 | BOSTON | MA | 021110000 | N | PRIVATE | SM79-7 | MILLENNIUM PLACE PRIMARY CONDO ASSOC | 6175747262 | jciolfi@mppcondo.com | JOHN | CIOLFI | 6175747262 | jciolfi@mppcondo.com | KEN | LEMAY | 6175747223 | klemay@mppcondo.com | 2 | BLR #2 - CLVR BRKS CB700-500-250 - NATURAL GAS |  | BOILER | CLEAVER BROOKS | CB700-500-250 | 2001-06-02 | 2009 | 20 | 1 | BLR #2 - CLVR BRKS CB700-500-250 - NATURAL GAS | NATURAL GAS | 209 | Natural Gas |  |  | 2.35 | E6FT3 | N | 24 | 7 | 52 | 4 | 7 | 22
1191833 | MILLENNIUM PLACE |  | 2 AVERY ST | LEVEL B2 | BOSTON | MA | 021110000 | 2 AVERY ST | LEVEL B2 | BOSTON | MA | 021110000 | N | PRIVATE | SM79-7 | MILLENNIUM PLACE PRIMARY CONDO ASSOC | 6175747262 | jciolfi@mppcondo.com | JOHN | CIOLFI | 6175747262 | jciolfi@mppcondo.com | KEN | LEMAY | 6175747223 | klemay@mppcondo.com | 3 | BLR #3 - CLVR BRKS CB700-800-250 NATURAL GAS |  | BOILER | CLEAVER BROOKS | CB700-800-250 | 2001-06-01 | 2009 | 33 | 1 | BLR #3 - CLVR BRKS CB700-800-250 - NATURAL GAS | NATURAL GAS | 209 | Natural Gas |  |  | 22.2 | E6FT3 | N | 24 | 7 | 52 | 4 | 7 | 22
1191833 | MILLENNIUM PLACE |  | 2 AVERY ST | LEVEL B2 | BOSTON | MA | 021110000 | 2 AVERY ST | LEVEL B2 | BOSTON | MA | 021110000 | N | PRIVATE | SM79-7 | MILLENNIUM PLACE PRIMARY CONDO ASSOC | 6175747262 | jciolfi@mppcondo.com | JOHN | CIOLFI | 6175747262 | jciolfi@mppcondo.com | KEN | LEMAY | 6175747223 | klemay@mppcondo.com | 4 | BLR #4 - CLVR BRKS CB700-800-250 - NATURAL GAS |  | BOILER | CLEAVER BROOKS | CB700-800-250 | 2001-06-01 | 2009 | 33 | 1 | BLR #4 - CLVR BRKS CB700-800-250 - NATURAL GAS | NATURAL GAS | 209 | Natural Gas |  |  | 22.2 | E6FT3 | N | 24 | 7 | 52 | 4 | 7 | 22
1191833 | MILLENNIUM PLACE |  | 2 AVERY ST | LEVEL B2 | BOSTON | MA | 021110000 | 2 AVERY ST | LEVEL B2 | BOSTON | MA | 021110000 | N | PRIVATE | SM79-7 | MILLENNIUM PLACE PRIMARY CONDO ASSOC | 6175747262 | jciolfi@mppcondo.com | JOHN | CIOLFI | 6175747262 | jciolfi@mppcondo.com | KEN | LEMAY | 6175747223 | klemay@mppcondo.com | 5 | BLR #5 - CLVR BRKS CB700-800-250 - NATURAL GAS |  | BOILER | CLEAVER BROOKS | CB700-800-250 | 2001-06-01 | 2009 | 33 | 1 | BLR #5 - CLVR BRKS CB700-800-250 - NATURAL GAS | NATURAL GAS | 209 | Natural Gas |  |  | 22.2 | E6FT3 | N | 24 | 7 | 52 | 4 | 7 | 22
1191833 | MILLENNIUM PLACE |  | 2 AVERY ST | LEVEL B2 | BOSTON | MA | 021110000 | 2 AVERY ST | LEVEL B2 | BOSTON | MA | 021110000 | N | PRIVATE | SM79-7 | MILLENNIUM PLACE PRIMARY CONDO ASSOC | 6175747262 | jciolfi@mppcondo.com | JOHN | CIOLFI | 6175747262 | jciolfi@mppcondo.com | KEN | LEMAY | 6175747223 | klemay@mppcondo.com | 6 | EMER GEN #1 - CAT 3516B - 2500 KVA - #2 OIL |  | ENGINE | CATAPILLAR | CAT3616B | 2001-06-01 | 2009 | 20 | 1 | EMER GEN #1 - CAT 3516B - 2500 KVA - #2 OIL 0.05 S | DIESEL | 44 | DIESEL | 0.05 | 0 | 0.5 | E3GAL | N | 1 | 1 | 12 | 1 | 1 | 5
1191838 | VERIZON | FKA MCI WORLDCOM | 451 D ST |  | BOSTON | MA | 022100000 | 2 HAMPSHIRE ST | ATTN: BILL IRWIN | LAWRENCE | MA | 018400000 | N | PRIVATE | SM25 | MCI (VERIZONBUSINESS) | 9727295441 | David.Leland@verizonbusiness.com | DAVID | LELAND | 9727295441 | David.Leland@verizonbusiness.com | DAVID | LELAND | 9727295441 | David.Leland@verizonbusiness.com | 1 | GENERATOR #1 |  | EMERGENCY POWER GENERATOR | CATERPILLAR | 3516B | 2001-06-01 | 2009 | 21.95 | 2 | DIESEL FUEL #2, ULTRA LOW SULFUR | DIESEL | 44 | DIESEL | 0.0015 |  | 2.32 | E3GAL | N | 1 | 1 | 20 | 1 | 1 | 10
1191844 | MASSACHUSETTS INSTITUTE OF TECHNOLOGY |  | 77 MASSACHUSETTS AVE |  | CAMBRIDGE | MA | 021394307 | 77 MASSACHUSETTS AVENUE |  | CAMBRIDGE | MA | 021394307 | N | PRIVATE | OP9 | MASSACHUSETTS INSTITUTE OF TECHNOLOGY | 6174522510 | zhanna@mit.edu | WILLIAM | VAN SCHALKWYK | 6172539492 | billv@mit.edu | ZHANNA | DAVIDOVITZ | 6174522510 | zhanna@mit.edu | 1 | HEAT RCVRY STEAM GENERATOR #1-AET CUSTOM 2 FUELS |  | BOILER | APPLIED THERMAL SYSTEMS | CUSTOM | 1995-02-01 | 2011 | 64.7 | 1 | HEAT RCVRY BOILER #1-AET CUSTOM #2 OIL HRSG421B | NO.2 | 58 | Distillate Oil (No. 2) | 0.05 | 0 | 0 | E3GAL | N | 23 | 7 | 49 | 23 | 7 | 22
1191844 | MASSACHUSETTS INSTITUTE OF TECHNOLOGY |  | 77 MASSACHUSETTS AVE |  | CAMBRIDGE | MA | 021394307 | 77 MASSACHUSETTS AVENUE |  | CAMBRIDGE | MA | 021394307 | N | PRIVATE | OP9 | MASSACHUSETTS INSTITUTE OF TECHNOLOGY | 6174522510 | zhanna@mit.edu | WILLIAM | VAN SCHALKWYK | 6172539492 | billv@mit.edu | ZHANNA | DAVIDOVITZ | 6174522510 | zhanna@mit.edu | 1 | HEAT RCVRY STEAM GENERATOR #1-AET CUSTOM 2 FUELS |  | BOILER | APPLIED THERMAL SYSTEMS | CUSTOM | 1995-02-01 | 2011 | 64.7 | 2 | HEAT RCVRY BOILER #1-AET CUSTOM NAT GAS HRSG421B | NATURAL GAS | 209 | Natural Gas |  |  | 335.5 | E6FT3 | N | 23 | 7 | 49 | 23 | 7 | 22
1191844 | MASSACHUSETTS INSTITUTE OF TECHNOLOGY |  | 77 MASSACHUSETTS AVE |  | CAMBRIDGE | MA | 021394307 | 77 MASSACHUSETTS AVENUE |  | CAMBRIDGE | MA | 021394307 | N | PRIVATE | OP9 | MASSACHUSETTS INSTITUTE OF TECHNOLOGY | 6174522510 | zhanna@mit.edu | WILLIAM | VAN SCHALKWYK | 6172539492 | billv@mit.edu | ZHANNA | DAVIDOVITZ | 6174522510 | zhanna@mit.edu | 2 | TURBINE #1-ABB GT10 DUEL FUEL(EXHAUST TO HRSG) |  | COMBUSTION TURBINE | ABB | GT-10 | 1995-02-01 | 2011 | 229 | 1 | TURBINE #1-ABB GT 10 #2 OIL-0.05PCTS GT421A | DIESEL | 44 | DIESEL | 0.05 | 0 | 1227 | E6BTU | N | 23 | 7 | 49 | 24 | 7 | 22
1191844 | MASSACHUSETTS INSTITUTE OF TECHNOLOGY |  | 77 MASSACHUSETTS AVE |  | CAMBRIDGE | MA | 021394307 | 77 MASSACHUSETTS AVENUE |  | CAMBRIDGE | MA | 021394307 | N | PRIVATE | OP9 | MASSACHUSETTS INSTITUTE OF TECHNOLOGY | 6174522510 | zhanna@mit.edu | WILLIAM | VAN SCHALKWYK | 6172539492 | billv@mit.edu | ZHANNA | DAVIDOVITZ | 6174522510 | zhanna@mit.edu | 2 | TURBINE #1-ABB GT10 DUEL FUEL(EXHAUST TO HRSG) |  | COMBUSTION TURBINE | ABB | GT-10 | 1995-02-01 | 2011 | 229 | 2 | TURBINE #1-ABB GT 10 NAT GAS GT421A | NATURAL GAS | 209 | Natural Gas |  |  | 1764670 | E6BTU | N | 23 | 7 | 49 | 24 | 7 | 22
1191844 | MASSACHUSETTS INSTITUTE OF TECHNOLOGY |  | 77 MASSACHUSETTS AVE |  | CAMBRIDGE | MA | 021394307 | 77 MASSACHUSETTS AVENUE |  | CAMBRIDGE | MA | 021394307 | N | PRIVATE | OP9 | MASSACHUSETTS INSTITUTE OF TECHNOLOGY | 6174522510 | zhanna@mit.edu | WILLIAM | VAN SCHALKWYK | 6172539492 | billv@mit.edu | ZHANNA | DAVIDOVITZ | 6174522510 | zhanna@mit.edu | 3 | BOILER #3-WICKES 2 DRUM TYPE R DUAL FUEL |  | BOILER | WICKES | TYPE R | 1964-01-01 | 2011 | 116.2 | 1 | BOILER #3-WICKES 2 DRUM TYPE R #6 OIL BLR423 | NO.6 | 923 | Residual Oil (No. 6) | 0.5 | 0.1 | 26.52 | E3GAL | N | 10 | 7 | 51 | 6 | 7 | 20
1191844 | MASSACHUSETTS INSTITUTE OF TECHNOLOGY |  | 77 MASSACHUSETTS AVE |  | CAMBRIDGE | MA | 021394307 | 77 MASSACHUSETTS AVENUE |  | CAMBRIDGE | MA | 021394307 | N | PRIVATE | OP9 | MASSACHUSETTS INSTITUTE OF TECHNOLOGY | 6174522510 | zhanna@mit.edu | WILLIAM | VAN SCHALKWYK | 6172539492 | billv@mit.edu | ZHANNA | DAVIDOVITZ | 6174522510 | zhanna@mit.edu | 3 | BOILER #3-WICKES 2 DRUM TYPE R DUAL FUEL |  | BOILER | WICKES | TYPE R | 1964-01-01 | 2011 | 116.2 | 2 | BOILER #3-WICKES 2 DRUM TYPE R NAT GAS BLR423 | NATURAL GAS | 209 | Natural Gas |  |  | 133.74 | E6FT3 | N | 10 | 7 | 51 | 6 | 7 | 20
1191844 | MASSACHUSETTS INSTITUTE OF TECHNOLOGY |  | 77 MASSACHUSETTS AVE |  | CAMBRIDGE | MA | 021394307 | 77 MASSACHUSETTS AVENUE |  | CAMBRIDGE | MA | 021394307 | N | PRIVATE | OP9 | MASSACHUSETTS INSTITUTE OF TECHNOLOGY | 6174522510 | zhanna@mit.edu | WILLIAM | VAN SCHALKWYK | 6172539492 | billv@mit.edu | ZHANNA | DAVIDOVITZ | 6174522510 | zhanna@mit.edu | 4 | BOILER #4-WICKS 2 DRUM TYPE R DUAL FUEL |  | BOILER | WICKES | TYPE R | 1964-01-01 | 2011 | 116.2 | 1 | BOILER #4-WICKES 2 DRUM TYPE R #6 OIL BLR424 | NO.6 | 923 | Residual Oil (No. 6) | 0.5 | 0.1 | 12.99 | E3GAL | N | 11 | 7 | 50 | 6 | 7 | 19
1191844 | MASSACHUSETTS INSTITUTE OF TECHNOLOGY |  | 77 MASSACHUSETTS AVE |  | CAMBRIDGE | MA | 021394307 | 77 MASSACHUSETTS AVENUE |  | CAMBRIDGE | MA | 021394307 | N | PRIVATE | OP9 | MASSACHUSETTS INSTITUTE OF TECHNOLOGY | 6174522510 | zhanna@mit.edu | WILLIAM | VAN SCHALKWYK | 6172539492 | billv@mit.edu | ZHANNA | DAVIDOVITZ | 6174522510 | zhanna@mit.edu | 4 | BOILER #4-WICKS 2 DRUM TYPE R DUAL FUEL |  | BOILER | WICKES | TYPE R | 1964-01-01 | 2011 | 116.2 | 2 | BOILER #4-WICKES 2 DRUM TYPE R NAT GAS BLR424 | NATURAL GAS | 209 | Natural Gas |  |  | 150.56 | E6FT3 | N | 11 | 7 | 50 | 6 | 7 | 19
1191844 | MASSACHUSETTS INSTITUTE OF TECHNOLOGY |  | 77 MASSACHUSETTS AVE |  | CAMBRIDGE | MA | 021394307 | 77 MASSACHUSETTS AVENUE |  | CAMBRIDGE | MA | 021394307 | N | PRIVATE | OP9 | MASSACHUSETTS INSTITUTE OF TECHNOLOGY | 6174522510 | zhanna@mit.edu | WILLIAM | VAN SCHALKWYK | 6172539492 | billv@mit.edu | ZHANNA | DAVIDOVITZ | 6174522510 | zhanna@mit.edu | 5 | BOILER #5-RILEY TYPE VP DUAL FUEL BLR-42-5 |  | BOILER | RILEY | TYPE VP | 1971-01-01 | 2011 | 145.2 | 1 | BOILER #5-RILEY TYPE VP #6 OIL BLR425 | NO.6 | 923 | Residual Oil (No. 6) | 0.5 | 0.1 | 39.09 | E3GAL | N | 9 | 7 | 52 | 6 | 7 | 22
1191844 | MASSACHUSETTS INSTITUTE OF TECHNOLOGY |  | 77 MASSACHUSETTS AVE |  | CAMBRIDGE | MA | 021394307 | 77 MASSACHUSETTS AVENUE |  | CAMBRIDGE | MA | 021394307 | N | PRIVATE | OP9 | MASSACHUSETTS INSTITUTE OF TECHNOLOGY | 6174522510 | zhanna@mit.edu | WILLIAM | VAN SCHALKWYK | 6172539492 | billv@mit.edu | ZHANNA | DAVIDOVITZ | 6174522510 | zhanna@mit.edu | 5 | BOILER #5-RILEY TYPE VP DUAL FUEL BLR-42-5 |  | BOILER | RILEY | TYPE VP | 1971-01-01 | 2011 | 145.2 | 2 | BOILER #5-RILEY TYPE VP NAT GAS BLR425 | NATURAL GAS | 209 | Natural Gas |  |  | 126.11 | E6FT3 | N | 9 | 7 | 52 | 6 | 7 | 22
1191844 | MASSACHUSETTS INSTITUTE OF TECHNOLOGY |  | 77 MASSACHUSETTS AVE |  | CAMBRIDGE | MA | 021394307 | 77 MASSACHUSETTS AVENUE |  | CAMBRIDGE | MA | 021394307 | N | PRIVATE | OP9 | MASSACHUSETTS INSTITUTE OF TECHNOLOGY | 6174522510 | zhanna@mit.edu | WILLIAM | VAN SCHALKWYK | 6172539492 | billv@mit.edu | ZHANNA | DAVIDOVITZ | 6174522510 | zhanna@mit.edu | 6 | GENERATOR #01-CATERPILLAR #3516B 2MW #2OIL DG-42-6 |  | ENGINE | CATERPILLAR | 3516B | 2000-01-15 | 2011 | 20.2 | 1 | GENERATOR #01-CAT #3516B 2 MW #2 OIL DG426 | DIESEL | 44 | DIESEL | 0.05 | 0 | 5.793 | E3GAL | N | 1 | 1 | 52 | 1 | 1 | 22
1191844 | MASSACHUSETTS INSTITUTE OF TECHNOLOGY |  | 77 MASSACHUSETTS AVE |  | CAMBRIDGE | MA | 021394307 | 77 MASSACHUSETTS AVENUE |  | CAMBRIDGE | MA | 021394307 | N | PRIVATE | OP9 | MASSACHUSETTS INSTITUTE OF TECHNOLOGY | 6174522510 | zhanna@mit.edu | WILLIAM | VAN SCHALKWYK | 6172539492 | billv@mit.edu | ZHANNA | DAVIDOVITZ | 6174522510 | zhanna@mit.edu | 21 | BOILER #9-INDECK DUAL FUEL BLR-42-7 |  | BOILER | INDECK | D TYPE | 2004-01-01 | 2011 | 99.7 | 1 | BOILER #9-INDECK NAT GAS BLR-42-7 | NATURAL GAS | 209 | Natural Gas |  |  | 5.14 | E6FT3 | N | 3 | 2 | 18 | 4 | 3 | 1
1191844 | MASSACHUSETTS INSTITUTE OF TECHNOLOGY |  | 77 MASSACHUSETTS AVE |  | CAMBRIDGE | MA | 021394307 | 77 MASSACHUSETTS AVENUE |  | CAMBRIDGE | MA | 021394307 | N | PRIVATE | OP9 | MASSACHUSETTS INSTITUTE OF TECHNOLOGY | 6174522510 | zhanna@mit.edu | WILLIAM | VAN SCHALKWYK | 6172539492 | billv@mit.edu | ZHANNA | DAVIDOVITZ | 6174522510 | zhanna@mit.edu | 21 | BOILER #9-INDECK DUAL FUEL BLR-42-7 |  | BOILER | INDECK | D TYPE | 2004-01-01 | 2011 | 99.7 | 2 | BOILER #9-INDECK #2 OIL BLR-42-7 | NO.2 | 58 | Distillate Oil (No. 2) | 0.05 | 0 | 11.82 | E3GAL | N | 3 | 2 | 18 | 4 | 3 | 1
1191844 | MASSACHUSETTS INSTITUTE OF TECHNOLOGY |  | 77 MASSACHUSETTS AVE |  | CAMBRIDGE | MA | 021394307 | 77 MASSACHUSETTS AVENUE |  | CAMBRIDGE | MA | 021394307 | N | PRIVATE | OP9 | MASSACHUSETTS INSTITUTE OF TECHNOLOGY | 6174522510 | zhanna@mit.edu | WILLIAM | VAN SCHALKWYK | 6172539492 | billv@mit.edu | ZHANNA | DAVIDOVITZ | 6174522510 | zhanna@mit.edu | 22 | GENERATOR#9-CATERPILLAR #3512B 1500KW DIESEL DG-32 |  | ENGINE | CATERPILLAR | 3512B | 2003-01-01 | 2011 | 15.484 | 1 | GENERATOR #9-CAT #3512B 1,500KW #2 OIL DG32 | DIESEL | 44 | DIESEL | 0.0015 | 0 | 0.054 | E3GAL | N | 1 | 1 | 11 | 1 | 1 | 4
1191844 | MASSACHUSETTS INSTITUTE OF TECHNOLOGY |  | 77 MASSACHUSETTS AVE |  | CAMBRIDGE | MA | 021394307 | 77 MASSACHUSETTS AVENUE |  | CAMBRIDGE | MA | 021394307 | N | PRIVATE | OP9 | MASSACHUSETTS INSTITUTE OF TECHNOLOGY | 6174522510 | zhanna@mit.edu | WILLIAM | VAN SCHALKWYK | 6172539492 | billv@mit.edu | ZHANNA | DAVIDOVITZ | 6174522510 | zhanna@mit.edu | 24 | GENERATOR DIESEL DG NW-15A,NW-15B,8,W34-M40,W91-0 | 5 | ENGINE | VARIOUS | VARIOUS | 1990-07-01 | 2011 | 22.92 | 1 | #2 OIL | DIESEL | 44 | DIESEL | 0.0015 | 0 | 0.485 | E3GAL | N | 1 | 1 | 52 | 1 | 1 | 22
1191844 | MASSACHUSETTS INSTITUTE OF TECHNOLOGY |  | 77 MASSACHUSETTS AVE |  | CAMBRIDGE | MA | 021394307 | 77 MASSACHUSETTS AVENUE |  | CAMBRIDGE | MA | 021394307 | N | PRIVATE | OP9 | MASSACHUSETTS INSTITUTE OF TECHNOLOGY | 6174522510 | zhanna@mit.edu | WILLIAM | VAN SCHALKWYK | 6172539492 | billv@mit.edu | ZHANNA | DAVIDOVITZ | 6174522510 | zhanna@mit.edu | 26 | GENERATOR DIESEL DG 1-W79 2-W79 | 2 | ENGINE | CATERPILLAR | VARIOUS | 2002-07-01 | 2011 | 10.7 | 1 | #2 OIL | DIESEL | 44 | DIESEL | 0.0015 | 0 | 0.072 | E3GAL | N | 1 | 1 | 10 | 1 | 1 | 5
1191844 | MASSACHUSETTS INSTITUTE OF TECHNOLOGY |  | 77 MASSACHUSETTS AVE |  | CAMBRIDGE | MA | 021394307 | 77 MASSACHUSETTS AVENUE |  | CAMBRIDGE | MA | 021394307 | N | PRIVATE | OP9 | MASSACHUSETTS INSTITUTE OF TECHNOLOGY | 6174522510 | zhanna@mit.edu | WILLIAM | VAN SCHALKWYK | 6172539492 | billv@mit.edu | ZHANNA | DAVIDOVITZ | 6174522510 | zhanna@mit.edu | 53 | GEN #46 01- CAT 3512B 1500 KW DIESEL DG46-01 |  | ENGINE | CATERPILLAR | 3512B | 2004-07-01 | 2011 | 15.568 | 1 | GEN #46(2)-CAT 3512B #2 OIL 0.003S DG-46-1 | DIESEL | 44 | DIESEL | 0.0015 | 0 | 0.061 | E3GAL | N | 1 | 1 | 11 | 1 | 1 | 4
1191844 | MASSACHUSETTS INSTITUTE OF TECHNOLOGY |  | 77 MASSACHUSETTS AVE |  | CAMBRIDGE | MA | 021394307 | 77 MASSACHUSETTS AVENUE |  | CAMBRIDGE | MA | 021394307 | N | PRIVATE | OP9 | MASSACHUSETTS INSTITUTE OF TECHNOLOGY | 6174522510 | zhanna@mit.edu | WILLIAM | VAN SCHALKWYK | 6172539492 | billv@mit.edu | ZHANNA | DAVIDOVITZ | 6174522510 | zhanna@mit.edu | 94 | GENERATOR DIESEL DG NW30, NW86, W92 |  | ENGINE | VARIOUS | VARIOUS | 2000-01-01 | 2011 | 11.11 | 1 | #2 OIL | DIESEL | 44 | DIESEL | 0.0015 | 0 | 0.095 | E3GAL | N | 1 | 1 | 10 | 1 | 1 | 4
1191844 | MASSACHUSETTS INSTITUTE OF TECHNOLOGY |  | 77 MASSACHUSETTS AVE |  | CAMBRIDGE | MA | 021394307 | 77 MASSACHUSETTS AVENUE |  | CAMBRIDGE | MA | 021394307 | N | PRIVATE | OP9 | MASSACHUSETTS INSTITUTE OF TECHNOLOGY | 6174522510 | zhanna@mit.edu | WILLIAM | VAN SCHALKWYK | 6172539492 | billv@mit.edu | ZHANNA | DAVIDOVITZ | 6174522510 | zhanna@mit.edu | 125 | GEN #46 02-CAT 3512B 1500 KW DIESEL DG46-02 |  | ENGINE | CATERPILLAR | 3512B | 2004-07-01 | 2011 | 15.568 | 1 | #2 OIL | DIESEL | 44 | DIESEL | 0.0015 | 0 | 0.061 | E3GAL | N | 1 | 1 | 11 | 1 | 1 | 4
1191844 | MASSACHUSETTS INSTITUTE OF TECHNOLOGY |  | 77 MASSACHUSETTS AVE |  | CAMBRIDGE | MA | 021394307 | 77 MASSACHUSETTS AVENUE |  | CAMBRIDGE | MA | 021394307 | N | PRIVATE | OP9 | MASSACHUSETTS INSTITUTE OF TECHNOLOGY | 6174522510 | zhanna@mit.edu | WILLIAM | VAN SCHALKWYK | 6172539492 | billv@mit.edu | ZHANNA | DAVIDOVITZ | 6174522510 | zhanna@mit.edu | 127 | GENERATOR DIESEL DG-76 |  | ENGINE | CUMMINS | QSK60-G6NR2 | 2010-07-01 | 2011 | 19.31 | 1 | #2 OIL | DIESEL | 44 | DIESEL | 0.0015 | 0 | 0.476 | E3GAL | N | 1 | 1 | 5 | 1 | 1 | 2
1191844 | MASSACHUSETTS INSTITUTE OF TECHNOLOGY |  | 77 MASSACHUSETTS AVE |  | CAMBRIDGE | MA | 021394307 | 77 MASSACHUSETTS AVENUE |  | CAMBRIDGE | MA | 021394307 | N | PRIVATE | OP9 | MASSACHUSETTS INSTITUTE OF TECHNOLOGY | 6174522510 | zhanna@mit.edu | WILLIAM | VAN SCHALKWYK | 6172539492 | billv@mit.edu | ZHANNA | DAVIDOVITZ | 6174522510 | zhanna@mit.edu | 130 | BOILER #9 - BLR-42-9 |  | BOILER | RENTECH | MODEL O | 2011-11-04 | 2011 | 125.8 | 1 | NATURAL GAS | NATURAL GAS | 209 | Natural Gas |  |  | 3.48 | E6FT3 | N | 4 | 3 | 8 | 0 | 0 | 0
1191844 | MASSACHUSETTS INSTITUTE OF TECHNOLOGY |  | 77 MASSACHUSETTS AVE |  | CAMBRIDGE | MA | 021394307 | 77 MASSACHUSETTS AVENUE |  | CAMBRIDGE | MA | 021394307 | N | PRIVATE | OP9 | MASSACHUSETTS INSTITUTE OF TECHNOLOGY | 6174522510 | zhanna@mit.edu | WILLIAM | VAN SCHALKWYK | 6172539492 | billv@mit.edu | ZHANNA | DAVIDOVITZ | 6174522510 | zhanna@mit.edu | 130 | BOILER #9 - BLR-42-9 |  | BOILER | RENTECH | MODEL O | 2011-11-04 | 2011 | 125.8 | 2 | ULSD | NO.2 | 58 | Distillate Oil (No. 2) | 0.0015 | 0 | 5.36 | E3GAL | N | 4 | 3 | 8 | 0 | 0 | 0
1191845 | MASSASOIT COMMUNITY COLLEGE |  | 900 RANDOLPH RD |  | CANTON | MA | 020211372 | 900 RANDOLPH STREET |  | CANTON | MA | 020211372 | Y | STATE | SM25 | MASSASOIT COMMUNITY COLLEGE | 5085889100X2505 | npalantzas@massasoit.mass.edu | NICK | PALANTZAS | 5085889100 | npalantzas@massasoit.mass.edu | NICK | PALANTZAS | 5085889100X2505 | npalantzas@massasoit.mass.edu | 2 | GENERATOR-ONAN #175WB15R/2283M NAT GAS |  | GENERATOR | ONAN | 12283 | 1975-01-01 | 2010 | 10 | 1 | GENERATOR-ONAN #175WB15R/2283M NATURAL GAS | NATURAL GAS | 209 | Natural Gas |  |  | 0.0511 | E6FT3 | N | 1 | 1 | 1 | 1 | 1 | 4
1191846 | AXCELIS TECHNOLOGIES INC |  | 108 CHERRY HILL DR |  | BEVERLY | MA | 019150000 | 108 CHERRY HILL DR |  | BEVERLY | MA | 019151053 | N | PRIVATE | NM25 | AXCELIS TECHNOLOGIES INC | 9787879889 | steve.roberge@axcelis.com | STEVE | ROBERGE | 9787879889 | steve.roberge@axcelis.com | STEVEN | ROBERGE | 9787879889 | steve.roberge@axcelis.com | 24 | EU-1 COMBUSTION UNITS WITH APPROVAL | 2 | BOILER | CLEAVER BROOKS | FLX 550 HW | 2001-08-30 | 2009 | 15.12 | 1 | NATURAL GAS | NATURAL GAS | 209 | Natural Gas |  |  | 25.69 | E6FT3 | Y | 24 | 7 | 52 | 16 | 7 | 22
1191850 | VERIZON | FKA WORLDCOM-CAMBRIDGE | 300 BENT ST |  | CAMBRIDGE | MA | 021410000 | 2 HAMPSHIRE ST | ATTN: BILL IRWIN | LAWRENCE | MA | 018400000 | N | PRIVATE | SM25 | VERIZON | 9727295441 | David.Leland@verizonbusiness.com | DAVID | LELAND | 9727295441 | david.leland@verizonbusiness.com | DAVID | LELAND | 9727295441 | david.leland@verizonbusiness.com | 1 | GENERATOR #1 |  | EMERGENCY POWER GENERATOR | CATERPILLAR | 3516 | 1998-04-01 | 2009 | 15.29 | 2 | DIESEL #2, ULTRA LOW SULFUR | DIESEL | 44 | DIESEL | 0.0015 | 0.1 | 1.417 | E3GAL | N | 1 | 1 | 25 | 1 | 1 | 15
1191854 | PIEDMONT OPERATING PARTNERSHIP LP | FKA AG/ND 225 METRONORTH LESSEE LLC | 225 PRESIDENTIAL WAY |  | WOBURN | MA | 018011060 | 225 PRESIDENTIAL WAY |  | WOBURN | MA | 018011060 | N | PRIVATE | SM25 | INVESCO REAL ESTATE | 9727157496 | DAVID_BASS@INVESCO.COM | STEPHEN | SJOSTEDT | 3396458222 | STEPHEN_J_SJOSTEDT@RAYTHEON.COM | MICHAEL | DONOHUE | 3396458601 | MICHAEL_E_DONOHUE@RAYTHEON.COM | 5 | BUILDING 27 - CRITICAL POWER GENERATOR |  | ENGINE | CATERPILLAR | D3516B | 2001-09-01 | 2009 | 20.4 | 1 | DIESEL FUEL | DIESEL | 44 | DIESEL | 0.0015 | 0 | 0.44 | E3GAL | N | 1 | 1 | 52 | 1 | 1 | 22
1191855 | ARQULE INCORPORATED |  | 19 PRESIDENTIAL WAY |  | WOBURN | MA | 018015140 | 19 PRESIDENTIAL WAY |  | WOBURN | MA | 018015140 | N | PRIVATE | SM25 | ARQULE INC | 7819940300X664 | nblute@arqule.com | PETER | LAWRENCE | 7819940409 | plawrence@arqule.com | NICOLE | BLUTE | 7819940300X664 | nblute@arqule.com | 1 | BOILERS #1-3 - CB-LE-70-200-125-HW NATURAL GAS | 3 | BOILER | CLEAVER BROOKS | CB-200 | 1999-01-01 | 2011 | 25.11 | 1 | BOILERS #1-3 - CB-LE-70-200-125 HW NATURAL GAS | NATURAL GAS | 209 | Natural Gas |  |  | 28.3209 | E6FT3 | N | 24 | 7 | 52 | 24 | 7 | 21
1191856 | WORLD TRADE CENTER WEST OFFICE BUILDING |  | 151 NORTHERN AVE |  | BOSTON | MA | 021100000 | 155 SEAPORT BOULEVARD |  | BOSTON | MA | 022100000 | N | PRIVATE | SM25 | WEST OFFICE OPERATING LIMITED PARTNERSHIP C/O PEMBROKE REAL ESTATE | 6173855502 | james.macdonald@pembrokere.com | JASON | WALEGA | 6173854723 | jason.walega@cbre-ne.com | DAVID | CIAMPOLILLO | 6173854727 | david.ciampolillo@fmr.com | 1 | CATERPILLAR #1 DIESEL |  | ENGINE | MILTON CAT | 3512 | 2001-01-01 | 2011 | 117.4 | 1 | CATERPILLAR #1 DIESEL | DIESEL | 44 | DIESEL | 0.003 | 0 | 714 | E3GAL | N | 1 | 1 | 52 | 1 | 1 | 21
1191857 | SUNGARD AVAILABILITY SERVICES LP | FKA VERICENTER INC | 109 BROOKLINE AVE |  | BOSTON | MA | 022150000 | 680 EAST SWEDESFORD RD |  | WAYNE | PA | 190870000 | N | PRIVATE | SM25 | SUNGARD AVAILABILITY SERVICES LP | 2154461191 | robert.salvatore@sungard.com | EDWARD | MCKEEVER | 4845822626 | ed.mckeever@sungard.com | ROBERT | SALVATORE | 2154461191 | robert.salvatore@sungard.com | 1 | GENERATOR #1 CATERPILLAR #3516 |  | ENGINE | CATERPILLAR | 3516 | 2001-03-01 | 2011 | 20 | 1 | GENERATOR #1 CATERPILLAR #3516 | DIESEL | 44 | DIESEL | 0.05 |  | 0.3 | E3GAL | N | 1 | 1 | 52 | 1 | 1 | 20
1191857 | SUNGARD AVAILABILITY SERVICES LP | FKA VERICENTER INC | 109 BROOKLINE AVE |  | BOSTON | MA | 022150000 | 680 EAST SWEDESFORD RD |  | WAYNE | PA | 190870000 | N | PRIVATE | SM25 | SUNGARD AVAILABILITY SERVICES LP | 2154461191 | robert.salvatore@sungard.com | EDWARD | MCKEEVER | 4845822626 | ed.mckeever@sungard.com | ROBERT | SALVATORE | 2154461191 | robert.salvatore@sungard.com | 2 | GENERATOR #2 CATERPILLAR #3516 |  | ENGINE | CATERPILLAR | 3516 | 2001-03-01 | 2011 | 20 | 1 | GENERATOR #2 CATERPILLAR #3516 | DIESEL | 44 | DIESEL | 0.05 |  | 0.28 | E3GAL | N | 1 | 1 | 52 | 1 | 1 | 20
1191859 | GENZYME CORP |  | 153 SECOND AVE |  | WALTHAM | MA | 024511122 | 153 SECOND AVE |  | WALTHAM | MA | 024511122 | N | PRIVATE | NM25 | GENZYME CORP | 7812905888 | julie.macdonald@genzyme.com | JEFF | KLINGER | 7814343474 | jeff.klinger@genzyme.com | JULIE | MACDONALD | 7814343534 | julie.macdonald@genzyme.com | 1 | COMBINED SMALL BOILERS, HEATERS, RTUS, ETC | 54 | BOILER | COMBINED | COMBINED | 2000-09-01 | 2009 | 38.28 | 1 | NATURAL GAS | NATURAL GAS | 209 | Natural Gas |  |  | 42.8963 | E6FT3 | Y | 24 | 7 | 52 | 24 | 7 | 22
1191861 | ARE TECH SQUARE LLC | FKA SPAULDING & SLYE COLLIERS INTERNATIO | 100 TECHNOLOGY SQ |  | CAMBRIDGE | MA | 021390000 | 700 TECHNOLOGY SQ | ATTN: TED OLEARY, ALEXANDRIA REAL ESTAT | CAMBRIDGE | MA | 021390000 | N | PRIVATE | NM50 | ARE TECH SQUARE, LLC | 6176616962 | toleary@labspace.com | TED | O'LEARY | 6176616962 | toleary@labspace.com | TED | O'LEARY | 6176616962 | toleary@labspace.com | 2 | WATER HEATERS (3)- CLEAVER BROOKS FLX - NAT GAS |  | BOILER | CLEAVER BROOKS FLX - NAT GAS | FLX | 2002-01-01 | 2011 | 32 | 1 | WATER HEATERS (3)- CLVR BROOKS FLX NATURAL GAS | NATURAL GAS | 209 | Natural Gas |  |  | 10 | E6FT3 | N | 24 | 7 | 52 | 24 | 7 | 18
1191861 | ARE TECH SQUARE LLC | FKA SPAULDING & SLYE COLLIERS INTERNATIO | 100 TECHNOLOGY SQ |  | CAMBRIDGE | MA | 021390000 | 700 TECHNOLOGY SQ | ATTN: TED OLEARY, ALEXANDRIA REAL ESTAT | CAMBRIDGE | MA | 021390000 | N | PRIVATE | NM50 | ARE TECH SQUARE, LLC | 6176616962 | toleary@labspace.com | TED | O'LEARY | 6176616962 | toleary@labspace.com | TED | O'LEARY | 6176616962 | toleary@labspace.com | 4 | EMER GEN #2- CAT 3916B- 2,000 KW- #2 OIL |  | ENGINE | CATERPILLAR | 3916B | 2002-01-01 | 2011 | 20 | 1 | #2 LOW SULFUR DYED OFF ROAD DIESEL | NO.2 | 58 | Distillate Oil (No. 2) | 0.05 | 0 | 0.06 | E3GAL | N | 1 | 1 | 26 | 1 | 1 | 9
1191861 | ARE TECH SQUARE LLC | FKA SPAULDING & SLYE COLLIERS INTERNATIO | 100 TECHNOLOGY SQ |  | CAMBRIDGE | MA | 021390000 | 700 TECHNOLOGY SQ | ATTN: TED OLEARY, ALEXANDRIA REAL ESTAT | CAMBRIDGE | MA | 021390000 | N | PRIVATE | NM50 | ARE TECH SQUARE, LLC | 6176616962 | toleary@labspace.com | TED | O'LEARY | 6176616962 | toleary@labspace.com | TED | O'LEARY | 6176616962 | toleary@labspace.com | 5 | EMER GEN #3- CAT 3408- 900 KW- #2 DIESEL |  | ENGINE | CATERPILLAR | 3508 | 2002-01-01 | 2011 | 900 | 1 | #2 OIL LOW SULFUR DYED OFF ROAD DIESEL | NO.2 | 58 | Distillate Oil (No. 2) | 0.05 | 0 | 0.05 | E3GAL | N | 1 | 1 | 26 | 1 | 1 | 9
1191861 | ARE TECH SQUARE LLC | FKA SPAULDING & SLYE COLLIERS INTERNATIO | 100 TECHNOLOGY SQ |  | CAMBRIDGE | MA | 021390000 | 700 TECHNOLOGY SQ | ATTN: TED OLEARY, ALEXANDRIA REAL ESTAT | CAMBRIDGE | MA | 021390000 | N | PRIVATE | NM50 | ARE TECH SQUARE, LLC | 6176616962 | toleary@labspace.com | TED | O'LEARY | 6176616962 | toleary@labspace.com | TED | O'LEARY | 6176616962 | toleary@labspace.com | 6 | EMER GEN #4- CAT 3406- 300 KW- #2 OIL |  | ENGINE | CATERPILLAR | 3406 | 2000-01-01 | 2011 | 300 | 1 | #2 LOW SULFUR DIED OFF ROAD DIESEL | NO.2 | 58 | Distillate Oil (No. 2) | 0.05 | 0 | 0.05 | E3GAL | N | 1 | 1 | 26 | 1 | 1 | 9
1191861 | ARE TECH SQUARE LLC | FKA SPAULDING & SLYE COLLIERS INTERNATIO | 100 TECHNOLOGY SQ |  | CAMBRIDGE | MA | 021390000 | 700 TECHNOLOGY SQ | ATTN: TED OLEARY, ALEXANDRIA REAL ESTAT | CAMBRIDGE | MA | 021390000 | N | PRIVATE | NM50 | ARE TECH SQUARE, LLC | 6176616962 | toleary@labspace.com | TED | O'LEARY | 6176616962 | toleary@labspace.com | TED | O'LEARY | 6176616962 | toleary@labspace.com | 7 | EMER GEN #5- CAT 3406- 300 KW- #2 OIL |  | ENGINE | CATERPILLAR | 3406 | 2002-01-01 | 2011 | 300 | 1 | #2 LOW SULFUR DYED OFF ROAD DIESEL | NO.2 | 58 | Distillate Oil (No. 2) | 0.05 | 0 | 0.06 | E3GAL | N | 1 | 1 | 26 | 1 | 1 | 9
1191861 | ARE TECH SQUARE LLC | FKA SPAULDING & SLYE COLLIERS INTERNATIO | 100 TECHNOLOGY SQ |  | CAMBRIDGE | MA | 021390000 | 700 TECHNOLOGY SQ | ATTN: TED OLEARY, ALEXANDRIA REAL ESTAT | CAMBRIDGE | MA | 021390000 | N | PRIVATE | NM50 | ARE TECH SQUARE, LLC | 6176616962 | toleary@labspace.com | TED | O'LEARY | 6176616962 | toleary@labspace.com | TED | O'LEARY | 6176616962 | toleary@labspace.com | 8 | EMER GEN #6-CUMMINS DFCB-338- 300 KW - #2 OIL |  | ENGINE | CUMMINGS | DECH 3383421 | 2002-01-01 | 2011 | 300 | 1 | #2 LOW SULFUR DYED OFF ROAD DIESEL | NO.2 | 58 | Distillate Oil (No. 2) | 0.05 | 0 | 0.02 | E3GAL | N | 1 | 1 | 26 | 1 | 1 | 9
1191861 | ARE TECH SQUARE LLC | FKA SPAULDING & SLYE COLLIERS INTERNATIO | 100 TECHNOLOGY SQ |  | CAMBRIDGE | MA | 021390000 | 700 TECHNOLOGY SQ | ATTN: TED OLEARY, ALEXANDRIA REAL ESTAT | CAMBRIDGE | MA | 021390000 | N | PRIVATE | NM50 | ARE TECH SQUARE, LLC | 6176616962 | toleary@labspace.com | TED | O'LEARY | 6176616962 | toleary@labspace.com | TED | O'LEARY | 6176616962 | toleary@labspace.com | 9 | EMER GEN #7-KOHLER 4813- 150 KW- #2 OIL |  | ENGINE | KOHLER | 3814 | 2002-01-01 | 2011 | 150 | 1 | #2 LOW SULFUR DYED OFF ROAD DIESEL | NO.2 | 58 | Distillate Oil (No. 2) | 0.05 | 0 | 0.05 | E3GAL | N | 1 | 1 | 26 | 1 | 1 | 9
1191861 | ARE TECH SQUARE LLC | FKA SPAULDING & SLYE COLLIERS INTERNATIO | 100 TECHNOLOGY SQ |  | CAMBRIDGE | MA | 021390000 | 700 TECHNOLOGY SQ | ATTN: TED OLEARY, ALEXANDRIA REAL ESTAT | CAMBRIDGE | MA | 021390000 | N | PRIVATE | NM50 | ARE TECH SQUARE, LLC | 6176616962 | toleary@labspace.com | TED | O'LEARY | 6176616962 | toleary@labspace.com | TED | O'LEARY | 6176616962 | toleary@labspace.com | 10 | EMERGENCY GEN # 8 CAT C32 - 1000 KW #2 DIESEL |  | ENGINE | CATERPILLAR | C32 | 2007-10-12 | 2011 | 1000 | 1 | #2 LOW SULFUR DIESEL | NO.2 | 58 | Distillate Oil (No. 2) | 1.5 |  | 0.046 | E3GAL | N | 1 | 1 | 52 | 1 | 1 | 18
1191864 | BOSTON PROPERTIES INCORPORATED |  | 800 BOYLSTON ST |  | BOSTON | MA | 021990000 | 800 BOYLSTON STREET, SUITE 1900 |  | BOSTON | MA | 021990000 | N | PRIVATE | SM25 | BOSTON PROPERTIES INC | 6172362300 | jbertoni@bostonproperties.com | PETER | SEE | 6172362310 | psee@bostonproperties.com | JOSEPH | BERTONI | 6172362300 | jbertoni@bostonproperties.com | 1 | EM GEN A, TOWER LOADING DOCK, CAT 3512-1250 KW |  | ENGINE | CATERPILLAR | 3512 | 1997-06-30 | 2010 | 12.41 | 1 | EM GEN A - CAT 3512 1400 KW #2 OIL | DIESEL | 44 | DIESEL | 0.0015 | 0 | 2.59 | E3GAL | N | 1 | 1 | 29 | 1 | 1 | 10
1191864 | BOSTON PROPERTIES INCORPORATED |  | 800 BOYLSTON ST |  | BOSTON | MA | 021990000 | 800 BOYLSTON STREET, SUITE 1900 |  | BOSTON | MA | 021990000 | N | PRIVATE | SM25 | BOSTON PROPERTIES INC | 6172362300 | jbertoni@bostonproperties.com | PETER | SEE | 6172362310 | psee@bostonproperties.com | JOSEPH | BERTONI | 6172362300 | jbertoni@bostonproperties.com | 2 | EMGEN B, TOWER LOADING DOCK, CAT 3512 1250 KW |  | ENGINE | CATERPILLAR | 3512 | 1997-02-01 | 2010 | 12.41 | 1 | EM GEN B - CAT 3512-1200 KW | DIESEL | 44 | DIESEL | 0.0015 | 0 | 2.5 | E3GAL | N | 1 | 1 | 28 | 1 | 1 | 10
1191864 | BOSTON PROPERTIES INCORPORATED |  | 800 BOYLSTON ST |  | BOSTON | MA | 021990000 | 800 BOYLSTON STREET, SUITE 1900 |  | BOSTON | MA | 021990000 | N | PRIVATE | SM25 | BOSTON PROPERTIES INC | 6172362300 | jbertoni@bostonproperties.com | PETER | SEE | 6172362310 | psee@bostonproperties.com | JOSEPH | BERTONI | 6172362300 | jbertoni@bostonproperties.com | 3 | EM GEN L, RETAIL LOWER B BLOCK,CAT 3512B - 1250 KW |  | ENGINE | CATERPILLAR | 3512 | 1993-01-01 | 2010 | 12.41 | 1 | EM GEN L - CAT 3512 1200 KW | DIESEL | 44 | DIESEL | 0.0015 | 0 | 0.714 | E3GAL | N | 1 | 1 | 8 | 1 | 1 | 4
1191864 | BOSTON PROPERTIES INCORPORATED |  | 800 BOYLSTON ST |  | BOSTON | MA | 021990000 | 800 BOYLSTON STREET, SUITE 1900 |  | BOSTON | MA | 021990000 | N | PRIVATE | SM25 | BOSTON PROPERTIES INC | 6172362300 | jbertoni@bostonproperties.com | PETER | SEE | 6172362310 | psee@bostonproperties.com | JOSEPH | BERTONI | 6172362300 | jbertoni@bostonproperties.com | 4 | EM GEN O, 111 HUNTINGTON, CAT 3512B 1400 KW |  | ENGINE | CATERPILLAR | 3512B | 2000-06-30 | 2010 | 15.32 | 1 | EM GEN O - CAT 3512 1400 KW | DIESEL | 44 | DIESEL | 0.0015 | 0 | 1.212 | E3GAL | N | 1 | 1 | 11 | 1 | 1 | 5
1191865 | 650 MAIN STREET LEASEHOLD LLC | FKA SHIRE PHARMACEUTICALS | 700 MAIN ST |  | CAMBRIDGE | MA | 021390000 | 238 MAIN ST, #200 | C/O MIT INVESTMENT MANAGEMENT COMPANY | CAMBRIDGE | MA | 021420000 | N | PRIVATE | NM99 | SHIRE HUMAN GENETIC THERAPIES INC | 6176134836 | pgodding@shire.com | PAUL | GODDING | 6176134836 | pgodding@shire.com | PAUL | GODDING | 6176134836 | pgodding@shire.com | 1 | BOILER #1-CLEAVER BROOKS #CB70060015LE NAT GAS |  | BOILER | CLEAVER BROOKS | CB70060015LE | 2001-09-01 | 2009 | 25 | 1 | BOILER #1-CLEAVER BROOKS #CB70060015LE NAT GAS | NATURAL GAS | 209 | Natural Gas |  |  | 20.7 | E6FT3 | N | 10 | 5 | 52 | 10 | 5 | 22
1191865 | 650 MAIN STREET LEASEHOLD LLC | FKA SHIRE PHARMACEUTICALS | 700 MAIN ST |  | CAMBRIDGE | MA | 021390000 | 238 MAIN ST, #200 | C/O MIT INVESTMENT MANAGEMENT COMPANY | CAMBRIDGE | MA | 021420000 | N | PRIVATE | NM99 | SHIRE HUMAN GENETIC THERAPIES INC | 6176134836 | pgodding@shire.com | PAUL | GODDING | 6176134836 | pgodding@shire.com | PAUL | GODDING | 6176134836 | pgodding@shire.com | 2 | BOILER #2-CLEAVER BROOKS #CB70060015LE NAT GAS |  | BOILER | CLEAVER BROOKS | CB 70060015LE | 2001-09-01 | 2009 | 25 | 1 | BOILER #2-CLEAVER BROOKS #CB70060015LE NAT GAS | NATURAL GAS | 209 | Natural Gas |  |  | 20.7 | E6FT3 | N | 10 | 5 | 52 | 10 | 5 | 22
1191865 | 650 MAIN STREET LEASEHOLD LLC | FKA SHIRE PHARMACEUTICALS | 700 MAIN ST |  | CAMBRIDGE | MA | 021390000 | 238 MAIN ST, #200 | C/O MIT INVESTMENT MANAGEMENT COMPANY | CAMBRIDGE | MA | 021420000 | N | PRIVATE | NM99 | SHIRE HUMAN GENETIC THERAPIES INC | 6176134836 | pgodding@shire.com | PAUL | GODDING | 6176134836 | pgodding@shire.com | PAUL | GODDING | 6176134836 | pgodding@shire.com | 4 | GENERATOR #1-CATERPILLAR #CAT3512B DIESEL |  | ENGINE | CATERPILLAR | CAT3512B | 2002-01-01 | 2009 | 15 | 1 | GENERATOR #1-CATERPILLAR #CAT3512B #2 OIL@.05O/OS | DIESEL | 44 | DIESEL | 0.0015 | 0 | 195 | E6BTU | N | 1 | 1 | 52 | 1 | 1 | 22
1191866 | NETVIEW INVESTMENTS LLC | FKA SUN MICROSYSTEMS INC | 1 NETWORK DR |  | BURLINGTON | MA | 018030000 | 15 THIRD AVE | C/O NORDBLOM CO | BURLINGTON | MA | 018030000 | N | PRIVATE | SM25 | NETVIEW | 7812384875 | cstern@nordblom.com | CHAD | STERN | 7812384820 | cstern@nordblom.com | CHAD | STERN | 7812384820 | cstern@nordblom.com | 12 | EMER GEN BUR 06 - CATERPILLAR 3412B - DIESEL |  | ENGINE | CAT | 3512 | 1998-09-01 | 2010 | 13 | 1 | EMER GEN BUR 06 CATERPILLAR 3412B DIESEL | DIESEL | 44 | DIESEL | 0.05 | 0 | 1.8 | E3GAL | N | 1 | 1 | 13 | 1 | 1 | 8
1191867 | LINCOLN STREET PROPERTY OWNER LLC | FKA GALE COMPANY-STATE STREET FINANCIAL | 1 LINCOLN ST |  | BOSTON | MA | 021160000 | FORTIS PROPERTY GROUP, LLC | 45 MAIN ST. SUITE 302 | BROOKLYN | NY | 021110000 | N | PRIVATE | SM25 | FORTIS PROPERTY GROUP, LLC | 7189077713 | mmankowich@fortispropertygroup.com | MICHAEL | MANKOWICH | 7189077713 | mmankowich@fortispropertygroup.com | MICHAEL | MANKOWICH | 7189077713 | mmankowich@fortispropertygroup.com | 5 | EMER GENERATOR BASE BUILDING- CAT 3516B |  | ENGINE | CATERPILLAR | 3516B | 2002-02-01 | 2011 | 20.356 | 1 | EMER GENERATOR BASE BUILDING | DIESEL | 44 | DIESEL | 0.0015 | 0 | 1.047 | E3GAL | N | 1 | 1 | 26 | 1 | 1 | 11
1191872 | MASSDOT HIGHWAY DIVISION | FKA MA TURNPIKE AUTHORITY | 55 DORCHESTER AVE | CA/T VENTILATION BUILDING 1 | BOSTON | MA | 021110000 | MASSDOT HIGHWAY DIVISION | 668 SOUTH AVE, ATTN: RICK MCCULLOUGH | WESTON | MA | 024930000 | Y | STATE | SM25 | MASSDOT HIGHWAY DIVISION | 6179516000 | Rick.Mccullough@state.ma.us | RICK | MCCULLOUGH | 7814315020 | Rick.Mccullough@state.ma.us | RICK | MCCULLOUGH | 7814315020 | Rick.Mccullough@state.ma.us | 1 | EU #1-CATERPILLER ENGINE-#2 FUEL OIL |  | ENGINE | CATERPILLER | 3516B | 2001-11-27 | 2009 | 16.39 | 1 | DIESEL | DIESEL | 44 | DIESEL | 0.0015 | 0 | 0.351 | E3GAL | N | 1 | 1 | 52 | 1 | 1 | 22
1191873 | VERIZON MASSACHUSETTS |  | 21 CITY HALL SQ |  | LYNN | MA | 019010000 | VERIZON C/O WILLIAM IRWIN | 2 HAMPSHIRE ST. | LAWRENCE | MA | 018400000 | N | UTILITY | SM25 | VERIZON NEW ENGLAND INC | 6175129182 | b.irwin@verizon.com | WILLIAM | IRWIN | 6175129182 | b.irwin@verizon.com | WILLIAM | IRWIN | 6175129182 | b.irwin@verizon.com | 1 | EMER GEN #1 - SOLAR KS-1,000 GAS TURBINE KEROSENE |  | ENGINE | SOLAR | KS-1000 | 1982-01-01 | 2009 | 12.8 | 1 | EMER GEN #1- SOLAR KS-1000 GAS TURBINE KEROSENE | KEROSENE | 162 | KEROSENE | 0.05 | 0 | 194.6 | E6BTU | N | 1 | 1 | 12 | 1 | 1 | 1
1191875 | MASSDOT HIGHWAY DIVISION | FKA MA TURNPIKE AUTHORITY | 300 MASSPORT HAUL RD | CA/T VENTILATION BUILDING #5 | BOSTON | MA | 022100000 | MASSDOT HIGHWAY DIVISION | 668 SOUTH AVE, ATTN: RICK MCCULLOUGH | WESTON | MA | 024930000 | Y | STATE | SM25 | MASSDOT HIGHWAY DIVISION | 6179516000 | Rick.Mccullough@state.ma.us | RICK | MCCULLOUGH | 7814315020 | Rick.Mccullough@state.ma.us | RICK | MCCULLOUGH | 7814315020 | Rick.Mccullough@state.ma.us | 2 | EU #1-CATERPILLER-GENERATOR |  | ENGINE | CATERPILLER | 3512B | 2001-01-01 | 2009 | 13.19 | 1 | DIESEL | DIESEL | 44 | DIESEL | 0.0015 | 0 | 0.283 | E3GAL | N | 1 | 1 | 52 | 1 | 1 | 22
1191876 | VERIZON MASSACHUSETTS |  | 175 ADAMS ST |  | BOSTON | MA | 021220000 | VERIZON C/O WILLIAM IRWIN | 2 HAMPSHIRE ST. | LAWRENCE | MA | 018400000 | N | PRIVATE | SM25 | VERIZON NEW ENGLAND INC | 9788373604 | b.irwin@verizon.com | WILLIAM | IRWIN | 6175129182 | b.irwin@verizon.com | WILLIAM | IRWIN | 6175129182 | b.irwin@verizon.com | 1 | EMER GEN #1 - SOLAR T1020S-8 GAS TURB JET KERO |  | ENGINE | SOLAR | T-1020S-8 | 1975-01-01 | 2009 | 12.8 | 1 | EMER GEN #1 - SOLAR T1020S-8 GAS TURBINE JET KERO | KEROSENE | 162 | KEROSENE | 0.05 | 0 | 223.4 | E6BTU | N | 1 | 1 | 12 | 1 | 1 | 5
1191877 | VERIZON NEW ENGLAND |  | 41 BELVIDERE ST |  | BOSTON | MA | 021150000 | VERIZON C/O WILLIAM IRWIN | 2 HAMPSHIRE ST. | LAWRENCE | MA | 018400000 | N | UTILITY | SM25 | VERIZON NEW ENGLAND INC | 9788373604 | b.irwin@verizon.com | WILLIAM | IRWIN | 9788373604 | b.irwin@verizon.com | WILLIAM | IRWIN | 9788373604 | b.irwin@verizon.com | 1 | GENERATOR #1-SOLAR #T1020S8 DIESEL .05S |  | ENGINE | SOLAR | T1020S-8 | 1973-01-01 | 2010 | 13 | 1 | GENERATOR #1-SOLAR #T1020S8 DIESEL | DIESEL | 44 | DIESEL | 0.05 | 0 | 1.53 | E3GAL | N | 1 | 1 | 50 | 1 | 1 | 16
1191877 | VERIZON NEW ENGLAND |  | 41 BELVIDERE ST |  | BOSTON | MA | 021150000 | VERIZON C/O WILLIAM IRWIN | 2 HAMPSHIRE ST. | LAWRENCE | MA | 018400000 | N | UTILITY | SM25 | VERIZON NEW ENGLAND INC | 9788373604 | b.irwin@verizon.com | WILLIAM | IRWIN | 9788373604 | b.irwin@verizon.com | WILLIAM | IRWIN | 9788373604 | b.irwin@verizon.com | 2 | GENERATOR #20SOLAR #KS15992DIESEL 0.05 SULFUR |  | ENGINE | SOLAR | KS-15991 | 1973-01-01 | 2010 | 13 | 1 | GENERATOR #2-SOLAR #KS15992 DIESEL | DIESEL | 44 | DIESEL | 0.05 | 0 | 1.67 | E3GAL | N | 1 | 1 | 52 | 1 | 1 | 16
1191878 | VERIZON MASSACHUSETTS |  | 210 BENT ST |  | CAMBRIDGE | MA | 021410000 | VERIZON C/O WILLIAM IRWIN | 2 HAMPSHIRE ST. | LAWRENCE | MA | 018400000 | N | PRIVATE | SM25 | VERIZON NEW ENGLAND INC | 9788373604 | b.irwin@verizon.com | WILLIAM | IRWIN | 6175129182 | b.irwin@verizon.com | WILLIAM | IRWIN | 6175129182 | b.irwin@verizon.com | 2 | 2 EMER GEN #1-3 - SOLAR T1020S8 GAS TURB - JET KE |  | ENGINE | SOLAR | T1020S-8 | 1972-01-01 | 2009 | 13 | 1 | EMER GEN #1- SOLAR T1020S-8 - GAS TURB - JET KERO | JET FUEL | 159 | Jet Fuel | 0.05 | 0 | 153.9 | E6BTU | N | 1 | 1 | 12 | 1 | 1 | 5
1191878 | VERIZON MASSACHUSETTS |  | 210 BENT ST |  | CAMBRIDGE | MA | 021410000 | VERIZON C/O WILLIAM IRWIN | 2 HAMPSHIRE ST. | LAWRENCE | MA | 018400000 | N | PRIVATE | SM25 | VERIZON NEW ENGLAND INC | 9788373604 | b.irwin@verizon.com | WILLIAM | IRWIN | 6175129182 | b.irwin@verizon.com | WILLIAM | IRWIN | 6175129182 | b.irwin@verizon.com | 3 | EMER GEN #2- SOLAR T1020S-8 - GAS TURB - JET KERO |  | ENGINE | SOLAR | T1020S-8 | 1972-01-01 | 2009 | 13 | 1 | EMER GEN #2- SOLAR T1020S-8 - GAS TURB - JET KERO | JET FUEL | 159 | Jet Fuel | 0.05 |  | 153.9 | E6BTU | N | 1 | 1 | 12 | 1 | 1 | 5
1191878 | VERIZON MASSACHUSETTS |  | 210 BENT ST |  | CAMBRIDGE | MA | 021410000 | VERIZON C/O WILLIAM IRWIN | 2 HAMPSHIRE ST. | LAWRENCE | MA | 018400000 | N | PRIVATE | SM25 | VERIZON NEW ENGLAND INC | 9788373604 | b.irwin@verizon.com | WILLIAM | IRWIN | 6175129182 | b.irwin@verizon.com | WILLIAM | IRWIN | 6175129182 | b.irwin@verizon.com | 4 | EMER GEN #3 - SOLAR T1020S-8 GAS TURB - JET KERO |  | ENGINE | SOLAR | T1020S-8 | 1972-01-01 | 2009 | 13 | 1 | EMER GEN #3- SOLAR T1020S-8 - GAS TURB - JET KERO | KEROSENE | 162 | KEROSENE | 0.05 | 0 | 153.9 | E6BTU | N | 1 | 1 | 26 | 1 | 1 | 5
1191878 | VERIZON MASSACHUSETTS |  | 210 BENT ST |  | CAMBRIDGE | MA | 021410000 | VERIZON C/O WILLIAM IRWIN | 2 HAMPSHIRE ST. | LAWRENCE | MA | 018400000 | N | PRIVATE | SM25 | VERIZON NEW ENGLAND INC | 9788373604 | b.irwin@verizon.com | WILLIAM | IRWIN | 6175129182 | b.irwin@verizon.com | WILLIAM | IRWIN | 6175129182 | b.irwin@verizon.com | 5 | EMER GEN #4- NATCO KG2-3C - GAS TURB- JET KEROSENE |  | ENGINE | NATCO-VIKING | KG2-3C | 1992-01-01 | 2009 | 19.4 | 1 | EMER GEN #4- NATCO KG2-3C - GAS TURBINE- JET KERO | JET FUEL | 159 | Jet Fuel | 0.05 | 0 | 194.4 | E6BTU | N | 1 | 1 | 12 | 1 | 1 | 5
1191879 | VERIZON MASSACHUSETTS |  | 7 ELM ST |  | MALDEN | MA | 021480000 | VERIZON C/O WILLIAM IRWIN | 2 HAMPSHIRE ST. | LAWRENCE | MA | 018400000 | N | PRIVATE | SM25 | VERIZON NEW ENGLAND INC | 6175129182 | b.irwin@verizon.com | WILLIAM | IRWIN | 6175129182 | b.irwin@verizon.com | WILLIAM | IRWIN | 6175129182 | b.irwin@verizon.com | 1 | EMER GEN #1 - SOLAR TURBINE T1020S-8F - KEROSENE |  | ENGINE | SOLAR | T1020S-8F | 1978-01-01 | 2009 | 12.8 | 1 | EMER GEN #1 - SOLAR TURBINE T1020S-8F KEROSENE | KEROSENE | 162 | KEROSENE | 0.05 | 0 | 291 | E6BTU | N | 1 | 1 | 12 | 1 | 1 | 5
1191879 | VERIZON MASSACHUSETTS |  | 7 ELM ST |  | MALDEN | MA | 021480000 | VERIZON C/O WILLIAM IRWIN | 2 HAMPSHIRE ST. | LAWRENCE | MA | 018400000 | N | PRIVATE | SM25 | VERIZON NEW ENGLAND INC | 6175129182 | b.irwin@verizon.com | WILLIAM | IRWIN | 6175129182 | b.irwin@verizon.com | WILLIAM | IRWIN | 6175129182 | b.irwin@verizon.com | 2 | EMER GEN #2 - SOLAR TURBINE T1020S-8F KEROSENE |  | ENGINE | SOLAR | T1020S-8F | 1978-01-01 | 2009 | 12.8 | 1 | EMER GEN #2 - SOLAR TURBINE T1020S-8F KEROSENE | KEROSENE | 162 | KEROSENE | 0.05 | 0 | 291.2 | E6BTU | N | 1 | 1 | 12 | 1 | 1 | 5
1191880 | VERIZON MASSACHUSETTS |  | 51 SOUTH BEDFORD ST |  | BURLINGTON | MA | 018030000 | VERIZON C/O WILLIAM IRWIN | 2 HAMPSHIRE ST. | LAWRENCE | MA | 018400000 | N | PRIVATE | SM25 | VERIZON NEW ENGLAND INC | 9788373604 | b.irwin@verizon.com | WILLIAM | IRWIN | 6175129182 | b.irwin@verizon.com | WILLIAM | IRWIN | 6175129182 | b.irwin@verizon.com | 1 | EMER GEN #1 - NATCO-VIKING GAS TURBINE - JET KERO |  | ENGINE | NATCO-VIKING | KG2-3C | 1979-01-01 | 2009 | 19.4 | 1 | EMER GEN #1 - NATCO-VIKING GAS TURBINE - JET KERO | KEROSENE | 162 | KEROSENE | 0.05 | 0 | 262.4 | E6BTU | N | 1 | 1 | 12 | 1 | 1 | 5
1191880 | VERIZON MASSACHUSETTS |  | 51 SOUTH BEDFORD ST |  | BURLINGTON | MA | 018030000 | VERIZON C/O WILLIAM IRWIN | 2 HAMPSHIRE ST. | LAWRENCE | MA | 018400000 | N | PRIVATE | SM25 | VERIZON NEW ENGLAND INC | 9788373604 | b.irwin@verizon.com | WILLIAM | IRWIN | 6175129182 | b.irwin@verizon.com | WILLIAM | IRWIN | 6175129182 | b.irwin@verizon.com | 2 | EMER GEN #2 - NATCO-VIKING GAS TURBINE - JET KERO |  | ENGINE | NATCO-VIKING | KG2-3C | 1979-01-01 | 2009 | 19.4 | 1 | EMER GEN #2 - NATCO-VIKING GAS TURBINE - JET KERO | KEROSENE | 162 | KEROSENE | 0.05 | 0 | 281.88 | E6BTU | N | 1 | 1 | 12 | 1 | 1 | 5
1191880 | VERIZON MASSACHUSETTS |  | 51 SOUTH BEDFORD ST |  | BURLINGTON | MA | 018030000 | VERIZON C/O WILLIAM IRWIN | 2 HAMPSHIRE ST. | LAWRENCE | MA | 018400000 | N | PRIVATE | SM25 | VERIZON NEW ENGLAND INC | 9788373604 | b.irwin@verizon.com | WILLIAM | IRWIN | 6175129182 | b.irwin@verizon.com | WILLIAM | IRWIN | 6175129182 | b.irwin@verizon.com | 3 | EMER GEN #3 - NATCO-VIKING GAS TURBINE - JET KERO |  | ENGINE | NATCO-VIKING | KG2-3C | 1964-01-01 | 2009 | 19.4 | 1 | EMER GEN #3 - NATCO-VIKING GAS TURBINE - JET KERO | KEROSENE | 162 | KEROSENE | 0.05 | 0 | 274.1 | E6BTU | N | 1 | 1 | 12 | 1 | 1 | 5
1191880 | VERIZON MASSACHUSETTS |  | 51 SOUTH BEDFORD ST |  | BURLINGTON | MA | 018030000 | VERIZON C/O WILLIAM IRWIN | 2 HAMPSHIRE ST. | LAWRENCE | MA | 018400000 | N | PRIVATE | SM25 | VERIZON NEW ENGLAND INC | 9788373604 | b.irwin@verizon.com | WILLIAM | IRWIN | 6175129182 | b.irwin@verizon.com | WILLIAM | IRWIN | 6175129182 | b.irwin@verizon.com | 4 | EMER GEN #4 - NATCO-VIKING GAS TURBINE - JET KERO |  | ENGINE | NATCO-VIKING | KG2-3C | 1999-01-01 | 2009 | 19.4 | 1 | EMER GEN #4 - NATCO-VIKING GAS TURBINE - JET KERO | KEROSENE | 162 | KEROSENE | 0.05 | 0 | 276.05 | E6BTU | N | 1 | 1 | 12 | 1 | 1 | 5
1191887 | VERIZON MASSACHUSETTS |  | 10 WARE ST |  | CAMBRIDGE | MA | 021380000 | VERIZON C/O WILLIAM IRWIN | 2 HAMPSHIRE ST. | LAWRENCE | MA | 018400000 | N | PRIVATE | SM25 | VERIZON NEW ENGLAND INC | 9788373604 | b.irwin@verizon.com | WILLIAM | IRWIN | 6175129182 | b.irwin@verizon.com | WILLIAM | IRWIN | 6175129182 | b.irwin@verizon.com | 2 | EMER GEN 31 |  | ENGINE | SOLAR | T-1020S-8 | 1973-01-01 | 2009 | 12.8 | 1 | GENERATOR #1-SOLAR #T1020S8 KEROSINE | KEROSENE | 162 | KEROSENE | 0 | 0 | 31.1 | E6BTU | N | 1 | 1 | 12 | 1 | 1 | 5
1191888 | 185 FRANKLIN STREET CONDOMINIUM CORPORAT | FKA VERIZON MASSACHUSETTS | 185 FRANKLIN ST |  | BOSTON | MA | 021100000 | VERIZON C/O WILLIAM IRWIN | 2 HAMPSHIRE ST. | LAWRENCE | MA | 018400000 | N | PRIVATE | SM25 | VERIZON NEW ENGLAND INC | 6175129182 | b.irwin@verizon.com | WILLIAM | IRWIN | 6175129182 | b.irwin@verizon.com | WILLIAM | IRWIN | 6175129182 | b.irwin@verizon.com | 1 | EMER GEN #1- SOLAR T1020-8K - GAS TURB - JET KERO |  | ENGINE | SOLAR | T-1020S-8K | 1970-01-01 | 2010 | 12.8 | 1 | EMER GEN #1- SOLAR T1020S-8K GAS TURB JET KERO | KEROSENE | 162 | KEROSENE | 0.05 | 0 | 221.44 | E6BTU | N | 1 | 1 | 10 | 1 | 1 | 5
1191888 | 185 FRANKLIN STREET CONDOMINIUM CORPORAT | FKA VERIZON MASSACHUSETTS | 185 FRANKLIN ST |  | BOSTON | MA | 021100000 | VERIZON C/O WILLIAM IRWIN | 2 HAMPSHIRE ST. | LAWRENCE | MA | 018400000 | N | PRIVATE | SM25 | VERIZON NEW ENGLAND INC | 6175129182 | b.irwin@verizon.com | WILLIAM | IRWIN | 6175129182 | b.irwin@verizon.com | WILLIAM | IRWIN | 6175129182 | b.irwin@verizon.com | 2 | EMER GEN #2- SOLAR T1020S-8K GAS TURB - JET KERO |  | ENGINE | SOLAR | T-1020S-8K | 1971-01-01 | 2010 | 12.8 | 1 | EMER GEN #2- SOLAR T1020S-8K GAS TURB JET KERO | KEROSENE | 162 | KEROSENE | 0.05 | 0 | 163.84 | E6BTU | N | 1 | 1 | 10 | 1 | 1 | 5
1191888 | 185 FRANKLIN STREET CONDOMINIUM CORPORAT | FKA VERIZON MASSACHUSETTS | 185 FRANKLIN ST |  | BOSTON | MA | 021100000 | VERIZON C/O WILLIAM IRWIN | 2 HAMPSHIRE ST. | LAWRENCE | MA | 018400000 | N | PRIVATE | SM25 | VERIZON NEW ENGLAND INC | 6175129182 | b.irwin@verizon.com | WILLIAM | IRWIN | 6175129182 | b.irwin@verizon.com | WILLIAM | IRWIN | 6175129182 | b.irwin@verizon.com | 3 | EMER GEN #3- SOLAR T1020S-8K - JET KEROSENE |  | ENGINE | SOLAR | T-1020S-8K | 1971-01-01 | 2010 | 12.8 | 1 | EMER GEN #3- SOLAR T1020S-8K GAS TURB JET KERO | KEROSENE | 162 | KEROSENE | 0.05 | 0 | 238.08 | E6BTU | N | 1 | 1 | 10 | 1 | 1 | 5
1191888 | 185 FRANKLIN STREET CONDOMINIUM CORPORAT | FKA VERIZON MASSACHUSETTS | 185 FRANKLIN ST |  | BOSTON | MA | 021100000 | VERIZON C/O WILLIAM IRWIN | 2 HAMPSHIRE ST. | LAWRENCE | MA | 018400000 | N | PRIVATE | SM25 | VERIZON NEW ENGLAND INC | 6175129182 | b.irwin@verizon.com | WILLIAM | IRWIN | 6175129182 | b.irwin@verizon.com | WILLIAM | IRWIN | 6175129182 | b.irwin@verizon.com | 4 | EMER GEN #4- SOLAR T1020-8K GAS TURB JET KERO |  | ENGINE | SOLAR | T-1020S-8K | 1971-01-01 | 2010 | 12.8 | 1 | EMER GEN #4- SOLAR T1020S-8K GAS TURB JET KERO | KEROSENE | 162 | KEROSENE | 0.05 | 0 | 275.2 | E6BTU | N | 1 | 1 | 10 | 1 | 1 | 5
1191888 | 185 FRANKLIN STREET CONDOMINIUM CORPORAT | FKA VERIZON MASSACHUSETTS | 185 FRANKLIN ST |  | BOSTON | MA | 021100000 | VERIZON C/O WILLIAM IRWIN | 2 HAMPSHIRE ST. | LAWRENCE | MA | 018400000 | N | PRIVATE | SM25 | VERIZON NEW ENGLAND INC | 6175129182 | b.irwin@verizon.com | WILLIAM | IRWIN | 6175129182 | b.irwin@verizon.com | WILLIAM | IRWIN | 6175129182 | b.irwin@verizon.com | 5 | EMER GEN #5- SOLAR T1020S-8K GAS TURBINE JET KERO |  | ENGINE | SOLAR | T-1020S-8K | 1972-01-01 | 2010 | 12.8 | 1 | EMER GEN #5- SOLAR T1020S-8K GAS TURB JET KERO | KEROSENE | 162 | KEROSENE | 0.05 | 0 | 270.08 | E6BTU | N | 1 | 1 | 10 | 1 | 1 | 5
1191892 | BABSON COLLEGE |  | 231 FOREST ST |  | BABSON PARK | MA | 024570000 | 231 FOREST ST | ATTN: SHELLEY KAPLAN | BABSON PARK | MA | 024570000 | N | PRIVATE | SM25 | BABSON COLLEGE | 7812394444 | skaplan1@babson.edu | SHELLEY | KAPLAN | 7812395840 | skaplan1@babson.edu | MARY | MCGEOGHEGAN | 7818310563 | mmcgeoghegan@innovativesafety.net | 1 | BOILERS (50) - ADMIN BUILD HEAT - NATURAL GAS | 50 | BOILER | CARAVAN | GG-399-HEC | 1991-10-01 | 2011 | 37.869 | 1 | BOILERS (50) - ADMIN AUX BUILDINGS NATURAL GAS | NATURAL GAS | 209 | Natural Gas |  |  | 34.89 | E6FT3 | N | 24 | 7 | 52 | 5 | 7 | 22
1191892 | BABSON COLLEGE |  | 231 FOREST ST |  | BABSON PARK | MA | 024570000 | 231 FOREST ST | ATTN: SHELLEY KAPLAN | BABSON PARK | MA | 024570000 | N | PRIVATE | SM25 | BABSON COLLEGE | 7812394444 | skaplan1@babson.edu | SHELLEY | KAPLAN | 7812395840 | skaplan1@babson.edu | MARY | MCGEOGHEGAN | 7818310563 | mmcgeoghegan@innovativesafety.net | 7 | BOILERS (22) - RESIDENTIAL - NAT GAS | 22 | BOILER | H.B. SMITH | SERIES 28 | 1993-01-01 | 2011 | 29.74 | 1 | BOILERS (22) RESIDENTIAL NATURAL GAS | NATURAL GAS | 209 | Natural Gas |  |  | 21.26 | E6FT3 | N | 24 | 7 | 52 | 5 | 7 | 22
1191892 | BABSON COLLEGE |  | 231 FOREST ST |  | BABSON PARK | MA | 024570000 | 231 FOREST ST | ATTN: SHELLEY KAPLAN | BABSON PARK | MA | 024570000 | N | PRIVATE | SM25 | BABSON COLLEGE | 7812394444 | skaplan1@babson.edu | SHELLEY | KAPLAN | 7812395840 | skaplan1@babson.edu | MARY | MCGEOGHEGAN | 7818310563 | mmcgeoghegan@innovativesafety.net | 12 | BOILER (1) - SKATING RINK - #2 OIL 0.3 S |  | BOILER | BURNHAM | FF516 | 1998-10-01 | 2011 | 10 | 1 | BOILER (1) - SKATING RINK #2 OIL 0.3 S | NO.2 | 58 | Distillate Oil (No. 2) | 0.3 | 0 | 29.31 | E3GAL | N | 24 | 7 | 52 | 5 | 7 | 22
1191892 | BABSON COLLEGE |  | 231 FOREST ST |  | BABSON PARK | MA | 024570000 | 231 FOREST ST | ATTN: SHELLEY KAPLAN | BABSON PARK | MA | 024570000 | N | PRIVATE | SM25 | BABSON COLLEGE | 7812394444 | skaplan1@babson.edu | SHELLEY | KAPLAN | 7812395840 | skaplan1@babson.edu | MARY | MCGEOGHEGAN | 7818310563 | mmcgeoghegan@innovativesafety.net | 15 | BOILERS (2)- BOSTON SPORTS CLUB- #2 OIL 0.3 S | 2 | BOILER | WEIL MCCLAIN | 1288 | 1997-01-01 | 2011 | 10 | 1 | BOILERS (2) - BOSTON SPORTS CLUB #2 OIL 0.3S | NO.2 | 58 | Distillate Oil (No. 2) | 0.3 | 0 | 80 | E3GAL | N | 24 | 7 | 52 | 24 | 7 | 22
1191892 | BABSON COLLEGE |  | 231 FOREST ST |  | BABSON PARK | MA | 024570000 | 231 FOREST ST | ATTN: SHELLEY KAPLAN | BABSON PARK | MA | 024570000 | N | PRIVATE | SM25 | BABSON COLLEGE | 7812394444 | skaplan1@babson.edu | SHELLEY | KAPLAN | 7812395840 | skaplan1@babson.edu | MARY | MCGEOGHEGAN | 7818310563 | mmcgeoghegan@innovativesafety.net | 17 | EMER GEN #3- BECC AND HORN - #2 OIL | 2 | ENGINE | SUPERIOR | 300R161 | 2002-01-01 | 2011 | 10 | 1 | EMER GEN (2) BECC HORN #2 OIL 0.3S | DIESEL | 44 | DIESEL | 0.3 | 0 | 2 | E3GAL | N | 1 | 1 | 52 | 1 | 1 | 22
1191895 | NATICK HIGH SCHOOL |  | 15 WEST ST |  | NATICK | MA | 017600000 | 13 EAST CENTRAL ST |  | NATICK | MA | 017600000 | Y | LOCAL GOVERNMENT | SM25 | NATICK HIGH SCHOOL | 5086530550 | rgraham@natickps.org | ROBERT | GRAHAM | 5086476504 | rgraham@natickps.org | ROBERT | GRAHAM | 5086476504 | rgraham@natickps.org | 2 | BOILER #2-TODD #4 OIL |  | BOILER | BIGELOW | MD 4471 | 1954-01-01 | 2009 | 10 | 1 | BOILER #2-TODD #4 OIL@1.0S | NO.4 | 825 | Distillate Oil (No. 4) | 1 | 0 | 40 | E3GAL | N | 24 | 7 | 20 | 0 | 0 | 0
1191895 | NATICK HIGH SCHOOL |  | 15 WEST ST |  | NATICK | MA | 017600000 | 13 EAST CENTRAL ST |  | NATICK | MA | 017600000 | Y | LOCAL GOVERNMENT | SM25 | NATICK HIGH SCHOOL | 5086530550 | rgraham@natickps.org | ROBERT | GRAHAM | 5086476504 | rgraham@natickps.org | ROBERT | GRAHAM | 5086476504 | rgraham@natickps.org | 3 | BOILER #3-PEABODY #4 OIL @1.0S |  | BOILER | BIGELOW | 4473 | 1954-01-01 | 2009 | 10 | 1 | BOILER #3-PEABODY #4 OIL@1.0S | NO.4 | 825 | Distillate Oil (No. 4) | 1 | 0 | 40 | E3GAL | N | 24 | 7 | 21 | 0 | 0 | 0
1191895 | NATICK HIGH SCHOOL |  | 15 WEST ST |  | NATICK | MA | 017600000 | 13 EAST CENTRAL ST |  | NATICK | MA | 017600000 | Y | LOCAL GOVERNMENT | SM25 | NATICK HIGH SCHOOL | 5086530550 | rgraham@natickps.org | ROBERT | GRAHAM | 5086476504 | rgraham@natickps.org | ROBERT | GRAHAM | 5086476504 | rgraham@natickps.org | 4 | BOILER #4-PEABODY#4 OIL@1.0S |  | BOILER | BIGELOW | 5952 | 1954-01-01 | 2009 | 10 | 1 | BOILER #4-PEABODY #4 OIL@1.0S | NO.4 | 825 | Distillate Oil (No. 4) | 1 | 0 | 40 | E3GAL | N | 24 | 7 | 21 | 0 | 0 | 0
1191899 | MWRA DEER ISLAND |  | DEER IS | 190 TAFTS AVENUE | WINTHROP | MA | 021520000 | 100 FIRST AVENUE |  | BOSTON | MA | 021290000 | N | STATE | OP7.5 | ATER RESOURCES AUTHORITY, MASSACHUSETTS W | 6177882552 | leon.lataille@mwra.state.ma.us | MICHAEL | HORNBROOK | 6177884359 | michael.hornbrook@mwra.state.ma.us | LEON | LATAILLE | 6177882552 | leon.lataille@mwra.state.ma.us | 12 | BOILER #101-ZURN 101782 DUAL FUEL |  | BOILER | ZURN | 101782 | 1995-01-01 | 2011 | 215.04 | 1 | BOILER #101-ZURN 101782 #2 OIL | NO.2 | 58 | Distillate Oil (No. 2) | 0.0007 | 0 | 66.837 | E3GAL | N | 24 | 7 | 26 | 24 | 7 | 3
1191899 | MWRA DEER ISLAND |  | DEER IS | 190 TAFTS AVENUE | WINTHROP | MA | 021520000 | 100 FIRST AVENUE |  | BOSTON | MA | 021290000 | N | STATE | OP7.5 | ATER RESOURCES AUTHORITY, MASSACHUSETTS W | 6177882552 | leon.lataille@mwra.state.ma.us | MICHAEL | HORNBROOK | 6177884359 | michael.hornbrook@mwra.state.ma.us | LEON | LATAILLE | 6177882552 | leon.lataille@mwra.state.ma.us | 12 | BOILER #101-ZURN 101782 DUAL FUEL |  | BOILER | ZURN | 101782 | 1995-01-01 | 2011 | 215.04 | 2 | BOILER #101-ZURN 101782 DIGESTER GAS | DIGESTER GAS | 819 | DIGESTER GAS | 0 | 0 | 885.1018 | E6FT3 | N | 24 | 7 | 26 | 24 | 7 | 3
1191899 | MWRA DEER ISLAND |  | DEER IS | 190 TAFTS AVENUE | WINTHROP | MA | 021520000 | 100 FIRST AVENUE |  | BOSTON | MA | 021290000 | N | STATE | OP7.5 | ATER RESOURCES AUTHORITY, MASSACHUSETTS W | 6177882552 | leon.lataille@mwra.state.ma.us | MICHAEL | HORNBROOK | 6177884359 | michael.hornbrook@mwra.state.ma.us | LEON | LATAILLE | 6177882552 | leon.lataille@mwra.state.ma.us | 13 | BOILER #201-ZURN 101783 DUAL FUEL - EMIS ON P12 S1 |  | BOILER | ZURN | 101783 | 1995-01-01 | 2011 | 215.04 | 1 | BOILER #201-ZURN 101783 DIGESTER GAS | NO.2 | 58 | Distillate Oil (No. 2) | 0 | 0 | 637.7505 | E6FT3 | N | 24 | 7 | 26 | 24 | 7 | 20
1191899 | MWRA DEER ISLAND |  | DEER IS | 190 TAFTS AVENUE | WINTHROP | MA | 021520000 | 100 FIRST AVENUE |  | BOSTON | MA | 021290000 | N | STATE | OP7.5 | ATER RESOURCES AUTHORITY, MASSACHUSETTS W | 6177882552 | leon.lataille@mwra.state.ma.us | MICHAEL | HORNBROOK | 6177884359 | michael.hornbrook@mwra.state.ma.us | LEON | LATAILLE | 6177882552 | leon.lataille@mwra.state.ma.us | 13 | BOILER #201-ZURN 101783 DUAL FUEL - EMIS ON P12 S1 |  | BOILER | ZURN | 101783 | 1995-01-01 | 2011 | 215.04 | 2 | BOILER #201-ZURN 101783 #2 OIL | DIGESTER GAS | 819 | DIGESTER GAS | 0.0031 | 0 | 22.046 | E3GAL | N | 24 | 7 | 26 | 24 | 7 | 20
1191899 | MWRA DEER ISLAND |  | DEER IS | 190 TAFTS AVENUE | WINTHROP | MA | 021520000 | 100 FIRST AVENUE |  | BOSTON | MA | 021290000 | N | STATE | OP7.5 | ATER RESOURCES AUTHORITY, MASSACHUSETTS W | 6177882552 | leon.lataille@mwra.state.ma.us | MICHAEL | HORNBROOK | 6177884359 | michael.hornbrook@mwra.state.ma.us | LEON | LATAILLE | 6177882552 | leon.lataille@mwra.state.ma.us | 38 | MODULE 1 DIGESTER GAS FLARE |  | DIGESTER GAS FLARE | WHESSOE VAREC | NA | 1995-07-01 | 2011 | 52 | 1 | WASTE GAS FLARE (2)- WHESSAE VAREC- DIGESTER GAS | LANDFILL GAS | 502 | LANDFILL GAS | 0 | 0 | 6.099 | E6FT3 | N | 1 | 2 | 32 | 1 | 3 | 13
1191899 | MWRA DEER ISLAND |  | DEER IS | 190 TAFTS AVENUE | WINTHROP | MA | 021520000 | 100 FIRST AVENUE |  | BOSTON | MA | 021290000 | N | STATE | OP7.5 | ATER RESOURCES AUTHORITY, MASSACHUSETTS W | 6177882552 | leon.lataille@mwra.state.ma.us | MICHAEL | HORNBROOK | 6177884359 | michael.hornbrook@mwra.state.ma.us | LEON | LATAILLE | 6177882552 | leon.lataille@mwra.state.ma.us | 41 | GENERATOR #7-TURBO POWER FT8 TURBINE |  | GAS TURBINE | TURBO-POWER & MARINE | FT8 | 1995-03-21 | 2011 | 256.3 | 1 | GENERATOR #7-TURBOPOWER FT8 TURBINE #2 OIL | DIESEL | 44 | DIESEL | 0.0025 | 0 | 111.663 | E3GAL | N | 5 | 2 | 10 | 5 | 1 | 12
1191899 | MWRA DEER ISLAND |  | DEER IS | 190 TAFTS AVENUE | WINTHROP | MA | 021520000 | 100 FIRST AVENUE |  | BOSTON | MA | 021290000 | N | STATE | OP7.5 | ATER RESOURCES AUTHORITY, MASSACHUSETTS W | 6177882552 | leon.lataille@mwra.state.ma.us | MICHAEL | HORNBROOK | 6177884359 | michael.hornbrook@mwra.state.ma.us | LEON | LATAILLE | 6177882552 | leon.lataille@mwra.state.ma.us | 42 | GENERATOR #8-TURBO-POWER FT8 TURBINE #2 OIL |  | GAS TURBINE | TURBO-POWER & MARINE | FT8 | 1995-03-21 | 2011 | 256.3 | 1 | GENERATOR #8-TURBOPOWER FT8 TURBINE #2 OIL | DIESEL | 44 | DIESEL | 0.0025 | 0 | 122.345 | E3GAL | N | 5 | 2 | 11 | 5 | 1 | 16
1191899 | MWRA DEER ISLAND |  | DEER IS | 190 TAFTS AVENUE | WINTHROP | MA | 021520000 | 100 FIRST AVENUE |  | BOSTON | MA | 021290000 | N | STATE | OP7.5 | ATER RESOURCES AUTHORITY, MASSACHUSETTS W | 6177882552 | leon.lataille@mwra.state.ma.us | MICHAEL | HORNBROOK | 6177884359 | michael.hornbrook@mwra.state.ma.us | LEON | LATAILLE | 6177882552 | leon.lataille@mwra.state.ma.us | 56 | MODULE 2 DIGESTER GAS FLARE |  | DIGESTER GAS FLARE | WHESSOE VAREC | NA | 1995-07-01 | 2011 | 52 | 1 | DIGESTER GAS | LANDFILL GAS | 502 | LANDFILL GAS | 0 |  | 20.312 | E6FT3 | N | 1 | 2 | 32 | 1 | 3 | 13
1191899 | MWRA DEER ISLAND |  | DEER IS | 190 TAFTS AVENUE | WINTHROP | MA | 021520000 | 100 FIRST AVENUE |  | BOSTON | MA | 021290000 | N | STATE | OP7.5 | ATER RESOURCES AUTHORITY, MASSACHUSETTS W | 6177882552 | leon.lataille@mwra.state.ma.us | MICHAEL | HORNBROOK | 6177884359 | michael.hornbrook@mwra.state.ma.us | LEON | LATAILLE | 6177882552 | leon.lataille@mwra.state.ma.us | 57 | MODULE 3 DIGESTER GAS FLARE |  | DIGESTER GAS FLARE | WHESSOE VAREC | NA | 1997-01-01 | 2011 | 52 | 1 | DIGESTER GAS | LANDFILL GAS | 502 | LANDFILL GAS | 0 | 0 | 7.301 | E6FT3 | N | 1 | 2 | 32 | 1 | 3 | 13
1191901 | RB KENDALL FEE LLC | FKA THE BEAL COMPANIES LLP | 1 KENDALL SQ | SUITE B4201 | CAMBRIDGE | MA | 021390000 | 1 KENDALL SQ | SUITE B4201 | CAMBRIDGE | MA | 021390000 | N | PRIVATE | NM25 | RB KENDALL FEE LLC | 6172523335 | tmurphy@onekendallsquare.com | TIM | MURPHY | 6172523335 | tmurphy@onekendallsquare.com | TIM | MURPHY | 6172523335 | tmurphy@onekendallsquare.com | 1 | ALL BOILERS (23) - VARIOUS - NATURAL GAS |  | BOILER | HYDROTHERM | MSG 1215 | 1993-02-01 | 2011 | 20.7 | 1 | ALL BOILERS (23) - TOTAL EMISSIONS - NATURAL GAS | NATURAL GAS | 209 | Natural Gas |  |  | 13.5 | E6FT3 | Y | 24 | 7 | 52 | 24 | 7 | 22
1191902 | MASSPORT AUTHORITY HANSCOM FIELD CIVILIA |  | GRIFFIS RD | BLDG 1714 | BEDFORD | MA | 017300000 | LOGAN OFFICE CENTER | 1 HARBORSIDE DR | EAST BOSTON | MA | 021280000 | N | STATE | SM25 | MASSPORT AUTHORITY HANBM-0043 | 6179735500 | KBeasley@massport.com | PATRICIA | HAEDERLE | 6175683525 | PHaederle@massport.com | KEITH | BEASLEY | 6175683508 | KBeasley@massport.com | 2 | SNOWMELTER BOILER |  | BOILER | TRECAN COMB. LTD. | 12-60-O | 2004-12-22 | 2009 | 24 | 1 | ULSD DIESEL | NO.2 | 58 | Distillate Oil (No. 2) | 0.0015 | 0 | 0 | E3GAL | N | 0 | 0 | 0 | 0 | 0 | 0
1191904 | TYCO ELECTRONICS CORP |  | 63 NAHATAN ST |  | NORWOOD | MA | 020620000 | 63 NAHATAN ST |  | NORWOOD | MA | 020620000 | N | PRIVATE | SM25 | TYCO ELECTRONICS CORPORATION | 7812785209 | dadaha@tycoelectronics.com | ALBERT | DADAH | 7812785209 | dadaha@tycoelectronics.com | RICHARD | OLIVER | 7812785260 | roliver@tycoelectronics.com | 1 | BOILER #1-CLEAVER BROOKS #CB700-300015-E |  | BOILER | CLEAVER BROOKS | CB 700 | 2002-04-01 | 2009 | 12.25 | 1 | BOILER #1-CLEAVER BROOKS #OLIO1519-E NATURAL GAS | NATURAL GAS | 209 | Natural Gas |  |  | 24 | E6FT3 | N | 16 | 6 | 52 | 16 | 6 | 22
1191904 | TYCO ELECTRONICS CORP |  | 63 NAHATAN ST |  | NORWOOD | MA | 020620000 | 63 NAHATAN ST |  | NORWOOD | MA | 020620000 | N | PRIVATE | SM25 | TYCO ELECTRONICS CORPORATION | 7812785209 | dadaha@tycoelectronics.com | ALBERT | DADAH | 7812785209 | dadaha@tycoelectronics.com | RICHARD | OLIVER | 7812785260 | roliver@tycoelectronics.com | 2 | BLRS, #2, #3, AND #4 - YORK SHIPLY YSM-150-6 | 3 | BOILER | YORK SHIPLEY | YSM-150-6 | 1955-01-01 | 2009 | 18.9 | 1 | BLR #2 - YORK SHIPLY YSM-150-6 | NATURAL GAS | 209 | Natural Gas |  |  | 18.4821 | E6FT3 | Y | 24 | 7 | 30 | 6 | 2 | 6
1191905 | GAS RECOVERY SYSTEMS |  | 234 THATCHER ST |  | EAST BRIDGEWATER | MA | 023330000 | 5087 JUNCTION ROAD |  | LOCKPORT | NY | 140940000 | N | PRIVATE | OP3 | GAS RECOVERY SYSTEMS LLC | 7164391004 | afalbo@fortistar.com | ANTHONY J. | FALBO | 7164391004 | afalbo@fortistar.com | SUPARNA | CHAKLADAR | 9518334153 | schakladar@fortistar.com | 6 | ENGINE #1 WAUKESHA 7042 GL |  | Engine | WAUKESHA | 7042GL | 1997-02-01 | 2011 | 13 | 1 | LANDFILL GAS | LANDFILL GAS | 502 | LANDFILL GAS | 0 | 0 | 0 | E6FT3 | N | 0 | 0 | 0 | 0 | 0 | 0
1191905 | GAS RECOVERY SYSTEMS |  | 234 THATCHER ST |  | EAST BRIDGEWATER | MA | 023330000 | 5087 JUNCTION ROAD |  | LOCKPORT | NY | 140940000 | N | PRIVATE | OP3 | GAS RECOVERY SYSTEMS LLC | 7164391004 | afalbo@fortistar.com | ANTHONY J. | FALBO | 7164391004 | afalbo@fortistar.com | SUPARNA | CHAKLADAR | 9518334153 | schakladar@fortistar.com | 7 | ENGINE #2 WAUKESHA 7042GL |  | ENGINE | WAUKESHA | 7042GL | 1997-02-01 | 2011 | 13 | 1 | LANDFILL GAS | LANDFILL GAS | 502 | LANDFILL GAS | 0 | 0 | 0 | E6FT3 | N | 0 | 0 | 0 | 0 | 0 | 0
1191905 | GAS RECOVERY SYSTEMS |  | 234 THATCHER ST |  | EAST BRIDGEWATER | MA | 023330000 | 5087 JUNCTION ROAD |  | LOCKPORT | NY | 140940000 | N | PRIVATE | OP3 | GAS RECOVERY SYSTEMS LLC | 7164391004 | afalbo@fortistar.com | ANTHONY J. | FALBO | 7164391004 | afalbo@fortistar.com | SUPARNA | CHAKLADAR | 9518334153 | schakladar@fortistar.com | 8 | ENGINE #3 WAUKESHA 7042GL |  | ENGINE | WAUKESHA | 7042GL | 1997-02-01 | 2011 | 13 | 1 | LANDFILL GAS | LANDFILL GAS | 502 | LANDFILL GAS | 0 | 0 | 0 | E6FT3 | N | 0 | 0 | 0 | 0 | 0 | 0
1191905 | GAS RECOVERY SYSTEMS |  | 234 THATCHER ST |  | EAST BRIDGEWATER | MA | 023330000 | 5087 JUNCTION ROAD |  | LOCKPORT | NY | 140940000 | N | PRIVATE | OP3 | GAS RECOVERY SYSTEMS LLC | 7164391004 | afalbo@fortistar.com | ANTHONY J. | FALBO | 7164391004 | afalbo@fortistar.com | SUPARNA | CHAKLADAR | 9518334153 | schakladar@fortistar.com | 9 | ENGINE #4 WAUKESHA 7042GL |  | ENGINE | WAUKESHA | 7042GL | 1997-02-01 | 2011 | 13 | 1 | LANDFILL GAS | LANDFILL GAS | 502 | LANDFILL GAS | 0.0026 | 0 | 0 | E6FT3 | N | 0 | 0 | 0 | 0 | 0 | 0
1191905 | GAS RECOVERY SYSTEMS |  | 234 THATCHER ST |  | EAST BRIDGEWATER | MA | 023330000 | 5087 JUNCTION ROAD |  | LOCKPORT | NY | 140940000 | N | PRIVATE | OP3 | GAS RECOVERY SYSTEMS LLC | 7164391004 | afalbo@fortistar.com | ANTHONY J. | FALBO | 7164391004 | afalbo@fortistar.com | SUPARNA | CHAKLADAR | 9518334153 | schakladar@fortistar.com | 10 | ENGINE #5 WAUKESHA 7042GL |  | ENGINE | WAUKESHA | 7042GL | 1997-02-01 | 2011 | 13 | 1 | LANDFILL GAS | LANDFILL GAS | 502 | LANDFILL GAS | 0 | 0 | 0 | E6FT3 | N | 0 | 0 | 0 | 0 | 0 | 0
1191905 | GAS RECOVERY SYSTEMS |  | 234 THATCHER ST |  | EAST BRIDGEWATER | MA | 023330000 | 5087 JUNCTION ROAD |  | LOCKPORT | NY | 140940000 | N | PRIVATE | OP3 | GAS RECOVERY SYSTEMS LLC | 7164391004 | afalbo@fortistar.com | ANTHONY J. | FALBO | 7164391004 | afalbo@fortistar.com | SUPARNA | CHAKLADAR | 9518334153 | schakladar@fortistar.com | 11 | ENGINE #6 WAUKESHA 7042GL |  | ENGINE | WAUKESHA | 7042GL | 1997-02-01 | 2011 | 13 | 1 | LANDFILL GAS | LANDFILL GAS | 502 | LANDFILL GAS | 0 | 0 | 0 | E6FT3 | N | 0 | 0 | 0 | 0 | 0 | 0
1191908 | BOSTON GAS-NORWOOD PROPANE | DBA NATIONAL GRID-NORWOOD | 127 DEAN ST |  | NORWOOD | MA | 020620000 | NATIONAL GRID | 40 SYLVAN ROAD | WALTHAM | MA | 024510000 | N | UTILITY | SM25 | BOSTON GAS COMPANY D/B/A NATIONAL GRID | 7819073645 | mary.casey@us.ngrid.com | JOSEPH | CALLANAN | 7819073646 | joseph.callanan@us.ngrid.com | MARY | CASEY | 9787251143 | mary.casey@us.ngrid.com | 4 | EMERGENCY GAS FLARE - PROPANE/NATURAL GAS |  | PROPANR FLARE | UNKNOWN | UNKNOWN | 1948-01-01 | 2009 | 42 | 1 | EMERGENCY GAS FLARE - PROPANE/NATURAL GAS | NATURAL GAS | 209 | Natural Gas |  |  | 0.201 | E6FT3 | N | 1 | 1 | 1 | 0 | 0 | 0
1191911 | VERIZON WIRELESS |  | 4620 WASHINGTON ST |  | BOSTON | MA | 021310000 | 400 FRIEBERG PARKWAY |  | WESTBOROUGH | MA | 015810000 | N | UTILITY | SM25 | VERIZON WIRELESS | 5083303339 | renauwi@ne.verizonwireless.com | WILLIAM | RENAUD | 5083303300 | renauwi@ne.verizonwireless.com | WILLIAM | RENAUD | 5083303330 | renauwi@ne.verizonwireless.com | 1 | GENERATOR #1-CATERPILLAR #3508B DIESEL |  | ENGINE | CATERPILLAR | 3508B | 2003-03-07 | 2009 | 10.3 | 1 | GENERATOR #1-CATERPILLAR #3508B DIESEL | DIESEL | 44 | DIESEL | 0.0015 | 0 | 2.944 | E3GAL | N | 1 | 1 | 52 | 1 | 1 | 22
1191913 | MASSDOT HIGHWAY DIVISION | FKA MA TURNPIKE AUTHORITY | 136 BLACKSTONE ST |  | BOSTON | MA | 021090000 | MASSDOT HIGHWAY DIVISION | 668 SOUTH AVE, ATTN: RICK MCCULLOUGH | WESTON | MA | 024930000 | Y | STATE | SM25 | MASSDOT HIGHWAY DIVISION | 6179516000 | Rick.Mccullough@state.ma.us | RICK | MCCULLOUGH | 7814315020 | Rick.Mccullough@state.ma.us | RICK | MCCULLOUGH | 7814315020 | Rick.Mccullough@state.ma.us | 2 | EU #1-CATERPILLER ENGINE-#2 FUEL OIL |  | ENGINE | CATERPILLER | 3512B | 2002-12-13 | 2009 | 12.19 | 1 | DIESEL | DIESEL | 44 | DIESEL | 0.0015 | 0 | 0.283 | E3GAL | N | 1 | 1 | 52 | 1 | 1 | 22
1191914 | STATE STREET BANK | SSB REALTY LLC | 1 LINCOLN ST |  | BOSTON | MA | 021110000 | 1776 HERITAGE DRIVE |  | QUINCY | MA | 021690000 | N | PRIVATE | SM50 | ONE LINCOLN CENTER | 6179858369 | dsfields@statestreet.com | DEREK | FIELDS | 6179856728 | dsfields@statestreet.com | DEREK | FIELDS | 6179856728 | dsfields@statestreet.com | 1 | EMER GEN #1- CATERPILLAR 3512B - DIESEL |  | ENGINE | CATERPILLAR | 3512B | 2002-01-01 | 2011 | 14 | 1 | EMER GEN #1- CATERPILLAR 3512B DIESEL | DIESEL | 44 | DIESEL | 0.0015 | 0 | 0.101 | E3GAL | N | 1 | 1 | 26 | 1 | 1 | 11
1191914 | STATE STREET BANK | SSB REALTY LLC | 1 LINCOLN ST |  | BOSTON | MA | 021110000 | 1776 HERITAGE DRIVE |  | QUINCY | MA | 021690000 | N | PRIVATE | SM50 | ONE LINCOLN CENTER | 6179858369 | dsfields@statestreet.com | DEREK | FIELDS | 6179856728 | dsfields@statestreet.com | DEREK | FIELDS | 6179856728 | dsfields@statestreet.com | 2 | EMER GEN #2- CATERPILLAR 3512B - DIESEL |  | ENGINE | CATERPILLAR | 3512B | 2002-01-01 | 2011 | 14.5 | 1 | EMER GEN #2- CATERPILLAR 3512B | DIESEL | 44 | DIESEL | 0.0015 | 0 | 0.169 | E3GAL | N | 1 | 1 | 26 | 1 | 1 | 11
1191914 | STATE STREET BANK | SSB REALTY LLC | 1 LINCOLN ST |  | BOSTON | MA | 021110000 | 1776 HERITAGE DRIVE |  | QUINCY | MA | 021690000 | N | PRIVATE | SM50 | ONE LINCOLN CENTER | 6179858369 | dsfields@statestreet.com | DEREK | FIELDS | 6179856728 | dsfields@statestreet.com | DEREK | FIELDS | 6179856728 | dsfields@statestreet.com | 3 | EMER GEN #3- CATERPILLAR 3512B DIESEL |  | ENGINE | CATERPILLAR | 3512B | 2002-01-01 | 2011 | 14.5 | 1 | EMER GEN #3- CATERPILLAR 3512B | DIESEL | 44 | DIESEL | 0.0015 | 0 | 0.0034 | E3GAL | N | 1 | 1 | 26 | 1 | 1 | 11
1191914 | STATE STREET BANK | SSB REALTY LLC | 1 LINCOLN ST |  | BOSTON | MA | 021110000 | 1776 HERITAGE DRIVE |  | QUINCY | MA | 021690000 | N | PRIVATE | SM50 | ONE LINCOLN CENTER | 6179858369 | dsfields@statestreet.com | DEREK | FIELDS | 6179856728 | dsfields@statestreet.com | DEREK | FIELDS | 6179856728 | dsfields@statestreet.com | 4 | EMER GEN #4- CATERPILLAR 3512B DIESEL |  | ENGINE | CATERPILLAR | 3512B | 2002-01-01 | 2011 | 14.5 | 1 | EMER GEN #4- CATERPILLAR 3512B | DIESEL | 44 | DIESEL | 0.0015 | 0 | 0.225 | E3GAL | N | 1 | 1 | 26 | 1 | 1 | 11
1191915 | NOVARTIS INSTITUTES FOR BIOMEDICAL RESEA |  | 100 TECHNOLOGY DR |  | CAMBRIDGE | MA | 021390000 | 250 MASSACHUSETTS AVE | HEALTH, SAFETY AND ENVIRONMENT | CAMBRIDGE | MA | 021390000 | N | PRIVATE | SM25 | NOVARTIS INSTITUTE FOR BIOMEDICAL RESEARCH INC. | 6178714785 | john.flynn@novartis.com | BARRY | COHEN | 6178715255 | barryd.cohen@novartis.com | JOHN | FLYNN | 6178713046 | ronald.vickers@novartis.com | 1 | 1000 KW EMERGENCY GENERATOR |  | ENGINE | CATERPILLAR | 3512B | 2003-01-01 | 2010 | 15.4 | 1 | GENERATOR #1-CATERPILLAR #3512B DIESEL | DIESEL | 44 | DIESEL | 0 | 0 | 0.124 | E3GAL | N | 1 | 1 | 52 | 1 | 1 | 22
1191919 | FW OLIN COLLEGE OF ENGINEERING |  | 1000 OLIN WAY |  | NEEDHAM | MA | 024920000 | 1735 GREAT PLAIN AVE |  | NEEDHAM | MA | 024920000 | N | PRIVATE | SM50 | FW OLIN COLLEGE OF ENGINEERING | 7812922315 | Joseph.McDonald@olin.edu | JOSEPH | MCDONALD | 7812922315 | Joseph.McDonald@olin.edu | JOSEPH | MCDONALD | 7812922315 | Joseph.McDonald@olin.edu | 1 | EMER GEN 1- CAT 3512B - NO 2 DIESEL 0.05 PERCENT S |  | ENGINE | CATERPILLAR | 3512B | 2001-01-01 | 2009 | 15.5 | 1 | EMER GEN 1 - CATERPILLAR 3512B NO 2 OIL 0.05 S | DIESEL | 44 | DIESEL | 0.05 | 0 | 0.441 | E3GAL | N | 1 | 1 | 26 | 1 | 1 | 11
1191919 | FW OLIN COLLEGE OF ENGINEERING |  | 1000 OLIN WAY |  | NEEDHAM | MA | 024920000 | 1735 GREAT PLAIN AVE |  | NEEDHAM | MA | 024920000 | N | PRIVATE | SM50 | FW OLIN COLLEGE OF ENGINEERING | 7812922315 | Joseph.McDonald@olin.edu | JOSEPH | MCDONALD | 7812922315 | Joseph.McDonald@olin.edu | JOSEPH | MCDONALD | 7812922315 | Joseph.McDonald@olin.edu | 2 | BLR 1 - CLEAVER BROOKS CB(LE)700 NATURAL GAS |  | BOILER | CLEAVER BROOKS | CB(LE)700-60-125#HW | 2001-01-01 | 2009 | 25 | 1 | BLR #1 - CLEAVER BROOKS CB(LE)-700 NATURAL GAS | NATURAL GAS | 209 | Natural Gas |  |  | 5.959 | E6FT3 | N | 24 | 7 | 26 | 24 | 7 | 4
1191919 | FW OLIN COLLEGE OF ENGINEERING |  | 1000 OLIN WAY |  | NEEDHAM | MA | 024920000 | 1735 GREAT PLAIN AVE |  | NEEDHAM | MA | 024920000 | N | PRIVATE | SM50 | FW OLIN COLLEGE OF ENGINEERING | 7812922315 | Joseph.McDonald@olin.edu | JOSEPH | MCDONALD | 7812922315 | Joseph.McDonald@olin.edu | JOSEPH | MCDONALD | 7812922315 | Joseph.McDonald@olin.edu | 3 | BLR #2 - CLEAVER BROOKS CB(LE)-700 NATURAL GAS |  | BOILER | CLEAVER BROOKS | CB(LE)700-60-125#HW | 2001-01-01 | 2009 | 25 | 1 | BLR #2 - CLEAVER BROOKS CB(LE)-700 NATURAL GAS | NATURAL GAS | 209 | Natural Gas |  |  | 5.959 | E6FT3 | N | 24 | 7 | 26 | 24 | 7 | 4
1191919 | FW OLIN COLLEGE OF ENGINEERING |  | 1000 OLIN WAY |  | NEEDHAM | MA | 024920000 | 1735 GREAT PLAIN AVE |  | NEEDHAM | MA | 024920000 | N | PRIVATE | SM50 | FW OLIN COLLEGE OF ENGINEERING | 7812922315 | Joseph.McDonald@olin.edu | JOSEPH | MCDONALD | 7812922315 | Joseph.McDonald@olin.edu | JOSEPH | MCDONALD | 7812922315 | Joseph.McDonald@olin.edu | 4 | BLR #3 - CLEAVER BROOKS CB(LE)-700 NAT GAS |  | BOILER | CLEAVER BROOKS | CB(LE)700-60-125# | 2001-01-01 | 2009 | 25 | 1 | BLR #3 - CLEAVER BROOKS CB(LE)-700 NATURAL GAS | NATURAL GAS | 209 | Natural Gas |  |  | 0 | E6FT3 | N | 24 | 7 | 26 | 0 | 0 | 0
1191920 | BMR 675 WEST KENDALL STREET LLC |  | 675 WEST KENDALL ST |  | CAMBRIDGE | MA | 021420000 | 17190 BERNARDO CENTER DR | BIOMED REALTY TRUST | SAN DIEGO | CA | 921280000 | N | PRIVATE | SM25 | BMR-675 WEST KENDALL STREET LLC | 6172252440 | russell.garland@biomedrealty.com | RUSSELL | GARLAND | 6172252440 | russell.garland@biomedrealty.com | MICHAEL | DELUGA | 6172252440 | michael.deluga@biomedrealty.com | 1 | GENERATOR #1 |  | ENGINE | CATERPILLAR | 3512B | 2002-01-01 | 2011 | 13.958 | 1 | GENERATOR #1 | DIESEL | 44 | DIESEL | 0.0015 | 0 | 2.193 | E3GAL | N | 1 | 1 | 52 | 1 | 1 | 10
1191921 | AMGEN |  | 360 BINNEY ST | BLDG 1000 | CAMBRIDGE | MA | 021420000 | 360 BINNEY ST |  | CAMBRIDGE | MA | 021420000 | N | PRIVATE | SM25 | AMGEN | 6174445253 | dbarlas@amgen.com | DEMETRA | BARLAS | 6174445253 | dbarlas@amgen.com | DEMETRA | BARLAS | 6174445253 | dbarlas@amgen.com | 1 | EMER GEN #1- CATERPILLAR 3512 B |  | ENGINE | CATERPILLAR | 3512B | 2002-09-18 | 2011 | 14.6 | 1 | EMER GEN #1- ULSD 0.003 PERCENT SULFUR | DIESEL | 44 | DIESEL | 0.003 | 0 | 0.118 | E3GAL | N | 1 | 1 | 52 | 1 | 1 | 22
1191921 | AMGEN |  | 360 BINNEY ST | BLDG 1000 | CAMBRIDGE | MA | 021420000 | 360 BINNEY ST |  | CAMBRIDGE | MA | 021420000 | N | PRIVATE | SM25 | AMGEN | 6174445253 | dbarlas@amgen.com | DEMETRA | BARLAS | 6174445253 | dbarlas@amgen.com | DEMETRA | BARLAS | 6174445253 | dbarlas@amgen.com | 2 | EMER GEN #2- CATERPILLAR 3512B |  | ENGINE | CATERPILLAR | 3512B | 2005-04-10 | 2011 | 14.658 | 1 | EMER GEN #2- ULSD 0.003 PERCENT SULFUR | DIESEL | 44 | DIESEL | 0.003 | 0 | 0.118 | E3GAL | N | 1 | 1 | 52 | 1 | 1 | 22
1191925 | CABOT ROAD VEF ADVISORS VI LLC | FKA CABOT ROAD PARTNERS LLC | 1-3 CABOT RD |  | MEDFORD | MA | 021555141 | ONE CABOT RD | C/O WINTHROP MANAGEMENT LP | MEDFORD | MA | 021555141 | N | PRIVATE | SM25 | WELLINGTON 3 | 7813963122 | kgonzalez@winthropmanagement.com | KATHY | GONZALEZ | 7813963122 | kgonzalez@winthropmanagement.com | KATHY | GONZALEZ | 7813963122 | kgonzalez@winthropmanagement.com | 1 | 1 - GENERATOR - CATERPILLAR #3516A DIESEL |  | ENGINE | CATERPILLAR | 3516 | 1989-01-01 | 2011 | 18.025 | 1 | GENERATORS(3)-CATERPILLAR #3516A DIESEL | DIESEL | 44 | DIESEL | 0.3 | 0 | 2.9734 | E3GAL | N | 1 | 1 | 26 | 1 | 1 | 11
1191925 | CABOT ROAD VEF ADVISORS VI LLC | FKA CABOT ROAD PARTNERS LLC | 1-3 CABOT RD |  | MEDFORD | MA | 021555141 | ONE CABOT RD | C/O WINTHROP MANAGEMENT LP | MEDFORD | MA | 021555141 | N | PRIVATE | SM25 | WELLINGTON 3 | 7813963122 | kgonzalez@winthropmanagement.com | KATHY | GONZALEZ | 7813963122 | kgonzalez@winthropmanagement.com | KATHY | GONZALEZ | 7813963122 | kgonzalez@winthropmanagement.com | 2 | 2 - GENERATOR - CATERPILLAR #3516A DIESEL |  | ENGINE | CATERPILLAR | 3516 | 1989-01-01 | 2011 | 18.025 | 1 | 2 - GENERATOR - CATERPILLAR #3516A DIESEL | DIESEL | 44 | DIESEL | 0.3 | 0 | 2.9734 | E3GAL | N | 1 | 1 | 26 | 1 | 1 | 11
1191925 | CABOT ROAD VEF ADVISORS VI LLC | FKA CABOT ROAD PARTNERS LLC | 1-3 CABOT RD |  | MEDFORD | MA | 021555141 | ONE CABOT RD | C/O WINTHROP MANAGEMENT LP | MEDFORD | MA | 021555141 | N | PRIVATE | SM25 | WELLINGTON 3 | 7813963122 | kgonzalez@winthropmanagement.com | KATHY | GONZALEZ | 7813963122 | kgonzalez@winthropmanagement.com | KATHY | GONZALEZ | 7813963122 | kgonzalez@winthropmanagement.com | 3 | 3 - GENERATOR - CATERPILLAR #3516A DIESEL |  | ENGINE | CATERPILLAR | 3516 | 1989-01-01 | 2011 | 18.025 | 1 | 3 - GENERATOR - CATERPILLAR #3516A DIESEL | DIESEL | 44 | DIESEL | 0.3 | 0 | 2.9734 | E3GAL | N | 1 | 1 | 26 | 1 | 1 | 11
1191926 | VERIZON NEW ENGLAND |  | 141 UNION AVE |  | FRAMINGHAM | MA | 017020000 | VERIZON C/O WILLIAM IRWIN | 2 HAMPSHIRE ST. | LAWRENCE | MA | 018400000 | N | UTILITY | SM25 | NEW ENGLAND INC, VERIZON | 6175129182 | b.irwin@verizon.com | WILLIAM | IRWIN | 9175129182 | b.irwin@verizon.com | WILLIAM | IRWIN | 6175129182 | b.irwin@verizon.com | 4 | GENERATOR #3-CATERPILLAR 1250 KW DIESEL |  | GENERATOR | CATERPILLAR | 3512B | 2007-12-01 | 2009 | 12.5 | 1 | GEN. #3 - CATERPILLAR 1250KW DIESEL | DIESEL | 44 | DIESEL | 0.003 | 0 | 137.5 | E6BTU | N | 1 | 1 | 12 | 1 | 1 | 5
1191926 | VERIZON NEW ENGLAND |  | 141 UNION AVE |  | FRAMINGHAM | MA | 017020000 | VERIZON C/O WILLIAM IRWIN | 2 HAMPSHIRE ST. | LAWRENCE | MA | 018400000 | N | UTILITY | SM25 | NEW ENGLAND INC, VERIZON | 6175129182 | b.irwin@verizon.com | WILLIAM | IRWIN | 9175129182 | b.irwin@verizon.com | WILLIAM | IRWIN | 6175129182 | b.irwin@verizon.com | 5 | GENERATOR #4 - CATERPILLAR 1250KW DIESEL |  | GENERATOR | CATERPILLAR | 3512B | 2007-12-01 | 2009 | 12.5 | 1 | GEN. #4 - CATERPILLAR 1250KW DIESEL | DIESEL | 44 | DIESEL | 0.003 | 0 | 137.5 | E6BTU | N | 1 | 1 | 12 | 1 | 1 | 5
1191927 | MASSDOT HIGHWAY DIVISION | FKA MA TURNPIKE AUTHORITY | 42 ACCOLON WAY | CA/T VENTILATION BUILDING #8 | BOSTON | MA | 021140000 | MASSDOT HIGHWAY DIVISION | 668 SOUTH AVE, ATTN: RICK MCCULLOUGH | WESTON | MA | 024930000 | Y | STATE | SM25 | MASSDOT HIGHWAY DIVISION | 6179516000 | Rick.Mccullough@state.ma.us | RICK | MCCULLOUGH | 7814315020 | Rick.Mccullough@state.ma.us | RICK | MCCULLOUGH | 7814315020 | Rick.Mccullough@state.ma.us | 2 | EU#1-CATERPILLER ENGINE-#2 FUEL OIL |  | ENGINE | CATERPILLER | 3512B | 2002-08-01 | 2009 | 13.19 | 1 | DIESEL | DIESEL | 44 | DIESEL | 0.0015 | 0 | 0.282 | E3GAL | N | 1 | 1 | 52 | 1 | 1 | 22
1191928 | WOBURN SANITARY LANDFILL |  | 202 MERRIMAC ST |  | WOBURN | MA | 018010000 | CITY OF WOBURN - BOARD OF HEALTH | 10 COMMON ST | WOBURN | MA | 018014139 | Y | LOCAL GOVERNMENT | SM25 | CITY OF WOBURN | 7818975923 | JFralick@cityofwoburn.com | JOHN | FRALICK | 7818975923 | JFralick@cityofwoburn.com | JOHN | FRALICK | 7818975923 | JFralick@cityofwoburn.com | 1 | LANDFILL FLARE |  | FLARE | JOHN ZINK | ZTOF | 2003-01-01 | 2010 | 11.2 | 1 | PERMITTED LANDFILL (FLARE) | LANDFILL GAS | 502 | LANDFILL GAS | 0 | 0 | 26.736 | E6FT3 | Y | 24 | 7 | 52 | 24 | 7 | 22
1191931 | MKS INSTRUMENTS INC |  | 6 SHATTUCK RD |  | ANDOVER | MA | 018100000 | 2 TECH DR | SUITE 201 | ANDOVER | MA | 018100000 | N | PRIVATE | SM25 | MKS INSTRUMENTS INC | 9786455500 | phil_zucchi@mksinst.com | PHIL | ZUCCHI | 9786455550 | phil_zucchi@mksinst.com | DANIEL | SHEA | 9786455656 | dan_shea@mksinst.com | 1 | EMERGENCY GENERATOR |  | ENGINE | CATERPILLAR | 3512 | 2003-03-01 | 2011 | 10.9 | 1 | LOW SULFUR DIESEL | DIESEL | 44 | DIESEL | 0 | 0 | 1.084 | E3GAL | N | 1 | 1 | 52 | 1 | 1 | 21
1191937 | BOSTON CONVENTION & EXIBITION CENTER |  | 415 SUMMER ST |  | BOSTON | MA | 021270000 | 415 SUMMER STREET |  | BOSTON | MA | 022100000 | N | LOCAL GOVERNMENT | SM50 | BOSTON CONVENTION AND EXHIBITION CENTER | 6179542000 | jhaley@massconvention.com | JACK | HALEY | 6176542435 | jhaley@massconvention.com | JACK | HALEY | 6176542435 | jhaley@massconvention.com | 1 | BOILER #1-CLEAVER BROOKS #CB1700600126 |  | BOILER | CLEAVER BROOKS | #CB1-700-600-126 | 2003-09-01 | 2010 | 16 | 1 | BOILER #1-CLEAVER BROOKS #CB17006001265 NAT GAS | NATURAL GAS | 209 | Natural Gas |  |  | 10.16 | E6FT3 | N | 24 | 7 | 52 | 24 | 7 | 21
1191937 | BOSTON CONVENTION & EXIBITION CENTER |  | 415 SUMMER ST |  | BOSTON | MA | 021270000 | 415 SUMMER STREET |  | BOSTON | MA | 022100000 | N | LOCAL GOVERNMENT | SM50 | BOSTON CONVENTION AND EXHIBITION CENTER | 6179542000 | jhaley@massconvention.com | JACK | HALEY | 6176542435 | jhaley@massconvention.com | JACK | HALEY | 6176542435 | jhaley@massconvention.com | 2 | BOILER #2-CLEAVER BROOKS #CB1700400125 |  | BOILER | CLEAVER BROOKS | #CB1-700-400-125 | 2003-09-01 | 2010 | 24 | 1 | BOILER #2-CLEAVER BROOKS #CB1700400125 NAT GAS | NATURAL GAS | 209 | Natural Gas |  |  | 10.16 | E6FT3 | Y | 24 | 7 | 52 | 24 | 7 | 22
1191937 | BOSTON CONVENTION & EXIBITION CENTER |  | 415 SUMMER ST |  | BOSTON | MA | 021270000 | 415 SUMMER STREET |  | BOSTON | MA | 022100000 | N | LOCAL GOVERNMENT | SM50 | BOSTON CONVENTION AND EXHIBITION CENTER | 6179542000 | jhaley@massconvention.com | JACK | HALEY | 6176542435 | jhaley@massconvention.com | JACK | HALEY | 6176542435 | jhaley@massconvention.com | 3 | BOILER #3-CLEAVER BROOKS #CB1700400125 |  | BOILER | CLEAVER BROOKS | #CB1-700-400-125 | 2003-09-01 | 2010 | 24 | 1 | BOILER #3-CLEAVER BROOKS #CB1700400125 NAT GAS | NATURAL GAS | 209 | Natural Gas |  |  | 10.16 | E6FT3 | Y | 24 | 7 | 52 | 24 | 7 | 22
1191937 | BOSTON CONVENTION & EXIBITION CENTER |  | 415 SUMMER ST |  | BOSTON | MA | 021270000 | 415 SUMMER STREET |  | BOSTON | MA | 022100000 | N | LOCAL GOVERNMENT | SM50 | BOSTON CONVENTION AND EXHIBITION CENTER | 6179542000 | jhaley@massconvention.com | JACK | HALEY | 6176542435 | jhaley@massconvention.com | JACK | HALEY | 6176542435 | jhaley@massconvention.com | 9 | GENERATOR #1-CATERPILLAR 3512B EMERGENCY |  | ENGINE | CATERPILLAR | 3512B | 2003-09-01 | 2010 | 15.15 | 1 | GENERATOR #1-CATERPILLAR 3512B EMERGENCY DIESEL | DIESEL | 44 | DIESEL | 0.0013 | 0.1 | 1.288 | E3GAL | N | 1 | 1 | 52 | 1 | 1 | 22
1191939 | BOSTON POLICE DEPARTMENT-HEADQUARTERS |  | 1199 TREMONT ST |  | DORCHESTER | MA | 021210000 | 1 SCHROEDER PLAZA |  | BOSTON | MA | 021200000 | N | LOCAL GOVERNMENT | NM25 | BOSTON POLICE CRIME LABORATORY | 6173434690 | loneym.bpd@cityofboston.gov | MICHAEL | LONEY | 6173435975 | loneym.bpd@cityofboston.gov | MICHAEL | LONEY | 6173435975 | loneym.bpd@cityofboston.gov | 4 | CATERPILLAR GENERATOR |  | FIXED | GENERATOR #1-CATERPILLAR | 3412 | 1995-10-01 | 2009 | 45 | 1 | #2 DIESEL | DIESEL | 44 | DIESEL | 0.3 | 0 | 1 | E3GAL | N | 1 | 1 | 25 | 1 | 6 | 13
1191939 | BOSTON POLICE DEPARTMENT-HEADQUARTERS |  | 1199 TREMONT ST |  | DORCHESTER | MA | 021210000 | 1 SCHROEDER PLAZA |  | BOSTON | MA | 021200000 | N | LOCAL GOVERNMENT | NM25 | BOSTON POLICE CRIME LABORATORY | 6173434690 | loneym.bpd@cityofboston.gov | MICHAEL | LONEY | 6173435975 | loneym.bpd@cityofboston.gov | MICHAEL | LONEY | 6173435975 | loneym.bpd@cityofboston.gov | 4 | CATERPILLAR GENERATOR |  | FIXED | GENERATOR #1-CATERPILLAR | 3412 | 1995-10-01 | 2009 | 45 | 1 | #2 DIESEL | DIESEL | 44 | DIESEL | 0.3 | 0 | 1 | E3GAL | N | 1 | 1 | 25 | 1 | 6 | 13
1191939 | BOSTON POLICE DEPARTMENT-HEADQUARTERS |  | 1199 TREMONT ST |  | DORCHESTER | MA | 021210000 | 1 SCHROEDER PLAZA |  | BOSTON | MA | 021200000 | N | LOCAL GOVERNMENT | NM25 | BOSTON POLICE CRIME LABORATORY | 6173434690 | loneym.bpd@cityofboston.gov | MICHAEL | LONEY | 6173435975 | loneym.bpd@cityofboston.gov | MICHAEL | LONEY | 6173435975 | loneym.bpd@cityofboston.gov | 4 | CATERPILLAR GENERATOR |  | FIXED | GENERATOR #1-CATERPILLAR | 3412 | 1995-10-01 | 2009 | 45 | 1 |  | NO.2 | 58 | Distillate Oil (No. 2) |  |  | 0 | GAL | N | 1 | 1 | 25 | 1 | 6 | 13
1191939 | BOSTON POLICE DEPARTMENT-HEADQUARTERS |  | 1199 TREMONT ST |  | DORCHESTER | MA | 021210000 | 1 SCHROEDER PLAZA |  | BOSTON | MA | 021200000 | N | LOCAL GOVERNMENT | NM25 | BOSTON POLICE CRIME LABORATORY | 6173434690 | loneym.bpd@cityofboston.gov | MICHAEL | LONEY | 6173435975 | loneym.bpd@cityofboston.gov | MICHAEL | LONEY | 6173435975 | loneym.bpd@cityofboston.gov | 4 | CATERPILLAR GENERATOR |  | FIXED | GENERATOR #1-CATERPILLAR | 3412 | 1995-10-01 | 2009 | 45 | 1 |  | NO.2 | 58 | Distillate Oil (No. 2) |  |  | 0 | GAL | N | 1 | 1 | 25 | 1 | 6 | 13
1191940 | NOVARTIS INSTITUTES FOR BIOMEDICAL RESEA |  | 254 MASSACHUSETTS AVE | 250 MASSACHUSETTS AVE | CAMBRIDGE | MA | 021390000 | 250 MASSACHUSETTS AVE | ATTN: JOHN FLYNN HSE | CAMBRIDGE | MA | 021390000 | N | PRIVATE | SM25 | NOVARTIS INSTITUTES FOR BIOMEDICAL RESEARCH INC. | 6178714785 | john.flynn@novartis.com | BARRY | COHEN | 6178715255 | barryd.cohen@novartis.com | JOHN | FLYNN | 6178714785 | john.flynn@novartis.com | 12 | 2000 KW EMERGENCY GENERATOR |  | ENGINE | CATERPILLAR | 3516B | 2004-03-02 | 2010 | 20.4 | 1 | DIESEL FUEL | DIESEL | 44 | DIESEL | 0.003 | 0 | 0.208 | E3GAL | N | 1 | 1 | 52 | 1 | 1 | 22
1191940 | NOVARTIS INSTITUTES FOR BIOMEDICAL RESEA |  | 254 MASSACHUSETTS AVE | 250 MASSACHUSETTS AVE | CAMBRIDGE | MA | 021390000 | 250 MASSACHUSETTS AVE | ATTN: JOHN FLYNN HSE | CAMBRIDGE | MA | 021390000 | N | PRIVATE | SM25 | NOVARTIS INSTITUTES FOR BIOMEDICAL RESEARCH INC. | 6178714785 | john.flynn@novartis.com | BARRY | COHEN | 6178715255 | barryd.cohen@novartis.com | JOHN | FLYNN | 6178714785 | john.flynn@novartis.com | 13 | 1400 KW EMERGENCY GENERATOR |  | ENGINE | CATERPILLAR | 3512B | 2004-03-02 | 2010 | 14.6 | 1 | DIESEL FUEL | DIESEL | 44 | DIESEL | 0.003 | 0 | 2.612 | E3GAL | N | 1 | 1 | 52 | 1 | 1 | 22
1191940 | NOVARTIS INSTITUTES FOR BIOMEDICAL RESEA |  | 254 MASSACHUSETTS AVE | 250 MASSACHUSETTS AVE | CAMBRIDGE | MA | 021390000 | 250 MASSACHUSETTS AVE | ATTN: JOHN FLYNN HSE | CAMBRIDGE | MA | 021390000 | N | PRIVATE | SM25 | NOVARTIS INSTITUTES FOR BIOMEDICAL RESEARCH INC. | 6178714785 | john.flynn@novartis.com | BARRY | COHEN | 6178715255 | barryd.cohen@novartis.com | JOHN | FLYNN | 6178714785 | john.flynn@novartis.com | 14 | CLEAVER-BROOKS MAIN BOILER 1 |  | BOILER | CLEAVER-BROOKS | FLX 1200 | 2004-05-13 | 2010 | 12.6 | 1 | NATURAL GAS | NATURAL GAS | 209 | Natural Gas |  |  | 4.9 | E6FT3 | N | 24 | 7 | 52 | 24 | 7 | 22
1191940 | NOVARTIS INSTITUTES FOR BIOMEDICAL RESEA |  | 254 MASSACHUSETTS AVE | 250 MASSACHUSETTS AVE | CAMBRIDGE | MA | 021390000 | 250 MASSACHUSETTS AVE | ATTN: JOHN FLYNN HSE | CAMBRIDGE | MA | 021390000 | N | PRIVATE | SM25 | NOVARTIS INSTITUTES FOR BIOMEDICAL RESEARCH INC. | 6178714785 | john.flynn@novartis.com | BARRY | COHEN | 6178715255 | barryd.cohen@novartis.com | JOHN | FLYNN | 6178714785 | john.flynn@novartis.com | 15 | CLEAVER-BROOKS MAIN BOILER 2 |  | BOILER | CLEAVER-BROOKS | FLX 1200 | 2004-05-13 | 2010 | 12.6 | 1 | NATURAL GAS | NATURAL GAS | 209 | Natural Gas |  |  | 4.09 | E6FT3 | N | 24 | 7 | 52 | 24 | 7 | 22
1191942 | AT&T |  | 480 ARSENAL ST |  | WATERTOWN | MA | 024720000 | 1458 BLUEBELL DR. |  | LIVERMORE | CA | 945510000 | N | UTILITY | SM50 | AT AND T | 9259610291 | waldenb@att.com | BARBARE | WALDEN | 9259610291 | waldenb@att.com | BARBARA | WALDEN | 9259610291 | waldenb@att.com | 1 | EMER GEN #1- CATERPILLAR 3516B- #2 OIL |  | ENGINE | CATERPILLAR | 3516B | 2002-06-01 | 2010 | 19 | 1 | EMER GEN 1- CATERPILLAR 3516B NO 2 OIL 0.003S | DIESEL | 44 | DIESEL | 0.01 | 0 | 0.262 | E3GAL | N | 1 | 1 | 26 | 1 | 1 | 1
1191942 | AT&T |  | 480 ARSENAL ST |  | WATERTOWN | MA | 024720000 | 1458 BLUEBELL DR. |  | LIVERMORE | CA | 945510000 | N | UTILITY | SM50 | AT AND T | 9259610291 | waldenb@att.com | BARBARE | WALDEN | 9259610291 | waldenb@att.com | BARBARA | WALDEN | 9259610291 | waldenb@att.com | 2 | EMER GEN #2- CATERPILLAR 3516B- #2 DIESEL |  | ENGINE | CATERPILLAR | 3516B | 2002-06-01 | 2010 | 19 | 1 | EMER GEN 2- CATERPILLAR 3516B- 2 OIL 0.003S | DIESEL | 44 | DIESEL | 0.01 | 0 | 0.656 | E3GAL | N | 1 | 1 | 26 | 1 | 1 | 1
1191942 | AT&T |  | 480 ARSENAL ST |  | WATERTOWN | MA | 024720000 | 1458 BLUEBELL DR. |  | LIVERMORE | CA | 945510000 | N | UTILITY | SM50 | AT AND T | 9259610291 | waldenb@att.com | BARBARE | WALDEN | 9259610291 | waldenb@att.com | BARBARA | WALDEN | 9259610291 | waldenb@att.com | 3 | EMER GEN 3- CAT 3516B - 2 DIESEL |  | ENGINE | CATERPILLAR | 3516B | 2002-06-01 | 2010 | 19 | 1 | EMER GEN 3- CATERPILLAR 3516B- 2 OIL 0.003S | DIESEL | 44 | DIESEL | 0.01 | 0 | 0.742 | E3GAL | N | 1 | 1 | 26 | 1 | 1 | 1
1191942 | AT&T |  | 480 ARSENAL ST |  | WATERTOWN | MA | 024720000 | 1458 BLUEBELL DR. |  | LIVERMORE | CA | 945510000 | N | UTILITY | SM50 | AT AND T | 9259610291 | waldenb@att.com | BARBARE | WALDEN | 9259610291 | waldenb@att.com | BARBARA | WALDEN | 9259610291 | waldenb@att.com | 4 | EMER GEN 4- CAT 3516B - 2 OIL |  | ENGINE | CATERPILLAR | 3516B | 2002-06-01 | 2010 | 19 | 1 | EMER GEN 4- CATERPILLAR 3516B- 2 OIL 0.003S | DIESEL | 44 | DIESEL | 0.01 | 0 | 0.823 | E3GAL | N | 1 | 1 | 26 | 1 | 1 | 1
1191942 | AT&T |  | 480 ARSENAL ST |  | WATERTOWN | MA | 024720000 | 1458 BLUEBELL DR. |  | LIVERMORE | CA | 945510000 | N | UTILITY | SM50 | AT AND T | 9259610291 | waldenb@att.com | BARBARE | WALDEN | 9259610291 | waldenb@att.com | BARBARA | WALDEN | 9259610291 | waldenb@att.com | 9 | EMERGENCY GENERATOR 2-1 CATERPILLAR CAT 3516C TA |  | ENGINE | CATERPILLAR | CAT 3516C TA | 2008-04-22 | 2010 | 19 | 1 | DISTILLATE FUEL OIL @ | DIESEL | 44 | DIESEL | 0.01 | 0 | 0.821 | E3GAL | N | 1 | 1 | 26 | 1 | 1 | 1
1191942 | AT&T |  | 480 ARSENAL ST |  | WATERTOWN | MA | 024720000 | 1458 BLUEBELL DR. |  | LIVERMORE | CA | 945510000 | N | UTILITY | SM50 | AT AND T | 9259610291 | waldenb@att.com | BARBARE | WALDEN | 9259610291 | waldenb@att.com | BARBARA | WALDEN | 9259610291 | waldenb@att.com | 10 | EMERGENCY GENERATOR 2-2 CATERPILLAR CAT 3516C TA |  | ENGINE | CATERPILLAR | CAT 3516C TA | 2008-04-22 | 2010 | 19 | 1 | DISTILLATE FUEL OIL 2 | DIESEL | 44 | DIESEL | 0.01 | 0 | 0.695 | E3GAL | N | 1 | 1 | 26 | 1 | 1 | 1
1191942 | AT&T |  | 480 ARSENAL ST |  | WATERTOWN | MA | 024720000 | 1458 BLUEBELL DR. |  | LIVERMORE | CA | 945510000 | N | UTILITY | SM50 | AT AND T | 9259610291 | waldenb@att.com | BARBARE | WALDEN | 9259610291 | waldenb@att.com | BARBARA | WALDEN | 9259610291 | waldenb@att.com | 11 | EMERGENCY GENERATOR 2-3 CATERPILLAR CAT 3516C TA |  | ENGINE | CATERPILLAR | CAT 3516C TA | 2008-04-22 | 2010 | 19 | 1 | DISTILLATE FUEL OIL 2 | DIESEL | 44 | DIESEL | 0.01 | 0 | 0.291 | E3GAL | N | 1 | 1 | 26 | 1 | 1 | 1
1191942 | AT&T |  | 480 ARSENAL ST |  | WATERTOWN | MA | 024720000 | 1458 BLUEBELL DR. |  | LIVERMORE | CA | 945510000 | N | UTILITY | SM50 | AT AND T | 9259610291 | waldenb@att.com | BARBARE | WALDEN | 9259610291 | waldenb@att.com | BARBARA | WALDEN | 9259610291 | waldenb@att.com | 12 | EMERGENCY GENERATOR 2-4 CATERPILLAR CAT3516C TA |  | ENGINE | CATERPILLAR | CAT 3516C TA | 2008-04-22 | 2010 | 19 | 1 | DISTILLATE FUEL OIL 2 | DIESEL | 44 | DIESEL | 0.01 | 0 | 0.855 | E3GAL | N | 1 | 1 | 26 | 1 | 1 | 1
1191945 | BOSTON CHILDRENS HOSPITAL |  | 1 BLACKFAN CIR |  | BOSTON | MA | 021150000 | 300 LONGWOOD AVE |  | BOSTON | MA | 021150000 | N | PRIVATE | SM25 | CHILDRENS HOSPITAL BOSTON | 6173556140 | charles.weinstein@childrens.harvard.edu | PAUL | WILLIAMS | 6173554511 | paul.williams@childrens.harvard.edu | DAVID | SUMARGO | 6173554512 | david.sumargo@childrens.harvard.edu | 1 | GENERATOR #1-CATERPILLAR #3512B #2 OIL |  | ENGINE | CATERPILLAR | 3512B | 2004-01-01 | 2011 | 12.5 | 1 | DIESEL | DIESEL | 44 | DIESEL | 0.003 | 0 | 0.499 | E3GAL | N | 1 | 1 | 12 | 1 | 1 | 5
1191945 | BOSTON CHILDRENS HOSPITAL |  | 1 BLACKFAN CIR |  | BOSTON | MA | 021150000 | 300 LONGWOOD AVE |  | BOSTON | MA | 021150000 | N | PRIVATE | SM25 | CHILDRENS HOSPITAL BOSTON | 6173556140 | charles.weinstein@childrens.harvard.edu | PAUL | WILLIAMS | 6173554511 | paul.williams@childrens.harvard.edu | DAVID | SUMARGO | 6173554512 | david.sumargo@childrens.harvard.edu | 2 | GENERATOR #2-CATERPILLAR #3512B #2 OIL |  | ENGINE | CATERPILLAR | 3512B | 2004-01-01 | 2011 | 12.5 | 1 | DIESEL | DIESEL | 44 | DIESEL | 0.003 | 0 | 0.521 | E3GAL | N | 1 | 1 | 12 | 1 | 1 | 5
1191947 | EMD SERONO RESEARCH INSTITUTE INC |  | 1 TECHNOLOGY PL |  | ROCKLAND | MA | 023700000 | ONE TECHNOLOGY PLACE |  | ROCKLAND | MA | 023700000 | N | PRIVATE | SM25 | EMD SERONO INC | 7816812711 | Jeff.Hyman@EMDSerono.com | JEFF | HYMAN | 7816812711 | Jeff.Hyman@EMDSerono.com | JEFF | HYMAN | 7816812711 | Jeff.Hyman@EMDSerono.com | 1 | HVAC UNITS (9)- VARIOUS MFG - NATURAL GAS | 9 | HVAC VARIES | VARIOUS | VARIOUS | 2001-01-01 | 2010 | 13.59 | 1 | NATURAL GAS | NATURAL GAS | 209 | Natural Gas |  |  | 9.4489 | E6FT3 | Y | 24 | 7 | 52 | 24 | 7 | 22
1191948 | BOSTON WATER AND SEWER COMMISSION |  | 120 MALDEN ST |  | BOSTON | MA | 021192540 | 980 HARRISON AVE |  | BOSTON | MA | 021192540 | N | LOCAL GOVERNMENT | SM25 | BOSTON WATER AND SEWER UNION PARK PUMPING | 6174515235 | mcleary@woodardcurran.com | MARK | CLEARY | 6174515235 | mcleary@woodardcurran.com | MARK | CLEARY | 6174515235 | mcleary@woodardcurran.com | 1 | TURBINE NO. 2-SOLAR NO.T1202 |  | TURBINE | SOLAR TURBINE, INC. | MGD 1200 (ENGINE T1202) | 1976-01-01 | 2010 | 14.728 | 1 | TURBINE #2-SOLAR #T1020 ULSD | DIESEL | 44 | DIESEL | 0.017 | 0 | 157.87 | E6BTU | N | 24 | 1 | 12 | 24 | 1 | 6
1191948 | BOSTON WATER AND SEWER COMMISSION |  | 120 MALDEN ST |  | BOSTON | MA | 021192540 | 980 HARRISON AVE |  | BOSTON | MA | 021192540 | N | LOCAL GOVERNMENT | SM25 | BOSTON WATER AND SEWER UNION PARK PUMPING | 6174515235 | mcleary@woodardcurran.com | MARK | CLEARY | 6174515235 | mcleary@woodardcurran.com | MARK | CLEARY | 6174515235 | mcleary@woodardcurran.com | 2 | TURBINE NO. 3-SOLAR NO. T1202 |  | TURBINE | SOLAR TURBINE, INC. | MGD 1200 (ENGINE T1202 | 1976-01-01 | 2010 | 14.728 | 1 | TURBINE #3-SOLAR #T1202 ULSD OIL | DIESEL | 44 | DIESEL | 0.017 | 0.01 | 242.64 | E6BTU | N | 24 | 1 | 12 | 24 | 1 | 6
1191948 | BOSTON WATER AND SEWER COMMISSION |  | 120 MALDEN ST |  | BOSTON | MA | 021192540 | 980 HARRISON AVE |  | BOSTON | MA | 021192540 | N | LOCAL GOVERNMENT | SM25 | BOSTON WATER AND SEWER UNION PARK PUMPING | 6174515235 | mcleary@woodardcurran.com | MARK | CLEARY | 6174515235 | mcleary@woodardcurran.com | MARK | CLEARY | 6174515235 | mcleary@woodardcurran.com | 3 | TURBINE NO. 4-SOLAR NO. T1202 |  | TURBINE | SOLAR TURBINE, INC. | MGD 1200 (ENGINE T1202) | 1976-01-01 | 2010 | 14.728 | 1 | TURBINE #4-SOLAR #T1202 ULSD | DIESEL | 44 | DIESEL | 0.017 | 0.01 | 164.82 | E6BTU | N | 24 | 1 | 12 | 24 | 1 | 6
1191948 | BOSTON WATER AND SEWER COMMISSION |  | 120 MALDEN ST |  | BOSTON | MA | 021192540 | 980 HARRISON AVE |  | BOSTON | MA | 021192540 | N | LOCAL GOVERNMENT | SM25 | BOSTON WATER AND SEWER UNION PARK PUMPING | 6174515235 | mcleary@woodardcurran.com | MARK | CLEARY | 6174515235 | mcleary@woodardcurran.com | MARK | CLEARY | 6174515235 | mcleary@woodardcurran.com | 7 | CATERPILLAR GENERATOR |  | ENGINE | CATERPILLAR | SR4B | 2005-12-01 | 2010 | 12.222 | 1 | ULSD | DIESEL | 44 | DIESEL | 0.3 | 0.1 | 113.6 | E6BTU | N | 2 | 1 | 12 | 2 | 1 | 22
1191948 | BOSTON WATER AND SEWER COMMISSION |  | 120 MALDEN ST |  | BOSTON | MA | 021192540 | 980 HARRISON AVE |  | BOSTON | MA | 021192540 | N | LOCAL GOVERNMENT | SM25 | BOSTON WATER AND SEWER UNION PARK PUMPING | 6174515235 | mcleary@woodardcurran.com | MARK | CLEARY | 6174515235 | mcleary@woodardcurran.com | MARK | CLEARY | 6174515235 | mcleary@woodardcurran.com | 10 | TURBINE NO. 1 - SOLAR NO. T1202 |  | TURBINE | SOLAR TURBINE, INC. | MGD 1200 (ENGINE T1202) | 2007-04-26 | 2010 | 14.728 | 1 | TURBINE #4-SOLAR #T1202 ULSD | DIESEL | 44 | DIESEL | 0.017 | 0 | 46.04 | E6BTU | N | 24 | 1 | 12 | 24 | 1 | 6
1191951 | MASSDOT HIGHWAY DIVISION | FKA MA TURNPIKE AUTHORITY | 257 CONGRESS ST |  | BOSTON | MA | 021100000 | MASSDOT HIGHWAY DIVISION | 668 SOUTH AVE, ATTN: RICK MCCULLOUGH | WESTON | MA | 024930000 | Y | STATE | SM25 | MASSDOT HIGHWAY DIVISION | 6179516000 | Rick.Mccullough@state.ma.us | RICK | MCCULLOUGH | 7814315020 | Rick.Mccullough@state.ma.us | RICK | MCCULLOUGH | 7814315020 | Rick.Mccullough@state.ma.us | 2 | EU #1-CATERPILLER-GENERATOR |  | ENGINE | CATERPILLER | 3512B | 2003-01-01 | 2009 | 13.19 | 1 | DIESEL | DIESEL | 44 | DIESEL | 0.0015 | 0 | 0.282 | E3GAL | N | 1 | 1 | 52 | 1 | 1 | 22
1191952 | MASSACHUSETTS BIOLOGIC LABORATORIES | FKA UMASS MEDICAL SCHOOL MBL | 460 WALK HILL ST |  | MATTAPAN | MA | 021260000 | 460 WALK HILL ST |  | MATTAPAN | MA | 021260000 | Y | STATE | SM25 | WORCESTER CITY CAMPUS CORP. | 5088565120 | mike.pietila@umassmed.edu | FRANK | FAZIO | 6174743254 | Frank.Fazio@umassmed.edu | MICHAEL | PIETILA | 6174743004 | mike.pietila@umassmed.edu | 1 | BOILERS #1 - CLVR BRKS CBLE200-500-150 NGAS |  | BOILER | CLEAVER BROOKS | CBI-700-500-150 | 2003-12-31 | 2011 | 20.412 | 1 | BOILERS(3)- CLEAVER BROOKS LE NATURAL GAS | NATURAL GAS | 209 | Natural Gas |  |  | 23.46 | E6FT3 | Y | 24 | 7 | 52 | 24 | 7 | 22
1191952 | MASSACHUSETTS BIOLOGIC LABORATORIES | FKA UMASS MEDICAL SCHOOL MBL | 460 WALK HILL ST |  | MATTAPAN | MA | 021260000 | 460 WALK HILL ST |  | MATTAPAN | MA | 021260000 | Y | STATE | SM25 | WORCESTER CITY CAMPUS CORP. | 5088565120 | mike.pietila@umassmed.edu | FRANK | FAZIO | 6174743254 | Frank.Fazio@umassmed.edu | MICHAEL | PIETILA | 6174743004 | mike.pietila@umassmed.edu | 2 | EMER GEN #1- CATERPILLAR 3516B #2 OIL |  | ENGINE | CATEPILLIAR | 3516B | 2004-01-01 | 2011 | 20.666 | 1 | #2 OIL | DIESEL | 44 | DIESEL | 0.003 | 0 | 0.113 | E3GAL | N | 1 | 1 | 52 | 1 | 1 | 22
1191952 | MASSACHUSETTS BIOLOGIC LABORATORIES | FKA UMASS MEDICAL SCHOOL MBL | 460 WALK HILL ST |  | MATTAPAN | MA | 021260000 | 460 WALK HILL ST |  | MATTAPAN | MA | 021260000 | Y | STATE | SM25 | WORCESTER CITY CAMPUS CORP. | 5088565120 | mike.pietila@umassmed.edu | FRANK | FAZIO | 6174743254 | Frank.Fazio@umassmed.edu | MICHAEL | PIETILA | 6174743004 | mike.pietila@umassmed.edu | 5 | BOILERS # 2- CLVR BRKS CBLE200-500-150 NGAS |  | BOILER | CLEAVER BRROOKS | CBI-700-500-150 | 2003-12-31 | 2011 | 20.412 | 1 | BOILERS(3) - CLEAVER BROOKS LE NA GAS | NATURAL GAS | 209 | Natural Gas |  |  | 23.46 | E6FT3 | Y | 24 | 7 | 52 | 24 | 7 | 22
1191952 | MASSACHUSETTS BIOLOGIC LABORATORIES | FKA UMASS MEDICAL SCHOOL MBL | 460 WALK HILL ST |  | MATTAPAN | MA | 021260000 | 460 WALK HILL ST |  | MATTAPAN | MA | 021260000 | Y | STATE | SM25 | WORCESTER CITY CAMPUS CORP. | 5088565120 | mike.pietila@umassmed.edu | FRANK | FAZIO | 6174743254 | Frank.Fazio@umassmed.edu | MICHAEL | PIETILA | 6174743004 | mike.pietila@umassmed.edu | 6 | BOILERS # 3 - CLVR BRKS CBLE200-500-150 NGAS |  | BOILER | CLEAVER BROOKS | CBI-700-500-150 | 2003-12-31 | 2011 | 20.412 | 1 | BOILERS(3) - CLEAVER BROOKS LE NGAS | NATURAL GAS | 209 | Natural Gas |  |  | 23.46 | E6FT3 | Y | 24 | 7 | 52 | 24 | 7 | 22
1191952 | MASSACHUSETTS BIOLOGIC LABORATORIES | FKA UMASS MEDICAL SCHOOL MBL | 460 WALK HILL ST |  | MATTAPAN | MA | 021260000 | 460 WALK HILL ST |  | MATTAPAN | MA | 021260000 | Y | STATE | SM25 | WORCESTER CITY CAMPUS CORP. | 5088565120 | mike.pietila@umassmed.edu | FRANK | FAZIO | 6174743254 | Frank.Fazio@umassmed.edu | MICHAEL | PIETILA | 6174743004 | mike.pietila@umassmed.edu | 8 | EMER.GEN. # 2 - CATEPILLIAR 3512C #2 OIL 0.003 S |  | ENGINE | CATEPILLIAR | 3512C | 2009-06-16 | 2011 | 13.975 | 1 | # 2 OIL | DIESEL | 44 | DIESEL | 0.003 | 0 | 0.04 | E3GAL | N | 1 | 1 | 52 | 1 | 1 | 22
1191953 | MASSACHUSETTS GENERAL HOSPITAL |  | 165 175 185 CAMBRIDGE ST |  | BOSTON | MA | 021140000 | 55 FRUIT ST | WEH-B, DIR EH+S | BOSTON | MA | 021140000 | N | PRIVATE | SM25 | MASS GENERAL HOSPITAL | 6177265169 | RCASTALDO@PARTNERS.ORG | ROBERT | CASTALDO | 6177262425 | RCASTALDO@PARTNERS.ORG | ROBERT | CASTALDO | 6177262425 | RCASTALDO@PARTNERS.ORG | 1 | EMER GEN #1-CATERPILLAR 3516 DITA- ULSD |  | ENGINE | CATERPILLAR | 3516B DITA | 2004-08-01 | 2011 | 21 | 1 | ULSD | DIESEL | 44 | DIESEL | 0.0015 | 0.1 | 1.24 | E3GAL | N | 1 | 1 | 52 | 1 | 1 | 4
1191953 | MASSACHUSETTS GENERAL HOSPITAL |  | 165 175 185 CAMBRIDGE ST |  | BOSTON | MA | 021140000 | 55 FRUIT ST | WEH-B, DIR EH+S | BOSTON | MA | 021140000 | N | PRIVATE | SM25 | MASS GENERAL HOSPITAL | 6177265169 | RCASTALDO@PARTNERS.ORG | ROBERT | CASTALDO | 6177262425 | RCASTALDO@PARTNERS.ORG | ROBERT | CASTALDO | 6177262425 | RCASTALDO@PARTNERS.ORG | 5 | BOILERS (3) BRYAN RW1700W-FDG-LX NAT GAS | 3 | BOILER | BRYAN | RW1700-W-FDG-LX | 2004-08-01 | 2011 | 51 | 1 | NATURAL GAS | NATURAL GAS | 209 | Natural Gas |  |  | 46.13 | E6FT3 | N | 20 | 7 | 39 | 20 | 7 | 4
1191954 | BANK OF NEW YORK MELLON FINANCIAL CORP | FKA MELLON FINANCIAL CORP | 135 SANTILLI HWY |  | EVERETT | MA | 021490000 | 135 SANTILLI HWY |  | EVERETT | MA | 021490000 | N | PRIVATE | SM25 | BANK OF NEW YORK MELLON FINANCIAL CORPORATION | 6173829355 | mike.cook@am.jll.com | MIKE | COOK | 6173829355 | mike.cook@am.jll.com | MIKE | COOK | 6173829355 | mike.cook@am.jll.com | 2 | UNIT#1 DIESEL EMERGENCY GENERATOR 20.7 MMBTU/HR |  | ENGINE | CATERPILLAR EMERGENCY DIESEL | 3516B | 2005-11-11 | 2009 | 20.7 | 1 | TRANSPORTATION DIESEL FUEL | DIESEL | 44 | DIESEL | 0.003 | 0 | 0.696 | E3GAL | N | 1 | 1 | 23 | 1 | 1 | 22
1191955 | FIDELITY INVESTMENTS |  | 245 SUMMER ST |  | BOSTON | MA | 021080000 | 245 SUMMER STREET |  | BOSTON | MA | 021090000 | N | PRIVATE | SM79-7 | FIDELITY INVESTMENTS | 6173928861 | joseph.b.maselli@fmr.com | JOSEPH | MASELLI | 6175639937 | joseph.b.maselli@fmr.com | JOSEPH | MASELLI | 6175639937 | joseph.b.maselli@fmr.com | 2 | EMERGENCY GENERATOR #1 |  | ENGINE | CATERPILLAR | 3516B | 2005-06-01 | 2011 | 20.6 | 1 | ULTRA LOW SULFUR DIESEL | DIESEL | 44 | DIESEL | 0.0015 |  | 4.129 | E3GAL | N | 1 | 1 | 12 | 1 | 1 | 5
1191955 | FIDELITY INVESTMENTS |  | 245 SUMMER ST |  | BOSTON | MA | 021080000 | 245 SUMMER STREET |  | BOSTON | MA | 021090000 | N | PRIVATE | SM79-7 | FIDELITY INVESTMENTS | 6173928861 | joseph.b.maselli@fmr.com | JOSEPH | MASELLI | 6175639937 | joseph.b.maselli@fmr.com | JOSEPH | MASELLI | 6175639937 | joseph.b.maselli@fmr.com | 5 | EMERGENCY GENERATOR #2 |  | ENGINE | CATERPILLAR | 3516B | 2005-06-01 | 2011 | 20.6 | 1 | ULTRA LOW SULFUR DIESEL | DIESEL | 44 | DIESEL | 0.0015 | 0 | 5.014 | E3GAL | N | 1 | 1 | 12 | 1 | 1 | 5
1191955 | FIDELITY INVESTMENTS |  | 245 SUMMER ST |  | BOSTON | MA | 021080000 | 245 SUMMER STREET |  | BOSTON | MA | 021090000 | N | PRIVATE | SM79-7 | FIDELITY INVESTMENTS | 6173928861 | joseph.b.maselli@fmr.com | JOSEPH | MASELLI | 6175639937 | joseph.b.maselli@fmr.com | JOSEPH | MASELLI | 6175639937 | joseph.b.maselli@fmr.com | 6 | EMERGENCY GENERATOR #3 |  | ENGINE | CATERPILLAR | 3516B | 2005-06-01 | 2011 | 20.6 | 1 | ULTRA LOW SULFUR DIESEL | DIESEL | 44 | DIESEL | 0.0015 | 0 | 5.456 | E3GAL | N | 1 | 1 | 12 | 1 | 1 | 5
1191955 | FIDELITY INVESTMENTS |  | 245 SUMMER ST |  | BOSTON | MA | 021080000 | 245 SUMMER STREET |  | BOSTON | MA | 021090000 | N | PRIVATE | SM79-7 | FIDELITY INVESTMENTS | 6173928861 | joseph.b.maselli@fmr.com | JOSEPH | MASELLI | 6175639937 | joseph.b.maselli@fmr.com | JOSEPH | MASELLI | 6175639937 | joseph.b.maselli@fmr.com | 7 | EMERGENCY GENERATOR #4 |  | ENGINE | CATERPILLAR | 3516B | 2005-06-01 | 2011 | 20.6 | 1 | ULTRA LOW SULFUR DIESEL | DIESEL | 44 | DIESEL | 0.0015 | 0 | 5.456 | E3GAL | N | 1 | 1 | 12 | 1 | 1 | 5
1191955 | FIDELITY INVESTMENTS |  | 245 SUMMER ST |  | BOSTON | MA | 021080000 | 245 SUMMER STREET |  | BOSTON | MA | 021090000 | N | PRIVATE | SM79-7 | FIDELITY INVESTMENTS | 6173928861 | joseph.b.maselli@fmr.com | JOSEPH | MASELLI | 6175639937 | joseph.b.maselli@fmr.com | JOSEPH | MASELLI | 6175639937 | joseph.b.maselli@fmr.com | 8 | EMERGENCY GENERATOR #5 |  | ENGINE | CATERPILLAR | 3516B | 2005-06-01 | 2011 | 20.6 | 1 | ULTRA LOW SULFUR DIESEL | DIESEL | 44 | DIESEL | 0.0015 | 0 | 4.571 | E3GAL | N | 1 | 1 | 12 | 1 | 1 | 5
1191961 | MILLENNIUM PHARMACEUTICALS INC |  | 35 LANDSDOWNE ST |  | CAMBRIDGE | MA | 021390000 | 40 LANDSDOWNE ST |  | CAMBRIDGE | MA | 021390000 | N | PRIVATE | SM50 | MILLENNIUM PHARMACEUTICALS INC | 6176797022 | tim.sullivan@mpi.com | MARK | HERNON | 6175514917 | mark.hernon@mpi.com | TIMOTHY | SULLIVAN | 6176797022 | tim.sullivan@mpi.com | 1 | BOILER #1-CLEAVER BROOKS #CBI700300125 NAT GAS |  | BOILER | CLEAVER BROOKS | CBI-700-300-125 | 2001-02-01 | 2006 | 12.247 | 1 | BOILER #1-CLEAVER BROOKS #CBI700300125 NAT GAS | NATURAL GAS | 209 | Natural Gas |  |  | 11.827 | E6FT3 | Y | 24 | 7 | 52 | 24 | 7 | 23
1191961 | MILLENNIUM PHARMACEUTICALS INC |  | 35 LANDSDOWNE ST |  | CAMBRIDGE | MA | 021390000 | 40 LANDSDOWNE ST |  | CAMBRIDGE | MA | 021390000 | N | PRIVATE | SM50 | MILLENNIUM PHARMACEUTICALS INC | 6176797022 | tim.sullivan@mpi.com | MARK | HERNON | 6175514917 | mark.hernon@mpi.com | TIMOTHY | SULLIVAN | 6176797022 | tim.sullivan@mpi.com | 2 | BOILER #2-CLEAVER BROOKS #CBI700300125 NAT GAS |  | BOILER | CLEAVER BROOKS | CBI-700-300-125 | 2001-02-01 | 2006 | 12.247 | 1 | BOILER #2-CLEAVER BROOKS #CBI700300125 NAT GAS | NATURAL GAS | 209 | Natural Gas |  |  | 11.827 | E6FT3 | Y | 24 | 7 | 52 | 24 | 7 | 23
1191961 | MILLENNIUM PHARMACEUTICALS INC |  | 35 LANDSDOWNE ST |  | CAMBRIDGE | MA | 021390000 | 40 LANDSDOWNE ST |  | CAMBRIDGE | MA | 021390000 | N | PRIVATE | SM50 | MILLENNIUM PHARMACEUTICALS INC | 6176797022 | tim.sullivan@mpi.com | MARK | HERNON | 6175514917 | mark.hernon@mpi.com | TIMOTHY | SULLIVAN | 6176797022 | tim.sullivan@mpi.com | 3 | BOILER #3-CLEAVER BROOKS #CBI700300125 NAT GAS |  | BOILER | CLEAVER BROOKS | CBI-700-300-125 | 2001-02-01 | 2006 | 12.247 | 1 | BOILER #3-CLEAVER BROOKS #CBI700300125 NAT GAS | NATURAL GAS | 209 | Natural Gas |  |  | 11.827 | E6FT3 | Y | 24 | 7 | 52 | 24 | 7 | 23
1191961 | MILLENNIUM PHARMACEUTICALS INC |  | 35 LANDSDOWNE ST |  | CAMBRIDGE | MA | 021390000 | 40 LANDSDOWNE ST |  | CAMBRIDGE | MA | 021390000 | N | PRIVATE | SM50 | MILLENNIUM PHARMACEUTICALS INC | 6176797022 | tim.sullivan@mpi.com | MARK | HERNON | 6175514917 | mark.hernon@mpi.com | TIMOTHY | SULLIVAN | 6176797022 | tim.sullivan@mpi.com | 4 | BOILER #4-CLEAVER BROOKS #CBI700350150 NAT GAS |  | BOILER | CLEVER BROOKS | CBI-700-350-150 | 2001-02-01 | 2009 | 14.288 | 1 | BOILER #4-CLEAVER BROOKS #CBI700350150 NAT GAS | NATURAL GAS | 209 | Natural Gas |  |  | 13.8306 | E6FT3 | N | 24 | 7 | 52 | 24 | 7 | 22
1191961 | MILLENNIUM PHARMACEUTICALS INC |  | 35 LANDSDOWNE ST |  | CAMBRIDGE | MA | 021390000 | 40 LANDSDOWNE ST |  | CAMBRIDGE | MA | 021390000 | N | PRIVATE | SM50 | MILLENNIUM PHARMACEUTICALS INC | 6176797022 | tim.sullivan@mpi.com | MARK | HERNON | 6175514917 | mark.hernon@mpi.com | TIMOTHY | SULLIVAN | 6176797022 | tim.sullivan@mpi.com | 5 | BOILER #5-CLEAVER BROOKS CBI700350150 NAT GAS |  | BOILER | CLEAVER BROOKS | CBI-700-350-150 | 2001-02-01 | 2009 | 14.288 | 1 | BOILER #5-CLEAVER BROOKS #CBI700350150 NAT GAS | NATURAL GAS | 209 | Natural Gas |  |  | 13.83 | E6FT3 | N | 24 | 7 | 52 | 24 | 7 | 22
1191961 | MILLENNIUM PHARMACEUTICALS INC |  | 35 LANDSDOWNE ST |  | CAMBRIDGE | MA | 021390000 | 40 LANDSDOWNE ST |  | CAMBRIDGE | MA | 021390000 | N | PRIVATE | SM50 | MILLENNIUM PHARMACEUTICALS INC | 6176797022 | tim.sullivan@mpi.com | MARK | HERNON | 6175514917 | mark.hernon@mpi.com | TIMOTHY | SULLIVAN | 6176797022 | tim.sullivan@mpi.com | 7 | GENERATOR #1-CUMMINS #KTA50 DIESEL |  | EMERGENCY GENERATOR | CUMMINS | KTA-50 | 2001-02-01 | 2006 | 14.5 | 1 | GENERATOR #1-CUMMINS #KTA50 DIESEL | DIESEL | 44 | DIESEL | 0.05 | 0 | 0.194 | E3GAL | Y | 24 | 7 | 52 | 24 | 7 | 23
1191961 | MILLENNIUM PHARMACEUTICALS INC |  | 35 LANDSDOWNE ST |  | CAMBRIDGE | MA | 021390000 | 40 LANDSDOWNE ST |  | CAMBRIDGE | MA | 021390000 | N | PRIVATE | SM50 | MILLENNIUM PHARMACEUTICALS INC | 6176797022 | tim.sullivan@mpi.com | MARK | HERNON | 6175514917 | mark.hernon@mpi.com | TIMOTHY | SULLIVAN | 6176797022 | tim.sullivan@mpi.com | 9 | 40- BOILER - 4A - CLEAVER BROOKS CBI 700-350-150 |  | BOILER | CLEAVER BROOKS | CBI 700-350-150 | 2002-01-01 | 2009 | 14.288 | 1 | 40- BOILER - 4A - CLEAVER BROOKS CBI 700-350-150 | NATURAL GAS | 209 | Natural Gas |  |  | 13.4474 | E6FT3 | N | 24 | 7 | 52 | 24 | 7 | 22
1191961 | MILLENNIUM PHARMACEUTICALS INC |  | 35 LANDSDOWNE ST |  | CAMBRIDGE | MA | 021390000 | 40 LANDSDOWNE ST |  | CAMBRIDGE | MA | 021390000 | N | PRIVATE | SM50 | MILLENNIUM PHARMACEUTICALS INC | 6176797022 | tim.sullivan@mpi.com | MARK | HERNON | 6175514917 | mark.hernon@mpi.com | TIMOTHY | SULLIVAN | 6176797022 | tim.sullivan@mpi.com | 10 | 40-BOILER-5A - CLEAVER BROOKS CBI 700-350-150 |  | BOILER | CLEAVER BROOKS | CBI 700-350-150 | 2002-01-01 | 2009 | 14.288 | 1 | 40-BOILER-5A - CLEAVER BROOKS CBI 700-350-150 | NATURAL GAS | 209 | Natural Gas |  |  | 13.4474 | E6FT3 | N | 24 | 7 | 52 | 24 | 7 | 22
1191964 | JONES LANG LASALLE AMERICAS INC | FKA 670 ALBANY STREET 2004 LLC | 670 ALBANY ST | C/O JONES LANG LASALLE | BOSTON | MA | 021180000 | 670 ALBANY ST | C/O ALBANY ST 2004 LLC | BOSTON | MA | 021180000 | N | PRIVATE | SM25 | 670 ALBANY STREET 2004 LLC | 6175238000 | heather.odonnell@am.jll.com | HEATHER | O'DONNELL | 6175314185 | heather.odonnell@am.jll.com | MIKE | COBB | 6174148103 | mike_cobb@emcorgroup.com | 1 | 1 |  | Engine | Caterpillar | G3516BLE | 2004-09-07 | 2007 | 13.5 | 1 | THIS SOURCE WAS CREATED FOR MAILING PURPOSES ONLY | NATURAL GAS | 209 | Natural Gas |  |  | 0.441 | E6FT3 | Y | 24 | 7 | 52 | 24 | 7 | 22
1191972 | WBZ TV |  | 1170 SOLDIERS FIELD RD |  | BOSTON | MA | 021340000 | 1170 SOLDIERS FIELD RD |  | BOSTON | MA | 021340000 | N | PRIVATE | SM25 | CBS | 6177877000 | sloan@boston.cbs.com | PETER | SLOAN | 6177877300 | PWSLOAN@CBS.COM | PETER | SLOAN | 6177877000X7300 | PWSLOAN@CBS.COM | 5 | GENERATOR #3 (1500KW) |  | ENGINE | CUMMINS | 1500 DFLE-4813 | 2005-12-01 | 2009 | 14.5 | 1 | #2 OIL (0.05 PCT LOW SULFUR) | DIESEL | 44 | DIESEL | 0.05 | 0 | 44.856 | E3GAL | N | 1 | 1 | 52 | 1 | 1 | 22
1191973 | SUN LIFE FINANCIAL |  | 1 SUN LIFE EXECUTIVE PARK |  | WELLESLEY | MA | 024810000 | 1 SUN LIFE EXECUTIVE PARK |  | WELLESLEY | MA | 024810000 | N | PRIVATE | SM25 | SUN LIFE FINANCIAL | 7814461794 | thomas.haven@sunlife.com | THOMAS | HAVEN | 7814461794 | thomas.haven@sunlife.com | THOMAS | HAVEN | 7814461794 | thomas.haven@sunlife.com | 2 | BUILDING 4 HEATERS | 2 | HEATERS | MAMMOTH | JR30A-12 | 2002-01-01 | 2009 | 12 | 1 | NATURAL GAS | NATURAL GAS | 209 | Natural Gas |  |  | 0 | E6FT3 | N | 2 | 7 | 28 | 0 | 0 | 0
1191973 | SUN LIFE FINANCIAL |  | 1 SUN LIFE EXECUTIVE PARK |  | WELLESLEY | MA | 024810000 | 1 SUN LIFE EXECUTIVE PARK |  | WELLESLEY | MA | 024810000 | N | PRIVATE | SM25 | SUN LIFE FINANCIAL | 7814461794 | thomas.haven@sunlife.com | THOMAS | HAVEN | 7814461794 | thomas.haven@sunlife.com | THOMAS | HAVEN | 7814461794 | thomas.haven@sunlife.com | 3 | BUILDING 4 EMERGENCY GENERATOR - UNIT #1 |  | EMERGENCY GENERATOR | CATERPILLAR | 3516B | 2005-01-01 | 2009 | 20.664 | 1 | ULTRA LOW SULFUR DIESEL | NO.2 | 58 | Distillate Oil (No. 2) | 0 | 0 | 1.09 | E3GAL | N | 1 | 1 | 52 | 1 | 1 | 22
1191973 | SUN LIFE FINANCIAL |  | 1 SUN LIFE EXECUTIVE PARK |  | WELLESLEY | MA | 024810000 | 1 SUN LIFE EXECUTIVE PARK |  | WELLESLEY | MA | 024810000 | N | PRIVATE | SM25 | SUN LIFE FINANCIAL | 7814461794 | thomas.haven@sunlife.com | THOMAS | HAVEN | 7814461794 | thomas.haven@sunlife.com | THOMAS | HAVEN | 7814461794 | thomas.haven@sunlife.com | 4 | BUILDING 1 EMERGENCY GENERATOR - UNIT #2 |  | EMERGENCY GENERATOR | CATERPILLAR | G3516 | 2000-01-01 | 2009 | 11.4 | 1 | NATURAL GAS | NATURAL GAS | 209 | Natural Gas |  |  | 1.065 | E6FT3 | N | 1 | 1 | 52 | 1 | 1 | 22
1191975 | BROAD INSTITUTE |  | 7 CAMBRIDGE CTR |  | CAMBRIDGE | MA | 021420000 | 7 CAMBRIDGE CTR |  | CAMBRIDGE | MA | 021420000 | N | PRIVATE | SM50 | BROAD INSTITUTE THE | 6177148466 | rokeefe@broadinstitute.org | RHONDA | O'KEEFE | 6177147180 | rokeefe@broadinstitute.org | MARGO | JAY | 8008255343 | mjay@eheinc.com | 2 | 2000 KW EMERGENCY GENERATOR (CATERPILLAR) |  | ENGINE | CATERPILLAR | 3516B | 2005-06-01 | 2009 | 20.65 | 1 | ULTRA LOW SULFUR DIESEL | DIESEL | 44 | DIESEL | 0.0015 |  | 0.205 | E3GAL | N | 1 | 1 | 5 | 1 | 1 | 3
1191977 | FENWAY VENTURES LLC |  | 144-160 BROOKLINE AVE |  | BOSTON | MA | 021150000 | 180 BROOKLINE AVE |  | BOSTON | MA | 021150000 | N | PRIVATE | SM50 | FEN-RES LLC | 6178745649 | NRecupero@Samuelsre.com | GEOFF | KAHL | 6178745647 | gkahl@amuelsre.com | NICHOLAS | RECUPERO | 6178745649 | NRecupero@samuelsre.com | 1 | EMERGENCY DIESEL GENERATOR NO. 1 |  | ENGINE | CATERPILLAR | 3508B | 2005-09-01 | 2010 | 10.3 | 1 | DIESEL OIL | DIESEL | 44 | DIESEL | 0 | 0 | 0.015 | E3GAL | N | 1 | 1 | 26 | 1 | 1 | 22
1191978 | BLUE CROSS BLUE SHIELD OF MASSACHUSETTS |  | 25 TECHNOLOGY PL |  | HINGHAM | MA | 020430000 | 401 PARK DRIVE |  | BOSTON | MA | 022153326 | N | PRIVATE | SM25 | BLUECROSS BLUESHIELD OF MASSACHUSETTS | 6172463592 | lawrence.healey@bcbsma.com | LAWRENCE | HEALEY | 6172463592 | Lawrence.Healey@bcbsma.com | RICHARD | PAGE | 6172465619 | richard.page@bcbsma.com | 2 | DIESEL GENERATOR 1 |  | ENGINE | CATERPILLAR | 3516B | 2006-04-01 | 2009 | 20.7 | 1 | DIESEL FUEL | DIESEL | 44 | DIESEL | 0.0015 | 0 | 0.375 | E3GAL | N | 1 | 1 | 52 | 1 | 7 | 22
1191978 | BLUE CROSS BLUE SHIELD OF MASSACHUSETTS |  | 25 TECHNOLOGY PL |  | HINGHAM | MA | 020430000 | 401 PARK DRIVE |  | BOSTON | MA | 022153326 | N | PRIVATE | SM25 | BLUECROSS BLUESHIELD OF MASSACHUSETTS | 6172463592 | lawrence.healey@bcbsma.com | LAWRENCE | HEALEY | 6172463592 | Lawrence.Healey@bcbsma.com | RICHARD | PAGE | 6172465619 | richard.page@bcbsma.com | 3 | DIESEL GENERATOR 2 |  | ENGINE | CATERPILLAR | 3516B | 2006-04-01 | 2009 | 20.7 | 1 | DIESEL OIL | DIESEL | 44 | DIESEL | 0.0015 | 0 | 0.375 | E3GAL | N | 1 | 1 | 52 | 1 | 1 | 22
1191979 | HOBBS BOOK MANAGMENT |  | 1151 BOSTON PROVIDENCE TPKE |  | NORWOOD | MA | 020620000 | FACTORY MUTUAL ENGINEERING CORPORATION | 1151 BOSTON TURNPIKE | NORWOOD | MA | 020620000 | N | PRIVATE | SM25 | FACTORY MUTUAL ENGINEERING CORPORATION | 7818902128 | thomas.dusel@hobbsbrook.com | KEVIN | GAMMONS | 7818902128 | kevin.gammons@hobbsbrook.com | FRANK | HERMAN | 7812554322 | frank.herman@hobbsbrook.com | 6 | COMBINED ROOFTOP HVAC UNITS (8) - VARIOUS NAT GAS | 8 | ROOFTOP HVAC UNITS | SEASONS 4 | VARIOUS | 2003-01-01 | 2011 | 10.46 | 1 | EU-6 ROOFTOP HVAC UNITS (8)- NATURAL GAS | NATURAL GAS | 209 | Natural Gas |  |  | 8.946 | E6FT3 | Y | 24 | 7 | 52 | 24 | 7 | 22
1191980 | LYNN ENERGY CENTER LLC |  | 626 LYNNWAY ST |  | LYNN | MA | 019050000 | 150 PAULARINO AVENUE | SUITE A-120 | COSTA MESA | CA | 926263301 | N | PRIVATE | SM25 | LYNN ENERGY CENTER LLC | 8663777834 | david.burney@epsway.com | DAVID | BURNEY | 7142716246 | david.burney@epsway.com | MARC | FRIEDMAN | 7817563819 | friedmanm@eorm.com | 1 | 1 |  | ENGINE | GE JENBACHER | JGS 616 GS - N.L. | 2005-08-25 | 2008 | 20 | 1 | NATURAL GAS | NATURAL GAS | 209 | Natural Gas |  |  | 67.28 | E6FT3 | Y | 24 | 7 | 52 | 24 | 7 | 22
1191983 | MWRA INTERMEDIATE PUMP STATION |  | 1 BRIDGE ST |  | WEYMOUTH | MA | 021880000 | 100 FIRST AVENUE |  | BOSTON | MA | 021290000 | N | STATE | NM25 | MASSACHUSETTS WATER RESOURCES AUTHORITY | 6177882552 | leon.lataille@mwra.state.ma.us | MICHAEL | HORNBROOK | 6177884359 | michael.hornbrook@mwra.state.ma.us | LEON | LATAILLE | 6177882552 | leon.lataille@mwra.state.ma.us | 1 | EMERGENCY GENERATOR |  | ENGINE | DETROIT DIESEL | 16V4000 | 2004-10-01 | 2009 | 18.883 | 1 | NO.2 FUEL OIL | DIESEL | 44 | DIESEL | 0.0015 |  | 2.26 | E3GAL | N | 2 | 1 | 12 | 2 | 1 | 5
1191991 | BOSTON FINANCIAL DATA SERVICES INC |  | 30 DAN RD |  | CANTON | MA | 020210000 | 2000 CROWN COLONY DRIVE | ATTN: PETER JACKSON | QUINCY | MA | 021690000 | N | PRIVATE | SM25 | BOSTON FINANCIAL DATA SERVICES INC | 6174833481 | PJACKSON@bostonfinancial.com | PETER | JACKSON | 6174833481 | PJACKSON@bostonfinancial.com | PETER | JACKSON | 6174833481 | PJACKSON@bostonfinancial.com | 1 | EMERGENCY GENERATOR #1 |  | ENGINE | CATERPILLAR | 3512B | 2006-03-21 | 2009 | 15.764 | 1 | #2 FUEL OIL | DIESEL | 44 | DIESEL | 0.0015 | 0 | 0.2598 | E3GAL | N | 1 | 1 | 52 | 1 | 1 | 22
1191993 | BMR BLACKFAN CIRCLE LLC | FKA CENTER FOR LIFE SCIENCE BOSTON | 3 BLACKFAN CIR |  | BOSTON | MA | 021150000 | 3 BLACKFAN CIR | BMR-BLACKFAN CIRCLE LLC | BOSTON | MA | 021150000 | N | PRIVATE | SM80-7 | CENTER FOR LIFE SCIENCE BOSTON | 6172250909 | doug.cuff@biomedrealty.com | RUSSELL | GARLAND | 6172252440 | russell.garland@biomedrealty.com | PETER | DAMIANO | 6172252440 | peter.damiano@biomedrealty.com | 1 | BOILER 5 |  | BOILER | CLEAVER BROOKS | CBLE | 2007-01-01 | 2010 | 24.494 | 1 | NATURAL GAS | NATURAL GAS | 209 | Natural Gas |  |  | 5.0337 | E6FT3 | N | 24 | 7 | 52 | 24 | 7 | 22
1191993 | BMR BLACKFAN CIRCLE LLC | FKA CENTER FOR LIFE SCIENCE BOSTON | 3 BLACKFAN CIR |  | BOSTON | MA | 021150000 | 3 BLACKFAN CIR | BMR-BLACKFAN CIRCLE LLC | BOSTON | MA | 021150000 | N | PRIVATE | SM80-7 | CENTER FOR LIFE SCIENCE BOSTON | 6172250909 | doug.cuff@biomedrealty.com | RUSSELL | GARLAND | 6172252440 | russell.garland@biomedrealty.com | PETER | DAMIANO | 6172252440 | peter.damiano@biomedrealty.com | 2 | BOILER 6 |  | BOILER | CLEAVER BROOKS | CBLE | 2007-01-01 | 2010 | 24.494 | 1 | NATURAL GAS | NATURAL GAS | 209 | Natural Gas |  |  | 5.0337 | E6FT3 | N | 24 | 7 | 52 | 24 | 7 | 22
1191993 | BMR BLACKFAN CIRCLE LLC | FKA CENTER FOR LIFE SCIENCE BOSTON | 3 BLACKFAN CIR |  | BOSTON | MA | 021150000 | 3 BLACKFAN CIR | BMR-BLACKFAN CIRCLE LLC | BOSTON | MA | 021150000 | N | PRIVATE | SM80-7 | CENTER FOR LIFE SCIENCE BOSTON | 6172250909 | doug.cuff@biomedrealty.com | RUSSELL | GARLAND | 6172252440 | russell.garland@biomedrealty.com | PETER | DAMIANO | 6172252440 | peter.damiano@biomedrealty.com | 3 | EGEN 1 |  | ENGINE | CATERPILAR | 3516B | 2007-01-01 | 2010 | 20.65 | 1 | ULSD | DIESEL | 44 | DIESEL | 0 | 0 | 0.324 | E3GAL | N | 1 | 1 | 52 | 1 | 1 | 22
1191993 | BMR BLACKFAN CIRCLE LLC | FKA CENTER FOR LIFE SCIENCE BOSTON | 3 BLACKFAN CIR |  | BOSTON | MA | 021150000 | 3 BLACKFAN CIR | BMR-BLACKFAN CIRCLE LLC | BOSTON | MA | 021150000 | N | PRIVATE | SM80-7 | CENTER FOR LIFE SCIENCE BOSTON | 6172250909 | doug.cuff@biomedrealty.com | RUSSELL | GARLAND | 6172252440 | russell.garland@biomedrealty.com | PETER | DAMIANO | 6172252440 | peter.damiano@biomedrealty.com | 4 | EGEN 2 |  | ENGINE | CATERPILLAR | 3516B | 2007-01-01 | 2010 | 20.65 | 1 | ULSD | DIESEL | 44 | DIESEL | 0 | 0 | 0.32 | E3GAL | N | 1 | 1 | 52 | 1 | 1 | 22
1191993 | BMR BLACKFAN CIRCLE LLC | FKA CENTER FOR LIFE SCIENCE BOSTON | 3 BLACKFAN CIR |  | BOSTON | MA | 021150000 | 3 BLACKFAN CIR | BMR-BLACKFAN CIRCLE LLC | BOSTON | MA | 021150000 | N | PRIVATE | SM80-7 | CENTER FOR LIFE SCIENCE BOSTON | 6172250909 | doug.cuff@biomedrealty.com | RUSSELL | GARLAND | 6172252440 | russell.garland@biomedrealty.com | PETER | DAMIANO | 6172252440 | peter.damiano@biomedrealty.com | 5 | BOILER 1 |  | BOILER | CLEAVER BROOKS | CBLE | 2007-01-01 | 2010 | 33.2659 | 1 | NATURAL GAS | NATURAL GAS | 209 | Natural Gas |  |  | 50.6125 | E6FT3 | N | 24 | 7 | 52 | 24 | 7 | 22
1191993 | BMR BLACKFAN CIRCLE LLC | FKA CENTER FOR LIFE SCIENCE BOSTON | 3 BLACKFAN CIR |  | BOSTON | MA | 021150000 | 3 BLACKFAN CIR | BMR-BLACKFAN CIRCLE LLC | BOSTON | MA | 021150000 | N | PRIVATE | SM80-7 | CENTER FOR LIFE SCIENCE BOSTON | 6172250909 | doug.cuff@biomedrealty.com | RUSSELL | GARLAND | 6172252440 | russell.garland@biomedrealty.com | PETER | DAMIANO | 6172252440 | peter.damiano@biomedrealty.com | 6 | BOILER 2 |  | BOILER | CLEAVER BROOKS | CBLE | 2007-01-01 | 2010 | 32.659 | 1 | NATURAL GAS | NATURAL GAS | 209 | Natural Gas |  |  | 50.6125 | E6FT3 | N | 24 | 7 | 52 | 24 | 7 | 22
1191993 | BMR BLACKFAN CIRCLE LLC | FKA CENTER FOR LIFE SCIENCE BOSTON | 3 BLACKFAN CIR |  | BOSTON | MA | 021150000 | 3 BLACKFAN CIR | BMR-BLACKFAN CIRCLE LLC | BOSTON | MA | 021150000 | N | PRIVATE | SM80-7 | CENTER FOR LIFE SCIENCE BOSTON | 6172250909 | doug.cuff@biomedrealty.com | RUSSELL | GARLAND | 6172252440 | russell.garland@biomedrealty.com | PETER | DAMIANO | 6172252440 | peter.damiano@biomedrealty.com | 7 | BOILER 3 |  | BOILER | CLEAVER BROOKS | CBLE | 2007-01-01 | 2010 | 32.659 | 1 | NATURAL GAS | NATURAL GAS | 209 | Natural Gas |  |  | 50.6125 | E6FT3 | N | 24 | 7 | 52 | 24 | 7 | 22
1191993 | BMR BLACKFAN CIRCLE LLC | FKA CENTER FOR LIFE SCIENCE BOSTON | 3 BLACKFAN CIR |  | BOSTON | MA | 021150000 | 3 BLACKFAN CIR | BMR-BLACKFAN CIRCLE LLC | BOSTON | MA | 021150000 | N | PRIVATE | SM80-7 | CENTER FOR LIFE SCIENCE BOSTON | 6172250909 | doug.cuff@biomedrealty.com | RUSSELL | GARLAND | 6172252440 | russell.garland@biomedrealty.com | PETER | DAMIANO | 6172252440 | peter.damiano@biomedrealty.com | 8 | BOILER 4 |  | BOILER | CLEAVER BROOKS | CBLE | 2007-01-01 | 2010 | 32.659 | 1 | NATURAL GAS | NATURAL GAS | 209 | Natural Gas |  |  | 50.6125 | E6FT3 | N | 24 | 7 | 52 | 24 | 7 | 22
1191993 | BMR BLACKFAN CIRCLE LLC | FKA CENTER FOR LIFE SCIENCE BOSTON | 3 BLACKFAN CIR |  | BOSTON | MA | 021150000 | 3 BLACKFAN CIR | BMR-BLACKFAN CIRCLE LLC | BOSTON | MA | 021150000 | N | PRIVATE | SM80-7 | CENTER FOR LIFE SCIENCE BOSTON | 6172250909 | doug.cuff@biomedrealty.com | RUSSELL | GARLAND | 6172252440 | russell.garland@biomedrealty.com | PETER | DAMIANO | 6172252440 | peter.damiano@biomedrealty.com | 9 | EGEN 3 |  | ENGINE | CATERPILLAR | 3516B | 2007-01-01 | 2010 | 20.65 | 1 | ULSD | DIESEL | 44 | DIESEL | 0 | 0 | 0.107 | E3GAL | N | 1 | 1 | 52 | 1 | 1 | 22
1191993 | BMR BLACKFAN CIRCLE LLC | FKA CENTER FOR LIFE SCIENCE BOSTON | 3 BLACKFAN CIR |  | BOSTON | MA | 021150000 | 3 BLACKFAN CIR | BMR-BLACKFAN CIRCLE LLC | BOSTON | MA | 021150000 | N | PRIVATE | SM80-7 | CENTER FOR LIFE SCIENCE BOSTON | 6172250909 | doug.cuff@biomedrealty.com | RUSSELL | GARLAND | 6172252440 | russell.garland@biomedrealty.com | PETER | DAMIANO | 6172252440 | peter.damiano@biomedrealty.com | 10 | EGEN 4 |  | ENGINE | CATERPILLAR | 3512B | 2007-01-01 | 2010 | 15.764 | 1 | ULSD | DIESEL | 44 | DIESEL | 0 | 0 | 0.0049 | E3GAL | N | 1 | 1 | 52 | 1 | 1 | 22
1191996 | EQUAL EXCHANGE INC |  | 50 UNITED DR |  | WEST BRIDGEWATER | MA | 023790000 | 50 UNITED DR |  | WEST BRIDGEWATER | MA | 023790000 | N | PRIVATE | SM25 | EQUAL EXCHANGE INC | 7747767400 | tcaspersen@equalexchange.coop | RINK | DICKINSON | 7747767400 | rdickinson@equalexchange.coop | TODD | CASPERSEN | 7747767391 | tcaspersen@equalexchange.coop | 1 | G-120 ROASTER |  | COFFEE ROASTER | PROBAT BURNS | G-120 | 2005-07-01 | 2009 | 16.5 | 1 | NATURAL GAS | NATURAL GAS | 209 | Natural Gas |  |  | 10.7155 | E6FT3 | N | 7 | 5 | 50 | 7 | 5 | 20
1191998 | BMR SIDNEY STREET LLC | FKA FORT WASHINGTON RESEARCH CENTER | 200 SIDNEY ST |  | CAMBRIDGE | MA | 021410000 | 17190 BERNARDO CENTER DR | BIOMED REALTY TRUST | SAN DIEGO | CA | 921280000 | N | PRIVATE | NM25 | BMR SIDNEY STREET LLC | 6172252440 | william.gartner@biomedrealty.com | WILLIAM | GARTNER | 6172252440 | william.gartner@biomedrealty.com | ERIK | SANDLER | 6172252440 | erik.sandler@biomedrealty.com | 1 | SIDNEY ST BOILER 1 |  | BOILER | CLEAVER BROOKS | CBLE-700-400-125 | 2001-01-01 | 2009 | 16.737 | 1 | NATURAL GAS | NATURAL GAS | 209 | Natural Gas |  |  | 15.747 | E6FT3 | N | 24 | 7 | 52 | 24 | 7 | 22
1191998 | BMR SIDNEY STREET LLC | FKA FORT WASHINGTON RESEARCH CENTER | 200 SIDNEY ST |  | CAMBRIDGE | MA | 021410000 | 17190 BERNARDO CENTER DR | BIOMED REALTY TRUST | SAN DIEGO | CA | 921280000 | N | PRIVATE | NM25 | BMR SIDNEY STREET LLC | 6172252440 | william.gartner@biomedrealty.com | WILLIAM | GARTNER | 6172252440 | william.gartner@biomedrealty.com | ERIK | SANDLER | 6172252440 | erik.sandler@biomedrealty.com | 2 | SIDNEY ST BOILER 2 |  | BOILER | CLEAVER BROOKS | CBLE-700-400-125 | 2001-01-01 | 2009 | 16.737 | 1 | NATURAL GAS | NATURAL GAS | 209 | Natural Gas |  |  | 18.996 | E6FT3 | N | 24 | 7 | 52 | 24 | 7 | 22
1192000 | KENS FOODS INCORPORATED |  | 1 DANGELO DR |  | MARLBOROUGH | MA | 017520000 | 1 DANGELO DR |  | MARLBOROUGH | MA | 017520000 | N | PRIVATE | SM25 | KENS FOODS INC | 5082291100 | dmuskopf@kensfoods.com | DAVID | MUSKOPF | 5082291134 | DMUSKOPF@KENSFOODS.COM | DAVID | MUSKOPF | 5082291134 | DMUSKOPF@KENSFOODS.COM | 1 | 3 BLRS+32 ROOF HTRS + 3 WTR HTR 29.98 MMBTU TL NG |  | BOILER, WTR HEATER, ROOFTOP HEATING UNITS | MISCELLANEOUS | MISCELLANEOUS | 1988-01-27 | 2009 | 30 | 1 | 3 BOILERS+27 HEATERS NATURAL GAS | NATURAL GAS | 209 | Natural Gas |  |  | 47.38 | E6FT3 | N | 24 | 7 | 52 | 24 | 7 | 22
1192000 | KENS FOODS INCORPORATED |  | 1 DANGELO DR |  | MARLBOROUGH | MA | 017520000 | 1 DANGELO DR |  | MARLBOROUGH | MA | 017520000 | N | PRIVATE | SM25 | KENS FOODS INC | 5082291100 | dmuskopf@kensfoods.com | DAVID | MUSKOPF | 5082291134 | DMUSKOPF@KENSFOODS.COM | DAVID | MUSKOPF | 5082291134 | DMUSKOPF@KENSFOODS.COM | 3 | FLARE-NAO DIGESTER GAS |  | FLARE (DIGESTER GAS) | NATIONAL AIR OIL | ENCLOSED COMBUSTOR | 2001-11-01 | 2009 | 12 | 1 | FLARE-NAO DIGESTER GAS | DIGESTER GAS | 819 | DIGESTER GAS | 0 | 0 | 50.334 | E6FT3 | N | 24 | 7 | 52 | 24 | 7 | 22
1192016 | DALKIA ENERGY SERVICES LLC |  | 265 FIRST ST |  | CAMBRIDGE | MA | 021420000 | SEAN CALDWELL | 15 ELKINS STREET | BOSTON | MA | 021270000 | N | PRIVATE | SM79-7 | DALKIA ENERGY SERVICES, LLC | 8574019849 | lariagno@veoliaenergyna.com | LEONARD | ARIAGNO | 8574019849 | lariagno@veoliaenergyna.com | SEAN | CALDWELL | 8574019842 | scaldwell@veoliaenergyna.com | 1 | BOILER D1 |  | BOILER | RENTECH | TYPE D | 2007-06-01 | 2010 | 155 | 1 | NATURAL GAS | NATURAL GAS | 209 | Natural Gas |  |  | 23.51 | E6FT3 | N | 6 | 2 | 41 | 5 | 2 | 18
1192016 | DALKIA ENERGY SERVICES LLC |  | 265 FIRST ST |  | CAMBRIDGE | MA | 021420000 | SEAN CALDWELL | 15 ELKINS STREET | BOSTON | MA | 021270000 | N | PRIVATE | SM79-7 | DALKIA ENERGY SERVICES, LLC | 8574019849 | lariagno@veoliaenergyna.com | LEONARD | ARIAGNO | 8574019849 | lariagno@veoliaenergyna.com | SEAN | CALDWELL | 8574019842 | scaldwell@veoliaenergyna.com | 1 | BOILER D1 |  | BOILER | RENTECH | TYPE D | 2007-06-01 | 2010 | 155 | 2 | ULTRA LOW SULFUR DIESEL | NO.2 | 58 | Distillate Oil (No. 2) | 0.0015 |  | 0 | E3GAL | N | 6 | 2 | 41 | 5 | 2 | 18
1192016 | DALKIA ENERGY SERVICES LLC |  | 265 FIRST ST |  | CAMBRIDGE | MA | 021420000 | SEAN CALDWELL | 15 ELKINS STREET | BOSTON | MA | 021270000 | N | PRIVATE | SM79-7 | DALKIA ENERGY SERVICES, LLC | 8574019849 | lariagno@veoliaenergyna.com | LEONARD | ARIAGNO | 8574019849 | lariagno@veoliaenergyna.com | SEAN | CALDWELL | 8574019842 | scaldwell@veoliaenergyna.com | 2 | BOILER D2 |  | BOILER | RENTECH | TYPE D | 2007-06-01 | 2010 | 155 | 1 | NATURAL GAS | NATURAL GAS | 209 | Natural Gas |  |  | 23.88 | E6FT3 | N | 8 | 2 | 36 | 10 | 2 | 12
1192016 | DALKIA ENERGY SERVICES LLC |  | 265 FIRST ST |  | CAMBRIDGE | MA | 021420000 | SEAN CALDWELL | 15 ELKINS STREET | BOSTON | MA | 021270000 | N | PRIVATE | SM79-7 | DALKIA ENERGY SERVICES, LLC | 8574019849 | lariagno@veoliaenergyna.com | LEONARD | ARIAGNO | 8574019849 | lariagno@veoliaenergyna.com | SEAN | CALDWELL | 8574019842 | scaldwell@veoliaenergyna.com | 2 | BOILER D2 |  | BOILER | RENTECH | TYPE D | 2007-06-01 | 2010 | 155 | 2 | ULTRA LOW SULFUR DIESEL | NO.2 | 58 | Distillate Oil (No. 2) | 0.0015 |  | 0 | E3GAL | N | 8 | 2 | 36 | 10 | 2 | 12
1192020 | MILTON HIGH SCHOOL |  | 25 GILE RD |  | MILTON | MA | 021860000 | 25 GILE RD |  | MILTON | MA | 021860000 | Y | LOCAL GOVERNMENT | NM25 | MILTON HIGH SCHOOL | 6176965040X5570 | britchie@miltonps.org | WILLIAM | RITCHIE | 6176965040 | britchie@miltonps.org | WILLIAM | RITCHIE | 6176965040X5570 | britchie@miltonps.org | 2 | BOILER #2-CLEAVER BROOKS CB1700250125 NAT GAS # 2 |  | BOILER | CLEAVER BROOKS | CB1700250125 | 2003-01-01 | 2009 | 10.2 | 1 | NATURAL GAS | NATURAL GAS | 209 | Natural Gas |  |  | 43 | E6FT3 | N | 24 | 7 | 30 | 0 | 0 | 0
1192022 | WGBH |  | 1 GUEST ST |  | BOSTON | MA | 021350000 | 1 GUEST ST |  | BOSTON | MA | 021350000 | N | PRIVATE | SM25 | WGBH | 6173005400 | david_price@wgbh.org | DAVID | PRICE | 6173002801 | david_price@wgbh.org | DAVID | PRICE | 6173002801 | david_price@wgbh.org | 1 | CATERPILLAR 1500 KW EMERGENCY GENERATOR |  | ENGINE | CATERPILLAR | SR4B | 2006-06-01 | 2010 | 15.988 | 1 | ULTRA LOW SULFUR DISTILLATE | DIESEL | 44 | DIESEL | 0.3 | 0.1 | 2.17 | E3GAL | N | 1 | 1 | 52 | 1 | 1 | 22
1192022 | WGBH |  | 1 GUEST ST |  | BOSTON | MA | 021350000 | 1 GUEST ST |  | BOSTON | MA | 021350000 | N | PRIVATE | SM25 | WGBH | 6173005400 | david_price@wgbh.org | DAVID | PRICE | 6173002801 | david_price@wgbh.org | DAVID | PRICE | 6173002801 | david_price@wgbh.org | 2 | LOCKINVAR NATURAL GAS-FIRED BOILERS | 5 | BOILER | LOCKINVAR | SBN2066 | 2006-06-01 | 2010 | 10.4 | 1 | NATURAL GAS | NATURAL GAS | 209 | Natural Gas |  |  | 6.112 | E6FT3 | Y | 24 | 7 | 52 | 24 | 7 | 22
1192032 | PUTNAM INVESTMENTS INC |  | 1 POST OFFICE SQ |  | BOSTON | MA | 021090000 | 1 POST OFFICE SQ |  | BOSTON | MA | 021090000 | N | PRIVATE | NM25 | PUTNAM INVESTMENTS INC | 6177608331 | guido_costa@putnam.com | GUIDO | COSTA | 6177608331 | guido_costa@putnam.com | MARGO | JAY | 8008255343 | mjay@eheinc.com | 1 | CATERPILLAR 1250 KW EMERGENCY GENERATOR |  | ENGINE | CATERPILLAR | 3512 DITA | 1998-06-20 | 2009 | 12.55 | 1 | ULTRA LOW SULFUR DIESEL | DIESEL | 44 | DIESEL | 0.0015 | 0 | 0.3262 | E3GAL | N | 7 | 1 | 1 | 0 | 0 | 0
1192145 | BRIDGEWATER STATE UNIVERSITY |  | 200 GREAT HILL DR |  | BRIDGEWATER | MA | 023240000 | 200 GREAT HILL DR |  | BRIDGEWATER | MA | 023250000 | Y | STATE | SM79-R | BRIDGEWATER STATE COLLEGE | 5085312751 | pdelaney@bridgew.edu | PATRICIA | DELANEY | 5085312751 | pdelaney@bridgew.edu | PATRICIA | DELANEY | 5085312751 | pdelaney@bridgew.edu | 1 | BOILER #1 - POWER PLANT |  | BOILER | ERIE CITY | V282SP4VC | 1964-03-01 | 2011 | 44 | 1 | RESIDUAL OIL | NO.6 | 923 | Residual Oil (No. 6) | 1 | 1 | 194.63 | E3GAL | N | 24 | 7 | 36 | 24 | 7 | 6
1192145 | BRIDGEWATER STATE UNIVERSITY |  | 200 GREAT HILL DR |  | BRIDGEWATER | MA | 023240000 | 200 GREAT HILL DR |  | BRIDGEWATER | MA | 023250000 | Y | STATE | SM79-R | BRIDGEWATER STATE COLLEGE | 5085312751 | pdelaney@bridgew.edu | PATRICIA | DELANEY | 5085312751 | pdelaney@bridgew.edu | PATRICIA | DELANEY | 5085312751 | pdelaney@bridgew.edu | 2 | BOILER #2 - POWER PLANT |  | BOILER | ERIE CITY | V282SP4VC | 1964-03-01 | 2011 | 44 | 1 | RESIDUAL OIL | NO.6 | 923 | Residual Oil (No. 6) | 1 | 1 | 194.63 | E3GAL | N | 24 | 7 | 36 | 24 | 7 | 6
1192145 | BRIDGEWATER STATE UNIVERSITY |  | 200 GREAT HILL DR |  | BRIDGEWATER | MA | 023240000 | 200 GREAT HILL DR |  | BRIDGEWATER | MA | 023250000 | Y | STATE | SM79-R | BRIDGEWATER STATE COLLEGE | 5085312751 | pdelaney@bridgew.edu | PATRICIA | DELANEY | 5085312751 | pdelaney@bridgew.edu | PATRICIA | DELANEY | 5085312751 | pdelaney@bridgew.edu | 3 | BOILER #3 - POWER PLANT |  | BOILER | ERIE CITY | V282P4VC | 1964-03-01 | 2011 | 44 | 1 | RESIDUAL OIL | NO.6 | 923 | Residual Oil (No. 6) | 1 | 1 | 194.63 | E3GAL | Y | 24 | 7 | 36 | 24 | 7 | 6
1192145 | BRIDGEWATER STATE UNIVERSITY |  | 200 GREAT HILL DR |  | BRIDGEWATER | MA | 023240000 | 200 GREAT HILL DR |  | BRIDGEWATER | MA | 023250000 | Y | STATE | SM79-R | BRIDGEWATER STATE COLLEGE | 5085312751 | pdelaney@bridgew.edu | PATRICIA | DELANEY | 5085312751 | pdelaney@bridgew.edu | PATRICIA | DELANEY | 5085312751 | pdelaney@bridgew.edu | 68 | COMBINED OPERATIONS FUEL BURNING UNITS - NAT GAS |  | COMBINED OPERATIONS FUEL BURNING UNITS - NAT GAS | VARIOUIS | VARIOUS | 2004-04-01 | 2010 | 10 | 1 | NATURAL GAS | NATURAL GAS | 209 | Natural Gas |  |  | 1 | E6FT3 | N | 24 | 7 | 22 | 24 | 7 | 22
1192145 | BRIDGEWATER STATE UNIVERSITY |  | 200 GREAT HILL DR |  | BRIDGEWATER | MA | 023240000 | 200 GREAT HILL DR |  | BRIDGEWATER | MA | 023250000 | Y | STATE | SM79-R | BRIDGEWATER STATE COLLEGE | 5085312751 | pdelaney@bridgew.edu | PATRICIA | DELANEY | 5085312751 | pdelaney@bridgew.edu | PATRICIA | DELANEY | 5085312751 | pdelaney@bridgew.edu | 92 | NATURAL GAS HOT WATER HEATERS <10 MMBTU/HR | 18 | BOILER | COMBINED | COMBINED | 1995-01-01 | 2011 | 14.996 | 1 | NATURAL GAS | NATURAL GAS | 209 | Natural Gas |  |  | 6.406 | E6FT3 | Y | 24 | 7 | 52 | 24 | 7 | 22
1192145 | BRIDGEWATER STATE UNIVERSITY |  | 200 GREAT HILL DR |  | BRIDGEWATER | MA | 023240000 | 200 GREAT HILL DR |  | BRIDGEWATER | MA | 023250000 | Y | STATE | SM79-R | BRIDGEWATER STATE COLLEGE | 5085312751 | pdelaney@bridgew.edu | PATRICIA | DELANEY | 5085312751 | pdelaney@bridgew.edu | PATRICIA | DELANEY | 5085312751 | pdelaney@bridgew.edu | 93 | NATURAL GAS BOILERS <10 MMBTU/HR - GROUP 1 | 20 | BOILER | COMBINED | COMBINED | 1920-01-01 | 2011 | 48.5 | 1 | NATURAL GAS | NATURAL GAS | 209 | Natural Gas |  |  | 22.404 | E6FT3 | Y | 24 | 7 | 52 | 24 | 7 | 22
1192145 | BRIDGEWATER STATE UNIVERSITY |  | 200 GREAT HILL DR |  | BRIDGEWATER | MA | 023240000 | 200 GREAT HILL DR |  | BRIDGEWATER | MA | 023250000 | Y | STATE | SM79-R | BRIDGEWATER STATE COLLEGE | 5085312751 | pdelaney@bridgew.edu | PATRICIA | DELANEY | 5085312751 | pdelaney@bridgew.edu | PATRICIA | DELANEY | 5085312751 | pdelaney@bridgew.edu | 94 | NATURAL GAS BOILERS <10 MMBTU/HR - GROUP 2 | 5 | BOILER | COMBINED | COMBINED | 1979-06-01 | 2011 | 31.6 | 1 | NATURAL GAS | NATURAL GAS | 209 | Natural Gas |  |  | 15.148 | E6FT3 | Y | 24 | 7 | 52 | 24 | 7 | 22
1192145 | BRIDGEWATER STATE UNIVERSITY |  | 200 GREAT HILL DR |  | BRIDGEWATER | MA | 023240000 | 200 GREAT HILL DR |  | BRIDGEWATER | MA | 023250000 | Y | STATE | SM79-R | BRIDGEWATER STATE COLLEGE | 5085312751 | pdelaney@bridgew.edu | PATRICIA | DELANEY | 5085312751 | pdelaney@bridgew.edu | PATRICIA | DELANEY | 5085312751 | pdelaney@bridgew.edu | 95 | NATURAL GAS ROOF TOP UNITS <10 MMBTU/HR | 29 | BOILER | COMBINED | COMBINED | 2002-03-01 | 2011 | 22.2 | 1 | NATURAL GAS | NATURAL GAS | 209 | Natural Gas |  |  | 10.628 | E6FT3 | Y | 24 | 7 | 52 | 24 | 7 | 22
1192151 | BRIDGEWATER CORRECTIONAL COMPLEX |  | 15 ADMINISTRATION RD |  | BRIDGEWATER | MA | 023240000 | DEPT OF CORRECTION | 50 MAPLE ST | MILFORD | MA | 017570000 | Y | STATE | OP3 | BRIDGEWATER CORRECTIONAL COMPLEX | 5082793801 | mggrant@doc.state.ma.us | MICHAEL | GRANT | 5082793800 | mggrant@doc.st.ma.us | FRANCIS | BAKER | 5082793849 | tbaker@doc.state.ma.us | 1 | BOILER #1-RILEY STOKER TYP-MH #4 OIL- NAT GAS |  | BOILER | RILEY STOKER | TYPE MH | 1971-06-01 | 2011 | 92 | 1 | BOILER #1-RILEY STOKER TYPE-MH #4 OIL-1S | NO.4 | 825 | Distillate Oil (No. 4) | 1 | 1 | 0 | E3GAL | N | 24 | 7 | 39 | 0 | 0 | 0
1192151 | BRIDGEWATER CORRECTIONAL COMPLEX |  | 15 ADMINISTRATION RD |  | BRIDGEWATER | MA | 023240000 | DEPT OF CORRECTION | 50 MAPLE ST | MILFORD | MA | 017570000 | Y | STATE | OP3 | BRIDGEWATER CORRECTIONAL COMPLEX | 5082793801 | mggrant@doc.state.ma.us | MICHAEL | GRANT | 5082793800 | mggrant@doc.st.ma.us | FRANCIS | BAKER | 5082793849 | tbaker@doc.state.ma.us | 1 | BOILER #1-RILEY STOKER TYP-MH #4 OIL- NAT GAS |  | BOILER | RILEY STOKER | TYPE MH | 1971-06-01 | 2011 | 92 | 2 | BOILER #1-RILEY STOKER TYPE-MH NATURAL GAS | NATURAL GAS | 209 | Natural Gas |  |  | 4.36 | E6FT3 | N | 24 | 7 | 39 | 0 | 0 | 0
1192151 | BRIDGEWATER CORRECTIONAL COMPLEX |  | 15 ADMINISTRATION RD |  | BRIDGEWATER | MA | 023240000 | DEPT OF CORRECTION | 50 MAPLE ST | MILFORD | MA | 017570000 | Y | STATE | OP3 | BRIDGEWATER CORRECTIONAL COMPLEX | 5082793801 | mggrant@doc.state.ma.us | MICHAEL | GRANT | 5082793800 | mggrant@doc.st.ma.us | FRANCIS | BAKER | 5082793849 | tbaker@doc.state.ma.us | 2 | BOILER #2-RILEY STOKER MH #4 OIL- NAT GAS |  | BOILER | RILEY STOKER | TYPE MH | 1974-09-01 | 2011 | 92 | 1 | BOILER #2-RILEY STOKER TYPE MH #4 OIL- | NO.4 | 825 | Distillate Oil (No. 4) | 1 | 1 | 0 | E3GAL | N | 24 | 7 | 37 | 0 | 0 | 0
1192151 | BRIDGEWATER CORRECTIONAL COMPLEX |  | 15 ADMINISTRATION RD |  | BRIDGEWATER | MA | 023240000 | DEPT OF CORRECTION | 50 MAPLE ST | MILFORD | MA | 017570000 | Y | STATE | OP3 | BRIDGEWATER CORRECTIONAL COMPLEX | 5082793801 | mggrant@doc.state.ma.us | MICHAEL | GRANT | 5082793800 | mggrant@doc.st.ma.us | FRANCIS | BAKER | 5082793849 | tbaker@doc.state.ma.us | 2 | BOILER #2-RILEY STOKER MH #4 OIL- NAT GAS |  | BOILER | RILEY STOKER | TYPE MH | 1974-09-01 | 2011 | 92 | 2 | BOILER #2-RILEY STOKER TYPE MH NATURAL GAS | NATURAL GAS | 209 | Natural Gas |  |  | 4.37 | E6FT3 | N | 24 | 7 | 37 | 0 | 0 | 0
1192151 | BRIDGEWATER CORRECTIONAL COMPLEX |  | 15 ADMINISTRATION RD |  | BRIDGEWATER | MA | 023240000 | DEPT OF CORRECTION | 50 MAPLE ST | MILFORD | MA | 017570000 | Y | STATE | OP3 | BRIDGEWATER CORRECTIONAL COMPLEX | 5082793801 | mggrant@doc.state.ma.us | MICHAEL | GRANT | 5082793800 | mggrant@doc.st.ma.us | FRANCIS | BAKER | 5082793849 | tbaker@doc.state.ma.us | 3 | BOILER #3-CLEAVER BROOKS D-52 #4 OIL- NAT GAS |  | BOILER | CLEAVER BROOKS | D-52 | 1974-09-01 | 2011 | 41 | 1 | BOILER #3-CLEAVER BROOKS D-52 #4 OIL- | NO.4 | 825 | Distillate Oil (No. 4) | 1 | 1 | 0 | E3GAL | N | 24 | 7 | 13 | 24 | 7 | 13
1192151 | BRIDGEWATER CORRECTIONAL COMPLEX |  | 15 ADMINISTRATION RD |  | BRIDGEWATER | MA | 023240000 | DEPT OF CORRECTION | 50 MAPLE ST | MILFORD | MA | 017570000 | Y | STATE | OP3 | BRIDGEWATER CORRECTIONAL COMPLEX | 5082793801 | mggrant@doc.state.ma.us | MICHAEL | GRANT | 5082793800 | mggrant@doc.st.ma.us | FRANCIS | BAKER | 5082793849 | tbaker@doc.state.ma.us | 3 | BOILER #3-CLEAVER BROOKS D-52 #4 OIL- NAT GAS |  | BOILER | CLEAVER BROOKS | D-52 | 1974-09-01 | 2011 | 41 | 2 | BOILER #3-CLEAVER BROOKS D-52 NATURAL GAS | NATURAL GAS | 209 | Natural Gas |  |  | 4.369 | E6FT3 | N | 24 | 7 | 13 | 24 | 7 | 13
1192151 | BRIDGEWATER CORRECTIONAL COMPLEX |  | 15 ADMINISTRATION RD |  | BRIDGEWATER | MA | 023240000 | DEPT OF CORRECTION | 50 MAPLE ST | MILFORD | MA | 017570000 | Y | STATE | OP3 | BRIDGEWATER CORRECTIONAL COMPLEX | 5082793801 | mggrant@doc.state.ma.us | MICHAEL | GRANT | 5082793800 | mggrant@doc.st.ma.us | FRANCIS | BAKER | 5082793849 | tbaker@doc.state.ma.us | 4 | SPACE HEATERS - VARIOUS - NATURAL GAS |  | GAS FIRED HEATERS | VARIOUS | VARIOUS | 1986-06-06 | 2011 | 70 | 1 | SPACE HEATERS - VARIOUS NATURAL GAS | NATURAL GAS | 209 | Natural Gas |  |  | 1.63 | E6FT3 | N | 24 | 7 | 39 | 0 | 0 | 0
1192151 | BRIDGEWATER CORRECTIONAL COMPLEX |  | 15 ADMINISTRATION RD |  | BRIDGEWATER | MA | 023240000 | DEPT OF CORRECTION | 50 MAPLE ST | MILFORD | MA | 017570000 | Y | STATE | OP3 | BRIDGEWATER CORRECTIONAL COMPLEX | 5082793801 | mggrant@doc.state.ma.us | MICHAEL | GRANT | 5082793800 | mggrant@doc.st.ma.us | FRANCIS | BAKER | 5082793849 | tbaker@doc.state.ma.us | 22 | TURBINE-KAWASAKI #GPB NAT GAS |  | COGENERATION | KAWASAKI | GPB 15X | 2005-11-01 | 2011 | 19 | 1 | TURBINE-KAWASKI #GPB NATURAL GAS | NATURAL GAS | 209 | Natural Gas |  |  | 19.4166 | E6FT3 | Y | 24 | 7 | 52 | 24 | 7 | 22
1192151 | BRIDGEWATER CORRECTIONAL COMPLEX |  | 15 ADMINISTRATION RD |  | BRIDGEWATER | MA | 023240000 | DEPT OF CORRECTION | 50 MAPLE ST | MILFORD | MA | 017570000 | Y | STATE | OP3 | BRIDGEWATER CORRECTIONAL COMPLEX | 5082793801 | mggrant@doc.state.ma.us | MICHAEL | GRANT | 5082793800 | mggrant@doc.st.ma.us | FRANCIS | BAKER | 5082793849 | tbaker@doc.state.ma.us | 23 | GENERATOR- TURBO-DIESEL |  | ENGINE | KOHLER | 1600REOZM | 2005-11-01 | 2011 | 18.7 | 1 | GENERATOR-GAS TURBINE DIESEL | DIESEL | 44 | DIESEL | 0.03 | 0 | 28.8 | E3GAL | N | 1 | 1 | 52 | 1 | 1 | 17
1192180 | BROCKTON HOSPITAL |  | 680 CENTER ST |  | BROCKTON | MA | 024020000 | 680 CENTRE STREET |  | BROCKTON | MA | 023023395 | N | PRIVATE | NM50 | BROCKTON HOSPITAL, INC. D/B/A SIGNATURE HEALTHCARE BOCKTON HOSPITAL | 5089417010 | sfriot@signature-healthcare.org | STEVE | FRIOT | 5089417010 | sfriot@signature-healthcare.org | STEVE | FRIOT | 5089417010 | sfriot@signature-healthcare.org | 3 | BOILER #3-CLEAVER BROOKS CB500-HP DUAL FUEL |  | BOILER | CLEAVER BROOKS | CB-500-HP | 1991-10-01 | 2011 | 20.51 | 1 | NAT. GAS/ NO.2 FUEL OIL-.3 PCT. SULFUR | NATURAL GAS | 209 | Natural Gas |  |  | 20.218 | E6FT3 | Y | 24 | 7 | 52 | 24 | 7 | 22
1192180 | BROCKTON HOSPITAL |  | 680 CENTER ST |  | BROCKTON | MA | 024020000 | 680 CENTRE STREET |  | BROCKTON | MA | 023023395 | N | PRIVATE | NM50 | BROCKTON HOSPITAL, INC. D/B/A SIGNATURE HEALTHCARE BOCKTON HOSPITAL | 5089417010 | sfriot@signature-healthcare.org | STEVE | FRIOT | 5089417010 | sfriot@signature-healthcare.org | STEVE | FRIOT | 5089417010 | sfriot@signature-healthcare.org | 3 | BOILER #3-CLEAVER BROOKS CB500-HP DUAL FUEL |  | BOILER | CLEAVER BROOKS | CB-500-HP | 1991-10-01 | 2011 | 20.51 | 2 | NATURAL GAS | NATURAL GAS | 209 | Natural Gas |  |  | 20.218 | E6FT3 | Y | 24 | 7 | 52 | 24 | 7 | 22
1192180 | BROCKTON HOSPITAL |  | 680 CENTER ST |  | BROCKTON | MA | 024020000 | 680 CENTRE STREET |  | BROCKTON | MA | 023023395 | N | PRIVATE | NM50 | BROCKTON HOSPITAL, INC. D/B/A SIGNATURE HEALTHCARE BOCKTON HOSPITAL | 5089417010 | sfriot@signature-healthcare.org | STEVE | FRIOT | 5089417010 | sfriot@signature-healthcare.org | STEVE | FRIOT | 5089417010 | sfriot@signature-healthcare.org | 4 | BOILER #4-CLEAVER BROOKS CB655-300 DUAL FUEL |  | BOILER | CLEAVER BROOKS | CB-655-300 | 1991-10-01 | 2011 | 12.264 | 1 | NAT. GAS/ NO.2 FUEL OIL-0.3 PCT. SULFUR | NATURAL GAS | 209 | Natural Gas |  |  | 20.218 | E6FT3 | Y | 24 | 7 | 52 | 24 | 7 | 22
1192180 | BROCKTON HOSPITAL |  | 680 CENTER ST |  | BROCKTON | MA | 024020000 | 680 CENTRE STREET |  | BROCKTON | MA | 023023395 | N | PRIVATE | NM50 | BROCKTON HOSPITAL, INC. D/B/A SIGNATURE HEALTHCARE BOCKTON HOSPITAL | 5089417010 | sfriot@signature-healthcare.org | STEVE | FRIOT | 5089417010 | sfriot@signature-healthcare.org | STEVE | FRIOT | 5089417010 | sfriot@signature-healthcare.org | 4 | BOILER #4-CLEAVER BROOKS CB655-300 DUAL FUEL |  | BOILER | CLEAVER BROOKS | CB-655-300 | 1991-10-01 | 2011 | 12.264 | 2 | NATURAL GAS | NATURAL GAS | 209 | Natural Gas |  |  | 20.218 | E6FT3 | Y | 24 | 7 | 52 | 24 | 7 | 22
1192184 | GOOD SAMARITAN MEDICAL CENTER |  | 235 NORTH PEARL ST |  | BROCKTON | MA | 024010000 | 235 N PEARL STREET |  | BROCKTON | MA | 023010000 | N | PRIVATE | SM79-7 | STEWARD HEALTH CARE SYSTEM LLC | 6174194757 | Scott.Kenyon@Steward.org | SEAN | BRENNAN | 5084273266 | Sean.Brennan@Steward.org | MARGO | JAY | 8008255343 | mjay@eheinc.com | 1 | BOILER #1-CLEAVER BROOKS CB300-200 12.247 MMBTU |  | BOILER | CLEAVER-BROOKS | CB 1 300-200 | 1995-06-08 | 2011 | 12.247 | 1 | BOILER #1-CLEAVER BROOKS CB1 200-300 NATURAL GAS | NATURAL GAS | 209 | Natural Gas |  |  | 19.6741 | E6FT3 | N | 24 | 7 | 23 | 24 | 7 | 11
1192184 | GOOD SAMARITAN MEDICAL CENTER |  | 235 NORTH PEARL ST |  | BROCKTON | MA | 024010000 | 235 N PEARL STREET |  | BROCKTON | MA | 023010000 | N | PRIVATE | SM79-7 | STEWARD HEALTH CARE SYSTEM LLC | 6174194757 | Scott.Kenyon@Steward.org | SEAN | BRENNAN | 5084273266 | Sean.Brennan@Steward.org | MARGO | JAY | 8008255343 | mjay@eheinc.com | 2 | BOILER #2-CLEAVER BROOKS CB1 300-200 12.247 MMBTU |  | BOILER | CLEAVER-BROOKS | CB 1 300-200 | 1995-06-08 | 2011 | 12.247 | 1 | BOILER #2-CLEAVER BROOKS CB1 200-300 NATURAL GAS | NATURAL GAS | 209 | Natural Gas |  |  | 19.6741 | E6FT3 | N | 24 | 7 | 23 | 24 | 7 | 11
1192184 | GOOD SAMARITAN MEDICAL CENTER |  | 235 NORTH PEARL ST |  | BROCKTON | MA | 024010000 | 235 N PEARL STREET |  | BROCKTON | MA | 023010000 | N | PRIVATE | SM79-7 | STEWARD HEALTH CARE SYSTEM LLC | 6174194757 | Scott.Kenyon@Steward.org | SEAN | BRENNAN | 5084273266 | Sean.Brennan@Steward.org | MARGO | JAY | 8008255343 | mjay@eheinc.com | 2 | BOILER #2-CLEAVER BROOKS CB1 300-200 12.247 MMBTU |  | BOILER | CLEAVER-BROOKS | CB 1 300-200 | 1995-06-08 | 2011 | 12.247 | 2 | BOILER #2-CLEAVER BROOKS CB1 200-300 #2 OIL-0.05S | NO.2 | 58 | Distillate Oil (No. 2) | 0.05 | 0 | 0 | E3GAL | N | 24 | 7 | 23 | 24 | 7 | 11
1192184 | GOOD SAMARITAN MEDICAL CENTER |  | 235 NORTH PEARL ST |  | BROCKTON | MA | 024010000 | 235 N PEARL STREET |  | BROCKTON | MA | 023010000 | N | PRIVATE | SM79-7 | STEWARD HEALTH CARE SYSTEM LLC | 6174194757 | Scott.Kenyon@Steward.org | SEAN | BRENNAN | 5084273266 | Sean.Brennan@Steward.org | MARGO | JAY | 8008255343 | mjay@eheinc.com | 3 | BOILER #3-CLEAVER BROOKS CB 1 300-200 12.247 MMBTU |  | BOILER | CLEAVER-BROOKS | CB 1 300-200 | 1995-06-08 | 2011 | 12.247 | 1 | BOILER #3-CLEAVER BROOKS CB1 200-300 NATURAL GAS | NATURAL GAS | 209 | Natural Gas |  |  | 1.6691 | E6FT3 | N | 24 | 7 | 6 | 0 | 0 | 0
1192184 | GOOD SAMARITAN MEDICAL CENTER |  | 235 NORTH PEARL ST |  | BROCKTON | MA | 024010000 | 235 N PEARL STREET |  | BROCKTON | MA | 023010000 | N | PRIVATE | SM79-7 | STEWARD HEALTH CARE SYSTEM LLC | 6174194757 | Scott.Kenyon@Steward.org | SEAN | BRENNAN | 5084273266 | Sean.Brennan@Steward.org | MARGO | JAY | 8008255343 | mjay@eheinc.com | 3 | BOILER #3-CLEAVER BROOKS CB 1 300-200 12.247 MMBTU |  | BOILER | CLEAVER-BROOKS | CB 1 300-200 | 1995-06-08 | 2011 | 12.247 | 2 | BOILER #3-CLEAVER BROOKS CB1 200-300 #2 OIL-0.05S | NO.2 | 58 | Distillate Oil (No. 2) | 0.05 | 0 | 7 | E3GAL | N | 24 | 7 | 6 | 0 | 0 | 0
1192185 | CHURCHILL LINEN SERVICE |  | 7 EVANS ST |  | BROCKTON | MA | 024020000 | PO BOX 3247 |  | BROCKTON | MA | 024020000 | N | PRIVATE | SM50 | CHURCHILL LINEN SERVICE INC | 5085861953 | KEN@CHURCHILL-LINEN.COM | KENNETH | DEDOMINICI | 5085861953 | KEN@CHURCHILL-LINEN.COM | KENNETH | DEDOMINICI | 5085861953X122 | KEN@CHURCHILL-LINEN.COM | 2 | BOILER #2-KEWANNE HET-400G NATURAL GAS |  | BOILER | KEWANEE | HSG-400G | 1998-12-11 | 2011 | 16.541 | 1 | BOILER #2-KEWANNE #H35-400G NATURAL GAS | NATURAL GAS | 209 | Natural Gas |  |  | 25 | E6FT3 | N | 8 | 5 | 52 | 8 | 5 | 20
1192205 | CONCORD FOODS INCORPORATED |  | 10 MINUTEMAN WAY |  | BROCKTON | MA | 023010000 | 10 MINUTEMAN WAY |  | BROCKTON | MA | 023010000 | N | PRIVATE | NM25 | PETER NEVILLE | 5085801700X310 | pneville@concordfoods.com | JESSE | SALAFIA | 5085801700 | jsalafia@concordfoods.com | MICHAEL | MIKUSH | 5085801700X345 | mmikush@concordfoods.com | 11 | PLANT SPACE HEATERS | 17 | FURNACE | TRANE | YHC120A4RMA2KD | 2006-06-15 | 2010 | 23.055 | 1 | NATURAL GAS | NATURAL GAS | 209 | Natural Gas |  |  | 13.3138 | E6FT3 | N | 8 | 7 | 35 | 8 | 7 | 7
1192229 | VA HEALTHCARE SYSTEM BROCKTON |  | 940 BELMONT ST |  | BROCKTON | MA | 024010000 | 940 BELMONT STREET |  | BROCKTON | MA | 024010000 | N | FEDERAL | SM79-7 | VA BOSTON HEALTH CARE SYSTEM | 5085834500 | RICHARD.EPPLEY@VA.GOV | GLENN | BENSON | 5085834500 | Glenn.Benson@va.gov | PETER | LOPES | 5085834500X61145 | Peter.Lopes@va.gov | 1 | BOILER #1 - KEWANEE H3S-750-G02 |  | BOILER | KEWANEE | H3S-750-G02 | 1998-06-01 | 2009 | 28 | 1 | BOILER #1-KEWANEE H3S-750-G02 | NO.2 | 58 | Distillate Oil (No. 2) | 0.05 | 0.01 | 3 | E3GAL | N | 24 | 7 | 49 | 12 | 3 | 10
1192229 | VA HEALTHCARE SYSTEM BROCKTON |  | 940 BELMONT ST |  | BROCKTON | MA | 024010000 | 940 BELMONT STREET |  | BROCKTON | MA | 024010000 | N | FEDERAL | SM79-7 | VA BOSTON HEALTH CARE SYSTEM | 5085834500 | RICHARD.EPPLEY@VA.GOV | GLENN | BENSON | 5085834500 | Glenn.Benson@va.gov | PETER | LOPES | 5085834500X61145 | Peter.Lopes@va.gov | 1 | BOILER #1 - KEWANEE H3S-750-G02 |  | BOILER | KEWANEE | H3S-750-G02 | 1998-06-01 | 2009 | 28 | 2 | BOILER #1-KEWANEE H3S-750-G02 | NATURAL GAS | 209 | Natural Gas |  |  | 99.67 | E6FT3 | N | 24 | 7 | 49 | 12 | 3 | 10
1192229 | VA HEALTHCARE SYSTEM BROCKTON |  | 940 BELMONT ST |  | BROCKTON | MA | 024010000 | 940 BELMONT STREET |  | BROCKTON | MA | 024010000 | N | FEDERAL | SM79-7 | VA BOSTON HEALTH CARE SYSTEM | 5085834500 | RICHARD.EPPLEY@VA.GOV | GLENN | BENSON | 5085834500 | Glenn.Benson@va.gov | PETER | LOPES | 5085834500X61145 | Peter.Lopes@va.gov | 2 | BOILER #2-KEWANEE H3S-750-G02 |  | BOILER | KEWANEE | H3S-750-G02 | 1998-06-01 | 2009 | 28 | 1 | BOILER #2-KEWANEE H3S-750-G02 | NO.2 | 58 | Distillate Oil (No. 2) | 0.05 | 0.01 | 0.06 | E3GAL | N | 24 | 7 | 26 | 5 | 7 | 5
1192229 | VA HEALTHCARE SYSTEM BROCKTON |  | 940 BELMONT ST |  | BROCKTON | MA | 024010000 | 940 BELMONT STREET |  | BROCKTON | MA | 024010000 | N | FEDERAL | SM79-7 | VA BOSTON HEALTH CARE SYSTEM | 5085834500 | RICHARD.EPPLEY@VA.GOV | GLENN | BENSON | 5085834500 | Glenn.Benson@va.gov | PETER | LOPES | 5085834500X61145 | Peter.Lopes@va.gov | 2 | BOILER #2-KEWANEE H3S-750-G02 |  | BOILER | KEWANEE | H3S-750-G02 | 1998-06-01 | 2009 | 28 | 2 | BOILER #2-KEWANEE H3S-750-G02 | NATURAL GAS | 209 | Natural Gas |  |  | 25.13 | E6FT3 | N | 24 | 7 | 26 | 5 | 7 | 5
1192229 | VA HEALTHCARE SYSTEM BROCKTON |  | 940 BELMONT ST |  | BROCKTON | MA | 024010000 | 940 BELMONT STREET |  | BROCKTON | MA | 024010000 | N | FEDERAL | SM79-7 | VA BOSTON HEALTH CARE SYSTEM | 5085834500 | RICHARD.EPPLEY@VA.GOV | GLENN | BENSON | 5085834500 | Glenn.Benson@va.gov | PETER | LOPES | 5085834500X61145 | Peter.Lopes@va.gov | 3 | BOILER #3-KEWANEE H3S-750-G02 |  | BOILER | KEWANEE | H3S-750-G02 | 1998-06-01 | 2009 | 22 | 1 | BOILER #3-KEWANEE H3S-750-G02 | NO.2 | 58 | Distillate Oil (No. 2) | 0.05 | 0.01 | 0.06 | E3GAL | N | 24 | 7 | 49 | 12 | 7 | 20
1192229 | VA HEALTHCARE SYSTEM BROCKTON |  | 940 BELMONT ST |  | BROCKTON | MA | 024010000 | 940 BELMONT STREET |  | BROCKTON | MA | 024010000 | N | FEDERAL | SM79-7 | VA BOSTON HEALTH CARE SYSTEM | 5085834500 | RICHARD.EPPLEY@VA.GOV | GLENN | BENSON | 5085834500 | Glenn.Benson@va.gov | PETER | LOPES | 5085834500X61145 | Peter.Lopes@va.gov | 3 | BOILER #3-KEWANEE H3S-750-G02 |  | BOILER | KEWANEE | H3S-750-G02 | 1998-06-01 | 2009 | 22 | 2 | BOILER #3-KEWANEE H3S-750-G02 | NATURAL GAS | 209 | Natural Gas |  |  | 67.89 | E6FT3 | N | 24 | 7 | 49 | 12 | 7 | 20
1192233 | BROCKTON SSI WWTP |  | 303 OAK HILL WAY |  | BROCKTON | MA | 023020000 | 303 OAK HILL WAY |  | BROCKTON | MA | 023020000 | Y | LOCAL GOVERNMENT | OP3 | BROCKTON ADVANCED WATER RECLAMATION FAC | 5085807885X112 | robert.bacher@veoliawaterna.com | ROBERT | BACHER | 5085807885 | robert.bacher@veoliawaterna.com | ROBERT | BACHER | 5085807885X112 | robert.bacher@veoliawaterna.com | 1 | BOILER #1-H.B.SMITH #G6500-HT-22 NATURAL GAS10-1 |  | BOILER | H.B. SMITH | G6500 | 1982-01-01 | 2011 | 14 | 1 | BOILER #1-H.B.SMITH #G6500 NATURAL GAS | NATURAL GAS | 209 | Natural Gas |  |  | 2.895 | E6FT3 | N | 24 | 7 | 26 | 0 | 0 | 0
1192233 | BROCKTON SSI WWTP |  | 303 OAK HILL WAY |  | BROCKTON | MA | 023020000 | 303 OAK HILL WAY |  | BROCKTON | MA | 023020000 | Y | LOCAL GOVERNMENT | OP3 | BROCKTON ADVANCED WATER RECLAMATION FAC | 5085807885X112 | robert.bacher@veoliawaterna.com | ROBERT | BACHER | 5085807885 | robert.bacher@veoliawaterna.com | ROBERT | BACHER | 5085807885X112 | robert.bacher@veoliawaterna.com | 16 | CATERPILLAR 3516B GENERATOR # 1 |  | ENGINE | CATERPILLAR | 3516B | 2006-12-24 | 2011 | 20.7 | 1 | #2 DIESEL, ULTRA-LOW SULFUR, .003 | NO.2 | 58 | Distillate Oil (No. 2) | 0.003 | 0 | 6 | E3GAL | N | 1 | 1 | 52 | 1 | 1 | 20
1192233 | BROCKTON SSI WWTP |  | 303 OAK HILL WAY |  | BROCKTON | MA | 023020000 | 303 OAK HILL WAY |  | BROCKTON | MA | 023020000 | Y | LOCAL GOVERNMENT | OP3 | BROCKTON ADVANCED WATER RECLAMATION FAC | 5085807885X112 | robert.bacher@veoliawaterna.com | ROBERT | BACHER | 5085807885 | robert.bacher@veoliawaterna.com | ROBERT | BACHER | 5085807885X112 | robert.bacher@veoliawaterna.com | 17 | CATERPILLAR 3516B GENERATOR #2 |  | ENGINE | CATERPILLAR | 3516B | 2006-12-24 | 2011 | 20.7 | 1 | #2 DIESEL, ULTRA- LOW SULFUR | NO.2 | 58 | Distillate Oil (No. 2) | 0.003 | 0 | 6 | E3GAL | N | 1 | 1 | 52 | 1 | 1 | 20
1192250 | BFINA EAST BRIDGEWATER LANDFILL |  | 234 THATCHER ST |  | EAST BRIDGEWATER | MA | 023330000 | BFI WASTE SYSTEMS OF NORTH AMERICA, INC. | 1080 AIRPORT ROAD | FALL RIVER | MA | 027200000 | N | PRIVATE | OP3 | BFI WASTE SYSTEMS OF NORTH AMERICA, INC. | 7744883561 | COctober@republicservices.com | CHRIS | OCTOBER | 7744883561 | COctober@republicservices.com | CHRIS | OCTOBER | 7744883561 | COctober@republicservices.com | 1 | LANDFILL GAS FLARE (PCD-1) |  | ENCLOSED FLARE | CALLIDUS TECHNOLOGIES, INC. | G-9606 | 1993-01-01 | 2011 | 105.5 | 1 | LANDFILL GAS | LANDFILL GAS | 502 | LANDFILL GAS | 0 | 0 | 431.1053 | E6FT3 | N | 24 | 7 | 52 | 24 | 7 | 22
1192250 | BFINA EAST BRIDGEWATER LANDFILL |  | 234 THATCHER ST |  | EAST BRIDGEWATER | MA | 023330000 | BFI WASTE SYSTEMS OF NORTH AMERICA, INC. | 1080 AIRPORT ROAD | FALL RIVER | MA | 027200000 | N | PRIVATE | OP3 | BFI WASTE SYSTEMS OF NORTH AMERICA, INC. | 7744883561 | COctober@republicservices.com | CHRIS | OCTOBER | 7744883561 | COctober@republicservices.com | CHRIS | OCTOBER | 7744883561 | COctober@republicservices.com | 2 | ENGINE #1 - WAUKESHA 7042GL |  | ENGINE | WAUKEWSHA | 7042GL | 1997-02-01 | 2005 | 13 | 1 | LANDFILL GAS | LANDFILL GAS | 502 | LANDFILL GAS | 0 | 0 | 0 | E6FT3 | N | 0 | 0 | 0 | 0 | 0 | 0
1192250 | BFINA EAST BRIDGEWATER LANDFILL |  | 234 THATCHER ST |  | EAST BRIDGEWATER | MA | 023330000 | BFI WASTE SYSTEMS OF NORTH AMERICA, INC. | 1080 AIRPORT ROAD | FALL RIVER | MA | 027200000 | N | PRIVATE | OP3 | BFI WASTE SYSTEMS OF NORTH AMERICA, INC. | 7744883561 | COctober@republicservices.com | CHRIS | OCTOBER | 7744883561 | COctober@republicservices.com | CHRIS | OCTOBER | 7744883561 | COctober@republicservices.com | 3 | ENGINE #2-WAUKESHA 7042GL |  | ENGINE | WAUKESHA | 7042GL | 1997-02-01 | 2005 | 13 | 1 | LANDFILL GAS | LANDFILL GAS | 502 | LANDFILL GAS | 0 | 0 | 153.74 | E6FT3 | Y | 24 | 7 | 52 | 24 | 7 | 23
1192250 | BFINA EAST BRIDGEWATER LANDFILL |  | 234 THATCHER ST |  | EAST BRIDGEWATER | MA | 023330000 | BFI WASTE SYSTEMS OF NORTH AMERICA, INC. | 1080 AIRPORT ROAD | FALL RIVER | MA | 027200000 | N | PRIVATE | OP3 | BFI WASTE SYSTEMS OF NORTH AMERICA, INC. | 7744883561 | COctober@republicservices.com | CHRIS | OCTOBER | 7744883561 | COctober@republicservices.com | CHRIS | OCTOBER | 7744883561 | COctober@republicservices.com | 4 | ENGINE #3 - WAUKESHA 7042GL |  | ENGINE | WAUKESHA | 7042GL | 1997-02-01 | 2005 | 13 | 1 | LANDFILL GAS | LANDFILL GAS | 502 | LANDFILL GAS | 0 | 0 | 143.877 | E6FT3 | Y | 24 | 7 | 52 | 24 | 7 | 23
1192250 | BFINA EAST BRIDGEWATER LANDFILL |  | 234 THATCHER ST |  | EAST BRIDGEWATER | MA | 023330000 | BFI WASTE SYSTEMS OF NORTH AMERICA, INC. | 1080 AIRPORT ROAD | FALL RIVER | MA | 027200000 | N | PRIVATE | OP3 | BFI WASTE SYSTEMS OF NORTH AMERICA, INC. | 7744883561 | COctober@republicservices.com | CHRIS | OCTOBER | 7744883561 | COctober@republicservices.com | CHRIS | OCTOBER | 7744883561 | COctober@republicservices.com | 5 | ENGINE #4 - WAUKESHA 7042GL |  | ENGINE | WAUKESHA | 7042GL | 1997-02-01 | 2005 | 13 | 1 | LANDFILL GAS | LANDFILL GAS | 502 | LANDFILL GAS | 0 | 0 | 114.234 | E6FT3 | Y | 24 | 7 | 52 | 24 | 7 | 23
1192250 | BFINA EAST BRIDGEWATER LANDFILL |  | 234 THATCHER ST |  | EAST BRIDGEWATER | MA | 023330000 | BFI WASTE SYSTEMS OF NORTH AMERICA, INC. | 1080 AIRPORT ROAD | FALL RIVER | MA | 027200000 | N | PRIVATE | OP3 | BFI WASTE SYSTEMS OF NORTH AMERICA, INC. | 7744883561 | COctober@republicservices.com | CHRIS | OCTOBER | 7744883561 | COctober@republicservices.com | CHRIS | OCTOBER | 7744883561 | COctober@republicservices.com | 6 | ENGINE #5 - WAUKESHA 7042GL |  | ENGINE | WAUKESHA | 7042GL | 1997-02-01 | 2005 | 13 | 1 | LANDFILL GAS | LANDFILL GAS | 502 | LANDFILL GAS | 0 | 0 | 0 | E6FT3 | N | 0 | 0 | 0 | 0 | 0 | 0
1192250 | BFINA EAST BRIDGEWATER LANDFILL |  | 234 THATCHER ST |  | EAST BRIDGEWATER | MA | 023330000 | BFI WASTE SYSTEMS OF NORTH AMERICA, INC. | 1080 AIRPORT ROAD | FALL RIVER | MA | 027200000 | N | PRIVATE | OP3 | BFI WASTE SYSTEMS OF NORTH AMERICA, INC. | 7744883561 | COctober@republicservices.com | CHRIS | OCTOBER | 7744883561 | COctober@republicservices.com | CHRIS | OCTOBER | 7744883561 | COctober@republicservices.com | 7 | ENGINE #5 - WAUKESHA #7042 GL |  | ENGINE | WAUKESHA | 7042GL | 2000-12-01 | 2005 | 13 | 1 | LANDFILL GAS | LANDFILL GAS | 502 | LANDFILL GAS | 0 | 0 | 79.542 | E6FT3 | N | 24 | 7 | 38 | 24 | 7 | 19
1192288 | EQUITY INDUSTRIAL GHEB LLP |  | 600 NORTH BEDFORD ST |  | EAST BRIDGEWATER | MA | 023330000 | 145 ROSEMARY ST #6 |  | NEEDHAM | MA | 024940000 | N | PRIVATE | SM25 | EQUITY INDUSTRIAL GHEB LTD PARTNERSHP | 7814499000X1243 | ckibbee@eipcorp.net | CHARLES | KIBBEE | 7814491243 | ckibbee@eipcorp.net | CHARLES | KIBBEE | 7814499000 | ckibbee@eipcorp.net | 1 | BOILER #1-KEWANEE #HM887 DUAL FUEL |  | BOILER | KEEWAYNER | HM 887 | 1961-01-01 | 2008 | 10 | 2 | BOILER #1 -KEWANEE HM887 NATURAL GAS | NATURAL GAS | 209 | Natural Gas |  |  | 0.114 | E6FT3 | N | 24 | 7 | 42 | 8 | 5 | 8
1192288 | EQUITY INDUSTRIAL GHEB LLP |  | 600 NORTH BEDFORD ST |  | EAST BRIDGEWATER | MA | 023330000 | 145 ROSEMARY ST #6 |  | NEEDHAM | MA | 024940000 | N | PRIVATE | SM25 | EQUITY INDUSTRIAL GHEB LTD PARTNERSHP | 7814499000X1243 | ckibbee@eipcorp.net | CHARLES | KIBBEE | 7814491243 | ckibbee@eipcorp.net | CHARLES | KIBBEE | 7814499000 | ckibbee@eipcorp.net | 2 | BOILER #1A-KEWANEE #HM887 DUAL FUEL |  | BOILER | KEEWAYNER | HM887 | 1961-01-01 | 2008 | 10 | 2 | BOILER #1A-KEWANEE HM887 NATURAL GAS | NATURAL GAS | 209 | Natural Gas |  |  | 0.01 | E6FT3 | N | 24 | 7 | 3 | 8 | 5 | 1
1192313 | BAY STATE GAS CO |  | EASTMAN ST |  | EASTON | MA | 023750000 | 10 OAK HILL WAY |  | BROCKTON | MA | 023010000 | N | UTILITY | SM79-7 | BAY STATE GAS CO | 5085800100X1252 | jkelleher@nisource.com | SCOTT | PERRY | 5088367248 | sperry@nisource.com | JAMES | KELLEHER | 5085800100X1252 | jkelleher@nisource.com | 1 | BOILER #1-BS B NATURAL GAS |  | BOILER | BS&B | 12.8MM | 1971-12-01 | 2009 | 20 | 1 | BOILER #1-BS B NATURAL GAS | NATURAL GAS | 209 | Natural Gas |  |  | 4.9412 | E6FT3 | N | 12 | 7 | 3 | 0 | 0 | 0
1192313 | BAY STATE GAS CO |  | EASTMAN ST |  | EASTON | MA | 023750000 | 10 OAK HILL WAY |  | BROCKTON | MA | 023010000 | N | UTILITY | SM79-7 | BAY STATE GAS CO | 5085800100X1252 | jkelleher@nisource.com | SCOTT | PERRY | 5088367248 | sperry@nisource.com | JAMES | KELLEHER | 5085800100X1252 | jkelleher@nisource.com | 2 | BOILER #2-THERMOFLUX NATURAL GAS |  | BOILER | THERMOFLUX | 20MM | 1989-01-01 | 2009 | 21.1 | 1 | BOILER #2-THERMOFLUX NATURAL GAS | NATURAL GAS | 209 | Natural Gas |  |  | 3.4753 | E6FT3 | N | 8 | 7 | 3 | 0 | 0 | 0
1192313 | BAY STATE GAS CO |  | EASTMAN ST |  | EASTON | MA | 023750000 | 10 OAK HILL WAY |  | BROCKTON | MA | 023010000 | N | UTILITY | SM79-7 | BAY STATE GAS CO | 5085800100X1252 | jkelleher@nisource.com | SCOTT | PERRY | 5088367248 | sperry@nisource.com | JAMES | KELLEHER | 5085800100X1252 | jkelleher@nisource.com | 3 | BOILER #3-BS B NATURAL GAS |  | BOILER | BS&B | 12.8MM | 1971-12-01 | 2009 | 20 | 1 | BOILER #3-BS B NATURAL GAS | NATURAL GAS | 209 | Natural Gas |  |  | 4.9412 | E6FT3 | N | 12 | 7 | 3 | 0 | 0 | 0
1192323 | SOUTHEASTERN REGIONAL VOC HIGH SCHOOL |  | 250 FOUNDRY ST |  | EASTON | MA | 023340000 | 250 FOUNDRY STREET |  | EASTON | MA | 023750000 | Y | LOCAL GOVERNMENT | SM25 | SOUTHEASTERN REGIONAL SCHOOL DISTRICT | 5082384371 | kiely@sersd.org | BRIAN | KIELY | 5082301266 | kiely@sersd.org | BRIAN | KIELY | 5082301266 | kiely@sersd.org | 1 | BOILER 1-CLEAVER BROOKS DUAL FUEL-BOILER RM |  | BOILER | CLEAVER BROOKS | CB 428-200 | 1965-09-01 | 2010 | 375 | 1 | BOILER 1-CLEAVER BROOKS 4 OIL-1S | NO.4 | 825 | Distillate Oil (No. 4) | 1 | 0 | 12 | E3GAL | N | 24 | 7 | 36 | 2 | 5 | 8
1192323 | SOUTHEASTERN REGIONAL VOC HIGH SCHOOL |  | 250 FOUNDRY ST |  | EASTON | MA | 023340000 | 250 FOUNDRY STREET |  | EASTON | MA | 023750000 | Y | LOCAL GOVERNMENT | SM25 | SOUTHEASTERN REGIONAL SCHOOL DISTRICT | 5082384371 | kiely@sersd.org | BRIAN | KIELY | 5082301266 | kiely@sersd.org | BRIAN | KIELY | 5082301266 | kiely@sersd.org | 1 | BOILER 1-CLEAVER BROOKS DUAL FUEL-BOILER RM |  | BOILER | CLEAVER BROOKS | CB 428-200 | 1965-09-01 | 2010 | 375 | 2 | BOILER 1-CLEAVER BROOKS NATURAL GAS | NATURAL GAS | 209 | Natural Gas |  |  | 0.007 | E6FT3 | N | 24 | 7 | 36 | 2 | 5 | 8
1192323 | SOUTHEASTERN REGIONAL VOC HIGH SCHOOL |  | 250 FOUNDRY ST |  | EASTON | MA | 023340000 | 250 FOUNDRY STREET |  | EASTON | MA | 023750000 | Y | LOCAL GOVERNMENT | SM25 | SOUTHEASTERN REGIONAL SCHOOL DISTRICT | 5082384371 | kiely@sersd.org | BRIAN | KIELY | 5082301266 | kiely@sersd.org | BRIAN | KIELY | 5082301266 | kiely@sersd.org | 10 | BOILER GMS5-WEIL MCLAIN NAT GAS-BLDG GROUNDS |  | BOILER | WEILMCLAIN | 00825 | 1987-01-01 | 2010 | 120 | 1 | BOILER GMS5- WEIL MCLAIN NATURAL GAS | NATURAL GAS | 209 | Natural Gas |  |  | 0.25 | E6FT3 | N | 12 | 7 | 34 | 0 | 0 | 0
1192324 | STONEHILL COLLEGE |  | 320 WASHINGTON ST |  | NORTH EASTON | MA | 023570000 | 320 WASHINGTON ST |  | NORTH EASTON | MA | 023570000 | N | PRIVATE | NM99 | STONEHILL COLLEGE | 5085651361 | jkelleher@stonehill.edu | JOE | KELLEHER | 5085651361 | jkelleher@stonehill.edu | JOE | KELLEHER | 5085651361 | jkelleher@stonehill.edu | 3 | HEAT AND HOT WATER - # 2 OIL | 19 | BOILER | WEIL MCCLAREN | COMBINED | 1967-06-01 | 2010 | 11 | 1 | #2 OIL | NO.2 | 58 | Distillate Oil (No. 2) | 0.2 | 0 | 75.47 | E3GAL | N | 24 | 7 | 30 | 1 | 5 | 4
1192324 | STONEHILL COLLEGE |  | 320 WASHINGTON ST |  | NORTH EASTON | MA | 023570000 | 320 WASHINGTON ST |  | NORTH EASTON | MA | 023570000 | N | PRIVATE | NM99 | STONEHILL COLLEGE | 5085651361 | jkelleher@stonehill.edu | JOE | KELLEHER | 5085651361 | jkelleher@stonehill.edu | JOE | KELLEHER | 5085651361 | jkelleher@stonehill.edu | 4 | NATURAL GAS - HEATING UNITS | 69 | BOILER | BURNHAM | COMBINED | 1967-01-01 | 2010 | 38 | 1 | NATURAL GAS - HEATING UNITS | NATURAL GAS | 209 | Natural Gas |  |  | 32 | E6FT3 | Y | 24 | 7 | 52 | 24 | 7 | 22
1192345 | SOUTH SHORE REGIONAL VOC HIGH SCHOOL |  | 476 WEBSTER ST |  | HANOVER | MA | 023390000 | 476 WEBSTER STREET |  | HANOVER | MA | 023390000 | Y | LOCAL GOVERNMENT | NM99 | SO SHORE REGIONAL VOCATIONAL HS | 7818788822 | bmoorhead@ssvotech.org | ROBERT | MOORHEAD | 7818788822 | bmoorhead@ssvotech.org | ROBERT | MOORHEAD | 7818788822X133 | bmoorhead@ssvotech.org | 1 | H.B. SMITH | 6 | BOILER | HB SMITH | MILLS640 | 1986-04-01 | 2010 | 65 | 1 | HB SMITH- INDUST COMB BURNER | NO.4 | 825 | Distillate Oil (No. 4) | 1 | 0 | 0 | E3GAL | N | 24 | 7 | 20 | 6 | 5 | 12
1192345 | SOUTH SHORE REGIONAL VOC HIGH SCHOOL |  | 476 WEBSTER ST |  | HANOVER | MA | 023390000 | 476 WEBSTER STREET |  | HANOVER | MA | 023390000 | Y | LOCAL GOVERNMENT | NM99 | SO SHORE REGIONAL VOCATIONAL HS | 7818788822 | bmoorhead@ssvotech.org | ROBERT | MOORHEAD | 7818788822 | bmoorhead@ssvotech.org | ROBERT | MOORHEAD | 7818788822X133 | bmoorhead@ssvotech.org | 1 | H.B. SMITH | 6 | BOILER | HB SMITH | MILLS640 | 1986-04-01 | 2010 | 65 | 2 | #2 OIL | NO.2 | 58 | Distillate Oil (No. 2) | 1 | 0 | 26.5 | E3GAL | N | 24 | 7 | 20 | 6 | 5 | 12
1192349 | GARDNER STREET LANDFILL |  | GARDNER ST |  | BOSTON | MA | 021320000 | PARA M. JAYASINGHE | CITY HALL ROOM 710 | BOSTON | MA | 022010000 | Y | LOCAL GOVERNMENT | SM79-7 | BOSTON PUBLIC WORKS DEPARTMENT | 6176354900 | Para.Jayasinghe@cityofboston.gov | PARA M | JAYASINGHE | 6176354968 | Para.Jayasinghe@cityofboston.gov | PARA M | JAYASINGHE | 6176354968 | Para.Jayasinghe@cityofboston.gov | 1 | WASTE GAS FLARE OPERATIONAL |  | LANDFILL GAS FLARE | LFG&E | TRITON GF-1000 | 2000-01-31 | 2009 | 30 | 1 | WASTE GAS FLARE | LANDFILL GAS | 502 | LANDFILL GAS | 0 | 0 | 25.5 | E6FT3 | Y | 24 | 7 | 52 | 24 | 7 | 22
1192382 | BAY STATE GAS COMPANY |  | ENTERPRISE DR |  | MARSHFIELD | MA | 020500000 | 995 BELMONT STREET |  | BROCKTON | MA | 024010000 | N | UTILITY | SM25 | BAY STATE GAS CO | 5085800100X1252 | jkelleher@nisource.com | RICHARD | PERRY | 5088367000 | sperry@nisource.com | SCOTT | PERRY | 5088367000X7248 | sperry@nisource.com | 1 | BOILER #1-BS AND B NATURAL GAS 12.5 MMBTU/HR |  | BOILER | BLACK SIVALLS & BRYSON, INC. | LNG VAPORIZER | 1971-01-01 | 2009 | 12.5 | 1 | BOILER #1-BS AND B NATURAL GAS | NATURAL GAS | 209 | Natural Gas |  |  | 0.1471 | E6FT3 | N | 4 | 1 | 3 | 0 | 0 | 0
1192399 | NORWELL HIGH SCHOOL |  | 18 SOUTH ST |  | NORWELL | MA | 020610000 | 322 MAIN STREET |  | NORWELL | MA | 020610000 | Y | LOCAL GOVERNMENT | NM25 | NORWELL PUBLIC SCHOOLS | 7816598800 | jferris@norwellschool.org | JOHN | FERRIS | 7816598800 | jferris@norwellschools.org | JOHN | FERRIS | 7816598800 | jferris@norwellschools.org | 1 | BOILER #1 NATURAL GAS AND OIL |  | BOILER | CLEVER BROOKS | CRS-120 | 1990-01-01 | 2009 | 50 | 1 | NATURAL GAS | NATURAL GAS | 209 | Natural Gas |  |  | 0.0328 | E6FT3 | N | 24 | 7 | 40 | 6 | 5 | 8
1192399 | NORWELL HIGH SCHOOL |  | 18 SOUTH ST |  | NORWELL | MA | 020610000 | 322 MAIN STREET |  | NORWELL | MA | 020610000 | Y | LOCAL GOVERNMENT | NM25 | NORWELL PUBLIC SCHOOLS | 7816598800 | jferris@norwellschool.org | JOHN | FERRIS | 7816598800 | jferris@norwellschools.org | JOHN | FERRIS | 7816598800 | jferris@norwellschools.org | 1 | BOILER #1 NATURAL GAS AND OIL |  | BOILER | CLEVER BROOKS | CRS-120 | 1990-01-01 | 2009 | 50 | 2 | #2 OIL | NO.2 | 58 | Distillate Oil (No. 2) | 0.05 | 0 | 12 | E3GAL | N | 24 | 7 | 40 | 6 | 5 | 8
1192399 | NORWELL HIGH SCHOOL |  | 18 SOUTH ST |  | NORWELL | MA | 020610000 | 322 MAIN STREET |  | NORWELL | MA | 020610000 | Y | LOCAL GOVERNMENT | NM25 | NORWELL PUBLIC SCHOOLS | 7816598800 | jferris@norwellschool.org | JOHN | FERRIS | 7816598800 | jferris@norwellschools.org | JOHN | FERRIS | 7816598800 | jferris@norwellschools.org | 2 | BOILER 2 GAS AND OIL |  | BOILER | CLEVER BROOKS | CRS-120 | 1990-01-01 | 2009 | 50 | 1 | # 2 OIL | NO.2 | 58 | Distillate Oil (No. 2) | 0.3 | 0.1 | 12 | E3GAL | N | 24 | 7 | 40 | 6 | 5 | 8
1192399 | NORWELL HIGH SCHOOL |  | 18 SOUTH ST |  | NORWELL | MA | 020610000 | 322 MAIN STREET |  | NORWELL | MA | 020610000 | Y | LOCAL GOVERNMENT | NM25 | NORWELL PUBLIC SCHOOLS | 7816598800 | jferris@norwellschool.org | JOHN | FERRIS | 7816598800 | jferris@norwellschools.org | JOHN | FERRIS | 7816598800 | jferris@norwellschools.org | 2 | BOILER 2 GAS AND OIL |  | BOILER | CLEVER BROOKS | CRS-120 | 1990-01-01 | 2009 | 50 | 2 | OIL #2 | NO.2 | 58 | Distillate Oil (No. 2) | 0.3 | 0.1 | 12 | E3GAL | N | 24 | 7 | 40 | 6 | 5 | 8
1192411 | GREAT SANDY POND WTP |  | PHILLIPS RD |  | PEMBROKE | MA | 023590000 | ABINGTON AND ROCKLAND JOINT WATER WORKS | 96 EAST WATER STREET | ROCKLAND | MA | 023700000 | N | LOCAL GOVERNMENT | NM99 | ABINGTON AND ROCKLAND JOINT WATER WORKS | 7818780901 | dcallahan@abrockwater.com | DANIEL F. | CALLAHAN | 7818780901 | dcallahan@abrockwater.com | DANIEL | CALLAHAN | 7818711312 | dcallahan@abrockwater.com | 1 | GENERATOR #1-WAUKESHA #5200 GS1 10.5 MMBTU/HR |  | ENGINE | WAUKESHA | VPH 5200 GSI | 1989-09-01 | 2009 | 11 | 1 | GENERATOR #1-WAUKESHA #5200 GS1 NATURAL GAS | NATURAL GAS | 209 | Natural Gas |  |  | 0.455 | E6FT3 | N | 1 | 1 | 52 | 1 | 1 | 1
1192463 | SCITUATE HIGH SCHOOL |  | 606 CHIEF JUSTICE CUSHING HWY |  | SCITUATE | MA | 020660000 | BUSINESS OFFICE | 606 CHIEF JUSTICE CUSHING HIGHWAY | SCITUATE | MA | 020660000 | Y | LOCAL GOVERNMENT | NM25 | SCITUATE PUBLIC SCHOOLS | 7815458759X308 | rmurray@scit.org | ROBERT | MURRAY | 7815458759 | rmurray@scit.org | ROBERT | MURRAY | 7815458759X308 |  | 1 | BOILER NO. 1 |  | BOILER | CLEAVER BROOKS | CB1200250125 | 2000-11-01 | 2006 | 10 | 1 | NO. 2 OIL | NO.2 | 58 | Distillate Oil (No. 2) | 0.3 |  | 11 | E3GAL | N | 12 | 7 | 26 | 3 | 5 | 3
1192463 | SCITUATE HIGH SCHOOL |  | 606 CHIEF JUSTICE CUSHING HWY |  | SCITUATE | MA | 020660000 | BUSINESS OFFICE | 606 CHIEF JUSTICE CUSHING HIGHWAY | SCITUATE | MA | 020660000 | Y | LOCAL GOVERNMENT | NM25 | SCITUATE PUBLIC SCHOOLS | 7815458759X308 | rmurray@scit.org | ROBERT | MURRAY | 7815458759 | rmurray@scit.org | ROBERT | MURRAY | 7815458759X308 |  | 2 | BOILER NO. 2 |  | BOILER | CLEAVER BROOKS | CB1200250125 | 2000-11-01 | 2006 | 10 | 1 | NO. 2 OIL | NO.2 | 58 | Distillate Oil (No. 2) | 0.3 |  | 10 | E3GAL | N | 12 | 7 | 26 | 3 | 5 | 3
1192496 | GODDARD CENTER |  | 909 SUMNER ST |  | STOUGHTON | MA | 020720000 | 909 SUMNER STREET |  | STOUGHTON | MA | 020720000 | N | PRIVATE | SM50 | GODDARD CENTER FOR TRANSITIONAL CARE | 7812978239 | Robert.Gunderson@kindredhealthcare.com | ROBERT | GUNDERSON | 7812978626 | Robert.Gunderson@kindredhealthcare.com | JOHN | CASEY | 7812978200 | John.Casey@kindredhealthcare.com | 2 | BOILER #1-KEWANEE HM886 DUAL FUEL |  | BOILER | KEWANEE | HM866 | 1985-10-01 | 2009 | 10 | 1 | BOILER #1-KEWANEE HM886 NATURAL GAS | NATURAL GAS | 209 | Natural Gas |  |  | 6.6 | E6FT3 | N | 12 | 7 | 50 | 12 | 7 | 22
1192496 | GODDARD CENTER |  | 909 SUMNER ST |  | STOUGHTON | MA | 020720000 | 909 SUMNER STREET |  | STOUGHTON | MA | 020720000 | N | PRIVATE | SM50 | GODDARD CENTER FOR TRANSITIONAL CARE | 7812978239 | Robert.Gunderson@kindredhealthcare.com | ROBERT | GUNDERSON | 7812978626 | Robert.Gunderson@kindredhealthcare.com | JOHN | CASEY | 7812978200 | John.Casey@kindredhealthcare.com | 2 | BOILER #1-KEWANEE HM886 DUAL FUEL |  | BOILER | KEWANEE | HM866 | 1985-10-01 | 2009 | 10 | 2 | BOILER #1-KEWANEE HM886 DISTILLATE OIL | NO.2 | 58 | Distillate Oil (No. 2) | 0.3 | 0 | 0 | E3GAL | N | 12 | 7 | 50 | 12 | 7 | 22
1192496 | GODDARD CENTER |  | 909 SUMNER ST |  | STOUGHTON | MA | 020720000 | 909 SUMNER STREET |  | STOUGHTON | MA | 020720000 | N | PRIVATE | SM50 | GODDARD CENTER FOR TRANSITIONAL CARE | 7812978239 | Robert.Gunderson@kindredhealthcare.com | ROBERT | GUNDERSON | 7812978626 | Robert.Gunderson@kindredhealthcare.com | JOHN | CASEY | 7812978200 | John.Casey@kindredhealthcare.com | 3 | BOILER #3-CLEAVER BROOKS CB600-250 DUAL FUEL |  | BOILER | CLEAVER BROOKS | CB600X250 | 1972-01-01 | 2009 | 10 | 1 | BOILER #3-CLEAVER BROOKS CB600-250 NATURAL GAS | NATURAL GAS | 209 | Natural Gas |  |  | 6.6 | E6FT3 | N | 12 | 7 | 50 | 12 | 7 | 22
1192496 | GODDARD CENTER |  | 909 SUMNER ST |  | STOUGHTON | MA | 020720000 | 909 SUMNER STREET |  | STOUGHTON | MA | 020720000 | N | PRIVATE | SM50 | GODDARD CENTER FOR TRANSITIONAL CARE | 7812978239 | Robert.Gunderson@kindredhealthcare.com | ROBERT | GUNDERSON | 7812978626 | Robert.Gunderson@kindredhealthcare.com | JOHN | CASEY | 7812978200 | John.Casey@kindredhealthcare.com | 3 | BOILER #3-CLEAVER BROOKS CB600-250 DUAL FUEL |  | BOILER | CLEAVER BROOKS | CB600X250 | 1972-01-01 | 2009 | 10 | 2 | BOILER #3-CLEAVER BROOKS CB600-250 DISTILLATE OIL | NO.2 | 58 | Distillate Oil (No. 2) | 0.3 | 0 | 0 | E3GAL | N | 12 | 7 | 50 | 12 | 7 | 22
1192521 | RUSSOS GREENHOUSE |  | 134 LINCOLN ST |  | WEST BRIDGEWATER | MA | 023790000 | 134 LINCOLN STREET |  | WEST BRIDGEWATE | MA | 023790000 | N | PRIVATE | NM25 | RUSSOS GREENHOUSE INC | 5085599388 | russogreenhse@aol.com | GEORGEA | RUSSO | 5085599388 | russogreenhse@aol.com | GEORGE | RUSSO | 5085599388 | russogreenhse@aol.com | 2 | BOILER #2-CLEAVER BROOKS CB400 #4 WASTE OIL-0.5S |  | BOILER | CLEAVER BROOKS | CB400 | 1978-02-12 | 2009 | 16 | 1 | 10500113 | NO.4 | 825 | Distillate Oil (No. 4) | 0.5 | 0.2 | 0 | E3GAL | N | 0 | 0 | 0 | 0 | 0 | 0
1192800 | LANDMARK CENTER |  | 401 PARK DR |  | BOSTON | MA | 022150000 | 401 PARK DR, SUITE 202 | LANDMARK CENTER MANAGEMENT | BOSTON | MA | 022150000 | N | PRIVATE | SM25 | LANDMARK CENTER PARK DRIVE LLC | 6172473434 | info@samuelsre.com | JASON | BANSFIELD | 6176035600 | jbansfield@samuelsre.com | JASON | BANSFIELD | 6176035600X601 | jbansfield@samuelsre.com | 1 | LMC-CATGENERATOR-01 |  | ENGINE | CATERPILLAR | 3512DBITA | 1999-06-01 | 2011 | 14.1 | 1 | DIESEL FUEL | DIESEL | 44 | DIESEL | 0.0015 | 0 | 0.1 | E3GAL | N | 1 | 1 | 52 | 1 | 1 | 2
1192879 | LEVEL 3 COMMUNICATIONS LLC |  | 300 BENT ST |  | CAMBRIDGE | MA | 021410000 | 1025 ELDORADO BLVD | STE 43C-506 | BROOMFIELD | CO | 800210000 | N | PRIVATE | SM25 | LEVEL 3 COMMUNICATIONS LLC | 7208880676 | bob.gurdikian@level3.com | ROBERT | GURDIKIAN | 7208880676 | bob.gurdikian@level3.com | ROBERT | GURDIKIAN | 7208880676 | bob.gurdikian@level3.com | 1 | EMERGENCY GENERATOR |  | ENGINE | CATERPILLAR | 3516B | 1998-11-29 | 2009 | 19.5 | 1 | DIESEL FUEL | DIESEL | 44 | DIESEL | 0.3 |  | 0.9891 | E3GAL | N | 1 | 1 | 6 | 1 | 1 | 6
1192946 | ASHLAND HIGH SCHOOL |  | 87 WEST UNION ST |  | ASHLAND | MA | 017210000 | 87 WEST UNION ST | ATTN: KEVIN JOHNSON | ASHLAND | MA | 017210000 | Y | LOCAL GOVERNMENT | NM25 | ASHLAND HIGH SCHOOL | 5088810170 | kjohnson@ashland.k12.ma.us | KEVIN | JOHNSON | 5088810170 | kjohnson@ashland.k12.ma.us | KEVIN | JOHNSON | 5088810170 | kjohnson@ashland.k12.ma.us | 1 | LOCHINVAR | 6 | BOILER | LOCHINVAR | IBN2000 | 2005-12-05 | 2010 | 12 | 1 | NATURAL GAS | NATURAL GAS | 209 | Natural Gas |  |  | 5.7 | E6FT3 | Y | 24 | 7 | 52 | 24 | 7 | 22
1192952 | NEW ENGLAND CONFECTIONERY CO |  | 135 AMERICAN LEGION HWY |  | REVERE | MA | 021510000 | 135 AMERICAN LEGION HWY |  | REVERE | MA | 021512405 | N | PRIVATE | SM79-7 | NEW ENGLAND CONFECTIONARY COMPANY | 7814854500 | BLEVA@NECCO.COM | SEAN | WHITE | 7814854641 | SWHITE@NECCO.COM | ERIC | RUBIN | 7814854641 | ERUBIN@NECCO.COM | 6 | BOILER SB-1 - BACKUP BOILER |  | BOILER | CLEAVER BROOKS | CB 1700 600 150 | 2003-01-03 | 2009 | 24.5 | 1 | NATURAL GAS | NATURAL GAS | 209 | Natural Gas |  |  | 1.401 | E6FT3 | N | 14 | 5 | 28 | 16 | 6 | 19
1192952 | NEW ENGLAND CONFECTIONERY CO |  | 135 AMERICAN LEGION HWY |  | REVERE | MA | 021510000 | 135 AMERICAN LEGION HWY |  | REVERE | MA | 021512405 | N | PRIVATE | SM79-7 | NEW ENGLAND CONFECTIONARY COMPANY | 7814854500 | BLEVA@NECCO.COM | SEAN | WHITE | 7814854641 | SWHITE@NECCO.COM | ERIC | RUBIN | 7814854641 | ERUBIN@NECCO.COM | 6 | BOILER SB-1 - BACKUP BOILER |  | BOILER | CLEAVER BROOKS | CB 1700 600 150 | 2003-01-03 | 2009 | 24.5 | 2 | #2 FUEL OIL @0.05 PERCENT SULFUR | NO.2 | 58 | Distillate Oil (No. 2) | 0.05 | 0 | 0 | E3GAL | N | 14 | 5 | 28 | 16 | 6 | 19
1192952 | NEW ENGLAND CONFECTIONERY CO |  | 135 AMERICAN LEGION HWY |  | REVERE | MA | 021510000 | 135 AMERICAN LEGION HWY |  | REVERE | MA | 021512405 | N | PRIVATE | SM79-7 | NEW ENGLAND CONFECTIONARY COMPANY | 7814854500 | BLEVA@NECCO.COM | SEAN | WHITE | 7814854641 | SWHITE@NECCO.COM | ERIC | RUBIN | 7814854641 | ERUBIN@NECCO.COM | 7 | SB-2 - HRSG BOLIER |  | BOILER | CLEAVER BROOKS | CB 1700 600 150 | 2004-01-23 | 2009 | 24.5 | 1 | NATURAL GAS | NATURAL GAS | 209 | Natural Gas |  |  | 62.215 | E6FT3 | N | 23 | 7 | 52 | 23 | 7 | 22
1192952 | NEW ENGLAND CONFECTIONERY CO |  | 135 AMERICAN LEGION HWY |  | REVERE | MA | 021510000 | 135 AMERICAN LEGION HWY |  | REVERE | MA | 021512405 | N | PRIVATE | SM79-7 | NEW ENGLAND CONFECTIONARY COMPANY | 7814854500 | BLEVA@NECCO.COM | SEAN | WHITE | 7814854641 | SWHITE@NECCO.COM | ERIC | RUBIN | 7814854641 | ERUBIN@NECCO.COM | 8 | E-1 - ENGINE #1 |  | ENGINE | DRESSER WAUKESHA | 16V-AT27GL | 2004-01-23 | 2009 | 29 | 1 | NATURAL GAS | NATURAL GAS | 209 | Natural Gas |  |  | 146.296 | E6FT3 | N | 24 | 7 | 51 | 24 | 6 | 21
1192952 | NEW ENGLAND CONFECTIONERY CO |  | 135 AMERICAN LEGION HWY |  | REVERE | MA | 021510000 | 135 AMERICAN LEGION HWY |  | REVERE | MA | 021512405 | N | PRIVATE | SM79-7 | NEW ENGLAND CONFECTIONARY COMPANY | 7814854500 | BLEVA@NECCO.COM | SEAN | WHITE | 7814854641 | SWHITE@NECCO.COM | ERIC | RUBIN | 7814854641 | ERUBIN@NECCO.COM | 9 | E-2 - ENGINE #2 |  | ENGINE | DRESSER WAUKESHA | 16V-AT27GL | 2004-01-23 | 2009 | 29 | 1 | NATURAL GAS | NATURAL GAS | 209 | Natural Gas |  |  | 42.318 | E6FT3 | N | 15 | 5 | 52 | 16 | 5 | 22
1192955 | EARTHLINK BUSINESS |  | 313 BOSTON POST RD W |  | MARLBOROUGH | MA | 017520000 | 313 BOSTON POST RD W |  | MARLBOROUGH | MA | 017520000 | N | PRIVATE | SM25 | EARTHLINK BUSINESS | 4048150770 | investorrelations@corp.earthlink.net | JOSEPH | HAINES | 2562417956 | jhaines@corp.earthlink.com | RIC | LAVELLE | 5082816844 | rlavelle@corp.earthlink.com | 1 | EMERGENCY GENERATE NUMBER 1 |  | ENGINE | CATERPILLAR | 3516 | 2001-05-31 | 2011 | 20.4 | 1 | #2 DIESEL | DIESEL | 44 | DIESEL | 0.015 | 0 | 1 | E3GAL | N | 1 | 1 | 52 | 1 | 1 | 22
1192998 | MEDFORD HIGH SCHOOL |  | 489 WINTHROP ST |  | MEDFORD | MA | 021550000 | 489 WINTHROP ST |  | MEDFORD | MA | 021550000 | Y | LOCAL GOVERNMENT | NM25 | CITY OF MEDFORD PUBLIC SCHOOLS | 7813932300 | pedwards@medford.k12.ma.us | PAUL | EDWARDS | 7813932208 | pedwards@medford.k12.ma.us | PAUL | EDWARDS | 7813932208 | pedwards@medford.k12.ma.us | 1 | BOILERS #3, #4, #5, #6 | 4 | BOILER | H.B. SMITH | 4500 BOILER AND CS-G-30-HBS | 1970-01-01 | 2010 | 37.16 | 1 | NATURAL GAS | NATURAL GAS | 209 | Natural Gas |  |  | 44.259 | E6FT3 | N | 17 | 6 | 52 | 17 | 6 | 22
1193000 | CHELSEA HIGH SCHOOL |  | 299 EVERETT AVE |  | CHELSEA | MA | 021500000 | 299 EVERETT AVE | ATTN: MR. KAMBOUR | CHELSEA | MA | 021500000 | Y | LOCAL GOVERNMENT | NM25 | CHELSEA HIGH SCHOOL | 6174665110 | kambourp@chelseaschools.com | PETER | KAMBOUR | 6174665110 | kambourp@chelseaschools.com | PETER | KAMBOUR | 6174665110 | kambourp@chelseaschools.com | 1 | HOT WATER BOILERS | 4 | BOILER | HB SMITH (4 BOILERS) | 28A-17 | 1995-08-01 | 2010 | 10 | 1 | NATURAL GAS | NATURAL GAS | 209 | Natural Gas |  |  | 5.72 | E6FT3 | N | 15 | 7 | 35 | 0 | 0 | 0
1193018 | WATERTOWN HIGH SCHOOL | WATERTOWN PUBLIC SCHOOLS | 50 COLUMBIA ST |  | WATERTOWN | MA | 024710000 | 30 COMMON ST |  | WATERTOWN | MA | 024710000 | Y | LOCAL GOVERNMENT | NM25 | WATERTOWN PUBLIC SCHOOLS | 6179267716 | jfrancione@watertown.k12.ma.us | JAY | FRANCIONE | 6179267791 | jfrancione@watertown.k12.ma.us | JAY | FRANCIONE | 6179267791 | jfrancione@watertown.k12.ma.us | 3 | WEIL MCLAIN MODEL 1888 GAS STEAM BOILER | 100 | BOILER | WEIL MCLAIN | 1888 | 2001-10-15 | 2010 | 5845 | 1 | NATURAL GAS | NATURAL GAS | 209 | Natural Gas |  |  | 11.45 | E6BTU | N | 10 | 7 | 28 | 0 | 0 | 0
1193019 | WINCHESTER HIGH SCHOOL |  | 80 SKILLINGS RD |  | WINCHESTER | MA | 018900000 | 154 HORN POND BROOK RD |  | WINCHESTER | MA | 018900000 | Y | LOCAL GOVERNMENT | NM25 | WINCHESTER HIGH SCHOOL | 7817217020 | plawson@winchester.us | PETER | LAWSON | 7817217100 | plawson@winchester.us | PETER | LAWSON | 7817217100 | plawson@winchester.us | 1 | NATURAL GAS BOILERS #1 AND #3 | 2 | BOILER | HB SMITH | 4500A | 2005-07-01 | 2011 | 19.46 | 1 | NATURAL GAS | NATURAL GAS | 209 | Natural Gas |  |  | 13.4469 | E6FT3 | N | 10 | 5 | 36 | 0 | 0 | 0
1193019 | WINCHESTER HIGH SCHOOL |  | 80 SKILLINGS RD |  | WINCHESTER | MA | 018900000 | 154 HORN POND BROOK RD |  | WINCHESTER | MA | 018900000 | Y | LOCAL GOVERNMENT | NM25 | WINCHESTER HIGH SCHOOL | 7817217020 | plawson@winchester.us | PETER | LAWSON | 7817217100 | plawson@winchester.us | PETER | LAWSON | 7817217100 | plawson@winchester.us | 3 | #2 OIL FIRED BOILERS #2 AND #4 | 2 | BOILER | HB SMITH | 4500A | 1970-01-01 | 2011 | 19.46 | 1 | #2 HEATING OIL | NO.2 | 58 | Distillate Oil (No. 2) | 0.5 | 0.1 | 0 | E3GAL | N | 0 | 0 | 0 | 0 | 0 | 0
1193020 | BELMONT HIGH SCHOOL |  | 221 CONCORD AVE |  | BELMONT | MA | 024780000 | 221 CONCORD AVE |  | BELMONT | MA | 024780000 | Y | LOCAL GOVERNMENT | NM25 | BELMONT PUBLIC SCHOOLS | 6179935430 | adicologero@belmont.k12.ma.us | ANTHONY | DICOLOGERO | 6179935435 | adicologero@belmont.k12.ma.us | ALFRED | DOMENICI | 6179935437 | adomenici@belmont.k12.ma.us | 1 | KEWANEE 10463 MBH BOILER #1 |  | BOILER | KEWANEE | LS250-06 | 1968-01-01 | 2010 | 10.463 | 1 | #4 OIL | NO.4 | 825 | Distillate Oil (No. 4) | 0.5 | 0 | 37.191 | E3GAL | N | 24 | 7 | 36 | 9 | 5 | 8
1193020 | BELMONT HIGH SCHOOL |  | 221 CONCORD AVE |  | BELMONT | MA | 024780000 | 221 CONCORD AVE |  | BELMONT | MA | 024780000 | Y | LOCAL GOVERNMENT | NM25 | BELMONT PUBLIC SCHOOLS | 6179935430 | adicologero@belmont.k12.ma.us | ANTHONY | DICOLOGERO | 6179935435 | adicologero@belmont.k12.ma.us | ALFRED | DOMENICI | 6179935437 | adomenici@belmont.k12.ma.us | 2 | KEWANEE 10463 MBH BOILER #2 |  | BOILER | KEWANEE | LS250-06 | 1968-01-01 | 2010 | 10.463 | 1 | #4 OIL | NO.4 | 825 | Distillate Oil (No. 4) | 0.5 | 0 | 37.191 | E3GAL | N | 24 | 7 | 36 | 9 | 5 | 8
1193020 | BELMONT HIGH SCHOOL |  | 221 CONCORD AVE |  | BELMONT | MA | 024780000 | 221 CONCORD AVE |  | BELMONT | MA | 024780000 | Y | LOCAL GOVERNMENT | NM25 | BELMONT PUBLIC SCHOOLS | 6179935430 | adicologero@belmont.k12.ma.us | ANTHONY | DICOLOGERO | 6179935435 | adicologero@belmont.k12.ma.us | ALFRED | DOMENICI | 6179935437 | adomenici@belmont.k12.ma.us | 3 | KEWANEE 10463 MBH BOILER #3 |  | BOILER | KEWANEE | LS250-06 | 1968-01-01 | 2010 | 10.463 | 1 | #4 OIL | NO.4 | 825 | Distillate Oil (No. 4) | 0.5 | 0 | 37.191 | E3GAL | N | 24 | 7 | 36 | 9 | 5 | 8
1193104 | INTERNAP NETWORK SERVICES |  | 70 INNERBELT RD |  | SOMERVILLE | MA | 021430000 | 70 INNERBELT RD |  | SOMERVILLE | MA | 021430000 | N | PRIVATE | SM50 | INTERNAP NETWORK SERVICES | 6173161428 | ncrowley@internap.com | STEVEN | ORCHARD | 4043029867 | sorch@internap.com | NEIL | CROWLEY | 6173161496 | ncrowley@internap.com | 2 | MILTON CAT 2 |  | ENGINE | MILTON CATERPILLAR | SR-4B | 2006-03-23 | 2009 | 20.36 | 1 | ULTRA LOW SULFUR DIESEL FUEL OIL | DIESEL | 44 | DIESEL | 0.003 |  | 20.747 | E3GAL | N | 1 | 1 | 52 | 1 | 1 | 22
1193104 | INTERNAP NETWORK SERVICES |  | 70 INNERBELT RD |  | SOMERVILLE | MA | 021430000 | 70 INNERBELT RD |  | SOMERVILLE | MA | 021430000 | N | PRIVATE | SM50 | INTERNAP NETWORK SERVICES | 6173161428 | ncrowley@internap.com | STEVEN | ORCHARD | 4043029867 | sorch@internap.com | NEIL | CROWLEY | 6173161496 | ncrowley@internap.com | 3 | MILTON CAT 3 |  | ENGINE | MILTON CATERPILLAR | SR-4B | 2006-03-23 | 2009 | 15.89 | 1 | ULTRA LOW SULFUR DIESEL FUEL OIL | DIESEL | 44 | DIESEL | 0.003 |  | 3.39 | E3GAL | N | 1 | 1 | 52 | 1 | 1 | 22
1193104 | INTERNAP NETWORK SERVICES |  | 70 INNERBELT RD |  | SOMERVILLE | MA | 021430000 | 70 INNERBELT RD |  | SOMERVILLE | MA | 021430000 | N | PRIVATE | SM50 | INTERNAP NETWORK SERVICES | 6173161428 | ncrowley@internap.com | STEVEN | ORCHARD | 4043029867 | sorch@internap.com | NEIL | CROWLEY | 6173161496 | ncrowley@internap.com | 4 | MILTON CAT 4 |  | ENGINE | MILTON CATERPILLAR | SR-4B | 2006-03-23 | 2009 | 15.89 | 1 | ULTRA LOW SULFUR DIESEL FUEL OIL | DIESEL | 44 | DIESEL | 0.003 |  | 3.39 | E3GAL | N | 1 | 1 | 52 | 1 | 1 | 22
1193104 | INTERNAP NETWORK SERVICES |  | 70 INNERBELT RD |  | SOMERVILLE | MA | 021430000 | 70 INNERBELT RD |  | SOMERVILLE | MA | 021430000 | N | PRIVATE | SM50 | INTERNAP NETWORK SERVICES | 6173161428 | ncrowley@internap.com | STEVEN | ORCHARD | 4043029867 | sorch@internap.com | NEIL | CROWLEY | 6173161496 | ncrowley@internap.com | 5 | MILTON CAT 5 |  | ENGINE | MILTON CATERPILLAR | SR-4B | 2006-03-23 | 2009 | 20.36 | 1 | ULTRA LOW SULFUR DIESEL FUEL OIL | DIESEL | 44 | DIESEL | 0.003 |  | 13.685 | E3GAL | N | 1 | 1 | 52 | 1 | 1 | 22
1193104 | INTERNAP NETWORK SERVICES |  | 70 INNERBELT RD |  | SOMERVILLE | MA | 021430000 | 70 INNERBELT RD |  | SOMERVILLE | MA | 021430000 | N | PRIVATE | SM50 | INTERNAP NETWORK SERVICES | 6173161428 | ncrowley@internap.com | STEVEN | ORCHARD | 4043029867 | sorch@internap.com | NEIL | CROWLEY | 6173161496 | ncrowley@internap.com | 6 | MILTON CAT 6 |  | ENGINE | MILTON CATERPILLAR | SR-4B | 2006-03-23 | 2009 | 20.36 | 1 | ULTRA LOW SULFUR DIESEL FUEL OIL | DIESEL | 44 | DIESEL | 0.003 |  | 13.642 | E3GAL | N | 1 | 1 | 52 | 1 | 1 | 22
1193104 | INTERNAP NETWORK SERVICES |  | 70 INNERBELT RD |  | SOMERVILLE | MA | 021430000 | 70 INNERBELT RD |  | SOMERVILLE | MA | 021430000 | N | PRIVATE | SM50 | INTERNAP NETWORK SERVICES | 6173161428 | ncrowley@internap.com | STEVEN | ORCHARD | 4043029867 | sorch@internap.com | NEIL | CROWLEY | 6173161496 | ncrowley@internap.com | 7 | BALDOR 7 |  | ENGINE | BALDOR | IDLC-2000 | 2009-01-15 | 2009 | 20.36 | 1 | ULTRA LOW SULFUR DIESEL FUEL OIL | DIESEL | 44 | DIESEL | 0.003 |  | 3.143 | E3GAL | N | 1 | 1 | 52 | 1 | 1 | 22
1193104 | INTERNAP NETWORK SERVICES |  | 70 INNERBELT RD |  | SOMERVILLE | MA | 021430000 | 70 INNERBELT RD |  | SOMERVILLE | MA | 021430000 | N | PRIVATE | SM50 | INTERNAP NETWORK SERVICES | 6173161428 | ncrowley@internap.com | STEVEN | ORCHARD | 4043029867 | sorch@internap.com | NEIL | CROWLEY | 6173161496 | ncrowley@internap.com | 8 | BALDOR 8 |  | ENGINE | BALDOR | IDLC-2000 | 2009-01-15 | 2009 | 20.36 | 1 | ULTRA LOW SULFUR DIESEL FUEL OIL | DIESEL | 44 | DIESEL | 0.003 |  | 3.143 | E3GAL | N | 1 | 1 | 52 | 1 | 1 | 22
1193104 | INTERNAP NETWORK SERVICES |  | 70 INNERBELT RD |  | SOMERVILLE | MA | 021430000 | 70 INNERBELT RD |  | SOMERVILLE | MA | 021430000 | N | PRIVATE | SM50 | INTERNAP NETWORK SERVICES | 6173161428 | ncrowley@internap.com | STEVEN | ORCHARD | 4043029867 | sorch@internap.com | NEIL | CROWLEY | 6173161496 | ncrowley@internap.com | 9 | BALDOR 9 |  | ENGINE | BALDOR | IDLC-2000 | 2009-01-15 | 2009 | 20.36 | 1 | ULTRA LOW SULFUR DIESEL FUEL OIL | DIESEL | 44 | DIESEL | 0.003 |  | 3.317 | E3GAL | N | 1 | 1 | 52 | 1 | 1 | 22
1193131 | BOSTON SCIENTIFIC CORP |  | 100 BOSTON SCIENTIFIC WAY |  | MARLBOROUGH | MA | 017520000 | BOSTON SCIENTIFIC CORP | 100 BOSTON SCIENTIFIC WAY | MARLBOROUGH | MA | 017520000 | N | PRIVATE | SM50 | BOSTON SCIENTIFIC CORPORATION | 5086525640 | pedretts@bsci.com | STEVEN | PEDRETTI | 5086525640 | pedretts@bsci.com | MARGO | JAY | 8008255343 | mjay@eheinc.com | 1 | EMERGENCY GENERATORS (4) MISC.- @ 500 KW OR LESS | 4 | ENGINE | KOHLER | 500ROZD71 | 1986-01-01 | 2009 | 13.244 | 1 | #2 FUEL OIL- ULTRA LOW SULFUR DIESEL | DIESEL | 44 | DIESEL | 0.0015 |  | 1.1416 | E3GAL | N | 1 | 1 | 17 | 1 | 1 | 7
1193131 | BOSTON SCIENTIFIC CORP |  | 100 BOSTON SCIENTIFIC WAY |  | MARLBOROUGH | MA | 017520000 | BOSTON SCIENTIFIC CORP | 100 BOSTON SCIENTIFIC WAY | MARLBOROUGH | MA | 017520000 | N | PRIVATE | SM50 | BOSTON SCIENTIFIC CORPORATION | 5086525640 | pedretts@bsci.com | STEVEN | PEDRETTI | 5086525640 | pedretts@bsci.com | MARGO | JAY | 8008255343 | mjay@eheinc.com | 2 | BOILERS- CLEAVER-BROOKS (3) | 3 | BOILER | CLEAVER-BROOKS | CB700-2000 | 2004-10-27 | 2009 | 19.905 | 1 | NATURAL GAS | NATURAL GAS | 209 | Natural Gas |  |  | 26.3717 | E6FT3 | N | 24 | 3 | 52 | 24 | 3 | 22
1193135 | BOSTON LATIN SCHOOL |  | 78 AVENUE LOUIS PASTEUR |  | BOSTON | MA | 021150000 | 1216 DORCHESTER AVE | FACILITIES MANAGEMENT, ATTN: JEFF LANE, | DORCHESTER | MA | 021250000 | Y | LOCAL GOVERNMENT | NM25 | BOSTON LATIN SCHOOL | 6176358300 | JLANE@BOSTON.K12.MA.US | MICHAEL | DILORENZO | 6176358300 | MDILORENZO@BOSTON.K12.MA.US | JEFF | LANE | 6176358300X185 | JLANE@BOSTON.K12.MA.US | 1 | BOILERS #1 AND #2 | 2 | BOILER | HB SMITH | 650 | 1980-01-01 | 2009 | 21 | 1 | NATURAL GAS | NATURAL GAS | 209 | Natural Gas |  |  | 20 | E6FT3 | N | 9 | 5 | 43 | 0 | 0 | 0
1193152 | MARKLEY BOSTON LLC |  | 1 SUMMER ST |  | BOSTON | MA | 021100000 | 1 SUMMER ST |  | BOSTON | MA | 021100000 | N | PRIVATE | SM50 | MARKLEY BOSTON LLC | 2136223000 | Desson@markleygroup.com | DONALD | ESSON | 6174516464 | Desson@markleygroup.com | DONALD | ESSON | 6174516464 | Desson@markleygroup.com | 1 | EMGEN-ENRON A,B, 8-3,4,5,6 | 6 | ENGINE | CATERPILLAR | 3512 | 2011-06-01 | 2011 | 15 | 1 | #2 DIESEL | DIESEL | 44 | DIESEL | 0.0015 |  | 1 | E3GAL | N | 1 | 1 | 13 | 1 | 1 | 4
1193152 | MARKLEY BOSTON LLC |  | 1 SUMMER ST |  | BOSTON | MA | 021100000 | 1 SUMMER ST |  | BOSTON | MA | 021100000 | N | PRIVATE | SM50 | MARKLEY BOSTON LLC | 2136223000 | Desson@markleygroup.com | DONALD | ESSON | 6174516464 | Desson@markleygroup.com | DONALD | ESSON | 6174516464 | Desson@markleygroup.com | 2 | EMGEM PILLER #1,2,3 | 3 | ENGINE | CATERPILLAR | 3516B | 2002-06-01 | 2011 | 19.3 | 1 | #2 DIESEL OIL | DIESEL | 44 | DIESEL | 0.0015 |  | 1 | E3GAL | N | 1 | 1 | 13 | 1 | 1 | 4
1193152 | MARKLEY BOSTON LLC |  | 1 SUMMER ST |  | BOSTON | MA | 021100000 | 1 SUMMER ST |  | BOSTON | MA | 021100000 | N | PRIVATE | SM50 | MARKLEY BOSTON LLC | 2136223000 | Desson@markleygroup.com | DONALD | ESSON | 6174516464 | Desson@markleygroup.com | DONALD | ESSON | 6174516464 | Desson@markleygroup.com | 3 | EMGEN-ICG-1,2 | 2 | ENGINE | CATERPILLAR | 3412 | 2003-04-02 | 2011 | 12.2 | 1 | #2 DIESEL | DIESEL | 44 | DIESEL | 0.0015 |  | 0.5 | E3GAL | N | 1 | 1 | 13 | 1 | 1 | 4
1193153 | EMC |  | 228 SOUTH ST |  | HOPKINTON | MA | 017480000 | 228C SOUTH ST |  | HOPKINTON | MA | 017489103 | N | PRIVATE | NM25 | EMC CORPORATION | 5082492057 | Deanna.Trudeau@emc.com | DANIEL | FITZGERALD | 5084351000 | Dan.Fitzgerald@emc.com | DEANNA | TRUDEAU | 5082492057 | Deanna.Trudeau@emc.com | 1 | EU1, COMBINED (3) BURNHAM BOILERS - NAT GAS | 3 | BOILER | BURNHAM | PV1118WLL | 1999-08-01 | 2011 | 13.422 | 1 | NATURAL GAS | NATURAL GAS | 209 | Natural Gas |  |  | 24.0408 | E6FT3 | N | 24 | 7 | 40 | 24 | 7 | 22
1193160 | HOME MARKET FOODS |  | 140 MORGAN DR |  | NORWOOD | MA | 020620000 | 140 MORGAN DR |  | NORWOOD | MA | 020620000 | N | PRIVATE | NM25 | HOME MARKET FOODS INC | 7819481500 | cschultz@HomeMarketFoods.com | CORINNE | SCHULTZ | 7819481580 | cschultz@HomeMarketFoods.com | CORINNE | SCHULTZ | 7819481580 | cschultz@HomeMarketFoods.com | 3 | CLEAVER BROOKS BOILER |  | BOILER | CLEAVER BROOKS | CBI-700-300-015 | 2005-01-01 | 2009 | 12.25 | 1 | NATURAL GAS | NATURAL GAS | 209 | Natural Gas |  |  | 26.2714 | E6FT3 | Y | 24 | 7 | 52 | 24 | 7 | 22
1193160 | HOME MARKET FOODS |  | 140 MORGAN DR |  | NORWOOD | MA | 020620000 | 140 MORGAN DR |  | NORWOOD | MA | 020620000 | N | PRIVATE | NM25 | HOME MARKET FOODS INC | 7819481500 | cschultz@HomeMarketFoods.com | CORINNE | SCHULTZ | 7819481580 | cschultz@HomeMarketFoods.com | CORINNE | SCHULTZ | 7819481580 | cschultz@HomeMarketFoods.com | 4 | REFRIGERATION UNITS | 3 | REFRIGERATION UNIT | FRICK/HASTINGS | VARIOUS | 2005-01-01 | 2009 | 10.3 | 1 | NATURAL GAS | NATURAL GAS | 209 | Natural Gas |  |  | 22.089 | E6FT3 | Y | 24 | 7 | 52 | 24 | 7 | 22
1193185 | 300 THIRD STREET |  | 300 THIRD ST |  | CAMBRIDGE | MA | 021420000 | 700 TECHNOLOGY SQUARE | SUITE 302 | CAMBRIDGE | MA | 021390000 | N | PRIVATE | NM25 | ARE-MA REGION NO. 28, LLC | 6174949023X226 | jmccomish@labspace.com | JEFFREY | MCCOMISH | 6174949023 | jmccomish@labspace.com | JEFFREY | MCCOMISH | 6174949023X226 | jmccomish@labspace.com | 1 | 3 COMBINED BOILERS - 8 MMBTU/HR EACH | 3 | BOILER | CLEAVER-BROOKS | FLX-700-800-160HW | 2001-01-15 | 2010 | 24 | 1 | NATURAL GAS | NATURAL GAS | 209 | Natural Gas |  |  | 24.333 | E6FT3 | N | 13 | 7 | 52 | 8 | 7 | 22
1193189 | EVERETT HIGH SCHOOL |  | 100 ELM ST |  | EVERETT | MA | 021490000 | 121 VINE ST | ATTN: ASSISTANT SUPERINTENDENT OF SCHOOL | EVERETT | MA | 021490000 | Y | LOCAL GOVERNMENT | NM99 | CITY OF EVERETT - SCHOOL DEPARTMENT | 6173942400 | ldefeo@everett.k12.ma.us | THOMAS | STELLA | 6173897950 | tstella@everett.k12.ma.us | THOMAS | STELLA | 6173897950 | tstella@everett.k12.ma.us | 1 | THREE 8660 MBH NATURAL GAS BOILERS | 3 | BOILER | WEIL-MCLAIN | H-2594 | 2007-08-01 | 2009 | 25.98 | 1 | NATURAL GAS | NATURAL GAS | 209 | Natural Gas |  |  | 5.3455 | E6FT3 | N | 24 | 7 | 36 | 9 | 5 | 8
1193190 | LAFAYETTE SCHOOL |  | 112 EDITH ST |  | EVERETT | MA | 021490000 | 121 VINE ST | ATTN DR THOMAS STELLA | EVERETT | MA | 021490000 | Y | LOCAL GOVERNMENT | NM99 | CITY OF EVERETT - SCHOOL DEPARTMENT | 6173942400 | tstella@everett.k12.ma.us | THOMAS | STELLA | 6173942400 | tstella@everett.k12.ma.us | LONA | DEFEO | 6173942442 | ldefeo@everett.k12.ma.us | 1 | EU#1 - TWO BURNHAM BOILERS | 2 | BOILER | BURNHAM | V1122W | 1999-01-01 | 2010 | 10.97 | 1 | NATURAL GAS | NATURAL GAS | 209 | Natural Gas |  |  | 3.3242 | E6FT3 | N | 24 | 7 | 36 | 24 | 7 | 4
1193191 | ENGLISH SCHOOL |  | 105 WOODVILLE ST |  | EVERETT | MA | 021490000 | 121 VINE ST | ATTN DR THOMAS STELLA | EVERETT | MA | 021490000 | Y | LOCAL GOVERNMENT | NM99 | CITY OF EVERETT - SCHOOL DEPARTMENT | 6173942400 | tstella@everett.k12.ma.us | THOMAS | STELLA | 6173942400 | tstella@everett.k12.ma.us | LONA | DEFEO | 6173942442 | ldefeo@everett.k12.ma.us | 1 | EU#1 - TWO BURNHAM BOILERS | 2 | BOILER | BURNHAM | V1122W | 2000-01-01 | 2010 | 10.97 | 1 | NATURAL GAS | NATURAL GAS | 209 | Natural Gas |  |  | 3.3654 | E6FT3 | N | 24 | 7 | 36 | 24 | 7 | 4
1193193 | MANULIFE FINANCIAL US OPERATIONS |  | 601 CONGRESS ST |  | BOSTON | MA | 021170737 | 601 CONGRESS ST |  | BOSTON | MA | 021170737 | N | PRIVATE | SM25 | MANULIFE FINANCIAL US OPERATIONS HDQRTS | 6176632236 | bconroy@jhancock.com | TIM | GALLAGHER | 6176632236 | tgallagher@manulifeusa.com | BRIAN | CONROY | 6176633000 | bconroy@jhancock.com | 1 | UNIT 1 |  | ENGINE | CATERPILLAR | 3512B | 2004-06-01 | 2009 | 12.4 | 1 | ULSD | DIESEL | 44 | DIESEL | 0.05 |  | 0.278 | E3GAL | N | 1 | 1 | 26 | 1 | 1 | 13
1193193 | MANULIFE FINANCIAL US OPERATIONS |  | 601 CONGRESS ST |  | BOSTON | MA | 021170737 | 601 CONGRESS ST |  | BOSTON | MA | 021170737 | N | PRIVATE | SM25 | MANULIFE FINANCIAL US OPERATIONS HDQRTS | 6176632236 | bconroy@jhancock.com | TIM | GALLAGHER | 6176632236 | tgallagher@manulifeusa.com | BRIAN | CONROY | 6176633000 | bconroy@jhancock.com | 1 | UNIT 1 |  | ENGINE | CATERPILLAR | 3512B | 2004-06-01 | 2009 | 12.4 | 2 | ULSD | DIESEL | 44 | DIESEL | 0.05 |  | 0.278 | E3GAL | N | 1 | 1 | 26 | 1 | 1 | 13
1193196 | BANK OF AMERICA |  | 1025 MAIN ST |  | WALTHAM | MA | 024510000 | 1025 MAIN ST |  | WALTHAM | MA | 024510000 | N | PRIVATE | NM25 | BANK OF AMERICA C/O PATRICIA BOISVERT | 7813975284 | patricia.boisvert@cbre.com | PATRICIA | BOISVERT | 7813975284 | patricia.boisvert@cbre.com | PATRICIA | BOISVERT | 7813975284 | patricia.boisvert@cbre.com | 3 | B2-GEN1 |  | ENGINE | CATERPILLAR | SR-4 | 1985-12-01 | 2010 | 13.015 | 1 | DIESEL | DIESEL | 44 | DIESEL | 0 |  | 52.25 | E3GAL | N | 3 | 4 | 37 | 1 | 1 | 9
1193202 | CUBIST PHARMACEUTICALS INC |  | 65 HAYDEN AVE |  | LEXINGTON | MA | 024200000 | 65 HAYDEN AVE |  | LEXINGTON | MA | 024210000 | N | PRIVATE | SM25 | CUBIST PHARMACEUTICALS | 7818608660 | steve.lewis@cubist.com | DAVID | MCGIRR | 7818608526 | david.mcgirr@cubist.com | STEVE | NAUGLER | 7818608382 | steve.naugler@cubist.com | 1 | OLD BUILDING BOILER #1 |  | BOILER | CLEAVER BROOKS | CB600-250 | 1973-01-08 | 2009 | 10.461 | 1 | NATURAL GAS | NATURAL GAS | 209 | Natural Gas |  |  | 5.9646 | E6FT3 | N | 24 | 7 | 26 | 24 | 7 | 11
1193202 | CUBIST PHARMACEUTICALS INC |  | 65 HAYDEN AVE |  | LEXINGTON | MA | 024200000 | 65 HAYDEN AVE |  | LEXINGTON | MA | 024210000 | N | PRIVATE | SM25 | CUBIST PHARMACEUTICALS | 7818608660 | steve.lewis@cubist.com | DAVID | MCGIRR | 7818608526 | david.mcgirr@cubist.com | STEVE | NAUGLER | 7818608382 | steve.naugler@cubist.com | 2 | OLD BUILDING BOILER #2 |  | BOILER | CLEAVER BROOKS | CB600-250 | 1973-01-08 | 2009 | 10.461 | 1 | NATURAL GAS | NATURAL GAS | 209 | Natural Gas |  |  | 5.9646 | E6FT3 | N | 24 | 7 | 26 | 24 | 7 | 11
1193203 | ONE HAMPSHIRE AT KENDALL SQUARE CONDOMIN |  | 1 HAMPSHIRE ST |  | CAMBRIDGE | MA | 021390000 | 1 HAMPSHIRE ST |  | CAMBRIDGE | MA | 021390000 | N | PRIVATE | NM50 | ONE HAMPSHIRE AT KENDALL SQUARE CONDOMIN | 6175777190 | Don.Domoretsky@am.jll.com | AMALEA | WALKER | 6175777190 | Amalea.Walker@am.jll.com | STEPHEN | SLOCOMB | 9784616214 | sslocomb@epsilonassociates.com | 1 | THREE CLEAVER BROOKS CB400-300 BOILERS | 3 | BOILER | CLEAVER BROOKS | CB-400-300 | 1984-12-01 | 2010 | 12.73 | 1 | NATURAL GAS | NATURAL GAS | 209 | Natural Gas |  |  | 65.54 | E6FT3 | N | 24 | 7 | 52 | 24 | 7 | 20
1193205 | BOSTON FINANCIAL DATA SERVICES INC |  | 2000 CROWN COLONY DR |  | QUINCY | MA | 021690000 | 2000 CROWN COLONY DR |  | QUINCY | MA | 021690000 | N | PRIVATE | SM25 | BOSTON FINANCIAL DATA SERVICES | 6177864118 | pjackson@bostonfinancial.com | PETER | JACKSON | 6174834381 | PJACKSON@bostonfinancial.com | PETER | JACKSON | 6174834381 | PJACKSON@bostonfinancial.com | 1 | 1000 KW EMERGENCY DIESEL GENERATOR |  | ENGINE | CATERPILLAR | 3508B DITA | 2000-01-01 | 2009 | 10.332 | 1 | DIESEL FUEL | DIESEL | 44 | DIESEL | 0.0015 |  | 0.2598 | E3GAL | N | 1 | 1 | 52 | 1 | 1 | 22
1193205 | BOSTON FINANCIAL DATA SERVICES INC |  | 2000 CROWN COLONY DR |  | QUINCY | MA | 021690000 | 2000 CROWN COLONY DR |  | QUINCY | MA | 021690000 | N | PRIVATE | SM25 | BOSTON FINANCIAL DATA SERVICES | 6177864118 | pjackson@bostonfinancial.com | PETER | JACKSON | 6174834381 | PJACKSON@bostonfinancial.com | PETER | JACKSON | 6174834381 | PJACKSON@bostonfinancial.com | 2 | 1500 KW EMERGENCY GENERATOR |  | ENGINE | CATERPILLAR | 3512B DITA | 2000-01-01 | 2009 | 15.484 | 1 | ULSD FUEL | DIESEL | 44 | DIESEL | 0.0015 | 0 | 0.3428 | E3GAL | N | 1 | 1 | 52 | 1 | 1 | 22
1193216 | LONZA BIOLOGICS INC |  | 97-99 SOUTH ST |  | HOPKINTON | MA | 017480000 | 97-99 SOUTH ST |  | HOPKINTON | MA | 017480000 | N | PRIVATE | NM50 | LONZA BIOLOGICS INC | 5084970700 | contact.hopkinton@lonza.com | LESLEY | WOOD | 7747598224 | LESLEY.WOOD@LONZA.COM | ANTHONY | MACE | 7747598224 | ANTHONY.MACE@LONZA.COM | 11 | 99-PB-02 |  | BOILER | CLEAVER BROOKS | CBI-700-500-150 12250 | 2008-10-01 | 2011 | 20.412 | 1 | NATURAL GAS | NATURAL GAS | 209 | Natural Gas |  |  | 19.7907 | E6FT3 | Y | 24 | 7 | 52 | 24 | 7 | 22
1193216 | LONZA BIOLOGICS INC |  | 97-99 SOUTH ST |  | HOPKINTON | MA | 017480000 | 97-99 SOUTH ST |  | HOPKINTON | MA | 017480000 | N | PRIVATE | NM50 | LONZA BIOLOGICS INC | 5084970700 | contact.hopkinton@lonza.com | LESLEY | WOOD | 7747598224 | LESLEY.WOOD@LONZA.COM | ANTHONY | MACE | 7747598224 | ANTHONY.MACE@LONZA.COM | 12 | 99-PB-03 |  | BOILER | CLEAVER BROOKS | CBI-700-500-150 12250 | 2008-10-01 | 2011 | 20.412 | 1 | NATURAL GAS | NATURAL GAS | 209 | Natural Gas |  |  | 19.7907 | E6FT3 | Y | 24 | 7 | 52 | 24 | 7 | 22
1193217 | LAHEY CLINIC NORTH |  | 1 ESSEX DR |  | PEABODY | MA | 019600000 | 1 ESSEX CENTER DR |  | PEABODY | MA | 019600000 | N | PRIVATE | SM50 | LAHEY CLINIC FOUNDATION INC. | 7817445203 | harry.roberge@lahey.org | ROBERT J. | SCHNEIDER | 9785384000 | Robert.J.Schneider@lahey.org | HARRY | ROBERGE | 9785384165 | harry.roberge@lahey.org | 3 | BOILER 01 |  | BOILER | CLEAVER BROOKS | CB441X-250 | 1971-01-01 | 2010 | 10.461 | 1 | NATURAL GAS | NATURAL GAS | 209 | Natural Gas |  |  | 8.7 | E6FT3 | Y | 24 | 7 | 52 | 24 | 7 | 22
1193217 | LAHEY CLINIC NORTH |  | 1 ESSEX DR |  | PEABODY | MA | 019600000 | 1 ESSEX CENTER DR |  | PEABODY | MA | 019600000 | N | PRIVATE | SM50 | LAHEY CLINIC FOUNDATION INC. | 7817445203 | harry.roberge@lahey.org | ROBERT J. | SCHNEIDER | 9785384000 | Robert.J.Schneider@lahey.org | HARRY | ROBERGE | 9785384165 | harry.roberge@lahey.org | 4 | BOILER 02 |  | BOILER | CLEAVER BROOKS | CB441X-250 | 1971-01-01 | 2010 | 10.461 | 1 | NATURAL GAS | NATURAL GAS | 209 | Natural Gas |  |  | 8.7 | E6FT3 | Y | 24 | 7 | 52 | 24 | 7 | 22
1193217 | LAHEY CLINIC NORTH |  | 1 ESSEX DR |  | PEABODY | MA | 019600000 | 1 ESSEX CENTER DR |  | PEABODY | MA | 019600000 | N | PRIVATE | SM50 | LAHEY CLINIC FOUNDATION INC. | 7817445203 | harry.roberge@lahey.org | ROBERT J. | SCHNEIDER | 9785384000 | Robert.J.Schneider@lahey.org | HARRY | ROBERGE | 9785384165 | harry.roberge@lahey.org | 10 | BOILER 03 AND 04 | 2 | BOILER | CLEAVER BROOKS | CBI700-125-125 | 2009-04-09 | 2010 | 10.2 | 1 | NATURAL GAS | NATURAL GAS | 209 | Natural Gas |  |  | 8.48 | E6FT3 | N | 24 | 7 | 52 | 24 | 7 | 22
1193248 | NATICK MALL |  | 300 SPEEN ST |  | NATICK | MA | 017600000 | 300 SPEEN ST | 1245 WORCESTER STREET SUITE 1218 | NATICK | MA | 017600000 | N | PRIVATE | NM50 | NATICK MALL EXPANSION PROJECT | 5086554800 | Adam.Skrzypczak@ggp.com | ADAM | SKRZYPCZAK | 5086554800 | Adam.Skrzypczak@ggp.com | ADAM | SKRZYPCZAK | 5086554800 | Adam.Skrzypczak@ggp.com | 1 | BOILER NO. 1 |  | BOILER | CLEAVER-BROOKS | 4WG700-500-125#HW | 2007-05-01 | 2010 | 20.92 | 1 | NATURAL GAS | NATURAL GAS | 209 | Natural Gas |  |  | 8.03 | E6FT3 | N | 16 | 7 | 30 | 0 | 0 | 0
1193248 | NATICK MALL |  | 300 SPEEN ST |  | NATICK | MA | 017600000 | 300 SPEEN ST | 1245 WORCESTER STREET SUITE 1218 | NATICK | MA | 017600000 | N | PRIVATE | NM50 | NATICK MALL EXPANSION PROJECT | 5086554800 | Adam.Skrzypczak@ggp.com | ADAM | SKRZYPCZAK | 5086554800 | Adam.Skrzypczak@ggp.com | ADAM | SKRZYPCZAK | 5086554800 | Adam.Skrzypczak@ggp.com | 2 | BOILER NO. 2 |  | BOILER | CLEAVER-BROOKS | 4WG700-500-125#HW | 2007-05-01 | 2010 | 20.92 | 1 | NATURAL GAS | NATURAL GAS | 209 | Natural Gas |  |  | 8.03 | E6FT3 | N | 16 | 7 | 30 | 0 | 0 | 0
1193248 | NATICK MALL |  | 300 SPEEN ST |  | NATICK | MA | 017600000 | 300 SPEEN ST | 1245 WORCESTER STREET SUITE 1218 | NATICK | MA | 017600000 | N | PRIVATE | NM50 | NATICK MALL EXPANSION PROJECT | 5086554800 | Adam.Skrzypczak@ggp.com | ADAM | SKRZYPCZAK | 5086554800 | Adam.Skrzypczak@ggp.com | ADAM | SKRZYPCZAK | 5086554800 | Adam.Skrzypczak@ggp.com | 3 | BOILER NO. 3 |  | BOILER | CLEAVER-BROOKS | 4WG700-500-125#HW | 2007-05-01 | 2010 | 20.92 | 1 | NATURAL GAS | NATURAL GAS | 209 | Natural Gas |  |  | 8.03 | E6FT3 | N | 16 | 7 | 30 | 0 | 0 | 0
1193248 | NATICK MALL |  | 300 SPEEN ST |  | NATICK | MA | 017600000 | 300 SPEEN ST | 1245 WORCESTER STREET SUITE 1218 | NATICK | MA | 017600000 | N | PRIVATE | NM50 | NATICK MALL EXPANSION PROJECT | 5086554800 | Adam.Skrzypczak@ggp.com | ADAM | SKRZYPCZAK | 5086554800 | Adam.Skrzypczak@ggp.com | ADAM | SKRZYPCZAK | 5086554800 | Adam.Skrzypczak@ggp.com | 5 | 2000 KW EMERGENCY GENERATOR |  | ENGINE | CUMMINS | QSK60 | 2007-06-01 | 2010 | 19.3 | 1 | ULTRA LOW SULFUR DIESEL | DIESEL | 44 | DIESEL | 0.0015 |  | 0.416 | E3GAL | N | 1 | 1 | 1 | 1 | 1 | 1
1193260 | 200 TECHNOLOGY SQUARE |  | 200 TECHNOLOGY SQ |  | CAMBRIDGE | MA | 021390000 | 700 TECHNOLOGY SQ |  | CAMBRIDGE | MA | 021390000 | N | PRIVATE | SM25 | ARE TECH SQUARE, LLC | 6176616962 | toleary@labspace.com | TED | O'LEARY | 6176616962 | toleary@labspace.com | TED | O'LEARY | 6176616962 | toleary@labspace.com | 1 | 1000 KW 200 TENANT |  | ENGINE | CATERPILLAR | C32 | 2007-10-12 | 2010 | 1000 | 1 | #2 LOW SULFUR DIESEL | NO.2 | 58 | Distillate Oil (No. 2) | 1.5 |  | 0.0011 | E3GAL | N | 1 | 1 | 52 | 1 | 1 | 18
1193267 | BMR ROGERS STREET LLC | FKA LYME PROPERTIES ROGERS STREET LLC | 320 BENT ST |  | CAMBRIDGE | MA | 021410000 | 17190 BERNARDO CENTER DR | BIOMED REALTY TRUST | SAN DIEGO | CA | 921280000 | N | PRIVATE | NM50 | BMR-ROGERS STREET LLC | 6172252440 | russell.garland@biomedrealty.com | RUSSELL | GARLAND | 6172252440 | russell.garland@biomedrealty.com | CHRISTOPHER | KILDAY | 6172252440 | christopher.kilday@biomedrealty.com | 1 | 301 BINNEY ST BOILER 1 |  | BOILER | CLEAVER BROOKS | CBI-700-600-125 | 2007-10-01 | 2011 | 24 | 1 | NATURAL GAS | NATURAL GAS | 209 | Natural Gas |  |  | 11.26 | E6FT3 | N | 24 | 7 | 52 | 24 | 7 | 22
1193267 | BMR ROGERS STREET LLC | FKA LYME PROPERTIES ROGERS STREET LLC | 320 BENT ST |  | CAMBRIDGE | MA | 021410000 | 17190 BERNARDO CENTER DR | BIOMED REALTY TRUST | SAN DIEGO | CA | 921280000 | N | PRIVATE | NM50 | BMR-ROGERS STREET LLC | 6172252440 | russell.garland@biomedrealty.com | RUSSELL | GARLAND | 6172252440 | russell.garland@biomedrealty.com | CHRISTOPHER | KILDAY | 6172252440 | christopher.kilday@biomedrealty.com | 2 | 301 BINNEY ST BOILER 2 |  | BOILER | CLEAVER BROOKS | CBLE-600-125HW | 2007-10-01 | 2011 | 24.494 | 1 | NATURAL GAS | NATURAL GAS | 209 | Natural Gas |  |  | 11.26 | E6FT3 | N | 24 | 7 | 52 | 24 | 7 | 22
1193267 | BMR ROGERS STREET LLC | FKA LYME PROPERTIES ROGERS STREET LLC | 320 BENT ST |  | CAMBRIDGE | MA | 021410000 | 17190 BERNARDO CENTER DR | BIOMED REALTY TRUST | SAN DIEGO | CA | 921280000 | N | PRIVATE | NM50 | BMR-ROGERS STREET LLC | 6172252440 | russell.garland@biomedrealty.com | RUSSELL | GARLAND | 6172252440 | russell.garland@biomedrealty.com | CHRISTOPHER | KILDAY | 6172252440 | christopher.kilday@biomedrealty.com | 3 | 301 BINNEY ST BOILER 3 |  | BOILER | CLEAVER BROOKS | CLBE-600-125HW | 2007-10-01 | 2011 | 24.494 | 1 | NATURAL GAS | NATURAL GAS | 209 | Natural Gas |  |  | 11.26 | E6FT3 | N | 24 | 7 | 52 | 24 | 7 | 22
1193267 | BMR ROGERS STREET LLC | FKA LYME PROPERTIES ROGERS STREET LLC | 320 BENT ST |  | CAMBRIDGE | MA | 021410000 | 17190 BERNARDO CENTER DR | BIOMED REALTY TRUST | SAN DIEGO | CA | 921280000 | N | PRIVATE | NM50 | BMR-ROGERS STREET LLC | 6172252440 | russell.garland@biomedrealty.com | RUSSELL | GARLAND | 6172252440 | russell.garland@biomedrealty.com | CHRISTOPHER | KILDAY | 6172252440 | christopher.kilday@biomedrealty.com | 4 | 301 BINNEY ST BOILER 4 |  | BOILER | CLEAVER BROOKS | CBLE-600-125HW | 2007-10-01 | 2011 | 24.494 | 1 | NATURAL GAS | NATURAL GAS | 209 | Natural Gas |  |  | 11.26 | E6FT3 | N | 24 | 7 | 52 | 24 | 7 | 22
1193267 | BMR ROGERS STREET LLC | FKA LYME PROPERTIES ROGERS STREET LLC | 320 BENT ST |  | CAMBRIDGE | MA | 021410000 | 17190 BERNARDO CENTER DR | BIOMED REALTY TRUST | SAN DIEGO | CA | 921280000 | N | PRIVATE | NM50 | BMR-ROGERS STREET LLC | 6172252440 | russell.garland@biomedrealty.com | RUSSELL | GARLAND | 6172252440 | russell.garland@biomedrealty.com | CHRISTOPHER | KILDAY | 6172252440 | christopher.kilday@biomedrealty.com | 6 | 320 BENT ST BOILER 1 |  | BOILER | CLEAVER BROOKS | CBLE 700 600 125 HW | 2002-07-10 | 2011 | 24.94 | 1 | NATURAL GAS | NATURAL GAS | 209 | Natural Gas |  |  | 11.33 | E6FT3 | N | 24 | 7 | 52 | 24 | 7 | 22
1193267 | BMR ROGERS STREET LLC | FKA LYME PROPERTIES ROGERS STREET LLC | 320 BENT ST |  | CAMBRIDGE | MA | 021410000 | 17190 BERNARDO CENTER DR | BIOMED REALTY TRUST | SAN DIEGO | CA | 921280000 | N | PRIVATE | NM50 | BMR-ROGERS STREET LLC | 6172252440 | russell.garland@biomedrealty.com | RUSSELL | GARLAND | 6172252440 | russell.garland@biomedrealty.com | CHRISTOPHER | KILDAY | 6172252440 | christopher.kilday@biomedrealty.com | 7 | 320 BENT ST BOILER 2 |  | BOILER | CLEAVER BROOKS | CBLE 700 600 125 HW | 2002-07-10 | 2011 | 24.94 | 1 | NATURAL GAS | NATURAL GAS | 209 | Natural Gas |  |  | 11.33 | E6FT3 | N | 24 | 7 | 52 | 24 | 7 | 22
1193269 | LIBERTY MUTUAL INSURANCE |  | 230 HANSCOM DR |  | BEDFORD | MA | 017300000 | LIBERTY MUTUAL INSURANCE COMPANY | 9 RIVERSIDE RD | WESTON | MA | 024930000 | N | PRIVATE | NM25 | LIBERTY MUTUAL INSURANCE | 7812748114 | richard.barry@libertymutual.com | RICHARD | BARRY | 7818918900 | richard.barry@libertymutual.com | RICHARD | BARRY | 7818918900X27311 | richard.barry@libertymutual.com | 1 | BOILERS (3 IDENTICAL UNITS) | 3 | BOILER | VIESMANN | G7/1 - D ZMD | 2005-01-01 | 2011 | 10.083 | 1 | NATURAL GAS | NATURAL GAS | 209 | Natural Gas |  |  | 6.009 | E6FT3 | N | 24 | 7 | 52 | 24 | 7 | 22
1193312 | MASS GENERAL HOSPITAL DANVERS CENTER | FOR OUTPATIENT CARE | 102 ENDICOTT ST |  | DANVERS | MA | 019230000 | 102 ENDICOTT ST | ATTN: BUILDINGS AND GROUNDS | DANVERS | MA | 019230000 | N | PRIVATE | SM25 | PARTNERS HEALTHCARE SYSTEM INC | 6177268880 | RCASTALDO@PARTNERS.ORG | ROBERT | CASTALDO | 6177268880 | RCASTALDO@PARTNERS.ORG | ROBERT | CASTALDO | 6177268880 | RCASTALDO@PARTNERS.ORG | 6 | EMERGENCY GENERATOR |  | ENGINE | CUMMINS | 1500DQGAB | 2008-07-15 | 2010 | 15.316 | 1 | ULTRA LOW SULFUR DIESEL | DIESEL | 44 | DIESEL | 0.0015 |  | 2.068 | E3GAL | N | 1 | 1 | 13 | 1 | 1 | 3
1193314 | STATE STREET OFFICE PARK |  | 1200 CROWN COLONY DR |  | QUINCY | MA | 021690000 | 1200 CROWN COLONY DR |  | QUINCY | MA | 021690000 | N | PRIVATE | SM25 | STATE STREET OFFICE PARK | 6176893400 | Frederick.Duplissa@cbre.com | FREDERICK | DUPLISSA | 6176644348 | Frederick.Duplissa@cbre.com | FREDERICK | DUPLISSA | 6179858369 | Frederick.Duplissa@cbre.com | 1 | CAT 32 DITA |  | ENGINE | CATERPILLAR | C32 | 2007-03-18 | 2010 | 10.08 | 1 | ULTRA LOW SULFUR DIESEL | DIESEL | 44 | DIESEL | 0.0015 | 0 | 0.7975 | E3GAL | N | 1 | 1 | 11 | 1 | 1 | 5
1193327 | BROAD INSTITUTE THE |  | 320 CHARLES ST |  | CAMBRIDGE | MA | 021410000 | 7 CAMBRIDGE CENTER |  | CAMBRIDGE | MA | 021420000 | N | PRIVATE | NM25 | BROAD INSTITUTE INC THE | 6177148466 | rokeefe@broadinstitute.org | RHONDA | O'KEEFE | 6177147180 | rokeefe@broadinstitute.org | MARGO | JAY | 8008255343 | mjay@eheinc.com | 2 | CLEAVER-BROOKS BOILERS (2) (6.1 MMBTU/HR EACH) | 2 | BOILER | CLEAVER-BROOKS | CB1700 150-125 | 1999-01-01 | 2009 | 12.2 | 1 | NATURAL GAS | NATURAL GAS | 209 | Natural Gas |  |  | 14.2 | E6FT3 | N | 6 | 7 | 52 | 4 | 5 | 22
1193339 | SAUGUS HIGH SCHOOL |  | 1 PEARCE MEMORIAL DR |  | SAUGUS | MA | 019060000 | 1 PEARCE MEMORIAL DR |  | SAUGUS | MA | 019060000 | Y | LOCAL GOVERNMENT | NM50 | SAUGUS HIGH SCHOOL | 7812315027 | srippin@saugus.k12.ma.us | SAMUEL | RIPPIN | 7812315046 | srippin@saugus.k12.ma.us | ARTHUR | RUMSON | 7812314122 | NA@na.com | 1 | BOILERS # 1-4 | 4 | BOILER | SMITH | 28A SERIES N2002-1360, 1362, 1363, 1364 | 2003-07-01 | 2009 | 18.068 | 1 | NATURAL GAS | NATURAL GAS | 209 | Natural Gas |  |  | 12.7092 | E6FT3 | N | 24 | 7 | 36 | 9 | 5 | 8
1193353 | MARY CURLEY MIDDLE SCHOOL |  | 493 CENTER ST |  | JAMAICA PLAIN | MA | 021300000 | BOSTON PUBLIC SCHOOLS | 26 COURT ST | BOSTON | MA | 021080000 | Y | LOCAL GOVERNMENT | NM25 | MARY CURLEY MIDDLE SCHOOL | 6176358300X185 | MDILORENZO@BOSTON.K12.MA.US | MICHAEL | DILORENZO | 6176358300 | MDILORENZO@BOSTON.K12.MA.US | MICHAEL | DILORENZO | 6176358300X185 | MDILORENZO@BOSTON.K12.MA.US | 1 | BOILER #1 - HB SMITH - NATURAL GAS |  | BOILER | HB SMITH | M450L | 1989-01-01 | 2008 | 12.6 | 1 | NATURAL GAS | NATURAL GAS | 209 | Natural Gas |  |  | 4.5 | E6FT3 | N | 12 | 5 | 39 | 5 | 5 | 22
1193353 | MARY CURLEY MIDDLE SCHOOL |  | 493 CENTER ST |  | JAMAICA PLAIN | MA | 021300000 | BOSTON PUBLIC SCHOOLS | 26 COURT ST | BOSTON | MA | 021080000 | Y | LOCAL GOVERNMENT | NM25 | MARY CURLEY MIDDLE SCHOOL | 6176358300X185 | MDILORENZO@BOSTON.K12.MA.US | MICHAEL | DILORENZO | 6176358300 | MDILORENZO@BOSTON.K12.MA.US | MICHAEL | DILORENZO | 6176358300X185 | MDILORENZO@BOSTON.K12.MA.US | 2 | BOILER #2 - HB SMITH - NATURAL GAS |  | BOILER | HB SMITH | M450L | 1989-01-01 | 2008 | 12.6 | 1 | NATURAL GAS | NATURAL GAS | 209 | Natural Gas |  |  | 4.5 | E6FT3 | N | 12 | 5 | 39 | 5 | 5 | 22
1193355 | THOMAS GARDNER ELEMENTARY SCHOOL |  | 30 ATHOL ST |  | ALLSTON | MA | 021340000 | BOSTON PUBLIC SCHOOLS | 26 COURT ST | BOSTON | MA | 021080000 | Y | LOCAL GOVERNMENT | NM25 | THOMAS GARDNER ELEMENTARY SCHOOL | 6176358300 | MDILORENZO@BOSTON.K12.MA.US | MICHAEL | DILORENZO | 6176358300 | MDILORENZO@BOSTON.K12.MA.US | MICHAEL | DILORENZO | 6176358300X185 | MDILORENZO@BOSTON.K12.MA.US | 1 | BOILER #1 - HB SMITH - NAT GAS |  | BOILER | HB SMITH | 450L | 1992-01-01 | 2008 | 10.8 | 1 | NATURAL GAS | NATURAL GAS | 209 | Natural Gas |  |  | 2.65 | E6FT3 | N | 9 | 5 | 39 | 5 | 5 | 22
1193356 | JOSEPH HURLEY SCHOOL |  | 70 WORCESTER ST |  | BOSTON | MA | 021180000 | 26 COURT ST |  | BOSTON | MA | 021080000 | Y | LOCAL GOVERNMENT | NM25 | JOSEPH HURLEY SCHOOL | 6176358300X185 | mdilorenzo@boston.k12.ma.us | MICHAEL | DILORENZO | 6176358300 | mdilorenzo@boston.k12.ma.us | MICHAEL | DILORENZO | 6176358300X185 | mdilorenzo@boston.k12.ma.us | 1 | BOILER #1 - HB SMITH - NATURAL GAS |  | BOILER | HB SMITH | 450A | 1996-01-01 | 2008 | 12.6 | 1 | NATURAL GAS | NATURAL GAS | 209 | Natural Gas |  |  | 2.35 | E6FT3 | N | 9 | 5 | 39 | 5 | 5 | 22
1193357 | JOHN ELLIOT ELEMENTARY SCHOOL |  | 16 CHARTER ST |  | BOSTON | MA | 021130000 | 26 COURT ST |  | BOSTON | MA | 021080000 | Y | LOCAL GOVERNMENT | NM25 | JOHN ELLIOT ELEMENTARY SCHOOL | 6176358300 | mdilorenzo@boston.k12.ma.us | MICHAEL | DILORENZO | 6176358300 | mdilorenzo@boston.k12.ma.us | MICHAEL | DELORENZO | 6176358300X185 | mdilorenzo@boston.k12.ma.us | 1 | BOILER #1 - HB SMITH - 450L - NAT GAS |  | BOILER | HB SMITH | 450L | 1972-07-07 | 2008 | 12.6 | 1 | NATURAL GAS | NATURAL GAS | 209 | Natural Gas |  |  | 14.089 | E6FT3 | N | 9 | 5 | 39 | 5 | 5 | 22
1193358 | MARTIN LUTHER KING SCHOOL |  | 100 MAXWELL ST |  | DORCHESTER | MA | 021240000 | 26 COURT ST |  | BOSTON | MA | 021080000 | Y | LOCAL GOVERNMENT | NM25 | MARTIN LUTHER KING SCHOOL | 6176358300X185 | mdilorenzo@boston.k12.ma.us | MICHAEL | DILORENZO | 6176358300 | mdilorenzo@boston.k12.ma.us | JEFF | LANE | 6176358300X185 | mdilorenzo@boston.k12.ma.us | 1 | BOILER #1 - HB SMITH 450 - NAT GAS |  | BOILER | NS SMITH | 450L | 1996-07-07 | 2008 | 80 | 1 | NATURAL GAS | NATURAL GAS | 209 | Natural Gas |  |  | 18 | E6FT3 | N | 10 | 6 | 39 | 5 | 5 | 22
1193363 | NORTHEAST METROPOLITAN REGIONAL VOCATION |  | 100 HEMLOCK ST |  | WAKEFIELD | MA | 018800000 | 100 HEMLOCK ST |  | WAKEFIELD | MA | 018800000 | Y | LOCAL GOVERNMENT | SM25 | NORTHEAST METROPOLITAN REGIONAL VOCATIONAL SCHOOL | 7812460810 | jcrowley@northeast.tec.ma.us | JOHN | CROWLEY | 7812460810 | jcrowley@northeast.tec.ma.us | JEFFREY | JOHNSON | 7812464919X1657 | jjohnson@northeast.tec.ma.us | 1 | BOILER #1 - CLEAVER BROOKS |  | BOILER | CLEAVER BROOKS | CB655-350 | 1968-09-21 | 2011 | 14.645 | 1 | #4 FUEL OIL | NO.4 | 825 | Distillate Oil (No. 4) | 1 | 0 | 37.284 | E3GAL | N | 24 | 7 | 36 | 9 | 5 | 8
1193363 | NORTHEAST METROPOLITAN REGIONAL VOCATION |  | 100 HEMLOCK ST |  | WAKEFIELD | MA | 018800000 | 100 HEMLOCK ST |  | WAKEFIELD | MA | 018800000 | Y | LOCAL GOVERNMENT | SM25 | NORTHEAST METROPOLITAN REGIONAL VOCATIONAL SCHOOL | 7812460810 | jcrowley@northeast.tec.ma.us | JOHN | CROWLEY | 7812460810 | jcrowley@northeast.tec.ma.us | JEFFREY | JOHNSON | 7812464919X1657 | jjohnson@northeast.tec.ma.us | 2 | BOILER #2 - CLEAVER BROOKS |  | BOILER | CLEAVER BROOKS | CB655-350 | 1968-09-21 | 2011 | 14.645 | 1 | #4 FUEL OIL | NO.4 | 825 | Distillate Oil (No. 4) | 1 | 0.1 | 37.284 | E3GAL | N | 24 | 7 | 36 | 9 | 5 | 8
1193370 | SAVVIS COMMUNICATIONS | BOS1 | 600 WINTER ST |  | WALTHAM | MA | 024510000 | 115 2ND AVE |  | WALTHAM | MA | 024510000 | N | PRIVATE | NM25 | SAVVIS COMMUNICATIONS | 3146287000 | jay.quigley@savvis.net | JAY | QUIGLEY | 7815775132 | jay.quigley@savvis.net | JAY | QUIGLEY | 7815775132 | jay.quigley@savvis.net | 1 | EMERGENCY GENERATOR - 1 |  | ENGINE | CATERPILLAR | 3508B | 1999-04-11 | 2010 | 10.0991 | 1 | DIESEL | DIESEL | 44 | DIESEL | 0.0015 | 0 | 136.3379 | E6BTU | N | 1 | 1 | 13 | 1 | 1 | 5
1193370 | SAVVIS COMMUNICATIONS | BOS1 | 600 WINTER ST |  | WALTHAM | MA | 024510000 | 115 2ND AVE |  | WALTHAM | MA | 024510000 | N | PRIVATE | NM25 | SAVVIS COMMUNICATIONS | 3146287000 | jay.quigley@savvis.net | JAY | QUIGLEY | 7815775132 | jay.quigley@savvis.net | JAY | QUIGLEY | 7815775132 | jay.quigley@savvis.net | 2 | EMERGENCY GENERATOR - 2 |  | ENGINE | CATERPILLAR | 3508B | 1999-04-11 | 2010 | 10.0991 | 1 | DIESEL | DIESEL | 44 | DIESEL | 0.0015 | 0 | 136.3379 | E6BTU | N | 1 | 1 | 13 | 1 | 1 | 5
1193370 | SAVVIS COMMUNICATIONS | BOS1 | 600 WINTER ST |  | WALTHAM | MA | 024510000 | 115 2ND AVE |  | WALTHAM | MA | 024510000 | N | PRIVATE | NM25 | SAVVIS COMMUNICATIONS | 3146287000 | jay.quigley@savvis.net | JAY | QUIGLEY | 7815775132 | jay.quigley@savvis.net | JAY | QUIGLEY | 7815775132 | jay.quigley@savvis.net | 3 | EMERGENCY GENERATOR - 3 |  | ENGINE | CATERPILLAR | 3508B | 1999-04-11 | 2010 | 10.0991 | 1 | DIESEL | DIESEL | 44 | DIESEL | 0.0015 | 0 | 136.3379 | E6BTU | N | 1 | 1 | 13 | 1 | 1 | 5
1193372 | VERTEX PHARMACEUTICALS INC |  | 130 WAVERLY ST |  | CAMBRIDGE | MA | 021390000 | 130 WAVERLY ST | ATTN: EHS DIRECTOR | CAMBRIDGE | MA | 021390000 | N | PRIVATE | NM99 | VERTEX PHARMACEUTICALS INC | 6174446100 | brian_days@vrtx.com | BRIAN | DAYS | 6174446607 | brian_days@vrtx.com | BRIAN | DAYS | 6174446607 | brian_days@vrtx.com | 3 | DIESEL STANDBY GENERATORS | 2 | ENGINE | CATERPILLAR | 3412 | 2001-04-27 | 2009 | 11.424 | 1 | STANDBY GENERATOR DIESEL | DIESEL | 44 | DIESEL | 0.0015 | 0 | 0.852 | E3GAL | N | 1 | 1 | 19 | 1 | 1 | 8
1193373 | VERTEX PHARMACEUTICALS INC |  | 675 WEST KENDALL ST |  | CAMBRIDGE | MA | 021420000 | 130 WAVERLY STREET | ATTN: EHS DIRECTOR | CAMBRIDGE | MA | 021390000 | N | PRIVATE | NM99 | VERTEX PHARMACEUTICALS INC | 6174446100 | brian_days@vrtx.com | BRIAN | DAYS | 6174446607 | brian_days@vrtx.com | BRIAN | DAYS | 6174446607 | brian_days@vrtx.com | 1 | DIESEL STANDBY GENERATORS | 2 | ENGINE | CATEPILLAR | 3412 | 2003-10-17 | 2009 | 11.979 | 1 | STANDBY GENERATOR DIESEL | DIESEL | 44 | DIESEL | 0.0015 | 0 | 0.53 | E3GAL | N | 1 | 1 | 19 | 1 | 1 | 8
1193380 | ANGELICA CORP |  | 30 INNER BELT RD |  | SOMERVILLE | MA | 021430000 | 30 INNER BELT RD |  | SOMERVILLE | MA | 021430000 | N | PRIVATE | NM25 | AMB PROPERTY CORPORATION | 5083378180 | jbarry@amb.com | BEN | FITZHERBERT | 6176294100 | bfitzherbert@angelica.com | BEN | FITZHERBERT | 6176294100 | bfitzherbert@angelica.com | 1 | BOILER #1- CLEAVER BROOKS CBI-700-500-150 |  | BOILER | CLEAVER BROOKS | CBI-700-500-150 | 2004-12-01 | 2009 | 20.4 | 1 | NATURAL GAS | NATURAL GAS | 209 | Natural Gas |  |  | 54.07 | E6FT3 | N | 24 | 7 | 52 | 24 | 7 | 22
1193380 | ANGELICA CORP |  | 30 INNER BELT RD |  | SOMERVILLE | MA | 021430000 | 30 INNER BELT RD |  | SOMERVILLE | MA | 021430000 | N | PRIVATE | NM25 | AMB PROPERTY CORPORATION | 5083378180 | jbarry@amb.com | BEN | FITZHERBERT | 6176294100 | bfitzherbert@angelica.com | BEN | FITZHERBERT | 6176294100 | bfitzherbert@angelica.com | 2 | CLOTHS DRYERS-MILNOR (1-5 UNITS) | 5 | LINEN DRYERS (5) | MILNOR | 58058TG1 | 2004-12-01 | 2009 | 10 | 1 | NATURAL GAS | NATURAL GAS | 209 | Natural Gas |  |  | 18 | E6FT3 | N | 18 | 7 | 52 | 18 | 7 | 22
1193380 | ANGELICA CORP |  | 30 INNER BELT RD |  | SOMERVILLE | MA | 021430000 | 30 INNER BELT RD |  | SOMERVILLE | MA | 021430000 | N | PRIVATE | NM25 | AMB PROPERTY CORPORATION | 5083378180 | jbarry@amb.com | BEN | FITZHERBERT | 6176294100 | bfitzherbert@angelica.com | BEN | FITZHERBERT | 6176294100 | bfitzherbert@angelica.com | 3 | CLOTHS DRYERS-MILNOR (6-10 UNITS) | 5 | OTHER COMBUSTION (5 LINEN DRYERS) | MILNOR | 58058TG1 &58058TG2 | 2004-12-01 | 2009 | 10 | 1 | NATURAL GAS | NATURAL GAS | 209 | Natural Gas |  |  | 18 | E6FT3 | N | 18 | 7 | 52 | 18 | 7 | 22
1193380 | ANGELICA CORP |  | 30 INNER BELT RD |  | SOMERVILLE | MA | 021430000 | 30 INNER BELT RD |  | SOMERVILLE | MA | 021430000 | N | PRIVATE | NM25 | AMB PROPERTY CORPORATION | 5083378180 | jbarry@amb.com | BEN | FITZHERBERT | 6176294100 | bfitzherbert@angelica.com | BEN | FITZHERBERT | 6176294100 | bfitzherbert@angelica.com | 4 | CLOTHS DRYERS-MILNOR (11-15 UNITS) | 5 | OTHER COMBUSTION (5 LINEN DRYERS) | MILNOR | 58058TG2 | 2004-12-01 | 2009 | 10 | 1 | NATURAL GAS | NATURAL GAS | 209 | Natural Gas |  |  | 18 | E6FT3 | N | 18 | 7 | 52 | 18 | 7 | 22
1193380 | ANGELICA CORP |  | 30 INNER BELT RD |  | SOMERVILLE | MA | 021430000 | 30 INNER BELT RD |  | SOMERVILLE | MA | 021430000 | N | PRIVATE | NM25 | AMB PROPERTY CORPORATION | 5083378180 | jbarry@amb.com | BEN | FITZHERBERT | 6176294100 | bfitzherbert@angelica.com | BEN | FITZHERBERT | 6176294100 | bfitzherbert@angelica.com | 5 | CLOTHS DRYERS-MILNOR (16-20 UNITS) | 5 | OTHER COMBUSTION (5 LINEN DRYERS) | MILNOR | 58058TG1 &58058TG2 | 2004-12-01 | 2009 | 10 | 1 | NATURAL GAS | NATURAL GAS | 209 | Natural Gas |  |  | 18 | E6FT3 | N | 18 | 7 | 52 | 18 | 7 | 22
1193403 | HSL NEWBRIDGE ON THE CHARLES |  | 7000 GREAT MEADOW RD |  | DEDHAM | MA | 020260000 | 5000 GREAT MEADOW RD | FACILITIES | DEDHAM | MA | 020260000 | N | PRIVATE | SM25 | HSL NEWBRIDGE ON THE CHARLES | 7812349150 | engineering@hsl.harvard.edu | KEVIN | COALTER | 7812349160 | kevincoalter@hsl.harvard.edu | KEVIN | COALTER | 7812349160 | kevincoalter@hsl.harvard.edu | 1 | BOILER 1J |  | BOILER | RBI | FB1950 | 2008-01-01 | 2010 | 1950 | 1 | NATURAL GAS | NATURAL GAS | 209 | Natural Gas |  |  | 1.38 | E6FT3 | N | 2 | 7 | 52 | 2 | 7 | 20
1193403 | HSL NEWBRIDGE ON THE CHARLES |  | 7000 GREAT MEADOW RD |  | DEDHAM | MA | 020260000 | 5000 GREAT MEADOW RD | FACILITIES | DEDHAM | MA | 020260000 | N | PRIVATE | SM25 | HSL NEWBRIDGE ON THE CHARLES | 7812349150 | engineering@hsl.harvard.edu | KEVIN | COALTER | 7812349160 | kevincoalter@hsl.harvard.edu | KEVIN | COALTER | 7812349160 | kevincoalter@hsl.harvard.edu | 11 | RTU1F |  | FURNACE | VALENT | VPR-210-25A-401-C-100 | 2008-01-01 | 2010 | 400 | 1 | NATURAL GAS | NATURAL GAS | 209 | Natural Gas |  |  | 0.58 | E6FT3 | N | 8 | 7 | 26 | 8 | 7 | 2
1193416 | ATLANTIC WHARF | FKA RUSSIA WHARF | 280 CONGRESS ST |  | BOSTON | MA | 021090000 | 280 CONGRESS ST | STE 210, C/O BOSTON PROPERTIES LTD PARTN | BOSTON | MA | 022100000 | N | PRIVATE | SM25 | ATLANTIC WHARF | 6172363306 | jarsenault@bostonproperties.com | JULIA | ARSENAULT | 6176037181 | jarsenault@bostonproperties.com | JULIA | ARSENAULT | 6176037181 | jarsenault@bostonproperties.com | 1 | EG#1 (BASE BUILDING GENERATOR) |  | ENGINE | CATERPILLAR | 3516C | 2011-01-01 | 2011 | 19.31 | 1 | DIESEL | DIESEL | 44 | DIESEL | 0.0015 | 0 | 2.327 | E3GAL | N | 1 | 1 | 12 | 1 | 1 | 5
1193416 | ATLANTIC WHARF | FKA RUSSIA WHARF | 280 CONGRESS ST |  | BOSTON | MA | 021090000 | 280 CONGRESS ST | STE 210, C/O BOSTON PROPERTIES LTD PARTN | BOSTON | MA | 022100000 | N | PRIVATE | SM25 | ATLANTIC WHARF | 6172363306 | jarsenault@bostonproperties.com | JULIA | ARSENAULT | 6176037181 | jarsenault@bostonproperties.com | JULIA | ARSENAULT | 6176037181 | jarsenault@bostonproperties.com | 2 | EG#2 STACK (TENANT STANDBY GENERATOR #1) |  | ENGINE | CATERPILLAR | 3512C | 2011-01-01 | 2011 | 14.57 | 1 | DIESEL | DIESEL | 44 | DIESEL | 0.0015 | 0 | 0.1258 | E3GAL | N | 1 | 1 | 6 | 1 | 1 | 3
1193416 | ATLANTIC WHARF | FKA RUSSIA WHARF | 280 CONGRESS ST |  | BOSTON | MA | 021090000 | 280 CONGRESS ST | STE 210, C/O BOSTON PROPERTIES LTD PARTN | BOSTON | MA | 022100000 | N | PRIVATE | SM25 | ATLANTIC WHARF | 6172363306 | jarsenault@bostonproperties.com | JULIA | ARSENAULT | 6176037181 | jarsenault@bostonproperties.com | JULIA | ARSENAULT | 6176037181 | jarsenault@bostonproperties.com | 3 | EG#3 STACK (TENANT STANDBY GENERATOR #2) |  | ENGINE | CATERPILLAR | 3512C | 2011-01-01 | 2011 | 14.57 | 1 | DIESEL | DIESEL | 44 | DIESEL | 0.0015 | 0 | 0.1258 | E3GAL | N | 1 | 1 | 6 | 1 | 1 | 3
1193424 | SHIRE HUMAN GENETIC THERAPIES INC |  | 200 RIVERPARK DR |  | NORTH READING | MA | 018640000 | 200 RIVERPARK DR |  | NORTH READING | MA | 018640000 | N | PRIVATE | SM25 | SHIRE HUMAN GENETIC THERAPIES INC | 6176134836 | pgodding@shire.com | PAUL | GODDING | 6176134836 | pgodding@shire.com | PAUL | GODDING | 6176134836 | pgodding@shire.com | 1 | EMERGENCY GENERATOR 1300 KW |  | ENGINE | CATERPILLAR | SR4B | 2009-09-15 | 2010 | 13.2 | 1 | NATURAL GAS | NATURAL GAS | 209 | Natural Gas |  |  | 178.5 | E6BTU | N | 1 | 1 | 52 | 1 | 1 | 22
1193431 | BROAD INSTITUTE THE |  | 190 FIFTH ST |  | CAMBRIDGE | MA | 021410000 | 7 CAMBRIDGE CTR |  | CAMBRIDGE | MA | 021420000 | N | PRIVATE | NM25 | BROAD INSTITUTE INC THE | 6177148466 | rokeefe@broadinstitute.org | RHONDA | O'KEEFE | 6177147180 | rokeefe@broadinstitute.org | MARGO | JAY | 8008255343 | mjay@eheinc.com | 3 | AIR HANDLING EQUIPMENT (AHUS, RTUS, MUA) | 7 | AIR HANDLING EQUIPMENT | CARRIER, LENNOX, REZNOR | 58DL, OTHERS | 2008-01-01 | 2009 | 11.5 | 1 | NATURAL GAS | NATURAL GAS | 209 | Natural Gas |  |  | 0.5343 | E6FT3 | N | 2 | 5 | 52 | 6 | 5 | 22
1193432 | BOSTON DESIGN CENTER |  | 1 DESIGN CENTER PL | STE 337 | BOSTON | MA | 022100000 | ONE DESIGN CENTER PLACE | STE 337, ATTN: DIRECTOR OF FACILITIES | BOSTON | MA | 022100000 | N | PRIVATE | NM25 | BOSTON DESIGN CENTER | 6174495507 | siacovino@bostondesign.com | JULIE | ROGOWSKI | 6174495508 | jrogowski@bostondesign.com | STEPHEN | IACOVINO | 6174495507 | siacovino@bostondesign.com | 3 | BOILER 1 AND 2 | 2 | BOILER | CLEAVER BROOKS | CB700-200-60HW | 1980-06-18 | 2010 | 16.97 | 1 | NATURAL GAS | NATURAL GAS | 209 | Natural Gas |  |  | 1.456 | E6FT3 | N | 24 | 7 | 26 | 0 | 0 | 0
1193490 | NATIONAL GRID USA SERVICE COMPANY INC |  | 40 SYLVAN RD |  | WALTHAM | MA | 024510000 | 40 SYLVAN RD |  | WALTHAM | MA | 024510000 | N | UTILITY | SM25 | NATIONAL GRID USA SERVICE COMPANY, INC. | 7819072296 | SCOTT.GARDNER@US.NGRID.COM | ROBERT | TEETZ | 5165452577 | ROBERT.TEETZ@US.NGRID.COM | WILLIAM | HOWARD | 4017847505 | WILLIAM.HOWARD@US.NGRID.COM | 1 | CATERPILLAR EMERGENCY GENERATOR (1000KW) |  | ENGINE | CATERPILLAR | C32 | 2008-11-01 | 2010 | 10.4 | 1 | ULTRA LOW SULFUR DIESEL | DIESEL | 44 | DIESEL | 0.0015 | 0 | 0.092 | E3GAL | N | 1 | 1 | 12 | 1 | 1 | 5
1193490 | NATIONAL GRID USA SERVICE COMPANY INC |  | 40 SYLVAN RD |  | WALTHAM | MA | 024510000 | 40 SYLVAN RD |  | WALTHAM | MA | 024510000 | N | UTILITY | SM25 | NATIONAL GRID USA SERVICE COMPANY, INC. | 7819072296 | SCOTT.GARDNER@US.NGRID.COM | ROBERT | TEETZ | 5165452577 | ROBERT.TEETZ@US.NGRID.COM | WILLIAM | HOWARD | 4017847505 | WILLIAM.HOWARD@US.NGRID.COM | 1 | CATERPILLAR EMERGENCY GENERATOR (1000KW) |  | ENGINE | CATERPILLAR | C32 | 2008-11-01 | 2010 | 10.4 | 2 | ULTRA LOW SULFUR DIESEL | DIESEL | 44 | DIESEL | 0.0015 | 0 | 0.0743 | E3GAL | N | 1 | 1 | 12 | 1 | 1 | 5
1193505 | DIGITAL REALTY TRUST DATA CENTER 140 |  | 200 QUANNAPOWITT PKWY |  | WAKEFIELD | MA | 018801312 | 451 D ST | SUITE 912 | BOSTON | MA | 022100000 | N | PRIVATE | SM25 | DIGITAL GIP WAKEFIELD LLC | 7815417081 | cshaw@digitalrealtytrust.com | CHRISTINE | SHAW | 7815417081 | cshaw@digitalrealty.com | CHRISTINE | SHAW | 7815417081 | cshaw@digitalrealty.com | 1 | GEN 1B |  | ENGINE | CUMMINS | DOKAB - 5861673 | 2010-10-01 | 2011 | 19.6 | 1 | ULTRA LOW SULFUR DIESEL FUEL | DIESEL | 44 | DIESEL | 0.0015 | 0 | 0.75 | E3GAL | N | 1 | 1 | 12 | 1 | 1 | 5
1193505 | DIGITAL REALTY TRUST DATA CENTER 140 |  | 200 QUANNAPOWITT PKWY |  | WAKEFIELD | MA | 018801312 | 451 D ST | SUITE 912 | BOSTON | MA | 022100000 | N | PRIVATE | SM25 | DIGITAL GIP WAKEFIELD LLC | 7815417081 | cshaw@digitalrealtytrust.com | CHRISTINE | SHAW | 7815417081 | cshaw@digitalrealty.com | CHRISTINE | SHAW | 7815417081 | cshaw@digitalrealty.com | 7 | GEN 1A |  | ENGINE | CUMMINS | DOKAB-5861673 | 2010-10-01 | 2011 | 19.6 | 1 | ULTRA LOW SULFUR DIESEL FUEL | DIESEL | 44 | DIESEL | 0.0015 | 0 | 0.75 | E3GAL | N | 1 | 1 | 12 | 1 | 1 | 5
1193508 | SEVEN CAMBRIDGE CENTER | BOSTON PROPERTIES INC | 7 CAMBRIDGE CTR |  | CAMBRIDGE | MA | 021420000 | 7 CAMBRIDGE CTR |  | CAMBRIDGE | MA | 021420000 | N | PRIVATE | SM50 | BOSTON PROPERTIES | 6177147207 | edoherty@bostonproperties.com | PETER | SEE | 6172362310 | psee@bostonproperties.com | MATHEW | ROOME | 6177147204 | MRoome@BostonProperties.com | 1 | BOILER #1 CLEAVER-BROOKS CBI-700-500-125 |  | BOILER | CLEAVER-BROOKS | CBI-700-500-125 | 2005-02-21 | 2011 | 20.925 | 1 | NATURAL GAS | NATURAL GAS | 209 | Natural Gas |  |  | 29.1885 | E6FT3 | N | 24 | 7 | 30 | 24 | 7 | 11
1193508 | SEVEN CAMBRIDGE CENTER | BOSTON PROPERTIES INC | 7 CAMBRIDGE CTR |  | CAMBRIDGE | MA | 021420000 | 7 CAMBRIDGE CTR |  | CAMBRIDGE | MA | 021420000 | N | PRIVATE | SM50 | BOSTON PROPERTIES | 6177147207 | edoherty@bostonproperties.com | PETER | SEE | 6172362310 | psee@bostonproperties.com | MATHEW | ROOME | 6177147204 | MRoome@BostonProperties.com | 2 | BOILER #2 CLEAVER-BROOKS CBI-700-500-125 |  | BOILER | CLEAVER-BROOKS | CBI-700-500-125 | 2005-02-21 | 2011 | 20.925 | 1 | NATURAL GAS | NATURAL GAS | 209 | Natural Gas |  |  | 0 | E6FT3 | N | 0 | 0 | 0 | 0 | 0 | 0
1193508 | SEVEN CAMBRIDGE CENTER | BOSTON PROPERTIES INC | 7 CAMBRIDGE CTR |  | CAMBRIDGE | MA | 021420000 | 7 CAMBRIDGE CTR |  | CAMBRIDGE | MA | 021420000 | N | PRIVATE | SM50 | BOSTON PROPERTIES | 6177147207 | edoherty@bostonproperties.com | PETER | SEE | 6172362310 | psee@bostonproperties.com | MATHEW | ROOME | 6177147204 | MRoome@BostonProperties.com | 3 | BOILER #3 CLEAVER-BROOKS CBI-700-500-125 |  | BOILER | CLEAVER-BROOKS | CBI-700-500-125 | 2005-02-21 | 2011 | 20.925 | 1 | NATURAL GAS | NATURAL GAS | 209 | Natural Gas |  |  | 29.1885 | E6FT3 | N | 24 | 7 | 30 | 24 | 7 | 11
1193520 | 99 HIGH STREET |  | 99 HIGH ST |  | BOSTON | MA | 021100000 | 99 HIGH ST | 17TH FL, ATTN: DIRECTOR OF OPERATIONS | BOSTON | MA | 021100000 | N |  | NM25 | 99 HIGH STREET | 6174574689 | Michael.McGloin@am.jll.com | MICHAEL | MCGLOIN | 6174574689 | Michael.McGloin@am.jll.com | STEPHEN | SLOCOMB | 9784616214 | sslocomb@epsilonassociates.com | 1 | BOILER 1 |  | BOILER | CLEAVER BROOKS | FLX -700-12 | 1998-01-01 | 2011 | 12 | 1 | NATURAL GAS | NATURAL GAS | 209 | Natural Gas |  |  | 12.54 | E6FT3 | N | 24 | 7 | 52 | 24 | 7 | 2
1193520 | 99 HIGH STREET |  | 99 HIGH ST |  | BOSTON | MA | 021100000 | 99 HIGH ST | 17TH FL, ATTN: DIRECTOR OF OPERATIONS | BOSTON | MA | 021100000 | N |  | NM25 | 99 HIGH STREET | 6174574689 | Michael.McGloin@am.jll.com | MICHAEL | MCGLOIN | 6174574689 | Michael.McGloin@am.jll.com | STEPHEN | SLOCOMB | 9784616214 | sslocomb@epsilonassociates.com | 2 | BOILER 2 |  | BOILER | CLEAVER BROOKS | FLX-700-12 | 1998-01-01 | 2011 | 12 | 1 | NATURAL GAS | NATURAL GAS | 209 | Natural Gas |  |  | 12.54 | E6FT3 | N | 24 | 7 | 52 | 24 | 7 | 2
1193527 | NEWTON NORTH HIGH SCHOOL |  | 457 WALNUT ST |  | NEWTON | MA | 024600000 | 100 WALNUT ST. | ATTN: MICHAEL CRONIN | NEWTON | MA | 024600000 | Y | LOCAL GOVERNMENT | NM25 | CITY OF NEWTON - NEWTON PUBLIC SCHOOLS | 6175599000 | MICHAEL_CRONIN@NEWTON.K12.MA.US | CAROL | CHAFETZ | 6175599000 | CAROL_CHAFETZ@NEWTON.K12.MA.US | MICHAEL | CRONIN | 6175599000 | MICHAEL_CRONIN@NEWTON.K12.MA.US | 1 | BOILERS #1- #5 MAXON | 5 | BOILER | MAXON | 400 | 2009-07-01 | 2010 | 12.5 | 1 | NATURAL GAS | NATURAL GAS | 209 | Natural Gas |  |  | 18.4151 | E6FT3 | Y | 24 | 7 | 52 | 24 | 7 | 22
1193561 | BROCKTON HIGH SCHOOL |  | 470 FOREST AVE |  | BROCKTON | MA | 023010000 | BROCKTON PUBLIC SCHOOLS | 43 CRESCENT ST, ATTN: MICHAEL P THOMAS | BROCKTON | MA | 023010000 | Y | LOCAL GOVERNMENT | NM50 | BROCKTON HIGH SCHOOL | 5085807000 | michaelpthomas@bpsma.org | MICHAEL | THOMAS | 5085807000 | michaelpthomas@bpsma.org | MICHAEL | THOMAS | 5085807000 | michaelpthomas@bpsma.org | 1 | FACILITY-WIDE EXTERNAL COMBUSTION |  | BOILER | AERCO, RHEOS, RHEEM RUUD, ETC. | VARIOUS | 1970-01-01 | 2011 | 33.2 | 1 | NATURAL GAS | NATURAL GAS | 209 | Natural Gas |  |  | 21.5 | E6FT3 | Y | 24 | 7 | 52 | 24 | 7 | 22
1193562 | KEEFE VOCATIONAL SCHOOL |  | 750 WINTER ST |  | FRAMINGHAM | MA | 017010000 | 750 WINTER ST |  | FRAMINGHAM | MA | 017010000 | Y | LOCAL GOVERNMENT | NM50 | KEEFE VOCATIONAL SCHOOL | 5088795400 | djannetti@jpkeefehs.org | JAMES M. | LYNCH | 5084162250 | jlynch@jpkeefehs.org | DOMENIC | JANNETTI | 5085092403 | djannetti@jpkeefehs.org | 1 | CLEAVER BROOKS BOILERS | 2 | BOILER | CLEAVER BROOKS | CB441X-50 | 1971-12-06 | 2011 | 41.844 | 1 | NATURAL GAS | NATURAL GAS | 209 | Natural Gas |  |  | 27.4537 | E6FT3 | N | 10 | 5 | 52 | 2 | 5 | 20
1194006 | NSTAR GAS |  | 157 CORDAVILLE RD |  | SOUTHBOROUGH | MA | 017720000 | 1 NSTAR WAY, NE250 |  | WESTWOOD | MA | 020909230 | N | UTILITY | NM25 | NSTAR GAS COMPANY | 7814413806 | Thomas.Orourke@nstar.com | DONALD | ANASTASIA | 7814413410 | Donald.Anastasia@nstar.com | THOMAS | O'ROURKE | 7814413806 | thomas.orourke@nstar.com | 5 | CHILLER #1-HITACHI HAV-F-ION NATURAL GAS FUEL |  | NATURAL GAS FIRED CHIILER | HITACHI | HAV-F-ION | 1989-07-01 | 2010 | 10 | 1 | CHILLER #1-HITACHI HAV-F-ION NATURAL GAS | NATURAL GAS | 209 | Natural Gas |  |  | 9.03 | E6FT3 | Y | 24 | 7 | 52 | 24 | 7 | 22
1194011 | MASS CONTAINER CORPORATION |  | 300 CEDAR HILL ST |  | MARLBOROUGH | MA | 017520000 | 300 CEDAR HILL STREET |  | MARLBOROUGH | MA | 017520000 | N | PRIVATE | SM25 | MASS CONTAINER CORP | 5084811100 | MFEEHLY@UNICORR.COM | EDWARD | SANTIAGO | 5088042588 | ESANTIAGO@UNICORR.COM | EDWARD | SANTIAGO | 5088042588 | ESANTIAGO@UNICORR.COM | 1 | BOILER #1-CLEAVER BROOKS CB662-300 NATURAL GAS |  | BOILER | CLEAVER BROOKS | CB662-300 | 1968-02-14 | 2011 | 12.5 | 1 | BOILER #1-CLEAVER BROOKS CB662-300 NATURAL GAS | NATURAL GAS | 209 | Natural Gas |  |  | 27.16 | E6FT3 | N | 24 | 5 | 50 | 24 | 5 | 22
1194011 | MASS CONTAINER CORPORATION |  | 300 CEDAR HILL ST |  | MARLBOROUGH | MA | 017520000 | 300 CEDAR HILL STREET |  | MARLBOROUGH | MA | 017520000 | N | PRIVATE | SM25 | MASS CONTAINER CORP | 5084811100 | MFEEHLY@UNICORR.COM | EDWARD | SANTIAGO | 5088042588 | ESANTIAGO@UNICORR.COM | EDWARD | SANTIAGO | 5088042588 | ESANTIAGO@UNICORR.COM | 2 | BOILER #2-CLEAVER BROOKS CB662-300 NATURAL GAS |  | BOILER | CLEAVER BROOKS | CB662-300 | 1968-02-14 | 2011 | 12.5 | 1 | BOILER #2-CLEAVER BROOKS CB662-300 NATURAL GAS | NATURAL GAS | 209 | Natural Gas |  |  | 6.79 | E6FT3 | N | 24 | 7 | 20 | 0 | 0 | 0
1194015 | INTEL MASSACHUSETTS INC |  | 75 REED RD |  | HUDSON | MA | 017492895 | 75 REED RD |  | HUDSON | MA | 017492895 | N | PRIVATE | SM80-7 | INTEL CORP | 9785534000 | daniel.mchugh@intel.com | JEFF | FADDEN | 9785534977 | Jeffrey.D.Fadden@Intel.com | DANIEL | MCHUGH | 9785534000 | daniel.mchugh@intel.com | 5 | HD1 BOILERS #5 |  | BOILER | CLEAVER BROOKS | CB 400-500 | 1990-10-02 | 2011 | 20.2 | 1 | NATURAL GAS | NATURAL GAS | 209 | Natural Gas |  |  | 22.1335 | E6FT3 | Y | 24 | 7 | 52 | 24 | 7 | 22
1194015 | INTEL MASSACHUSETTS INC |  | 75 REED RD |  | HUDSON | MA | 017492895 | 75 REED RD |  | HUDSON | MA | 017492895 | N | PRIVATE | SM80-7 | INTEL CORP | 9785534000 | daniel.mchugh@intel.com | JEFF | FADDEN | 9785534977 | Jeffrey.D.Fadden@Intel.com | DANIEL | MCHUGH | 9785534000 | daniel.mchugh@intel.com | 9 | FAB 17 BOILER #10 |  | BOILER | CLEAVER BROOKS | CB-700-700 | 1993-09-01 | 2011 | 36 | 1 | NATURAL GAS | NATURAL GAS | 209 | Natural Gas |  |  | 68.7536 | E6FT3 | Y | 24 | 7 | 52 | 24 | 7 | 22
1194015 | INTEL MASSACHUSETTS INC |  | 75 REED RD |  | HUDSON | MA | 017492895 | 75 REED RD |  | HUDSON | MA | 017492895 | N | PRIVATE | SM80-7 | INTEL CORP | 9785534000 | daniel.mchugh@intel.com | JEFF | FADDEN | 9785534977 | Jeffrey.D.Fadden@Intel.com | DANIEL | MCHUGH | 9785534000 | daniel.mchugh@intel.com | 10 | FAB 17 BOILER #11 |  | BOILER | CLEAVER BROOKS | CB-700-700 | 1993-09-01 | 2011 | 36 | 1 | NATURAL GAS | NATURAL GAS | 209 | Natural Gas |  |  | 68.7536 | E6FT3 | Y | 24 | 7 | 52 | 24 | 7 | 22
1194015 | INTEL MASSACHUSETTS INC |  | 75 REED RD |  | HUDSON | MA | 017492895 | 75 REED RD |  | HUDSON | MA | 017492895 | N | PRIVATE | SM80-7 | INTEL CORP | 9785534000 | daniel.mchugh@intel.com | JEFF | FADDEN | 9785534977 | Jeffrey.D.Fadden@Intel.com | DANIEL | MCHUGH | 9785534000 | daniel.mchugh@intel.com | 11 | FAB 17 BOILER #12 |  | BOILER | CLEAVER BROOKS | CB-700-700 | 1993-09-01 | 2011 | 36 | 1 | NATURAL GAS | NATURAL GAS | 209 | Natural Gas |  |  | 68.7536 | E6FT3 | Y | 24 | 7 | 52 | 24 | 7 | 22
1194015 | INTEL MASSACHUSETTS INC |  | 75 REED RD |  | HUDSON | MA | 017492895 | 75 REED RD |  | HUDSON | MA | 017492895 | N | PRIVATE | SM80-7 | INTEL CORP | 9785534000 | daniel.mchugh@intel.com | JEFF | FADDEN | 9785534977 | Jeffrey.D.Fadden@Intel.com | DANIEL | MCHUGH | 9785534000 | daniel.mchugh@intel.com | 12 | FAB 17 BOILER #13 - NOT INSTALLED |  | BOILER | CLEAVER BROOKS | CB-700-800 | 2002-01-01 | 2011 | 36 | 1 | NATURAL GAS | NATURAL GAS | 209 | Natural Gas |  |  | 0 | E6FT3 | N | 0 | 0 | 0 | 0 | 0 | 0
1194015 | INTEL MASSACHUSETTS INC |  | 75 REED RD |  | HUDSON | MA | 017492895 | 75 REED RD |  | HUDSON | MA | 017492895 | N | PRIVATE | SM80-7 | INTEL CORP | 9785534000 | daniel.mchugh@intel.com | JEFF | FADDEN | 9785534977 | Jeffrey.D.Fadden@Intel.com | DANIEL | MCHUGH | 9785534000 | daniel.mchugh@intel.com | 13 | FAB 17 GENERATORS (4 GENERATORS) | 4 | ENGINE | CATERPILLAR | 3512 | 1993-09-01 | 2011 | 12.11 | 1 | #2 DIESEL OIL | DIESEL | 44 | DIESEL | 0.0015 | 0 | 1.3585 | E3GAL | N | 1 | 1 | 24 | 1 | 1 | 12
1194015 | INTEL MASSACHUSETTS INC |  | 75 REED RD |  | HUDSON | MA | 017492895 | 75 REED RD |  | HUDSON | MA | 017492895 | N | PRIVATE | SM80-7 | INTEL CORP | 9785534000 | daniel.mchugh@intel.com | JEFF | FADDEN | 9785534977 | Jeffrey.D.Fadden@Intel.com | DANIEL | MCHUGH | 9785534000 | daniel.mchugh@intel.com | 34 | FAB 17 CPS GENERATOR |  | ENGINE | CATERPILLAR | 3512B | 1993-09-01 | 2011 | 58.1 | 1 | #2 DIESEL OIL - 0.05 S | DIESEL | 44 | DIESEL | 0.0015 |  | 0.5215 | E3GAL | N | 1 | 1 | 24 | 1 | 1 | 12
1194015 | INTEL MASSACHUSETTS INC |  | 75 REED RD |  | HUDSON | MA | 017492895 | 75 REED RD |  | HUDSON | MA | 017492895 | N | PRIVATE | SM80-7 | INTEL CORP | 9785534000 | daniel.mchugh@intel.com | JEFF | FADDEN | 9785534977 | Jeffrey.D.Fadden@Intel.com | DANIEL | MCHUGH | 9785534000 | daniel.mchugh@intel.com | 35 | HD1 - FIRE PUMP |  | ENGINE | CUMMINS | V-504-F2 | 1993-09-01 | 2011 | 12.81 | 1 | DIESEL | DIESEL | 44 | DIESEL | 0.0015 |  | 0.0911 | E3GAL | N | 1 | 1 | 24 | 1 | 1 | 12
1194015 | INTEL MASSACHUSETTS INC |  | 75 REED RD |  | HUDSON | MA | 017492895 | 75 REED RD |  | HUDSON | MA | 017492895 | N | PRIVATE | SM80-7 | INTEL CORP | 9785534000 | daniel.mchugh@intel.com | JEFF | FADDEN | 9785534977 | Jeffrey.D.Fadden@Intel.com | DANIEL | MCHUGH | 9785534000 | daniel.mchugh@intel.com | 36 | HD1 BOILERS #6 |  | BOILER | CLEAVER BROOKS | CB 400-500 | 1990-10-02 | 2011 | 20.2 | 1 | NATURAL GAS | NATURAL GAS | 209 | Natural Gas |  |  | 22.1335 | E6FT3 | N | 24 | 7 | 52 | 24 | 7 | 22
1194017 | EMC CORPORATION |  | 171 SOUTH ST |  | HOPKINTON | MA | 017480000 | 228C SOUTH STREET |  | HOPKINTON | MA | 017489103 | N | PRIVATE | SM50 | EMC CORPORATION | 5082492057 | Deanna.Trudeau@emc.com | DANIEL | FITZGERALD | 5084351000 | Dan.Fitzgerald@emc.com | DEANNA | TRUDEAU | 5082492057 | Deanna.Trudeau@emc.com | 1 | EU1, EMGEN #1 -CATERPILLAR 3516B -#2 OIL ULSD |  | ENGINE | CATERPILLAR | 3516B | 2001-09-01 | 2011 | 20.36 | 1 | ULTRA LOW SULFUR DIESEL - 15 PPM SULFUR | DIESEL | 44 | DIESEL | 0.0015 | 0 | 2.4718 | E3GAL | N | 2 | 1 | 26 | 2 | 1 | 10
1194017 | EMC CORPORATION |  | 171 SOUTH ST |  | HOPKINTON | MA | 017480000 | 228C SOUTH STREET |  | HOPKINTON | MA | 017489103 | N | PRIVATE | SM50 | EMC CORPORATION | 5082492057 | Deanna.Trudeau@emc.com | DANIEL | FITZGERALD | 5084351000 | Dan.Fitzgerald@emc.com | DEANNA | TRUDEAU | 5082492057 | Deanna.Trudeau@emc.com | 16 | EMGEN #5 - CAT 3516C - #2 FUEL OIL ULSD |  | ENGINE | CATERPILLAR | 3516C TA | 2009-05-01 | 2011 | 24.045 | 1 | ULTRA LOW SULFUR DIESEL - 15 PPM SULFUR | DIESEL | 44 | DIESEL | 0.0015 | 0 | 3.1714 | E3GAL | N | 1 | 1 | 26 | 1 | 1 | 10
1195127 | TRESCA BROTHERS SAND & GRAVEL |  | 66 MAIN ST |  | MILLIS | MA | 020540000 | 66 MAIN ST |  | MILLIS | MA | 020540000 | N | PRIVATE | SM50 | TRESCA BROTHERS SAND AND GRAVEL | 5083762957 | jtresca629@aol.com | JOHN | TRESCA | 5083762957 | jtresca629@aol.com | FRANCIS | ROSSI | 5083762957 | fdr1418@aol.com | 6 | EMER GEN #1-CAT 3412 500 KWE #2 DIESEL 15 PPM S |  | ENGINE | CATERPILLAR | CAT 3412 | 1988-01-01 | 2009 | 500 | 1 | EMER GEN #1- CATAPILLER 3412 550 KW DIESEL 0.05S | DIESEL | 44 | DIESEL | 0.0015 | 0 | 0.24 | E3GAL | N | 1 | 1 | 12 | 1 | 1 | 22
1195418 | AVON CUSTOM MIXING |  | 55 HIGH ST |  | HOLBROOK | MA | 023430000 | 55 HIGH STREET |  | HOLBROOK | MA | 023430000 | N | PRIVATE | NM25 | AVON CUSTOM MIXING SERVICES INC | 7817670511 | avoncustommixing@aol.com | MARK | CHASE | 7817670511 | avoncustommixing@aol.com | LAURA | CHASE | 7817670511 | avoncustommixing@aol.com | 1 | BOILER #1-YORK SHIPLEY NATURAL GAS |  | BOILER | YORK SHIPLEY | SPH 54-250-N6 | 1959-01-01 | 2011 | 10 | 1 | BOILER #1-YORK SHIPLEY NATURAL GAS | NATURAL GAS | 209 | Natural Gas |  |  | 5 | E6FT3 | N | 8 | 5 | 20 | 0 | 0 | 0
1197586 | STARMET CORPORATION |  | 2229 MAIN ST |  | CONCORD | MA | 017420000 | 2229 MAIN ST |  | CONCORD | MA | 017420000 | N | PRIVATE | SM79-R | STARMET CORPORATION | 9782875460 | pfaustine@starmet.com | GARY | MATERSON | 9783695410 | gmatherson@starmet.com | GARY | MATHERSON | 9783695410 | pfaustine@starmet.com | 1 | BOILER 1-AMERICAN STANDARD LW891 4 OIL- |  | BOILER | AMERICAN STANDARD | LW 891 | 1958-01-01 | 2010 | 17 | 1 | BOILER 1-AMERICAN STANDARD 4 OIL | NO.4 | 825 | Distillate Oil (No. 4) | 1 | 0.1 | 15 | E3GAL | N | 6 | 4 | 15 | 1 | 1 | 1
1197586 | STARMET CORPORATION |  | 2229 MAIN ST |  | CONCORD | MA | 017420000 | 2229 MAIN ST |  | CONCORD | MA | 017420000 | N | PRIVATE | SM79-R | STARMET CORPORATION | 9782875460 | pfaustine@starmet.com | GARY | MATERSON | 9783695410 | gmatherson@starmet.com | GARY | MATHERSON | 9783695410 | pfaustine@starmet.com | 2 | BOILER 2-AMERICAN STANDARD LW891 4 OIL- |  | BOILER | AMERICAN STANDARD | LW#891 | 1958-01-01 | 2010 | 17 | 1 | BOILER 2-AMERICAN STANDARD 4 OIL | NO.4 | 825 | Distillate Oil (No. 4) | 1 | 0.1 | 15 | E3GAL | N | 6 | 4 | 15 | 1 | 1 | 1
1198015 | DEDHAM HIGH SCHOOL DEPT |  | 140 WHITING AVE |  | DEDHAM | MA | 020260000 | 100 WHITING AVENUE |  | DEDHAM | MA | 020260000 | Y | LOCAL GOVERNMENT | NM99 | DEDHAM HIGH SCHOOL | 7813265622 | blynch@dedham.k12.ma.us | MICHAEL | LA FRANCESCA | 7813265622 | mlfrancesca@dedham.k12.ma.us | BRIAN | LYNCH | 7813265622 | blynch@dedham.k12.ma.us | 2 | OLD BOILER 2 |  | BOILER | YORK SHIPLEY | YSM-250 | 1959-07-01 | 2010 | 10.43 | 1 | #4 OIL | NO.4 | 825 | Distillate Oil (No. 4) | 0.37 | 0 | 41.305 | E3GAL | N | 10 | 5 | 30 | 0 | 0 | 0
1198015 | DEDHAM HIGH SCHOOL DEPT |  | 140 WHITING AVE |  | DEDHAM | MA | 020260000 | 100 WHITING AVENUE |  | DEDHAM | MA | 020260000 | Y | LOCAL GOVERNMENT | NM99 | DEDHAM HIGH SCHOOL | 7813265622 | blynch@dedham.k12.ma.us | MICHAEL | LA FRANCESCA | 7813265622 | mlfrancesca@dedham.k12.ma.us | BRIAN | LYNCH | 7813265622 | blynch@dedham.k12.ma.us | 3 | OLD BOILER 1 |  | BOILER | YORK SHIPLEY | YSM-250 | 1959-07-01 | 2010 | 10.43 | 1 | #4 OIL | NO.4 | 825 | Distillate Oil (No. 4) | 0.37 | 0 | 41.305 | E3GAL | N | 10 | 5 | 30 | 0 | 0 | 0
1198015 | DEDHAM HIGH SCHOOL DEPT |  | 140 WHITING AVE |  | DEDHAM | MA | 020260000 | 100 WHITING AVENUE |  | DEDHAM | MA | 020260000 | Y | LOCAL GOVERNMENT | NM99 | DEDHAM HIGH SCHOOL | 7813265622 | blynch@dedham.k12.ma.us | MICHAEL | LA FRANCESCA | 7813265622 | mlfrancesca@dedham.k12.ma.us | BRIAN | LYNCH | 7813265622 | blynch@dedham.k12.ma.us | 10 | STEAM BOILER 1 |  | BOILER | CLEAVER-BROOKS | CB-700-100-15ST | 2010-10-15 | 2010 | 4185 | 1 | NATURAL GAS | NATURAL GAS | 209 | Natural Gas |  |  | 0.0561 | E6FT3 | N | 24 | 7 | 26 | 0 | 0 | 0
1198015 | DEDHAM HIGH SCHOOL DEPT |  | 140 WHITING AVE |  | DEDHAM | MA | 020260000 | 100 WHITING AVENUE |  | DEDHAM | MA | 020260000 | Y | LOCAL GOVERNMENT | NM99 | DEDHAM HIGH SCHOOL | 7813265622 | blynch@dedham.k12.ma.us | MICHAEL | LA FRANCESCA | 7813265622 | mlfrancesca@dedham.k12.ma.us | BRIAN | LYNCH | 7813265622 | blynch@dedham.k12.ma.us | 11 | STEAM BOILER 2 |  | BOILER | CLEAVER-BROOKS | CB-700-100-15ST | 2010-10-15 | 2010 | 4185 | 1 | NATURAL GAS | NATURAL GAS | 209 | Natural Gas |  |  | 0.0561 | E6FT3 | N | 24 | 7 | 26 | 0 | 0 | 0
1198015 | DEDHAM HIGH SCHOOL DEPT |  | 140 WHITING AVE |  | DEDHAM | MA | 020260000 | 100 WHITING AVENUE |  | DEDHAM | MA | 020260000 | Y | LOCAL GOVERNMENT | NM99 | DEDHAM HIGH SCHOOL | 7813265622 | blynch@dedham.k12.ma.us | MICHAEL | LA FRANCESCA | 7813265622 | mlfrancesca@dedham.k12.ma.us | BRIAN | LYNCH | 7813265622 | blynch@dedham.k12.ma.us | 12 | STEAM BOILER 3 |  | BOILER | CLEAVER-BROOKS | CB-700-100-15ST | 2010-10-15 | 2010 | 4185 | 1 | NATURAL GAS | NATURAL GAS | 209 | Natural Gas |  |  | 0.0561 | E6FT3 | N | 24 | 7 | 26 | 0 | 0 | 0
1198015 | DEDHAM HIGH SCHOOL DEPT |  | 140 WHITING AVE |  | DEDHAM | MA | 020260000 | 100 WHITING AVENUE |  | DEDHAM | MA | 020260000 | Y | LOCAL GOVERNMENT | NM99 | DEDHAM HIGH SCHOOL | 7813265622 | blynch@dedham.k12.ma.us | MICHAEL | LA FRANCESCA | 7813265622 | mlfrancesca@dedham.k12.ma.us | BRIAN | LYNCH | 7813265622 | blynch@dedham.k12.ma.us | 13 | HOT WATER BOILER 1 |  | BOILER | CLEAVER-BROOKS | CFC-2500 | 2010-10-15 | 2010 | 2500 | 1 | NATURAL GAS | NATURAL GAS | 209 | Natural Gas |  |  | 0.0561 | E6FT3 | N | 24 | 7 | 26 | 0 | 0 | 0
1198015 | DEDHAM HIGH SCHOOL DEPT |  | 140 WHITING AVE |  | DEDHAM | MA | 020260000 | 100 WHITING AVENUE |  | DEDHAM | MA | 020260000 | Y | LOCAL GOVERNMENT | NM99 | DEDHAM HIGH SCHOOL | 7813265622 | blynch@dedham.k12.ma.us | MICHAEL | LA FRANCESCA | 7813265622 | mlfrancesca@dedham.k12.ma.us | BRIAN | LYNCH | 7813265622 | blynch@dedham.k12.ma.us | 14 | HOT WATER BOILER 2 |  | BOILER | CLEAVER-BROOKS | CFC-2500 | 2010-10-15 | 2010 | 2500 | 1 | NATURAL GAS | NATURAL GAS | 209 | Natural Gas |  |  | 0.0561 | E6FT3 | N | 24 | 7 | 26 | 0 | 0 | 0
1198062 | WALTHAM SCHOOL DEPT |  | 617 LEXINGTON ST |  | WALTHAM | MA | 021540000 | 617 LEXINGTON ST |  | WALTHAM | MA | 024520000 | Y | LOCAL GOVERNMENT | NM25 | CITY OF WALTHAM PUBLIC SCHOOLS | 7813145607 |  | JOHN (SKIP) | BANDINI | 7813145607 | skip@k12.waltham.ma.us | JOHN(SKIP) | BANDINI | 7813145607 | skip@k12.waltham.ma.us | 4 | KEWANEE |  | BOILER | KEWANEE | 0-562 | 1969-09-01 | 2008 | 19 | 1 | NATURAL GAS | NATURAL GAS | 209 | Natural Gas |  |  | 0 | E6FT3 | N | 0 | 0 | 0 | 0 | 0 | 0
1200001 | SEMASS PARTNERSHIP |  | 141 CRANBERRY HWY | RTE 28 | ROCHESTER | MA | 027700000 | 141 CRANBERRY HIGHWAY |  | WEST WAREHAM | MA | 025761504 | N | PRIVATE | OP35 | SEMASS PARTNERSHIP | 5082914400 | mdavis@covantaenergy.com | MARK | DAVIS | 5082914400 | MDavis@COVANTAENERGY.com | WILLIAM | CAMPBELL | 5082914400 | wcampbell@covantaenergy.com | 1 | BOILER #1-RILEY STOKER #VRC10 DUAL FUEL |  | BOILER | RILEY | VRC 10 | 1988-10-01 | 2011 | 389 | 1 | BOILER #1-RILEY STOKER #VRC10 #2 OIL | NO.2 | 58 | Distillate Oil (No. 2) | 0.26 | 0 | 154.208 | E3GAL | N | 24 | 7 | 48 | 24 | 7 | 22
1200001 | SEMASS PARTNERSHIP |  | 141 CRANBERRY HWY | RTE 28 | ROCHESTER | MA | 027700000 | 141 CRANBERRY HIGHWAY |  | WEST WAREHAM | MA | 025761504 | N | PRIVATE | OP35 | SEMASS PARTNERSHIP | 5082914400 | mdavis@covantaenergy.com | MARK | DAVIS | 5082914400 | MDavis@COVANTAENERGY.com | WILLIAM | CAMPBELL | 5082914400 | wcampbell@covantaenergy.com | 1 | BOILER #1-RILEY STOKER #VRC10 DUAL FUEL |  | BOILER | RILEY | VRC 10 | 1988-10-01 | 2011 | 389 | 2 | BOILER #1-RILEY STOKER #VRC10 PRF INCINERATION | SOLID WASTE | 567 | SOLID WASTE | 0.26 | 0 | 370428 | TON | N | 24 | 7 | 48 | 24 | 7 | 22
1200001 | SEMASS PARTNERSHIP |  | 141 CRANBERRY HWY | RTE 28 | ROCHESTER | MA | 027700000 | 141 CRANBERRY HIGHWAY |  | WEST WAREHAM | MA | 025761504 | N | PRIVATE | OP35 | SEMASS PARTNERSHIP | 5082914400 | mdavis@covantaenergy.com | MARK | DAVIS | 5082914400 | MDavis@COVANTAENERGY.com | WILLIAM | CAMPBELL | 5082914400 | wcampbell@covantaenergy.com | 2 | BOILER #2-RILEY STOKER #VRC10 DUAL FUEL |  | BOILER | RILEY | VRC 10 | 1988-01-10 | 2011 | 389 | 1 | BOILER #2-RILEY STOKER #VRC10 #2 OIL | NO.2 | 58 | Distillate Oil (No. 2) | 0.26 | 0 | 131.001 | E3GAL | N | 24 | 7 | 49 | 24 | 7 | 22
1200001 | SEMASS PARTNERSHIP |  | 141 CRANBERRY HWY | RTE 28 | ROCHESTER | MA | 027700000 | 141 CRANBERRY HIGHWAY |  | WEST WAREHAM | MA | 025761504 | N | PRIVATE | OP35 | SEMASS PARTNERSHIP | 5082914400 | mdavis@covantaenergy.com | MARK | DAVIS | 5082914400 | MDavis@COVANTAENERGY.com | WILLIAM | CAMPBELL | 5082914400 | wcampbell@covantaenergy.com | 2 | BOILER #2-RILEY STOKER #VRC10 DUAL FUEL |  | BOILER | RILEY | VRC 10 | 1988-01-10 | 2011 | 389 | 2 | BOILER #2-RILEY STOKER #VRC10 PRF INCINERATION | SOLID WASTE | 567 | SOLID WASTE | 0 | 0 | 378652 | TON | N | 24 | 7 | 49 | 24 | 7 | 22
1200001 | SEMASS PARTNERSHIP |  | 141 CRANBERRY HWY | RTE 28 | ROCHESTER | MA | 027700000 | 141 CRANBERRY HIGHWAY |  | WEST WAREHAM | MA | 025761504 | N | PRIVATE | OP35 | SEMASS PARTNERSHIP | 5082914400 | mdavis@covantaenergy.com | MARK | DAVIS | 5082914400 | MDavis@COVANTAENERGY.com | WILLIAM | CAMPBELL | 5082914400 | wcampbell@covantaenergy.com | 3 | BOILER #3-RILEY STOKER #VRC10 DUAL FUEL |  | BOILER | RILEY | VRC 10 | 1988-01-01 | 2011 | 389 | 1 | BOILER #3-RILEY STOKER #VRC10 #2 OIL | NO.2 | 58 | Distillate Oil (No. 2) | 0.26 | 0 | 157.791 | E3GAL | N | 24 | 7 | 48 | 24 | 7 | 22
1200001 | SEMASS PARTNERSHIP |  | 141 CRANBERRY HWY | RTE 28 | ROCHESTER | MA | 027700000 | 141 CRANBERRY HIGHWAY |  | WEST WAREHAM | MA | 025761504 | N | PRIVATE | OP35 | SEMASS PARTNERSHIP | 5082914400 | mdavis@covantaenergy.com | MARK | DAVIS | 5082914400 | MDavis@COVANTAENERGY.com | WILLIAM | CAMPBELL | 5082914400 | wcampbell@covantaenergy.com | 3 | BOILER #3-RILEY STOKER #VRC10 DUAL FUEL |  | BOILER | RILEY | VRC 10 | 1988-01-01 | 2011 | 389 | 2 | BOILER #3-RILEY STOKER #VRC10 PRF INCINERATION | SOLID WASTE | 567 | SOLID WASTE | 0 | 0 | 376484 | TON | N | 24 | 7 | 48 | 24 | 7 | 22
1200002 | EMS CUP LLC |  | 34 FOREST ST |  | ATTLEBORO | MA | 027030000 | 39 PERRY AVENUE |  | ATTLEBORO | MA | 027030000 | N | PRIVATE | OP3 | EMS CUP, LLC | 5083422115 | mkaravolis@emsclad.com | PAUL | DUFFY | 5083422269 | pduffy@emsclad.com | MICHAEL | KARAVOLIS | 5083422115 | mkaravolis@emsclad.com | 1 | BOILER #7 EU3 BABCOCK AND WILCOX FMD1286 |  | BOILER | BABCOCK & WILCOX | FM1286 | 1965-01-01 | 2011 | 58.3 | 1 | #6 FUEL OIL 2.2S | NO.6 | 923 | Residual Oil (No. 6) | 2.2 | 6 | 0 | E3GAL | Y | 24 | 7 | 52 | 24 | 7 | 22
1200002 | EMS CUP LLC |  | 34 FOREST ST |  | ATTLEBORO | MA | 027030000 | 39 PERRY AVENUE |  | ATTLEBORO | MA | 027030000 | N | PRIVATE | OP3 | EMS CUP, LLC | 5083422115 | mkaravolis@emsclad.com | PAUL | DUFFY | 5083422269 | pduffy@emsclad.com | MICHAEL | KARAVOLIS | 5083422115 | mkaravolis@emsclad.com | 1 | BOILER #7 EU3 BABCOCK AND WILCOX FMD1286 |  | BOILER | BABCOCK & WILCOX | FM1286 | 1965-01-01 | 2011 | 58.3 | 2 | NATURAL GAS | NATURAL GAS | 209 | Natural Gas |  |  | 51.315 | E6FT3 | Y | 24 | 7 | 52 | 24 | 7 | 22
1200002 | EMS CUP LLC |  | 34 FOREST ST |  | ATTLEBORO | MA | 027030000 | 39 PERRY AVENUE |  | ATTLEBORO | MA | 027030000 | N | PRIVATE | OP3 | EMS CUP, LLC | 5083422115 | mkaravolis@emsclad.com | PAUL | DUFFY | 5083422269 | pduffy@emsclad.com | MICHAEL | KARAVOLIS | 5083422115 | mkaravolis@emsclad.com | 2 | BOILER #8 EU4 BABCOCK AND WILCOX FM2374 |  | BOILER | BABCOCK & WILCOX | FM 2374 | 1965-01-01 | 2011 | 56.9 | 1 | #6 FUEL OIL 2.2 S | NO.6 | 923 | Residual Oil (No. 6) | 2.2 | 6 | 20.704 | E3GAL | N | 24 | 7 | 52 | 24 | 7 | 22
1200002 | EMS CUP LLC |  | 34 FOREST ST |  | ATTLEBORO | MA | 027030000 | 39 PERRY AVENUE |  | ATTLEBORO | MA | 027030000 | N | PRIVATE | OP3 | EMS CUP, LLC | 5083422115 | mkaravolis@emsclad.com | PAUL | DUFFY | 5083422269 | pduffy@emsclad.com | MICHAEL | KARAVOLIS | 5083422115 | mkaravolis@emsclad.com | 2 | BOILER #8 EU4 BABCOCK AND WILCOX FM2374 |  | BOILER | BABCOCK & WILCOX | FM 2374 | 1965-01-01 | 2011 | 56.9 | 2 | NATURAL GAS | NATURAL GAS | 209 | Natural Gas |  |  | 48.845 | E6FT3 | N | 24 | 7 | 52 | 24 | 7 | 22
1200002 | EMS CUP LLC |  | 34 FOREST ST |  | ATTLEBORO | MA | 027030000 | 39 PERRY AVENUE |  | ATTLEBORO | MA | 027030000 | N | PRIVATE | OP3 | EMS CUP, LLC | 5083422115 | mkaravolis@emsclad.com | PAUL | DUFFY | 5083422269 | pduffy@emsclad.com | MICHAEL | KARAVOLIS | 5083422115 | mkaravolis@emsclad.com | 3 | BOILER #9 (EU5) BURNHAM DUAL FUEL |  | BOILER | BURNHAM | 38-600 | 1992-10-01 | 2011 | 26.9 | 1 | #6 FUEL OIL 0.5 S | NO.6 | 923 | Residual Oil (No. 6) | 0.5 |  | 0 | E3GAL | Y | 24 | 7 | 52 | 24 | 7 | 22
1200002 | EMS CUP LLC |  | 34 FOREST ST |  | ATTLEBORO | MA | 027030000 | 39 PERRY AVENUE |  | ATTLEBORO | MA | 027030000 | N | PRIVATE | OP3 | EMS CUP, LLC | 5083422115 | mkaravolis@emsclad.com | PAUL | DUFFY | 5083422269 | pduffy@emsclad.com | MICHAEL | KARAVOLIS | 5083422115 | mkaravolis@emsclad.com | 3 | BOILER #9 (EU5) BURNHAM DUAL FUEL |  | BOILER | BURNHAM | 38-600 | 1992-10-01 | 2011 | 26.9 | 2 | NATURAL GAS | NATURAL GAS | 209 | Natural Gas |  |  | 7.31 | E6FT3 | Y | 24 | 7 | 52 | 24 | 7 | 22
1200002 | EMS CUP LLC |  | 34 FOREST ST |  | ATTLEBORO | MA | 027030000 | 39 PERRY AVENUE |  | ATTLEBORO | MA | 027030000 | N | PRIVATE | OP3 | EMS CUP, LLC | 5083422115 | mkaravolis@emsclad.com | PAUL | DUFFY | 5083422269 | pduffy@emsclad.com | MICHAEL | KARAVOLIS | 5083422115 | mkaravolis@emsclad.com | 4 | BOILER #10 (EU6) BURNHAM DUAL FUEL |  | BOILER | BURNHAM | 38-600 | 1992-10-01 | 2011 | 26.9 | 1 | #6 FUEL OIL, 0.5 S | NO.6 | 923 | Residual Oil (No. 6) | 0.5 |  | 0 | E3GAL | N | 24 | 7 | 52 | 24 | 7 | 15
1200002 | EMS CUP LLC |  | 34 FOREST ST |  | ATTLEBORO | MA | 027030000 | 39 PERRY AVENUE |  | ATTLEBORO | MA | 027030000 | N | PRIVATE | OP3 | EMS CUP, LLC | 5083422115 | mkaravolis@emsclad.com | PAUL | DUFFY | 5083422269 | pduffy@emsclad.com | MICHAEL | KARAVOLIS | 5083422115 | mkaravolis@emsclad.com | 4 | BOILER #10 (EU6) BURNHAM DUAL FUEL |  | BOILER | BURNHAM | 38-600 | 1992-10-01 | 2011 | 26.9 | 2 | NATURAL GAS | NATURAL GAS | 209 | Natural Gas |  |  | 4.2 | E6FT3 | N | 24 | 7 | 52 | 24 | 7 | 15
1200003 | ATTLEBORO WATER POLLUTION CONTROL FAC |  | POND ST |  | ATTLEBORO | MA | 027030000 | 77 PARK STREET |  | ATTLEBORO | MA | 027030000 | Y | LOCAL GOVERNMENT | NM99 | ATTLEBORO WATER POL | 7742031820 | waterpollutionoperations@cityofattleboro.us | PAUL | KENNEDY | 7742031820 | waterpollutionoperations@cityofattleboro.us | PAUL | KENNEDY | 7742031820 | waterpollutionoperations@cityofattleboro.us | 32 | KOHLER GENERATOR |  | ENGINE | MITSUBISHI | D1000 37.1A60 | 2005-01-01 | 2010 | 10.336 | 1 | DIESEL 0.05S | DIESEL | 44 | DIESEL | 0.05 | 0 | 0.825 | E3GAL | N | 2 | 1 | 52 | 1 | 1 | 22
1200013 | TAURUS INVESTMENT HOLDINGS |  | 620 SPRING ST |  | DIGHTON | MA | 027150000 | P.O. BOX 186 |  | NORTH DIGHTON | MA | 027640000 | N | PRIVATE | NM25 | LANDMAN OMNIBUS XIII LIMITED PARTNERSHIP | 6177787201 | jderminasian@tiholdings.com | JAMES | DERMINASIAN | 6177787201 | jderminasian@tiholdings.com | BRIAN | CIMON | 9784791149 | brian.cimon3@verizon.net | 1 | BOILER #1-CLEAVER BROOKS 0L097069 .3S |  | BOILER | CLEAVER BROOKS | CB1200700200ST | 1998-11-20 | 2011 | 29 | 1 | BOILER 1-CLEAVER BROOKS 0L097069 2 OIL-0.3S | NO.2 | 58 | Distillate Oil (No. 2) | 0.3 | 0 | 0 | E3GAL | N | 9 | 7 | 24 | 0 | 0 | 0
1200013 | TAURUS INVESTMENT HOLDINGS |  | 620 SPRING ST |  | DIGHTON | MA | 027150000 | P.O. BOX 186 |  | NORTH DIGHTON | MA | 027640000 | N | PRIVATE | NM25 | LANDMAN OMNIBUS XIII LIMITED PARTNERSHIP | 6177787201 | jderminasian@tiholdings.com | JAMES | DERMINASIAN | 6177787201 | jderminasian@tiholdings.com | BRIAN | CIMON | 9784791149 | brian.cimon3@verizon.net | 1 | BOILER #1-CLEAVER BROOKS 0L097069 .3S |  | BOILER | CLEAVER BROOKS | CB1200700200ST | 1998-11-20 | 2011 | 29 | 2 | BOILER 1-CLEAVER BROOKS 0L097069 2 | NATURAL GAS | 209 | Natural Gas |  |  | 22.269 | E6FT3 | N | 9 | 7 | 24 | 0 | 0 | 0
1200013 | TAURUS INVESTMENT HOLDINGS |  | 620 SPRING ST |  | DIGHTON | MA | 027150000 | P.O. BOX 186 |  | NORTH DIGHTON | MA | 027640000 | N | PRIVATE | NM25 | LANDMAN OMNIBUS XIII LIMITED PARTNERSHIP | 6177787201 | jderminasian@tiholdings.com | JAMES | DERMINASIAN | 6177787201 | jderminasian@tiholdings.com | BRIAN | CIMON | 9784791149 | brian.cimon3@verizon.net | 2 | BOILER #2-NORTH AMERICAN ATLAS GENERAL |  | BOILER | NORTH AMERICAN ATLAS | 4-370H | 1966-01-01 | 2011 | 29 | 1 | BOILER 2-NORTH AMERICAN ATLAS 2 OIL-0.3S | NO.2 | 58 | Distillate Oil (No. 2) | 0.3 | 0 | 4.375 | E3GAL | N | 2 | 1 | 24 | 0 | 0 | 0
1200018 | DURO TEXTILES LLC |  | 110 CHACE ST |  | FALL RIVER | MA | 027240000 | 110 CHACE ST |  | FALL RIVER | MA | 027240000 | N | PRIVATE | OP3 | DURO FINISHING | 5086891603 | nejad_mansour@durolink.com | MANSOUR | NEJAD | 5086891600 | nejad_mansour@durolink.com | MANSOUR | NEJAD | 5086891600 | nejad_mansour@durolink.com | 1 | BOILER #1-JOHNSTON #522 |  | BOILER | JOHNSTON | 522 | 1949-01-01 | 2011 | 10.8 | 1 | BOILER #B1-JOHNSTON #522 - NOT USED 2004 - | NO.6 | 923 | Residual Oil (No. 6) | 1 | 0.1 | 0 | E3GAL | N | 0 | 0 | 0 | 0 | 0 | 0
1200018 | DURO TEXTILES LLC |  | 110 CHACE ST |  | FALL RIVER | MA | 027240000 | 110 CHACE ST |  | FALL RIVER | MA | 027240000 | N | PRIVATE | OP3 | DURO FINISHING | 5086891603 | nejad_mansour@durolink.com | MANSOUR | NEJAD | 5086891600 | nejad_mansour@durolink.com | MANSOUR | NEJAD | 5086891600 | nejad_mansour@durolink.com | 1 | BOILER #1-JOHNSTON #522 |  | BOILER | JOHNSTON | 522 | 1949-01-01 | 2011 | 10.8 | 2 | BOILER #1-JOHNSTON #522 | NATURAL GAS | 209 | Natural Gas |  |  | 0 | E6FT3 | N | 0 | 0 | 0 | 0 | 0 | 0
1200018 | DURO TEXTILES LLC |  | 110 CHACE ST |  | FALL RIVER | MA | 027240000 | 110 CHACE ST |  | FALL RIVER | MA | 027240000 | N | PRIVATE | OP3 | DURO FINISHING | 5086891603 | nejad_mansour@durolink.com | MANSOUR | NEJAD | 5086891600 | nejad_mansour@durolink.com | MANSOUR | NEJAD | 5086891600 | nejad_mansour@durolink.com | 2 | DF BOILER #2-JOHNSTON #535 DUAL FUEL |  | BOILER | JOHNSTON | 535 | 1968-01-01 | 2011 | 32.3 | 1 | BOILER #2-JOHNSTON #535 #6 OIL | NO.6 | 923 | Residual Oil (No. 6) | 1 | 0.1 | 7.75 | E3GAL | N | 11 | 7 | 23 | 2 | 1 | 10
1200018 | DURO TEXTILES LLC |  | 110 CHACE ST |  | FALL RIVER | MA | 027240000 | 110 CHACE ST |  | FALL RIVER | MA | 027240000 | N | PRIVATE | OP3 | DURO FINISHING | 5086891603 | nejad_mansour@durolink.com | MANSOUR | NEJAD | 5086891600 | nejad_mansour@durolink.com | MANSOUR | NEJAD | 5086891600 | nejad_mansour@durolink.com | 2 | DF BOILER #2-JOHNSTON #535 DUAL FUEL |  | BOILER | JOHNSTON | 535 | 1968-01-01 | 2011 | 32.3 | 2 | BOILER #2-JOHNSTON #535 NATURAL GAS | NATURAL GAS | 209 | Natural Gas |  |  | 1.2815 | E6FT3 | N | 11 | 7 | 23 | 2 | 1 | 10
1200018 | DURO TEXTILES LLC |  | 110 CHACE ST |  | FALL RIVER | MA | 027240000 | 110 CHACE ST |  | FALL RIVER | MA | 027240000 | N | PRIVATE | OP3 | DURO FINISHING | 5086891603 | nejad_mansour@durolink.com | MANSOUR | NEJAD | 5086891600 | nejad_mansour@durolink.com | MANSOUR | NEJAD | 5086891600 | nejad_mansour@durolink.com | 3 | DF BOILER #3-JOHNSTON #530 DUAL FUEL |  | BOILER | JOHNSTON | 530 | 1968-01-01 | 2011 | 21.6 | 1 | BOILER #3-JOHNSTON #530 #6 OIL-1 S | NO.6 | 923 | Residual Oil (No. 6) | 1 | 0.1 | 69.1846 | E3GAL | N | 10 | 3 | 44 | 10 | 3 | 11
1200018 | DURO TEXTILES LLC |  | 110 CHACE ST |  | FALL RIVER | MA | 027240000 | 110 CHACE ST |  | FALL RIVER | MA | 027240000 | N | PRIVATE | OP3 | DURO FINISHING | 5086891603 | nejad_mansour@durolink.com | MANSOUR | NEJAD | 5086891600 | nejad_mansour@durolink.com | MANSOUR | NEJAD | 5086891600 | nejad_mansour@durolink.com | 3 | DF BOILER #3-JOHNSTON #530 DUAL FUEL |  | BOILER | JOHNSTON | 530 | 1968-01-01 | 2011 | 21.6 | 2 | BOILER #3-JOHNSTON #530 NATURAL GAS | NATURAL GAS | 209 | Natural Gas |  |  | 7.51 | E6FT3 | N | 10 | 3 | 44 | 10 | 3 | 11
1200018 | DURO TEXTILES LLC |  | 110 CHACE ST |  | FALL RIVER | MA | 027240000 | 110 CHACE ST |  | FALL RIVER | MA | 027240000 | N | PRIVATE | OP3 | DURO FINISHING | 5086891603 | nejad_mansour@durolink.com | MANSOUR | NEJAD | 5086891600 | nejad_mansour@durolink.com | MANSOUR | NEJAD | 5086891600 | nejad_mansour@durolink.com | 4 | BOILER #4-JOHNSTON #354 DUAL FUEL |  | BOILER | JOHNSTON | 354 | 1968-01-01 | 2011 | 25.9 | 1 | BOILER #4-JOHNSTON #354 #6 OIL-1 S | NO.6 | 923 | Residual Oil (No. 6) | 1 | 0.1 | 51.88 | E3GAL | N | 10 | 3 | 49 | 10 | 3 | 19
1200018 | DURO TEXTILES LLC |  | 110 CHACE ST |  | FALL RIVER | MA | 027240000 | 110 CHACE ST |  | FALL RIVER | MA | 027240000 | N | PRIVATE | OP3 | DURO FINISHING | 5086891603 | nejad_mansour@durolink.com | MANSOUR | NEJAD | 5086891600 | nejad_mansour@durolink.com | MANSOUR | NEJAD | 5086891600 | nejad_mansour@durolink.com | 4 | BOILER #4-JOHNSTON #354 DUAL FUEL |  | BOILER | JOHNSTON | 354 | 1968-01-01 | 2011 | 25.9 | 2 | BOILER #4-JOHNSTON #354 NATURAL GAS | NATURAL GAS | 209 | Natural Gas |  |  | 8.9667 | E6FT3 | N | 10 | 3 | 49 | 10 | 3 | 19
1200018 | DURO TEXTILES LLC |  | 110 CHACE ST |  | FALL RIVER | MA | 027240000 | 110 CHACE ST |  | FALL RIVER | MA | 027240000 | N | PRIVATE | OP3 | DURO FINISHING | 5086891603 | nejad_mansour@durolink.com | MANSOUR | NEJAD | 5086891600 | nejad_mansour@durolink.com | MANSOUR | NEJAD | 5086891600 | nejad_mansour@durolink.com | 22 | P2 BOILER #1 JOHNSTON 535-AHG |  | BOILER | JOHNSTON | 535-AHG | 1980-03-01 | 2011 | 33.2 | 1 | BOILER #1 JOHNSTON 535-AHG | NO.6 | 923 | Residual Oil (No. 6) | 1 | 0.1 | 9.076 | E3GAL | N | 7 | 7 | 3 | 0 | 0 | 0
1200018 | DURO TEXTILES LLC |  | 110 CHACE ST |  | FALL RIVER | MA | 027240000 | 110 CHACE ST |  | FALL RIVER | MA | 027240000 | N | PRIVATE | OP3 | DURO FINISHING | 5086891603 | nejad_mansour@durolink.com | MANSOUR | NEJAD | 5086891600 | nejad_mansour@durolink.com | MANSOUR | NEJAD | 5086891600 | nejad_mansour@durolink.com | 22 | P2 BOILER #1 JOHNSTON 535-AHG |  | BOILER | JOHNSTON | 535-AHG | 1980-03-01 | 2011 | 33.2 | 2 | BOILER #1-JOHNSTON 535-AHG NATURAL GAS | NATURAL GAS | 209 | Natural Gas |  |  | 0 | E6FT3 | N | 7 | 7 | 3 | 0 | 0 | 0
1200018 | DURO TEXTILES LLC |  | 110 CHACE ST |  | FALL RIVER | MA | 027240000 | 110 CHACE ST |  | FALL RIVER | MA | 027240000 | N | PRIVATE | OP3 | DURO FINISHING | 5086891603 | nejad_mansour@durolink.com | MANSOUR | NEJAD | 5086891600 | nejad_mansour@durolink.com | MANSOUR | NEJAD | 5086891600 | nejad_mansour@durolink.com | 23 | P2 BOILER #2--JOHNSTON 535-AHG |  | BOILER | JOHNSTON | 535-AHG | 1982-03-01 | 2011 | 33.2 | 1 | BOILER #2 JOHNSTON 535-AHG | NO.6 | 923 | Residual Oil (No. 6) | 1 | 0.1 | 8.936 | E3GAL | N | 7 | 7 | 3 | 0 | 0 | 0
1200018 | DURO TEXTILES LLC |  | 110 CHACE ST |  | FALL RIVER | MA | 027240000 | 110 CHACE ST |  | FALL RIVER | MA | 027240000 | N | PRIVATE | OP3 | DURO FINISHING | 5086891603 | nejad_mansour@durolink.com | MANSOUR | NEJAD | 5086891600 | nejad_mansour@durolink.com | MANSOUR | NEJAD | 5086891600 | nejad_mansour@durolink.com | 23 | P2 BOILER #2--JOHNSTON 535-AHG |  | BOILER | JOHNSTON | 535-AHG | 1982-03-01 | 2011 | 33.2 | 2 | BOILER #2-JOHNSTON 535-AHG | NATURAL GAS | 209 | Natural Gas |  |  | 0 | E6FT3 | N | 7 | 7 | 3 | 0 | 0 | 0
1200018 | DURO TEXTILES LLC |  | 110 CHACE ST |  | FALL RIVER | MA | 027240000 | 110 CHACE ST |  | FALL RIVER | MA | 027240000 | N | PRIVATE | OP3 | DURO FINISHING | 5086891603 | nejad_mansour@durolink.com | MANSOUR | NEJAD | 5086891600 | nejad_mansour@durolink.com | MANSOUR | NEJAD | 5086891600 | nejad_mansour@durolink.com | 25 | DTP BOILER #1 -CLEAVER BROOKS CB428-250 DUAL FUEL |  | BOILER | CLEAVER BROOKS | CB428-250 | 1966-01-01 | 2011 | 10.5 | 1 | BOILER # 1-CLEAVER BROOKS 428-250 #6 OIL | NO.6 | 923 | Residual Oil (No. 6) | 1 | 0.1 | 93.017 | E3GAL | N | 24 | 5 | 50 | 24 | 5 | 20
1200018 | DURO TEXTILES LLC |  | 110 CHACE ST |  | FALL RIVER | MA | 027240000 | 110 CHACE ST |  | FALL RIVER | MA | 027240000 | N | PRIVATE | OP3 | DURO FINISHING | 5086891603 | nejad_mansour@durolink.com | MANSOUR | NEJAD | 5086891600 | nejad_mansour@durolink.com | MANSOUR | NEJAD | 5086891600 | nejad_mansour@durolink.com | 25 | DTP BOILER #1 -CLEAVER BROOKS CB428-250 DUAL FUEL |  | BOILER | CLEAVER BROOKS | CB428-250 | 1966-01-01 | 2011 | 10.5 | 2 | BOILER #1-CLEAVER BROOKS CB428-250 | NATURAL GAS | 209 | Natural Gas |  |  | 11.6965 | E6FT3 | N | 24 | 5 | 50 | 24 | 5 | 20
1200018 | DURO TEXTILES LLC |  | 110 CHACE ST |  | FALL RIVER | MA | 027240000 | 110 CHACE ST |  | FALL RIVER | MA | 027240000 | N | PRIVATE | OP3 | DURO FINISHING | 5086891603 | nejad_mansour@durolink.com | MANSOUR | NEJAD | 5086891600 | nejad_mansour@durolink.com | MANSOUR | NEJAD | 5086891600 | nejad_mansour@durolink.com | 26 | DTP BOILER #2 -CLEAVER BROOKS CB428-300 DUAL FUEL |  | BOILER | CLEAVER BROOKS | CB428-300 | 1968-01-01 | 2011 | 12.6 | 1 | BOILER #2 -CLEAVER BROOKS 428-300 NATURAL GAS | NATURAL GAS | 209 | Natural Gas |  |  | 12.311 | E6FT3 | N | 24 | 5 | 50 | 24 | 5 | 20
1200018 | DURO TEXTILES LLC |  | 110 CHACE ST |  | FALL RIVER | MA | 027240000 | 110 CHACE ST |  | FALL RIVER | MA | 027240000 | N | PRIVATE | OP3 | DURO FINISHING | 5086891603 | nejad_mansour@durolink.com | MANSOUR | NEJAD | 5086891600 | nejad_mansour@durolink.com | MANSOUR | NEJAD | 5086891600 | nejad_mansour@durolink.com | 26 | DTP BOILER #2 -CLEAVER BROOKS CB428-300 DUAL FUEL |  | BOILER | CLEAVER BROOKS | CB428-300 | 1968-01-01 | 2011 | 12.6 | 2 | BOILER #2-CLEAVER BROOKS CB428-300 | NO.6 | 923 | Residual Oil (No. 6) | 1 | 0.1 | 99.033 | E3GAL | N | 24 | 5 | 50 | 24 | 5 | 20
1200018 | DURO TEXTILES LLC |  | 110 CHACE ST |  | FALL RIVER | MA | 027240000 | 110 CHACE ST |  | FALL RIVER | MA | 027240000 | N | PRIVATE | OP3 | DURO FINISHING | 5086891603 | nejad_mansour@durolink.com | MANSOUR | NEJAD | 5086891600 | nejad_mansour@durolink.com | MANSOUR | NEJAD | 5086891600 | nejad_mansour@durolink.com | 28 | DTP BOILER #5 -CLEAVER BROOKS CB-600 NATURAL GAS |  | BOILER | CLEAVER BROOKS | CB-600 | 1998-01-01 | 2011 | 25.1 | 1 | BOILER #5-CLEAVER BROOKS NG | NATURAL GAS | 209 | Natural Gas |  |  | 59.8419 | E6FT3 | N | 24 | 7 | 50 | 24 | 7 | 20
1200018 | DURO TEXTILES LLC |  | 110 CHACE ST |  | FALL RIVER | MA | 027240000 | 110 CHACE ST |  | FALL RIVER | MA | 027240000 | N | PRIVATE | OP3 | DURO FINISHING | 5086891603 | nejad_mansour@durolink.com | MANSOUR | NEJAD | 5086891600 | nejad_mansour@durolink.com | MANSOUR | NEJAD | 5086891600 | nejad_mansour@durolink.com | 30 | DF-AIR MAKE UP UNITS (AMU1) | 2 | FURNACE | VARIOUS | VARIOUS | 1985-01-01 | 2011 | 10 | 1 | NATURAL GAS | NATURAL GAS | 209 | Natural Gas |  |  | 0.0168 | E6FT3 | N | 1 | 1 | 9 | 1 | 1 | 7
1200018 | DURO TEXTILES LLC |  | 110 CHACE ST |  | FALL RIVER | MA | 027240000 | 110 CHACE ST |  | FALL RIVER | MA | 027240000 | N | PRIVATE | OP3 | DURO FINISHING | 5086891603 | nejad_mansour@durolink.com | MANSOUR | NEJAD | 5086891600 | nejad_mansour@durolink.com | MANSOUR | NEJAD | 5086891600 | nejad_mansour@durolink.com | 31 | DF-AIR MAKE UP UNITS (AMU2) | 2 | FURNACE | VARIOUS | VARIOUS | 1985-01-01 | 2011 | 10 | 1 | NATURAL GAS | NATURAL GAS | 209 | Natural Gas |  |  | 0.0168 | E6FT3 | N | 1 | 1 | 9 | 1 | 1 | 7
1200018 | DURO TEXTILES LLC |  | 110 CHACE ST |  | FALL RIVER | MA | 027240000 | 110 CHACE ST |  | FALL RIVER | MA | 027240000 | N | PRIVATE | OP3 | DURO FINISHING | 5086891603 | nejad_mansour@durolink.com | MANSOUR | NEJAD | 5086891600 | nejad_mansour@durolink.com | MANSOUR | NEJAD | 5086891600 | nejad_mansour@durolink.com | 52 | DF-AIR MAKEUP UNITS (AMU3) | 3 | FURNACE | VARIOUS | VARIOUS | 1985-01-01 | 2011 | 10 | 1 | NATURAL GAS | NATURAL GAS | 209 | Natural Gas |  |  | 0.0168 | E6FT3 | N | 1 | 1 | 9 | 1 | 1 | 7
1200018 | DURO TEXTILES LLC |  | 110 CHACE ST |  | FALL RIVER | MA | 027240000 | 110 CHACE ST |  | FALL RIVER | MA | 027240000 | N | PRIVATE | OP3 | DURO FINISHING | 5086891603 | nejad_mansour@durolink.com | MANSOUR | NEJAD | 5086891600 | nejad_mansour@durolink.com | MANSOUR | NEJAD | 5086891600 | nejad_mansour@durolink.com | 53 | DF-AIR MAKEUP UNITS (AMU4) | 2 | FURNACE | VARIOUS | VARIOUS | 1985-01-01 | 2011 | 10 | 1 | NATURAL GAS | NATURAL GAS | 209 | Natural Gas |  |  | 0.0151 | E6FT3 | N | 1 | 1 | 9 | 1 | 1 | 7
1200025 | DARTMOUTH POWER ASSOCATES |  | 1 ENERGY RD |  | DARTMOUTH | MA | 027470000 | 1 ENERGY ROAD |  | DARTMOUTH | MA | 027470000 | N | UTILITY | OP7.5 | DARTMOUTH POWER ASSOCIATES | 5089950269X2222 | PFrey@morrisenergy.com | PETER | FREY | 5089950269 | pfrey@morrisenergy.com | PETER | FREY | 5089950269 | pfrey@morrisenergy.com | 1 | GE PG6541B GAS TURBINE WITH JOHN ZINK DUCT BURNER |  | COMBUSTION TURBINE WITH DUCT BURNERS | GENERAL ELECTRIC | PG6541B | 1992-05-01 | 2011 | 656 | 1 | NATURAL GAS | NATURAL GAS | 209 | Natural Gas |  |  | 877498 | E6BTU | N | 20 | 4 | 35 | 20 | 4 | 22
1200025 | DARTMOUTH POWER ASSOCATES |  | 1 ENERGY RD |  | DARTMOUTH | MA | 027470000 | 1 ENERGY ROAD |  | DARTMOUTH | MA | 027470000 | N | UTILITY | OP7.5 | DARTMOUTH POWER ASSOCIATES | 5089950269X2222 | PFrey@morrisenergy.com | PETER | FREY | 5089950269 | pfrey@morrisenergy.com | PETER | FREY | 5089950269 | pfrey@morrisenergy.com | 1 | GE PG6541B GAS TURBINE WITH JOHN ZINK DUCT BURNER |  | COMBUSTION TURBINE WITH DUCT BURNERS | GENERAL ELECTRIC | PG6541B | 1992-05-01 | 2011 | 656 | 2 | NO. 2 FUEL OIL | DIESEL | 44 | DIESEL | 0.0015 | 0 | 8.9297 | E3GAL | N | 20 | 4 | 35 | 20 | 4 | 22
1200025 | DARTMOUTH POWER ASSOCATES |  | 1 ENERGY RD |  | DARTMOUTH | MA | 027470000 | 1 ENERGY ROAD |  | DARTMOUTH | MA | 027470000 | N | UTILITY | OP7.5 | DARTMOUTH POWER ASSOCIATES | 5089950269X2222 | PFrey@morrisenergy.com | PETER | FREY | 5089950269 | pfrey@morrisenergy.com | PETER | FREY | 5089950269 | pfrey@morrisenergy.com | 14 | GE LM2500 COMBUSTION TURBINE |  | GAS TURBINE | GENERAL ELECTRIC | LM2500PE | 2008-12-31 | 2011 | 267.1 | 1 | NATURAL GAS | NATURAL GAS | 209 | Natural Gas |  |  | 37115 | E6BTU | Y | 4 | 3 | 4 | 4 | 3 | 3
1200025 | DARTMOUTH POWER ASSOCATES |  | 1 ENERGY RD |  | DARTMOUTH | MA | 027470000 | 1 ENERGY ROAD |  | DARTMOUTH | MA | 027470000 | N | UTILITY | OP7.5 | DARTMOUTH POWER ASSOCIATES | 5089950269X2222 | PFrey@morrisenergy.com | PETER | FREY | 5089950269 | pfrey@morrisenergy.com | PETER | FREY | 5089950269 | pfrey@morrisenergy.com | 14 | GE LM2500 COMBUSTION TURBINE |  | GAS TURBINE | GENERAL ELECTRIC | LM2500PE | 2008-12-31 | 2011 | 267.1 | 2 | ULSD | DIESEL | 44 | DIESEL | 0.0015 | 0 | 66.8487 | E3GAL | Y | 4 | 3 | 4 | 4 | 3 | 3
1200032 | ADM COCOA |  | 150 OAKLAND ST |  | MANSFIELD | MA | 020480000 | 150 OAKLAND STREET |  | MANSFIELD | MA | 020480000 | N | PRIVATE | NM99 | ADM COCOA | 5083398921 | frank_okorn@admworld.com | FRANK | OKORN | 5082618967 | frank_okorn@admworld.com | FRANK | OKORN | 5082618967 | frank_okorn@admworld.com | 1 | BOILER #1-ORR+SEMBOWER 3H5930005 12.553 MMBTU/HR |  | BOILER | ORR SEMBOWER | 3H | 1966-01-01 | 2009 | 13 | 1 | BOILER #1-ORR+SEMBOWER NATURAL GAS | NATURAL GAS | 209 | Natural Gas |  |  | 43.555 | E6FT3 | Y | 24 | 7 | 52 | 24 | 7 | 21
1200032 | ADM COCOA |  | 150 OAKLAND ST |  | MANSFIELD | MA | 020480000 | 150 OAKLAND STREET |  | MANSFIELD | MA | 020480000 | N | PRIVATE | NM99 | ADM COCOA | 5083398921 | frank_okorn@admworld.com | FRANK | OKORN | 5082618967 | frank_okorn@admworld.com | FRANK | OKORN | 5082618967 | frank_okorn@admworld.com | 14 | COGENERATOR #1-WAUKESHA 7100 GSI 11.7 MMBTU/HR |  | COGENERATION | WAUKESHA | 7100GSI | 1994-01-01 | 2009 | 12 | 1 | COGENERATOR #1-WAUKESHA 7100 GSI NATURAL GAS | NATURAL GAS | 209 | Natural Gas |  |  | 0 | E6FT3 | N | 12 | 4 | 2 | 12 | 4 | 2
1200032 | ADM COCOA |  | 150 OAKLAND ST |  | MANSFIELD | MA | 020480000 | 150 OAKLAND STREET |  | MANSFIELD | MA | 020480000 | N | PRIVATE | NM99 | ADM COCOA | 5083398921 | frank_okorn@admworld.com | FRANK | OKORN | 5082618967 | frank_okorn@admworld.com | FRANK | OKORN | 5082618967 | frank_okorn@admworld.com | 15 | COGENERATOR #2-WAUKESHA 7100 GSI 11.7 MMBTU/HR |  | COGENERATION | WAUKESHA | 7100 GSI | 1994-01-01 | 2009 | 12 | 1 | COGENERATOR #2-WAUKESHA 7100 GSI NATURAL GAS | NATURAL GAS | 209 | Natural Gas |  |  | 0 | E6FT3 | N | 12 | 4 | 2 | 12 | 4 | 2
1200045 | WHEATON COLLEGE |  | 25 EAST MAIN ST |  | NORTON | MA | 027660000 | 25 EAST MAIN STREET |  | NORTON | MA | 027660000 | N | PRIVATE | SM80-R | WHEATON COLLEGE | 5082868200 | dnadeau@wheatoncollege.edu | JOHN | SULLIVAN | 5082863484 | jsulliva@Wheatoncollege.edu | DAVID | NADEAU | 5082863885 | dnadeau@wheatoncollege.edu | 1 | BOILER #1 - BOILER RM - FOSTER WHEELER |  | BOILER | FOSTER WHEELER | AG128 | 1969-09-01 | 2011 | 36.5 | 1 | #6 OIL @ 1.0 PERCENT S | NO.6 | 923 | Residual Oil (No. 6) | 1 | 1.49 | 0 | E3GAL | Y | 24 | 7 | 52 | 24 | 7 | 22
1200045 | WHEATON COLLEGE |  | 25 EAST MAIN ST |  | NORTON | MA | 027660000 | 25 EAST MAIN STREET |  | NORTON | MA | 027660000 | N | PRIVATE | SM80-R | WHEATON COLLEGE | 5082868200 | dnadeau@wheatoncollege.edu | JOHN | SULLIVAN | 5082863484 | jsulliva@Wheatoncollege.edu | DAVID | NADEAU | 5082863885 | dnadeau@wheatoncollege.edu | 1 | BOILER #1 - BOILER RM - FOSTER WHEELER |  | BOILER | FOSTER WHEELER | AG128 | 1969-09-01 | 2011 | 36.5 | 2 | NATURAL GAS | NATURAL GAS | 209 | Natural Gas |  |  | 36.4788 | E6FT3 | Y | 24 | 7 | 52 | 24 | 7 | 22
1200045 | WHEATON COLLEGE |  | 25 EAST MAIN ST |  | NORTON | MA | 027660000 | 25 EAST MAIN STREET |  | NORTON | MA | 027660000 | N | PRIVATE | SM80-R | WHEATON COLLEGE | 5082868200 | dnadeau@wheatoncollege.edu | JOHN | SULLIVAN | 5082863484 | jsulliva@Wheatoncollege.edu | DAVID | NADEAU | 5082863885 | dnadeau@wheatoncollege.edu | 2 | BOILER #2 - BOILER RM - ERIE CITY |  | BOILER | ERIE CITY | VLP | 1969-01-01 | 2011 | 25 | 1 | #6 OIL-1 PERCENT S | NO.6 | 923 | Residual Oil (No. 6) | 1 | 1.49 | 0 | E3GAL | Y | 24 | 7 | 52 | 24 | 7 | 22
1200045 | WHEATON COLLEGE |  | 25 EAST MAIN ST |  | NORTON | MA | 027660000 | 25 EAST MAIN STREET |  | NORTON | MA | 027660000 | N | PRIVATE | SM80-R | WHEATON COLLEGE | 5082868200 | dnadeau@wheatoncollege.edu | JOHN | SULLIVAN | 5082863484 | jsulliva@Wheatoncollege.edu | DAVID | NADEAU | 5082863885 | dnadeau@wheatoncollege.edu | 2 | BOILER #2 - BOILER RM - ERIE CITY |  | BOILER | ERIE CITY | VLP | 1969-01-01 | 2011 | 25 | 2 | NATURAL GAS | NATURAL GAS | 209 | Natural Gas |  |  | 24.9855 | E6FT3 | Y | 24 | 7 | 52 | 24 | 7 | 22
1200045 | WHEATON COLLEGE |  | 25 EAST MAIN ST |  | NORTON | MA | 027660000 | 25 EAST MAIN STREET |  | NORTON | MA | 027660000 | N | PRIVATE | SM80-R | WHEATON COLLEGE | 5082868200 | dnadeau@wheatoncollege.edu | JOHN | SULLIVAN | 5082863484 | jsulliva@Wheatoncollege.edu | DAVID | NADEAU | 5082863885 | dnadeau@wheatoncollege.edu | 3 | BOILER #3 - BOILER RM - WICKES |  | BOILER | WICKES | TYPE A | 1959-07-01 | 2011 | 18.2 | 1 | #6 OIL-1 PERCENT S | NO.6 | 923 | Residual Oil (No. 6) | 1 | 1.49 | 0 | E3GAL | Y | 24 | 7 | 52 | 24 | 7 | 22
1200045 | WHEATON COLLEGE |  | 25 EAST MAIN ST |  | NORTON | MA | 027660000 | 25 EAST MAIN STREET |  | NORTON | MA | 027660000 | N | PRIVATE | SM80-R | WHEATON COLLEGE | 5082868200 | dnadeau@wheatoncollege.edu | JOHN | SULLIVAN | 5082863484 | jsulliva@Wheatoncollege.edu | DAVID | NADEAU | 5082863885 | dnadeau@wheatoncollege.edu | 3 | BOILER #3 - BOILER RM - WICKES |  | BOILER | WICKES | TYPE A | 1959-07-01 | 2011 | 18.2 | 2 | NATURAL GAS | NATURAL GAS | 209 | Natural Gas |  |  | 18.1894 | E6FT3 | Y | 24 | 7 | 52 | 24 | 7 | 22
1200045 | WHEATON COLLEGE |  | 25 EAST MAIN ST |  | NORTON | MA | 027660000 | 25 EAST MAIN STREET |  | NORTON | MA | 027660000 | N | PRIVATE | SM80-R | WHEATON COLLEGE | 5082868200 | dnadeau@wheatoncollege.edu | JOHN | SULLIVAN | 5082863484 | jsulliva@Wheatoncollege.edu | DAVID | NADEAU | 5082863885 | dnadeau@wheatoncollege.edu | 26 | RESIDENTIAL BOILERS (79) #26 - NATURAL GAS BURNING | 79 | BOILER | VARIOUS | VARIOUS | 2005-01-01 | 2011 | 16 | 1 | NATURAL GAS | NATURAL GAS | 209 | Natural Gas |  |  | 12.4512 | E6FT3 | N | 2 | 7 | 52 | 2 | 7 | 22
1200048 | SPRAGUE NEW BEDFORD TERMINAL |  | 30 PINE ST |  | NEW BEDFORD | MA | 027400000 | 30 PINE ST |  | NEW BEDFORD | MA | 027400000 | N | PRIVATE | NM25 | SPRAGUE ENERGY | 6034311000 | ehernberg@spragueenergy.com | ELIZABETH | HERNBERG | 6034307298 | EHernberg@spragueenergy.com | ELIZABETH | HERNBERG | 6034307298 | EHernberg@spragueenergy.com | 1 | BOILER NO. 1-CLEAVER BROOKS CB100-350-15 NO. 2 OIL |  | BOILER | CLEAVER BROOKS | CB100-350-15 | 1992-12-10 | 2009 | 14.645 | 1 | BOILER NO. 1-CLEAVER BROOKS CB10035015 NO. 2 OIL | NO.2 | 58 | Distillate Oil (No. 2) | 0.3 | 0 | 0 | E3GAL | N | 24 | 7 | 52 | 7 | 5 | 22
1200054 | GENON CANAL LLC |  | 9 FREEZER RD |  | SANDWICH | MA | 025630000 | TRAINING CENTER | 9 FREEZER RD | SANDWICH | MA | 025630000 | N | UTILITY | OP14 | GENON CANAL, LLC | 7173383511 | leo.rajter@genon.com | LEO C. | RAJTER | 7173383511 | leo.rajter@genon.com | VINCENT | DEVITA | 8457868070 | vincent.devita@genon.com | 1 | BOILER #1-BABCOCK+WILCOX #6,#2, WASTE OIL |  | BOILER | BABCOCK&WILCOX | UP-38 | 1968-07-01 | 2011 | 5083 | 1 | BOILER #1-BABCOCK+WILCOX #6 OIL-1S | NO.6 | 923 | Residual Oil (No. 6) | 0.5 | 3.9 | 3336.607 | E3GAL | N | 24 | 4 | 7 | 24 | 4 | 5
1200054 | GENON CANAL LLC |  | 9 FREEZER RD |  | SANDWICH | MA | 025630000 | TRAINING CENTER | 9 FREEZER RD | SANDWICH | MA | 025630000 | N | UTILITY | OP14 | GENON CANAL, LLC | 7173383511 | leo.rajter@genon.com | LEO C. | RAJTER | 7173383511 | leo.rajter@genon.com | VINCENT | DEVITA | 8457868070 | vincent.devita@genon.com | 1 | BOILER #1-BABCOCK+WILCOX #6,#2, WASTE OIL |  | BOILER | BABCOCK&WILCOX | UP-38 | 1968-07-01 | 2011 | 5083 | 2 | BOILER #1-BABCOCK+WILCOX #2 OIL-0.05S | NO.2 | 58 | Distillate Oil (No. 2) | 0.05 | 0 | 9.5708 | E3GAL | N | 24 | 4 | 7 | 24 | 4 | 5
1200054 | GENON CANAL LLC |  | 9 FREEZER RD |  | SANDWICH | MA | 025630000 | TRAINING CENTER | 9 FREEZER RD | SANDWICH | MA | 025630000 | N | UTILITY | OP14 | GENON CANAL, LLC | 7173383511 | leo.rajter@genon.com | LEO C. | RAJTER | 7173383511 | leo.rajter@genon.com | VINCENT | DEVITA | 8457868070 | vincent.devita@genon.com | 1 | BOILER #1-BABCOCK+WILCOX #6,#2, WASTE OIL |  | BOILER | BABCOCK&WILCOX | UP-38 | 1968-07-01 | 2011 | 5083 | 3 | BOILER #1-BABCOCK+WILCOX WASTE OIL | WASTE OIL | 2 | WASTE OIL | 0.3 | 0.1 | 1.641 | E3GAL | N | 24 | 4 | 7 | 24 | 4 | 5
1200054 | GENON CANAL LLC |  | 9 FREEZER RD |  | SANDWICH | MA | 025630000 | TRAINING CENTER | 9 FREEZER RD | SANDWICH | MA | 025630000 | N | UTILITY | OP14 | GENON CANAL, LLC | 7173383511 | leo.rajter@genon.com | LEO C. | RAJTER | 7173383511 | leo.rajter@genon.com | VINCENT | DEVITA | 8457868070 | vincent.devita@genon.com | 2 | BOILER AUX A-BABCOCK+WILCOX DUAL FUEL |  | BOILER | BABCOCK & WILCOX | FM 101-88 | 1997-05-01 | 2011 | 89 | 1 | BOILER AUX A-BABCOCK+WILCOX #2 OIL-0.05S | NO.2 | 58 | Distillate Oil (No. 2) | 0.05 | 0 | 0 | E3GAL | N | 24 | 7 | 48 | 24 | 6 | 21
1200054 | GENON CANAL LLC |  | 9 FREEZER RD |  | SANDWICH | MA | 025630000 | TRAINING CENTER | 9 FREEZER RD | SANDWICH | MA | 025630000 | N | UTILITY | OP14 | GENON CANAL, LLC | 7173383511 | leo.rajter@genon.com | LEO C. | RAJTER | 7173383511 | leo.rajter@genon.com | VINCENT | DEVITA | 8457868070 | vincent.devita@genon.com | 2 | BOILER AUX A-BABCOCK+WILCOX DUAL FUEL |  | BOILER | BABCOCK & WILCOX | FM 101-88 | 1997-05-01 | 2011 | 89 | 2 | BOILER AUX A-BABCOCK+WILCOX NATURAL GAS | NATURAL GAS | 209 | Natural Gas |  |  | 64.4705 | E6FT3 | N | 24 | 7 | 48 | 24 | 6 | 21
1200054 | GENON CANAL LLC |  | 9 FREEZER RD |  | SANDWICH | MA | 025630000 | TRAINING CENTER | 9 FREEZER RD | SANDWICH | MA | 025630000 | N | UTILITY | OP14 | GENON CANAL, LLC | 7173383511 | leo.rajter@genon.com | LEO C. | RAJTER | 7173383511 | leo.rajter@genon.com | VINCENT | DEVITA | 8457868070 | vincent.devita@genon.com | 3 | BOILER AUX B-BABCOCK+WILCOX DUAL FUEL |  | BOILER | BABCOCK & WILCOX | FM 101-88 | 1996-03-01 | 2011 | 89 | 1 | BOILER AUX B-BABCOCK+WILCOX #2 OIL 0.05S | NO.2 | 58 | Distillate Oil (No. 2) | 0.05 | 0 | 0 | E3GAL | N | 24 | 7 | 48 | 24 | 6 | 21
1200054 | GENON CANAL LLC |  | 9 FREEZER RD |  | SANDWICH | MA | 025630000 | TRAINING CENTER | 9 FREEZER RD | SANDWICH | MA | 025630000 | N | UTILITY | OP14 | GENON CANAL, LLC | 7173383511 | leo.rajter@genon.com | LEO C. | RAJTER | 7173383511 | leo.rajter@genon.com | VINCENT | DEVITA | 8457868070 | vincent.devita@genon.com | 3 | BOILER AUX B-BABCOCK+WILCOX DUAL FUEL |  | BOILER | BABCOCK & WILCOX | FM 101-88 | 1996-03-01 | 2011 | 89 | 2 | BOILER AUX B-BABCOCK+WILCOX NATURAL GAS | NATURAL GAS | 209 | Natural Gas |  |  | 30.3393 | E6FT3 | N | 24 | 7 | 48 | 24 | 6 | 21
1200054 | GENON CANAL LLC |  | 9 FREEZER RD |  | SANDWICH | MA | 025630000 | TRAINING CENTER | 9 FREEZER RD | SANDWICH | MA | 025630000 | N | UTILITY | OP14 | GENON CANAL, LLC | 7173383511 | leo.rajter@genon.com | LEO C. | RAJTER | 7173383511 | leo.rajter@genon.com | VINCENT | DEVITA | 8457868070 | vincent.devita@genon.com | 4 | UNIT #2 BOILER #2 BABCOCK+WILCOX DUAL FUEL |  | BOILER | BABCOCK & WILCOX | RB-494 | 1976-02-01 | 2011 | 5973 | 1 | BOILER #2-BABCOCK+WILCOX #6 OIL-1S | NO.6 | 923 | Residual Oil (No. 6) | 0.49 | 0 | 966.2546 | E3GAL | N | 24 | 3 | 3 | 24 | 3 | 1
1200054 | GENON CANAL LLC |  | 9 FREEZER RD |  | SANDWICH | MA | 025630000 | TRAINING CENTER | 9 FREEZER RD | SANDWICH | MA | 025630000 | N | UTILITY | OP14 | GENON CANAL, LLC | 7173383511 | leo.rajter@genon.com | LEO C. | RAJTER | 7173383511 | leo.rajter@genon.com | VINCENT | DEVITA | 8457868070 | vincent.devita@genon.com | 4 | UNIT #2 BOILER #2 BABCOCK+WILCOX DUAL FUEL |  | BOILER | BABCOCK & WILCOX | RB-494 | 1976-02-01 | 2011 | 5973 | 2 | BOILER #2-BABCOCK+WILCOX IGNITION #2OIL | NO.2 | 58 | Distillate Oil (No. 2) | 0.05 |  | 0 | E3GAL | N | 24 | 3 | 3 | 24 | 3 | 1
1200054 | GENON CANAL LLC |  | 9 FREEZER RD |  | SANDWICH | MA | 025630000 | TRAINING CENTER | 9 FREEZER RD | SANDWICH | MA | 025630000 | N | UTILITY | OP14 | GENON CANAL, LLC | 7173383511 | leo.rajter@genon.com | LEO C. | RAJTER | 7173383511 | leo.rajter@genon.com | VINCENT | DEVITA | 8457868070 | vincent.devita@genon.com | 4 | UNIT #2 BOILER #2 BABCOCK+WILCOX DUAL FUEL |  | BOILER | BABCOCK & WILCOX | RB-494 | 1976-02-01 | 2011 | 5973 | 3 | BOILER #2-BABCOCK+WILCOX NATURAL GAS | NATURAL GAS | 209 | Natural Gas |  |  | 1.8943 | E6FT3 | N | 24 | 3 | 3 | 24 | 3 | 1
1200055 | 102ND INTELLIGENCE WING |  | 158 REILLY ST |  | OTIS AFB | MA | 025421330 | 156 REILLY STREET BOX 46 | 102ND ENVIRONMENTAL MANAGEMENT OFFICE | OTIS ANG BASE | MA | 025421330 | N | FEDERAL | SM80-7 | 102ND INTELLIGENCE WING MASSACHUSETTS AIR NATIONAL GUARD | 5089684328 | ANTHONY.SCHIAVI@ANG.AF.MIL | EMILY | WARE | 5089684328 | ROSE.WARE@ANG.AF.MIL | EMILY | WARE | 5089684328 | ROSE.WARE@ANG.AF.MIL | 15 | BOILER #10-BURNHAM + 2 SPACE HEATERS BLDG 158 |  | BOILER | BURNHAM | PF519-WG | 1993-02-11 | 2009 | 12 | 1 | BOILER #10-BURNHAM PF519-WG NATURAL GAS B158 | NATURAL GAS | 209 | Natural Gas |  |  | 6 | E6FT3 | N | 24 | 7 | 36 | 24 | 7 | 4
1200055 | 102ND INTELLIGENCE WING |  | 158 REILLY ST |  | OTIS AFB | MA | 025421330 | 156 REILLY STREET BOX 46 | 102ND ENVIRONMENTAL MANAGEMENT OFFICE | OTIS ANG BASE | MA | 025421330 | N | FEDERAL | SM80-7 | 102ND INTELLIGENCE WING MASSACHUSETTS AIR NATIONAL GUARD | 5089684328 | ANTHONY.SCHIAVI@ANG.AF.MIL | EMILY | WARE | 5089684328 | ROSE.WARE@ANG.AF.MIL | EMILY | WARE | 5089684328 | ROSE.WARE@ANG.AF.MIL | 15 | BOILER #10-BURNHAM + 2 SPACE HEATERS BLDG 158 |  | BOILER | BURNHAM | PF519-WG | 1993-02-11 | 2009 | 12 | 2 | SPACE HEATER #8-RAY VAC B100 NATURAL GAS B158 | NATURAL GAS | 209 | Natural Gas |  |  | 6 | E6FT3 | N | 24 | 7 | 36 | 24 | 7 | 4
1200055 | 102ND INTELLIGENCE WING |  | 158 REILLY ST |  | OTIS AFB | MA | 025421330 | 156 REILLY STREET BOX 46 | 102ND ENVIRONMENTAL MANAGEMENT OFFICE | OTIS ANG BASE | MA | 025421330 | N | FEDERAL | SM80-7 | 102ND INTELLIGENCE WING MASSACHUSETTS AIR NATIONAL GUARD | 5089684328 | ANTHONY.SCHIAVI@ANG.AF.MIL | EMILY | WARE | 5089684328 | ROSE.WARE@ANG.AF.MIL | EMILY | WARE | 5089684328 | ROSE.WARE@ANG.AF.MIL | 15 | BOILER #10-BURNHAM + 2 SPACE HEATERS BLDG 158 |  | BOILER | BURNHAM | PF519-WG | 1993-02-11 | 2009 | 12 | 3 | SPACE HEATER #9-CATALYTIC NATURAL GAS B158 | NATURAL GAS | 209 | Natural Gas |  |  | 0 | E6FT3 | N | 24 | 7 | 36 | 24 | 7 | 4
1200056 | US AIR FORCE CAPE COD |  | 1 FLATROCK HILL RD |  | BOURNE | MA | 025610428 | PO BOX 0428 |  | SAGAMORE | MA | 025610428 | N | FEDERAL | SM80-R | CAPE COD AIR FORCE STATION | 5089683227 | shawn.smith@capecod.af.mil | SHAWN A. | SMITH, LT COL, USAF | 5089683277 | shawn.smith@capecod.af.mil | STEPHANIE | SYLER | 5089683321 | stephanie.syler.ctr@capecod.af.mil | 1 | EU-1 DIESEL GENERATOR FDS16A5 #2 DF OIL-ULSDF |  | ENGINE | GE | 7FDS16A5 | 1987-06-01 | 2011 | 14.42 | 1 | #2 ULSDF | DIESEL | 44 | DIESEL | 0.0015 | 0 | 19.9305 | E3GAL | N | 3 | 2 | 32 | 2 | 2 | 17
1200056 | US AIR FORCE CAPE COD |  | 1 FLATROCK HILL RD |  | BOURNE | MA | 025610428 | PO BOX 0428 |  | SAGAMORE | MA | 025610428 | N | FEDERAL | SM80-R | CAPE COD AIR FORCE STATION | 5089683227 | shawn.smith@capecod.af.mil | SHAWN A. | SMITH, LT COL, USAF | 5089683277 | shawn.smith@capecod.af.mil | STEPHANIE | SYLER | 5089683321 | stephanie.syler.ctr@capecod.af.mil | 2 | EU-2 DIESEL GENERATOR 7FDS16A5 #2 DF OIL-0.3PER.S |  | ENGINE | GE | 7FDS16A5 | 1987-07-01 | 2011 | 14.42 | 1 | ULSDF | DIESEL | 44 | DIESEL | 0.0015 | 0 | 25.6367 | E3GAL | N | 3 | 2 | 42 | 3 | 3 | 14
1200056 | US AIR FORCE CAPE COD |  | 1 FLATROCK HILL RD |  | BOURNE | MA | 025610428 | PO BOX 0428 |  | SAGAMORE | MA | 025610428 | N | FEDERAL | SM80-R | CAPE COD AIR FORCE STATION | 5089683227 | shawn.smith@capecod.af.mil | SHAWN A. | SMITH, LT COL, USAF | 5089683277 | shawn.smith@capecod.af.mil | STEPHANIE | SYLER | 5089683321 | stephanie.syler.ctr@capecod.af.mil | 3 | EU-3 DIESEL GENERATOR #7FDS16A5 #2 DF OIL-0.3PER S |  | ENGINE | GE | 7FDS16A5 | 1987-11-18 | 2011 | 14.42 | 1 | ULSDF | DIESEL | 44 | DIESEL | 0.0015 | 0 | 19.6009 | E3GAL | N | 3 | 2 | 32 | 2 | 2 | 18
1200056 | US AIR FORCE CAPE COD |  | 1 FLATROCK HILL RD |  | BOURNE | MA | 025610428 | PO BOX 0428 |  | SAGAMORE | MA | 025610428 | N | FEDERAL | SM80-R | CAPE COD AIR FORCE STATION | 5089683227 | shawn.smith@capecod.af.mil | SHAWN A. | SMITH, LT COL, USAF | 5089683277 | shawn.smith@capecod.af.mil | STEPHANIE | SYLER | 5089683321 | stephanie.syler.ctr@capecod.af.mil | 4 | EU 4-GE DIESEL ENGINE #7FDS16A6 #2 OIL-0.3PER.S |  | ENGINE | GE | 7FDS16A6 | 1990-04-01 | 2011 | 14.42 | 1 | EU 4- ULSDF | DIESEL | 44 | DIESEL | 0.0015 | 0 | 29.6002 | E3GAL | N | 3 | 3 | 48 | 4 | 2 | 18
1200056 | US AIR FORCE CAPE COD |  | 1 FLATROCK HILL RD |  | BOURNE | MA | 025610428 | PO BOX 0428 |  | SAGAMORE | MA | 025610428 | N | FEDERAL | SM80-R | CAPE COD AIR FORCE STATION | 5089683227 | shawn.smith@capecod.af.mil | SHAWN A. | SMITH, LT COL, USAF | 5089683277 | shawn.smith@capecod.af.mil | STEPHANIE | SYLER | 5089683321 | stephanie.syler.ctr@capecod.af.mil | 5 | EU-5 DIESEL GENERATOR FDS16A6 #2 DF OIL 0.3PER.S |  | ENGINE | GE | 7FDS16A6 | 1991-01-10 | 2011 | 14.42 | 1 | EU #5 - ULSDF | DIESEL | 44 | DIESEL | 0.0015 | 0 | 25.1526 | E3GAL | N | 2 | 3 | 41 | 3 | 2 | 18
1200061 | DOMINION ENERGY-BRAYTON POINT LLC |  | 1 BRAYTON POINT RD |  | SOMERSET | MA | 027260000 | P.O. BOX 440 |  | SOMERSET | MA | 027260440 | N | UTILITY | OP271 | DOMINION ENERGY BRAYTON POINT LLC | 8042732929 | peter.m.balkus@dom.com | PETER | BALKUS | 508.646.5230 | peter.m.balkus@dom.com | SHEILA | MEDEIROS | 5086465260 | sheila.a.medeiros@dom.com | 1 | UNIT 1-BOILER |  | BOILER | COMBUSTION ENGINEERING | 19407-TYPE CC | 1963-08-01 | 2011 | 2250 | 1 | COAL | COAL | 717 | Coal | 0.75 | 4.6 | 359068 | TON | N | 24 | 7 | 35 | 24 | 7 | 15
1200061 | DOMINION ENERGY-BRAYTON POINT LLC |  | 1 BRAYTON POINT RD |  | SOMERSET | MA | 027260000 | P.O. BOX 440 |  | SOMERSET | MA | 027260440 | N | UTILITY | OP271 | DOMINION ENERGY BRAYTON POINT LLC | 8042732929 | peter.m.balkus@dom.com | PETER | BALKUS | 508.646.5230 | peter.m.balkus@dom.com | SHEILA | MEDEIROS | 5086465260 | sheila.a.medeiros@dom.com | 1 | UNIT 1-BOILER |  | BOILER | COMBUSTION ENGINEERING | 19407-TYPE CC | 1963-08-01 | 2011 | 2250 | 2 | BOILER #1 NO. 6 FUEL OIL-HIGH SULFUR | NO.6 | 923 | Residual Oil (No. 6) | 0.97 | 0.1 | 0 | E3GAL | N | 24 | 7 | 35 | 24 | 7 | 15
1200061 | DOMINION ENERGY-BRAYTON POINT LLC |  | 1 BRAYTON POINT RD |  | SOMERSET | MA | 027260000 | P.O. BOX 440 |  | SOMERSET | MA | 027260440 | N | UTILITY | OP271 | DOMINION ENERGY BRAYTON POINT LLC | 8042732929 | peter.m.balkus@dom.com | PETER | BALKUS | 508.646.5230 | peter.m.balkus@dom.com | SHEILA | MEDEIROS | 5086465260 | sheila.a.medeiros@dom.com | 1 | UNIT 1-BOILER |  | BOILER | COMBUSTION ENGINEERING | 19407-TYPE CC | 1963-08-01 | 2011 | 2250 | 3 | BOILER #1- NO. 6 FUEL OIL LOW SULFUR | NO.6 | 923 | Residual Oil (No. 6) | 0.75 | 0.1 | 0 | E3GAL | N | 24 | 7 | 35 | 24 | 7 | 15
1200061 | DOMINION ENERGY-BRAYTON POINT LLC |  | 1 BRAYTON POINT RD |  | SOMERSET | MA | 027260000 | P.O. BOX 440 |  | SOMERSET | MA | 027260440 | N | UTILITY | OP271 | DOMINION ENERGY BRAYTON POINT LLC | 8042732929 | peter.m.balkus@dom.com | PETER | BALKUS | 508.646.5230 | peter.m.balkus@dom.com | SHEILA | MEDEIROS | 5086465260 | sheila.a.medeiros@dom.com | 1 | UNIT 1-BOILER |  | BOILER | COMBUSTION ENGINEERING | 19407-TYPE CC | 1963-08-01 | 2011 | 2250 | 4 | BOILER #1 NO.2 FUEL OIL | NO.2 | 58 | Distillate Oil (No. 2) | 0 | 0 | 0 | E3GAL | N | 24 | 7 | 35 | 24 | 7 | 15
1200061 | DOMINION ENERGY-BRAYTON POINT LLC |  | 1 BRAYTON POINT RD |  | SOMERSET | MA | 027260000 | P.O. BOX 440 |  | SOMERSET | MA | 027260440 | N | UTILITY | OP271 | DOMINION ENERGY BRAYTON POINT LLC | 8042732929 | peter.m.balkus@dom.com | PETER | BALKUS | 508.646.5230 | peter.m.balkus@dom.com | SHEILA | MEDEIROS | 5086465260 | sheila.a.medeiros@dom.com | 1 | UNIT 1-BOILER |  | BOILER | COMBUSTION ENGINEERING | 19407-TYPE CC | 1963-08-01 | 2011 | 2250 | 5 | BOILER #1 NATURAL GAS | NATURAL GAS | 209 | Natural Gas |  |  | 36.037 | E6FT3 | N | 24 | 7 | 35 | 24 | 7 | 15
1200061 | DOMINION ENERGY-BRAYTON POINT LLC |  | 1 BRAYTON POINT RD |  | SOMERSET | MA | 027260000 | P.O. BOX 440 |  | SOMERSET | MA | 027260440 | N | UTILITY | OP271 | DOMINION ENERGY BRAYTON POINT LLC | 8042732929 | peter.m.balkus@dom.com | PETER | BALKUS | 508.646.5230 | peter.m.balkus@dom.com | SHEILA | MEDEIROS | 5086465260 | sheila.a.medeiros@dom.com | 2 | UNIT 2-BOILER |  | BOILER | ABB - COMBUSTION ENGENEERING | 19407-TYPE CC | 1964-07-01 | 2011 | 2250 | 1 | COAL | COAL | 717 | Coal | 0.6 | 4.6 | 272650 | TON | N | 24 | 7 | 28 | 24 | 7 | 10
1200061 | DOMINION ENERGY-BRAYTON POINT LLC |  | 1 BRAYTON POINT RD |  | SOMERSET | MA | 027260000 | P.O. BOX 440 |  | SOMERSET | MA | 027260440 | N | UTILITY | OP271 | DOMINION ENERGY BRAYTON POINT LLC | 8042732929 | peter.m.balkus@dom.com | PETER | BALKUS | 508.646.5230 | peter.m.balkus@dom.com | SHEILA | MEDEIROS | 5086465260 | sheila.a.medeiros@dom.com | 2 | UNIT 2-BOILER |  | BOILER | ABB - COMBUSTION ENGENEERING | 19407-TYPE CC | 1964-07-01 | 2011 | 2250 | 2 | BOILER #2 NO. 6 FUEL OIL-HIGH SULFUR | NO.6 | 923 | Residual Oil (No. 6) | 0 | 0 | 0 | E3GAL | N | 24 | 7 | 28 | 24 | 7 | 10
1200061 | DOMINION ENERGY-BRAYTON POINT LLC |  | 1 BRAYTON POINT RD |  | SOMERSET | MA | 027260000 | P.O. BOX 440 |  | SOMERSET | MA | 027260440 | N | UTILITY | OP271 | DOMINION ENERGY BRAYTON POINT LLC | 8042732929 | peter.m.balkus@dom.com | PETER | BALKUS | 508.646.5230 | peter.m.balkus@dom.com | SHEILA | MEDEIROS | 5086465260 | sheila.a.medeiros@dom.com | 2 | UNIT 2-BOILER |  | BOILER | ABB - COMBUSTION ENGENEERING | 19407-TYPE CC | 1964-07-01 | 2011 | 2250 | 3 | BOILER #2 NO. 6 FUEL OIL-LOW SULFUR | NO.6 | 923 | Residual Oil (No. 6) | 0 | 0 | 0 | E3GAL | N | 24 | 7 | 28 | 24 | 7 | 10
1200061 | DOMINION ENERGY-BRAYTON POINT LLC |  | 1 BRAYTON POINT RD |  | SOMERSET | MA | 027260000 | P.O. BOX 440 |  | SOMERSET | MA | 027260440 | N | UTILITY | OP271 | DOMINION ENERGY BRAYTON POINT LLC | 8042732929 | peter.m.balkus@dom.com | PETER | BALKUS | 508.646.5230 | peter.m.balkus@dom.com | SHEILA | MEDEIROS | 5086465260 | sheila.a.medeiros@dom.com | 2 | UNIT 2-BOILER |  | BOILER | ABB - COMBUSTION ENGENEERING | 19407-TYPE CC | 1964-07-01 | 2011 | 2250 | 4 | BOILER #2-NO.2 FUEL OIL | NO.2 | 58 | Distillate Oil (No. 2) | 0 | 0 | 0 | E3GAL | N | 24 | 7 | 28 | 24 | 7 | 10
1200061 | DOMINION ENERGY-BRAYTON POINT LLC |  | 1 BRAYTON POINT RD |  | SOMERSET | MA | 027260000 | P.O. BOX 440 |  | SOMERSET | MA | 027260440 | N | UTILITY | OP271 | DOMINION ENERGY BRAYTON POINT LLC | 8042732929 | peter.m.balkus@dom.com | PETER | BALKUS | 508.646.5230 | peter.m.balkus@dom.com | SHEILA | MEDEIROS | 5086465260 | sheila.a.medeiros@dom.com | 2 | UNIT 2-BOILER |  | BOILER | ABB - COMBUSTION ENGENEERING | 19407-TYPE CC | 1964-07-01 | 2011 | 2250 | 5 | BOILER #2- NATURAL GAS | NATURAL GAS | 209 | Natural Gas |  |  | 43.5379 | E6FT3 | N | 24 | 7 | 28 | 24 | 7 | 10
1200061 | DOMINION ENERGY-BRAYTON POINT LLC |  | 1 BRAYTON POINT RD |  | SOMERSET | MA | 027260000 | P.O. BOX 440 |  | SOMERSET | MA | 027260440 | N | UTILITY | OP271 | DOMINION ENERGY BRAYTON POINT LLC | 8042732929 | peter.m.balkus@dom.com | PETER | BALKUS | 508.646.5230 | peter.m.balkus@dom.com | SHEILA | MEDEIROS | 5086465260 | sheila.a.medeiros@dom.com | 3 | UNIT NO 3-BOILER |  | BOILER | BABCOCK & WILCOX | UP-52 | 1969-07-29 | 2011 | 5655 | 1 | BOILER #3-COAL | COAL | 717 | Coal | 0.6 | 4.6 | 782706 | TON | N | 24 | 7 | 25 | 24 | 7 | 9
1200061 | DOMINION ENERGY-BRAYTON POINT LLC |  | 1 BRAYTON POINT RD |  | SOMERSET | MA | 027260000 | P.O. BOX 440 |  | SOMERSET | MA | 027260440 | N | UTILITY | OP271 | DOMINION ENERGY BRAYTON POINT LLC | 8042732929 | peter.m.balkus@dom.com | PETER | BALKUS | 508.646.5230 | peter.m.balkus@dom.com | SHEILA | MEDEIROS | 5086465260 | sheila.a.medeiros@dom.com | 3 | UNIT NO 3-BOILER |  | BOILER | BABCOCK & WILCOX | UP-52 | 1969-07-29 | 2011 | 5655 | 2 | BOILER #3 - NO. 6 FUEL OIL - HIGH SULFUR | NO.6 | 923 | Residual Oil (No. 6) | 0 | 0 | 0 | E3GAL | N | 24 | 7 | 25 | 24 | 7 | 9
1200061 | DOMINION ENERGY-BRAYTON POINT LLC |  | 1 BRAYTON POINT RD |  | SOMERSET | MA | 027260000 | P.O. BOX 440 |  | SOMERSET | MA | 027260440 | N | UTILITY | OP271 | DOMINION ENERGY BRAYTON POINT LLC | 8042732929 | peter.m.balkus@dom.com | PETER | BALKUS | 508.646.5230 | peter.m.balkus@dom.com | SHEILA | MEDEIROS | 5086465260 | sheila.a.medeiros@dom.com | 3 | UNIT NO 3-BOILER |  | BOILER | BABCOCK & WILCOX | UP-52 | 1969-07-29 | 2011 | 5655 | 3 | BOILER #3 NATURAL GAS | NATURAL GAS | 209 | Natural Gas |  |  | 67.5337 | E6FT3 | N | 24 | 7 | 25 | 24 | 7 | 9
1200061 | DOMINION ENERGY-BRAYTON POINT LLC |  | 1 BRAYTON POINT RD |  | SOMERSET | MA | 027260000 | P.O. BOX 440 |  | SOMERSET | MA | 027260440 | N | UTILITY | OP271 | DOMINION ENERGY BRAYTON POINT LLC | 8042732929 | peter.m.balkus@dom.com | PETER | BALKUS | 508.646.5230 | peter.m.balkus@dom.com | SHEILA | MEDEIROS | 5086465260 | sheila.a.medeiros@dom.com | 3 | UNIT NO 3-BOILER |  | BOILER | BABCOCK & WILCOX | UP-52 | 1969-07-29 | 2011 | 5655 | 4 | BOILER #3 NO 2 FUEL OIL | NO.2 | 58 | Distillate Oil (No. 2) | 0 | 0 | 0 | E3GAL | N | 24 | 7 | 25 | 24 | 7 | 9
1200061 | DOMINION ENERGY-BRAYTON POINT LLC |  | 1 BRAYTON POINT RD |  | SOMERSET | MA | 027260000 | P.O. BOX 440 |  | SOMERSET | MA | 027260440 | N | UTILITY | OP271 | DOMINION ENERGY BRAYTON POINT LLC | 8042732929 | peter.m.balkus@dom.com | PETER | BALKUS | 508.646.5230 | peter.m.balkus@dom.com | SHEILA | MEDEIROS | 5086465260 | sheila.a.medeiros@dom.com | 3 | UNIT NO 3-BOILER |  | BOILER | BABCOCK & WILCOX | UP-52 | 1969-07-29 | 2011 | 5655 | 5 | BOILER #3 NO. 6 FUEL OIL - LOW SULFUR | NO.6 | 923 | Residual Oil (No. 6) | 0 | 0 | 0 | E3GAL | N | 24 | 7 | 25 | 24 | 7 | 9
1200061 | DOMINION ENERGY-BRAYTON POINT LLC |  | 1 BRAYTON POINT RD |  | SOMERSET | MA | 027260000 | P.O. BOX 440 |  | SOMERSET | MA | 027260440 | N | UTILITY | OP271 | DOMINION ENERGY BRAYTON POINT LLC | 8042732929 | peter.m.balkus@dom.com | PETER | BALKUS | 508.646.5230 | peter.m.balkus@dom.com | SHEILA | MEDEIROS | 5086465260 | sheila.a.medeiros@dom.com | 4 | UNIT #4 BOILER |  | BOILER | RILEY STOKER | 1SR | 1974-12-19 | 2011 | 4800 | 1 | BOILER #4 NO. 6 FUEL OIL LOW SULFUR | NO.6 | 923 | Residual Oil (No. 6) | 0.75 | 0.1 | 744 | E3GAL | N | 24 | 7 | 3 | 24 | 7 | 1
1200061 | DOMINION ENERGY-BRAYTON POINT LLC |  | 1 BRAYTON POINT RD |  | SOMERSET | MA | 027260000 | P.O. BOX 440 |  | SOMERSET | MA | 027260440 | N | UTILITY | OP271 | DOMINION ENERGY BRAYTON POINT LLC | 8042732929 | peter.m.balkus@dom.com | PETER | BALKUS | 508.646.5230 | peter.m.balkus@dom.com | SHEILA | MEDEIROS | 5086465260 | sheila.a.medeiros@dom.com | 4 | UNIT #4 BOILER |  | BOILER | RILEY STOKER | 1SR | 1974-12-19 | 2011 | 4800 | 2 | BOILER #4- NO 6 FUEL OIL- HIGH SULFUR | NO.6 | 923 | Residual Oil (No. 6) | 0.97 | 0.1 | 0 | E3GAL | N | 24 | 7 | 3 | 24 | 7 | 1
1200061 | DOMINION ENERGY-BRAYTON POINT LLC |  | 1 BRAYTON POINT RD |  | SOMERSET | MA | 027260000 | P.O. BOX 440 |  | SOMERSET | MA | 027260440 | N | UTILITY | OP271 | DOMINION ENERGY BRAYTON POINT LLC | 8042732929 | peter.m.balkus@dom.com | PETER | BALKUS | 508.646.5230 | peter.m.balkus@dom.com | SHEILA | MEDEIROS | 5086465260 | sheila.a.medeiros@dom.com | 4 | UNIT #4 BOILER |  | BOILER | RILEY STOKER | 1SR | 1974-12-19 | 2011 | 4800 | 4 | BOILER #4- WASTE OILS | WASTE OIL | 2 | WASTE OIL | 0.97 | 0 | 9.565 | E3GAL | N | 24 | 7 | 3 | 24 | 7 | 1
1200061 | DOMINION ENERGY-BRAYTON POINT LLC |  | 1 BRAYTON POINT RD |  | SOMERSET | MA | 027260000 | P.O. BOX 440 |  | SOMERSET | MA | 027260440 | N | UTILITY | OP271 | DOMINION ENERGY BRAYTON POINT LLC | 8042732929 | peter.m.balkus@dom.com | PETER | BALKUS | 508.646.5230 | peter.m.balkus@dom.com | SHEILA | MEDEIROS | 5086465260 | sheila.a.medeiros@dom.com | 4 | UNIT #4 BOILER |  | BOILER | RILEY STOKER | 1SR | 1974-12-19 | 2011 | 4800 | 5 | BOILER #4 NATURAL GAS | NATURAL GAS | 209 | Natural Gas |  |  | 364.3893 | E6FT3 | N | 24 | 7 | 3 | 24 | 7 | 1
1200061 | DOMINION ENERGY-BRAYTON POINT LLC |  | 1 BRAYTON POINT RD |  | SOMERSET | MA | 027260000 | P.O. BOX 440 |  | SOMERSET | MA | 027260440 | N | UTILITY | OP271 | DOMINION ENERGY BRAYTON POINT LLC | 8042732929 | peter.m.balkus@dom.com | PETER | BALKUS | 508.646.5230 | peter.m.balkus@dom.com | SHEILA | MEDEIROS | 5086465260 | sheila.a.medeiros@dom.com | 4 | UNIT #4 BOILER |  | BOILER | RILEY STOKER | 1SR | 1974-12-19 | 2011 | 4800 | 7 | NO. 2 OIL | NO.2 | 58 | Distillate Oil (No. 2) | 0 | 0 | 0 | E3GAL | N | 24 | 7 | 3 | 24 | 7 | 1
1200061 | DOMINION ENERGY-BRAYTON POINT LLC |  | 1 BRAYTON POINT RD |  | SOMERSET | MA | 027260000 | P.O. BOX 440 |  | SOMERSET | MA | 027260440 | N | UTILITY | OP271 | DOMINION ENERGY BRAYTON POINT LLC | 8042732929 | peter.m.balkus@dom.com | PETER | BALKUS | 508.646.5230 | peter.m.balkus@dom.com | SHEILA | MEDEIROS | 5086465260 | sheila.a.medeiros@dom.com | 5 | DIESEL GENERATOR NO 1 |  | ENGINE | GENERAL MOTORS | 20-645-E4 | 1967-01-01 | 2011 | 28 | 1 | NO 2 FUEL OIL | DIESEL | 44 | DIESEL | 0.001 | 0 | 7.922 | E3GAL | N | 8 | 3 | 25 | 8 | 3 | 10
1200061 | DOMINION ENERGY-BRAYTON POINT LLC |  | 1 BRAYTON POINT RD |  | SOMERSET | MA | 027260000 | P.O. BOX 440 |  | SOMERSET | MA | 027260440 | N | UTILITY | OP271 | DOMINION ENERGY BRAYTON POINT LLC | 8042732929 | peter.m.balkus@dom.com | PETER | BALKUS | 508.646.5230 | peter.m.balkus@dom.com | SHEILA | MEDEIROS | 5086465260 | sheila.a.medeiros@dom.com | 6 | DIESEL GENERATOR NO 2 |  | ENGINE | GENERAL MOTORS | 20-645-E4 | 1967-01-01 | 2011 | 28 | 1 | NO 2 FUEL OIL | DIESEL | 44 | DIESEL | 0.001 | 0 | 6.602 | E3GAL | N | 8 | 3 | 17 | 8 | 3 | 11
1200061 | DOMINION ENERGY-BRAYTON POINT LLC |  | 1 BRAYTON POINT RD |  | SOMERSET | MA | 027260000 | P.O. BOX 440 |  | SOMERSET | MA | 027260440 | N | UTILITY | OP271 | DOMINION ENERGY BRAYTON POINT LLC | 8042732929 | peter.m.balkus@dom.com | PETER | BALKUS | 508.646.5230 | peter.m.balkus@dom.com | SHEILA | MEDEIROS | 5086465260 | sheila.a.medeiros@dom.com | 7 | DIESEL GENERATOR NO 3 |  | ENGINE | GENERAL MOTORS | 20-645-E4 | 1967-01-01 | 2011 | 28 | 1 | NO 2 FUEL OIL | DIESEL | 44 | DIESEL | 0.001 | 0 | 8.067 | E3GAL | N | 8 | 3 | 23 | 8 | 3 | 10
1200061 | DOMINION ENERGY-BRAYTON POINT LLC |  | 1 BRAYTON POINT RD |  | SOMERSET | MA | 027260000 | P.O. BOX 440 |  | SOMERSET | MA | 027260440 | N | UTILITY | OP271 | DOMINION ENERGY BRAYTON POINT LLC | 8042732929 | peter.m.balkus@dom.com | PETER | BALKUS | 508.646.5230 | peter.m.balkus@dom.com | SHEILA | MEDEIROS | 5086465260 | sheila.a.medeiros@dom.com | 8 | DIESEL GENERATOR NO 4 |  | ENGINE | GENERAL MOTORS | 20-645-E4 | 1967-01-01 | 2011 | 28 | 1 | NO 2 FUEL OIL | DIESEL | 44 | DIESEL | 0.001 | 0 | 7.923 | E3GAL | N | 8 | 4 | 23 | 8 | 3 | 10
1200061 | DOMINION ENERGY-BRAYTON POINT LLC |  | 1 BRAYTON POINT RD |  | SOMERSET | MA | 027260000 | P.O. BOX 440 |  | SOMERSET | MA | 027260440 | N | UTILITY | OP271 | DOMINION ENERGY BRAYTON POINT LLC | 8042732929 | peter.m.balkus@dom.com | PETER | BALKUS | 508.646.5230 | peter.m.balkus@dom.com | SHEILA | MEDEIROS | 5086465260 | sheila.a.medeiros@dom.com | 29 | ARP COMBUSTOR |  | FLUIDIZED BED | PROGRESS MATERIALS, INC. | K-6174 | 2006-08-19 | 2011 | 97 | 1 | COAL ASH | COAL | 717 | Coal | 0.6 | 4.6 | 100770 | TON | N | 24 | 7 | 52 | 24 | 7 | 22
1200061 | DOMINION ENERGY-BRAYTON POINT LLC |  | 1 BRAYTON POINT RD |  | SOMERSET | MA | 027260000 | P.O. BOX 440 |  | SOMERSET | MA | 027260440 | N | UTILITY | OP271 | DOMINION ENERGY BRAYTON POINT LLC | 8042732929 | peter.m.balkus@dom.com | PETER | BALKUS | 508.646.5230 | peter.m.balkus@dom.com | SHEILA | MEDEIROS | 5086465260 | sheila.a.medeiros@dom.com | 29 | ARP COMBUSTOR |  | FLUIDIZED BED | PROGRESS MATERIALS, INC. | K-6174 | 2006-08-19 | 2011 | 97 | 2 | NATURAL GAS - STARTUP | NATURAL GAS | 209 | Natural Gas |  |  | 6.258 | E6FT3 | N | 24 | 7 | 52 | 24 | 7 | 22
1200061 | DOMINION ENERGY-BRAYTON POINT LLC |  | 1 BRAYTON POINT RD |  | SOMERSET | MA | 027260000 | P.O. BOX 440 |  | SOMERSET | MA | 027260440 | N | UTILITY | OP271 | DOMINION ENERGY BRAYTON POINT LLC | 8042732929 | peter.m.balkus@dom.com | PETER | BALKUS | 508.646.5230 | peter.m.balkus@dom.com | SHEILA | MEDEIROS | 5086465260 | sheila.a.medeiros@dom.com | 29 | ARP COMBUSTOR |  | FLUIDIZED BED | PROGRESS MATERIALS, INC. | K-6174 | 2006-08-19 | 2011 | 97 | 3 | POWDERED ACTIVATED CARBON | CHARCOAL | 698 | CHARCOAL | 1 | 10 | 0 | TON | N | 24 | 7 | 52 | 24 | 7 | 22
1200063 | JEFFERSON DEVELOPMENT PARTNERS LLC |  | 437 WHITTENTON ST |  | TAUNTON | MA | 027800551 | PO BOX 551 |  | TAUNTON | MA | 027800551 | N | PRIVATE | SM50 | JEFFERSON DEVELOPMENT PARTNERS, LLC | 978 8807631 |  | ARMEN | VERISSIMO | 508 8803041 | Jefferson17@VERIZON.NET | ARMEN | VERISSIMO | 508 8803041 | Jefferson17@VERIZON.NET | 1 | BOILER #1-KEWANEE HM 893 DUAL FUEL |  | BOILER | KEWANEE HM 893 | 18.100250/790263 | 1979-01-01 | 2006 | 27 | 1 | BOILER #1-KEWANEE HM893 #4-1%S | NO.6 | 923 | Residual Oil (No. 6) | 1 | 1 | 0 | E3GAL | N | 10 | 6 | 50 | 0 | 0 | 0
1200063 | JEFFERSON DEVELOPMENT PARTNERS LLC |  | 437 WHITTENTON ST |  | TAUNTON | MA | 027800551 | PO BOX 551 |  | TAUNTON | MA | 027800551 | N | PRIVATE | SM50 | JEFFERSON DEVELOPMENT PARTNERS, LLC | 978 8807631 |  | ARMEN | VERISSIMO | 508 8803041 | Jefferson17@VERIZON.NET | ARMEN | VERISSIMO | 508 8803041 | Jefferson17@VERIZON.NET | 1 | BOILER #1-KEWANEE HM 893 DUAL FUEL |  | BOILER | KEWANEE HM 893 | 18.100250/790263 | 1979-01-01 | 2006 | 27 | 2 | BOILER #1-KEWANEE HM893 NATURAL GAS | NATURAL GAS | 209 | Natural Gas |  |  | 0 | E6FT3 | N | 10 | 6 | 50 | 0 | 0 | 0
1200063 | JEFFERSON DEVELOPMENT PARTNERS LLC |  | 437 WHITTENTON ST |  | TAUNTON | MA | 027800551 | PO BOX 551 |  | TAUNTON | MA | 027800551 | N | PRIVATE | SM50 | JEFFERSON DEVELOPMENT PARTNERS, LLC | 978 8807631 |  | ARMEN | VERISSIMO | 508 8803041 | Jefferson17@VERIZON.NET | ARMEN | VERISSIMO | 508 8803041 | Jefferson17@VERIZON.NET | 2 | BOILER #2-KEWANEE HM893 DUAL FUEL |  | BOILER | KEWANEE HM893 | HM893 | 1979-01-01 | 2006 | 27 | 1 | BOILER #2-KEWANEE HM893 #4OIL-1%S | NO.6 | 923 | Residual Oil (No. 6) | 1 | 1 | 0 | E3GAL | N | 10 | 6 | 50 | 0 | 0 | 0
1200063 | JEFFERSON DEVELOPMENT PARTNERS LLC |  | 437 WHITTENTON ST |  | TAUNTON | MA | 027800551 | PO BOX 551 |  | TAUNTON | MA | 027800551 | N | PRIVATE | SM50 | JEFFERSON DEVELOPMENT PARTNERS, LLC | 978 8807631 |  | ARMEN | VERISSIMO | 508 8803041 | Jefferson17@VERIZON.NET | ARMEN | VERISSIMO | 508 8803041 | Jefferson17@VERIZON.NET | 2 | BOILER #2-KEWANEE HM893 DUAL FUEL |  | BOILER | KEWANEE HM893 | HM893 | 1979-01-01 | 2006 | 27 | 2 | BOILER #2-KEWANEE HM893 NATURAL GAS | NATURAL GAS | 209 | Natural Gas |  |  | 0 | E6FT3 | N | 10 | 6 | 50 | 0 | 0 | 0
1200063 | JEFFERSON DEVELOPMENT PARTNERS LLC |  | 437 WHITTENTON ST |  | TAUNTON | MA | 027800551 | PO BOX 551 |  | TAUNTON | MA | 027800551 | N | PRIVATE | SM50 | JEFFERSON DEVELOPMENT PARTNERS, LLC | 978 8807631 |  | ARMEN | VERISSIMO | 508 8803041 | Jefferson17@VERIZON.NET | ARMEN | VERISSIMO | 508 8803041 | Jefferson17@VERIZON.NET | 4 | BOILER #4-KEWANEE HM893 DUAL FUEL |  | BOILER | KEWANEE | HM893 | 1979-01-01 | 2006 | 27 | 1 | BOILER #4-KEWANEE HM893 #4OIL-1%S | NO.6 | 923 | Residual Oil (No. 6) | 1 | 1 | 100 | E3GAL | N | 12 | 7 | 30 | 12 | 7 | 22
1200063 | JEFFERSON DEVELOPMENT PARTNERS LLC |  | 437 WHITTENTON ST |  | TAUNTON | MA | 027800551 | PO BOX 551 |  | TAUNTON | MA | 027800551 | N | PRIVATE | SM50 | JEFFERSON DEVELOPMENT PARTNERS, LLC | 978 8807631 |  | ARMEN | VERISSIMO | 508 8803041 | Jefferson17@VERIZON.NET | ARMEN | VERISSIMO | 508 8803041 | Jefferson17@VERIZON.NET | 4 | BOILER #4-KEWANEE HM893 DUAL FUEL |  | BOILER | KEWANEE | HM893 | 1979-01-01 | 2006 | 27 | 2 | BOILER #4-KEWANEE HM893 NATURAL GAS | NATURAL GAS | 209 | Natural Gas |  |  | 0 | E6FT3 | N | 12 | 7 | 30 | 12 | 7 | 22
1200064 | HARODITE INDUSTRIES INC |  | 66 SOUTH ST |  | TAUNTON | MA | 027800000 | 66 SOUTH STREET |  | TAUNTON | MA | 027800000 | N | PRIVATE | SM80-R | HARODITE INDUSTRIES INC | 5088246961 | aalbert@harodite.com | OZZIE | MEDEIROS | 5088246961 | omedeiros@harodite.com | OZZIE | MEDEIROS | 5088246961X256 | OMEDEIROS@HARODITE.COM | 1 | BOILER #1-UNION IRON WORKS #MA DUAL FUEL |  | BOILER | UNION IRON WORKS | ABT-SA | 1968-11-01 | 2011 | 59 | 1 | BOILER #1-UNION IRON WORKS #MA #6 OIL-2.2 | NO.6 | 923 | Residual Oil (No. 6) | 2.2 | 0.8 | 0 | E3GAL | N | 10 | 4 | 47 | 10 | 4 | 16
1200064 | HARODITE INDUSTRIES INC |  | 66 SOUTH ST |  | TAUNTON | MA | 027800000 | 66 SOUTH STREET |  | TAUNTON | MA | 027800000 | N | PRIVATE | SM80-R | HARODITE INDUSTRIES INC | 5088246961 | aalbert@harodite.com | OZZIE | MEDEIROS | 5088246961 | omedeiros@harodite.com | OZZIE | MEDEIROS | 5088246961X256 | OMEDEIROS@HARODITE.COM | 1 | BOILER #1-UNION IRON WORKS #MA DUAL FUEL |  | BOILER | UNION IRON WORKS | ABT-SA | 1968-11-01 | 2011 | 59 | 2 | BOILER #1-UNION IRON WORKS #MA NATURAL GAS | NATURAL GAS | 209 | Natural Gas |  |  | 3.2 | E6FT3 | N | 10 | 4 | 47 | 10 | 4 | 16
1200067 | TAUNTON MUNICIPAL LIGHT PLANT | CLEARY FLOOD STATION | 1314 SOMERSET AVE |  | TAUNTON | MA | 027800000 | PO BOX 870 | 55 WEIR ST | TAUNTON | MA | 027800870 | Y | UTILITY | OP5.5 | TAUNTON MUNICIPAL LIGHTING PLANT | 5088245844 | richardvelez@tmlp.com | RICHARD | VELEZ | 5088243120 | richardvelez@tmlp.com | RICHARD | VELEZ | 5088243120 | richardvelez@tmlp.com | 1 | BOILER 9AUX-CLEAVER BROOKS WT600-BR2 |  | BOILER | CLEAVER BROOKS | WT600X-62 | 1976-01-01 | 2011 | 38.3 | 1 | BOILER 9AUX- CL BROOKS WT600X-62 #6 OIL | NO.6 | 923 | Residual Oil (No. 6) | 0.95 | 0 | 63.644 | E3GAL | N | 24 | 5 | 15 | 7 | 5 | 4
1200067 | TAUNTON MUNICIPAL LIGHT PLANT | CLEARY FLOOD STATION | 1314 SOMERSET AVE |  | TAUNTON | MA | 027800000 | PO BOX 870 | 55 WEIR ST | TAUNTON | MA | 027800870 | Y | UTILITY | OP5.5 | TAUNTON MUNICIPAL LIGHTING PLANT | 5088245844 | richardvelez@tmlp.com | RICHARD | VELEZ | 5088243120 | richardvelez@tmlp.com | RICHARD | VELEZ | 5088243120 | richardvelez@tmlp.com | 2 | BOILER 8AUX-NORTH AMERICAN 3250P |  | BOILER | NORTH AMERICAN | 3250P | 1966-06-01 | 2011 | 10.7 | 1 | BOILER 8A-NORTH AMERICAN 3205P | NO.2 | 58 | Distillate Oil (No. 2) | 0.23 | 0 | 0 | E3GAL | N | 24 | 7 | 37 | 7 | 5 | 4
1200067 | TAUNTON MUNICIPAL LIGHT PLANT | CLEARY FLOOD STATION | 1314 SOMERSET AVE |  | TAUNTON | MA | 027800000 | PO BOX 870 | 55 WEIR ST | TAUNTON | MA | 027800870 | Y | UTILITY | OP5.5 | TAUNTON MUNICIPAL LIGHTING PLANT | 5088245844 | richardvelez@tmlp.com | RICHARD | VELEZ | 5088243120 | richardvelez@tmlp.com | RICHARD | VELEZ | 5088243120 | richardvelez@tmlp.com | 2 | BOILER 8AUX-NORTH AMERICAN 3250P |  | BOILER | NORTH AMERICAN | 3250P | 1966-06-01 | 2011 | 10.7 | 2 | BOILER 8A-NORTH AMERICAN 320P | NATURAL GAS | 209 | Natural Gas |  |  | 23.57 | E6FT3 | N | 24 | 7 | 37 | 7 | 5 | 4
1200067 | TAUNTON MUNICIPAL LIGHT PLANT | CLEARY FLOOD STATION | 1314 SOMERSET AVE |  | TAUNTON | MA | 027800000 | PO BOX 870 | 55 WEIR ST | TAUNTON | MA | 027800870 | Y | UTILITY | OP5.5 | TAUNTON MUNICIPAL LIGHTING PLANT | 5088245844 | richardvelez@tmlp.com | RICHARD | VELEZ | 5088243120 | richardvelez@tmlp.com | RICHARD | VELEZ | 5088243120 | richardvelez@tmlp.com | 3 | BOILER 9-RILEY STOKER |  | BOILER | RILEY STOKER | ISR-22 | 1975-01-01 | 2011 | 1034 | 2 | BOILER 9 - RILEY STOKER | NO.6 | 923 | Residual Oil (No. 6) | 0.95 | 0.048 | 59.861 | E3GAL | N | 11 | 4 | 19 | 11 | 4 | 9
1200067 | TAUNTON MUNICIPAL LIGHT PLANT | CLEARY FLOOD STATION | 1314 SOMERSET AVE |  | TAUNTON | MA | 027800000 | PO BOX 870 | 55 WEIR ST | TAUNTON | MA | 027800870 | Y | UTILITY | OP5.5 | TAUNTON MUNICIPAL LIGHTING PLANT | 5088245844 | richardvelez@tmlp.com | RICHARD | VELEZ | 5088243120 | richardvelez@tmlp.com | RICHARD | VELEZ | 5088243120 | richardvelez@tmlp.com | 3 | BOILER 9-RILEY STOKER |  | BOILER | RILEY STOKER | ISR-22 | 1975-01-01 | 2011 | 1034 | 3 | BOILER 9-RILEY STOKER | NATURAL GAS | 209 | Natural Gas |  |  | 372.048 | E6FT3 | N | 11 | 4 | 19 | 11 | 4 | 9
1200067 | TAUNTON MUNICIPAL LIGHT PLANT | CLEARY FLOOD STATION | 1314 SOMERSET AVE |  | TAUNTON | MA | 027800000 | PO BOX 870 | 55 WEIR ST | TAUNTON | MA | 027800870 | Y | UTILITY | OP5.5 | TAUNTON MUNICIPAL LIGHTING PLANT | 5088245844 | richardvelez@tmlp.com | RICHARD | VELEZ | 5088243120 | richardvelez@tmlp.com | RICHARD | VELEZ | 5088243120 | richardvelez@tmlp.com | 3 | BOILER 9-RILEY STOKER |  | BOILER | RILEY STOKER | ISR-22 | 1975-01-01 | 2011 | 1034 | 4 | BOILER 9-RILEY STOKER 5 | WASTE OIL | 2 | WASTE OIL | 0.95 | 1 | 0 | E3GAL | N | 11 | 4 | 19 | 11 | 4 | 9
1200067 | TAUNTON MUNICIPAL LIGHT PLANT | CLEARY FLOOD STATION | 1314 SOMERSET AVE |  | TAUNTON | MA | 027800000 | PO BOX 870 | 55 WEIR ST | TAUNTON | MA | 027800870 | Y | UTILITY | OP5.5 | TAUNTON MUNICIPAL LIGHTING PLANT | 5088245844 | richardvelez@tmlp.com | RICHARD | VELEZ | 5088243120 | richardvelez@tmlp.com | RICHARD | VELEZ | 5088243120 | richardvelez@tmlp.com | 4 | TURBINE-GE MS5000 DUAL FUEL |  | ENGINE | GENERAL ELECTRIC | MS-5000 | 1975-01-01 | 2011 | 300 | 1 | TURBINE 9A-GENERAL ELECTRIC MS5000 | NO.2 | 58 | Distillate Oil (No. 2) | 0.23 | 0 | 5.906 | E3GAL | N | 12 | 4 | 19 | 15 | 4 | 9
1200067 | TAUNTON MUNICIPAL LIGHT PLANT | CLEARY FLOOD STATION | 1314 SOMERSET AVE |  | TAUNTON | MA | 027800000 | PO BOX 870 | 55 WEIR ST | TAUNTON | MA | 027800870 | Y | UTILITY | OP5.5 | TAUNTON MUNICIPAL LIGHTING PLANT | 5088245844 | richardvelez@tmlp.com | RICHARD | VELEZ | 5088243120 | richardvelez@tmlp.com | RICHARD | VELEZ | 5088243120 | richardvelez@tmlp.com | 4 | TURBINE-GE MS5000 DUAL FUEL |  | ENGINE | GENERAL ELECTRIC | MS-5000 | 1975-01-01 | 2011 | 300 | 3 | TURBINE #9A-GENERAL ELECTRIC MS5000 NATURAL GAS | NATURAL GAS | 209 | Natural Gas |  |  | 202860 | E6BTU | N | 12 | 4 | 19 | 15 | 4 | 9
1200067 | TAUNTON MUNICIPAL LIGHT PLANT | CLEARY FLOOD STATION | 1314 SOMERSET AVE |  | TAUNTON | MA | 027800000 | PO BOX 870 | 55 WEIR ST | TAUNTON | MA | 027800870 | Y | UTILITY | OP5.5 | TAUNTON MUNICIPAL LIGHTING PLANT | 5088245844 | richardvelez@tmlp.com | RICHARD | VELEZ | 5088243120 | richardvelez@tmlp.com | RICHARD | VELEZ | 5088243120 | richardvelez@tmlp.com | 5 | BOILER 8 - COMBUSTION ENGINEERING VU60 DUAL FUEL |  | BOILER | COMBUSTION ENGINEERING | VU-60 | 1966-06-01 | 2011 | 398 | 1 | BOILER 8 - COMBUSTION ENGRNG VU60 | NO.6 | 923 | Residual Oil (No. 6) | 0.95 | 0.5 | 255.777 | E3GAL | N | 10 | 2 | 10 | 10 | 2 | 5
1200067 | TAUNTON MUNICIPAL LIGHT PLANT | CLEARY FLOOD STATION | 1314 SOMERSET AVE |  | TAUNTON | MA | 027800000 | PO BOX 870 | 55 WEIR ST | TAUNTON | MA | 027800870 | Y | UTILITY | OP5.5 | TAUNTON MUNICIPAL LIGHTING PLANT | 5088245844 | richardvelez@tmlp.com | RICHARD | VELEZ | 5088243120 | richardvelez@tmlp.com | RICHARD | VELEZ | 5088243120 | richardvelez@tmlp.com | 5 | BOILER 8 - COMBUSTION ENGINEERING VU60 DUAL FUEL |  | BOILER | COMBUSTION ENGINEERING | VU-60 | 1966-06-01 | 2011 | 398 | 2 | BOILER 8-COMBUSTION ENGRNG #VU60 | NO.2 | 58 | Distillate Oil (No. 2) | 0.3 | 0 | 18.954 | E3GAL | N | 10 | 2 | 10 | 10 | 2 | 5
1200075 | ISP FREETOWN FINE CHEMICALS |  | 238 SOUTH MAIN ST |  | FREETOWN | MA | 027170000 | 238 S MAIN STREET |  | ASSONET | MA | 027020000 | N | PRIVATE | SM80-7 | ISP FREETOWN FINE CHEMICALS INC | 5082357132 | wgonzalez@ispcorp.com | WANDA | GONZALEZ | 5082357101 | wgonzalez@ispcorp.com | ERIC | MORIN | 5082357131 | emorin@ispcorp.com | 1 | BOILER #1-KEYSTONE-ZURN M4-32 #6+#2 OIL |  | BOILER | KEYSTONE-ZURN | M4-32 | 1978-10-01 | 2010 | 28.805 | 1 | BOILER #1-KEYSTONE ZURN M4-32 #6 OIL-1 PERC | NO.6 | 923 | Residual Oil (No. 6) | 1 | 0.1 | 835.041 | E3GAL | N | 24 | 7 | 52 | 12 | 7 | 21
1200075 | ISP FREETOWN FINE CHEMICALS |  | 238 SOUTH MAIN ST |  | FREETOWN | MA | 027170000 | 238 S MAIN STREET |  | ASSONET | MA | 027020000 | N | PRIVATE | SM80-7 | ISP FREETOWN FINE CHEMICALS INC | 5082357132 | wgonzalez@ispcorp.com | WANDA | GONZALEZ | 5082357101 | wgonzalez@ispcorp.com | ERIC | MORIN | 5082357131 | emorin@ispcorp.com | 1 | BOILER #1-KEYSTONE-ZURN M4-32 #6+#2 OIL |  | BOILER | KEYSTONE-ZURN | M4-32 | 1978-10-01 | 2010 | 28.805 | 2 | BOILER #1-KEYSTONE ZURN M4-32 #2 OIL-0.3 PE | NO.2 | 58 | Distillate Oil (No. 2) | 0.3 | 0 | 0.3 | E3GAL | N | 24 | 7 | 52 | 12 | 7 | 21
1200075 | ISP FREETOWN FINE CHEMICALS |  | 238 SOUTH MAIN ST |  | FREETOWN | MA | 027170000 | 238 S MAIN STREET |  | ASSONET | MA | 027020000 | N | PRIVATE | SM80-7 | ISP FREETOWN FINE CHEMICALS INC | 5082357132 | wgonzalez@ispcorp.com | WANDA | GONZALEZ | 5082357101 | wgonzalez@ispcorp.com | ERIC | MORIN | 5082357131 | emorin@ispcorp.com | 2 | BOILER #2-STONE JOHNSTON PFTA-350 #6+#2 OIL |  | BOILER | STONE-JOHNSON | N/A | 1986-08-01 | 2010 | 13.729 | 1 | BOILER #2-JOHNSTON PFTA-350-4H200 #6 OIL-1 PERC | NO.6 | 923 | Residual Oil (No. 6) | 1 | 0.1 | 8.859 | E3GAL | N | 24 | 7 | 52 | 24 | 7 | 22
1200075 | ISP FREETOWN FINE CHEMICALS |  | 238 SOUTH MAIN ST |  | FREETOWN | MA | 027170000 | 238 S MAIN STREET |  | ASSONET | MA | 027020000 | N | PRIVATE | SM80-7 | ISP FREETOWN FINE CHEMICALS INC | 5082357132 | wgonzalez@ispcorp.com | WANDA | GONZALEZ | 5082357101 | wgonzalez@ispcorp.com | ERIC | MORIN | 5082357131 | emorin@ispcorp.com | 2 | BOILER #2-STONE JOHNSTON PFTA-350 #6+#2 OIL |  | BOILER | STONE-JOHNSON | N/A | 1986-08-01 | 2010 | 13.729 | 2 | BOILER #2-JOHNSTON PFTA-350-4H200 #2 OIL-0.3 PE | NO.2 | 58 | Distillate Oil (No. 2) | 0.3 | 0 | 24.413 | E3GAL | N | 24 | 7 | 52 | 24 | 7 | 22
1200075 | ISP FREETOWN FINE CHEMICALS |  | 238 SOUTH MAIN ST |  | FREETOWN | MA | 027170000 | 238 S MAIN STREET |  | ASSONET | MA | 027020000 | N | PRIVATE | SM80-7 | ISP FREETOWN FINE CHEMICALS INC | 5082357132 | wgonzalez@ispcorp.com | WANDA | GONZALEZ | 5082357101 | wgonzalez@ispcorp.com | ERIC | MORIN | 5082357131 | emorin@ispcorp.com | 22 | BLDG. #F-2 GENERATOR KOHLER 300REOZDB - #2 OIL |  | ENGINE | KOHLER | 300REOZDB | 2006-02-01 | 2010 | 12.152 | 1 | IC ENGINE - RECIP - #2 DIESEL | DIESEL | 44 | DIESEL | 0.05 | 0 | 0.186 | E3GAL | N | 1 | 1 | 52 | 1 | 1 | 22
1200077 | ACS AUXILIARIES GROUP |  | 100 RODDY AVE |  | ATTLEBORO | MA | 027030000 | 100 RODDY AVENUE |  | ATTLEBORO | MA | 027037900 | N | PRIVATE | SM25 | THE HARBOUR GROUP | 3148890815 | schesnut@harbourgroup.com | RICH | CRAMER | 5083993140 | rcramer@corpemail.com | AL | LAVOIE | 5083993083 | alavoie@corpemail.com | 1 | BOILER #1-CLEAVER BROOKS CB662-350 NATURAL GAS |  | BOILER | CLEAVER BROOKS | CB662-350 | 1967-11-01 | 2008 | 15 | 1 | BOILER #1-CLEAVER BROOKS CB662-350 NATURAL GAS | NATURAL GAS | 209 | Natural Gas |  |  | 9 | E6FT3 | N | 24 | 7 | 52 | 24 | 5 | 9
1200078 | MA ARMY NATIONAL GUARD |  | SOUTH INNER RD | BLD 2828 | BUZZARDS BAY | MA | 025320000 | 1204 WEST INNER ROAD | ATTN: MATTHEW MCKAY | CAMP EDWARDS | MA | 025420000 | N | STATE | NM99 | MA ARMY NATIONAL GUARD CAMP EDWARDS | 5089685908 | matthew.mckay1@us.army.mil | MATTHEW | MCKAY | 5089685908 | matthew.mckay1@us.army.mil | MATTHEW | MCKAY | 5089685908 | matthew.mckay1@us.army.mil | 1 | 370 NG HEATING UNITS - 68.79 MMBTU/HR TOTAL | 370 | NATURAL GAS FIRED HEATING UNITS | COMBINED | COMBINED | 1994-01-01 | 2011 | 68.7913 | 1 | NATURAL GAS | NATURAL GAS | 209 | Natural Gas |  |  | 47.6898 | E6FT3 | N | 24 | 7 | 52 | 24 | 7 | 22
1200085 | ALVITI REALTY INCORPORATED |  | 67 MECHANIC ST |  | ATTLEBORO | MA | 027030000 | 67 MECHANIC ST |  | ATTLEBORO | MA | 027030000 | N | PRIVATE | NM50 | ALVITI REALTY INC | 5082224030 | laurie@alviti.com | LAURIE | ALMEIDA | 5082224030 | laurie@alviti.com | RALPH | ALVITI | 5082224030 | laurie@alviti.com | 2 | BOILER #2- AMES |  | BOILER | AMES | 60673 | 1961-01-01 | 2010 | 16 | 1 | BOILER #2-AMES | NO.2 | 58 | Distillate Oil (No. 2) | 0.3 | 0 | 0 | E3GAL | N | 0 | 0 | 0 | 0 | 0 | 0
1200086 | STURDY MEMORIAL HOSP |  | 211 PARK ST |  | ATTLEBORO | MA | 027030963 | 211 PARK ST |  | ATTLEBORO | MA | 027030963 | N | PRIVATE | SM25 | STURDY MEMORIAL HOSPITAL | 5082225200 | dboyer@sturdymemorial.org | DANN | BOYER | 5082225200 | dboyer@sturdymemorial.org | DANN | BOYER | 5082225200 | dboyer@sturdymemorial.org | 3 | BOILER #3-JOHNSTON PFTA400 16.392 MMBTU DUAL FUEL |  | BOILER | JOHNSON | PFTA400 | 1995-02-01 | 2011 | 16 | 1 | NO. 6 FUEL OIL | NO.6 | 923 | Residual Oil (No. 6) | 0.5 | 0.1 | 0 | E3GAL | Y | 24 | 7 | 52 | 24 | 7 | 22
1200086 | STURDY MEMORIAL HOSP |  | 211 PARK ST |  | ATTLEBORO | MA | 027030963 | 211 PARK ST |  | ATTLEBORO | MA | 027030963 | N | PRIVATE | SM25 | STURDY MEMORIAL HOSPITAL | 5082225200 | dboyer@sturdymemorial.org | DANN | BOYER | 5082225200 | dboyer@sturdymemorial.org | DANN | BOYER | 5082225200 | dboyer@sturdymemorial.org | 3 | BOILER #3-JOHNSTON PFTA400 16.392 MMBTU DUAL FUEL |  | BOILER | JOHNSON | PFTA400 | 1995-02-01 | 2011 | 16 | 2 | NATURAL GAS | NATURAL GAS | 209 | Natural Gas |  |  | 31.083 | E6FT3 | Y | 24 | 7 | 52 | 24 | 7 | 22
1200086 | STURDY MEMORIAL HOSP |  | 211 PARK ST |  | ATTLEBORO | MA | 027030963 | 211 PARK ST |  | ATTLEBORO | MA | 027030963 | N | PRIVATE | SM25 | STURDY MEMORIAL HOSPITAL | 5082225200 | dboyer@sturdymemorial.org | DANN | BOYER | 5082225200 | dboyer@sturdymemorial.org | DANN | BOYER | 5082225200 | dboyer@sturdymemorial.org | 16 | BOILER #1 - SUPERIOR |  | BOILER | SUPERIOR BOILER WORKS, INC. | MS7-X-2000-S150-WBCF-GA2 | 2004-11-03 | 2011 | 16.75 | 1 | NATURAL GAS | NATURAL GAS | 209 | Natural Gas |  |  | 31.083 | E6FT3 | Y | 24 | 7 | 52 | 24 | 7 | 22
1200086 | STURDY MEMORIAL HOSP |  | 211 PARK ST |  | ATTLEBORO | MA | 027030963 | 211 PARK ST |  | ATTLEBORO | MA | 027030963 | N | PRIVATE | SM25 | STURDY MEMORIAL HOSPITAL | 5082225200 | dboyer@sturdymemorial.org | DANN | BOYER | 5082225200 | dboyer@sturdymemorial.org | DANN | BOYER | 5082225200 | dboyer@sturdymemorial.org | 16 | BOILER #1 - SUPERIOR |  | BOILER | SUPERIOR BOILER WORKS, INC. | MS7-X-2000-S150-WBCF-GA2 | 2004-11-03 | 2011 | 16.75 | 2 | DISTILLATE OIL | NO.2 | 58 | Distillate Oil (No. 2) | 0.05 |  | 0 | E3GAL | Y | 24 | 7 | 52 | 24 | 7 | 22
1200086 | STURDY MEMORIAL HOSP |  | 211 PARK ST |  | ATTLEBORO | MA | 027030963 | 211 PARK ST |  | ATTLEBORO | MA | 027030963 | N | PRIVATE | SM25 | STURDY MEMORIAL HOSPITAL | 5082225200 | dboyer@sturdymemorial.org | DANN | BOYER | 5082225200 | dboyer@sturdymemorial.org | DANN | BOYER | 5082225200 | dboyer@sturdymemorial.org | 17 | BOILER #2 SUPERIOR |  | BOILER | SUPERIOR BOILER WORKS, INC. | MS7-X-2000-S150-WBCF-GA2 | 2004-11-03 | 2011 | 16.75 | 1 | NATURAL GAS | NATURAL GAS | 209 | Natural Gas |  |  | 31.083 | E6FT3 | Y | 24 | 7 | 52 | 24 | 7 | 22
1200086 | STURDY MEMORIAL HOSP |  | 211 PARK ST |  | ATTLEBORO | MA | 027030963 | 211 PARK ST |  | ATTLEBORO | MA | 027030963 | N | PRIVATE | SM25 | STURDY MEMORIAL HOSPITAL | 5082225200 | dboyer@sturdymemorial.org | DANN | BOYER | 5082225200 | dboyer@sturdymemorial.org | DANN | BOYER | 5082225200 | dboyer@sturdymemorial.org | 17 | BOILER #2 SUPERIOR |  | BOILER | SUPERIOR BOILER WORKS, INC. | MS7-X-2000-S150-WBCF-GA2 | 2004-11-03 | 2011 | 16.75 | 2 | DISTILLATE OIL | NO.2 | 58 | Distillate Oil (No. 2) | 0.05 |  | 0.008 | E3GAL | Y | 24 | 7 | 52 | 24 | 7 | 22
1200090 | MASS MARITIME ACADEMY |  | 101 ACADEMY DR |  | BOURNE | MA | 025320000 | 101 ACADEMY DRIVE |  | BUZZARDS BAY | MA | 025320000 | Y | STATE | SM79-R | MASS MARITIME ACADEMY | 5088305000 | pokeefe@maritime.edu | PAUL | O KEEFE | 5088305063 | pokeefe@maritime.edu | PAUL | O KEEFE | 5088305000 | POKEEFE@MARITIME.EDU | 29 | AIR HEATERS-COMUA AND DINING HALL NAT GAS | 9 | GAS FIRED AIR HEATERS | AAON,GREENHECK,RINNAI,MODINE | 0 | 2004-02-01 | 2011 | 10 | 1 | AIR HEATERS-COMUA AND DINING HALL NAT GAS | NATURAL GAS | 209 | Natural Gas |  |  | 1.0011 | E6FT3 | N | 24 | 7 | 36 | 24 | 7 | 2
1200090 | MASS MARITIME ACADEMY |  | 101 ACADEMY DR |  | BOURNE | MA | 025320000 | 101 ACADEMY DRIVE |  | BUZZARDS BAY | MA | 025320000 | Y | STATE | SM79-R | MASS MARITIME ACADEMY | 5088305000 | pokeefe@maritime.edu | PAUL | O KEEFE | 5088305063 | pokeefe@maritime.edu | PAUL | O KEEFE | 5088305000 | POKEEFE@MARITIME.EDU | 39 | 6TH COMPANY PK BOILERS | 6 | BOILER | PATTERSON-KELLY | N2000-MFD | 2008-10-01 | 2011 | 12 | 1 | NATURAL GAS | NATURAL GAS | 209 | Natural Gas |  |  | 3.305 | E6FT3 | Y | 24 | 7 | 52 | 24 | 7 | 22
1200091 | UMASS DARTMOUTH |  | 285 OLD WESTPORT RD |  | DARTMOUTH | MA | 027140000 | 285 OLD WESTPORT RD |  | DARTMOUTH | MA | 027470000 | Y | STATE | OP6 | UMASS DARTMOUTH | 5089998053 | sfilardi@umassd.edu | SALVATORE G. | FILARDI | 5089998053 | sfilardi@umassd.edu | SALVATORE | FILARDI | 5089998053 | sfilardi@umassd.edu | 2 | BOILER #2-BIGELOW #KS21 DUAL FUEL |  | BOILER | BIGELOW | KS-21 | 1965-11-29 | 2011 | 36.25 | 1 | BOILER #2-BIGELOW #KS-21 #6 OIL-1 S EU2 | NO.6 | 923 | Residual Oil (No. 6) | 1 | 1 | 0 | E3GAL | N | 24 | 7 | 52 | 24 | 7 | 22
1200091 | UMASS DARTMOUTH |  | 285 OLD WESTPORT RD |  | DARTMOUTH | MA | 027140000 | 285 OLD WESTPORT RD |  | DARTMOUTH | MA | 027470000 | Y | STATE | OP6 | UMASS DARTMOUTH | 5089998053 | sfilardi@umassd.edu | SALVATORE G. | FILARDI | 5089998053 | sfilardi@umassd.edu | SALVATORE | FILARDI | 5089998053 | sfilardi@umassd.edu | 2 | BOILER #2-BIGELOW #KS21 DUAL FUEL |  | BOILER | BIGELOW | KS-21 | 1965-11-29 | 2011 | 36.25 | 2 | BOILER #2-BIGELOW #KS-21 NATURAL GAS | NATURAL GAS | 209 | Natural Gas |  |  | 89.0521 | E6FT3 | N | 24 | 7 | 52 | 24 | 7 | 22
1200091 | UMASS DARTMOUTH |  | 285 OLD WESTPORT RD |  | DARTMOUTH | MA | 027140000 | 285 OLD WESTPORT RD |  | DARTMOUTH | MA | 027470000 | Y | STATE | OP6 | UMASS DARTMOUTH | 5089998053 | sfilardi@umassd.edu | SALVATORE G. | FILARDI | 5089998053 | sfilardi@umassd.edu | SALVATORE | FILARDI | 5089998053 | sfilardi@umassd.edu | 2 | BOILER #2-BIGELOW #KS21 DUAL FUEL |  | BOILER | BIGELOW | KS-21 | 1965-11-29 | 2011 | 36.25 | 3 | #2 OIL | NO.2 | 58 | Distillate Oil (No. 2) | 0.0015 | 0 | 1.1 | E3GAL | N | 24 | 7 | 52 | 24 | 7 | 22
1200091 | UMASS DARTMOUTH |  | 285 OLD WESTPORT RD |  | DARTMOUTH | MA | 027140000 | 285 OLD WESTPORT RD |  | DARTMOUTH | MA | 027470000 | Y | STATE | OP6 | UMASS DARTMOUTH | 5089998053 | sfilardi@umassd.edu | SALVATORE G. | FILARDI | 5089998053 | sfilardi@umassd.edu | SALVATORE | FILARDI | 5089998053 | sfilardi@umassd.edu | 3 | BOILER #3-BIGELOW #KS-Z1 DUAL FUEL |  | BOILER | BIGELOW | KS-21 | 1965-11-01 | 2011 | 36.25 | 1 | BOILER #3-BIGELOW #KS-21 #6 OIL-1 S EU3 | NO.6 | 923 | Residual Oil (No. 6) | 1 | 0.1 | 0 | E3GAL | N | 24 | 7 | 48 | 24 | 7 | 18
1200091 | UMASS DARTMOUTH |  | 285 OLD WESTPORT RD |  | DARTMOUTH | MA | 027140000 | 285 OLD WESTPORT RD |  | DARTMOUTH | MA | 027470000 | Y | STATE | OP6 | UMASS DARTMOUTH | 5089998053 | sfilardi@umassd.edu | SALVATORE G. | FILARDI | 5089998053 | sfilardi@umassd.edu | SALVATORE | FILARDI | 5089998053 | sfilardi@umassd.edu | 3 | BOILER #3-BIGELOW #KS-Z1 DUAL FUEL |  | BOILER | BIGELOW | KS-21 | 1965-11-01 | 2011 | 36.25 | 2 | BOILER #3-BIGELOW #KS-21 NATURAL GAS | NATURAL GAS | 209 | Natural Gas |  |  | 56.6696 | E6FT3 | N | 24 | 7 | 48 | 24 | 7 | 18
1200091 | UMASS DARTMOUTH |  | 285 OLD WESTPORT RD |  | DARTMOUTH | MA | 027140000 | 285 OLD WESTPORT RD |  | DARTMOUTH | MA | 027470000 | Y | STATE | OP6 | UMASS DARTMOUTH | 5089998053 | sfilardi@umassd.edu | SALVATORE G. | FILARDI | 5089998053 | sfilardi@umassd.edu | SALVATORE | FILARDI | 5089998053 | sfilardi@umassd.edu | 3 | BOILER #3-BIGELOW #KS-Z1 DUAL FUEL |  | BOILER | BIGELOW | KS-21 | 1965-11-01 | 2011 | 36.25 | 3 | #2 OIL | NO.2 | 58 | Distillate Oil (No. 2) | 0.0015 | 0 | 0.9 | E3GAL | N | 24 | 7 | 48 | 24 | 7 | 18
1200091 | UMASS DARTMOUTH |  | 285 OLD WESTPORT RD |  | DARTMOUTH | MA | 027140000 | 285 OLD WESTPORT RD |  | DARTMOUTH | MA | 027470000 | Y | STATE | OP6 | UMASS DARTMOUTH | 5089998053 | sfilardi@umassd.edu | SALVATORE G. | FILARDI | 5089998053 | sfilardi@umassd.edu | SALVATORE | FILARDI | 5089998053 | sfilardi@umassd.edu | 5 | BOILER #5-CLEAVER BROOKS CB600-300 10.2 MMBTU/HR |  | BOILER | CLEAVER BROOKS | CB-700-250-015 | 1996-11-01 | 2011 | 10.2 | 1 | BOILER #5-CL BROOKS NATURAL GAS ATHLETIC EU5 | NATURAL GAS | 209 | Natural Gas |  |  | 4.1335 | E6FT3 | N | 24 | 7 | 48 | 24 | 7 | 18
1200091 | UMASS DARTMOUTH |  | 285 OLD WESTPORT RD |  | DARTMOUTH | MA | 027140000 | 285 OLD WESTPORT RD |  | DARTMOUTH | MA | 027470000 | Y | STATE | OP6 | UMASS DARTMOUTH | 5089998053 | sfilardi@umassd.edu | SALVATORE G. | FILARDI | 5089998053 | sfilardi@umassd.edu | SALVATORE | FILARDI | 5089998053 | sfilardi@umassd.edu | 6 | BOILER #6-CLEAVER BROOKS NAT GAS |  | BOILER | CLEAVER BROOKS | CB-700-250-015 | 1996-11-01 | 2011 | 10.2 | 1 | BOILER #6-CL BROOKS NATURAL GAS ATHLETIC EU6 | NATURAL GAS | 209 | Natural Gas |  |  | 4.1335 | E6FT3 | N | 24 | 7 | 48 | 24 | 7 | 18
1200091 | UMASS DARTMOUTH |  | 285 OLD WESTPORT RD |  | DARTMOUTH | MA | 027140000 | 285 OLD WESTPORT RD |  | DARTMOUTH | MA | 027470000 | Y | STATE | OP6 | UMASS DARTMOUTH | 5089998053 | sfilardi@umassd.edu | SALVATORE G. | FILARDI | 5089998053 | sfilardi@umassd.edu | SALVATORE | FILARDI | 5089998053 | sfilardi@umassd.edu | 7 | EMER GEN (17)-CUMMINS 1945 KW TOTAL #2 OIL | 17 | ENGINE | VARIES | VARIES | 1999-01-01 | 2011 | 18.3 | 1 | GENERATORS #1(17)-CUMMINS #2 OIL | DIESEL | 44 | DIESEL | 0.0015 | 0 | 3.8893 | E3GAL | N | 1 | 1 | 52 | 1 | 1 | 22
1200101 | PRECIX | ACUSHNET RUBBER CO | 744 BELLEVILLE AVE |  | NEW BEDFORD | MA | 027456010 | 744 BELLEVILLE AVE |  | NEW BEDFORD | MA | 027456010 | N | PRIVATE | SM50 | PRECIX | 5089984014 | dslutz@precixinc.com | DAVE | SLUTZ | 5089984014 | dslutz@precixinc.com | KEITH | GOETTLICH | 5089984167 | kgoettlich@precixinc.com | 2 | BOILER # 2-BABCOCK+WILCOX NB-18548 |  | BOILER | BABCOOK & WILCOX | NB-18548 | 1956-04-01 | 2011 | 24 | 1 | BOILER #2-BABCOCK+WILCOX NB-18548 NATURAL GAS | NATURAL GAS | 209 | Natural Gas |  |  | 74.6046 | E6FT3 | Y | 24 | 7 | 52 | 24 | 7 | 20
1200101 | PRECIX | ACUSHNET RUBBER CO | 744 BELLEVILLE AVE |  | NEW BEDFORD | MA | 027456010 | 744 BELLEVILLE AVE |  | NEW BEDFORD | MA | 027456010 | N | PRIVATE | SM50 | PRECIX | 5089984014 | dslutz@precixinc.com | DAVE | SLUTZ | 5089984014 | dslutz@precixinc.com | KEITH | GOETTLICH | 5089984167 | kgoettlich@precixinc.com | 2 | BOILER # 2-BABCOCK+WILCOX NB-18548 |  | BOILER | BABCOOK & WILCOX | NB-18548 | 1956-04-01 | 2011 | 24 | 2 | #6 FUEL OIL | NO.6 | 923 | Residual Oil (No. 6) | 1 |  | 0 | E3GAL | Y | 24 | 7 | 52 | 24 | 7 | 20
1200102 | DURFEE UNION MILLS |  | 405 PLEASANT ST |  | FALL RIVER | MA | 027220000 | PO BOX 1510 |  | FALL RIVER | MA | 027220000 | N | PRIVATE | SM25 | DURFEE UNION MILLS | 5086742200 | durfeeunionmills@yahoo.com | EDMOND | LEVESQUE | 5086742200 | Radiocove@aol.com | EDMOND | LEVESQUE | 5086742200 | Radiocove@aol.com | 1 | BOILER #1-CLEAVER BROOKS 655-700 DUAL FUEL |  | BOILER | CLEAVER - BROOKS | CB 655-700 | 1969-08-01 | 2009 | 29 | 1 | #6 OIL-1.OS | NO.6 | 923 | Residual Oil (No. 6) | 1 | 0.1 | 48 | E3GAL | N | 12 | 7 | 20 | 12 | 7 | 22
1200102 | DURFEE UNION MILLS |  | 405 PLEASANT ST |  | FALL RIVER | MA | 027220000 | PO BOX 1510 |  | FALL RIVER | MA | 027220000 | N | PRIVATE | SM25 | DURFEE UNION MILLS | 5086742200 | durfeeunionmills@yahoo.com | EDMOND | LEVESQUE | 5086742200 | Radiocove@aol.com | EDMOND | LEVESQUE | 5086742200 | Radiocove@aol.com | 1 | BOILER #1-CLEAVER BROOKS 655-700 DUAL FUEL |  | BOILER | CLEAVER - BROOKS | CB 655-700 | 1969-08-01 | 2009 | 29 | 2 | BOILER #1-CLEAVER BROOKS 655-700 NATURAL GAS | NATURAL GAS | 209 | Natural Gas |  |  | 0 | E6FT3 | N | 12 | 7 | 20 | 12 | 7 | 22
1200102 | DURFEE UNION MILLS |  | 405 PLEASANT ST |  | FALL RIVER | MA | 027220000 | PO BOX 1510 |  | FALL RIVER | MA | 027220000 | N | PRIVATE | SM25 | DURFEE UNION MILLS | 5086742200 | durfeeunionmills@yahoo.com | EDMOND | LEVESQUE | 5086742200 | Radiocove@aol.com | EDMOND | LEVESQUE | 5086742200 | Radiocove@aol.com | 2 | BOILER #2-CLEAVER BROOKS 655-700 DUAL FUEL |  | BOILER | CLEAVER - BROOKS | CB 655-700 | 1969-08-01 | 2009 | 29 | 1 | BOILER #2-CLEAVER BROOKS 655-700 #6 OIL-1S | NO.6 | 923 | Residual Oil (No. 6) | 1 | 0.1 | 48 | E3GAL | N | 12 | 7 | 20 | 12 | 7 | 22
1200102 | DURFEE UNION MILLS |  | 405 PLEASANT ST |  | FALL RIVER | MA | 027220000 | PO BOX 1510 |  | FALL RIVER | MA | 027220000 | N | PRIVATE | SM25 | DURFEE UNION MILLS | 5086742200 | durfeeunionmills@yahoo.com | EDMOND | LEVESQUE | 5086742200 | Radiocove@aol.com | EDMOND | LEVESQUE | 5086742200 | Radiocove@aol.com | 2 | BOILER #2-CLEAVER BROOKS 655-700 DUAL FUEL |  | BOILER | CLEAVER - BROOKS | CB 655-700 | 1969-08-01 | 2009 | 29 | 2 | BOILER #2-CLEAVER BROOKS 655-700 NATURAL GAS | NATURAL GAS | 209 | Natural Gas |  |  | 0 | E6FT3 | N | 12 | 7 | 20 | 12 | 7 | 22
1200104 | GOLD MEDAL BAKERY |  | 21 PENN ST |  | FALL RIVER | MA | 027240000 | 21 PENN ST |  | FALL RIVER | MA | 027240000 | N | PRIVATE | SM80-7 | GOLD MEDAL BAKERY INC | 8006427568 | dparent@goldmedalbakery.com | DEBRA | PARENT | 8006427568 | dparent@goldmedalbakery.com | DEBRA | PARENT | 8006427568X310 | dparent@goldmedalbakery.com | 17 | EMERGENCY GENERATOR #1 |  | ENGINE | CATERPILLAR | 3516B DITA | 2004-12-01 | 2010 | 20.2 | 1 | DIESEL | DIESEL | 44 | DIESEL | 0 | 0 | 3.27 | E3GAL | N | 1 | 1 | 12 | 1 | 1 | 5
1200104 | GOLD MEDAL BAKERY |  | 21 PENN ST |  | FALL RIVER | MA | 027240000 | 21 PENN ST |  | FALL RIVER | MA | 027240000 | N | PRIVATE | SM80-7 | GOLD MEDAL BAKERY INC | 8006427568 | dparent@goldmedalbakery.com | DEBRA | PARENT | 8006427568 | dparent@goldmedalbakery.com | DEBRA | PARENT | 8006427568X310 | dparent@goldmedalbakery.com | 18 | EMERGENCY GENERATOR #2 |  | ENGINE | CATERPILLAR | 3512B DITA | 2004-12-01 | 2010 | 15.3 | 1 | DIESEL | DIESEL | 44 | DIESEL | 0 | 0 | 2.585 | E3GAL | N | 1 | 1 | 12 | 1 | 1 | 5
1200110 | ELLIS FAMILY LLC |  | 113 GRIFFIN ST |  | FALL RIVER | MA | 027240000 | PO BOX 6127 | 278 COURT ST | PLYMOUTH | MA | 023620000 | N | PRIVATE | NM99 | A L ELLIS INC | 5087461941X10 | mellis@elliscurtain.com | MICHAEL | ELLIS | 5086724799 | mellis@elliscurtain.com | MICHAEL | ELLIS | 5086724799X18 | mellis@elliscurtain.com | 1 | BOILER #1-BIGELOW HRT |  | BOILER | BIGELOW | H. R.T. | 1959-01-01 | 2009 | 11 | 1 | BOILER #1-BIGELOW HRT #6 OIL | NO.6 | 923 | Residual Oil (No. 6) | 1 | 0.1 | 27 | E3GAL | N | 24 | 7 | 26 | 8 | 6 | 18
1200111 | MANUFACTURERS REALTY |  | 18 POCASSET ST |  | FALL RIVER | MA | 027210000 | PO BOX 204 | 18 POCASSET ST | FALL RIVER | MA | 027210000 | N | PRIVATE | SM25 | MANUFACTURERS REALTY | 7745260317 | ap@mfgrealty.com | ALBERTO | PAIVA | 7745260317 | ap@mfgrealty.com | ALBERTO | PAIVA | 7745260317 | ap@mfgrealty.com | 1 | BOILER #1-SUPERIOR DUAL FUEL |  | BOILER | SUPERIOR | N4AA6400D | 1974-04-01 | 2011 | 17 | 1 | 2 | NO.6 | 923 | Residual Oil (No. 6) | 1 | 0.1 | 0 | E3GAL | N | 8 | 5 | 25 | 0 | 0 | 0
1200111 | MANUFACTURERS REALTY |  | 18 POCASSET ST |  | FALL RIVER | MA | 027210000 | PO BOX 204 | 18 POCASSET ST | FALL RIVER | MA | 027210000 | N | PRIVATE | SM25 | MANUFACTURERS REALTY | 7745260317 | ap@mfgrealty.com | ALBERTO | PAIVA | 7745260317 | ap@mfgrealty.com | ALBERTO | PAIVA | 7745260317 | ap@mfgrealty.com | 1 | BOILER #1-SUPERIOR DUAL FUEL |  | BOILER | SUPERIOR | N4AA6400D | 1974-04-01 | 2011 | 17 | 2 | BOILER #1-SUPERIOR(BACKUP) NATURAL GAS | NATURAL GAS | 209 | Natural Gas |  |  | 0.5 | E6FT3 | N | 8 | 5 | 25 | 0 | 0 | 0
1200111 | MANUFACTURERS REALTY |  | 18 POCASSET ST |  | FALL RIVER | MA | 027210000 | PO BOX 204 | 18 POCASSET ST | FALL RIVER | MA | 027210000 | N | PRIVATE | SM25 | MANUFACTURERS REALTY | 7745260317 | ap@mfgrealty.com | ALBERTO | PAIVA | 7745260317 | ap@mfgrealty.com | ALBERTO | PAIVA | 7745260317 | ap@mfgrealty.com | 2 | BOILER #2-SUPERIOR DUAL FUEL STANDBY UNIT |  | BOILER | SUPERIOR | N4AA6400D | 1974-04-01 | 2011 | 17 | 1 | 2 | NO.6 | 923 | Residual Oil (No. 6) | 1 | 0.1 | 0 | E3GAL | N | 3 | 5 | 24 | 0 | 0 | 0
1200111 | MANUFACTURERS REALTY |  | 18 POCASSET ST |  | FALL RIVER | MA | 027210000 | PO BOX 204 | 18 POCASSET ST | FALL RIVER | MA | 027210000 | N | PRIVATE | SM25 | MANUFACTURERS REALTY | 7745260317 | ap@mfgrealty.com | ALBERTO | PAIVA | 7745260317 | ap@mfgrealty.com | ALBERTO | PAIVA | 7745260317 | ap@mfgrealty.com | 2 | BOILER #2-SUPERIOR DUAL FUEL STANDBY UNIT |  | BOILER | SUPERIOR | N4AA6400D | 1974-04-01 | 2011 | 17 | 2 | BOILER #2-SUPERIOR NATURAL GAS | NATURAL GAS | 209 | Natural Gas |  |  | 4.489 | E6FT3 | N | 3 | 5 | 24 | 0 | 0 | 0
1200111 | MANUFACTURERS REALTY |  | 18 POCASSET ST |  | FALL RIVER | MA | 027210000 | PO BOX 204 | 18 POCASSET ST | FALL RIVER | MA | 027210000 | N | PRIVATE | SM25 | MANUFACTURERS REALTY | 7745260317 | ap@mfgrealty.com | ALBERTO | PAIVA | 7745260317 | ap@mfgrealty.com | ALBERTO | PAIVA | 7745260317 | ap@mfgrealty.com | 3 | BOILER #3-CYCLOTHERM C5200C DUAL FUEL -DOWN 04- |  | BOILER | CYCLOTHERM | C5-200-C-6N23 | 1985-04-01 | 2011 | 6654 | 1 | BOILER 3-CYCLOTHERM C5200C SHUT DOWN | NO.6 | 923 | Residual Oil (No. 6) | 1 | 0.1 | 0 | E3GAL | N | 0 | 0 | 0 | 0 | 0 | 0
1200111 | MANUFACTURERS REALTY |  | 18 POCASSET ST |  | FALL RIVER | MA | 027210000 | PO BOX 204 | 18 POCASSET ST | FALL RIVER | MA | 027210000 | N | PRIVATE | SM25 | MANUFACTURERS REALTY | 7745260317 | ap@mfgrealty.com | ALBERTO | PAIVA | 7745260317 | ap@mfgrealty.com | ALBERTO | PAIVA | 7745260317 | ap@mfgrealty.com | 3 | BOILER #3-CYCLOTHERM C5200C DUAL FUEL -DOWN 04- |  | BOILER | CYCLOTHERM | C5-200-C-6N23 | 1985-04-01 | 2011 | 6654 | 2 | BOILER 3-CYCLOTHERM C5200C SHUT DOWN NATURAL GAS | NATURAL GAS | 209 | Natural Gas |  |  | 0 | E6FT3 | N | 0 | 0 | 0 | 0 | 0 | 0
1200117 | ST ANNES HOSPITAL |  | 795 MIDDLE ST |  | FALL RIVER | MA | 027210000 | 795 MIDDLE ST |  | FALL RIVER | MA | 027210000 | N | PRIVATE | SM80-R | STEWARD HEALTHCARE | 6174194719 | BARRY.DULONG@STEWARD.ORG | BARRY | DULONG | 5086745741 | BARRY.DULONG@STEWARD.ORG | BARRY | DULONG | 5082355004 | BARRY.DULONG@STEWARD.ORG | 1 | BOILER #1-KEWANEE 03183 #6 OIL DOWN 1999 |  | BOILER | KEWANEE | 03183 | 1954-01-01 | 2011 | 14.7 | 1 | BOILER #1-KEWANEE #6 OIL | NO.6 | 923 | Residual Oil (No. 6) | 1 | 0.1 | 0 | E3GAL | N | 0 | 0 | 0 | 0 | 0 | 0
1200117 | ST ANNES HOSPITAL |  | 795 MIDDLE ST |  | FALL RIVER | MA | 027210000 | 795 MIDDLE ST |  | FALL RIVER | MA | 027210000 | N | PRIVATE | SM80-R | STEWARD HEALTHCARE | 6174194719 | BARRY.DULONG@STEWARD.ORG | BARRY | DULONG | 5086745741 | BARRY.DULONG@STEWARD.ORG | BARRY | DULONG | 5082355004 | BARRY.DULONG@STEWARD.ORG | 2 | BOILER #2-CLEAVER BROOKS CB400-300-150 DUAL FUEL |  | BOILER | CLEAVER BROOKS | CB 400-300-150 | 1985-01-01 | 2011 | 12.6 | 1 | BOILER #2-CLEAVER BROOKS 600-300 #6 OIL | NO.6 | 923 | Residual Oil (No. 6) | 1 | 0.1 | 32.794 | E3GAL | N | 24 | 7 | 45 | 24 | 7 | 21
1200117 | ST ANNES HOSPITAL |  | 795 MIDDLE ST |  | FALL RIVER | MA | 027210000 | 795 MIDDLE ST |  | FALL RIVER | MA | 027210000 | N | PRIVATE | SM80-R | STEWARD HEALTHCARE | 6174194719 | BARRY.DULONG@STEWARD.ORG | BARRY | DULONG | 5086745741 | BARRY.DULONG@STEWARD.ORG | BARRY | DULONG | 5082355004 | BARRY.DULONG@STEWARD.ORG | 2 | BOILER #2-CLEAVER BROOKS CB400-300-150 DUAL FUEL |  | BOILER | CLEAVER BROOKS | CB 400-300-150 | 1985-01-01 | 2011 | 12.6 | 2 | NATURAL GAS | NATURAL GAS | 209 | Natural Gas |  |  | 35.152 | E6FT3 | N | 24 | 7 | 45 | 24 | 7 | 21
1200117 | ST ANNES HOSPITAL |  | 795 MIDDLE ST |  | FALL RIVER | MA | 027210000 | 795 MIDDLE ST |  | FALL RIVER | MA | 027210000 | N | PRIVATE | SM80-R | STEWARD HEALTHCARE | 6174194719 | BARRY.DULONG@STEWARD.ORG | BARRY | DULONG | 5086745741 | BARRY.DULONG@STEWARD.ORG | BARRY | DULONG | 5082355004 | BARRY.DULONG@STEWARD.ORG | 3 | BOILER #3-CLEAVER BROOKS CB 400-300-150 DUAL FUEL |  | BOILER | CLEAVER BROOKS | CB 400-300-150 | 1964-01-01 | 2011 | 16.8 | 1 | BOILER #3-CLEAVER BROOKS 655-400 #6 OIL | NO.6 | 923 | Residual Oil (No. 6) | 1 | 0.1 | 19.675 | E3GAL | N | 24 | 7 | 28 | 24 | 7 | 4
1200117 | ST ANNES HOSPITAL |  | 795 MIDDLE ST |  | FALL RIVER | MA | 027210000 | 795 MIDDLE ST |  | FALL RIVER | MA | 027210000 | N | PRIVATE | SM80-R | STEWARD HEALTHCARE | 6174194719 | BARRY.DULONG@STEWARD.ORG | BARRY | DULONG | 5086745741 | BARRY.DULONG@STEWARD.ORG | BARRY | DULONG | 5082355004 | BARRY.DULONG@STEWARD.ORG | 3 | BOILER #3-CLEAVER BROOKS CB 400-300-150 DUAL FUEL |  | BOILER | CLEAVER BROOKS | CB 400-300-150 | 1964-01-01 | 2011 | 16.8 | 2 | NATURAL GAS | NATURAL GAS | 209 | Natural Gas |  |  | 2.613 | E6FT3 | N | 24 | 7 | 28 | 24 | 7 | 4
1200119 | TIMBACC REALTY INC |  | 40 COUNTY ST |  | FALL RIVER | MA | 027220000 | 40 COUNTY STREET | PO BOX 1629 | FALL RIVER | MA | 027220000 | N | PRIVATE | NM99 | TIMBACC REALTY INC | 5086462900X111 | CHARLESB@SROTHSCHILD.COM | CHARLES | BAPTISTE | 5086462901 | charlesb@srothschild.com | CHARLES | BAPTISTE | 5086462901 | charlesb@srothschild.com | 1 | SANTA CLAUS |  | BOILER | CLEAVER BROOKS | CB600-400 | 1981-01-01 | 2009 | 17 | 1 | BOILER 1-CLEAVER BROOKS CB600-400 | NO.4 | 825 | Distillate Oil (No. 4) | 1 | 1 | 55 | E3GAL | N | 12 | 7 | 26 | 2 | 5 | 4
1200123 | CHARLTON MEMORIAL HOSPITAL |  | 363 HIGHLAND AVE |  | FALL RIVER | MA | 027200000 | 363 HIGHLAND AVENUE |  | FALL RIVER | MA | 027200000 | N | PRIVATE | SM80-R | CHARLTON MEMORIAL HOSPITAL | 5089615140 | leblanccg@southcoast.org | CHRISTOPHER | LEBLANC | 5089615140 | leblanccg@southcoast.org | CHRISTOPHER | LEBLANC | 5089615140 | leblanccg@southcoast.org | 1 | BOILER #1 - BIGELOW ST-261-PF DUAL FUEL |  | BOILER | BIGELOW | ST-261-PF | 1970-01-01 | 2011 | 18 | 1 | #6 OIL | NO.6 | 923 | Residual Oil (No. 6) | 1 | 1.49 | 0 | E3GAL | Y | 10 | 7 | 52 | 10 | 7 | 22
1200123 | CHARLTON MEMORIAL HOSPITAL |  | 363 HIGHLAND AVE |  | FALL RIVER | MA | 027200000 | 363 HIGHLAND AVENUE |  | FALL RIVER | MA | 027200000 | N | PRIVATE | SM80-R | CHARLTON MEMORIAL HOSPITAL | 5089615140 | leblanccg@southcoast.org | CHRISTOPHER | LEBLANC | 5089615140 | leblanccg@southcoast.org | CHRISTOPHER | LEBLANC | 5089615140 | leblanccg@southcoast.org | 1 | BOILER #1 - BIGELOW ST-261-PF DUAL FUEL |  | BOILER | BIGELOW | ST-261-PF | 1970-01-01 | 2011 | 18 | 2 | NATURAL GAS | NATURAL GAS | 209 | Natural Gas |  |  | 26.866 | E6FT3 | Y | 10 | 7 | 52 | 10 | 7 | 22
1200123 | CHARLTON MEMORIAL HOSPITAL |  | 363 HIGHLAND AVE |  | FALL RIVER | MA | 027200000 | 363 HIGHLAND AVENUE |  | FALL RIVER | MA | 027200000 | N | PRIVATE | SM80-R | CHARLTON MEMORIAL HOSPITAL | 5089615140 | leblanccg@southcoast.org | CHRISTOPHER | LEBLANC | 5089615140 | leblanccg@southcoast.org | CHRISTOPHER | LEBLANC | 5089615140 | leblanccg@southcoast.org | 2 | BOILER #2 - BIGELOW ST-261-PF DUAL FUEL |  | BOILER | BIGELOW | ST-261-PF | 1970-01-01 | 2011 | 18 | 1 | #6 OIL | NO.6 | 923 | Residual Oil (No. 6) | 1 | 1.49 | 0 | E3GAL | Y | 10 | 7 | 52 | 10 | 7 | 22
1200123 | CHARLTON MEMORIAL HOSPITAL |  | 363 HIGHLAND AVE |  | FALL RIVER | MA | 027200000 | 363 HIGHLAND AVENUE |  | FALL RIVER | MA | 027200000 | N | PRIVATE | SM80-R | CHARLTON MEMORIAL HOSPITAL | 5089615140 | leblanccg@southcoast.org | CHRISTOPHER | LEBLANC | 5089615140 | leblanccg@southcoast.org | CHRISTOPHER | LEBLANC | 5089615140 | leblanccg@southcoast.org | 2 | BOILER #2 - BIGELOW ST-261-PF DUAL FUEL |  | BOILER | BIGELOW | ST-261-PF | 1970-01-01 | 2011 | 18 | 2 | NATURAL GAS | NATURAL GAS | 209 | Natural Gas |  |  | 27.4623 | E6FT3 | Y | 10 | 7 | 52 | 10 | 7 | 22
1200123 | CHARLTON MEMORIAL HOSPITAL |  | 363 HIGHLAND AVE |  | FALL RIVER | MA | 027200000 | 363 HIGHLAND AVENUE |  | FALL RIVER | MA | 027200000 | N | PRIVATE | SM80-R | CHARLTON MEMORIAL HOSPITAL | 5089615140 | leblanccg@southcoast.org | CHRISTOPHER | LEBLANC | 5089615140 | leblanccg@southcoast.org | CHRISTOPHER | LEBLANC | 5089615140 | leblanccg@southcoast.org | 3 | BOILER #3 - BIGELOW ST-261-PF DUAL FUEL |  | BOILER | BIGELOW | ST-261-PF | 1970-01-01 | 2011 | 18 | 1 | #6 OIL | NO.6 | 923 | Residual Oil (No. 6) | 1 | 1.49 | 0 | E3GAL | Y | 10 | 7 | 52 | 10 | 7 | 22
1200123 | CHARLTON MEMORIAL HOSPITAL |  | 363 HIGHLAND AVE |  | FALL RIVER | MA | 027200000 | 363 HIGHLAND AVENUE |  | FALL RIVER | MA | 027200000 | N | PRIVATE | SM80-R | CHARLTON MEMORIAL HOSPITAL | 5089615140 | leblanccg@southcoast.org | CHRISTOPHER | LEBLANC | 5089615140 | leblanccg@southcoast.org | CHRISTOPHER | LEBLANC | 5089615140 | leblanccg@southcoast.org | 3 | BOILER #3 - BIGELOW ST-261-PF DUAL FUEL |  | BOILER | BIGELOW | ST-261-PF | 1970-01-01 | 2011 | 18 | 2 | NATURAL GAS | NATURAL GAS | 209 | Natural Gas |  |  | 28.6187 | E6FT3 | Y | 10 | 7 | 52 | 10 | 7 | 22
1200125 | INVENSYS SYSTEMS |  | 38 NEPONSET AVE |  | FOXBOROUGH | MA | 020350000 | 38 NEPONSET AVENUE N31-1M |  | FOXBOROUGH | MA | 020350000 | N | PRIVATE | SM80-R | INVENSYS SYSTEMS INC | 5085493620 | Not@applicable.org | JOSEPH | CONLON | 5085493893 | joseph.conlon@invensys.com | DAVID | MCMILLAN | 5085493141 | david.mcmillan@invensys.com | 1 | BOILER #B2-BABCOCK+WILCOX #EMD1382 DUAL FUEL |  | BOILER | BABCOCK & WILCOX | EMD1382 | 1966-01-01 | 2011 | 35 | 1 | BOILER #B2-BABCOCK+WILCOX #EMD1382 #6 OIL | NO.6 | 923 | Residual Oil (No. 6) | 1 | 0.1 | 0 | E3GAL | N | 24 | 7 | 30 | 0 | 0 | 0
1200125 | INVENSYS SYSTEMS |  | 38 NEPONSET AVE |  | FOXBOROUGH | MA | 020350000 | 38 NEPONSET AVENUE N31-1M |  | FOXBOROUGH | MA | 020350000 | N | PRIVATE | SM80-R | INVENSYS SYSTEMS INC | 5085493620 | Not@applicable.org | JOSEPH | CONLON | 5085493893 | joseph.conlon@invensys.com | DAVID | MCMILLAN | 5085493141 | david.mcmillan@invensys.com | 1 | BOILER #B2-BABCOCK+WILCOX #EMD1382 DUAL FUEL |  | BOILER | BABCOCK & WILCOX | EMD1382 | 1966-01-01 | 2011 | 35 | 2 | BOILER #B2-BABCOCK+WILCOX #EMD1382 NATURAL GAS | NATURAL GAS | 209 | Natural Gas |  |  | 27.2506 | E6FT3 | N | 24 | 7 | 30 | 0 | 0 | 0
1200125 | INVENSYS SYSTEMS |  | 38 NEPONSET AVE |  | FOXBOROUGH | MA | 020350000 | 38 NEPONSET AVENUE N31-1M |  | FOXBOROUGH | MA | 020350000 | N | PRIVATE | SM80-R | INVENSYS SYSTEMS INC | 5085493620 | Not@applicable.org | JOSEPH | CONLON | 5085493893 | joseph.conlon@invensys.com | DAVID | MCMILLAN | 5085493141 | david.mcmillan@invensys.com | 2 | BOILER #B1-BABCOCK+WILCOX #FM2436 DUAL FUEL |  | BOILER | BABCOCK & WILCOX | FM2436 | 1974-09-01 | 2011 | 41 | 1 | BOILER #B1-BABCOCK+WILCOX #FM2436 #6 OIL | NO.6 | 923 | Residual Oil (No. 6) | 1 | 0.1 | 0 | E3GAL | N | 9 | 7 | 22 | 9 | 5 | 21
1200125 | INVENSYS SYSTEMS |  | 38 NEPONSET AVE |  | FOXBOROUGH | MA | 020350000 | 38 NEPONSET AVENUE N31-1M |  | FOXBOROUGH | MA | 020350000 | N | PRIVATE | SM80-R | INVENSYS SYSTEMS INC | 5085493620 | Not@applicable.org | JOSEPH | CONLON | 5085493893 | joseph.conlon@invensys.com | DAVID | MCMILLAN | 5085493141 | david.mcmillan@invensys.com | 2 | BOILER #B1-BABCOCK+WILCOX #FM2436 DUAL FUEL |  | BOILER | BABCOCK & WILCOX | FM2436 | 1974-09-01 | 2011 | 41 | 2 | BOILER #B1-BABCOCK+WILCOX #FM2436 NATURAL GAS | NATURAL GAS | 209 | Natural Gas |  |  | 33.3064 | E6FT3 | N | 9 | 7 | 22 | 9 | 5 | 21
1200125 | INVENSYS SYSTEMS |  | 38 NEPONSET AVE |  | FOXBOROUGH | MA | 020350000 | 38 NEPONSET AVENUE N31-1M |  | FOXBOROUGH | MA | 020350000 | N | PRIVATE | SM80-R | INVENSYS SYSTEMS INC | 5085493620 | Not@applicable.org | JOSEPH | CONLON | 5085493893 | joseph.conlon@invensys.com | DAVID | MCMILLAN | 5085493141 | david.mcmillan@invensys.com | 3 | BOILER #4 CLEAVER BROOKS CB428-300 DUAL FUEL |  | BOILER | CLEAVER BROOKS | CB-428-300 | 1965-08-01 | 2011 | 12.5 | 1 | BOILER #3-CLEAVER BROOKS CB428-300 #6 OIL | NO.6 | 923 | Residual Oil (No. 6) | 1 | 0.1 | 0 | E3GAL | N | 24 | 7 | 24 | 0 | 0 | 0
1200125 | INVENSYS SYSTEMS |  | 38 NEPONSET AVE |  | FOXBOROUGH | MA | 020350000 | 38 NEPONSET AVENUE N31-1M |  | FOXBOROUGH | MA | 020350000 | N | PRIVATE | SM80-R | INVENSYS SYSTEMS INC | 5085493620 | Not@applicable.org | JOSEPH | CONLON | 5085493893 | joseph.conlon@invensys.com | DAVID | MCMILLAN | 5085493141 | david.mcmillan@invensys.com | 3 | BOILER #4 CLEAVER BROOKS CB428-300 DUAL FUEL |  | BOILER | CLEAVER BROOKS | CB-428-300 | 1965-08-01 | 2011 | 12.5 | 2 | BOILER #4-CLEAVER BROOKS CB428-300 NATURAL GAS | NATURAL GAS | 209 | Natural Gas |  |  | 6.005 | E6FT3 | N | 24 | 7 | 24 | 0 | 0 | 0
1200125 | INVENSYS SYSTEMS |  | 38 NEPONSET AVE |  | FOXBOROUGH | MA | 020350000 | 38 NEPONSET AVENUE N31-1M |  | FOXBOROUGH | MA | 020350000 | N | PRIVATE | SM80-R | INVENSYS SYSTEMS INC | 5085493620 | Not@applicable.org | JOSEPH | CONLON | 5085493893 | joseph.conlon@invensys.com | DAVID | MCMILLAN | 5085493141 | david.mcmillan@invensys.com | 4 | BOILER #5-CLEAVER BROOKS CB428-300 DUAL FUEL |  | BOILER | CLEAVER BROOKS | CB-428-300 | 1965-08-01 | 2011 | 12.5 | 1 | BOILER #4-CLEAVER BROOKS CB428-300 #6 OIL | NO.6 | 923 | Residual Oil (No. 6) | 1 | 0.1 | 0 | E3GAL | N | 24 | 7 | 24 | 8 | 7 | 3
1200125 | INVENSYS SYSTEMS |  | 38 NEPONSET AVE |  | FOXBOROUGH | MA | 020350000 | 38 NEPONSET AVENUE N31-1M |  | FOXBOROUGH | MA | 020350000 | N | PRIVATE | SM80-R | INVENSYS SYSTEMS INC | 5085493620 | Not@applicable.org | JOSEPH | CONLON | 5085493893 | joseph.conlon@invensys.com | DAVID | MCMILLAN | 5085493141 | david.mcmillan@invensys.com | 4 | BOILER #5-CLEAVER BROOKS CB428-300 DUAL FUEL |  | BOILER | CLEAVER BROOKS | CB-428-300 | 1965-08-01 | 2011 | 12.5 | 2 | BOILER #5-CLEAVER BROOKS CB428-300 NATURAL GAS | NATURAL GAS | 209 | Natural Gas |  |  | 6.005 | E6FT3 | N | 24 | 7 | 24 | 8 | 7 | 3
1200127 | CLARK CUTLER MCDERMO |  | 5 FISHER ST |  | FRANKLIN | MA | 020380000 | PO BOX 269 |  | FRANKLIN | MA | 020380000 | N | PRIVATE | SM80-7 | CLARK CUTLER MCDERMOTT | 5085281200 | email@ccmcd.com | JOE | BUCCHANIO | 5085281200 | jbucchanio@ccmcd.com | JOE | BUCCHANIO | 5085281200 | jbucchanio@ccmcd.com | 1 | BOILER #1-CLEAVER BROOKS CB439-400 DUAL FUEL |  | BOILER | CLEAVER BROOKS | CB-400 | 1970-09-01 | 2009 | 16 | 1 | BOILER #1- #6 OIL-0.5 PERCENT S | NO.6 | 923 | Residual Oil (No. 6) | 0.5 | 1 | 34.1127 | E3GAL | Y | 24 | 7 | 52 | 24 | 7 | 22
1200127 | CLARK CUTLER MCDERMO |  | 5 FISHER ST |  | FRANKLIN | MA | 020380000 | PO BOX 269 |  | FRANKLIN | MA | 020380000 | N | PRIVATE | SM80-7 | CLARK CUTLER MCDERMOTT | 5085281200 | email@ccmcd.com | JOE | BUCCHANIO | 5085281200 | jbucchanio@ccmcd.com | JOE | BUCCHANIO | 5085281200 | jbucchanio@ccmcd.com | 1 | BOILER #1-CLEAVER BROOKS CB439-400 DUAL FUEL |  | BOILER | CLEAVER BROOKS | CB-400 | 1970-09-01 | 2009 | 16 | 2 | BOILER #1-CLEAVER BROOKS CB439-400 NATURAL GAS | NATURAL GAS | 209 | Natural Gas |  |  | 12.7629 | E6FT3 | Y | 24 | 7 | 52 | 24 | 7 | 22
1200127 | CLARK CUTLER MCDERMO |  | 5 FISHER ST |  | FRANKLIN | MA | 020380000 | PO BOX 269 |  | FRANKLIN | MA | 020380000 | N | PRIVATE | SM80-7 | CLARK CUTLER MCDERMOTT | 5085281200 | email@ccmcd.com | JOE | BUCCHANIO | 5085281200 | jbucchanio@ccmcd.com | JOE | BUCCHANIO | 5085281200 | jbucchanio@ccmcd.com | 2 | BOILER #2-CLEAVER-BROOKS CB400-400 DUAL FUEL |  | BOILER | CLEAVER BROOKS | CB-400 | 1993-03-01 | 2009 | 35 | 1 | BOILER #2-CLEAVER BROOKS CB400-400 | NO.6 | 923 | Residual Oil (No. 6) | 0.5 | 1 | 3.7903 | E3GAL | Y | 24 | 7 | 52 | 24 | 7 | 22
1200127 | CLARK CUTLER MCDERMO |  | 5 FISHER ST |  | FRANKLIN | MA | 020380000 | PO BOX 269 |  | FRANKLIN | MA | 020380000 | N | PRIVATE | SM80-7 | CLARK CUTLER MCDERMOTT | 5085281200 | email@ccmcd.com | JOE | BUCCHANIO | 5085281200 | jbucchanio@ccmcd.com | JOE | BUCCHANIO | 5085281200 | jbucchanio@ccmcd.com | 2 | BOILER #2-CLEAVER-BROOKS CB400-400 DUAL FUEL |  | BOILER | CLEAVER BROOKS | CB-400 | 1993-03-01 | 2009 | 35 | 2 | BOILER #2-CLEAVER BROOKS CB400-400 NATURAL GAS | NATURAL GAS | 209 | Natural Gas |  |  | 1.4181 | E6FT3 | Y | 24 | 7 | 52 | 24 | 7 | 22
1200130 | CAPE COD HOSPITAL |  | 27 PARK ST |  | BARNSTABLE | MA | 026300000 | 27 PARK STREET |  | HYANNIS | MA | 026010000 | N | PRIVATE | SM79-R | CAPE COD HOSPITAL | 5087711800 | WPHafferty@capecodhealth.org | WILLIAM | HAFFERTY | 5088627224 | WPHafferty@capecodhealth.org | WILLIAM | HAFFERTY | 5088627224 | WPHafferty@capecodhealth.org | 9 | BOILER #9-CLEAVER BROOKS CB-200-500-150 NAT GAS |  | BOILER | CLEAVER BROOKS | CB-200-500-150 | 1993-08-01 | 2011 | 21.925 | 1 | BOILER #9-CLEAVER BRKS 200-500-150 NATURAL GAS | NATURAL GAS | 209 | Natural Gas |  |  | 27.229 | E6FT3 | N | 20 | 7 | 32 | 10 | 3 | 14
1200130 | CAPE COD HOSPITAL |  | 27 PARK ST |  | BARNSTABLE | MA | 026300000 | 27 PARK STREET |  | HYANNIS | MA | 026010000 | N | PRIVATE | SM79-R | CAPE COD HOSPITAL | 5087711800 | WPHafferty@capecodhealth.org | WILLIAM | HAFFERTY | 5088627224 | WPHafferty@capecodhealth.org | WILLIAM | HAFFERTY | 5088627224 | WPHafferty@capecodhealth.org | 10 | BOILER #10-CLEAVER BROOKS 200-500-150 NAT GAS |  | BOILER | CLEAVER BROOKS | CB-200-500-150 | 1993-08-01 | 2011 | 21 | 1 | BOILER#10-CLEAVER BRKS 200-500-150 NATURAL GAS | NATURAL GAS | 209 | Natural Gas |  |  | 48.853 | E6FT3 | N | 16 | 7 | 20 | 6 | 3 | 8
1200130 | CAPE COD HOSPITAL |  | 27 PARK ST |  | BARNSTABLE | MA | 026300000 | 27 PARK STREET |  | HYANNIS | MA | 026010000 | N | PRIVATE | SM79-R | CAPE COD HOSPITAL | 5087711800 | WPHafferty@capecodhealth.org | WILLIAM | HAFFERTY | 5088627224 | WPHafferty@capecodhealth.org | WILLIAM | HAFFERTY | 5088627224 | WPHafferty@capecodhealth.org | 10 | BOILER #10-CLEAVER BROOKS 200-500-150 NAT GAS |  | BOILER | CLEAVER BROOKS | CB-200-500-150 | 1993-08-01 | 2011 | 21 | 2 | DIESEL OIL | NO.2 | 58 | Distillate Oil (No. 2) | 0 | 0 | 0 | E3GAL | N | 16 | 7 | 20 | 6 | 3 | 8
1200130 | CAPE COD HOSPITAL |  | 27 PARK ST |  | BARNSTABLE | MA | 026300000 | 27 PARK STREET |  | HYANNIS | MA | 026010000 | N | PRIVATE | SM79-R | CAPE COD HOSPITAL | 5087711800 | WPHafferty@capecodhealth.org | WILLIAM | HAFFERTY | 5088627224 | WPHafferty@capecodhealth.org | WILLIAM | HAFFERTY | 5088627224 | WPHafferty@capecodhealth.org | 23 | BOILER #11 NATURAL GAS |  | BOILER | CLEAVER-BROOKS | CB(LE) 700-250-15 #ST | 2006-01-01 | 2011 | 10.2 | 1 | NATURAL GAS | NATURAL GAS | 209 | Natural Gas |  |  | 17.4134 | E6FT3 | N | 8 | 7 | 52 | 16 | 7 | 22
1200133 | EXELON WEST MEDWAY LLC |  | 9 SUMMER ST | WEST ST | MEDWAY | MA | 020530000 | PO BOX 720 |  | MEDWAY | MA | 020530000 | N | PRIVATE | OP7.5 | EXELON WEST MEDWAY LLC | 6107655602 | TODD.CUTLER@EXELONCORP.COM | JACK | HUGHES | 5085333919 | JACK.HUGHES@EXELONCORP.COM | JACK | HUGHES | 5085333919 | JACK.HUGHES@EXELONCORP.COM | 1 | TURBINE #1-ROLLS ROYCE AVON 1533-77C |  | SIMPLE CYCLE GAS TURBINE | ROLLS ROYCE | AVON 1533-77C | 1970-01-01 | 2011 | 392 | 1 | #2 FUEL OIL | DIESEL | 44 | DIESEL | 0.206 | 0 | 24.989 | E3GAL | N | 2 | 1 | 15 | 2 | 1 | 9
1200133 | EXELON WEST MEDWAY LLC |  | 9 SUMMER ST | WEST ST | MEDWAY | MA | 020530000 | PO BOX 720 |  | MEDWAY | MA | 020530000 | N | PRIVATE | OP7.5 | EXELON WEST MEDWAY LLC | 6107655602 | TODD.CUTLER@EXELONCORP.COM | JACK | HUGHES | 5085333919 | JACK.HUGHES@EXELONCORP.COM | JACK | HUGHES | 5085333919 | JACK.HUGHES@EXELONCORP.COM | 1 | TURBINE #1-ROLLS ROYCE AVON 1533-77C |  | SIMPLE CYCLE GAS TURBINE | ROLLS ROYCE | AVON 1533-77C | 1970-01-01 | 2011 | 392 | 2 | NATURAL GAS | NATURAL GAS | 209 | Natural Gas |  |  | 0 | E6FT3 | N | 2 | 1 | 15 | 2 | 1 | 9
1200133 | EXELON WEST MEDWAY LLC |  | 9 SUMMER ST | WEST ST | MEDWAY | MA | 020530000 | PO BOX 720 |  | MEDWAY | MA | 020530000 | N | PRIVATE | OP7.5 | EXELON WEST MEDWAY LLC | 6107655602 | TODD.CUTLER@EXELONCORP.COM | JACK | HUGHES | 5085333919 | JACK.HUGHES@EXELONCORP.COM | JACK | HUGHES | 5085333919 | JACK.HUGHES@EXELONCORP.COM | 2 | TURBINE #2-ROLLS ROYCE AVON 1533-77C |  | SIMPLE CYCLE GAS TURBINE | ROLLS ROYCE | AVON 1533-77C | 1970-01-01 | 2011 | 392 | 1 | #2 FUEL OIL | DIESEL | 44 | DIESEL | 0.206 | 0 | 65.752 | E3GAL | N | 2 | 2 | 15 | 2 | 1 | 9
1200133 | EXELON WEST MEDWAY LLC |  | 9 SUMMER ST | WEST ST | MEDWAY | MA | 020530000 | PO BOX 720 |  | MEDWAY | MA | 020530000 | N | PRIVATE | OP7.5 | EXELON WEST MEDWAY LLC | 6107655602 | TODD.CUTLER@EXELONCORP.COM | JACK | HUGHES | 5085333919 | JACK.HUGHES@EXELONCORP.COM | JACK | HUGHES | 5085333919 | JACK.HUGHES@EXELONCORP.COM | 2 | TURBINE #2-ROLLS ROYCE AVON 1533-77C |  | SIMPLE CYCLE GAS TURBINE | ROLLS ROYCE | AVON 1533-77C | 1970-01-01 | 2011 | 392 | 2 | NATURAL GAS | NATURAL GAS | 209 | Natural Gas |  |  | 0 | E6FT3 | N | 2 | 2 | 15 | 2 | 1 | 9
1200133 | EXELON WEST MEDWAY LLC |  | 9 SUMMER ST | WEST ST | MEDWAY | MA | 020530000 | PO BOX 720 |  | MEDWAY | MA | 020530000 | N | PRIVATE | OP7.5 | EXELON WEST MEDWAY LLC | 6107655602 | TODD.CUTLER@EXELONCORP.COM | JACK | HUGHES | 5085333919 | JACK.HUGHES@EXELONCORP.COM | JACK | HUGHES | 5085333919 | JACK.HUGHES@EXELONCORP.COM | 3 | TURBINE #3-ROLLS ROYCE AVON 1533-77C |  | SIMPLE CYCLE GAS TURBINE | ROLLS ROYCE | AVON 1533-77C | 1970-01-01 | 2011 | 392 | 1 | #2 FUEL OIL | DIESEL | 44 | DIESEL | 0.206 | 0 | 67.384 | E3GAL | N | 3 | 1 | 11 | 4 | 1 | 6
1200133 | EXELON WEST MEDWAY LLC |  | 9 SUMMER ST | WEST ST | MEDWAY | MA | 020530000 | PO BOX 720 |  | MEDWAY | MA | 020530000 | N | PRIVATE | OP7.5 | EXELON WEST MEDWAY LLC | 6107655602 | TODD.CUTLER@EXELONCORP.COM | JACK | HUGHES | 5085333919 | JACK.HUGHES@EXELONCORP.COM | JACK | HUGHES | 5085333919 | JACK.HUGHES@EXELONCORP.COM | 3 | TURBINE #3-ROLLS ROYCE AVON 1533-77C |  | SIMPLE CYCLE GAS TURBINE | ROLLS ROYCE | AVON 1533-77C | 1970-01-01 | 2011 | 392 | 2 | NATURAL GAS | NATURAL GAS | 209 | Natural Gas |  |  | 0 | E6FT3 | N | 3 | 1 | 11 | 4 | 1 | 6
1200133 | EXELON WEST MEDWAY LLC |  | 9 SUMMER ST | WEST ST | MEDWAY | MA | 020530000 | PO BOX 720 |  | MEDWAY | MA | 020530000 | N | PRIVATE | OP7.5 | EXELON WEST MEDWAY LLC | 6107655602 | TODD.CUTLER@EXELONCORP.COM | JACK | HUGHES | 5085333919 | JACK.HUGHES@EXELONCORP.COM | JACK | HUGHES | 5085333919 | JACK.HUGHES@EXELONCORP.COM | 4 | TURBINE #4-ROLLS ROYCE AVON 1533-77C |  | SIMPLE CYCLE GAS TURBINE | ROLLS ROYCE | AVON 1533-77C | 1970-01-01 | 2011 | 392 | 1 | #2 FUEL OIL | DIESEL | 44 | DIESEL | 0.206 | 0 | 56.547 | E3GAL | N | 2 | 1 | 11 | 4 | 1 | 6
1200133 | EXELON WEST MEDWAY LLC |  | 9 SUMMER ST | WEST ST | MEDWAY | MA | 020530000 | PO BOX 720 |  | MEDWAY | MA | 020530000 | N | PRIVATE | OP7.5 | EXELON WEST MEDWAY LLC | 6107655602 | TODD.CUTLER@EXELONCORP.COM | JACK | HUGHES | 5085333919 | JACK.HUGHES@EXELONCORP.COM | JACK | HUGHES | 5085333919 | JACK.HUGHES@EXELONCORP.COM | 4 | TURBINE #4-ROLLS ROYCE AVON 1533-77C |  | SIMPLE CYCLE GAS TURBINE | ROLLS ROYCE | AVON 1533-77C | 1970-01-01 | 2011 | 392 | 2 | NATURAL GAS | NATURAL GAS | 209 | Natural Gas |  |  | 0 | E6FT3 | N | 2 | 1 | 11 | 4 | 1 | 6
1200133 | EXELON WEST MEDWAY LLC |  | 9 SUMMER ST | WEST ST | MEDWAY | MA | 020530000 | PO BOX 720 |  | MEDWAY | MA | 020530000 | N | PRIVATE | OP7.5 | EXELON WEST MEDWAY LLC | 6107655602 | TODD.CUTLER@EXELONCORP.COM | JACK | HUGHES | 5085333919 | JACK.HUGHES@EXELONCORP.COM | JACK | HUGHES | 5085333919 | JACK.HUGHES@EXELONCORP.COM | 5 | TURBINE #5-ROLLS ROYCE AVON 1533-77C |  | SIMPLE CYCLE GAS TURBINE | ROLLS ROYCE | AVON 1533-77C | 1970-01-01 | 2011 | 392 | 1 | #2 FUEL OIL | DIESEL | 44 | DIESEL | 0.206 | 0.001 | 60.907 | E3GAL | N | 2 | 1 | 11 | 3 | 1 | 7
1200133 | EXELON WEST MEDWAY LLC |  | 9 SUMMER ST | WEST ST | MEDWAY | MA | 020530000 | PO BOX 720 |  | MEDWAY | MA | 020530000 | N | PRIVATE | OP7.5 | EXELON WEST MEDWAY LLC | 6107655602 | TODD.CUTLER@EXELONCORP.COM | JACK | HUGHES | 5085333919 | JACK.HUGHES@EXELONCORP.COM | JACK | HUGHES | 5085333919 | JACK.HUGHES@EXELONCORP.COM | 5 | TURBINE #5-ROLLS ROYCE AVON 1533-77C |  | SIMPLE CYCLE GAS TURBINE | ROLLS ROYCE | AVON 1533-77C | 1970-01-01 | 2011 | 392 | 2 | NATURAL GAS | NATURAL GAS | 209 | Natural Gas |  |  | 0 | E6FT3 | N | 2 | 1 | 11 | 3 | 1 | 7
1200133 | EXELON WEST MEDWAY LLC |  | 9 SUMMER ST | WEST ST | MEDWAY | MA | 020530000 | PO BOX 720 |  | MEDWAY | MA | 020530000 | N | PRIVATE | OP7.5 | EXELON WEST MEDWAY LLC | 6107655602 | TODD.CUTLER@EXELONCORP.COM | JACK | HUGHES | 5085333919 | JACK.HUGHES@EXELONCORP.COM | JACK | HUGHES | 5085333919 | JACK.HUGHES@EXELONCORP.COM | 6 | TURBINE #6-ROLLS ROYCE AVON 1533-77C |  | SIMPLE CYCLE GAS TURBINE | ROLLS ROYCE | 1533-77C | 1970-01-01 | 2011 | 392 | 1 | #2 FUEL OIL | DIESEL | 44 | DIESEL | 0.206 | 0 | 55.703 | E3GAL | N | 2 | 1 | 12 | 3 | 1 | 7
1200133 | EXELON WEST MEDWAY LLC |  | 9 SUMMER ST | WEST ST | MEDWAY | MA | 020530000 | PO BOX 720 |  | MEDWAY | MA | 020530000 | N | PRIVATE | OP7.5 | EXELON WEST MEDWAY LLC | 6107655602 | TODD.CUTLER@EXELONCORP.COM | JACK | HUGHES | 5085333919 | JACK.HUGHES@EXELONCORP.COM | JACK | HUGHES | 5085333919 | JACK.HUGHES@EXELONCORP.COM | 6 | TURBINE #6-ROLLS ROYCE AVON 1533-77C |  | SIMPLE CYCLE GAS TURBINE | ROLLS ROYCE | 1533-77C | 1970-01-01 | 2011 | 392 | 2 | NATURAL GAS | NATURAL GAS | 209 | Natural Gas |  |  | 0 | E6FT3 | N | 2 | 1 | 12 | 3 | 1 | 7
1200135 | MILFORD REGIONAL MEDICAL CENTER INC |  | 14 PROSPECT ST |  | MILFORD | MA | 017570000 | 14 PROSPECT STREET |  | MILFORD | MA | 017570000 | N | PRIVATE | SM25 | MILFORD REGIONAL MEDICAL CENTER | 5084731190 | joeboz@milreg.org | JOSEPH | BOCZANOWSKI | 5084731190 | joeboz@milreg.org | JOSEPH | BOCZANOWSKI | 5084731190 | joeboz@milreg.org | 5 | BOILER #5- CLEAVER BROOKS CB200-300-15 NATURAL GAS |  | BOILER | CLEAVER BROOKS | CB 200-300 15 | 2004-01-01 | 2011 | 12.553 | 1 | BOILER #5-CLEAVER BROOKS CB200-300 NATURAL GAS | NATURAL GAS | 209 | Natural Gas |  |  | 20.403 | E6FT3 | N | 24 | 7 | 52 | 24 | 7 | 21
1200135 | MILFORD REGIONAL MEDICAL CENTER INC |  | 14 PROSPECT ST |  | MILFORD | MA | 017570000 | 14 PROSPECT STREET |  | MILFORD | MA | 017570000 | N | PRIVATE | SM25 | MILFORD REGIONAL MEDICAL CENTER | 5084731190 | joeboz@milreg.org | JOSEPH | BOCZANOWSKI | 5084731190 | joeboz@milreg.org | JOSEPH | BOCZANOWSKI | 5084731190 | joeboz@milreg.org | 5 | BOILER #5- CLEAVER BROOKS CB200-300-15 NATURAL GAS |  | BOILER | CLEAVER BROOKS | CB 200-300 15 | 2004-01-01 | 2011 | 12.553 | 2 | BOILER #5-CLEAVER BROOKS CB200-300 #2 OIL 0.05 PC | NO.2 | 58 | Distillate Oil (No. 2) | 0.05 | 0 | 0 | E3GAL | N | 24 | 7 | 52 | 24 | 7 | 21
1200135 | MILFORD REGIONAL MEDICAL CENTER INC |  | 14 PROSPECT ST |  | MILFORD | MA | 017570000 | 14 PROSPECT STREET |  | MILFORD | MA | 017570000 | N | PRIVATE | SM25 | MILFORD REGIONAL MEDICAL CENTER | 5084731190 | joeboz@milreg.org | JOSEPH | BOCZANOWSKI | 5084731190 | joeboz@milreg.org | JOSEPH | BOCZANOWSKI | 5084731190 | joeboz@milreg.org | 6 | BOILER #6-CLEAVER BROOKS CB600-300 #4 OIL-1 PCT S |  | BOILER | CLEAVER BROOKS | CB 600-300 | 1972-01-01 | 2011 | 11.69 | 1 | BOILER #6-CLEAVER BROOKS CB600-300 #4 OIL-1PCT S | NO.4 | 825 | Distillate Oil (No. 4) | 1 | 0 | 3.546 | E3GAL | N | 24 | 7 | 52 | 3 | 7 | 21
1200135 | MILFORD REGIONAL MEDICAL CENTER INC |  | 14 PROSPECT ST |  | MILFORD | MA | 017570000 | 14 PROSPECT STREET |  | MILFORD | MA | 017570000 | N | PRIVATE | SM25 | MILFORD REGIONAL MEDICAL CENTER | 5084731190 | joeboz@milreg.org | JOSEPH | BOCZANOWSKI | 5084731190 | joeboz@milreg.org | JOSEPH | BOCZANOWSKI | 5084731190 | joeboz@milreg.org | 7 | BOILER #7-CLEAVER BROOKS CB400-300 DUAL FUEL |  | BOILER | CLEAVER BROOKS | CB 400-300 | 1982-01-01 | 2011 | 11.69 | 1 | BOILER #7-CLEAVER BROOKS CB400-300 #4 OIL-1PCT S | NO.4 | 825 | Distillate Oil (No. 4) | 1 | 0.1 | 0 | E3GAL | N | 24 | 7 | 52 | 3 | 7 | 21
1200135 | MILFORD REGIONAL MEDICAL CENTER INC |  | 14 PROSPECT ST |  | MILFORD | MA | 017570000 | 14 PROSPECT STREET |  | MILFORD | MA | 017570000 | N | PRIVATE | SM25 | MILFORD REGIONAL MEDICAL CENTER | 5084731190 | joeboz@milreg.org | JOSEPH | BOCZANOWSKI | 5084731190 | joeboz@milreg.org | JOSEPH | BOCZANOWSKI | 5084731190 | joeboz@milreg.org | 7 | BOILER #7-CLEAVER BROOKS CB400-300 DUAL FUEL |  | BOILER | CLEAVER BROOKS | CB 400-300 | 1982-01-01 | 2011 | 11.69 | 2 | BOILER #7-CLEAVER BROOKS CB400-300 NATURAL GAS | NATURAL GAS | 209 | Natural Gas |  |  | 19.47 | E6FT3 | N | 24 | 7 | 52 | 3 | 7 | 21
1200136 | NASHAWENA MILLS |  | 620 BELLEVILLE AVE |  | NEW BEDFORD | MA | 027450000 | 620 BELLEVILLE AVE |  | NEW BEDFORD | MA | 027456011 | N | PRIVATE | SM25 | NASHAWENA MILLS | 5089991301 | caesarr@josephabboud.com | RICK | CAESAR | 5082655450 | caesarr@josephabboud.com | RICK | CAESAR | 5089991301 | caesarr@josephabboud.com | 1 | 2.A |  | BOILER | CLEAVER BROOKS | CB671X350 | 1971-06-01 | 2010 | 15 | 1 | #4OIL | NO.4 | 825 | Distillate Oil (No. 4) | 1 | 0 | 80 | E3GAL | N | 24 | 7 | 28 | 12 | 5 | 4
1200137 | AR METALLIZING LTD |  | 24 FORGE PKWY | 24 NATIONAL DR | FRANKLIN | MA | 020380000 | 24 NATIONAL DRIVE | FORGE PARK | FRANKLIN | MA | 020380000 | N | PRIVATE | OP3 | VACUMET CORP | 5085417700 | mark.whittaker@vacumet.com | WILLIAM | BRENGEL | 5085417721 | bill.brengel@vacumet.com | MARK | WHITTAKER | 5085417764 | mark.whittaker@vacumet.com | 1 | BOILER #1 - SUPERIOR 14.7 MMBTU/HR |  | BOILER | SUPERIOR | #651750S150 | 1993-04-15 | 2011 | 14.7 | 1 | BOILER #1-SUPERIOR #651750S150GPGA2 NATURAL GAS | NATURAL GAS | 209 | Natural Gas |  |  | 18.2125 | E6FT3 | Y | 24 | 7 | 52 | 24 | 7 | 22
1200137 | AR METALLIZING LTD |  | 24 FORGE PKWY | 24 NATIONAL DR | FRANKLIN | MA | 020380000 | 24 NATIONAL DRIVE | FORGE PARK | FRANKLIN | MA | 020380000 | N | PRIVATE | OP3 | VACUMET CORP | 5085417700 | mark.whittaker@vacumet.com | WILLIAM | BRENGEL | 5085417721 | bill.brengel@vacumet.com | MARK | WHITTAKER | 5085417764 | mark.whittaker@vacumet.com | 2 | BOILER #2 - SUPERIOR 14.7 MMBTU/HR |  | BOILER | SUPERIOR | #652000S150 | 1993-04-15 | 2011 | 14.7 | 1 | BOILER #2-SUPERIOR #651750S150GPGA2 NATURAL GAS | NATURAL GAS | 209 | Natural Gas |  |  | 18.2125 | E6FT3 | Y | 24 | 7 | 52 | 24 | 7 | 22
1200140 | COATERS INC |  | 305 NASH RD |  | NEW BEDFORD | MA | 027460000 | 305 NASH ROAD |  | NEW BEDFORD | MA | 027460000 | N | PRIVATE | SM50 | COATERS INC | 5089965700 | pmlubin@comcast.net | PAUL | LUBIN | 5089965700 | pmlubin@comcast.net | PAUL | LUBIN | 5089966787 | pmlubin@comcast.net | 1 | BOILER #1-HODGE WATER TUBE | 2 | BOILER | HODGE | LT | 1989-01-01 | 2011 | 16 | 1 | DIST.OIL NO. 2 GRADE | NO.2 | 58 | Distillate Oil (No. 2) | 0.1 | 0 | 9 | E3GAL | N | 24 | 7 | 20 | 0 | 0 | 0
1200140 | COATERS INC |  | 305 NASH RD |  | NEW BEDFORD | MA | 027460000 | 305 NASH ROAD |  | NEW BEDFORD | MA | 027460000 | N | PRIVATE | SM50 | COATERS INC | 5089965700 | pmlubin@comcast.net | PAUL | LUBIN | 5089965700 | pmlubin@comcast.net | PAUL | LUBIN | 5089966787 | pmlubin@comcast.net | 1 | BOILER #1-HODGE WATER TUBE | 2 | BOILER | HODGE | LT | 1989-01-01 | 2011 | 16 | 2 | NO. 2 OIL | NO.2 | 58 | Distillate Oil (No. 2) | 1 | 0 | 9 | E3GAL | N | 24 | 7 | 20 | 0 | 0 | 0
1200154 | ST LUKES HOSPITAL |  | 101 PAGE ST |  | NEW BEDFORD | MA | 027400000 | 101 PAGE ST |  | NEW BEDFORD | MA | 027400000 | N | PRIVATE | SM80-R | SOUTHCOAST HEALTH SYSTEM | 5089615140 | leblanccg@southcoast.org | CHRISTOPHER | LEBLANC | 5089615140 | leblanccg@southcoast.org | CHRISTOPHER | LEBLANC | 5089615140X5140 | leblanccg@southcoast.org | 1 | BOILER #1-CLEAVER BROOKS CB428-500 FT DUAL FUEL |  | BOILER | CLEAVER BROOKS | CB 400/500 | 1968-11-01 | 2011 | 20.922 | 1 | BOILER #1-CLEAVER BROOKS CB428-500 #2 OIL | NO.2 | 58 | Distillate Oil (No. 2) | 0.3 | 0 | 0 | E3GAL | N | 1 | 7 | 52 | 1 | 7 | 22
1200154 | ST LUKES HOSPITAL |  | 101 PAGE ST |  | NEW BEDFORD | MA | 027400000 | 101 PAGE ST |  | NEW BEDFORD | MA | 027400000 | N | PRIVATE | SM80-R | SOUTHCOAST HEALTH SYSTEM | 5089615140 | leblanccg@southcoast.org | CHRISTOPHER | LEBLANC | 5089615140 | leblanccg@southcoast.org | CHRISTOPHER | LEBLANC | 5089615140X5140 | leblanccg@southcoast.org | 1 | BOILER #1-CLEAVER BROOKS CB428-500 FT DUAL FUEL |  | BOILER | CLEAVER BROOKS | CB 400/500 | 1968-11-01 | 2011 | 20.922 | 2 | BOILER #1-CLEAVER BROOKS CB428-500 NATURAL GAS | NATURAL GAS | 209 | Natural Gas |  |  | 0.1894 | E6FT3 | N | 1 | 7 | 52 | 1 | 7 | 22
1200154 | ST LUKES HOSPITAL |  | 101 PAGE ST |  | NEW BEDFORD | MA | 027400000 | 101 PAGE ST |  | NEW BEDFORD | MA | 027400000 | N | PRIVATE | SM80-R | SOUTHCOAST HEALTH SYSTEM | 5089615140 | leblanccg@southcoast.org | CHRISTOPHER | LEBLANC | 5089615140 | leblanccg@southcoast.org | CHRISTOPHER | LEBLANC | 5089615140X5140 | leblanccg@southcoast.org | 2 | BOILER #2-CLEAVER BROOKS CB428-500 DUAL FUEL |  | BOILER | CLEAVER BROOKS | CB428-500 | 1968-01-01 | 2011 | 21 | 1 | BOILER #2-CLEAVER BROOKS CB428-500FT #2 OIL | NO.2 | 58 | Distillate Oil (No. 2) | 0.3 | 0 | 0 | E3GAL | N | 12 | 7 | 52 | 12 | 7 | 22
1200154 | ST LUKES HOSPITAL |  | 101 PAGE ST |  | NEW BEDFORD | MA | 027400000 | 101 PAGE ST |  | NEW BEDFORD | MA | 027400000 | N | PRIVATE | SM80-R | SOUTHCOAST HEALTH SYSTEM | 5089615140 | leblanccg@southcoast.org | CHRISTOPHER | LEBLANC | 5089615140 | leblanccg@southcoast.org | CHRISTOPHER | LEBLANC | 5089615140X5140 | leblanccg@southcoast.org | 2 | BOILER #2-CLEAVER BROOKS CB428-500 DUAL FUEL |  | BOILER | CLEAVER BROOKS | CB428-500 | 1968-01-01 | 2011 | 21 | 2 | BOILER #2-CLEAVER BROOKS CB428-500FT NAT GAS | NATURAL GAS | 209 | Natural Gas |  |  | 30.9895 | E6FT3 | N | 12 | 7 | 52 | 12 | 7 | 22
1200154 | ST LUKES HOSPITAL |  | 101 PAGE ST |  | NEW BEDFORD | MA | 027400000 | 101 PAGE ST |  | NEW BEDFORD | MA | 027400000 | N | PRIVATE | SM80-R | SOUTHCOAST HEALTH SYSTEM | 5089615140 | leblanccg@southcoast.org | CHRISTOPHER | LEBLANC | 5089615140 | leblanccg@southcoast.org | CHRISTOPHER | LEBLANC | 5089615140X5140 | leblanccg@southcoast.org | 3 | BOILER #3-CLEAVER BROOKS CB428-500 DUAL FUEL |  | BOILER | CLEAVER BROOKS | CB428-500 | 1979-10-01 | 2011 | 21 | 1 | BOILER #3-CLEAVER BROOKS CB428-500 FR #2 OIL | NO.2 | 58 | Distillate Oil (No. 2) | 0.3 | 0 | 0 | E3GAL | N | 12 | 7 | 52 | 12 | 7 | 22
1200154 | ST LUKES HOSPITAL |  | 101 PAGE ST |  | NEW BEDFORD | MA | 027400000 | 101 PAGE ST |  | NEW BEDFORD | MA | 027400000 | N | PRIVATE | SM80-R | SOUTHCOAST HEALTH SYSTEM | 5089615140 | leblanccg@southcoast.org | CHRISTOPHER | LEBLANC | 5089615140 | leblanccg@southcoast.org | CHRISTOPHER | LEBLANC | 5089615140X5140 | leblanccg@southcoast.org | 3 | BOILER #3-CLEAVER BROOKS CB428-500 DUAL FUEL |  | BOILER | CLEAVER BROOKS | CB428-500 | 1979-10-01 | 2011 | 21 | 2 | BOILER #3-CLEAVER BROOKS CB428-500 FT NAT GAS | NATURAL GAS | 209 | Natural Gas |  |  | 67.5804 | E6FT3 | N | 12 | 7 | 52 | 12 | 7 | 22
1200163 | ENTERGY NUCLEAR GENERATION COMPANY |  | 600 ROCKY HILL RD |  | PLYMOUTH | MA | 023600000 | 600 ROCKY HILL RD |  | PLYMOUTH | MA | 023600000 | N | UTILITY | SM50 | ENTERGY NUCLEAR GENERATION COMPANY | 5088308990 | rsmit26@entergy.com | RALPH | DODDS | 5088307800 | rdodds@entergy.com | JACOB | SCHEFFER | 5088308323 | jscheff@entergy.com | 1 | BOILER #1-CLEAVER BROOKS CB107-500 |  | BOILER | CLEAVER BROOKS | CB107-500 | 1970-01-01 | 2011 | 21 | 1 | BOILER 1-CLEAVER BROOKS CB107-500 | NO.2 | 58 | Distillate Oil (No. 2) | 0.3 | 0.01 | 171 | E3GAL | N | 24 | 7 | 26 | 0 | 0 | 0
1200163 | ENTERGY NUCLEAR GENERATION COMPANY |  | 600 ROCKY HILL RD |  | PLYMOUTH | MA | 023600000 | 600 ROCKY HILL RD |  | PLYMOUTH | MA | 023600000 | N | UTILITY | SM50 | ENTERGY NUCLEAR GENERATION COMPANY | 5088308990 | rsmit26@entergy.com | RALPH | DODDS | 5088307800 | rdodds@entergy.com | JACOB | SCHEFFER | 5088308323 | jscheff@entergy.com | 2 | BOILER #2-CLEAVER BROOKS CB107-500 #2 OIL |  | BOILER | CLEAVER BROOKS | CB107-500 | 1970-01-01 | 2011 | 21 | 1 | BOILER #2-CLEAVER BROOKS CB107-500 #2 OIL | NO.2 | 58 | Distillate Oil (No. 2) | 0.3 | 0.01 | 171 | E3GAL | N | 24 | 7 | 26 | 0 | 0 | 0
1200163 | ENTERGY NUCLEAR GENERATION COMPANY |  | 600 ROCKY HILL RD |  | PLYMOUTH | MA | 023600000 | 600 ROCKY HILL RD |  | PLYMOUTH | MA | 023600000 | N | UTILITY | SM50 | ENTERGY NUCLEAR GENERATION COMPANY | 5088308990 | rsmit26@entergy.com | RALPH | DODDS | 5088307800 | rdodds@entergy.com | JACOB | SCHEFFER | 5088308323 | jscheff@entergy.com | 3 | GENERATOR #1-ALCO 251F18GS #2 DIESEL |  | ENGINE | ALCO | 251F18GS | 1970-01-01 | 2011 | 25 | 1 | GENERATOR #1-ALCO 251F18GS #2 DIESEL | DIESEL | 44 | DIESEL | 0.05 | 0.01 | 5.521 | E3GAL | N | 5 | 1 | 12 | 2 | 1 | 22
1200163 | ENTERGY NUCLEAR GENERATION COMPANY |  | 600 ROCKY HILL RD |  | PLYMOUTH | MA | 023600000 | 600 ROCKY HILL RD |  | PLYMOUTH | MA | 023600000 | N | UTILITY | SM50 | ENTERGY NUCLEAR GENERATION COMPANY | 5088308990 | rsmit26@entergy.com | RALPH | DODDS | 5088307800 | rdodds@entergy.com | JACOB | SCHEFFER | 5088308323 | jscheff@entergy.com | 4 | GENERATOR #2-ALCO 251F18GS #2 DIESEL |  | ENGINE | ALCO | 251F18GS | 1970-01-01 | 2011 | 25 | 1 | GENERATOR #2-ALCO 251F18GS #2 DIESEL | DIESEL | 44 | DIESEL | 0.05 | 0.01 | 10.384 | E3GAL | N | 2 | 1 | 12 | 2 | 1 | 22
1200163 | ENTERGY NUCLEAR GENERATION COMPANY |  | 600 ROCKY HILL RD |  | PLYMOUTH | MA | 023600000 | 600 ROCKY HILL RD |  | PLYMOUTH | MA | 023600000 | N | UTILITY | SM50 | ENTERGY NUCLEAR GENERATION COMPANY | 5088308990 | rsmit26@entergy.com | RALPH | DODDS | 5088307800 | rdodds@entergy.com | JACOB | SCHEFFER | 5088308323 | jscheff@entergy.com | 6 | GENERATOR #4-ALCO 251-F #2 DIESEL SBO EDG |  | ENGINE | ALCO | 251-F | 1988-10-04 | 2011 | 21 | 1 | GENERATOR #4-ALCO 251-F #2 DIESEL | DIESEL | 44 | DIESEL | 0.05 | 0.01 | 1.1 | E3GAL | N | 2 | 1 | 4 | 2 | 1 | 6
1200171 | MORTON HOSPITAL |  | 88 WASHINGTON ST |  | TAUNTON | MA | 027800000 | 88 WASHINGTON STREET |  | TAUNTON | MA | 027800000 | N | PRIVATE | SM50 | PUTNAM INVESTMENTS INC | 6177608331 | guido_costa@putnam.com | HARRY | LEMIEUX | 5088287003 | hlemieux@mortonhospital.org | CHRIS | LEBLANC | 5088287451 | cleblanc@mortonhospital.org | 1 | BOILER 1-CLEAVER BROOKS CB-400-250 2 OIL-0.3 S |  | BOILER | CLEAVER BROOKS | CB-400-250 | 1967-01-01 | 2009 | 10.5 | 1 | BOILER 1-CLEAVER BROOKS CB400-250 2 OIL 0.2 PERCENT S | NO.2 | 58 | Distillate Oil (No. 2) | 0.3 | 0 | 47 | E3GAL | N | 8 | 7 | 52 | 8 | 7 | 6
1200171 | MORTON HOSPITAL |  | 88 WASHINGTON ST |  | TAUNTON | MA | 027800000 | 88 WASHINGTON STREET |  | TAUNTON | MA | 027800000 | N | PRIVATE | SM50 | PUTNAM INVESTMENTS INC | 6177608331 | guido_costa@putnam.com | HARRY | LEMIEUX | 5088287003 | hlemieux@mortonhospital.org | CHRIS | LEBLANC | 5088287451 | cleblanc@mortonhospital.org | 1 | BOILER 1-CLEAVER BROOKS CB-400-250 2 OIL-0.3 S |  | BOILER | CLEAVER BROOKS | CB-400-250 | 1967-01-01 | 2009 | 10.5 | 2 | BOILER 1 - CLEAVER BROOKS CB400-250 NATURAL GAS | NATURAL GAS | 209 | Natural Gas |  |  | 3.5887 | E6FT3 | N | 8 | 7 | 52 | 8 | 7 | 6
1200171 | MORTON HOSPITAL |  | 88 WASHINGTON ST |  | TAUNTON | MA | 027800000 | 88 WASHINGTON STREET |  | TAUNTON | MA | 027800000 | N | PRIVATE | SM50 | PUTNAM INVESTMENTS INC | 6177608331 | guido_costa@putnam.com | HARRY | LEMIEUX | 5088287003 | hlemieux@mortonhospital.org | CHRIS | LEBLANC | 5088287451 | cleblanc@mortonhospital.org | 2 | BOILER 2-CLEAVER BROOKS CB-400-250 2 OIL-0.2 S |  | BOILER | CLEAVER BROOKS | 400-250 | 1976-01-01 | 2009 | 10.5 | 1 | BOILER 2-CLEAVER BROOKS CB-400-250 2 OIL-0.2 PERCENT S | NO.2 | 58 | Distillate Oil (No. 2) | 0.3 | 0 | 47 | E3GAL | N | 8 | 7 | 52 | 8 | 7 | 6
1200171 | MORTON HOSPITAL |  | 88 WASHINGTON ST |  | TAUNTON | MA | 027800000 | 88 WASHINGTON STREET |  | TAUNTON | MA | 027800000 | N | PRIVATE | SM50 | PUTNAM INVESTMENTS INC | 6177608331 | guido_costa@putnam.com | HARRY | LEMIEUX | 5088287003 | hlemieux@mortonhospital.org | CHRIS | LEBLANC | 5088287451 | cleblanc@mortonhospital.org | 2 | BOILER 2-CLEAVER BROOKS CB-400-250 2 OIL-0.2 S |  | BOILER | CLEAVER BROOKS | 400-250 | 1976-01-01 | 2009 | 10.5 | 2 | BOILER 2 - CLEAVER BROOKS CB400-250 NATURAL GAS | NATURAL GAS | 209 | Natural Gas |  |  | 3.5887 | E6FT3 | N | 8 | 7 | 52 | 8 | 7 | 6
1200171 | MORTON HOSPITAL |  | 88 WASHINGTON ST |  | TAUNTON | MA | 027800000 | 88 WASHINGTON STREET |  | TAUNTON | MA | 027800000 | N | PRIVATE | SM50 | PUTNAM INVESTMENTS INC | 6177608331 | guido_costa@putnam.com | HARRY | LEMIEUX | 5088287003 | hlemieux@mortonhospital.org | CHRIS | LEBLANC | 5088287451 | cleblanc@mortonhospital.org | 3 | BOILER 3-CLEAVER BROOKS CB-400-250 2 OIL-0.3 S |  | BOILER | CLEAVER BROOKS | 400-250 | 1967-01-01 | 2009 | 10.5 | 1 | BOILER 3-CLEAVER BROOKS CB-4OO-250 2 OIL-0.2 PERCENT S | NO.2 | 58 | Distillate Oil (No. 2) | 0.3 | 0.1 | 47 | E3GAL | N | 8 | 7 | 52 | 8 | 7 | 6
1200171 | MORTON HOSPITAL |  | 88 WASHINGTON ST |  | TAUNTON | MA | 027800000 | 88 WASHINGTON STREET |  | TAUNTON | MA | 027800000 | N | PRIVATE | SM50 | PUTNAM INVESTMENTS INC | 6177608331 | guido_costa@putnam.com | HARRY | LEMIEUX | 5088287003 | hlemieux@mortonhospital.org | CHRIS | LEBLANC | 5088287451 | cleblanc@mortonhospital.org | 3 | BOILER 3-CLEAVER BROOKS CB-400-250 2 OIL-0.3 S |  | BOILER | CLEAVER BROOKS | 400-250 | 1967-01-01 | 2009 | 10.5 | 2 | BOILER 3 - CLEAVER BROOKS CB400-250 NATURAL GAS | NATURAL GAS | 209 | Natural Gas |  |  | 3.5887 | E6FT3 | N | 8 | 7 | 52 | 8 | 7 | 6
1200174 | TAUNTON STATE HOSPITAL |  | 60 HODGES AVE |  | TAUNTON | MA | 027800997 | PO BOX 4007 |  | TAUNTON | MA | 027800997 | Y | STATE | NM99 | TAUNTON STATE HOSPITAL | 5089773240 | james.condon@dmh.state.ma.us | JAMES | CONDON | 5089773240 | james.condon@dmh.state.ma.us | JAMES | CONDON | 5089773240 | james.condon@dmh.state.ma.us | 1 | BOILER #1-CLEAVER BROOKS DUAL FUEL |  | BOILER | CLEAVER BROOKS | CB200-500 | 1992-06-25 | 2010 | 21 | 1 | 39000599 | NO.2 | 58 | Distillate Oil (No. 2) | 0.0001 | 5 | 21 | E3GAL | N | 24 | 1 | 5 | 0 | 0 | 0
1200174 | TAUNTON STATE HOSPITAL |  | 60 HODGES AVE |  | TAUNTON | MA | 027800997 | PO BOX 4007 |  | TAUNTON | MA | 027800997 | Y | STATE | NM99 | TAUNTON STATE HOSPITAL | 5089773240 | james.condon@dmh.state.ma.us | JAMES | CONDON | 5089773240 | james.condon@dmh.state.ma.us | JAMES | CONDON | 5089773240 | james.condon@dmh.state.ma.us | 1 | BOILER #1-CLEAVER BROOKS DUAL FUEL |  | BOILER | CLEAVER BROOKS | CB200-500 | 1992-06-25 | 2010 | 21 | 2 | BOILER #1-CLEAVER BROOKS 500 NATURAL GAS | NATURAL GAS | 209 | Natural Gas |  |  | 266 | E6FT3 | N | 24 | 1 | 5 | 0 | 0 | 0
1200174 | TAUNTON STATE HOSPITAL |  | 60 HODGES AVE |  | TAUNTON | MA | 027800997 | PO BOX 4007 |  | TAUNTON | MA | 027800997 | Y | STATE | NM99 | TAUNTON STATE HOSPITAL | 5089773240 | james.condon@dmh.state.ma.us | JAMES | CONDON | 5089773240 | james.condon@dmh.state.ma.us | JAMES | CONDON | 5089773240 | james.condon@dmh.state.ma.us | 2 | BOILER #2-CLEAVER BROOKS DUAL FUEL |  | BOILER | CLEAVER - BROOKS | CB 200-500 | 1992-06-25 | 2010 | 21 | 1 | 10300501 | NO.2 | 58 | Distillate Oil (No. 2) | 0.0001 | 5 | 210 | E3GAL | N | 24 | 7 | 16 | 0 | 0 | 0
1200174 | TAUNTON STATE HOSPITAL |  | 60 HODGES AVE |  | TAUNTON | MA | 027800997 | PO BOX 4007 |  | TAUNTON | MA | 027800997 | Y | STATE | NM99 | TAUNTON STATE HOSPITAL | 5089773240 | james.condon@dmh.state.ma.us | JAMES | CONDON | 5089773240 | james.condon@dmh.state.ma.us | JAMES | CONDON | 5089773240 | james.condon@dmh.state.ma.us | 2 | BOILER #2-CLEAVER BROOKS DUAL FUEL |  | BOILER | CLEAVER - BROOKS | CB 200-500 | 1992-06-25 | 2010 | 21 | 2 | BOILER #2-CLEAVER BROOKS 500 NATURAL GAS | NATURAL GAS | 209 | Natural Gas |  |  | 0 | E6FT3 | N | 24 | 7 | 16 | 0 | 0 | 0
1200174 | TAUNTON STATE HOSPITAL |  | 60 HODGES AVE |  | TAUNTON | MA | 027800997 | PO BOX 4007 |  | TAUNTON | MA | 027800997 | Y | STATE | NM99 | TAUNTON STATE HOSPITAL | 5089773240 | james.condon@dmh.state.ma.us | JAMES | CONDON | 5089773240 | james.condon@dmh.state.ma.us | JAMES | CONDON | 5089773240 | james.condon@dmh.state.ma.us | 3 | BOILER #3-CLEAVER BROOKS DUAL FUEL |  | BOILER | CLEAVER BROOKS | CBW 200-500 | 1992-06-25 | 2010 | 20.922 | 1 | NATURAL GAS | NATURAL GAS | 209 | Natural Gas |  |  | 66 | E6FT3 | N | 24 | 7 | 12 | 24 | 1 | 4
1200174 | TAUNTON STATE HOSPITAL |  | 60 HODGES AVE |  | TAUNTON | MA | 027800997 | PO BOX 4007 |  | TAUNTON | MA | 027800997 | Y | STATE | NM99 | TAUNTON STATE HOSPITAL | 5089773240 | james.condon@dmh.state.ma.us | JAMES | CONDON | 5089773240 | james.condon@dmh.state.ma.us | JAMES | CONDON | 5089773240 | james.condon@dmh.state.ma.us | 3 | BOILER #3-CLEAVER BROOKS DUAL FUEL |  | BOILER | CLEAVER BROOKS | CBW 200-500 | 1992-06-25 | 2010 | 20.922 | 2 | BOILER #3-CLEAVER BROOKS 500 NATURAL GAS | NATURAL GAS | 209 | Natural Gas |  |  | 226 | E6FT3 | N | 24 | 7 | 12 | 24 | 1 | 4
1200174 | TAUNTON STATE HOSPITAL |  | 60 HODGES AVE |  | TAUNTON | MA | 027800997 | PO BOX 4007 |  | TAUNTON | MA | 027800997 | Y | STATE | NM99 | TAUNTON STATE HOSPITAL | 5089773240 | james.condon@dmh.state.ma.us | JAMES | CONDON | 5089773240 | james.condon@dmh.state.ma.us | JAMES | CONDON | 5089773240 | james.condon@dmh.state.ma.us | 8 | GENERATORS 3 | 3 | ENGINE | CATERPILLAR | 1W9602 | 1993-10-01 | 2010 | 24 | 1 | 20300101 | DIESEL | 44 | DIESEL | 1 | 1 | 0.005 | E3GAL | N | 1 | 1 | 50 | 0 | 0 | 0
1200185 | RUST OLEUM CORP |  | 113 OLIVE ST |  | ATTLEBORO | MA | 027030000 | 113 OLIVE ST |  | ATTLEBORO | MA | 027030000 | N | PRIVATE | NM99 | RUST OLEUM CORP |  | dlepage@rustoleum.com | DOUG | LEPAGE | 5082223710 | dlepage@rustoleum.com | TONY | FERRI | 5082223710X109 | aferri@rustoleum.com | 15 | BOILER #2 - CLEAVER BROOKS |  | BOILER | CLEAVER-BROOKS | CB655X-400 | 1996-01-01 | 2010 | 16.737 | 1 | #6 FUEL OIL | NO.6 | 923 | Residual Oil (No. 6) | 0.5 | 0 | 0 | E3GAL | N | 24 | 7 | 20 | 24 | 7 | 4
1200185 | RUST OLEUM CORP |  | 113 OLIVE ST |  | ATTLEBORO | MA | 027030000 | 113 OLIVE ST |  | ATTLEBORO | MA | 027030000 | N | PRIVATE | NM99 | RUST OLEUM CORP |  | dlepage@rustoleum.com | DOUG | LEPAGE | 5082223710 | dlepage@rustoleum.com | TONY | FERRI | 5082223710X109 | aferri@rustoleum.com | 15 | BOILER #2 - CLEAVER BROOKS |  | BOILER | CLEAVER-BROOKS | CB655X-400 | 1996-01-01 | 2010 | 16.737 | 2 | NATURAL GAS | NATURAL GAS | 209 | Natural Gas |  |  | 13.698 | E6FT3 | N | 24 | 7 | 20 | 24 | 7 | 4
1200185 | RUST OLEUM CORP |  | 113 OLIVE ST |  | ATTLEBORO | MA | 027030000 | 113 OLIVE ST |  | ATTLEBORO | MA | 027030000 | N | PRIVATE | NM99 | RUST OLEUM CORP |  | dlepage@rustoleum.com | DOUG | LEPAGE | 5082223710 | dlepage@rustoleum.com | TONY | FERRI | 5082223710X109 | aferri@rustoleum.com | 16 | BOILER #3 - CLEAVER BROOKS |  | BOILER | CLEAVER BROOKS | CB400-600 | 1988-01-01 | 2010 | 25.106 | 1 | #6 FUEL OIL | NO.6 | 923 | Residual Oil (No. 6) | 0.5 | 0 | 0 | E3GAL | N | 24 | 7 | 20 | 24 | 7 | 4
1200185 | RUST OLEUM CORP |  | 113 OLIVE ST |  | ATTLEBORO | MA | 027030000 | 113 OLIVE ST |  | ATTLEBORO | MA | 027030000 | N | PRIVATE | NM99 | RUST OLEUM CORP |  | dlepage@rustoleum.com | DOUG | LEPAGE | 5082223710 | dlepage@rustoleum.com | TONY | FERRI | 5082223710X109 | aferri@rustoleum.com | 16 | BOILER #3 - CLEAVER BROOKS |  | BOILER | CLEAVER BROOKS | CB400-600 | 1988-01-01 | 2010 | 25.106 | 2 | NATURAL GAS | NATURAL GAS | 209 | Natural Gas |  |  | 20.547 | E6FT3 | N | 24 | 7 | 20 | 24 | 7 | 4
1200212 | COLONIAL GAS-SOUTH YARMOUTH LNG |  | 127 WHITES PATH |  | YARMOUTH | MA | 026750000 | 40 SYLVAN ROAD |  | WALTHAM | MA | 024511120 | N | UTILITY | SM80-R | COLONIAL GAS COMPANY D/B/A NATIONAL GRID | 7814665000 | EZRA.MCCARTHY@NATIONALGRID.COM | ROBERT | TEETZ | 5165452577 | ROBERT.TEETZ@US.NGRID.COM | EZRA | MCCARTHY | 7819073645 | EZRA.MCCARTHY@NATIONALGRID.COM | 1 | CLEAVER BROOKS CB700-330-30-BOILER # 1 |  | BOILER | CLEAVER BROOKS | CB700-330-30 | 1979-12-01 | 2011 | 10.43 | 1 | BOILER #1-CLEAVER BROOKS #700-330-30 NATURAL GAS | NATURAL GAS | 209 | Natural Gas |  |  | 0.619 | E6FT3 | N | 4 | 4 | 20 | 12 | 2 | 20
1200212 | COLONIAL GAS-SOUTH YARMOUTH LNG |  | 127 WHITES PATH |  | YARMOUTH | MA | 026750000 | 40 SYLVAN ROAD |  | WALTHAM | MA | 024511120 | N | UTILITY | SM80-R | COLONIAL GAS COMPANY D/B/A NATIONAL GRID | 7814665000 | EZRA.MCCARTHY@NATIONALGRID.COM | ROBERT | TEETZ | 5165452577 | ROBERT.TEETZ@US.NGRID.COM | EZRA | MCCARTHY | 7819073645 | EZRA.MCCARTHY@NATIONALGRID.COM | 2 | CLEAVER BROOKS CB700-330-30 BOILER #2 |  | BOILER | CLEAVER BROOKS CB700-330-30 BOILER | CB700-330-30 | 1981-04-01 | 2011 | 13 | 1 | BOILER #2-CLEAVER BROOKS #700-330-30 NATURAL GAS | NATURAL GAS | 209 | Natural Gas |  |  | 0.619 | E6FT3 | N | 4 | 4 | 20 | 12 | 2 | 20
1200212 | COLONIAL GAS-SOUTH YARMOUTH LNG |  | 127 WHITES PATH |  | YARMOUTH | MA | 026750000 | 40 SYLVAN ROAD |  | WALTHAM | MA | 024511120 | N | UTILITY | SM80-R | COLONIAL GAS COMPANY D/B/A NATIONAL GRID | 7814665000 | EZRA.MCCARTHY@NATIONALGRID.COM | ROBERT | TEETZ | 5165452577 | ROBERT.TEETZ@US.NGRID.COM | EZRA | MCCARTHY | 7819073645 | EZRA.MCCARTHY@NATIONALGRID.COM | 3 | CLEAVER BROOKS CB700-330-30 #3 |  | BOILER | CLEAVER BROOKS | CB-700-300-30 | 1994-09-01 | 2011 | 15 | 1 | BOILER #3-CLEAVER BROOKS #700-330-30 NATURAL GAS | NATURAL GAS | 209 | Natural Gas |  |  | 0.619 | E6FT3 | Y | 24 | 7 | 52 | 24 | 7 | 22
1200212 | COLONIAL GAS-SOUTH YARMOUTH LNG |  | 127 WHITES PATH |  | YARMOUTH | MA | 026750000 | 40 SYLVAN ROAD |  | WALTHAM | MA | 024511120 | N | UTILITY | SM80-R | COLONIAL GAS COMPANY D/B/A NATIONAL GRID | 7814665000 | EZRA.MCCARTHY@NATIONALGRID.COM | ROBERT | TEETZ | 5165452577 | ROBERT.TEETZ@US.NGRID.COM | EZRA | MCCARTHY | 7819073645 | EZRA.MCCARTHY@NATIONALGRID.COM | 4 | CLEAVER BROOKS CB700-350 BOILER #4- |  | BOILER | CLEAVER BROOKS CB700-350 | CB700-350 | 1998-10-25 | 2011 | 15 | 1 | BOILER #4-CLEAVER BROOKS CB700-350 NATURAL GAS | NATURAL GAS | 209 | Natural Gas |  |  | 0.568 | E6FT3 | Y | 24 | 7 | 52 | 24 | 7 | 22
1200217 | MM TAUNTON ENERGY LLC |  | 340 EAST BRITANNIA ST |  | TAUNTON | MA | 027800000 | 5087 JUNCTION ROAD |  | LOCKPORT | NY | 140940000 | N | PRIVATE | OP7.5 | MM TAUNTON ENERGY LLC | 7164391004X116 | afalbo@fortistar.com | ANTHONY J. | FALBO | 7164391004 | aflabo@fortistar.com | SUPARNA | CHAKLADAR | 9518334153 | schakladar@fortistar.com | 1 | ENGINE #1-CATERPILLAR 3516 SITA LANDFILL GAS |  | ENGINE | CATERPILLAR | 3516 SITA | 1997-10-01 | 2011 | 10.64 | 1 | LANDFILL GAS | LANDFILL GAS | 502 | LANDFILL GAS | 0.02 | 0 | 122.79 | E6FT3 | N | 24 | 7 | 42 | 24 | 7 | 16
1200217 | MM TAUNTON ENERGY LLC |  | 340 EAST BRITANNIA ST |  | TAUNTON | MA | 027800000 | 5087 JUNCTION ROAD |  | LOCKPORT | NY | 140940000 | N | PRIVATE | OP7.5 | MM TAUNTON ENERGY LLC | 7164391004X116 | afalbo@fortistar.com | ANTHONY J. | FALBO | 7164391004 | aflabo@fortistar.com | SUPARNA | CHAKLADAR | 9518334153 | schakladar@fortistar.com | 2 | ENGINE #2-CATERPILLAR 3516 SITA LANDFILL GAS |  | ENGINE | CATERPILLAR | 3516 SITA | 1997-10-01 | 2011 | 10.64 | 1 | ENGINE #2- CATERPILLAR 3516 SITA LANDFILL GAS | LANDFILL GAS | 502 | LANDFILL GAS | 0 | 0 | 125.07 | E6FT3 | N | 24 | 7 | 43 | 24 | 7 | 17
1200217 | MM TAUNTON ENERGY LLC |  | 340 EAST BRITANNIA ST |  | TAUNTON | MA | 027800000 | 5087 JUNCTION ROAD |  | LOCKPORT | NY | 140940000 | N | PRIVATE | OP7.5 | MM TAUNTON ENERGY LLC | 7164391004X116 | afalbo@fortistar.com | ANTHONY J. | FALBO | 7164391004 | aflabo@fortistar.com | SUPARNA | CHAKLADAR | 9518334153 | schakladar@fortistar.com | 4 | GAS FLARE EU#1 - JOHN ZINK EEF-U LANDFILL GAS |  | FLARE | JOHN ZINK | EEF-U | 1998-07-08 | 2011 | 60 | 1 | LANDFILL GAS | LANDFILL GAS | 502 | LANDFILL GAS | 0 | 0 | 182.49 | E6FT3 | N | 24 | 7 | 38 | 24 | 7 | 15
1200217 | MM TAUNTON ENERGY LLC |  | 340 EAST BRITANNIA ST |  | TAUNTON | MA | 027800000 | 5087 JUNCTION ROAD |  | LOCKPORT | NY | 140940000 | N | PRIVATE | OP7.5 | MM TAUNTON ENERGY LLC | 7164391004X116 | afalbo@fortistar.com | ANTHONY J. | FALBO | 7164391004 | aflabo@fortistar.com | SUPARNA | CHAKLADAR | 9518334153 | schakladar@fortistar.com | 5 | ENGINE #3- CATERPILLAR 3516 SITA LANDFILL GAS |  | ENGINE | CATERPILLAR | 3516 SITA | 2011-05-01 | 2011 | 10.64 | 1 | LANDFILL GAS | LANDFILL GAS | 502 | LANDFILL GAS | 0.02 | 0 | 71.62 | E6FT3 | N | 24 | 7 | 25 | 24 | 7 | 12
1200217 | MM TAUNTON ENERGY LLC |  | 340 EAST BRITANNIA ST |  | TAUNTON | MA | 027800000 | 5087 JUNCTION ROAD |  | LOCKPORT | NY | 140940000 | N | PRIVATE | OP7.5 | MM TAUNTON ENERGY LLC | 7164391004X116 | afalbo@fortistar.com | ANTHONY J. | FALBO | 7164391004 | aflabo@fortistar.com | SUPARNA | CHAKLADAR | 9518334153 | schakladar@fortistar.com | 6 | ENGINE #4- CATERPILLAR 3516 SITA LANDFILL GAS |  | ENGINE | CATERPILLAR | 3516 SITA | 2011-05-01 | 2011 | 10.64 | 1 | LANDFILL GAS | LANDFILL GAS | 502 | LANDFILL GAS | 0.02 | 0 | 70.86 | E6FT3 | N | 24 | 7 | 24 | 24 | 7 | 11
1200219 | LIGHTOLIER FALL RIVER |  | 631 AIRPORT RD |  | FALL RIVER | MA | 027200000 | 631 AIRPORT ROAD |  | FALL RIVER | MA | 027204795 | N | PRIVATE | SM80-7 | LIGHTOLIER/FALL RIVER | 5086798131 | rwestgate@lightolier.com | RONALD | WESTGATE | 5086463341 | rwestgate@lightolier.com | RONALD | WESTGATE | 5086463341 | rwestgate@lightolier.com | 4 | SPACE HEATERS #1-43 UNITS NATURAL GAS |  | SPACE HEATERS | VARIOUS (SEE NOTES) | VARIED | 1973-01-01 | 2011 | 71 | 1 | SPACE HEATERS #1(43)-VARIOUS MFG NATURAL GAS | NATURAL GAS | 209 | Natural Gas |  |  | 24.81 | E6FT3 | N | 24 | 7 | 17 | 24 | 7 | 5
1200239 | EC PIGMENTS USA INC |  | 749 QUEQUECHAN ST |  | FALL RIVER | MA | 027235360 | BOX 5360 |  | FALL RIVER | MA | 027235360 | N | PRIVATE | NM25 | STEVEN SMITH | 5086763481X141 | steve.smith@tianguis-ltd.com | MATT | KOCHAN | 5086763481 | Matt.Kochan@ecpigments.com | JEFFREY | DEVOLVE | 5086763481X135 | Jeffrey.Devolve@ecpigments.com | 4 | 12 TRAY DRYERS-DRYING AZO DYE PASTE NATURAL GAS | 12 | FURNACE | VARIOUS | VARIOUS | 1983-01-01 | 2010 | 18.4 | 1 | 12 DRYING OVENS-DRY AZO PIGMENTS NATURAL GAS | NATURAL GAS | 209 | Natural Gas |  |  | 10.1094 | E6FT3 | N | 10 | 5 | 50 | 10 | 5 | 20
1200249 | LAWRENCE LYNCH HMA CORP |  | 396 GIFFORD ST |  | FALMOUTH | MA | 025400000 | PO BOX 913 |  | FALMOUTH | MA | 025410000 | N | PRIVATE | SM25 | LAWRENCE LYNCH HMA CORP | 5085481800 | clynch@lawrencelynch.com | CHRISTOPHER LYNCH | LYNCH | 5085481800 | clynch@lawrencelynch.com | CHRISTOPHER | LYNCH | 5085481800 | clynch@lawrencelynch.com | 5 | ROTARY DRYER #1-A - BARBER GREEN HAUCK ECO STAR 2 |  | AGGREGATE DRYER | HAUCK | DC 65 | 2007-03-01 | 2011 | 72 | 1 | ROTARY DRYER - NATURAL GAS | NATURAL GAS | 209 | Natural Gas |  |  | 21.6872 | E6FT3 | N | 8 | 5 | 40 | 8 | 5 | 21
1200252 | SUMMIT CASTING CORPORATION |  | 131 MORSE ST |  | FOXBOROUGH | MA | 020350000 | 131 MORSE STREET | P.O. BOX 372 | FOXBOROUGH | MA | 020350000 | N | PRIVATE | NM25 | SUMMIT CASTING CORP | 5085433656 | summitcastings@aol.com | HARLEY | WAITE | 5085433656 | SUMMITCASTINGS@AOL.COM | DENNIS | CHABOT | 5085433656 | SUMMITCASTINGS@AOL.COM | 5 | SPACE HEATERS - LARGE | 5 | SPACE HEATERS | MODINE | GR-100 | 1989-01-01 | 2009 | 10.065 | 1 | NATURAL GAS | NATURAL GAS | 209 | Natural Gas |  |  | 1.25 | E6FT3 | N | 8 | 5 | 50 | 0 | 0 | 0
1200254 | ACUSHNET COMPANY PLANT #2 |  | 256 SAMUEL BARNETT BLVD |  | DARTMOUTH | MA | 027140000 | PO BOX 965 |  | FAIRHAVEN | MA | 027190000 | N | PRIVATE | SM80-7 | ACUSHNET COMPANY | 5089792655 | FRANK_RIZZOTTI@ACUSHNETGOLF.COM | FRANK | RIZZOTTI | 5089792167 | FRANK_RIZZOTTI@AcushnetGolf.com | ALICE | TATRO | 5089792154 | ALICE_TATRO@AcushnetGolf.com | 1 | BOILER #1 - CLEAVER BROOKS 400-400 (DUAL FUEL) |  | BOILER | CLEAVER-BROOKS | CB400-400 | 1989-11-01 | 2009 | 16.4 | 1 | #6 FUEL OIL | NO.6 | 923 | Residual Oil (No. 6) | 1 | 0.1 | 147.712 | E3GAL | N | 24 | 5 | 50 | 24 | 5 | 21
1200254 | ACUSHNET COMPANY PLANT #2 |  | 256 SAMUEL BARNETT BLVD |  | DARTMOUTH | MA | 027140000 | PO BOX 965 |  | FAIRHAVEN | MA | 027190000 | N | PRIVATE | SM80-7 | ACUSHNET COMPANY | 5089792655 | FRANK_RIZZOTTI@ACUSHNETGOLF.COM | FRANK | RIZZOTTI | 5089792167 | FRANK_RIZZOTTI@AcushnetGolf.com | ALICE | TATRO | 5089792154 | ALICE_TATRO@AcushnetGolf.com | 1 | BOILER #1 - CLEAVER BROOKS 400-400 (DUAL FUEL) |  | BOILER | CLEAVER-BROOKS | CB400-400 | 1989-11-01 | 2009 | 16.4 | 2 | BOILER #1-CLEAVER BROOKS 400-400 NATURAL GAS | NATURAL GAS | 209 | Natural Gas |  |  | 26.786 | E6FT3 | N | 24 | 5 | 50 | 24 | 5 | 21
1200254 | ACUSHNET COMPANY PLANT #2 |  | 256 SAMUEL BARNETT BLVD |  | DARTMOUTH | MA | 027140000 | PO BOX 965 |  | FAIRHAVEN | MA | 027190000 | N | PRIVATE | SM80-7 | ACUSHNET COMPANY | 5089792655 | FRANK_RIZZOTTI@ACUSHNETGOLF.COM | FRANK | RIZZOTTI | 5089792167 | FRANK_RIZZOTTI@AcushnetGolf.com | ALICE | TATRO | 5089792154 | ALICE_TATRO@AcushnetGolf.com | 2 | BOILER #2 - CLEAVER BROOKS 400-400 (DUAL FUEL) |  | BOILER | CLEAVER-BROOKS | CB400-400 | 1989-11-01 | 2009 | 16.4 | 1 | BOILER #2-CLEAVER BROOKS 400-400 #6 OIL | NO.6 | 923 | Residual Oil (No. 6) | 1 | 0.1 | 147.712 | E3GAL | N | 24 | 5 | 50 | 24 | 5 | 21
1200254 | ACUSHNET COMPANY PLANT #2 |  | 256 SAMUEL BARNETT BLVD |  | DARTMOUTH | MA | 027140000 | PO BOX 965 |  | FAIRHAVEN | MA | 027190000 | N | PRIVATE | SM80-7 | ACUSHNET COMPANY | 5089792655 | FRANK_RIZZOTTI@ACUSHNETGOLF.COM | FRANK | RIZZOTTI | 5089792167 | FRANK_RIZZOTTI@AcushnetGolf.com | ALICE | TATRO | 5089792154 | ALICE_TATRO@AcushnetGolf.com | 2 | BOILER #2 - CLEAVER BROOKS 400-400 (DUAL FUEL) |  | BOILER | CLEAVER-BROOKS | CB400-400 | 1989-11-01 | 2009 | 16.4 | 2 | BOILER #2-CLEAVER BROOKS 400-400 NATURAL GAS | NATURAL GAS | 209 | Natural Gas |  |  | 26.786 | E6FT3 | N | 24 | 5 | 50 | 24 | 5 | 21
1200254 | ACUSHNET COMPANY PLANT #2 |  | 256 SAMUEL BARNETT BLVD |  | DARTMOUTH | MA | 027140000 | PO BOX 965 |  | FAIRHAVEN | MA | 027190000 | N | PRIVATE | SM80-7 | ACUSHNET COMPANY | 5089792655 | FRANK_RIZZOTTI@ACUSHNETGOLF.COM | FRANK | RIZZOTTI | 5089792167 | FRANK_RIZZOTTI@AcushnetGolf.com | ALICE | TATRO | 5089792154 | ALICE_TATRO@AcushnetGolf.com | 26 | COGENERATION |  | ENGINE | CUMMINS | 2000QSV91 | 2008-02-29 | 2009 | 19.8 | 1 | NATURAL GAS | NATURAL GAS | 209 | Natural Gas |  |  | 77.1 | E6FT3 | N | 24 | 5 | 50 | 24 | 5 | 21
1200270 | EMC CORPORATION |  | 50 CONSTITUTION BLVD |  | FRANKLIN | MA | 020380000 | 228C SOUTH ST |  | HOPKINTON | MA | 017489103 | N | PRIVATE | NM99 | EMC CORP | 5082492057 | Deanna.Trudeau@EMC.COM | DANIEL | FITZGERALD | 5084351000 | Dan.Fitzgerald@EMC.COM | DEANNA | TRUDEAU | 5082492057 | Deanna.Trudeau@EMC.COM | 1 | BOILERS (5) COMBINED - AERCO INTERNATIONAL - NG | 5 | BOILER | AERCO INTERNATIONAL INC. | BENCHMARK 2.0 | 2002-01-01 | 2011 | 10 | 1 | BOILERS(5)-AERCO INTERNATIONAL NAT GAS EU1 | NATURAL GAS | 209 | Natural Gas |  |  | 17.3026 | E6FT3 | N | 24 | 7 | 40 | 8 | 7 | 12
1200276 | DIGHTON POWER LLC |  | 1450 SOMERSET AVE |  | DIGHTON | MA | 027150000 | 1450 SOMERSET AVE |  | DIGHTON | MA | 027150000 | N | PRIVATE | OP7.5 | DIGHTON POWER LLC | 5086695300X103 | MJOYCE@EQPWR.COM | MICHAEL | JOYCE | 5086695300 | MJOYCE@EQPWR.COM | SCOTT | PATERSON | 5086695300X102 | spaterson@eqpwr.com | 1 | GAS TURBINE #1 - GT11N2 |  | COMBINED CYCLE TURBINE | ABB POWER GENERATION | GT11N2 | 1999-04-09 | 2011 | 1423.08 | 1 | TURBINE #1 - NATURAL GAS | NATURAL GAS | 209 | Natural Gas |  |  | 7814869 | E6BTU | N | 24 | 7 | 52 | 24 | 7 | 22
1200278 | OCEAN SPRAY CRANBERRIES INC |  | 152 BRIDGE ST |  | MIDDLEBOROUGH | MA | 023460000 | 152 BRIDGE ST |  | MIDDLEBOROUGH | MA | 023460000 | N | PRIVATE | OP3 | OCEAN SPRAY CRAN INC | 5089474940 | elarson@oceanspray.com | EARL | LARSON | 5089465720 | elarson@oceanspray.com | PATRICIA | GALLAGHER | 5089465896 | pgallagher@oceanspray.com | 1 | BOILER #1-CLEAVER BROOKS #CB400-600 DUAL FUEL |  | BOILER | CLEAVER BROOKS | CB-400-600 | 1975-10-01 | 2011 | 25 | 1 | BOILER #1B-CLEAVER BROOKS CB400-600 #6 OIL | NO.6 | 923 | Residual Oil (No. 6) | 1 | 0.05 | 28.205 | E3GAL | Y | 24 | 7 | 52 | 24 | 7 | 22
1200278 | OCEAN SPRAY CRANBERRIES INC |  | 152 BRIDGE ST |  | MIDDLEBOROUGH | MA | 023460000 | 152 BRIDGE ST |  | MIDDLEBOROUGH | MA | 023460000 | N | PRIVATE | OP3 | OCEAN SPRAY CRAN INC | 5089474940 | elarson@oceanspray.com | EARL | LARSON | 5089465720 | elarson@oceanspray.com | PATRICIA | GALLAGHER | 5089465896 | pgallagher@oceanspray.com | 1 | BOILER #1-CLEAVER BROOKS #CB400-600 DUAL FUEL |  | BOILER | CLEAVER BROOKS | CB-400-600 | 1975-10-01 | 2011 | 25 | 2 | BOILER #1B-CLEAVER BROOKS CB400-600 NATURAL GAS | NATURAL GAS | 209 | Natural Gas |  |  | 56.9475 | E6FT3 | Y | 24 | 7 | 52 | 24 | 7 | 22
1200278 | OCEAN SPRAY CRANBERRIES INC |  | 152 BRIDGE ST |  | MIDDLEBOROUGH | MA | 023460000 | 152 BRIDGE ST |  | MIDDLEBOROUGH | MA | 023460000 | N | PRIVATE | OP3 | OCEAN SPRAY CRAN INC | 5089474940 | elarson@oceanspray.com | EARL | LARSON | 5089465720 | elarson@oceanspray.com | PATRICIA | GALLAGHER | 5089465896 | pgallagher@oceanspray.com | 2 | BOILER #2-CLEAVER BROOKS #CB400-600 DUAL FUEL |  | BOILER | CLEAVER BROOKS | CB-400-600 | 1975-10-01 | 2011 | 25 | 1 | BOILER #2B-CLEAVER BROOKS CB400-600 #6 OIL | NO.6 | 923 | Residual Oil (No. 6) | 1 | 0.05 | 28.025 | E3GAL | Y | 24 | 7 | 52 | 24 | 7 | 22
1200278 | OCEAN SPRAY CRANBERRIES INC |  | 152 BRIDGE ST |  | MIDDLEBOROUGH | MA | 023460000 | 152 BRIDGE ST |  | MIDDLEBOROUGH | MA | 023460000 | N | PRIVATE | OP3 | OCEAN SPRAY CRAN INC | 5089474940 | elarson@oceanspray.com | EARL | LARSON | 5089465720 | elarson@oceanspray.com | PATRICIA | GALLAGHER | 5089465896 | pgallagher@oceanspray.com | 2 | BOILER #2-CLEAVER BROOKS #CB400-600 DUAL FUEL |  | BOILER | CLEAVER BROOKS | CB-400-600 | 1975-10-01 | 2011 | 25 | 2 | BOILER #2B-CLEAVER BROOKS CB400-600 NATURAL GAS | NATURAL GAS | 209 | Natural Gas |  |  | 56.9475 | E6FT3 | Y | 24 | 7 | 52 | 24 | 7 | 22
1200278 | OCEAN SPRAY CRANBERRIES INC |  | 152 BRIDGE ST |  | MIDDLEBOROUGH | MA | 023460000 | 152 BRIDGE ST |  | MIDDLEBOROUGH | MA | 023460000 | N | PRIVATE | OP3 | OCEAN SPRAY CRAN INC | 5089474940 | elarson@oceanspray.com | EARL | LARSON | 5089465720 | elarson@oceanspray.com | PATRICIA | GALLAGHER | 5089465896 | pgallagher@oceanspray.com | 3 | BOILER #3-CLEAVER BROOKS CB400-600 DUAL FUEL |  | BOILER | CLEAVER BROOKS | CB-400-600 | 1977-04-01 | 2011 | 25 | 1 | BOILER #3B-CLEAVER BROOKS CB400-600 #6 OIL | NO.6 | 923 | Residual Oil (No. 6) | 1 | 0.05 | 28.205 | E3GAL | Y | 24 | 7 | 52 | 24 | 7 | 22
1200278 | OCEAN SPRAY CRANBERRIES INC |  | 152 BRIDGE ST |  | MIDDLEBOROUGH | MA | 023460000 | 152 BRIDGE ST |  | MIDDLEBOROUGH | MA | 023460000 | N | PRIVATE | OP3 | OCEAN SPRAY CRAN INC | 5089474940 | elarson@oceanspray.com | EARL | LARSON | 5089465720 | elarson@oceanspray.com | PATRICIA | GALLAGHER | 5089465896 | pgallagher@oceanspray.com | 3 | BOILER #3-CLEAVER BROOKS CB400-600 DUAL FUEL |  | BOILER | CLEAVER BROOKS | CB-400-600 | 1977-04-01 | 2011 | 25 | 2 | BOILER #3B-CLEAVER BROOKS CB400-600 NATURAL GAS | NATURAL GAS | 209 | Natural Gas |  |  | 56.9475 | E6FT3 | Y | 24 | 7 | 52 | 24 | 7 | 22
1200278 | OCEAN SPRAY CRANBERRIES INC |  | 152 BRIDGE ST |  | MIDDLEBOROUGH | MA | 023460000 | 152 BRIDGE ST |  | MIDDLEBOROUGH | MA | 023460000 | N | PRIVATE | OP3 | OCEAN SPRAY CRAN INC | 5089474940 | elarson@oceanspray.com | EARL | LARSON | 5089465720 | elarson@oceanspray.com | PATRICIA | GALLAGHER | 5089465896 | pgallagher@oceanspray.com | 4 | BOILER #4-CLEAVER BROOKS CB400-600 DUAL FUEL |  | BOILER | CLEAVER BROOKS | CB-400-600 | 1984-06-01 | 2011 | 25 | 1 | BOILER #4B-CLEAVER BROOKS CB400-600 #6 OIL | NO.6 | 923 | Residual Oil (No. 6) | 1 | 0.05 | 28.205 | E3GAL | Y | 24 | 7 | 52 | 24 | 7 | 22
1200278 | OCEAN SPRAY CRANBERRIES INC |  | 152 BRIDGE ST |  | MIDDLEBOROUGH | MA | 023460000 | 152 BRIDGE ST |  | MIDDLEBOROUGH | MA | 023460000 | N | PRIVATE | OP3 | OCEAN SPRAY CRAN INC | 5089474940 | elarson@oceanspray.com | EARL | LARSON | 5089465720 | elarson@oceanspray.com | PATRICIA | GALLAGHER | 5089465896 | pgallagher@oceanspray.com | 4 | BOILER #4-CLEAVER BROOKS CB400-600 DUAL FUEL |  | BOILER | CLEAVER BROOKS | CB-400-600 | 1984-06-01 | 2011 | 25 | 2 | BOILER #4B-CLEAVER BROOKS CB400-600 NATURAL GAS | NATURAL GAS | 209 | Natural Gas |  |  | 56.9475 | E6FT3 | Y | 24 | 7 | 52 | 24 | 7 | 22
1200278 | OCEAN SPRAY CRANBERRIES INC |  | 152 BRIDGE ST |  | MIDDLEBOROUGH | MA | 023460000 | 152 BRIDGE ST |  | MIDDLEBOROUGH | MA | 023460000 | N | PRIVATE | OP3 | OCEAN SPRAY CRAN INC | 5089474940 | elarson@oceanspray.com | EARL | LARSON | 5089465720 | elarson@oceanspray.com | PATRICIA | GALLAGHER | 5089465896 | pgallagher@oceanspray.com | 5 | 68 SPACE HEATERS+3 WATER HEATERS NATURAL GAS | 71 | SPACE AND WATER HEATERS | VARIOUS | VARIOUS | 1966-01-01 | 2011 | 11.1 | 1 | 68 SPACE HEATERS +3 WATER HEATERS NATURAL GAS | NATURAL GAS | 209 | Natural Gas |  |  | 4.1272 | E6FT3 | N | 8 | 7 | 22 | 8 | 7 | 22
1200284 | NANTUCKET ELECTRIC COMPANY |  | 32 BUNKER RD |  | NANTUCKET | MA | 025540000 | 2 WINDY WAY #374 |  | NANTUCKET | MA | 025540000 | N | UTILITY | OP3 | NANTUCKET ELECTRIC CO | 5083258223 | Steven.Holdgate@us.ngrid.com | KATHY | LYFORD | 5088606231 | Kathy.Lyford@us.ngrid.com | GEORGE | LIPKA | 6174437545 | george.lipka@tetratech.com | 3 | TURBINE #12-SOLAR TYPE H CENTAUR #2 OIL |  | COMBUSTION TURBINE | SOLAR | CENTAUR H | 1988-10-01 | 2011 | 56.2 | 1 | NO. 2 OIL | DIESEL | 44 | DIESEL | 0.3 | 0 | 1484.2 | E6BTU | N | 2 | 1 | 12 | 2 | 1 | 5
1200284 | NANTUCKET ELECTRIC COMPANY |  | 32 BUNKER RD |  | NANTUCKET | MA | 025540000 | 2 WINDY WAY #374 |  | NANTUCKET | MA | 025540000 | N | UTILITY | OP3 | NANTUCKET ELECTRIC CO | 5083258223 | Steven.Holdgate@us.ngrid.com | KATHY | LYFORD | 5088606231 | Kathy.Lyford@us.ngrid.com | GEORGE | LIPKA | 6174437545 | george.lipka@tetratech.com | 4 | TURBINE #13-SOLAR TYPE H CENTAUR #2 OIL |  | COMBUSTION TURBINE | SOLAR | CENTAUR H | 1988-10-01 | 2011 | 56.2 | 1 | NO. 2 OIL | DIESEL | 44 | DIESEL | 0.3 | 0 | 1565.5 | E6BTU | N | 2 | 1 | 12 | 2 | 1 | 5
1200290 | BRITTANY DYEING & PRINTING CORP |  | 1357 EAST RODNEY FRENCH BLVD |  | NEW BEDFORD | MA | 027440000 | P.O. BOX 3106 |  | NEW BEDFORD | MA | 027413106 | N | PRIVATE | SM50 | BRITTANY DYEING AND PRINTING CORP | 5089993281X322 | kjoblon@brittanyusa.com | KENNETH | JOBLON | 5089993281 | kjoblon@brittanyusa.com | ROBERT | CRUISE | 5089993281X316 | rcruise@brittanyusa.com | 1 | BOILER #1 CLEAVER BROOKS CB700 DUAL FUEL |  | BOILER | CLEAVER BROOKS | CB 400-700 | 1989-11-01 | 2010 | 28 | 1 | RESID OIL NO 6 | NO.6 | 923 | Residual Oil (No. 6) | 1 | 0.1 | 1.447 | E3GAL | N | 16 | 6 | 50 | 16 | 6 | 22
1200290 | BRITTANY DYEING & PRINTING CORP |  | 1357 EAST RODNEY FRENCH BLVD |  | NEW BEDFORD | MA | 027440000 | P.O. BOX 3106 |  | NEW BEDFORD | MA | 027413106 | N | PRIVATE | SM50 | BRITTANY DYEING AND PRINTING CORP | 5089993281X322 | kjoblon@brittanyusa.com | KENNETH | JOBLON | 5089993281 | kjoblon@brittanyusa.com | ROBERT | CRUISE | 5089993281X316 | rcruise@brittanyusa.com | 1 | BOILER #1 CLEAVER BROOKS CB700 DUAL FUEL |  | BOILER | CLEAVER BROOKS | CB 400-700 | 1989-11-01 | 2010 | 28 | 2 | BOILER #1-CLEAVER BROOKS CB700 NATURAL GAS EU1 | NATURAL GAS | 209 | Natural Gas |  |  | 44.849 | E6FT3 | N | 16 | 6 | 50 | 16 | 6 | 22
1200290 | BRITTANY DYEING & PRINTING CORP |  | 1357 EAST RODNEY FRENCH BLVD |  | NEW BEDFORD | MA | 027440000 | P.O. BOX 3106 |  | NEW BEDFORD | MA | 027413106 | N | PRIVATE | SM50 | BRITTANY DYEING AND PRINTING CORP | 5089993281X322 | kjoblon@brittanyusa.com | KENNETH | JOBLON | 5089993281 | kjoblon@brittanyusa.com | ROBERT | CRUISE | 5089993281X316 | rcruise@brittanyusa.com | 3 | BOILER #3-CLEAVER BROOKS CB350 |  | BOILER | CLEAVER BROOKS | CB-600-350 | 1961-11-01 | 2010 | 14 | 1 | RESID OIL NO 6 | NO.6 | 923 | Residual Oil (No. 6) | 1 | 0.1 | 0.346 | E3GAL | N | 16 | 6 | 50 | 16 | 6 | 22
1200290 | BRITTANY DYEING & PRINTING CORP |  | 1357 EAST RODNEY FRENCH BLVD |  | NEW BEDFORD | MA | 027440000 | P.O. BOX 3106 |  | NEW BEDFORD | MA | 027413106 | N | PRIVATE | SM50 | BRITTANY DYEING AND PRINTING CORP | 5089993281X322 | kjoblon@brittanyusa.com | KENNETH | JOBLON | 5089993281 | kjoblon@brittanyusa.com | ROBERT | CRUISE | 5089993281X316 | rcruise@brittanyusa.com | 3 | BOILER #3-CLEAVER BROOKS CB350 |  | BOILER | CLEAVER BROOKS | CB-600-350 | 1961-11-01 | 2010 | 14 | 3 | BOILER #3 - NATURAL GAS | NATURAL GAS | 209 | Natural Gas |  |  | 11.157 | E6FT3 | N | 16 | 6 | 50 | 16 | 6 | 22
1200290 | BRITTANY DYEING & PRINTING CORP |  | 1357 EAST RODNEY FRENCH BLVD |  | NEW BEDFORD | MA | 027440000 | P.O. BOX 3106 |  | NEW BEDFORD | MA | 027413106 | N | PRIVATE | SM50 | BRITTANY DYEING AND PRINTING CORP | 5089993281X322 | kjoblon@brittanyusa.com | KENNETH | JOBLON | 5089993281 | kjoblon@brittanyusa.com | ROBERT | CRUISE | 5089993281X316 | rcruise@brittanyusa.com | 4 | BOILER #4-CLEAVER BROOKS CB600 |  | BOILER | CLEAVER BROOKS | CB666-600 | 1960-10-01 | 2010 | 25 | 1 | RESDIL OIL NO 6 | NO.6 | 923 | Residual Oil (No. 6) | 1 | 0.1 | 1.317 | E3GAL | N | 20 | 6 | 50 | 20 | 6 | 22
1200290 | BRITTANY DYEING & PRINTING CORP |  | 1357 EAST RODNEY FRENCH BLVD |  | NEW BEDFORD | MA | 027440000 | P.O. BOX 3106 |  | NEW BEDFORD | MA | 027413106 | N | PRIVATE | SM50 | BRITTANY DYEING AND PRINTING CORP | 5089993281X322 | kjoblon@brittanyusa.com | KENNETH | JOBLON | 5089993281 | kjoblon@brittanyusa.com | ROBERT | CRUISE | 5089993281X316 | rcruise@brittanyusa.com | 4 | BOILER #4-CLEAVER BROOKS CB600 |  | BOILER | CLEAVER BROOKS | CB666-600 | 1960-10-01 | 2010 | 25 | 2 | BOILER #4 - NATURAL GAS | NATURAL GAS | 209 | Natural Gas |  |  | 0.644 | E6FT3 | N | 20 | 6 | 50 | 20 | 6 | 22
1200295 | CLARKS COVE REALTY |  | 127 WEST RODNEY FRENCH BLVD |  | NEW BEDFORD | MA | 027440000 | 127 W RODNEY FRENCH |  | NEW BEDFORD | MA | 027440000 | N | PRIVATE | SM25 | CLARKS COVE REALTY COMPANY LLP | 5089903500 | steven32@comcast.net | STEVEN | LEFKOWITZ | 5089903500 | STEVEN32@COMCAST.NET | STEVEN | LEFKOWITZ | 5089994414 | steven32@comcast.net | 5 | 400 HP CLEVER BROOKS 1999 BOILER |  | BOILER | CLEVER BROOKS | CB1400400015 | 2010-04-01 | 2010 | 13 | 1 | NATURAL GAS | NATURAL GAS | 209 | Natural Gas |  |  | 1.8 | E6FT3 | N | 4 | 7 | 26 | 1 | 1 | 1
1200295 | CLARKS COVE REALTY |  | 127 WEST RODNEY FRENCH BLVD |  | NEW BEDFORD | MA | 027440000 | 127 W RODNEY FRENCH |  | NEW BEDFORD | MA | 027440000 | N | PRIVATE | SM25 | CLARKS COVE REALTY COMPANY LLP | 5089903500 | steven32@comcast.net | STEVEN | LEFKOWITZ | 5089903500 | STEVEN32@COMCAST.NET | STEVEN | LEFKOWITZ | 5089994414 | steven32@comcast.net | 5 | 400 HP CLEVER BROOKS 1999 BOILER |  | BOILER | CLEVER BROOKS | CB1400400015 | 2010-04-01 | 2010 | 13 | 2 | #2 OIL | NO.2 | 58 | Distillate Oil (No. 2) | 0.05 | 0 | 0.1 | E3GAL | N | 4 | 7 | 26 | 1 | 1 | 1
1200300 | COYNE TEXTILE SERVIC |  | 20 HOWARD AVE |  | NEW BEDFORD | MA | 027450000 | 140 CORTLAND AVE. |  | SYRACUSE | NY | 132210000 | N | PRIVATE | NM25 | COYNE INTERNATIONAL ENTERPRISES, INC. | 3154751626X372 | Robert.Rudd@coynetextileservices.com | ROBERT | RUDD | 3154751626 | robert.rudd@coynetextileservices.com | ROBERT | RUDD | 3154751626 | robert.rudd@coynetextileservices.com | 2 | WATER HEATER #1-KEMCO SYSTEMS TE100 NATURAL GAS |  | WATER HEATER | KEMCO | 400 | 1994-03-01 | 2010 | 12 | 1 | WATER HEATER - NATURAL GAS | NATURAL GAS | 209 | Natural Gas |  |  | 5.6 | E6FT3 | N | 24 | 5 | 52 | 24 | 5 | 22
1200311 | THORNBURY INVESTMENTS |  | 263 BROOKS ST |  | NEW BEDFORD | MA | 027450000 | 305 NASH RD |  | NEW BEDFORD | MA | 027460000 | N | PRIVATE | NM25 | THORNBURY INVESTMENTS | 5089936552 | phil@softub.com | PHILIP | BOUTHILLETE | 5089936552 | PHILIP@SOFTUB.COM | PHILIP | BOUTHILLETTE | 5089936552 | PHIL@SOFTUB.COM | 1 | BOILER #1 - #4 OIL 0.5 S | 30 | BOILER | UNKNOWN | UNKNOWN | 1958-01-01 | 2010 | 10 | 1 | BOILER #1 - #4 OIL 0.5 S | NO.4 | 825 | Distillate Oil (No. 4) | 0.5 | 0 | 14 | E3GAL | N | 24 | 7 | 30 | 0 | 0 | 0
1200316 | NEW BEDFORD WWTP |  | 1000 SOUTH RODNEY FRENCH BLVD | FORT RODMAN | NEW BEDFORD | MA | 027440000 | 1000 SOUTH RODNEY FRENCH BLVD | FORT RODMAN | NEW BEDFORD | MA | 027440000 | Y | UTILITY | NM99 | NEW BEDFORD DPI | 5089916165 | james.ricci@newbedford-ma.gov | JAMES | RICCI | 5089916165 | James.ricci@newbedford-ma.gov | JOHN P. | CARON | 5089916164 | john.caron@veoliawaterna.com | 1 | BOILERS #1(2)-CLEAVER BROOKS CB900 18 MMBTU TOTAL | 2 | BOILER | CLEAVER BROOKS | CBFLX 700 800 160 900 | 1996-08-22 | 2009 | 18 | 1 | BOILERS #1(2)-CLEAVER BROOKS CB900 NATURAL GAS | NATURAL GAS | 209 | Natural Gas |  |  | 22.2 | E6FT3 | N | 24 | 7 | 36 | 0 | 0 | 0
1200316 | NEW BEDFORD WWTP |  | 1000 SOUTH RODNEY FRENCH BLVD | FORT RODMAN | NEW BEDFORD | MA | 027440000 | 1000 SOUTH RODNEY FRENCH BLVD | FORT RODMAN | NEW BEDFORD | MA | 027440000 | Y | UTILITY | NM99 | NEW BEDFORD DPI | 5089916165 | james.ricci@newbedford-ma.gov | JAMES | RICCI | 5089916165 | James.ricci@newbedford-ma.gov | JOHN P. | CARON | 5089916164 | john.caron@veoliawaterna.com | 2 | GENERATORS #1(2)-WAUKESHA L7042GL 25.0 MMBTU TTL | 2 | ENGINE | WAUKESHA | L7042GL | 1996-08-22 | 2009 | 25 | 1 | GENERATORS #1(2)-WAUKESHA L7042GL NATURAL GAS | NATURAL GAS | 209 | Natural Gas |  |  | 0.232 | E6FT3 | N | 1 | 1 | 52 | 1 | 1 | 22
1200335 | BORO SAND & STONE CORPORATION |  | 192 PLAIN ST |  | NORTH ATTLEBOROUGH | MA | 027600000 | 192 PLAIN ST |  | NORTH ATTLEBORO | MA | 027600000 | N | PRIVATE | NM25 | BORO SAND AND STONE CORP | 5086992911 | Dlowell@borocorp.com | THOMAS | WALSH | 5086992911 | Dlowell@borocorp.com | THOMAS | WALSH | 5086992911 | Dlowell@borocorp.com | 17 | RECLAIM PLANT - CATERPILLAR GENERATORS | 2 | ENGINE | CATERPILLAR | CATERPILLAR C9 AND C15 | 2004-03-01 | 2009 | 14.4 | 1 | #2 DIESEL FUEL | DIESEL | 44 | DIESEL | 0.3 |  | 4.08 | E3GAL | N | 10 | 5 | 39 | 10 | 5 | 22
1200352 | GENON CANAL LLC - OAK BLUFFS |  | 200 EDGARTOWN RD |  | OAK BLUFFS | MA | 025570000 | 9 FREEZER RD T CTR |  | SANDWICH | MA | 025630000 | N | UTILITY | OP3 | GENON CANAL LLC | 7173383511 | leo.rajter@genon.com | LEO C. | RAJTER | 7173383511 | leo.rajter@genon.com | VINCENT | DEVITA | 8457868070 | vincent.devita@genon.com | 1 | GENERATOR #1-GENERAL MOTORS MP-45-20 2500KW |  | ENGINE | GENERAL MOTORS | MP-45-20 | 1969-05-01 | 2011 | 29 | 1 | GENERATOR #1-GENERAL MOTORS MP-45-20 #2 OIL 0.3S | DIESEL | 44 | DIESEL | 0.3 | 0 | 163.0788 | E3GAL | N | 19 | 7 | 18 | 18 | 7 | 14
1200352 | GENON CANAL LLC - OAK BLUFFS |  | 200 EDGARTOWN RD |  | OAK BLUFFS | MA | 025570000 | 9 FREEZER RD T CTR |  | SANDWICH | MA | 025630000 | N | UTILITY | OP3 | GENON CANAL LLC | 7173383511 | leo.rajter@genon.com | LEO C. | RAJTER | 7173383511 | leo.rajter@genon.com | VINCENT | DEVITA | 8457868070 | vincent.devita@genon.com | 2 | GENERATOR #2-GENERAL MOTORS GM-45-20 2500KW |  | ENGINE | GENERAL MOTORS | MP-45-20 | 1969-05-01 | 2011 | 29 | 1 | GENERATOR #2-GENERAL MOTORS MP-45-20 #2 OIL 0.3S | DIESEL | 44 | DIESEL | 0.3 | 0 | 154.1769 | E3GAL | N | 22 | 7 | 19 | 22 | 7 | 15
1200352 | GENON CANAL LLC - OAK BLUFFS |  | 200 EDGARTOWN RD |  | OAK BLUFFS | MA | 025570000 | 9 FREEZER RD T CTR |  | SANDWICH | MA | 025630000 | N | UTILITY | OP3 | GENON CANAL LLC | 7173383511 | leo.rajter@genon.com | LEO C. | RAJTER | 7173383511 | leo.rajter@genon.com | VINCENT | DEVITA | 8457868070 | vincent.devita@genon.com | 3 | GENERATOR #3-GENERAL MOTORS MP-45-20 2500KW |  | ENGINE | GENERAL MOTORS | MP-45-29 | 1969-05-01 | 2011 | 29 | 1 | GENERATOR #3-GENERAL MOTORS MP-45-20 #2 OIL 0.3S | DIESEL | 44 | DIESEL | 0.3 | 0 | 153.0184 | E3GAL | N | 21 | 7 | 18 | 21 | 7 | 14
1200354 | PLAINVILLE LANDFILL |  | 14 BELCHER ST |  | PLAINVILLE | MA | 027620000 | REPUBLIC SERVICES, INC. | 14 BELCHER STREET | PLAINVILLE | MA | 027620000 | N | PRIVATE | OP3 | PLAINVILLE SANITARY LANDFILL | 7744883561 | COctober@republicservices.com | CHRIS | OCTOBER | 7744883561 | COctober@republicservices.com | CHRIS | OCTOBER | 7744883561 | COctober@republicservices.com | 1 | ENCLOSED FLARE #1 - MCGILL |  | ENCLOSED FLARE | MCGILL | EGF-2500 | 1991-12-01 | 2011 | 75.9 | 1 | LANDFILL GAS | LANDFILL GAS | 502 | LANDFILL GAS | 0 | 0 | 0 | E6FT3 | N | 0 | 0 | 0 | 0 | 0 | 0
1200354 | PLAINVILLE LANDFILL |  | 14 BELCHER ST |  | PLAINVILLE | MA | 027620000 | REPUBLIC SERVICES, INC. | 14 BELCHER STREET | PLAINVILLE | MA | 027620000 | N | PRIVATE | OP3 | PLAINVILLE SANITARY LANDFILL | 7744883561 | COctober@republicservices.com | CHRIS | OCTOBER | 7744883561 | COctober@republicservices.com | CHRIS | OCTOBER | 7744883561 | COctober@republicservices.com | 2 | ENCLOSED FLARE #2 - ZINK |  | ENCLOSED FLARE | ZINK | EGF-2000 | 1995-03-01 | 2011 | 60 | 1 | LANDFILL GAS | LANDFILL GAS | 502 | LANDFILL GAS | 0 | 0 | 0 | E6FT3 | N | 0 | 0 | 0 | 0 | 0 | 0
1200354 | PLAINVILLE LANDFILL |  | 14 BELCHER ST |  | PLAINVILLE | MA | 027620000 | REPUBLIC SERVICES, INC. | 14 BELCHER STREET | PLAINVILLE | MA | 027620000 | N | PRIVATE | OP3 | PLAINVILLE SANITARY LANDFILL | 7744883561 | COctober@republicservices.com | CHRIS | OCTOBER | 7744883561 | COctober@republicservices.com | CHRIS | OCTOBER | 7744883561 | COctober@republicservices.com | 4 | ENCLOSED FLARE #3 - LFG SPECIALTIES |  | ENCLOSED FLARE | LFG SPECIALTIES | EF945I12 | 1998-12-01 | 2011 | 90 | 1 | LANDFILL GAS | LANDFILL GAS | 502 | LANDFILL GAS | 0 | 0 | 4.5731 | E6FT3 | N | 1 | 1 | 16 | 1 | 1 | 7
1200355 | HILSINGER COMPANY INC |  | 33 WEST BACON ST |  | PLAINVILLE | MA | 027620000 | PO BOX 1538 |  | PLAINVILLE | MA | 027620000 | N | PRIVATE | NM50 | HILSINGER COMPANY THE | 5086994406 | fballou@hilco-usa.com | FRANKLIN | BALLOU JR. | 5086994406 | fballou@hilco-usa.com | FRANKLIN | BALLOU JR. | 5086994406 | fballou@hilco-usa.com | 1 | BOILER #1- WEIL-MCLAIN TYPE 88 - 2 OIL |  | BOILER | WEIL-MCLAIN | TYPE88 | 2001-03-20 | 2011 | 11.8 | 1 | BOILER 1- WEIL MCLAIN TYPE 88- 2 OIL | NO.2 | 58 | Distillate Oil (No. 2) | 0.3 | 0 | 24 | E3GAL | N | 24 | 7 | 28 | 0 | 0 | 0
1200372 | AMERICAN LIGHT FIXTURE |  | 645 MYLES STANDISH BLVD |  | TAUNTON | MA | 027800000 | 645 M STANDISH BLVD |  | TAUNTON | MA | 027800000 | N | PRIVATE | SM50 | AMERICAN LIGHT FIXTURE | 5088241970 | PAULS@WILSHIREMFG.COM | PAUL | SEGILL | 5088241970 | PAULS@WILSHIREMFG.COM | ROBERT | OAKLEY | 5088241970 | CAROLA@WILSHIREMFG.COM | 1 | 26 SPACE HEATERS-VARIUOS MFGS 24.235 MMBTU TOTAL |  | SPACE HEATERS | UNKNOWN | UNKNOWN | 1985-01-01 | 2010 | 24 | 1 | SPACE HEATERS #1(26)-VARIOUS MFGS NATURAL GAS | NATURAL GAS | 209 | Natural Gas |  |  | 0 | E6FT3 | N | 24 | 7 | 30 | 8 | 5 | 20
1200388 | WEIR REDEVELOPMENT CO LLC |  | 336 WEIR ST |  | TAUNTON | MA | 027800000 | 300 EAST CYPRESS STREET |  | BREA | CA | 928210000 | N | PRIVATE | NM50 | ESTERLINE ENGINEERED MATERIALS | 7145294901 | GLENN.STEVENS@ESTERLINE.COM | GLENN | STEVENS | 7145294901 | GLENN.STEVENS@ESTERLINE.COM | GLENN | STEVENS | 7145294901X5512 | GLENN.STEVENS@ESTERLINE.COM | 1 | BOILER #1-CLEAVER BROOKS CB600-350 (HIGH PRESSURE |  | BOILER | CLEAVER BROOKS | CB600-350 | 1975-09-18 | 2010 | 14.347 | 2 | BOILER #1-CLEAVER BROOKS CB600-350 NATURAL GAS | NATURAL GAS | 209 | Natural Gas |  |  | 0.0717 | E6FT3 | N | 24 | 6 | 35 | 24 | 6 | 22
1200388 | WEIR REDEVELOPMENT CO LLC |  | 336 WEIR ST |  | TAUNTON | MA | 027800000 | 300 EAST CYPRESS STREET |  | BREA | CA | 928210000 | N | PRIVATE | NM50 | ESTERLINE ENGINEERED MATERIALS | 7145294901 | GLENN.STEVENS@ESTERLINE.COM | GLENN | STEVENS | 7145294901 | GLENN.STEVENS@ESTERLINE.COM | GLENN | STEVENS | 7145294901X5512 | GLENN.STEVENS@ESTERLINE.COM | 2 | BOILER #2-CLEAVER BROOKS CB600-300 |  | BOILER | CLEAVER BROOKS | CB600-300 | 1975-09-18 | 2010 | 12.274 | 1 | NATURAL GAS | NATURAL GAS | 209 | Natural Gas |  |  | 21.6779 | E6FT3 | N | 24 | 2 | 52 | 24 | 2 | 22
1200392 | OLSONS GREENHOUSES |  | 590 SOUTH ST |  | RAYNHAM | MA | 027671079 | 590 SOUTH ST |  | RAYNHAM | MA | 027671079 | N | PRIVATE | SM50 | OLSONS GREENHOUSES CLIVE OLSON AND MATHEW PISCITELLI | 5088221151X202 | clive@olsonsgreenhouses.com | ERIC | OLSON | 5088221151 | erico@olsonsgreenhouses.com | ERIC | OLSON | 5088221151X205 | erico@olsonsgreenhouses.com | 1 | BOILER #1-CLEAVER BROOKS CB 648-600 DUAL FUEL |  | BOILER | CLEAVER BROOK | CB 648-600 | 1974-10-01 | 2011 | 25 | 1 | BOILER #1-CLEAVER BROOKS 648-600 CRANK CASE OIL | WASTE OIL | 2 | WASTE OIL | 0.03 | 0.1 | 94.627 | E3GAL | N | 24 | 7 | 52 | 8 | 2 | 15
1200392 | OLSONS GREENHOUSES |  | 590 SOUTH ST |  | RAYNHAM | MA | 027671079 | 590 SOUTH ST |  | RAYNHAM | MA | 027671079 | N | PRIVATE | SM50 | OLSONS GREENHOUSES CLIVE OLSON AND MATHEW PISCITELLI | 5088221151X202 | clive@olsonsgreenhouses.com | ERIC | OLSON | 5088221151 | erico@olsonsgreenhouses.com | ERIC | OLSON | 5088221151X205 | erico@olsonsgreenhouses.com | 2 | BOILER #2-CLEAVER BROOKS #CB 600-600 DUAL FUEL |  | BOILER | CLEAVER BROOKS | #CB 600-600 | 1977-07-01 | 2011 | 25 | 1 | 10201302 | WASTE OIL | 2 | WASTE OIL | 0.3 | 0.1 | 94.627 | E3GAL | N | 24 | 7 | 52 | 8 | 2 | 8
1200427 | BARNSTABLE HIGH SCHOOL |  | 744 WEST MAIN ST |  | BARNSTABLE | MA | 026010000 | PO BOX 955 ADMIN BLD |  | HYANNIS | MA | 026010955 | Y | STATE | NM25 | BARNSTABLE HIGH SCHO | 5087712211 | lacina_tony@barnstable.k12.ma.us | TONY | LACINA | 5087906490 | lacina_tony@barnstable.k12.ma.us | TONY | LACINA | 5087906490 | lacina_tony@barnstable.k12.ma.us | 1 | 1 |  | BOILER | CLEAVER BROOKS | CB1700250125 | 1997-10-10 | 2010 | 10 | 1 | NATUAL GAS | NATURAL GAS | 209 | Natural Gas |  |  | 0.146 | E6FT3 | N | 8 | 5 | 32 | 8 | 7 | 4
1200433 | GARMENT EXPRESS INC |  | 117 KING ST |  | NEW BEDFORD | MA | 027450000 | 117 KING ST |  | NEW BEDFORD | MA | 027450000 | N | PRIVATE | SM50 | GARMENT EXPRESS INC | 5089847250 | garment@comcast.net | HERB | CHACE | 5089847250 | garment@comcast.net | HERB | CHACE | 5089847250 | garment@comcast.net | 6 | BOILER #2-CLEAVER BROOKS CB300-150 NATURAL GAS |  | BOILER | CLEAVER BROOKS | CB300-150 | 1975-01-01 | 2008 | 12.555 | 1 | BOILER #2-CLEAVER BROOKS CB300-150 | NATURAL GAS | 209 | Natural Gas |  |  | 13.6 | E6FT3 | N | 24 | 7 | 52 | 24 | 7 | 22
1200446 | PURITY SERVICES INC |  | 405 MYRTLE ST |  | NEW BEDFORD | MA | 027400000 | 405 MYRTLE STREET |  | NEW BEDFORD | MA | 027460000 | N | PRIVATE | NM25 | PURITY SERVICES INC | 5089930473 | dan@purityservices.com | DANIEL | DENEAULT | 5089930473 | dan@purityservices.com | DANIEL | DENEAULT | 5089930473 | dan@purityservices.com | 8 | DRYERS #P1(6)-PELLERIN/MELNOR 12 MMBTU TOTAL |  | DRYER | PELLERIN | UNKNOWN | 1987-07-06 | 2009 | 12 | 1 | DRYERS #P1(6)-PELLERIN/MILNOR NATURAL GAS | NATURAL GAS | 209 | Natural Gas |  |  | 15.98 | E6FT3 | N | 10 | 6 | 52 | 10 | 6 | 22
1200455 | UPPER CAPE COD REGIONAL VOC SCHOOL |  | 220 SANDWICH RD |  | BOURNE | MA | 025320000 | 220 SANDWICH ROAD |  | BOURNE | MA | 025320000 | Y | LOCAL GOVERNMENT | NM99 | UPPER CC REG VOC SCH | 5087597711 | kfarr@uppercapetech.org | KEVIN | FARR | 5087597711 | kfarr@uppercapetech.org | LYNNE | SANTOS | 9784369994 | lsantos@airqualityassoc.com | 3 | AERCO NATURAL GAS BOILERS | 8 | BOILER | AERCO | BMK2.0 AND KC SERIES | 2004-07-01 | 2010 | 14 | 1 | NATURAL GAS | NATURAL GAS | 209 | Natural Gas |  |  | 7.21 | E6FT3 | N | 20 | 6 | 28 | 20 | 6 | 5
1200462 | BARNSTABLE MIDDLE SCHOOL |  | 895 FALMOUTH RD |  | BARNSTABLE | MA | 026010000 | P O BOX 955 |  | HYANNIS | MA | 026010955 | Y | LOCAL GOVERNMENT | NM25 | BARNSTABLE MIDDLE SCHOOL | 5087906490 | lacina_tony@barnstable.k12.ma.us | ANTHONY | LACINA | 5087906490 | lacina_tony@barnstable.k12.ma.us | ANTHONY | LACINA | 5087906490 | lacina_tony@barnstable.k12.ma.us | 1 | 1 |  | BOILER | CLEAVER BROOKS | CB1700250125 | 1997-10-10 | 2010 | 10.28 | 1 | GAS | NATURAL GAS | 209 | Natural Gas |  |  | 0.06 | E6FT3 | N | 8 | 5 | 32 | 7 | 4 | 1
1200498 | CRAPO HILL LANDFILL |  | 300 SAMUEL BARNET BLVD S |  | DARTMOUTH | MA | 027140000 | 300 SAMUEL BARNET BLVD |  | NEW BEDFORD | MA | 027450000 | Y | LOCAL GOVERNMENT | SM79-7 | CRAPO HILL LANDFILL | 5087635924X14 | hank13@gnbrrmdistrict.org | HANK | VANLAARHOVEN | 5087635924 | hank13@gnbrrmdistrict.org | THOMAS | YERANSIAN | 5083393074 | tyeransian@crmcx.com | 1 | OPEN FLARE - LANDFILL GAS |  | FLARE | ORGANICS | 2000 SCFM | 1999-05-01 | 2010 | 60 | 1 | FLARE #1-2,000 SCFM LANDFILL GAS | LANDFILL GAS | 502 | LANDFILL GAS | 0.01 | 0 | 1.538 | E6FT3 | N | 12 | 1 | 52 | 0 | 0 | 0
1200503 | DEPUY ORTHOPAEDICS INC |  | 325 PARAMOUNT DR |  | RAYNHAM | MA | 027670000 | 325 PARAMOUNT DRIVE |  | RAYNHAM | MA | 027670350 | N | PRIVATE | NM25 | DEPUY ORTHOPAEDICS | 5088808100 | jpalmate@its.jnj.com | PATRICK | BRADY | 5088283388 | pbrady@its.jnj.com | JEAN | PALMATEER | 5088283098 | jpalmate@its.jnj.com | 1 | FACILITY-WIDE EXTERNAL COMBUSTION UNITS, GAS-FIRED |  | BOILERS, SPACE HEATERS, AND 2 OVENS | MULTIPLE | MULTIPLE | 1990-07-01 | 2011 | 32.7456 | 1 | NATURAL GAS | NATURAL GAS | 209 | Natural Gas |  |  | 28.9705 | E6FT3 | Y | 24 | 7 | 52 | 24 | 7 | 22
1200507 | DECAS CRANBERRY PROD |  | 4 OLD FORGE DR |  | CARVER | MA | 023300000 | 4 OLD FORGE RD |  | CARVER | MA | 023300000 | N | PRIVATE | NM25 | DECAS CRANBERRY CO | 5082950147 | jdecas@decascranberry.com | DAVID | NOLTE | 5088668506 | dnolte@decascranberry.com | DAVID | NOLTE | 5088668506X116 | dnolte@decascranberry.com | 1 | BOILER #1-CLEAVER BROOKS #CB700-500 NATURAL GAS |  | BOILER | BOILER #1-CLEAVER BROOKS | #CB700-500 NATURAL GAS | 2001-01-09 | 2009 | 21 | 1 | BOILER #1-CLEAVER BROOKS #CB700-500 NATURAL GAS | NATURAL GAS | 209 | Natural Gas |  |  | 1.43 | E6FT3 | Y | 24 | 7 | 52 | 24 | 7 | 20
1200513 | AEROVOX CORP |  | 167 JOHN VERTENTE BLVD |  | NEW BEDFORD | MA | 027450000 | 167 JOHN VERTENTE BLVD |  | NEW BEDFORD | MA | 027450000 | N | PRIVATE | NM50 | AEROVOX CORP | 5089949661 | dlopes@aerovox.com | DANIEL | LOPES | 5089103501 | dlopes@aerovox.com | DANIEL | LOPES | 5089103501 | dlopes@aerovox.com | 3 | HVAC/HEATER 23/4 UNITS NATURAL GAS |  | HVAC/HEATERS | VARIOUS | VARIOUS | 2000-11-01 | 2011 | 100 | 1 | HVAC/HEATERS 23/4- NATURAL GAS | NATURAL GAS | 209 | Natural Gas |  |  | 3.75 | E6FT3 | N | 24 | 7 | 39 | 0 | 0 | 0
1200515 | NEW ENGLAND PATRIOTS STADIUM |  | 60 WASHINGTON ST |  | FOXBOROUGH | MA | 020350000 | 60 WASHINGTON ST |  | FOXBOROUGH | MA | 020350000 | N | PRIVATE | NM99 | FOXBOROUGH REALTY ASSOCIATES LLC | 5085438200 | pauls@rwcb.com | PAUL | SCHAFFMAN | 8604253712 | pauls@rwcb.com | JIM | NOLAN | 5085438200 | jimn@patriots.com | 3 | STADIUM EMERGENCY GENERATOR |  | ENGINE | CAT | CAT 3516B | 2002-01-01 | 2009 | 20 | 1 | DIESEL | DIESEL | 44 | DIESEL | 0.05 | 0 | 3.38 | E3GAL | N | 1 | 1 | 26 | 1 | 1 | 10
1200515 | NEW ENGLAND PATRIOTS STADIUM |  | 60 WASHINGTON ST |  | FOXBOROUGH | MA | 020350000 | 60 WASHINGTON ST |  | FOXBOROUGH | MA | 020350000 | N | PRIVATE | NM99 | FOXBOROUGH REALTY ASSOCIATES LLC | 5085438200 | pauls@rwcb.com | PAUL | SCHAFFMAN | 8604253712 | pauls@rwcb.com | JIM | NOLAN | 5085438200 | jimn@patriots.com | 4 | BOILER #1 |  | BOILER | GOIRDON PIATT | LNF | 2002-01-01 | 2009 | 21 | 1 | BOILER STD-1 - BRYAN RW-2100 NATURAL GAS | NATURAL GAS | 209 | Natural Gas |  |  | 1.04 | E6FT3 | N | 24 | 7 | 39 | 0 | 0 | 0
1200515 | NEW ENGLAND PATRIOTS STADIUM |  | 60 WASHINGTON ST |  | FOXBOROUGH | MA | 020350000 | 60 WASHINGTON ST |  | FOXBOROUGH | MA | 020350000 | N | PRIVATE | NM99 | FOXBOROUGH REALTY ASSOCIATES LLC | 5085438200 | pauls@rwcb.com | PAUL | SCHAFFMAN | 8604253712 | pauls@rwcb.com | JIM | NOLAN | 5085438200 | jimn@patriots.com | 5 | BOILER #2 |  | BOILER | GORDON PIATT | LNF | 2002-01-01 | 2009 | 21 | 1 | BOILER SDT-2 - BRYAN RW-2100 NATURAL GAS | NATURAL GAS | 209 | Natural Gas |  |  | 1.04 | E6FT3 | N | 24 | 7 | 26 | 0 | 0 | 0
1200515 | NEW ENGLAND PATRIOTS STADIUM |  | 60 WASHINGTON ST |  | FOXBOROUGH | MA | 020350000 | 60 WASHINGTON ST |  | FOXBOROUGH | MA | 020350000 | N | PRIVATE | NM99 | FOXBOROUGH REALTY ASSOCIATES LLC | 5085438200 | pauls@rwcb.com | PAUL | SCHAFFMAN | 8604253712 | pauls@rwcb.com | JIM | NOLAN | 5085438200 | jimn@patriots.com | 7 | EAST STADIUM | 100 | MISC. HEATING AND COOKING UNITS | VARIOUS | VARIOUS | 2002-01-01 | 2009 | 20 | 1 | EAST BUILDING | NATURAL GAS | 209 | Natural Gas |  |  | 9.85 | E6FT3 | N | 24 | 7 | 52 | 0 | 0 | 0
1200515 | NEW ENGLAND PATRIOTS STADIUM |  | 60 WASHINGTON ST |  | FOXBOROUGH | MA | 020350000 | 60 WASHINGTON ST |  | FOXBOROUGH | MA | 020350000 | N | PRIVATE | NM99 | FOXBOROUGH REALTY ASSOCIATES LLC | 5085438200 | pauls@rwcb.com | PAUL | SCHAFFMAN | 8604253712 | pauls@rwcb.com | JIM | NOLAN | 5085438200 | jimn@patriots.com | 8 | WEST STADIUM | 100 | MISC HEATING AND COOKING UNITS | VARIOUS | VARIOUS | 2002-01-01 | 2009 | 16 | 1 | EAST BUILDING | NATURAL GAS | 209 | Natural Gas |  |  | 5.02 | E6FT3 | N | 24 | 7 | 52 | 8 | 5 | 20
1200519 | DIMAN REGIONAL VOCATIONAL TECHNICAL SCH |  | 251 STONEHAVEN RD |  | FALL RIVER | MA | 027230000 | 251 STONEHAVEN ROAD |  | FALL RIVER | MA | 027230000 | Y | STATE | SM25 | DIMAN REG. VOC. TECH. HIGH SCHOOL | 5086782891X1630 | glennb@dimanregional.org | GLENN | BENEVIDES | 5086782891 | glennb@dimanregional.org | GLENN | BENEVIDES | 5086782891X1630 | glennb@dimanregional.org | 1 | BOILER 1-CLEAVER BROOKS CB655-250 4 OIL-1/S |  | BOILER | CLEAVER BROOKS | CB655-250 | 1967-05-01 | 2009 | 10 | 1 | 4 OIL-1/S | NO.4 | 825 | Distillate Oil (No. 4) | 1 | 0 | 18.33 | E3GAL | N | 24 | 7 | 33 | 0 | 0 | 0
1200519 | DIMAN REGIONAL VOCATIONAL TECHNICAL SCH |  | 251 STONEHAVEN RD |  | FALL RIVER | MA | 027230000 | 251 STONEHAVEN ROAD |  | FALL RIVER | MA | 027230000 | Y | STATE | SM25 | DIMAN REG. VOC. TECH. HIGH SCHOOL | 5086782891X1630 | glennb@dimanregional.org | GLENN | BENEVIDES | 5086782891 | glennb@dimanregional.org | GLENN | BENEVIDES | 5086782891X1630 | glennb@dimanregional.org | 2 | BOILER 2-CLEAVER BROOKS CB655-250 4 OIL-1/S |  | BOILER | CLEAVER BROOKS | CB655-250 | 1967-05-01 | 2009 | 10 | 1 | BOILER #2-CLEAVER BROOKS CB655-250 4 OIL-1/S | NO.4 | 825 | Distillate Oil (No. 4) | 1 | 0 | 18.333 | E3GAL | N | 24 | 7 | 33 | 0 | 0 | 0
1200519 | DIMAN REGIONAL VOCATIONAL TECHNICAL SCH |  | 251 STONEHAVEN RD |  | FALL RIVER | MA | 027230000 | 251 STONEHAVEN ROAD |  | FALL RIVER | MA | 027230000 | Y | STATE | SM25 | DIMAN REG. VOC. TECH. HIGH SCHOOL | 5086782891X1630 | glennb@dimanregional.org | GLENN | BENEVIDES | 5086782891 | glennb@dimanregional.org | GLENN | BENEVIDES | 5086782891X1630 | glennb@dimanregional.org | 3 | BOILER #3-CLEAVER BROOKS CB655-250 #4 OIL-1/S |  | BOILER | CLEAVER BROOKS | CB655-250 | 1967-05-01 | 2009 | 10 | 1 | BOILER #3-CLEAVER BROOKS CB655-250 #4 OIL-1/S | NO.4 | 825 | Distillate Oil (No. 4) | 1 | 0 | 18.333 | E3GAL | N | 24 | 7 | 33 | 0 | 0 | 0
1200522 | ASSOCIATES OF CAPE COD INC |  | 124 BERNARD EAST SAINT JEAN DR |  | FALMOUTH | MA | 025400000 | 124 BERNARD EAST SAINT JEAN DR |  | FALMOUTH | MA | 025364445 | N | PRIVATE | NM50 | ASSOCIATES OF CAPE COD INC | 5085403444 | ajmeuse@acciusa.com | ARTHUR | MEUSE | 5085403808 | ajmeuse@acciusa.com | MICHAEL | LEWANDOWSKI | 5085403808X3251 | mlewandowski@acciusa.com | 1 | BOILER #1-BRYAN LP STEAM-RW2100-S-15-FDG |  | BOILER | BRYAN | RW2100-S-15-FDG-LX | 2001-10-02 | 2010 | 21 | 1 | NATURAL GAS | NATURAL GAS | 209 | Natural Gas |  |  | 17.8 | E6FT3 | Y | 24 | 7 | 52 | 24 | 7 | 22
1200522 | ASSOCIATES OF CAPE COD INC |  | 124 BERNARD EAST SAINT JEAN DR |  | FALMOUTH | MA | 025400000 | 124 BERNARD EAST SAINT JEAN DR |  | FALMOUTH | MA | 025364445 | N | PRIVATE | NM50 | ASSOCIATES OF CAPE COD INC | 5085403444 | ajmeuse@acciusa.com | ARTHUR | MEUSE | 5085403808 | ajmeuse@acciusa.com | MICHAEL | LEWANDOWSKI | 5085403808X3251 | mlewandowski@acciusa.com | 2 | BOILER #2-BRYAN LP STEAM-RW2100-S-15-FDG |  | BOILER | BRYAN | RW2100-S-15-FDG-LX | 2001-10-01 | 2010 | 21 | 1 | NATURAL GAS | NATURAL GAS | 209 | Natural Gas |  |  | 3.4 | E6FT3 | Y | 24 | 7 | 52 | 24 | 7 | 22
1200526 | NORTH ATTLEBORO LANDFILL |  | MT HOPE ST |  | NORTH ATTLEBOROUGH | MA | 027600000 | 43 WASHINGTON STREET |  | NORTH ATTLEBORO | MA | 027600000 | Y | PRIVATE | NM99 | NORTH ATTLEBORO LANDFILL | 5086990105 | MBernier@north-attleboro.ma.us | MICHELE | BERNIER | 5086990105 | Mbernier@north-attleboro.ma.us | MICHELE | BERNIER | 5086990100 | Mbernier@north-attleboro.ma.us | 1 | LANDFILL GAS FLARE - HIGHLAND POWER F-6 |  | LANDFILL GAS FLARE | JOHN ZINK, INC. | 9011322 | 2003-10-01 | 2011 | 15 | 1 | LANDFILL GAS FLARE - HIGHLAND POWER MOD F-6 | LANDFILL GAS | 502 | LANDFILL GAS | 0 | 0 | 54.03 | E6FT3 | N | 24 | 7 | 36 | 24 | 7 | 16
1200527 | NORTH ATTLEBORO MIDDLE SCHOOL |  | 564 LANDRY AVE |  | NORTH ATTLEBOROUGH | MA | 027600000 | 564 LANDRY AVE | 564 LANDRY AVE | NORTH ATTLEBOROUGH | MA | 027600000 | Y | LOCAL GOVERNMENT | NM99 | TOWN OF NORTH ATTLEBOROUGH | 5086990100 | mfisher@morth-attleboro.ma.us | KYLE | KUMMER | 5086432100 | kylekummer@naschools.net | KYLE | KUMMER | 5086432100X207 | kylekummer@naschools.net | 1 | BOILER #1 - CLEAVER BROOKS CBE200-250 - DUAL FUEL |  | BOILER | CLEAVER BROOKS | CBE FIRETUBE | 1997-01-01 | 2009 | 10 | 1 | CLEAVER BROOKS 200-250 NO. 2 OIL 0.3S | NO.2 | 58 | Distillate Oil (No. 2) | 0.3 |  | 0 | E3GAL | N | 24 | 7 | 36 | 2 | 5 | 2
1200527 | NORTH ATTLEBORO MIDDLE SCHOOL |  | 564 LANDRY AVE |  | NORTH ATTLEBOROUGH | MA | 027600000 | 564 LANDRY AVE | 564 LANDRY AVE | NORTH ATTLEBOROUGH | MA | 027600000 | Y | LOCAL GOVERNMENT | NM99 | TOWN OF NORTH ATTLEBOROUGH | 5086990100 | mfisher@morth-attleboro.ma.us | KYLE | KUMMER | 5086432100 | kylekummer@naschools.net | KYLE | KUMMER | 5086432100X207 | kylekummer@naschools.net | 1 | BOILER #1 - CLEAVER BROOKS CBE200-250 - DUAL FUEL |  | BOILER | CLEAVER BROOKS | CBE FIRETUBE | 1997-01-01 | 2009 | 10 | 2 | BOILER #1- CLEAVER BROOKS 200-250 NATURAL GAS | NATURAL GAS | 209 | Natural Gas |  |  | 1.8616 | E6FT3 | N | 24 | 7 | 36 | 2 | 5 | 2
1200527 | NORTH ATTLEBORO MIDDLE SCHOOL |  | 564 LANDRY AVE |  | NORTH ATTLEBOROUGH | MA | 027600000 | 564 LANDRY AVE | 564 LANDRY AVE | NORTH ATTLEBOROUGH | MA | 027600000 | Y | LOCAL GOVERNMENT | NM99 | TOWN OF NORTH ATTLEBOROUGH | 5086990100 | mfisher@morth-attleboro.ma.us | KYLE | KUMMER | 5086432100 | kylekummer@naschools.net | KYLE | KUMMER | 5086432100X207 | kylekummer@naschools.net | 2 | BOILER #2 - CLEAVER BROOKS 200-250 - DUAL FUEL |  | BOILER | CLEAVER BROOKS | CBE FIRETUBE | 1997-01-01 | 2009 | 10 | 1 | - CLEAVER BROOKS 200-250 2 OIL 0.3S | NO.2 | 58 | Distillate Oil (No. 2) | 0.3 | 0 | 0 | E3GAL | N | 24 | 7 | 36 | 7 | 5 | 8
1200527 | NORTH ATTLEBORO MIDDLE SCHOOL |  | 564 LANDRY AVE |  | NORTH ATTLEBOROUGH | MA | 027600000 | 564 LANDRY AVE | 564 LANDRY AVE | NORTH ATTLEBOROUGH | MA | 027600000 | Y | LOCAL GOVERNMENT | NM99 | TOWN OF NORTH ATTLEBOROUGH | 5086990100 | mfisher@morth-attleboro.ma.us | KYLE | KUMMER | 5086432100 | kylekummer@naschools.net | KYLE | KUMMER | 5086432100X207 | kylekummer@naschools.net | 2 | BOILER #2 - CLEAVER BROOKS 200-250 - DUAL FUEL |  | BOILER | CLEAVER BROOKS | CBE FIRETUBE | 1997-01-01 | 2009 | 10 | 2 | CLEAVER BROOKS 200-250 NATURAL GAS | NATURAL GAS | 209 | Natural Gas |  |  | 1.8616 | E6FT3 | N | 24 | 7 | 36 | 7 | 5 | 8
1200529 | BMC DURFEE HIGH SCHOOL |  | 360 ELSBREE ST |  | FALL RIVER | MA | 027200000 | 417 ROCK STREET |  | FALL RIVER | MA | 027200000 | Y | LOCAL GOVERNMENT | NM25 | BMC DURFEE HIGH SCH | 5086724541 | joecorreia@fallriverschools.org | JOSEPH | CORREIA | 5086758330 | joecorriea@fallriverschools.org | JOSEPH | CORREIA | 5086724541 | joecorreia@fallriverschools.org | 2 | BOILER #2-BRYANT |  | BOILER | UNKNOWN | UNKNOWN | 1973-01-01 | 2007 | 11 | 1 | #2 BRYANT LM-1050W CI, BURNED 84,000 CUFT NG | NATURAL GAS | 209 | Natural Gas |  |  | 1 | E6FT3 | N | 8 | 5 | 40 | 8 | 5 | 20
1200533 | GAS RECOVERY SERVICES |  | 145 HORVITZ RD |  | FALL RIVER | MA | 027200000 | 5087 JUNCTION ROAD |  | LOCKPORT | NY | 140940000 | N | PRIVATE | OP5.5 | GAS RECOVERY SYSTEMS, LLC | 7164391004 | afalbo@fortistar.com | ANTHONY J. | FALBO | 7164391004 | afalbo@fortistar.com | SUPARNA | CHAKLADAR | 9518334153 | schakladar@fortistar.com | 1 | GAS TURBINE #1 - SOLAR TAURUS MODEL 60 |  | GAS COMBUSTION TURBINE | SOLAR TURBINES INC | TAURUS MODEL 60 | 2000-01-01 | 2011 | 77 | 1 | LANDFILL GAS | LANDFILL GAS | 502 | LANDFILL GAS | 0.026 | 0 | 936.5139 | E6FT3 | N | 24 | 7 | 46 | 24 | 7 | 19
1200533 | GAS RECOVERY SERVICES |  | 145 HORVITZ RD |  | FALL RIVER | MA | 027200000 | 5087 JUNCTION ROAD |  | LOCKPORT | NY | 140940000 | N | PRIVATE | OP5.5 | GAS RECOVERY SYSTEMS, LLC | 7164391004 | afalbo@fortistar.com | ANTHONY J. | FALBO | 7164391004 | afalbo@fortistar.com | SUPARNA | CHAKLADAR | 9518334153 | schakladar@fortistar.com | 2 | ENGINE #1 - WAUKESHA 7042GL |  | ENGINE | WAUKESHA | 7042 GL | 2000-01-01 | 2011 | 13 | 1 | LANDFILL GAS | LANDFILL GAS | 502 | LANDFILL GAS | 0.026 | 0 | 40.751 | E6FT3 | N | 24 | 7 | 13 | 24 | 7 | 3
1200533 | GAS RECOVERY SERVICES |  | 145 HORVITZ RD |  | FALL RIVER | MA | 027200000 | 5087 JUNCTION ROAD |  | LOCKPORT | NY | 140940000 | N | PRIVATE | OP5.5 | GAS RECOVERY SYSTEMS, LLC | 7164391004 | afalbo@fortistar.com | ANTHONY J. | FALBO | 7164391004 | afalbo@fortistar.com | SUPARNA | CHAKLADAR | 9518334153 | schakladar@fortistar.com | 3 | ENGINE #2 - WAUKESHA 7042 GL |  | ENGINE | WAUKESHA | 7042GL | 2000-01-01 | 2011 | 13 | 1 | LANDFILL GAS | LANDFILL GAS | 502 | LANDFILL GAS | 0.026 | 0 | 33.6472 | E6FT3 | N | 24 | 7 | 12 | 24 | 7 | 2
1200538 | TEACHERS INSURANCE & ANNUITY ASSOC |  | 109A CONSTITUTION BLVD |  | FRANKLIN | MA | 020380000 | 160 GOULD STREET |  | NEEDHAM | MA | 024940000 | N | PRIVATE | NM25 | SMTC MANUFACTURING CORP OF MASSACHUSETTS |  |  | DAVID | PRICE | 5085205800 | dave.price@smtc.com | MICHAEL | MACNEIL | 5085205800 |  | 8 | AIR MAKEUP(3)-AEROVENT #8791,8792,8793 NAT GAS | 3 | AIR MAKE-UP UNIT | AEROVENT | 8793 | 2001-02-01 | 2005 | 12 | 1 | AIR MAKEUP(3)-AEROVENT #8791,8792,8793 NAT GAS | NATURAL GAS | 209 | Natural Gas |  |  | 7.1042 | E6FT3 | N | 24 | 7 | 50 | 24 | 7 | 21
1200540 | SENSATA TECHNOLOGIES INC |  | 529 PLEASANT ST |  | ATTLEBORO | MA | 027030000 | 529 PLEASANT ST |  | ATTLEBORO | MA | 027030000 | N | PRIVATE | NM50 | SENSATA TECHNOLOGIES | 5082363800 | melliott@sensata.com | MICHAEL | ELLIOTT | 5082361809 | melliott@sensata.com | MICHAEL | ELLIOTT | 5082361809 | melliott@sensata.com | 10 | BOILER #7 |  | BOILER | CLEAVER BROOKS | CB 428-600 | 1967-01-01 | 2009 | 25 | 1 | NATURAL GAS | NATURAL GAS | 209 | Natural Gas |  |  | 1.42 | E6FT3 | N | 24 | 4 | 16 | 24 | 7 | 8
1200540 | SENSATA TECHNOLOGIES INC |  | 529 PLEASANT ST |  | ATTLEBORO | MA | 027030000 | 529 PLEASANT ST |  | ATTLEBORO | MA | 027030000 | N | PRIVATE | NM50 | SENSATA TECHNOLOGIES | 5082363800 | melliott@sensata.com | MICHAEL | ELLIOTT | 5082361809 | melliott@sensata.com | MICHAEL | ELLIOTT | 5082361809 | melliott@sensata.com | 10 | BOILER #7 |  | BOILER | CLEAVER BROOKS | CB 428-600 | 1967-01-01 | 2009 | 25 | 2 | NO. 6 OIL | NO.6 | 923 | Residual Oil (No. 6) | 0.5 | 4 | 5.411 | E3GAL | N | 24 | 4 | 16 | 24 | 7 | 8
1200540 | SENSATA TECHNOLOGIES INC |  | 529 PLEASANT ST |  | ATTLEBORO | MA | 027030000 | 529 PLEASANT ST |  | ATTLEBORO | MA | 027030000 | N | PRIVATE | NM50 | SENSATA TECHNOLOGIES | 5082363800 | melliott@sensata.com | MICHAEL | ELLIOTT | 5082361809 | melliott@sensata.com | MICHAEL | ELLIOTT | 5082361809 | melliott@sensata.com | 11 | BOILER 8 |  | BOILER | CLEAVER BROOKS | CBW-400-300-125 | 1992-10-01 | 2009 | 13 | 1 | NATURAL GAS | NATURAL GAS | 209 | Natural Gas |  |  | 9.75 | E6FT3 | N | 24 | 7 | 52 | 24 | 7 | 21
1200540 | SENSATA TECHNOLOGIES INC |  | 529 PLEASANT ST |  | ATTLEBORO | MA | 027030000 | 529 PLEASANT ST |  | ATTLEBORO | MA | 027030000 | N | PRIVATE | NM50 | SENSATA TECHNOLOGIES | 5082363800 | melliott@sensata.com | MICHAEL | ELLIOTT | 5082361809 | melliott@sensata.com | MICHAEL | ELLIOTT | 5082361809 | melliott@sensata.com | 11 | BOILER 8 |  | BOILER | CLEAVER BROOKS | CBW-400-300-125 | 1992-10-01 | 2009 | 13 | 2 | RESIDUAL OIL | NO.6 | 923 | Residual Oil (No. 6) | 0.5 | 4 | 89.83 | E3GAL | N | 24 | 7 | 52 | 24 | 7 | 21
1200548 | FALMOUTH HIGH SCHOOL |  | 874 GIFFORD ST |  | FALMOUTH | MA | 025400000 | 340 TEATICKET HGWY |  | FALMOUTH | MA | 025360000 | Y | LOCAL GOVERNMENT | NM50 | FALMOUTH PUBLIC SCHOOL | 5085480151X137 | mdupuis@falmouth.k12.ma.us | MARCEL | SANCHEZ | 5085402200 | msanchez@falmouth.k12.ma.us | MARCEL | SANCHEZ | 5085402200X4007 | msanchez@falmouth.k12.ma.us | 4 | BOILER #1 CLEAVER BROOKS 250 |  | BOILER | CLEAVER BROOKS | CB-200-250-125 | 2008-01-21 | 2011 | 10 | 1 | NATURAL GAS | NATURAL GAS | 209 | Natural Gas |  |  | 5.1 | E6FT3 | N | 6 | 5 | 26 | 0 | 0 | 0
1200548 | FALMOUTH HIGH SCHOOL |  | 874 GIFFORD ST |  | FALMOUTH | MA | 025400000 | 340 TEATICKET HGWY |  | FALMOUTH | MA | 025360000 | Y | LOCAL GOVERNMENT | NM50 | FALMOUTH PUBLIC SCHOOL | 5085480151X137 | mdupuis@falmouth.k12.ma.us | MARCEL | SANCHEZ | 5085402200 | msanchez@falmouth.k12.ma.us | MARCEL | SANCHEZ | 5085402200X4007 | msanchez@falmouth.k12.ma.us | 5 | BOILER #2 CLEAVER BROOKS 250 |  | BOILER | CLEAVER BROOKS | CB-200-250-125 | 2008-01-21 | 2011 | 10 | 1 | NATURAL GAS | NATURAL GAS | 209 | Natural Gas |  |  | 5.1 | E6FT3 | N | 6 | 5 | 26 | 0 | 0 | 0
1200549 | MARINE BIOLOGICAL LABORATORY |  | 18 MBL ST |  | FALMOUTH | MA | 025430000 | 7 MBL STREET |  | FALMOUTH | MA | 025430000 | N | PRIVATE | NM25 | MARINE BIOLOGICAL LABORATORY | 5082893705X7454 | rcutler@mbl.edu | JAMES | MARCELLO | 5082897424 | jmarcello@mbl.edu | JAMES | MARCELLO | 5082897424 | jmarcello@mbl.edu | 5 | BOILER #1-WEBSTER J-62G-15 3.9 MMBTU/HR NAT GAS |  | BOILER | WEBSTER, TRANE, PUI | JB2G-15, 30, SFHFC55E, 250-N225A-TP | 1998-10-01 | 2011 | 10.92 | 1 | BOILER #1-WEBSTER J62G-15 NATURAL GAS B5+6 | NATURAL GAS | 209 | Natural Gas |  |  | 1 | E6FT3 | N | 24 | 7 | 36 | 8 | 5 | 20
1200554 | ANIMAL RESCUE LEAGUE OF NEW BEDFORD |  | VENTURA DR |  | DARTMOUTH | MA | 027140000 | 31VENTURA DR |  | DARTMOUTH | MA | 027140000 | N | PRIVATE | SM25 | ANIMAL RESCUE LEAGUE OF NEW BEDFORD | 5089956661 | Mventura@hsssc.org | MELINDA | VENTURA | 5089956661 | Mventura@hsssc.org | MELINDA A | VENTURA | 5089956661 | Mventura@hsssc.org | 1 | 1 |  | INCINERATOR | JARVIS INCINERATOR CO. | P-200 | 2000-01-01 | 2008 | 1400 | 1 | NAT GAS | NATURAL GAS | 209 | Natural Gas |  |  | 1.89 | E6FT3 | N | 3 | 3 | 50 | 3 | 3 | 22
1200555 | WOODS HOLE OCEAN INSTITUTE |  | 360 WOODS HOLE RD |  | FALMOUTH | MA | 025400000 | 86 WATER STREET |  | WOODS HOLE | MA | 025431047 | N | PRIVATE | NM25 | WOODS HOLE OCEAN INSTITUTION | 5082892702 | dderosier@whoi.edu | EMILY | SCHORER | 5082893562 | eschorer@whoi.edu | DAVID | DEROSIER | 5082892289 | dderosier@whoi.edu | 1 | BOILER #1-CLEAVER BROOKS CB100X-300 DUAL FUEL |  | BOILER | UNKNOWN | UNKNOWN | 1974-03-12 | 2011 | 12.553 | 1 | BOILER #1-CLEAVER BROOKS CB100X-300 #2 OIL-0.3S | NO.2 | 58 | Distillate Oil (No. 2) | 0.3 | 0 | 0 | E3GAL | N | 24 | 7 | 52 | 24 | 7 | 22
1200555 | WOODS HOLE OCEAN INSTITUTE |  | 360 WOODS HOLE RD |  | FALMOUTH | MA | 025400000 | 86 WATER STREET |  | WOODS HOLE | MA | 025431047 | N | PRIVATE | NM25 | WOODS HOLE OCEAN INSTITUTION | 5082892702 | dderosier@whoi.edu | EMILY | SCHORER | 5082893562 | eschorer@whoi.edu | DAVID | DEROSIER | 5082892289 | dderosier@whoi.edu | 1 | BOILER #1-CLEAVER BROOKS CB100X-300 DUAL FUEL |  | BOILER | UNKNOWN | UNKNOWN | 1974-03-12 | 2011 | 12.553 | 2 | BOILER #1-CLEAVER BROOKS CB100X-300 NATURAL GAS | NATURAL GAS | 209 | Natural Gas |  |  | 14.6038 | E6FT3 | N | 24 | 7 | 52 | 24 | 7 | 22
1200555 | WOODS HOLE OCEAN INSTITUTE |  | 360 WOODS HOLE RD |  | FALMOUTH | MA | 025400000 | 86 WATER STREET |  | WOODS HOLE | MA | 025431047 | N | PRIVATE | NM25 | WOODS HOLE OCEAN INSTITUTION | 5082892702 | dderosier@whoi.edu | EMILY | SCHORER | 5082893562 | eschorer@whoi.edu | DAVID | DEROSIER | 5082892289 | dderosier@whoi.edu | 2 | BOILER-#2-CLEAVER BROOKS CB100X-300 #2 OIL-0.3S |  | BOILER | UNKNOWN | UNKNOWN | 1974-03-12 | 2011 | 12.553 | 1 | BOILER #2-CLEAVER BROOKS CB100X-300 #2 OIL 0.3S | NO.2 | 58 | Distillate Oil (No. 2) | 0.3 | 0 | 0 | E3GAL | N | 24 | 7 | 52 | 24 | 7 | 22
1200555 | WOODS HOLE OCEAN INSTITUTE |  | 360 WOODS HOLE RD |  | FALMOUTH | MA | 025400000 | 86 WATER STREET |  | WOODS HOLE | MA | 025431047 | N | PRIVATE | NM25 | WOODS HOLE OCEAN INSTITUTION | 5082892702 | dderosier@whoi.edu | EMILY | SCHORER | 5082893562 | eschorer@whoi.edu | DAVID | DEROSIER | 5082892289 | dderosier@whoi.edu | 2 | BOILER-#2-CLEAVER BROOKS CB100X-300 #2 OIL-0.3S |  | BOILER | UNKNOWN | UNKNOWN | 1974-03-12 | 2011 | 12.553 | 2 | BOILER #2-CLEAVER BROOKS CB100X-300 NATURAL GAS | NATURAL GAS | 209 | Natural Gas |  |  | 14.6038 | E6FT3 | N | 24 | 7 | 52 | 24 | 7 | 22
1200555 | WOODS HOLE OCEAN INSTITUTE |  | 360 WOODS HOLE RD |  | FALMOUTH | MA | 025400000 | 86 WATER STREET |  | WOODS HOLE | MA | 025431047 | N | PRIVATE | NM25 | WOODS HOLE OCEAN INSTITUTION | 5082892702 | dderosier@whoi.edu | EMILY | SCHORER | 5082893562 | eschorer@whoi.edu | DAVID | DEROSIER | 5082892289 | dderosier@whoi.edu | 3 | CENTRAL ENERGY PLANT BOILER 3 |  | BOILER | UNKNOWN | UNKNOWN | 2004-09-09 | 2011 | 12.247 | 1 | DISTILLATE OIL | NO.2 | 58 | Distillate Oil (No. 2) | 0.0015 | 0.2 | 0 | E3GAL | Y | 24 | 7 | 52 | 24 | 7 | 22
1200555 | WOODS HOLE OCEAN INSTITUTE |  | 360 WOODS HOLE RD |  | FALMOUTH | MA | 025400000 | 86 WATER STREET |  | WOODS HOLE | MA | 025431047 | N | PRIVATE | NM25 | WOODS HOLE OCEAN INSTITUTION | 5082892702 | dderosier@whoi.edu | EMILY | SCHORER | 5082893562 | eschorer@whoi.edu | DAVID | DEROSIER | 5082892289 | dderosier@whoi.edu | 3 | CENTRAL ENERGY PLANT BOILER 3 |  | BOILER | UNKNOWN | UNKNOWN | 2004-09-09 | 2011 | 12.247 | 2 | NATURAL GAS | NATURAL GAS | 209 | Natural Gas |  |  | 14.6038 | E6FT3 | Y | 24 | 7 | 52 | 24 | 7 | 22
1200555 | WOODS HOLE OCEAN INSTITUTE |  | 360 WOODS HOLE RD |  | FALMOUTH | MA | 025400000 | 86 WATER STREET |  | WOODS HOLE | MA | 025431047 | N | PRIVATE | NM25 | WOODS HOLE OCEAN INSTITUTION | 5082892702 | dderosier@whoi.edu | EMILY | SCHORER | 5082893562 | eschorer@whoi.edu | DAVID | DEROSIER | 5082892289 | dderosier@whoi.edu | 9 | STATIONARY DIESEL FUEL FIRED GENERATORS | 7 | ENGINE | VARIES | VARIES | 1990-01-01 | 2011 | 15.77 | 1 | DIESEL | DIESEL | 44 | DIESEL | 0.0015 | 0.2 | 1.288 | E3GAL | Y | 24 | 7 | 52 | 24 | 7 | 22
1200569 | SANDWICH HIGH SCHOOL |  | QUAKER MEETING HOUSE RD |  | SANDWICH | MA | 025630000 | QUAKER MEETING HOUSE RD |  | SANDWICH | MA | 025630000 | Y | LOCAL GOVERNMENT | NM50 | SANDWICH JUNIOR SENIOR HIGH SCHOOL | 5088881054X12 | ahall@sandwich.k12.ma.us | ALAN | HALL | 5088881054 | ahall@sandwich.k12.ma.us | ALAN | HALL | 5088881054X12 | ahall@sandwich.k12.ma.us | 2 | BOILER STACK1 |  | BOILER | HB SMITH | 28A | 2001-01-01 | 2011 | 3897 | 1 | NAT GAS | NATURAL GAS | 209 | Natural Gas |  |  | 0.004 | E6FT3 | N | 24 | 7 | 24 | 24 | 7 | 12
1200569 | SANDWICH HIGH SCHOOL |  | QUAKER MEETING HOUSE RD |  | SANDWICH | MA | 025630000 | QUAKER MEETING HOUSE RD |  | SANDWICH | MA | 025630000 | Y | LOCAL GOVERNMENT | NM50 | SANDWICH JUNIOR SENIOR HIGH SCHOOL | 5088881054X12 | ahall@sandwich.k12.ma.us | ALAN | HALL | 5088881054 | ahall@sandwich.k12.ma.us | ALAN | HALL | 5088881054X12 | ahall@sandwich.k12.ma.us | 4 | BOILER STACK 4 |  | BOILER | CLEAVER BROOKS | JB1G-07-R4414OL-M20 | 1975-01-01 | 2011 | 2000 | 1 | NAT GAS | NATURAL GAS | 209 | Natural Gas |  |  | 0.0133 | E6FT3 | N | 24 | 7 | 52 | 24 | 7 | 12
1200569 | SANDWICH HIGH SCHOOL |  | QUAKER MEETING HOUSE RD |  | SANDWICH | MA | 025630000 | QUAKER MEETING HOUSE RD |  | SANDWICH | MA | 025630000 | Y | LOCAL GOVERNMENT | NM50 | SANDWICH JUNIOR SENIOR HIGH SCHOOL | 5088881054X12 | ahall@sandwich.k12.ma.us | ALAN | HALL | 5088881054 | ahall@sandwich.k12.ma.us | ALAN | HALL | 5088881054X12 | ahall@sandwich.k12.ma.us | 5 | BOILER STACK 5 |  | BOILER | CLEAVER BROOKS | JB1G-07-R4140L-M20 | 1975-01-01 | 2011 | 3897 | 1 | NAT GAS | NATURAL GAS | 209 | Natural Gas |  |  | 0.04 | E6FT3 | Y | 24 | 7 | 52 | 24 | 7 | 22
1200569 | SANDWICH HIGH SCHOOL |  | QUAKER MEETING HOUSE RD |  | SANDWICH | MA | 025630000 | QUAKER MEETING HOUSE RD |  | SANDWICH | MA | 025630000 | Y | LOCAL GOVERNMENT | NM50 | SANDWICH JUNIOR SENIOR HIGH SCHOOL | 5088881054X12 | ahall@sandwich.k12.ma.us | ALAN | HALL | 5088881054 | ahall@sandwich.k12.ma.us | ALAN | HALL | 5088881054X12 | ahall@sandwich.k12.ma.us | 6 | BOILERSTACK 6 |  | ENGINE | KOHLER | 250R071 | 1975-01-01 | 2011 | 200 | 1 | DIESEL | DIESEL | 44 | DIESEL | 0.2 | 0 | 0.0001 | E3GAL | N | 1 | 1 | 52 | 24 | 7 | 12
1200570 | VERIZON MASSACHUSETTS |  | 326 NORTH MAIN ST |  | FALL RIVER | MA | 027200000 | VERIZON C/O WILLIAM IRWIN | 2 HAMPSHIRE ST. - 3RD FLOOR | LAWRENCE | MA | 018400000 | N | UTILITY | NM25 | VERIZON NEW ENGLAND INC | 6175129182 | b.irwin@verizon.com | WILLIAM | IRWIN | 6175129182 | b.irwin@verizon.com | WILLIAM | IRWIN | 6175129182 | b.irwin@verizon.com | 1 | EMER GEN #1 - SOLAR T1020S-8 JET KEROSENE |  | TURBINE GENERATOR | SOLAR | T1020S-8 | 1975-01-01 | 2009 | 12.83 | 1 | EMER GEN #1 - SOLAR T1020S-8 JET KEROSENE | JET FUEL | 159 | Jet Fuel | 0.05 | 0 | 282.15 | E6BTU | N | 1 | 1 | 12 | 1 | 1 | 5
1200610 | CARVER MARION WAREHAM REGIONAL REFUSE |  | 118 FEDERAL RD |  | CARVER | MA | 023300000 | COVANTA SEMASS LP | 141 CRANBERRY HWY | WEST WAREHAM | MA | 025760000 | Y | LOCAL GOVERNMENT | SM50 | COVANTA ENERGY | 5082914435 | wcampbell@covantaenergy.com | MARK | DAVIS | 5082914464 | mdavis@covantaenergy.com | WILLIAM | CAMPBELL | 5082914435 | wcampbell@covantaenergy.com | 1 | CMW LANDFILL GAS FLARE |  | LANDFILL GAS FLARE | LFG SPECIALTIES | PCFT 62216 | 2008-12-31 | 2011 | 22.5 | 1 | LANDFILL GAS | LANDFILL GAS | 502 | LANDFILL GAS | 0.1 |  | 139.4062 | E6FT3 | Y | 24 | 7 | 52 | 24 | 7 | 22
1200610 | CARVER MARION WAREHAM REGIONAL REFUSE |  | 118 FEDERAL RD |  | CARVER | MA | 023300000 | COVANTA SEMASS LP | 141 CRANBERRY HWY | WEST WAREHAM | MA | 025760000 | Y | LOCAL GOVERNMENT | SM50 | COVANTA ENERGY | 5082914435 | wcampbell@covantaenergy.com | MARK | DAVIS | 5082914464 | mdavis@covantaenergy.com | WILLIAM | CAMPBELL | 5082914435 | wcampbell@covantaenergy.com | 1 | CMW LANDFILL GAS FLARE |  | LANDFILL GAS FLARE | LFG SPECIALTIES | PCFT 62216 | 2008-12-31 | 2011 | 22.5 | 2 | PROPANE | LANDFILL GAS | 502 | LANDFILL GAS | 0.1 |  | 0.0004 | E6FT3 | Y | 24 | 7 | 52 | 24 | 7 | 22
1200610 | CARVER MARION WAREHAM REGIONAL REFUSE |  | 118 FEDERAL RD |  | CARVER | MA | 023300000 | COVANTA SEMASS LP | 141 CRANBERRY HWY | WEST WAREHAM | MA | 025760000 | Y | LOCAL GOVERNMENT | SM50 | COVANTA ENERGY | 5082914435 | wcampbell@covantaenergy.com | MARK | DAVIS | 5082914464 | mdavis@covantaenergy.com | WILLIAM | CAMPBELL | 5082914435 | wcampbell@covantaenergy.com | 3 | DIESEL GENERATORS/PUMPS | 3 | ENGINE | VARIOUS | VARIOUS | 1995-01-01 | 2011 | 20.55 | 1 | DISTILLATE FUEL OIL | DIESEL | 44 | DIESEL | 0.05 |  | 0.383 | E3GAL | N | 12 | 7 | 52 | 12 | 7 | 22
1200614 | BOURNE LANDFILL |  | GEN MACARTHUR BLVD |  | BOURNE | MA | 025320000 | 24 PERRY AVENUE |  | BUZZARDS BAY | MA | 025320000 | Y | LOCAL GOVERNMENT | NM50 | TOWN OF BOURNE | 5087590600 | tguerino@townofbourne.com | DANIEL | BARRETT | 5087590651 | dbarrett@townofbourne.com | THOMAS | YERANSIAN | 5083393074 | tyeransian@crmcx.com | 1 | LANDFILL GAS FLARE - BIOGAS |  | FLARE | PARNEL | 36 MMBTU PER HOUR LFG | 2000-12-01 | 2011 | 36 | 1 | LANDFILL GAS FLARE - PARNELL BIOGAS | LANDFILL GAS | 502 | LANDFILL GAS | 0 | 0 | 233037 | E6BTU | Y | 24 | 7 | 52 | 24 | 7 | 22
1200616 | PLAINVILLE GENERATING |  | 3 BELCHER ST |  | PLAINVILLE | MA | 027620000 | 3 BELCHER ST |  | PLAINVILLE | MA | 027620000 | N | PRIVATE | OP3 | PLAINVILLE GENERATING COMPANY LLC | 5086953252 | Cody.Hallett@lorussocorp.com | RANDY | STILWELL | 5086953252 | Randy.Stilwell@lorussocorp.com | RANDY | STILWELL | 5086953252 | Randy.Stilwell@lorussocorp.com | 1 | CATERPILLAR GENERATOR #1 |  | ENGINE | CATERPILLAR | G3516 LE | 2002-08-01 | 2011 | 10 | 1 | GENERATOR #1-CATERPILLAR #G3516LE LANDFILL GAS | LANDFILL GAS | 502 | LANDFILL GAS | 0 |  | 0 | E6BTU | N | 0 | 0 | 0 | 0 | 0 | 0
1200616 | PLAINVILLE GENERATING |  | 3 BELCHER ST |  | PLAINVILLE | MA | 027620000 | 3 BELCHER ST |  | PLAINVILLE | MA | 027620000 | N | PRIVATE | OP3 | PLAINVILLE GENERATING COMPANY LLC | 5086953252 | Cody.Hallett@lorussocorp.com | RANDY | STILWELL | 5086953252 | Randy.Stilwell@lorussocorp.com | RANDY | STILWELL | 5086953252 | Randy.Stilwell@lorussocorp.com | 2 | CATERPILLAR GENERATOR #2 |  | ENGINE | CATERPILLAR | G3516 LE | 2002-08-01 | 2011 | 10 | 1 | GENERATOR #2-CATERPILLAR #G3516LE LANDFILL GAS | LANDFILL GAS | 502 | LANDFILL GAS | 0 |  | 12279.3 | E6BTU | N | 22 | 7 | 9 | 0 | 0 | 0
1200616 | PLAINVILLE GENERATING |  | 3 BELCHER ST |  | PLAINVILLE | MA | 027620000 | 3 BELCHER ST |  | PLAINVILLE | MA | 027620000 | N | PRIVATE | OP3 | PLAINVILLE GENERATING COMPANY LLC | 5086953252 | Cody.Hallett@lorussocorp.com | RANDY | STILWELL | 5086953252 | Randy.Stilwell@lorussocorp.com | RANDY | STILWELL | 5086953252 | Randy.Stilwell@lorussocorp.com | 3 | CATERPILLAR GENERATOR #3 |  | ENGINE | CATERPILLAR | G3516 LE | 2002-08-01 | 2011 | 10 | 1 | GENERATOR #3-CATERPILLAR #G3516LE LANDFILL GAS | LANDFILL GAS | 502 | LANDFILL GAS | 0 |  | 37051.3 | E6BTU | N | 22 | 7 | 30 | 21 | 7 | 12
1200616 | PLAINVILLE GENERATING |  | 3 BELCHER ST |  | PLAINVILLE | MA | 027620000 | 3 BELCHER ST |  | PLAINVILLE | MA | 027620000 | N | PRIVATE | OP3 | PLAINVILLE GENERATING COMPANY LLC | 5086953252 | Cody.Hallett@lorussocorp.com | RANDY | STILWELL | 5086953252 | Randy.Stilwell@lorussocorp.com | RANDY | STILWELL | 5086953252 | Randy.Stilwell@lorussocorp.com | 4 | CATERPILLAR GENERATOR #4 |  | ENGINE | CATERPILLAR | G3516 LE | 2002-08-01 | 2011 | 10 | 1 | GENERATOR #4-CATERPILLAR #G3516LE LANDFILL GAS | LANDFILL GAS | 502 | LANDFILL GAS | 0 |  | 57905.4 | E6BTU | N | 22 | 7 | 50 | 23 | 7 | 20
1200616 | PLAINVILLE GENERATING |  | 3 BELCHER ST |  | PLAINVILLE | MA | 027620000 | 3 BELCHER ST |  | PLAINVILLE | MA | 027620000 | N | PRIVATE | OP3 | PLAINVILLE GENERATING COMPANY LLC | 5086953252 | Cody.Hallett@lorussocorp.com | RANDY | STILWELL | 5086953252 | Randy.Stilwell@lorussocorp.com | RANDY | STILWELL | 5086953252 | Randy.Stilwell@lorussocorp.com | 5 | CATERPILLAR GENERATOR #5 |  | ENGINE | CATERPILLAR | G3516 LE | 2002-08-01 | 2011 | 10 | 1 | GENERATOR #5-CATERPILLAR #G3516LE LANDFILL GAS | LANDFILL GAS | 502 | LANDFILL GAS | 0 |  | 59822.8 | E6BTU | N | 21 | 7 | 50 | 21 | 7 | 22
1200616 | PLAINVILLE GENERATING |  | 3 BELCHER ST |  | PLAINVILLE | MA | 027620000 | 3 BELCHER ST |  | PLAINVILLE | MA | 027620000 | N | PRIVATE | OP3 | PLAINVILLE GENERATING COMPANY LLC | 5086953252 | Cody.Hallett@lorussocorp.com | RANDY | STILWELL | 5086953252 | Randy.Stilwell@lorussocorp.com | RANDY | STILWELL | 5086953252 | Randy.Stilwell@lorussocorp.com | 6 | CATERPILLAR GENERATOR #6 |  | ENGINE | CATERPILLAR | G3516 LE | 2002-08-01 | 2011 | 10 | 1 | GENERATOR #6-CATERPILLAR #G3516LE LANDFILL GAS | LANDFILL GAS | 502 | LANDFILL GAS | 0 |  | 52844.9 | E6BTU | N | 21 | 7 | 44 | 20 | 7 | 22
1200616 | PLAINVILLE GENERATING |  | 3 BELCHER ST |  | PLAINVILLE | MA | 027620000 | 3 BELCHER ST |  | PLAINVILLE | MA | 027620000 | N | PRIVATE | OP3 | PLAINVILLE GENERATING COMPANY LLC | 5086953252 | Cody.Hallett@lorussocorp.com | RANDY | STILWELL | 5086953252 | Randy.Stilwell@lorussocorp.com | RANDY | STILWELL | 5086953252 | Randy.Stilwell@lorussocorp.com | 7 | CATERPILLAR GENERATOR #7 |  | ENGINE | CATERPILLAR | G3516 LE | 2002-08-01 | 2011 | 10 | 1 | GENERATOR #7-CATERPILLAR #G3516L3 LANDFILL GAS | LANDFILL GAS | 502 | LANDFILL GAS | 0 |  | 60839.2 | E6BTU | N | 22 | 7 | 50 | 20 | 7 | 22
1200619 | ACUSHNET COMPANY - BALL PLANT III |  | 215 DUCHAINE BLVD |  | NEW BEDFORD | MA | 027450000 | PO BOX 965 |  | FAIRHAVEN | MA | 027190965 | N | PRIVATE | SM80-7 | ACUSHNET CO | 5089792000 | daniel_gendreau@acushnetgolf.com | DANIEL | GENDREAU | 5089108800 | daniel_gendreau@acushnetgolf.com | DANIEL | KIRICHOK | 5089108831 | daniel_kirichok@acushnetgolf.com | 2 | BOILER #1 AND #2- HURST S2000-200-8 NATURAL GAS |  | BOILER | HURST | S2000-200-8 | 2002-10-01 | 2009 | 16.8 | 1 | BOILER #1- HURST S2000-200-8 NATURAL GAS | NATURAL GAS | 209 | Natural Gas |  |  | 101.68 | E6FT3 | N | 24 | 7 | 52 | 24 | 7 | 22
1200620 | ISLAND ROAD MATERIALS INC |  | BUNKER RD |  | NANTUCKET | MA | 025540000 | PO BOX 717 |  | HUDSON | MA | 017490000 | N | PRIVATE | SM25 | ISLAND ROAD MATERIALS INC | 9785628977 | Victor@Victorbrandon.com | VICTOR | PETKAUSKOS | 5083677499 | Victor@Victorbrandon.com | CHRISTINE | GIBBONS | 5084352600X2 | chris@ETG-engineering.com | 1 | ASPHALT BURNER- HAUCK ECOSTAR 25 2 OIL 0.0015 S |  | BURNER | HAUCK | ECOSTAR 25 | 2008-02-01 | 2011 | 36 | 1 | ASPHALT BURNER- HAUCK ECOSTAR 25 2 OIL0.0015 S | NO.2 | 58 | Distillate Oil (No. 2) | 0.0015 | 0.1 | 31.9653 | E3GAL | N | 16 | 5 | 40 | 16 | 5 | 22
1200622 | VERIZON MASSACHUSETTS |  | 385 MYLES STANDISH BLVD |  | TAUNTON | MA | 027800000 | VERIZON C/O WILLIAM IRWIN | 2 HAMPSHIRE ST. | LAWRENCE | MA | 018400000 | N | UTILITY | NM25 | VERIZON NEW ENGLAND INC | 6175129182 | b.irwin@verizon.com | WILLIAM | IRWIN | 6175129182 | b.irwin@verizon.com | WILLIAM | IRWIN | 6175129182 | b.irwin@verizon.com | 1 | EMER GEN #1- CATERPILLAR 3512 NO 2 OIL |  | GENERATOR | CATERPILLAR | 3512 | 1995-01-01 | 2009 | 12.4 | 1 | EMER GEN #1- CATERPILLAR 3512 NO 2 OIL | DIESEL | 44 | DIESEL | 0.05 | 0 | 1.339 | E3GAL | N | 2 | 1 | 12 | 3 | 1 | 5
1200624 | COMMONWEALTH NEW BEDFORD ENERGY LLC |  | 300 SAMUEL BARNET BLVD N |  | DARTMOUTH | MA | 027140000 | 7 WINSLOW WAY |  | MANSFIELD | MA | 020480000 | N | PRIVATE | OP3 | COMMONWEALTH NEW BEDFORD ENERGY LLC | 5083393074 | tyeransian@crmcx.com | THOMAS | YERANSIAN | 5083393074 | tyeransian@crmcx.com | THOMAS | YERANSIAN | 5083393074 | tyeransian@crmcx.com | 1 | ENGINE 1 |  | ENGINE | CATERPILLAR | G3516 | 2005-11-01 | 2011 | 10.07 | 1 | LANDFILL GAS | LANDFILL GAS | 502 | LANDFILL GAS | 0.02 |  | 81513 | E6BTU | Y | 24 | 7 | 52 | 24 | 7 | 22
1200624 | COMMONWEALTH NEW BEDFORD ENERGY LLC |  | 300 SAMUEL BARNET BLVD N |  | DARTMOUTH | MA | 027140000 | 7 WINSLOW WAY |  | MANSFIELD | MA | 020480000 | N | PRIVATE | OP3 | COMMONWEALTH NEW BEDFORD ENERGY LLC | 5083393074 | tyeransian@crmcx.com | THOMAS | YERANSIAN | 5083393074 | tyeransian@crmcx.com | THOMAS | YERANSIAN | 5083393074 | tyeransian@crmcx.com | 2 | ENGINE 2 |  | ENGINE | CATERPILLAR | G3516 | 2005-11-01 | 2011 | 10.07 | 1 | LANDFILL GAS | LANDFILL GAS | 502 | LANDFILL GAS | 0.02 |  | 76809 | E6BTU | Y | 24 | 7 | 52 | 24 | 7 | 22
1200624 | COMMONWEALTH NEW BEDFORD ENERGY LLC |  | 300 SAMUEL BARNET BLVD N |  | DARTMOUTH | MA | 027140000 | 7 WINSLOW WAY |  | MANSFIELD | MA | 020480000 | N | PRIVATE | OP3 | COMMONWEALTH NEW BEDFORD ENERGY LLC | 5083393074 | tyeransian@crmcx.com | THOMAS | YERANSIAN | 5083393074 | tyeransian@crmcx.com | THOMAS | YERANSIAN | 5083393074 | tyeransian@crmcx.com | 3 | ENGINE 3 |  | ENGINE | CATERPILLAR | G3516 | 2005-11-01 | 2011 | 10.07 | 1 | LANDFILL GAS | LANDFILL GAS | 502 | LANDFILL GAS | 0.02 |  | 54427 | E6BTU | Y | 24 | 7 | 52 | 24 | 7 | 22
1200624 | COMMONWEALTH NEW BEDFORD ENERGY LLC |  | 300 SAMUEL BARNET BLVD N |  | DARTMOUTH | MA | 027140000 | 7 WINSLOW WAY |  | MANSFIELD | MA | 020480000 | N | PRIVATE | OP3 | COMMONWEALTH NEW BEDFORD ENERGY LLC | 5083393074 | tyeransian@crmcx.com | THOMAS | YERANSIAN | 5083393074 | tyeransian@crmcx.com | THOMAS | YERANSIAN | 5083393074 | tyeransian@crmcx.com | 4 | ENGINE 4 |  | LANDFILL GAS TO ENERGY FACILITY | CATERPILLAR | G3516 | 2005-11-01 | 2011 | 10.07 | 1 | LANDFILL GAS | LANDFILL GAS | 502 | LANDFILL GAS | 0.02 |  | 63946 | E6BTU | Y | 24 | 7 | 52 | 24 | 7 | 22
1200638 | VICTOR INNOVATIVE TEXTILES LLC |  | 81 COMMERCE DR |  | FALL RIVER | MA | 027210000 | 81 COMMERCE DR |  | FALL RIVER | MA | 027200000 | N | PRIVATE | SM80-7 | VICTOR INNOVATIVE TEXTILES LLC | 5086462431 | angelo.nicolosi@victorgroup.com | ANGELO | NICOLOSI | 5086462431 | angelo.nicolosi@victorgroup.com | ANGELO | NICOLOSI | 5086462431 | angelo.nicolosi@victorgroup.com | 9 | SPACE AND HOT WATER HEATERS | 21 | NG FIRED SPACE AND WATER HEATERS | VARIOUS | VARIOUS | 2005-01-01 | 2009 | 21.2 | 1 | NATURAL GAS | NATURAL GAS | 209 | Natural Gas |  |  | 11.8 | E6FT3 | N | 24 | 7 | 39 | 0 | 0 | 0
1200638 | VICTOR INNOVATIVE TEXTILES LLC |  | 81 COMMERCE DR |  | FALL RIVER | MA | 027210000 | 81 COMMERCE DR |  | FALL RIVER | MA | 027200000 | N | PRIVATE | SM80-7 | VICTOR INNOVATIVE TEXTILES LLC | 5086462431 | angelo.nicolosi@victorgroup.com | ANGELO | NICOLOSI | 5086462431 | angelo.nicolosi@victorgroup.com | ANGELO | NICOLOSI | 5086462431 | angelo.nicolosi@victorgroup.com | 13 | OVEN 1 - MARSHALL AND WILLIAMS |  | OVEN | MARSHALL & WILLIAMS | 2000 | 2008-06-01 | 2009 | 15 | 1 | NATURAL GAS | NATURAL GAS | 209 | Natural Gas |  |  | 2.0053 | E6FT3 | N | 24 | 6 | 52 | 24 | 6 | 22
1200638 | VICTOR INNOVATIVE TEXTILES LLC |  | 81 COMMERCE DR |  | FALL RIVER | MA | 027210000 | 81 COMMERCE DR |  | FALL RIVER | MA | 027200000 | N | PRIVATE | SM80-7 | VICTOR INNOVATIVE TEXTILES LLC | 5086462431 | angelo.nicolosi@victorgroup.com | ANGELO | NICOLOSI | 5086462431 | angelo.nicolosi@victorgroup.com | ANGELO | NICOLOSI | 5086462431 | angelo.nicolosi@victorgroup.com | 14 | OVEN 2 - BABCOCK AND WILCOX |  | OVEN | BABCOCK & WILCOX | BABCO-STAR | 2008-06-01 | 2009 | 15 | 1 | NATURAL GAS | NATURAL GAS | 209 | Natural Gas |  |  | 0.183 | E6FT3 | N | 24 | 6 | 52 | 24 | 6 | 22
1200644 | VERIZON MASSACHUSETTS |  | 180 COURT ST |  | BROCKTON | MA | 023010000 | VERIZON C/O WILLIAM IRWIN | 2 HAMPSHIRE ST. | LAWRENCE | MA | 018400000 | N | UTILITY | NM25 | VERIZON NEW ENGLAND INC | 6175129182 | b.irwin@verizon.com | WILLIAM | IRWIN | 6175129182 | b.irwin@verizon.com | WILLIAM | IRWIN | 6175129182 | b.irwin@verizon.com | 3 | EMER GEN #1- CATERPILLAR DIESEL |  | GENERATOR | CATERPILLAR | CAT 3512B | 2005-08-25 | 2009 | 10 | 1 | EMER GEN #1- CATERPILLAR DIESEL | KEROSENE | 162 | KEROSENE | 0.5 | 0 | 110 | E6BTU | N | 1 | 1 | 12 | 1 | 1 | 5
1200644 | VERIZON MASSACHUSETTS |  | 180 COURT ST |  | BROCKTON | MA | 023010000 | VERIZON C/O WILLIAM IRWIN | 2 HAMPSHIRE ST. | LAWRENCE | MA | 018400000 | N | UTILITY | NM25 | VERIZON NEW ENGLAND INC | 6175129182 | b.irwin@verizon.com | WILLIAM | IRWIN | 6175129182 | b.irwin@verizon.com | WILLIAM | IRWIN | 6175129182 | b.irwin@verizon.com | 4 | EMER GEN #2 - CATERPILLAR DIESEL |  | GENERATOR | CATERPILLAR | CAT 3512B | 2005-08-25 | 2009 | 10 | 1 | EMER GEN #2 - CATERPILLAR DIESEL | KEROSENE | 162 | KEROSENE | 0.5 | 0 | 90 | E6BTU | N | 1 | 1 | 12 | 1 | 1 | 5
1200646 | NEW BEDFORD HIGH SCHOOL |  | 230 HATHAWAY BLVD |  | NEW BEDFORD | MA | 027400000 | 455 COUNTY STREET |  | NEW BEDFORD | MA | 027400000 | Y | LOCAL GOVERNMENT | NM50 | NEW BEDFORD HIGH SCHOOL | 5089974511X3265 | DBROWN@newbedfordpublicschools.org | DEBORAH | BROWN | 5089974511 | DBROWN@newbedfordpublicschools.org | DEBORAH | BROWN | 5089974511X3265 | DBROWN@newbedfordpublicschools.org | 1 | BOILER #1-CLEAVER BROOKS CB438X-400 16.738 MMBTU |  | BOILER | CLEAVER BROOKS | 438X-400 | 1971-01-01 | 2011 | 16.738 | 1 | BOILER #1-NATURAL GAS | NATURAL GAS | 209 | Natural Gas |  |  | 7.51 | E6FT3 | N | 24 | 7 | 39 | 8 | 7 | 8
1200646 | NEW BEDFORD HIGH SCHOOL |  | 230 HATHAWAY BLVD |  | NEW BEDFORD | MA | 027400000 | 455 COUNTY STREET |  | NEW BEDFORD | MA | 027400000 | Y | LOCAL GOVERNMENT | NM50 | NEW BEDFORD HIGH SCHOOL | 5089974511X3265 | DBROWN@newbedfordpublicschools.org | DEBORAH | BROWN | 5089974511 | DBROWN@newbedfordpublicschools.org | DEBORAH | BROWN | 5089974511X3265 | DBROWN@newbedfordpublicschools.org | 2 | BOILER #2-CLEAVER BROOKS CB438X-400 16.738 MMBTU |  | BOILER | CLEAVER BROOKS | 438X-4000 | 1971-01-01 | 2011 | 16.738 | 1 | BOILER #2-NATURAL GAS | NATURAL GAS | 209 | Natural Gas |  |  | 7.51 | E6FT3 | N | 24 | 7 | 39 | 8 | 7 | 8
1200646 | NEW BEDFORD HIGH SCHOOL |  | 230 HATHAWAY BLVD |  | NEW BEDFORD | MA | 027400000 | 455 COUNTY STREET |  | NEW BEDFORD | MA | 027400000 | Y | LOCAL GOVERNMENT | NM50 | NEW BEDFORD HIGH SCHOOL | 5089974511X3265 | DBROWN@newbedfordpublicschools.org | DEBORAH | BROWN | 5089974511 | DBROWN@newbedfordpublicschools.org | DEBORAH | BROWN | 5089974511X3265 | DBROWN@newbedfordpublicschools.org | 3 | BOILER #3-CLEAVER BROOKS CB438X-400 16.738 MMBTU |  | BOILER | CLEAVER BROOKS | 438X-400 | 1971-01-01 | 2011 | 16.738 | 1 | BOILER #3-NATURAL GAS | NATURAL GAS | 209 | Natural Gas |  |  | 7.51 | E6FT3 | N | 24 | 7 | 39 | 8 | 7 | 8
1200687 | RECYCLED ENERGY DEVELOPMENT LLC | RED-FRANKLIN LLC | 1199 WEST CENTRAL AVE |  | FRANKLIN | MA | 020380000 | 640 QUAIL RIDGE DR |  | WESTMONT | IL | 605590000 | N | PRIVATE | NM25 | FRANKLIN ENERGY CENTER LLC | 7148622586 | david.burney@epsway.com | DAVID | BURNEY | 7148622586 | david.burney@epsway.com | DAVID | BURNEY | 7148622586 | david.burney@epsway.com | 1 | 1 |  | ENGINE | JENBACHER | JGS 616 GS - N.L. | 2000-01-01 | 2008 | 20 | 1 | NATURAL GAS | NATURAL GAS | 209 | Natural Gas |  |  | 112.97 | E6FT3 | Y | 24 | 7 | 52 | 24 | 7 | 22
1200702 | PLYMOUTH NORTH HIGH |  | OBERY ST |  | PLYMOUTH | MA | 02360 | 10 OAK STREET |  | PLYMOUTH | MA | 023600000 | Y | LOCAL GOVERNMENT | NM99 | PLYMOUTH PUBLIC SCHOOLS | 5088304005 | amontrond@plymouth.k12.ma.us | ARTHUR | MONTROND | 5088304005 | amontrond@plymouth.k12.ma.us | ARTHUR | MONTROND | 5088304005 | amontrond@plymouth.k12.ma.us | 1 | 1 |  | BOILER | PACIFIC BOILER | W-226965 | 1990-01-01 | 2011 | 16 | 1 | BOILER #1 | NO.4 | 825 | Distillate Oil (No. 4) | 1 | 0 | 24.838 | E3GAL | N | 8 | 5 | 40 | 2 | 7 | 20
1200702 | PLYMOUTH NORTH HIGH |  | OBERY ST |  | PLYMOUTH | MA | 02360 | 10 OAK STREET |  | PLYMOUTH | MA | 023600000 | Y | LOCAL GOVERNMENT | NM99 | PLYMOUTH PUBLIC SCHOOLS | 5088304005 | amontrond@plymouth.k12.ma.us | ARTHUR | MONTROND | 5088304005 | amontrond@plymouth.k12.ma.us | ARTHUR | MONTROND | 5088304005 | amontrond@plymouth.k12.ma.us | 2 | 2 |  | BOILER | PACIFIC BOILER | W-22696 | 1990-01-01 | 2011 | 16 | 1 | BOILER #2 | NO.4 | 825 | Distillate Oil (No. 4) | 1 | 0 | 24.838 | E3GAL | N | 8 | 5 | 40 | 2 | 7 | 20
1200731 | SOUTH SCHOOL |  | 700 READ ST |  | SOMERSET | MA | 027263700 | 580 WHETSTONE HILL ROAD |  | SOMERSET | MA | 027260000 | Y | LOCAL GOVERNMENT | NM25 | SOUTH SCHOOL | 5086727828 | medeirosr@somerset.k12.ms.us | CARLOS | CAMPOS | 5083243100 | camposc@somerset.k12.ma.us | CARLOS | CAMPOS | 5083243180 | CAMPOSC@SOMERSET.K12.MA.US | 1 | BOILER #1-WEIL MCLAIN MOD 988 NATURAL GAS |  | BOILER | WEIL MCLAIN | 988 | 1983-07-01 | 2010 | 10 | 1 | BOILER #1-WEIL MCLAIN MOD 988 NATURAL GAS | NATURAL GAS | 209 | Natural Gas |  |  | 9 | E6FT3 | N | 5 | 5 | 40 | 0 | 0 | 0
1200731 | SOUTH SCHOOL |  | 700 READ ST |  | SOMERSET | MA | 027263700 | 580 WHETSTONE HILL ROAD |  | SOMERSET | MA | 027260000 | Y | LOCAL GOVERNMENT | NM25 | SOUTH SCHOOL | 5086727828 | medeirosr@somerset.k12.ms.us | CARLOS | CAMPOS | 5083243100 | camposc@somerset.k12.ma.us | CARLOS | CAMPOS | 5083243180 | CAMPOSC@SOMERSET.K12.MA.US | 2 | BOILER #2-H.B.SMITH NATURAL GAS |  | BOILER | H.B. SMITH | MILLS 44-440 | 1983-07-01 | 2010 | 10 | 1 | BOILER #2-H B SMITH NATURAL GAS | NATURAL GAS | 209 | Natural Gas |  |  | 9 | E6FT3 | N | 4 | 5 | 40 | 0 | 0 | 0
1200738 | TECH ETCH INC |  | 45 ALDRIN RD |  | PLYMOUTH | MA | 023600000 | 45 ALDRIN RD |  | PLYMOUTH | MA | 023600000 | N | PRIVATE | SM50 | TECH ETCH INC | 5087470300X3011 | GKEELER@TECH-ETCH.COM | GEORGE | KEELER | 5087470300 | GKEELER@TECH-ETCH.COM | DAVID | BRISBOIS | 5087470300X3095 | DBRISBOIS@TECH-ETCH.COM | 2 | COMBINED BOILERS #1, 2, 3 | 3 | BOILER | AJAX | HNG4000 | 2000-06-01 | 2011 | 10 | 1 | NATURAL GAS | NATURAL GAS | 209 | Natural Gas |  |  | 23.8 | E6FT3 | Y | 24 | 7 | 52 | 24 | 7 | 22
1200741 | BRISTOL PLYMOUTH REGIONAL TECH SCHOOL |  | 940 COUNTY ST |  | TAUNTON | MA | 027800000 | 940 COUNTY STREET |  | TAUNTON | MA | 027800000 | Y | LOCAL GOVERNMENT | NM50 | BRISTOL PLYMOUTH REGIONAL TECH | 5088235151X337 | jpeterson@bptech.org | STEPHEN | POELAERT | 5088235151 | spoelaert@bptech.org | STEPHEN | POELAERT | 5088235151X337 | spoelaert@bptech.org | 1 | BOILER #1-KEWANEE #M241525 DUAL FUEL 16.74 MMBTU |  | BOILER | KEWANEE | #M241525 | 1971-01-01 | 2011 | 17 | 1 | NATURAL GAS | NO.2 | 58 | Distillate Oil (No. 2) | 0.3 |  | 0 | E3GAL | N | 24 | 7 | 44 | 24 | 7 | 12
1200741 | BRISTOL PLYMOUTH REGIONAL TECH SCHOOL |  | 940 COUNTY ST |  | TAUNTON | MA | 027800000 | 940 COUNTY STREET |  | TAUNTON | MA | 027800000 | Y | LOCAL GOVERNMENT | NM50 | BRISTOL PLYMOUTH REGIONAL TECH | 5088235151X337 | jpeterson@bptech.org | STEPHEN | POELAERT | 5088235151 | spoelaert@bptech.org | STEPHEN | POELAERT | 5088235151X337 | spoelaert@bptech.org | 1 | BOILER #1-KEWANEE #M241525 DUAL FUEL 16.74 MMBTU |  | BOILER | KEWANEE | #M241525 | 1971-01-01 | 2011 | 17 | 2 | NATURAL GAS | NATURAL GAS | 209 | Natural Gas |  |  | 3.3591 | E6FT3 | N | 24 | 7 | 44 | 24 | 7 | 12
1200741 | BRISTOL PLYMOUTH REGIONAL TECH SCHOOL |  | 940 COUNTY ST |  | TAUNTON | MA | 027800000 | 940 COUNTY STREET |  | TAUNTON | MA | 027800000 | Y | LOCAL GOVERNMENT | NM50 | BRISTOL PLYMOUTH REGIONAL TECH | 5088235151X337 | jpeterson@bptech.org | STEPHEN | POELAERT | 5088235151 | spoelaert@bptech.org | STEPHEN | POELAERT | 5088235151X337 | spoelaert@bptech.org | 2 | BOILER #2-KEWANEE #M241526 DUAL FUEL 16.74 MMBTU |  | BOILER | KEWANEE | #M241526 | 1971-01-01 | 2011 | 17 | 1 | NATURAL GAS | NO.2 | 58 | Distillate Oil (No. 2) | 0.3 | 0 | 0 | E3GAL | N | 24 | 7 | 44 | 24 | 7 | 12
1200741 | BRISTOL PLYMOUTH REGIONAL TECH SCHOOL |  | 940 COUNTY ST |  | TAUNTON | MA | 027800000 | 940 COUNTY STREET |  | TAUNTON | MA | 027800000 | Y | LOCAL GOVERNMENT | NM50 | BRISTOL PLYMOUTH REGIONAL TECH | 5088235151X337 | jpeterson@bptech.org | STEPHEN | POELAERT | 5088235151 | spoelaert@bptech.org | STEPHEN | POELAERT | 5088235151X337 | spoelaert@bptech.org | 2 | BOILER #2-KEWANEE #M241526 DUAL FUEL 16.74 MMBTU |  | BOILER | KEWANEE | #M241526 | 1971-01-01 | 2011 | 17 | 2 | NATURAL GAS | NATURAL GAS | 209 | Natural Gas |  |  | 3.3591 | E6FT3 | N | 24 | 7 | 44 | 24 | 7 | 12
1200788 | WESTPORT MIDDLE SCHOOL |  | 400 OLD COUNTY RD |  | WESTPORT | MA | 027900000 | 17 MAIN ROAD |  | WESTPORT | MA | 027900000 | Y | LOCAL GOVERNMENT | NM25 | OMMUNITY SCHOOLS, WESTPORT C | 5086361101 | mduarte@westportschools.org | MICHAEL | DUARTE | 5086361101 | mduarte@westportschools.org | MICHAEL | DUARTE | 5086361101X1301 | mduarte@westportschools.org | 1 | BOILER #1-WEIL MCCLAIN NATURAL GAS |  | BOILER | WEIL MCCLAIN | BGL 1788W | 1989-01-01 | 2009 | 10 | 1 | NATURAL GAS | NATURAL GAS | 209 | Natural Gas |  |  | 1 | E6FT3 | N | 12 | 5 | 32 | 0 | 0 | 0
1200788 | WESTPORT MIDDLE SCHOOL |  | 400 OLD COUNTY RD |  | WESTPORT | MA | 027900000 | 17 MAIN ROAD |  | WESTPORT | MA | 027900000 | Y | LOCAL GOVERNMENT | NM25 | OMMUNITY SCHOOLS, WESTPORT C | 5086361101 | mduarte@westportschools.org | MICHAEL | DUARTE | 5086361101 | mduarte@westportschools.org | MICHAEL | DUARTE | 5086361101X1301 | mduarte@westportschools.org | 2 | BOILER #2-WEIL MCCLAIN NATURAL GAS |  | BOILER | WEIL MCCLAIN | BGL 1788W | 1989-01-01 | 2009 | 10 | 1 | NATURAL GAS | NATURAL GAS | 209 | Natural Gas |  |  | 1 | E6FT3 | N | 12 | 5 | 32 | 0 | 0 | 0
1200788 | WESTPORT MIDDLE SCHOOL |  | 400 OLD COUNTY RD |  | WESTPORT | MA | 027900000 | 17 MAIN ROAD |  | WESTPORT | MA | 027900000 | Y | LOCAL GOVERNMENT | NM25 | OMMUNITY SCHOOLS, WESTPORT C | 5086361101 | mduarte@westportschools.org | MICHAEL | DUARTE | 5086361101 | mduarte@westportschools.org | MICHAEL | DUARTE | 5086361101X1301 | mduarte@westportschools.org | 3 | BOILER #3-WEIL MCCLAIN NATURAL GAS |  | BOILER | WEIL MCCLAIN | BGL 1788W | 1989-01-01 | 2009 | 10 | 1 | NATURAL GAS | NATURAL GAS | 209 | Natural Gas |  |  | 1 | E6FT3 | N | 12 | 5 | 32 | 0 | 0 | 0
1200791 | UNION ENERGY CORP |  | 179 PECKHAM RD |  | ATTLEBORO | MA | 027030000 | 86 INTERVALE STREET |  | BROCKTON | MA | 023010000 | N | PRIVATE | NM99 | UNION ENERGY CORPORATION | 5084943539 | wlong22@comcast.net | WALLACE | LONG | 5084943539 | wlong22@comcast.net | WALLACE | LONG | 5084943539 | wlong22@comcast.net | 3 | OPEN FLARE-HIGHLAND POWER LANDFILL GAS |  | OPEN FLARE | HIGHLAND POWER CORP | 1 | 1997-01-01 | 2011 | 21 | 1 | OPEN FLARE-HIGHLAND POWER LANDFILL GAS | LANDFILL GAS | 502 | LANDFILL GAS | 0.01 | 0 | 0 | E6FT3 | N | 0 | 0 | 0 | 0 | 0 | 0
1200796 | YARMOUTH SANITARY LANDFILL |  | OLD TOWN HOUSE RD |  | YARMOUTH | MA | 026750000 | 1146 ROUTE 28 |  | YARMOUTH | MA | 026750000 | Y | LOCAL GOVERNMENT | NM25 | YARMOUTH LANDFILL | 5087604830 | RAngell@yarmouth.ma.us | ROBERT | ANGELL | 5083940141 | RAngell@yarmouth.ma.us | ROBERT | ANGELL | 5087604830 | RAngell@yarmouth.ma.us | 1 | WASTE GAS FLARE OPERATIONAL |  | LANDFILL GAS FLARE | PERENNIAL ENERGY | ENCLOSED LANDFILL GAS FLARE | 2001-08-01 | 2009 | 15 | 1 | WASTE GAS FLARE | LANDFILL GAS | 502 | LANDFILL GAS | 0 | 0 | 17.6 | E6FT3 | Y | 24 | 7 | 52 | 24 | 7 | 22
1200817 | SAGAMORE MILL #1 |  | 140 ACE ST |  | FALL RIVER | MA | 027210000 | 104 ANAWAN STREET BOX 10 |  | FALL RIVER | MA | 027212940 | N | PRIVATE | NM99 | FALL RIVER PARTNERSHIP | 0000000000 | patriciatod@aol.com | PATRICIA | TOD | 5086745781 | patriciatod@aol.com | PATRICIA | TOD | 5086745781 | patriciatod@aol.com | 1 | POWERMASTER #4 OIL- |  | BOILER | POWERMASTER | 65-300-22 | 1965-01-01 | 2010 | 11 | 1 | BOILER 1-POWERMASTER 3H 4 OIL-1S | NO.4 | 825 | Distillate Oil (No. 4) | 1 | 0 | 28 | E3GAL | N | 24 | 7 | 30 | 24 | 7 | 20
1200820 | SWAN DYEING & PRINTING CORP |  | 372 STEVENS ST |  | FALL RIVER | MA | 027220000 | 372 STEVENS STREET |  | FALL RIVER | MA | 027221389 | N | PRIVATE | SM50 | SWAN DYEING AND PRINTING CORP | 5086744611 | SwanSales@SwanDyeAndPrint.com | MICHAEL | RODRIGUES | 5086744611 | SwanSales@swandyeandprint.com | MIKE | RODRIGUES | 5086744611 | SwanSales@swandyeandprint.com | 1 | BOILER #1-JOHNSTON #S3875 DUAL FUEL 24.5 MMBTU/HR |  | BOILER | JOHNSTON | 534AHS | 1973-01-01 | 2010 | 24.5 | 1 | BOILER #1-JOHNSTON #S3875 #6 OIL-1 PCT S | NO.6 | 923 | Residual Oil (No. 6) | 1 | 0.1 | 0 | E3GAL | N | 16 | 6 | 50 | 16 | 6 | 22
1200820 | SWAN DYEING & PRINTING CORP |  | 372 STEVENS ST |  | FALL RIVER | MA | 027220000 | 372 STEVENS STREET |  | FALL RIVER | MA | 027221389 | N | PRIVATE | SM50 | SWAN DYEING AND PRINTING CORP | 5086744611 | SwanSales@SwanDyeAndPrint.com | MICHAEL | RODRIGUES | 5086744611 | SwanSales@swandyeandprint.com | MIKE | RODRIGUES | 5086744611 | SwanSales@swandyeandprint.com | 1 | BOILER #1-JOHNSTON #S3875 DUAL FUEL 24.5 MMBTU/HR |  | BOILER | JOHNSTON | 534AHS | 1973-01-01 | 2010 | 24.5 | 2 | BOILER #1-JOHNSTON #S3875 NAT GAS | NATURAL GAS | 209 | Natural Gas |  |  | 21.38 | E6FT3 | N | 16 | 6 | 50 | 16 | 6 | 22
1200820 | SWAN DYEING & PRINTING CORP |  | 372 STEVENS ST |  | FALL RIVER | MA | 027220000 | 372 STEVENS STREET |  | FALL RIVER | MA | 027221389 | N | PRIVATE | SM50 | SWAN DYEING AND PRINTING CORP | 5086744611 | SwanSales@SwanDyeAndPrint.com | MICHAEL | RODRIGUES | 5086744611 | SwanSales@swandyeandprint.com | MIKE | RODRIGUES | 5086744611 | SwanSales@swandyeandprint.com | 2 | BOILER #2-JOHNSTON #S3875 DUAL FUEL 24.5 MMBTU/HR |  | BOILER | JOHNSTON | 534AHS | 1973-01-01 | 2010 | 24.5 | 1 | BOILER #2-JOHNSTON #S3875 #6 OIL 1 PCT S | NO.6 | 923 | Residual Oil (No. 6) | 1 | 0.1 | 0 | E3GAL | N | 16 | 6 | 50 | 16 | 6 | 22
1200820 | SWAN DYEING & PRINTING CORP |  | 372 STEVENS ST |  | FALL RIVER | MA | 027220000 | 372 STEVENS STREET |  | FALL RIVER | MA | 027221389 | N | PRIVATE | SM50 | SWAN DYEING AND PRINTING CORP | 5086744611 | SwanSales@SwanDyeAndPrint.com | MICHAEL | RODRIGUES | 5086744611 | SwanSales@swandyeandprint.com | MIKE | RODRIGUES | 5086744611 | SwanSales@swandyeandprint.com | 2 | BOILER #2-JOHNSTON #S3875 DUAL FUEL 24.5 MMBTU/HR |  | BOILER | JOHNSTON | 534AHS | 1973-01-01 | 2010 | 24.5 | 2 | BOILER #2-JOHNSTON #S3875 NAT GAS | NATURAL GAS | 209 | Natural Gas |  |  | 21.39 | E6FT3 | N | 16 | 6 | 50 | 16 | 6 | 22
1200820 | SWAN DYEING & PRINTING CORP |  | 372 STEVENS ST |  | FALL RIVER | MA | 027220000 | 372 STEVENS STREET |  | FALL RIVER | MA | 027221389 | N | PRIVATE | SM50 | SWAN DYEING AND PRINTING CORP | 5086744611 | SwanSales@SwanDyeAndPrint.com | MICHAEL | RODRIGUES | 5086744611 | SwanSales@swandyeandprint.com | MIKE | RODRIGUES | 5086744611 | SwanSales@swandyeandprint.com | 3 | BOILER #3-JOHNSTON #S3875 DUAL FUEL 24.5 MMBTU/HR |  | BOILER | JOHNSTON | PFTA 600-3 | 1984-01-01 | 2010 | 24.5 | 1 | BOILER #3-JOHNSTON #S3875 #6 OIL 1 PCT S | NO.6 | 923 | Residual Oil (No. 6) | 1 | 0.1 | 0 | E3GAL | N | 16 | 6 | 50 | 16 | 6 | 22
1200820 | SWAN DYEING & PRINTING CORP |  | 372 STEVENS ST |  | FALL RIVER | MA | 027220000 | 372 STEVENS STREET |  | FALL RIVER | MA | 027221389 | N | PRIVATE | SM50 | SWAN DYEING AND PRINTING CORP | 5086744611 | SwanSales@SwanDyeAndPrint.com | MICHAEL | RODRIGUES | 5086744611 | SwanSales@swandyeandprint.com | MIKE | RODRIGUES | 5086744611 | SwanSales@swandyeandprint.com | 3 | BOILER #3-JOHNSTON #S3875 DUAL FUEL 24.5 MMBTU/HR |  | BOILER | JOHNSTON | PFTA 600-3 | 1984-01-01 | 2010 | 24.5 | 2 | BOILER #3-JOHNSTON #S3875 NAT GAS NOT USED 2004 | NATURAL GAS | 209 | Natural Gas |  |  | 21.39 | E6FT3 | N | 16 | 6 | 50 | 16 | 6 | 22
1200828 | WRENTHAM DEVELOPMENTAL CENTER |  | EMERALD ST BOX 144 |  | WRENTHAM | MA | 020930000 | EMERALD STREET P.O. 144 |  | WRENTHAM | MA | 020930000 | Y | STATE | SM80-R | WRENTHAM DEVELOPMENTAL CENTER | 5083843116 | nicholas.daluisio@dmr.state.ma.us | NICHOLAS | D'ALUISIO | 5083841601 | nicholas.daluisio@dmr.state.ma.us | JAMES | FARRANDS | 5083845534 | James.Farrands@state.ma.us | 2 | BOILER #2-BABCOCK+WILCOX #6 OIL |  | BOILER | BABCOCK + WILCOX | N/A | 1948-04-01 | 2011 | 35 | 1 | #6 OIL | NO.6 | 923 | Residual Oil (No. 6) | 1 | 0.1 | 150 | E3GAL | N | 24 | 7 | 8 | 0 | 0 | 0
1200828 | WRENTHAM DEVELOPMENTAL CENTER |  | EMERALD ST BOX 144 |  | WRENTHAM | MA | 020930000 | EMERALD STREET P.O. 144 |  | WRENTHAM | MA | 020930000 | Y | STATE | SM80-R | WRENTHAM DEVELOPMENTAL CENTER | 5083843116 | nicholas.daluisio@dmr.state.ma.us | NICHOLAS | D'ALUISIO | 5083841601 | nicholas.daluisio@dmr.state.ma.us | JAMES | FARRANDS | 5083845534 | James.Farrands@state.ma.us | 3 | *********** |  | BOILER | BABCOCK + WILCOX | N/A | 1948-01-01 | 2011 | 21 | 1 | BOILER #3-BABCOCK+WILCOX H1371 NATURAL GAS | NATURAL GAS | 209 | Natural Gas |  |  | 14.835 | E6FT3 | N | 2 | 1 | 1 | 0 | 0 | 0
1200828 | WRENTHAM DEVELOPMENTAL CENTER |  | EMERALD ST BOX 144 |  | WRENTHAM | MA | 020930000 | EMERALD STREET P.O. 144 |  | WRENTHAM | MA | 020930000 | Y | STATE | SM80-R | WRENTHAM DEVELOPMENTAL CENTER | 5083843116 | nicholas.daluisio@dmr.state.ma.us | NICHOLAS | D'ALUISIO | 5083841601 | nicholas.daluisio@dmr.state.ma.us | JAMES | FARRANDS | 5083845534 | James.Farrands@state.ma.us | 4 | BOILER #4-ERIE CITY #VC #6 OIL |  | BOILER | ERIE CITY | 4VC34/37 | 1958-01-01 | 2011 | 51 | 1 | BOILER #4-ERIE CITY #VC #6 OIL | NO.6 | 923 | Residual Oil (No. 6) | 1 | 0.1 | 425 | E3GAL | N | 24 | 7 | 12 | 24 | 7 | 12
1200828 | WRENTHAM DEVELOPMENTAL CENTER |  | EMERALD ST BOX 144 |  | WRENTHAM | MA | 020930000 | EMERALD STREET P.O. 144 |  | WRENTHAM | MA | 020930000 | Y | STATE | SM80-R | WRENTHAM DEVELOPMENTAL CENTER | 5083843116 | nicholas.daluisio@dmr.state.ma.us | NICHOLAS | D'ALUISIO | 5083841601 | nicholas.daluisio@dmr.state.ma.us | JAMES | FARRANDS | 5083845534 | James.Farrands@state.ma.us | 5 | BOILER #5-ERIE CITY #VC #6 OIL |  | BOILER | ERIE CITY | N/A | 1958-01-01 | 2011 | 51 | 1 | BOILER #5-ERIE CITY #VC #6 OIL | NO.6 | 923 | Residual Oil (No. 6) | 1 | 0.1 | 193.78 | E3GAL | N | 24 | 7 | 29 | 24 | 7 | 4
1200828 | WRENTHAM DEVELOPMENTAL CENTER |  | EMERALD ST BOX 144 |  | WRENTHAM | MA | 020930000 | EMERALD STREET P.O. 144 |  | WRENTHAM | MA | 020930000 | Y | STATE | SM80-R | WRENTHAM DEVELOPMENTAL CENTER | 5083843116 | nicholas.daluisio@dmr.state.ma.us | NICHOLAS | D'ALUISIO | 5083841601 | nicholas.daluisio@dmr.state.ma.us | JAMES | FARRANDS | 5083845534 | James.Farrands@state.ma.us | 15 | GENERATOR #19-KOHLER #4P8 LP GAS |  | ENGINE | KOHLER | 4P8 | 1993-01-01 | 2011 | 39 | 1 | PROPANE | PROPANE | 255 | PROPANE | 0.2 | 0 | 0.667 | E3GAL | N | 1 | 1 | 52 | 1 | 1 | 22
1200843 | BORDER CITY MILL #1 |  | 1 WEST ST |  | FALL RIVER | MA | 027200000 | 104 ANAWAN STREET |  | FALL RIVER | MA | 027222940 | N | PRIVATE | NM99 | FR PARTNERSHIP | 5086745781 | Patriciatod@aol.com | PATRICIA | TOD | 5086745781 | Patriciatod@aol.com | ERIK | ANDRUTIS | 5086745781 | EAndrutis@peregrinegrp.com | 1 | BOILER 1-YORK SHIPLEY 4 OIL-1S |  | BOILER | YORK SHIPLEY | A-B-250 G-AA4 | 1966-01-01 | 2010 | 11 | 1 | BOILER 1-YORK SHIPLEY 4 OIL-1S | NO.4 | 825 | Distillate Oil (No. 4) | 1 | 0 | 28 | E3GAL | N | 24 | 7 | 30 | 24 | 7 | 20
1200856 | ST GOBAIN CONTAINERS | VERALLIA | 1 NATIONAL ST |  | MILFORD | MA | 017573618 | 1 NATIONAL ST |  | MILFORD | MA | 017573618 | N | PRIVATE | OP11 | SAINT-GOBAIN CONTAINERS, INC. | 7657417200 | Robert.A.Metzger@saint-gobain.com | MICHAEL | EVANS | 5086347219 | Michael.Evans@saint-gobain.com | MIA | DECELLES | 5086347217 | Mia.Decelles@saint-gobain.com | 8 | NATURAL GAS SPACE HEATERS | 14 | SPACE HEATERS AND MAKE UP AIR HEATERS | VARIES | VARIES | 1971-11-01 | 2011 | 19.694 | 1 | NATURAL GAS | NATURAL GAS | 209 | Natural Gas |  |  | 26.51 | E6FT3 | N | 24 | 7 | 28 | 0 | 0 | 0
1200856 | ST GOBAIN CONTAINERS | VERALLIA | 1 NATIONAL ST |  | MILFORD | MA | 017573618 | 1 NATIONAL ST |  | MILFORD | MA | 017573618 | N | PRIVATE | OP11 | SAINT-GOBAIN CONTAINERS, INC. | 7657417200 | Robert.A.Metzger@saint-gobain.com | MICHAEL | EVANS | 5086347219 | Michael.Evans@saint-gobain.com | MIA | DECELLES | 5086347217 | Mia.Decelles@saint-gobain.com | 10 | FOREHEARTHS | 5 | FOREHEARTHS | EMHART | K-36 | 1961-11-01 | 2011 | 10.619 | 1 | NATURAL GAS | NATURAL GAS | 209 | Natural Gas |  |  | 26.99 | E6FT3 | Y | 24 | 7 | 52 | 24 | 7 | 22
1200856 | ST GOBAIN CONTAINERS | VERALLIA | 1 NATIONAL ST |  | MILFORD | MA | 017573618 | 1 NATIONAL ST |  | MILFORD | MA | 017573618 | N | PRIVATE | OP11 | SAINT-GOBAIN CONTAINERS, INC. | 7657417200 | Robert.A.Metzger@saint-gobain.com | MICHAEL | EVANS | 5086347219 | Michael.Evans@saint-gobain.com | MIA | DECELLES | 5086347217 | Mia.Decelles@saint-gobain.com | 11 | DISTRIBUTORS | 2 | DISTRIBUTORS #15 AND 16 | UNKNOWN | UNKNOWN | 1973-12-01 | 2011 | 11.6 | 1 | NATURAL GAS | NATURAL GAS | 209 | Natural Gas |  |  | 29.48 | E6FT3 | Y | 24 | 7 | 52 | 24 | 7 | 22
1200858 | CROWN SERVICE SYSTEM |  | 909 DWELLY ST |  | FALL RIVER | MA | 027240000 | 39 DAMRELL STREET |  | BOSTON | MA | 021270000 | N | PRIVATE | NM99 | CROWN LINEN SERVICE, INC, | 6172695310 | jmulvey@crownuniform.com | JOE | MULVEY | 6172695310 | jmulvey@crownuniform.com | JOE | MULVEY | 6172695310 | jmulvey@crownuniform.com | 1 | BOILER #1-SUPERIOR #6 OIL-1 S 350 HP |  | BOILER | SUPERIOR | 350 | 1969-03-01 | 2009 | 14.4 | 1 | #6 OIL-1 PERCENT S | NO.6 | 923 | Residual Oil (No. 6) | 1 | 0.1 | 23.3 | E3GAL | N | 11 | 5 | 52 | 11 | 5 | 22
1200866 | BFI FALL RIVER LANDFILL |  | 1080 AIRPORT RD |  | FALL RIVER | MA | 027200000 | 1080 AIRPORT RD |  | FALL RIVER | MA | 027200000 | N | PRIVATE | OP3 | REPUBLIC SERVICES | 4806272700 | COCTOBER@REPUBLICSERVICES.COM | CHRIS | OCTOBER | 5088588314 | COCTOBER@REPUBLICSERVICES.COM | CHRIS | OCTOBER | 5086761091 | COCTOBER@REPUBLICSERVICES.COM | 4 | LANDFILL GAS FLARE #1 |  | ENCLOSED FLARE | CALLIDUS TECHNOLOGIES | F-93-0923 | 1994-03-01 | 2011 | 84.12 | 1 | LANDFILL GAS | LANDFILL GAS | 502 | LANDFILL GAS | 0 | 0 | 22.6 | E6FT3 | N | 24 | 5 | 2 | 1 | 1 | 1
1200866 | BFI FALL RIVER LANDFILL |  | 1080 AIRPORT RD |  | FALL RIVER | MA | 027200000 | 1080 AIRPORT RD |  | FALL RIVER | MA | 027200000 | N | PRIVATE | OP3 | REPUBLIC SERVICES | 4806272700 | COCTOBER@REPUBLICSERVICES.COM | CHRIS | OCTOBER | 5088588314 | COCTOBER@REPUBLICSERVICES.COM | CHRIS | OCTOBER | 5086761091 | COCTOBER@REPUBLICSERVICES.COM | 5 | LANDFILL GAS FLARE #2 |  | ENCLOSED FLARE | CALLIDUS TECHNOLOGIES | G-9705-050021-HT | 1994-03-01 | 2011 | 71 | 1 | LANDFILL GAS | LANDFILL GAS | 502 | LANDFILL GAS | 0 | 0 | 209.4 | E6FT3 | N | 24 | 7 | 21 | 24 | 7 | 13
1200868 | GARELICK FARMS INC |  | 1199 WEST CENTRAL ST |  | FRANKLIN | MA | 020380000 | 1199 W CENTRAL ST |  | FRANKLIN | MA | 020380000 | N | PRIVATE | SM79-7 | GARELICK FARMS INC | 5085289000 | al_paul@deanfoods.com | AL | PAUL | 5085289000 | AL_PAUL@DEANFOODS.COM | AL | PAUL | 5085289000 | AL_PAUL@DEANFOODS.COM | 1 | BOILER #1-CLEAVER BROOKS 1-68441 16.7 MMBTU/HR |  | BOILER | CLEAVER BROOKS | CB400-400 | 1979-12-01 | 2011 | 16.738 | 1 | BOILER #1-CLEAVER BROOKS 1-68441 #6 OIL-0.5 S | NO.6 | 923 | Residual Oil (No. 6) | 0.5 | 0.1 | 0 | E3GAL | N | 24 | 7 | 52 | 24 | 7 | 22
1200868 | GARELICK FARMS INC |  | 1199 WEST CENTRAL ST |  | FRANKLIN | MA | 020380000 | 1199 W CENTRAL ST |  | FRANKLIN | MA | 020380000 | N | PRIVATE | SM79-7 | GARELICK FARMS INC | 5085289000 | al_paul@deanfoods.com | AL | PAUL | 5085289000 | AL_PAUL@DEANFOODS.COM | AL | PAUL | 5085289000 | AL_PAUL@DEANFOODS.COM | 1 | BOILER #1-CLEAVER BROOKS 1-68441 16.7 MMBTU/HR |  | BOILER | CLEAVER BROOKS | CB400-400 | 1979-12-01 | 2011 | 16.738 | 2 | NATURAL GAS BOILER # 1 | NATURAL GAS | 209 | Natural Gas |  |  | 30.8215 | E6FT3 | N | 24 | 7 | 52 | 24 | 7 | 22
1200868 | GARELICK FARMS INC |  | 1199 WEST CENTRAL ST |  | FRANKLIN | MA | 020380000 | 1199 W CENTRAL ST |  | FRANKLIN | MA | 020380000 | N | PRIVATE | SM79-7 | GARELICK FARMS INC | 5085289000 | al_paul@deanfoods.com | AL | PAUL | 5085289000 | AL_PAUL@DEANFOODS.COM | AL | PAUL | 5085289000 | AL_PAUL@DEANFOODS.COM | 2 | BOILER #2-CLEAVER BROOKS L-89113 20.9 MMBTU/HR |  | BOILER | CLEAVER BROOKS | CB400-500 | 1991-01-01 | 2011 | 20.925 | 1 | BOILER #2-CLEAVER BROOKS L-89113 #6 OIL-0.5 S | NO.6 | 923 | Residual Oil (No. 6) | 0.5 | 0.1 | 0 | E3GAL | N | 24 | 7 | 52 | 24 | 7 | 22
1200868 | GARELICK FARMS INC |  | 1199 WEST CENTRAL ST |  | FRANKLIN | MA | 020380000 | 1199 W CENTRAL ST |  | FRANKLIN | MA | 020380000 | N | PRIVATE | SM79-7 | GARELICK FARMS INC | 5085289000 | al_paul@deanfoods.com | AL | PAUL | 5085289000 | AL_PAUL@DEANFOODS.COM | AL | PAUL | 5085289000 | AL_PAUL@DEANFOODS.COM | 2 | BOILER #2-CLEAVER BROOKS L-89113 20.9 MMBTU/HR |  | BOILER | CLEAVER BROOKS | CB400-500 | 1991-01-01 | 2011 | 20.925 | 2 | BOILER #2-CLEAVER BROOKS L-89113 NATURAL GAS | NATURAL GAS | 209 | Natural Gas |  |  | 30.8215 | E6FT3 | N | 24 | 7 | 52 | 24 | 7 | 22
1200870 | ROCKTENN CP LLC |  | 47 MAPLE ST |  | MANSFIELD | MA | 020480000 | 47 MAPLE ST |  | MANSFIELD | MA | 020480000 | N | PRIVATE | NM99 | ROCK TENN CP, LLC | 5083396321 | MQUNILAN@ROCKTENN.COM | DONNA | DONOVAN | 5083393601 | DDONOVAN@ROCKTENN.COM | ROBERT | HUMPHREYS | 5082611718 | rhumphre@ROCKTENN.COM | 1 | BOILER #1-CLEAVER BROOKS #CB300-250 NAT GAS, #2 |  | BOILER | CLEAVER BROOKS | 300 | 1975-03-06 | 2011 | 13 | 1 | BOILER #1-CLEAVER BROOKS #CB300-250 NATURAL GAS | NATURAL GAS | 209 | Natural Gas |  |  | 44.54 | E6FT3 | N | 24 | 6 | 50 | 24 | 6 | 20
1200877 | SEA WATCH INTERNATIONAL LTD |  | 15 ANTONIO COSTA AVE |  | NEW BEDFORD | MA | 027407347 | 15 ANTONIO COSTA AVE |  | NEW BEDFORD | MA | 027407347 | N | PRIVATE | NM99 | SEA WATCH INTERNATIONAL LTD | 4108227500 | John@seaclam.com | JOHN | MILLER | 5089841406 | John@seaclam.com | WILLIAM | TRIMBLE | 5089841406 | wtrimble@seaclam.com | 1 | BOILER #1-CLEAVER BROOKS CB400X600 25.1 MMBTU/HR |  | BOILER | CLEAVER BROOKS | CB400X600 | 1995-01-05 | 2009 | 25 | 1 | NATURAL GAS | NATURAL GAS | 209 | Natural Gas |  |  | 0.807 | E6FT3 | N | 10 | 5 | 4 | 10 | 5 | 2
1200877 | SEA WATCH INTERNATIONAL LTD |  | 15 ANTONIO COSTA AVE |  | NEW BEDFORD | MA | 027407347 | 15 ANTONIO COSTA AVE |  | NEW BEDFORD | MA | 027407347 | N | PRIVATE | NM99 | SEA WATCH INTERNATIONAL LTD | 4108227500 | John@seaclam.com | JOHN | MILLER | 5089841406 | John@seaclam.com | WILLIAM | TRIMBLE | 5089841406 | wtrimble@seaclam.com | 2 | BOILER #2-CLEAVER BROOKS CB700-150 29.291 MMBTU |  | BOILER | CLEAVER BROOKS | CB700-150 | 1997-07-10 | 2009 | 29 | 1 | NATURAL GAS | NATURAL GAS | 209 | Natural Gas |  |  | 43.931 | E6FT3 | N | 10 | 5 | 52 | 10 | 5 | 22
1200893 | MASSASOIT GREYHOUND ASSOC |  | 1958 BROADWAY |  | RAYNHAM | MA | 027670000 | 1958 BROADWAY |  | RAYNHAM | MA | 027670000 | N | PRIVATE | NM25 | MASSASOIT GREYHOUNDS | 5085879583 | CARNEYENVIRO@LIVE.COM | TOM | CLIFFORD | 5088244071 | CARNEYENVIRO@LIVE.COM | TOM | CLIFFORD | 5088244071X197 | CARNEYENVIRO@LIVE.COM | 1 | GENERATORS(2) PROPANE |  | ENGINE | WAUKESHA | VHP7100G | 1990-01-01 | 2008 | 10 | 1 | GENERATORS(2) | PROPANE | 255 | PROPANE | 0 | 0 | 1 | E3GAL | N | 1 | 1 | 40 | 1 | 2 | 20
1200902 | GENON CANAL LLC - WEST TISBURY |  | FIRE LN 5 |  | WEST TISBURY | MA | 025750000 | 9 FREEZER RD T CTR |  | SANDWICH | MA | 025630000 | N | UTILITY | OP3 | GENON CANAL LLC | 7173383511 | leo.rajter@genon.com | LEO C. | RAJTER | 7173383511 | leo.rajter@genon.com | VINCENT | DEVITA | 8457868070 | vincent.devita@genon.com | 1 | GENERATOR #1-GENERAL MOTORS MP-45-20 2500 KW |  | ENGINE | GENERAL MOTORS | MP-45-20 | 1975-01-01 | 2011 | 29 | 1 | GENERATOR #1-GENERAL MOTORS MP-45-20 #2 OIL 0.3S | DIESEL | 44 | DIESEL | 0.3 | 0 | 50.6913 | E3GAL | N | 17 | 7 | 10 | 16 | 7 | 8
1200902 | GENON CANAL LLC - WEST TISBURY |  | FIRE LN 5 |  | WEST TISBURY | MA | 025750000 | 9 FREEZER RD T CTR |  | SANDWICH | MA | 025630000 | N | UTILITY | OP3 | GENON CANAL LLC | 7173383511 | leo.rajter@genon.com | LEO C. | RAJTER | 7173383511 | leo.rajter@genon.com | VINCENT | DEVITA | 8457868070 | vincent.devita@genon.com | 2 | GENERATOR #2-GENERAL MOTORS MP-45-20 2500 KW |  | ENGINE | GENERAL MOTORS | MP-45-20 | 1975-01-01 | 2011 | 29 | 1 | GENERATOR #2-GENERAL MOTORS MP-45-20 #2 OIL 0.3S | DIESEL | 44 | DIESEL | 0.3 | 0 | 77.3328 | E3GAL | N | 17 | 7 | 12 | 17 | 7 | 11
1200906 | SYSCO BOSTON LLC |  | 380 SOUTH WORCESTER ST |  | NORTON | MA | 027660000 | 380 SOUTH WORCESTER ST |  | NORTON | MA | 027660000 | N | PRIVATE | NM25 | SYSCO BOSTON LLC | 5082851000X1209 | bryant.thaire@hal.sysco.com | THAIRE | BRYANT | 5082851101 | bryant.thaire@hal.sysco.com | STEVEN | MEDEIROS | 5082851117 | medeiros.steven@hal.sysco.com | 4 | GENERATOR #1-CATERPILLAR DIESEL #2 OIL |  | ENGINE | CATAPILLAR | 3512 | 1990-02-01 | 2008 | 12 | 1 | GENERATOR #1-CATERPILLAR DIESEL #2 OIL | DIESEL | 44 | DIESEL | 0.12 | 0 | 4 | E3GAL | N | 1 | 1 | 52 | 1 | 1 | 20
1200912 | FALL RIVER SSI |  | 1979 BAY ST |  | FALL RIVER | MA | 027240000 | 1979 BAY STREET |  | FALL RIVER | MA | 027241663 | Y | LOCAL GOVERNMENT | NM99 | FALL RIVER WWTP | 5086724530 | marc.laferriere@veoliawaterna.com | MARC | LAFERRIERE | 5086798241 | marc.laferriere@veoliawaterna.com | MARC | LAFERRIERE | 5086724530 | marc.laferriere@veoliawaterna.com | 5 | GENERATOR #1-SOLAR GEI-SA-NA 1200 HP TURBINE |  | ENGINE | SOLAR | GE-SA-NA-1200 | 1982-12-01 | 2009 | 13 | 1 | GENERATOR #1-SOLAR GEI-SA-NA 1200 #2 OIL-0.3S | DIESEL | 44 | DIESEL | 0.3 | 0 | 0.0091 | E3GAL | N | 1 | 1 | 1 | 1 | 1 | 1
1200920 | GENERAL DYNAMICS C4 SYSTEMS |  | 400 JOHN QUINCY ADAMS RD |  | TAUNTON | MA | 027800000 | 400 JOHN QUINCY ADAMS RD |  | TAUNTON | MA | 027800000 | N | PRIVATE | NM25 | GENERAL DYNAMICS C4 SYSTEMS | 5088804000 | Ron.Levesque@gdc4s.com | RON | LEVESQUE | 5088804452 | Ron.Levesque@gdc4s.com | ERIC | CARDINAL | 5088804432 | Eric.Cardinal@gdc4s.com | 42 | 21 BUILDING 80 ROOFTOP HVAC UNITS - TRANE | 21 | HVAC AIR HANDLING UNITS | TRANE | SFHCC404 | 2004-12-31 | 2009 | 10.5875 | 1 | NATURAL GAS | NATURAL GAS | 209 | Natural Gas |  |  | 4.209 | E6FT3 | N | 24 | 7 | 52 | 1 | 7 | 22
1200923 | SENCORP INC |  | 400 KIDDS HILL RD |  | HYANNIS | MA | 026010000 | 400 KIDDS HILL RD |  | HYANNIS | MA | 026010000 | N | PRIVATE | NM25 | SENCORP INC | 5087719400 | Gmeikle@Sencorpinc.com | GREG | MEIKIE | 5087719400 | Gmeikle@sencorpinc.com | JIM | SPOONER | 5087719400X7338 | jspooner@sencorpinc.com | 1 | SPACE HEATERS (27) AIR MAKE-UP (1) NATURAL GAS |  | SPACE HEATERS (27)+1 MAKE AIR PAINT BOOTH | VARIOUS | VARIOUS | 1992-01-05 | 2011 | 279 | 1 | SPACE HEATERS (27) AIR MAKE-UP (1) | NATURAL GAS | 209 | Natural Gas |  |  | 3.89 | E6FT3 | N | 24 | 7 | 32 | 24 | 7 | 6
1200924 | CAPE COD POTATO CHIPS | SNYDERS-LANCE INC | 100 BREEDS HILL RD |  | HYANNIS | MA | 026010000 | 100 BREEDS HILL RD |  | BARNSTABLE | MA | 026300000 | N | PRIVATE | NM99 | SNYDERS LANCE, INC. | 5087753358 | JNewell@snyderslance.com | JEFF | NEWELL | 5087753358 | JNewell@snyderslance.com | JEFF | NEWELL | 5087753358 | JNewell@snyderslance.com | 14 | FRYER GROUP #1 - COMBUSTION | 12 | FRYER BURNERS | PITTMAN | 800B | 1984-07-01 | 2010 | 11.28 | 1 | NATURAL GAS | NATURAL GAS | 209 | Natural Gas |  |  | 24.69 | E6FT3 | N | 24 | 6 | 52 | 24 | 6 | 22
1201047 | WASTE MANAGEMENT OF MASS INC | MIDDLEBOROUGH LANDFILL | 207 PLYMPTON ST |  | MIDDLEBOROUGH | MA | 023460000 | WASTE MANAGEMENT OF MASSACHUSETTS INC. | 26 PATRIOTS PLACE | FOXBOROUGH | MA | 020350000 | N | PRIVATE | NM50 | TOWN OF MIDDLEBOROUGH | 5089470928 | DPWWeb@middleborough.com | CHRIS | DESANTIS | 5085498989 | CDESANTIS@WM.COM | FRANK | SEPIOL | 9783556821 | FSEPIOL@WM.COM | 1 | PERMANENT LFG UTILITY FLARE-PARNEL BIOGAS |  | UTILITY FLARE | PARNEL BIOGAS, INC | 700 SCFM SKID MOUNTED FLARE SYSTEM | 2010-09-01 | 2010 | 21 | 1 | LANDFILL GAS | LANDFILL GAS | 502 | LANDFILL GAS | 0 | 0 | 32.2852 | E6FT3 | N | 24 | 7 | 17 | 24 | 7 | 4
1201050 | TYCO VALVES & CONTROLS |  | 55 CABOT BLVD |  | MANSFIELD | MA | 020480000 | 55 CABOT BLVD |  | MANSFIELD | MA | 020480000 | N | PRIVATE | NM25 | TYCO VALVES AND CONTROLS LP MANSFIELD | 5085944200 | cfoye@tycovalves.com | DAVID G. | THIBAULT | 5085944495 | dthibault@tycovalves.com | CLEMENT M. | FOYE | 5085944498 | cfoye@tycovalves.com | 1 | HPB 001 CLAYTON 350 HP |  | BOILER | CLAYTON INDUSTRIES | EG 354-22 | 2010-12-31 | 2010 | 15.021 | 1 | NATURAL GAS | NATURAL GAS | 209 | Natural Gas |  |  | 0 | E6FT3 | N | 0 | 0 | 0 | 0 | 0 | 0
1201050 | TYCO VALVES & CONTROLS |  | 55 CABOT BLVD |  | MANSFIELD | MA | 020480000 | 55 CABOT BLVD |  | MANSFIELD | MA | 020480000 | N | PRIVATE | NM25 | TYCO VALVES AND CONTROLS LP MANSFIELD | 5085944200 | cfoye@tycovalves.com | DAVID G. | THIBAULT | 5085944495 | dthibault@tycovalves.com | CLEMENT M. | FOYE | 5085944498 | cfoye@tycovalves.com | 2 | HPB 002 CLAYTON 300 HP |  | BOILER | CLAYTON INDUSTRIES | EG 304-17.5 FGR | 2010-12-06 | 2010 | 12.553 | 1 | NATURAL GAS | NATURAL GAS | 209 | Natural Gas |  |  | 0.3024 | E6FT3 | N | 6 | 2 | 2 | 0 | 0 | 0
1201050 | TYCO VALVES & CONTROLS |  | 55 CABOT BLVD |  | MANSFIELD | MA | 020480000 | 55 CABOT BLVD |  | MANSFIELD | MA | 020480000 | N | PRIVATE | NM25 | TYCO VALVES AND CONTROLS LP MANSFIELD | 5085944200 | cfoye@tycovalves.com | DAVID G. | THIBAULT | 5085944495 | dthibault@tycovalves.com | CLEMENT M. | FOYE | 5085944498 | cfoye@tycovalves.com | 3 | HPB 003 CLAYTON 300 HP |  | BOILER | CLAYTON INDUSTRIES | EG 304-17.5 FGR | 2010-12-06 | 2010 | 12.553 | 1 | NATURAL GAS | NATURAL GAS | 209 | Natural Gas |  |  | 0.252 | E6FT3 | N | 5 | 2 | 2 | 0 | 0 | 0
1201055 | SILVER LAKE REGIONAL SCHOOL DISTRICT |  | 250-260 PEMBROKE ST |  | KINGSTON | MA | 023640000 | 250-260 PEMBROKE ST |  | KINGSTON | MA | 023640000 | Y | LOCAL GOVERNMENT | NM50 | SILVER LAKE REGIONAL SCHOOL DISTRICT | 7815854313 | bnogueira@slrsd.org | BRIAN | NOGUEIRA | 7815854313 | bnogueira@slrsd.org | BRIAN | NOGUEIRA | 7815854313 | bnogueira@slrsd.org | 1 | SILVER LAKE REGIONAL HIGH SCHOOL | 4 | BOILER | BUDERUS | G615/14 | 2006-12-20 | 2009 | 16.452 | 1 | NATURAL GAS | NATURAL GAS | 209 | Natural Gas |  |  | 11.185 | E6FT3 | N | 14 | 5 | 34 | 14 | 5 | 6
1201055 | SILVER LAKE REGIONAL SCHOOL DISTRICT |  | 250-260 PEMBROKE ST |  | KINGSTON | MA | 023640000 | 250-260 PEMBROKE ST |  | KINGSTON | MA | 023640000 | Y | LOCAL GOVERNMENT | NM50 | SILVER LAKE REGIONAL SCHOOL DISTRICT | 7815854313 | bnogueira@slrsd.org | BRIAN | NOGUEIRA | 7815854313 | bnogueira@slrsd.org | BRIAN | NOGUEIRA | 7815854313 | bnogueira@slrsd.org | 2 | SILVER LAKE REGIONAL MIDDLE SCHOOL | 3 | BOILER | BUDERUS | G615/12 | 2004-09-01 | 2009 | 10.176 | 1 | NATURAL GAS | NATURAL GAS | 209 | Natural Gas |  |  | 70.77 | E6FT3 | N | 14 | 5 | 34 | 14 | 5 | 6
1201504 | MILFORD POWER LP |  | 108 NATIONAL ST |  | MILFORD | MA | 017570000 | 108 NATIONAL ST |  | MILFORD | MA | 017570000 | N | UTILITY | OP7.5 | IPR-GDF SUEZ NORTH AMERICA, INC. | 5084827400 | robert.maggiani@gdfsuezna.com | CHARLES | HILL | 5084827402 | charlie.hill@gdfsuezna.com | JOHN | CONROY | 5084827453 | john.conroy@gdfsuezna.com | 1 | GAS TURBINE #1 |  | GAS TURBINE | WESTINGHOUSE | GT-1 | 1992-09-01 | 2011 | 1401 | 1 | NATURAL GAS | NATURAL GAS | 209 | Natural Gas |  |  | 1766516 | E6BTU | N | 22 | 4 | 32 | 23 | 6 | 18
1201509 | ANP BELLINGHAM |  | 155 MAPLE ST |  | BELLINGHAM | MA | 020190000 | 155 MAPLE ST |  | BELLINGHAM | MA | 020190000 | N | UTILITY | OP7.5 | IPR-GDF SUEZ NORTH AMERICA, INC. | 5089665600 | michael.volpe@gdfsuezna.com | MICHAEL | VOLPE | 5089665606 | michael.volpe@gdfsuezna.com | ROBERT | MAGGIANI | 5089665630 | robert.maggiani@gdfsuezna.com | 1 | GAS TURBINE #1 |  | GAS TURBINE | ABB | GT-24 | 2002-01-01 | 2011 | 2183 | 1 | PIPELINE NATURAL GAS | NATURAL GAS | 209 | Natural Gas |  |  | 3919195 | E6BTU | N | 24 | 7 | 52 | 24 | 7 | 22
1201509 | ANP BELLINGHAM |  | 155 MAPLE ST |  | BELLINGHAM | MA | 020190000 | 155 MAPLE ST |  | BELLINGHAM | MA | 020190000 | N | UTILITY | OP7.5 | IPR-GDF SUEZ NORTH AMERICA, INC. | 5089665600 | michael.volpe@gdfsuezna.com | MICHAEL | VOLPE | 5089665606 | michael.volpe@gdfsuezna.com | ROBERT | MAGGIANI | 5089665630 | robert.maggiani@gdfsuezna.com | 2 | GAS TURBINE #2 |  | GAS TURBINE | ABB | GT-24 | 2002-01-01 | 2011 | 2183 | 1 | PIPELINE NATURAL GAS | NATURAL GAS | 209 | Natural Gas |  |  | 4121527 | E6BTU | N | 24 | 7 | 52 | 24 | 7 | 22
1201550 | BELLINGHAM COGENERATION | NORTHEAST ENERGY ASSOCIATES LP | 92 DEPOT ST |  | BELLINGHAM | MA | 020190000 | PO BOX 1213 |  | BELLINGHAM | MA | 020190000 | N | PRIVATE | OP10 | NORTHEAST ENERGY ASSOCIATES, LP | 4019462883X233 | Jonathan.Bain@nexteraenergy.com | JONATHAN | BAIN | 4019462883 | Jonathan.Bain@nexteraenergy.com | JONATHAN | BAIN | 4019462883X233 | Jonathan.Bain@nexteraenergy.com | 1 | WESTINGHOUSE DUAL-FUEL TURBINE #1 |  | COMBUSTION TURBINE | WESTINGHOUSE | W501D5 | 1992-05-04 | 2011 | 1433 | 1 | NATURAL GAS | NATURAL GAS | 209 | Natural Gas |  |  | 2586.05 | E6FT3 | N | 17 | 4 | 36 | 16 | 4 | 19
1201550 | BELLINGHAM COGENERATION | NORTHEAST ENERGY ASSOCIATES LP | 92 DEPOT ST |  | BELLINGHAM | MA | 020190000 | PO BOX 1213 |  | BELLINGHAM | MA | 020190000 | N | PRIVATE | OP10 | NORTHEAST ENERGY ASSOCIATES, LP | 4019462883X233 | Jonathan.Bain@nexteraenergy.com | JONATHAN | BAIN | 4019462883 | Jonathan.Bain@nexteraenergy.com | JONATHAN | BAIN | 4019462883X233 | Jonathan.Bain@nexteraenergy.com | 1 | WESTINGHOUSE DUAL-FUEL TURBINE #1 |  | COMBUSTION TURBINE | WESTINGHOUSE | W501D5 | 1992-05-04 | 2011 | 1433 | 2 | #2 FUEL OIL | DIESEL | 44 | DIESEL | 0.0318 | 0 | 5.406 | E3GAL | N | 17 | 4 | 36 | 16 | 4 | 19
1201550 | BELLINGHAM COGENERATION | NORTHEAST ENERGY ASSOCIATES LP | 92 DEPOT ST |  | BELLINGHAM | MA | 020190000 | PO BOX 1213 |  | BELLINGHAM | MA | 020190000 | N | PRIVATE | OP10 | NORTHEAST ENERGY ASSOCIATES, LP | 4019462883X233 | Jonathan.Bain@nexteraenergy.com | JONATHAN | BAIN | 4019462883 | Jonathan.Bain@nexteraenergy.com | JONATHAN | BAIN | 4019462883X233 | Jonathan.Bain@nexteraenergy.com | 2 | WESTINGHOUSE DUAL-FUEL TURBINE #2 |  | COMBUSTION TURBINE | WESTINGHOUSE | W501D5 | 1992-05-04 | 2011 | 1433 | 1 | #2 FUEL OIL | DIESEL | 44 | DIESEL | 0.0318 | 0 | 29.745 | E3GAL | N | 18 | 4 | 34 | 17 | 4 | 17
1201550 | BELLINGHAM COGENERATION | NORTHEAST ENERGY ASSOCIATES LP | 92 DEPOT ST |  | BELLINGHAM | MA | 020190000 | PO BOX 1213 |  | BELLINGHAM | MA | 020190000 | N | PRIVATE | OP10 | NORTHEAST ENERGY ASSOCIATES, LP | 4019462883X233 | Jonathan.Bain@nexteraenergy.com | JONATHAN | BAIN | 4019462883 | Jonathan.Bain@nexteraenergy.com | JONATHAN | BAIN | 4019462883X233 | Jonathan.Bain@nexteraenergy.com | 2 | WESTINGHOUSE DUAL-FUEL TURBINE #2 |  | COMBUSTION TURBINE | WESTINGHOUSE | W501D5 | 1992-05-04 | 2011 | 1433 | 2 | NATURAL GAS | NATURAL GAS | 209 | Natural Gas |  |  | 2467.2 | E6FT3 | N | 18 | 4 | 34 | 17 | 4 | 17
1210001 | SHAWSHEEN RUBBER COMPANY |  | 220 ANDOVER ST | P.O. BOX 4296 | ANDOVER | MA | 018100814 | 220 ANDOVER ST | P.O. BOX 4296 | ANDOVER | MA | 018100814 | N | PRIVATE | SM80-7 | SHAWSHEEN RUBBER CO INC | 9784751710X120 | dkelly@shawsheencc.com | ZIB | DRELICH | 9784751710 | zdrelich@shawsheencc.com | ZIB | DRELICH | 9784751710X136 | zdrelich@shawsheencc.com | 10 | RECUPERATIVE THERMAL OXIDIZER NATURAL GAS |  | NATURAL GAS | NA | NA | 2003-07-01 | 2009 | 10 | 1 | NATURAL GAS | NATURAL GAS | 209 | Natural Gas |  |  | 7.2 | E6FT3 | N | 10 | 4 | 52 | 10 | 4 | 22
1210003 | PHILLIPS ACADEMY |  | 180 MAIN ST |  | ANDOVER | MA | 018104161 | 180 MAIN STREET |  | ANDOVER | MA | 018104161 | N | PRIVATE | SM80-R | PHILLIPS ACADEMY | 9787494320 | hlanglois@andover.edu | HERBERT | LANGLOIS | 9787494324 | hlanglois@andover.edu | HERBERT | LANGLOIS | 9787494324 | hlanglois@andover.edu | 1 | BOILER #1-JOHNSTON PFTA-1000-4LG-250-S 40.79 MMBT |  | BOILER | JOHNSTON | PFTA 1000-4 | 1995-09-01 | 2011 | 40.8 | 1 | BOILER #1-JOHNSTON PFTA-1000 #2 OIL | NO.2 | 58 | Distillate Oil (No. 2) | 0.05 | 0 | 0 | E3GAL | N | 24 | 7 | 36 | 0 | 0 | 0
1210003 | PHILLIPS ACADEMY |  | 180 MAIN ST |  | ANDOVER | MA | 018104161 | 180 MAIN STREET |  | ANDOVER | MA | 018104161 | N | PRIVATE | SM80-R | PHILLIPS ACADEMY | 9787494320 | hlanglois@andover.edu | HERBERT | LANGLOIS | 9787494324 | hlanglois@andover.edu | HERBERT | LANGLOIS | 9787494324 | hlanglois@andover.edu | 1 | BOILER #1-JOHNSTON PFTA-1000-4LG-250-S 40.79 MMBT |  | BOILER | JOHNSTON | PFTA 1000-4 | 1995-09-01 | 2011 | 40.8 | 2 | BOILER #1-JOHNSTON PFTA 1000 NATURAL GAS | NATURAL GAS | 209 | Natural Gas |  |  | 20.88 | E6FT3 | N | 24 | 7 | 36 | 0 | 0 | 0
1210003 | PHILLIPS ACADEMY |  | 180 MAIN ST |  | ANDOVER | MA | 018104161 | 180 MAIN STREET |  | ANDOVER | MA | 018104161 | N | PRIVATE | SM80-R | PHILLIPS ACADEMY | 9787494320 | hlanglois@andover.edu | HERBERT | LANGLOIS | 9787494324 | hlanglois@andover.edu | HERBERT | LANGLOIS | 9787494324 | hlanglois@andover.edu | 2 | BOILER #2-JOHNSTON PFTA-1000-4LG-250-S 40.79 MMBT |  | BOILER | JOHNSTON | PFTA 1000-4 | 1995-09-01 | 2011 | 40.8 | 1 | BOILER #2-JOHNSTON PFTA 1000 #2 OIL | NO.2 | 58 | Distillate Oil (No. 2) | 0.05 | 0 | 0 | E3GAL | N | 24 | 7 | 36 | 0 | 0 | 0
1210003 | PHILLIPS ACADEMY |  | 180 MAIN ST |  | ANDOVER | MA | 018104161 | 180 MAIN STREET |  | ANDOVER | MA | 018104161 | N | PRIVATE | SM80-R | PHILLIPS ACADEMY | 9787494320 | hlanglois@andover.edu | HERBERT | LANGLOIS | 9787494324 | hlanglois@andover.edu | HERBERT | LANGLOIS | 9787494324 | hlanglois@andover.edu | 2 | BOILER #2-JOHNSTON PFTA-1000-4LG-250-S 40.79 MMBT |  | BOILER | JOHNSTON | PFTA 1000-4 | 1995-09-01 | 2011 | 40.8 | 2 | BOILER #2-JOHNSTON PFTA 1000 NATURAL GAS | NATURAL GAS | 209 | Natural Gas |  |  | 22.27 | E6FT3 | N | 24 | 7 | 36 | 0 | 0 | 0
1210003 | PHILLIPS ACADEMY |  | 180 MAIN ST |  | ANDOVER | MA | 018104161 | 180 MAIN STREET |  | ANDOVER | MA | 018104161 | N | PRIVATE | SM80-R | PHILLIPS ACADEMY | 9787494320 | hlanglois@andover.edu | HERBERT | LANGLOIS | 9787494324 | hlanglois@andover.edu | HERBERT | LANGLOIS | 9787494324 | hlanglois@andover.edu | 3 | BOILER #3-JOHNSTON PFTA 1000-4LG-250-S 40.79 MMBT |  | BOILER | JOHNSTON | PFTA 1000-4 | 1995-09-01 | 2011 | 40.8 | 1 | BOILER #3-JOHNSTON PFTA 1000 #2 OIL | NO.2 | 58 | Distillate Oil (No. 2) | 0.05 | 0 | 0 | E3GAL | N | 24 | 7 | 36 | 0 | 0 | 0
1210003 | PHILLIPS ACADEMY |  | 180 MAIN ST |  | ANDOVER | MA | 018104161 | 180 MAIN STREET |  | ANDOVER | MA | 018104161 | N | PRIVATE | SM80-R | PHILLIPS ACADEMY | 9787494320 | hlanglois@andover.edu | HERBERT | LANGLOIS | 9787494324 | hlanglois@andover.edu | HERBERT | LANGLOIS | 9787494324 | hlanglois@andover.edu | 3 | BOILER #3-JOHNSTON PFTA 1000-4LG-250-S 40.79 MMBT |  | BOILER | JOHNSTON | PFTA 1000-4 | 1995-09-01 | 2011 | 40.8 | 2 | BOILER #3-JOHNSTON PFTA 1000 NATURAL GAS | NATURAL GAS | 209 | Natural Gas |  |  | 62.14 | E6FT3 | N | 24 | 7 | 36 | 0 | 0 | 0
1210003 | PHILLIPS ACADEMY |  | 180 MAIN ST |  | ANDOVER | MA | 018104161 | 180 MAIN STREET |  | ANDOVER | MA | 018104161 | N | PRIVATE | SM80-R | PHILLIPS ACADEMY | 9787494320 | hlanglois@andover.edu | HERBERT | LANGLOIS | 9787494324 | hlanglois@andover.edu | HERBERT | LANGLOIS | 9787494324 | hlanglois@andover.edu | 4 | GENERATOR #1-CATERPILLAR 3516 14.77 MMBTU/HR |  | ENGINE | CATERPILLAR | 3516 | 1995-09-01 | 2011 | 14.8 | 1 | GENERATOR #1-CATERPILLAR 3516 #2 OIL | DIESEL | 44 | DIESEL | 0.0015 | 0 | 1.162 | E3GAL | N | 1 | 1 | 52 | 1 | 1 | 20
1210003 | PHILLIPS ACADEMY |  | 180 MAIN ST |  | ANDOVER | MA | 018104161 | 180 MAIN STREET |  | ANDOVER | MA | 018104161 | N | PRIVATE | SM80-R | PHILLIPS ACADEMY | 9787494320 | hlanglois@andover.edu | HERBERT | LANGLOIS | 9787494324 | hlanglois@andover.edu | HERBERT | LANGLOIS | 9787494324 | hlanglois@andover.edu | 14 | COMBINATION OF SMALL CAMPUS GAS-FIRED BOILERS | 41 | BOILER | BURNHAM | SIN81NC-1EC | 1980-01-30 | 2011 | 10 | 1 | NATURAL GAS | NATURAL GAS | 209 | Natural Gas |  |  | 30.109 | E6FT3 | N | 24 | 7 | 36 | 0 | 0 | 0
1210007 | COVANTA HAVERHILL INCORPORATED |  | 100 RECOVERY WAY |  | HAVERHILL | MA | 018350000 | 100 RECOVERY WAY |  | HAVERHILL | MA | 018350000 | N | PRIVATE | OP24 | COVANTA HAVERHILL INC | 9783726288 | gdrew@covantaenergy.com | JOSEPH | BECKER | 9783726288 | jbecker@covantaenergy.com | GEORGE | DREW | 9783726288X3025 | gdrew@covantaenergy.com | 11 | LANDFILL GAS ENCLOSED FLARE |  | ENCLOSED LANDFILL GAS COMBUSTION FLARE | LFG SPECIALTIES | EF8.54010 | 1997-12-01 | 2011 | 62 | 1 | LANDFILL GAS FLARE | LANDFILL GAS | 502 | LANDFILL GAS | 0 | 0 | 0.202 | E6FT3 | N | 4 | 2 | 1 | 4 | 2 | 1
1210007 | COVANTA HAVERHILL INCORPORATED |  | 100 RECOVERY WAY |  | HAVERHILL | MA | 018350000 | 100 RECOVERY WAY |  | HAVERHILL | MA | 018350000 | N | PRIVATE | OP24 | COVANTA HAVERHILL INC | 9783726288 | gdrew@covantaenergy.com | JOSEPH | BECKER | 9783726288 | jbecker@covantaenergy.com | GEORGE | DREW | 9783726288X3025 | gdrew@covantaenergy.com | 34 | LFG ENGINE |  | ENGINE | CATERPILLAR | G3520C | 2007-12-05 | 2011 | 18 | 1 | LANDFILL GAS | LANDFILL GAS | 502 | LANDFILL GAS | 0 | 0 | 211.675 | E6FT3 | N | 24 | 7 | 45 | 24 | 7 | 19
1210009 | EVERETT MILLS STEAM CO |  | 15 UNION ST |  | LAWRENCE | MA | 018400000 | 15 UNION STREET |  | LAWRENCE | MA | 018400000 | N | PRIVATE | NM25 | EVERETT MILLS STEAM CO | 9786829463 | paleynadel@aol.com | MARIANNE | PALEY NADEL | 9786829463 | paleynadel@aol.com | MARIANNE | PALEY NADEL | 9786829463 | paleynadel@aol.com | 8 | BOILER #1 CB-LE 400 HP NATURAL GAS |  | BOILER | CLEAVER BROOKS | CB-LE 400 HP | 2006-07-07 | 2011 | 16.738 | 1 | NATURAL GAS | NATURAL GAS | 209 | Natural Gas |  |  | 7.244 | E6FT3 | N | 24 | 7 | 26 | 0 | 0 | 0
1210020 | ATLANTIC MANAGEMENT CORPORATION | FKA GLOBE NEWSPAPER COMPANY | 72 SALEM RD |  | BILLERICA | MA | 018210000 | 205 NEWBERRY ST |  | FRAMINGHAM | MA | 017010000 | N | PRIVATE | NM99 | GLOBE NEWSPAPER COMPANY INC | 6179293393 | a_schiavi@globe.com | ANTHONY | SCHIAVI | 6179293393 | a_schiavi@globe.com | ANTHONY | SCHIAVI | 6179293393 | a_schiavi@globe.com | 1 | BOILER #1-CLEAVER BROOKS CB400-250 DUAL FUEL |  | BOILER | CLEAVER BROOKS | CB400-250 | 1983-01-01 | 2009 | 11 | 1 | BOILER 1 CLEAVER BROOKS CB400-250 4 OIL 0.5 S | NO.4 | 825 | Distillate Oil (No. 4) | 0.5 | 0.1 | 0 | E3GAL | N | 24 | 7 | 52 | 24 | 7 | 20
1210020 | ATLANTIC MANAGEMENT CORPORATION | FKA GLOBE NEWSPAPER COMPANY | 72 SALEM RD |  | BILLERICA | MA | 018210000 | 205 NEWBERRY ST |  | FRAMINGHAM | MA | 017010000 | N | PRIVATE | NM99 | GLOBE NEWSPAPER COMPANY INC | 6179293393 | a_schiavi@globe.com | ANTHONY | SCHIAVI | 6179293393 | a_schiavi@globe.com | ANTHONY | SCHIAVI | 6179293393 | a_schiavi@globe.com | 1 | BOILER #1-CLEAVER BROOKS CB400-250 DUAL FUEL |  | BOILER | CLEAVER BROOKS | CB400-250 | 1983-01-01 | 2009 | 11 | 2 | BOILER 1-CLEAVER BROOKS CB400-250 NATURAL GAS | NATURAL GAS | 209 | Natural Gas |  |  | 6.39 | E6FT3 | N | 24 | 7 | 52 | 24 | 7 | 20
1210020 | ATLANTIC MANAGEMENT CORPORATION | FKA GLOBE NEWSPAPER COMPANY | 72 SALEM RD |  | BILLERICA | MA | 018210000 | 205 NEWBERRY ST |  | FRAMINGHAM | MA | 017010000 | N | PRIVATE | NM99 | GLOBE NEWSPAPER COMPANY INC | 6179293393 | a_schiavi@globe.com | ANTHONY | SCHIAVI | 6179293393 | a_schiavi@globe.com | ANTHONY | SCHIAVI | 6179293393 | a_schiavi@globe.com | 2 | BOILER 2-CLEAVER BROOKS CB400-250 DUAL FUEL |  | BOILER | CLAVER BROOKS | CB400-250 | 1983-01-01 | 2009 | 11 | 1 | BOILER 2-CLEAVER BROOKS CB400-250 4 OIL 0.5 S | NO.4 | 825 | Distillate Oil (No. 4) | 0.5 | 0.1 | 0 | E3GAL | N | 24 | 7 | 52 | 24 | 7 | 20
1210020 | ATLANTIC MANAGEMENT CORPORATION | FKA GLOBE NEWSPAPER COMPANY | 72 SALEM RD |  | BILLERICA | MA | 018210000 | 205 NEWBERRY ST |  | FRAMINGHAM | MA | 017010000 | N | PRIVATE | NM99 | GLOBE NEWSPAPER COMPANY INC | 6179293393 | a_schiavi@globe.com | ANTHONY | SCHIAVI | 6179293393 | a_schiavi@globe.com | ANTHONY | SCHIAVI | 6179293393 | a_schiavi@globe.com | 2 | BOILER 2-CLEAVER BROOKS CB400-250 DUAL FUEL |  | BOILER | CLAVER BROOKS | CB400-250 | 1983-01-01 | 2009 | 11 | 2 | BOILER 2-CLEAVER BROOKS CB400-250 NATURAL GAS | NATURAL GAS | 209 | Natural Gas |  |  | 6.39 | E6FT3 | N | 24 | 7 | 52 | 24 | 7 | 20
1210025 | LAWRENCE GENERAL HOSPITAL |  | 1 GENERAL ST |  | LAWRENCE | MA | 018400000 | 1 GENERAL ST |  | LAWRENCE | MA | 018420000 | N | PRIVATE | SM80-R | LAWRENCE GENERAL HOSPITAL | 9786834000 | gerry.leighton@lawrencegeneral.org | GERRY | LEIGHTON | 9789468179 | gerry.leighton@lawrencegeneral.org | JACK | KENNEDY | 9786834000X2225 | John.a.Kennedy@lawrencegeneral.org | 1 | BOILER #1-CLEAVER BROOKS CB655-250 DUAL FUEL |  | BOILER | CLEAVER BROOKS | CR-6-55-250 | 1965-01-01 | 2011 | 10.5 | 1 | BOILER #1-CLEAVER BROOKS CB655-250 #6 OIL-1S | NO.6 | 923 | Residual Oil (No. 6) | 1 | 0.1 | 0.245 | E3GAL | N | 24 | 7 | 52 | 24 | 7 | 20
1210025 | LAWRENCE GENERAL HOSPITAL |  | 1 GENERAL ST |  | LAWRENCE | MA | 018400000 | 1 GENERAL ST |  | LAWRENCE | MA | 018420000 | N | PRIVATE | SM80-R | LAWRENCE GENERAL HOSPITAL | 9786834000 | gerry.leighton@lawrencegeneral.org | GERRY | LEIGHTON | 9789468179 | gerry.leighton@lawrencegeneral.org | JACK | KENNEDY | 9786834000X2225 | John.a.Kennedy@lawrencegeneral.org | 1 | BOILER #1-CLEAVER BROOKS CB655-250 DUAL FUEL |  | BOILER | CLEAVER BROOKS | CR-6-55-250 | 1965-01-01 | 2011 | 10.5 | 2 | BOILER #1-CLEAVER BROOKS CB655-250 NATURAL GAS | NATURAL GAS | 209 | Natural Gas |  |  | 23.0034 | E6FT3 | N | 24 | 7 | 52 | 24 | 7 | 20
1210025 | LAWRENCE GENERAL HOSPITAL |  | 1 GENERAL ST |  | LAWRENCE | MA | 018400000 | 1 GENERAL ST |  | LAWRENCE | MA | 018420000 | N | PRIVATE | SM80-R | LAWRENCE GENERAL HOSPITAL | 9786834000 | gerry.leighton@lawrencegeneral.org | GERRY | LEIGHTON | 9789468179 | gerry.leighton@lawrencegeneral.org | JACK | KENNEDY | 9786834000X2225 | John.a.Kennedy@lawrencegeneral.org | 1 | BOILER #1-CLEAVER BROOKS CB655-250 DUAL FUEL |  | BOILER | CLEAVER BROOKS | CR-6-55-250 | 1965-01-01 | 2011 | 10.5 | 3 | EMULSIFIED #6 OIL | NO.6 | 923 | Residual Oil (No. 6) | 0.92 | 0.1 | 0 | E3GAL | N | 24 | 7 | 52 | 24 | 7 | 20
1210025 | LAWRENCE GENERAL HOSPITAL |  | 1 GENERAL ST |  | LAWRENCE | MA | 018400000 | 1 GENERAL ST |  | LAWRENCE | MA | 018420000 | N | PRIVATE | SM80-R | LAWRENCE GENERAL HOSPITAL | 9786834000 | gerry.leighton@lawrencegeneral.org | GERRY | LEIGHTON | 9789468179 | gerry.leighton@lawrencegeneral.org | JACK | KENNEDY | 9786834000X2225 | John.a.Kennedy@lawrencegeneral.org | 2 | BOILER #2-CLEAVER BROOKS CB655-250 DUAL FUEL |  | BOILER | CLEAVER BROOKS | CR-6-55-250 | 1965-01-01 | 2011 | 10.5 | 1 | BOILER #2-CLEAVER BROOKS CB655-250 #6 OIL-1S | NO.6 | 923 | Residual Oil (No. 6) | 1 | 0.1 | 0.245 | E3GAL | N | 24 | 7 | 52 | 24 | 7 | 20
1210025 | LAWRENCE GENERAL HOSPITAL |  | 1 GENERAL ST |  | LAWRENCE | MA | 018400000 | 1 GENERAL ST |  | LAWRENCE | MA | 018420000 | N | PRIVATE | SM80-R | LAWRENCE GENERAL HOSPITAL | 9786834000 | gerry.leighton@lawrencegeneral.org | GERRY | LEIGHTON | 9789468179 | gerry.leighton@lawrencegeneral.org | JACK | KENNEDY | 9786834000X2225 | John.a.Kennedy@lawrencegeneral.org | 2 | BOILER #2-CLEAVER BROOKS CB655-250 DUAL FUEL |  | BOILER | CLEAVER BROOKS | CR-6-55-250 | 1965-01-01 | 2011 | 10.5 | 2 | BOILER #2-CLEAVER BROOKS CB655-250 NATURAL GAS | NATURAL GAS | 209 | Natural Gas |  |  | 23.0034 | E6FT3 | N | 24 | 7 | 52 | 24 | 7 | 20
1210025 | LAWRENCE GENERAL HOSPITAL |  | 1 GENERAL ST |  | LAWRENCE | MA | 018400000 | 1 GENERAL ST |  | LAWRENCE | MA | 018420000 | N | PRIVATE | SM80-R | LAWRENCE GENERAL HOSPITAL | 9786834000 | gerry.leighton@lawrencegeneral.org | GERRY | LEIGHTON | 9789468179 | gerry.leighton@lawrencegeneral.org | JACK | KENNEDY | 9786834000X2225 | John.a.Kennedy@lawrencegeneral.org | 2 | BOILER #2-CLEAVER BROOKS CB655-250 DUAL FUEL |  | BOILER | CLEAVER BROOKS | CR-6-55-250 | 1965-01-01 | 2011 | 10.5 | 3 | EMULSIFIED #6 OIL | NO.6 | 923 | Residual Oil (No. 6) | 0.92 | 0.1 | 0 | E3GAL | N | 24 | 7 | 52 | 24 | 7 | 20
1210025 | LAWRENCE GENERAL HOSPITAL |  | 1 GENERAL ST |  | LAWRENCE | MA | 018400000 | 1 GENERAL ST |  | LAWRENCE | MA | 018420000 | N | PRIVATE | SM80-R | LAWRENCE GENERAL HOSPITAL | 9786834000 | gerry.leighton@lawrencegeneral.org | GERRY | LEIGHTON | 9789468179 | gerry.leighton@lawrencegeneral.org | JACK | KENNEDY | 9786834000X2225 | John.a.Kennedy@lawrencegeneral.org | 3 | BOILER #3-CLEAVER BROOKS CB655-250 DUAL FUEL |  | BOILER | CLEAVER BROOKS | CR-6-55-250 | 1965-01-01 | 2011 | 10.5 | 1 | BOILER #3-CLEAVER BROOKS CB655-250 #6 OIL-1S | NO.6 | 923 | Residual Oil (No. 6) | 1 | 0.1 | 0.245 | E3GAL | N | 24 | 7 | 52 | 24 | 7 | 20
1210025 | LAWRENCE GENERAL HOSPITAL |  | 1 GENERAL ST |  | LAWRENCE | MA | 018400000 | 1 GENERAL ST |  | LAWRENCE | MA | 018420000 | N | PRIVATE | SM80-R | LAWRENCE GENERAL HOSPITAL | 9786834000 | gerry.leighton@lawrencegeneral.org | GERRY | LEIGHTON | 9789468179 | gerry.leighton@lawrencegeneral.org | JACK | KENNEDY | 9786834000X2225 | John.a.Kennedy@lawrencegeneral.org | 3 | BOILER #3-CLEAVER BROOKS CB655-250 DUAL FUEL |  | BOILER | CLEAVER BROOKS | CR-6-55-250 | 1965-01-01 | 2011 | 10.5 | 2 | BOILER #3-CLEAVER BROOKS CB655-250 NATURAL GAS | NATURAL GAS | 209 | Natural Gas |  |  | 23.0034 | E6FT3 | N | 24 | 7 | 52 | 24 | 7 | 20
1210025 | LAWRENCE GENERAL HOSPITAL |  | 1 GENERAL ST |  | LAWRENCE | MA | 018400000 | 1 GENERAL ST |  | LAWRENCE | MA | 018420000 | N | PRIVATE | SM80-R | LAWRENCE GENERAL HOSPITAL | 9786834000 | gerry.leighton@lawrencegeneral.org | GERRY | LEIGHTON | 9789468179 | gerry.leighton@lawrencegeneral.org | JACK | KENNEDY | 9786834000X2225 | John.a.Kennedy@lawrencegeneral.org | 3 | BOILER #3-CLEAVER BROOKS CB655-250 DUAL FUEL |  | BOILER | CLEAVER BROOKS | CR-6-55-250 | 1965-01-01 | 2011 | 10.5 | 3 | EMULSIFIED #6 OIL | NO.6 | 923 | Residual Oil (No. 6) | 0.92 | 0.1 | 0 | E3GAL | N | 24 | 7 | 52 | 24 | 7 | 20
1210025 | LAWRENCE GENERAL HOSPITAL |  | 1 GENERAL ST |  | LAWRENCE | MA | 018400000 | 1 GENERAL ST |  | LAWRENCE | MA | 018420000 | N | PRIVATE | SM80-R | LAWRENCE GENERAL HOSPITAL | 9786834000 | gerry.leighton@lawrencegeneral.org | GERRY | LEIGHTON | 9789468179 | gerry.leighton@lawrencegeneral.org | JACK | KENNEDY | 9786834000X2225 | John.a.Kennedy@lawrencegeneral.org | 4 | BOILER #4-CLEAVER BROOKS CB666-350 DUAL FUEL |  | BOILER | CLEAVER BROOKS | CR-6-55-250 | 1971-06-01 | 2011 | 10.5 | 1 | BOILER #4-CLEAVER BROOKS CB666-350 #6 OIL-1S | NO.6 | 923 | Residual Oil (No. 6) | 1 | 0.1 | 0.245 | E3GAL | Y | 24 | 7 | 52 | 24 | 7 | 22
1210025 | LAWRENCE GENERAL HOSPITAL |  | 1 GENERAL ST |  | LAWRENCE | MA | 018400000 | 1 GENERAL ST |  | LAWRENCE | MA | 018420000 | N | PRIVATE | SM80-R | LAWRENCE GENERAL HOSPITAL | 9786834000 | gerry.leighton@lawrencegeneral.org | GERRY | LEIGHTON | 9789468179 | gerry.leighton@lawrencegeneral.org | JACK | KENNEDY | 9786834000X2225 | John.a.Kennedy@lawrencegeneral.org | 4 | BOILER #4-CLEAVER BROOKS CB666-350 DUAL FUEL |  | BOILER | CLEAVER BROOKS | CR-6-55-250 | 1971-06-01 | 2011 | 10.5 | 2 | BOILER #4-CLEAVER BROOKS CB666-350 NATURAL GAS | NATURAL GAS | 209 | Natural Gas |  |  | 23.0034 | E6FT3 | Y | 24 | 7 | 52 | 24 | 7 | 22
1210025 | LAWRENCE GENERAL HOSPITAL |  | 1 GENERAL ST |  | LAWRENCE | MA | 018400000 | 1 GENERAL ST |  | LAWRENCE | MA | 018420000 | N | PRIVATE | SM80-R | LAWRENCE GENERAL HOSPITAL | 9786834000 | gerry.leighton@lawrencegeneral.org | GERRY | LEIGHTON | 9789468179 | gerry.leighton@lawrencegeneral.org | JACK | KENNEDY | 9786834000X2225 | John.a.Kennedy@lawrencegeneral.org | 4 | BOILER #4-CLEAVER BROOKS CB666-350 DUAL FUEL |  | BOILER | CLEAVER BROOKS | CR-6-55-250 | 1971-06-01 | 2011 | 10.5 | 3 | EMULSIFIED #6 OIL | NO.6 | 923 | Residual Oil (No. 6) | 0.92 | 0.1 | 0 | E3GAL | Y | 24 | 7 | 52 | 24 | 7 | 22
1210025 | LAWRENCE GENERAL HOSPITAL |  | 1 GENERAL ST |  | LAWRENCE | MA | 018400000 | 1 GENERAL ST |  | LAWRENCE | MA | 018420000 | N | PRIVATE | SM80-R | LAWRENCE GENERAL HOSPITAL | 9786834000 | gerry.leighton@lawrencegeneral.org | GERRY | LEIGHTON | 9789468179 | gerry.leighton@lawrencegeneral.org | JACK | KENNEDY | 9786834000X2225 | John.a.Kennedy@lawrencegeneral.org | 6 | GENERATOR #4-CONS POWER IND 1000KW #2 OIL-0.05S |  | ENGINE | CONSOLIDATED POWER | 1000D3TA | 1991-10-01 | 2011 | 10.64 | 1 | GENERATOR #4-CONS POWER 1000 KWE #2 OIL-0.3S | DIESEL | 44 | DIESEL | 0.05 | 0.1 | 1.892 | E3GAL | N | 1 | 1 | 52 | 1 | 1 | 20
1210026 | AW CHESTERTON CO |  | 860 SALEM ST |  | GROVELAND | MA | 018340000 | 860 SALEM ST |  | GROVELAND | MA | 018340000 | N | PRIVATE | SM79-R | AW CHESTERTON CO | 9784696641 | odonneb@chesterton.com | BRIAN | O DONNELL | 9784696641 | odonneb@chesterton.com | BRIAN | O DONNELL | 9784696641 | odonneb@chesterton.com | 11 | SPACE AND WATER HEATERS (47)- NATURAL GAS |  | SPACE HEATERS AND WATER HEATERS | VARIES | VARIES | 1977-01-01 | 2011 | 15 | 1 | SPACE + WATER HEATERS (47)- NATURAL GAS | NATURAL GAS | 209 | Natural Gas |  |  | 0.1227 | E6FT3 | N | 24 | 7 | 52 | 24 | 5 | 20
1210032 | PACIFIC MILLS INDUSTRIAL COMPLEX |  | 300 CANAL ST |  | LAWRENCE | MA | 018400000 | 300 CANAL ST |  | LAWRENCE | MA | 018400000 | N | PRIVATE | SM25 | PACIFIC MILLS ACQUISITION, LLC. | 9786864191 | pacificmills@aol.com | GERARD | DEROCHE | 9786864191 | pacificmills@aol.com | GERARD | DEROCHE | 9786864191 | pacificmills@aol.com | 2 | BOILER #3-CLEAVER BROOKS CB628-600 (BACKUP BOILER) |  | BOILER | CLEAVER BROOKS | CB628-600 | 1963-02-01 | 2010 | 24.6 | 1 | BOILER #1-CLEAVER BROOKS CB628-600 6 OIL-1 | NO.6 | 923 | Residual Oil (No. 6) | 1 | 0.1 | 0 | E3GAL | N | 0 | 0 | 0 | 0 | 0 | 0
1210032 | PACIFIC MILLS INDUSTRIAL COMPLEX |  | 300 CANAL ST |  | LAWRENCE | MA | 018400000 | 300 CANAL ST |  | LAWRENCE | MA | 018400000 | N | PRIVATE | SM25 | PACIFIC MILLS ACQUISITION, LLC. | 9786864191 | pacificmills@aol.com | GERARD | DEROCHE | 9786864191 | pacificmills@aol.com | GERARD | DEROCHE | 9786864191 | pacificmills@aol.com | 3 | BOILER #2-CLEAVER BROOKS CB655-600 (MAIN BOILER) |  | BOILER | CLEAVER BROOKS | CB655-600 | 1959-10-01 | 2010 | 24.6 | 1 | BOILER #2-CLEAVER BROOKS CB655-600 6 OIL-1S | NO.6 | 923 | Residual Oil (No. 6) | 1 | 0.1 | 0 | E3GAL | N | 8 | 6 | 26 | 0 | 0 | 0
1210032 | PACIFIC MILLS INDUSTRIAL COMPLEX |  | 300 CANAL ST |  | LAWRENCE | MA | 018400000 | 300 CANAL ST |  | LAWRENCE | MA | 018400000 | N | PRIVATE | SM25 | PACIFIC MILLS ACQUISITION, LLC. | 9786864191 | pacificmills@aol.com | GERARD | DEROCHE | 9786864191 | pacificmills@aol.com | GERARD | DEROCHE | 9786864191 | pacificmills@aol.com | 3 | BOILER #2-CLEAVER BROOKS CB655-600 (MAIN BOILER) |  | BOILER | CLEAVER BROOKS | CB655-600 | 1959-10-01 | 2010 | 24.6 | 2 | NATURAL GAS | NATURAL GAS | 209 | Natural Gas |  |  | 18.6815 | E6FT3 | N | 8 | 6 | 26 | 0 | 0 | 0
1210040 | UMASS LOWELL SOUTH CAMPUS |  | SOLOMONT WAY | FORMERLY ROLFE ST | LOWELL | MA | 018540000 | 1 UNIVERSITY AVENUE | VFW HIGHWAY | LOWELL | MA | 018540000 | Y | STATE | SM80-R | UNIVERSITY OF MASSACHUSETTS LOWELL | 9789342601 | ask_ap@uml.edu | RICHARD | LEMOINE | 9789342618 | RICHARD_LEMOINE@UML.EDU | RICHARD | LEMOINE | 9789342618 | RICHARD_LEMOINE@UML.EDU | 1 | BOILER #1-BABCOX WILCOX DUAL FUEL |  | BOILER | BABCOCK & WILCOX | UNKNOWN | 1965-06-01 | 2011 | 20 | 1 | BOILER #1-BABCOCK WILCOX #6 OIL-1 S | NO.6 | 923 | Residual Oil (No. 6) | 1 | 0.1 | 0 | E3GAL | N | 24 | 7 | 25 | 24 | 7 | 13
1210040 | UMASS LOWELL SOUTH CAMPUS |  | SOLOMONT WAY | FORMERLY ROLFE ST | LOWELL | MA | 018540000 | 1 UNIVERSITY AVENUE | VFW HIGHWAY | LOWELL | MA | 018540000 | Y | STATE | SM80-R | UNIVERSITY OF MASSACHUSETTS LOWELL | 9789342601 | ask_ap@uml.edu | RICHARD | LEMOINE | 9789342618 | RICHARD_LEMOINE@UML.EDU | RICHARD | LEMOINE | 9789342618 | RICHARD_LEMOINE@UML.EDU | 1 | BOILER #1-BABCOX WILCOX DUAL FUEL |  | BOILER | BABCOCK & WILCOX | UNKNOWN | 1965-06-01 | 2011 | 20 | 2 | BOILER #1-BABCOCK+WILCOX NATURAL GAS | NATURAL GAS | 209 | Natural Gas |  |  | 6 | E6FT3 | N | 24 | 7 | 25 | 24 | 7 | 13
1210040 | UMASS LOWELL SOUTH CAMPUS |  | SOLOMONT WAY | FORMERLY ROLFE ST | LOWELL | MA | 018540000 | 1 UNIVERSITY AVENUE | VFW HIGHWAY | LOWELL | MA | 018540000 | Y | STATE | SM80-R | UNIVERSITY OF MASSACHUSETTS LOWELL | 9789342601 | ask_ap@uml.edu | RICHARD | LEMOINE | 9789342618 | RICHARD_LEMOINE@UML.EDU | RICHARD | LEMOINE | 9789342618 | RICHARD_LEMOINE@UML.EDU | 2 | BOILER #2-BABCOCK+WILCOX DUAL FUEL |  | BOILER | BABCOCK & WILCOX | UNKNOWN | 1965-01-01 | 2011 | 15 | 1 | BOILER #2-BABCOCK+WILCOX #6 OIL-1 S | NO.6 | 923 | Residual Oil (No. 6) | 1 | 0.1 | 0 | E3GAL | N | 24 | 7 | 34 | 24 | 7 | 22
1210040 | UMASS LOWELL SOUTH CAMPUS |  | SOLOMONT WAY | FORMERLY ROLFE ST | LOWELL | MA | 018540000 | 1 UNIVERSITY AVENUE | VFW HIGHWAY | LOWELL | MA | 018540000 | Y | STATE | SM80-R | UNIVERSITY OF MASSACHUSETTS LOWELL | 9789342601 | ask_ap@uml.edu | RICHARD | LEMOINE | 9789342618 | RICHARD_LEMOINE@UML.EDU | RICHARD | LEMOINE | 9789342618 | RICHARD_LEMOINE@UML.EDU | 2 | BOILER #2-BABCOCK+WILCOX DUAL FUEL |  | BOILER | BABCOCK & WILCOX | UNKNOWN | 1965-01-01 | 2011 | 15 | 2 | BOILER #2-BABCOCK+WILCOX NATURAL GAS | NATURAL GAS | 209 | Natural Gas |  |  | 26 | E6FT3 | N | 24 | 7 | 34 | 24 | 7 | 22
1210040 | UMASS LOWELL SOUTH CAMPUS |  | SOLOMONT WAY | FORMERLY ROLFE ST | LOWELL | MA | 018540000 | 1 UNIVERSITY AVENUE | VFW HIGHWAY | LOWELL | MA | 018540000 | Y | STATE | SM80-R | UNIVERSITY OF MASSACHUSETTS LOWELL | 9789342601 | ask_ap@uml.edu | RICHARD | LEMOINE | 9789342618 | RICHARD_LEMOINE@UML.EDU | RICHARD | LEMOINE | 9789342618 | RICHARD_LEMOINE@UML.EDU | 3 | BOILER #3-BABCOCK+WILCOX DUAL FUEL |  | BOILER | BABCOCK& WILCOX | UNKNOWN | 1965-06-01 | 2011 | 15 | 1 | BOILER #3-BABCOCK+WILCOX #6 OIL-1 S | NO.6 | 923 | Residual Oil (No. 6) | 1 | 0.1 | 0 | E3GAL | N | 24 | 7 | 43 | 24 | 7 | 18
1210040 | UMASS LOWELL SOUTH CAMPUS |  | SOLOMONT WAY | FORMERLY ROLFE ST | LOWELL | MA | 018540000 | 1 UNIVERSITY AVENUE | VFW HIGHWAY | LOWELL | MA | 018540000 | Y | STATE | SM80-R | UNIVERSITY OF MASSACHUSETTS LOWELL | 9789342601 | ask_ap@uml.edu | RICHARD | LEMOINE | 9789342618 | RICHARD_LEMOINE@UML.EDU | RICHARD | LEMOINE | 9789342618 | RICHARD_LEMOINE@UML.EDU | 3 | BOILER #3-BABCOCK+WILCOX DUAL FUEL |  | BOILER | BABCOCK& WILCOX | UNKNOWN | 1965-06-01 | 2011 | 15 | 2 | BOILER #3-BABCOCK+WILCOX NATURAL GAS | NATURAL GAS | 209 | Natural Gas |  |  | 54.8 | E6FT3 | N | 24 | 7 | 43 | 24 | 7 | 18
1210041 | UMASS LOWELL NORTH CAMPUS |  | 1 UNIVERSITY AVE | VETERANS OF FOREIGN WARS HWY | LOWELL | MA | 018540000 | ONE UNIVERSITY AVENUE | VFW HIGHWAY | LOWELL | MA | 018540000 | Y | STATE | SM80-R | UNIVERSITY OF MASSACHUSETTS LOWELL | 9789342601 | ask_ap@uml.edu | RICHARD | LEMOINE | 9789342618 | Richard_Lemoine@uml.edu | RICHARD | LEMOINE | 9789342618 | Richard_Lemoine@uml.edu | 1 | BOILER #1-WICKES MOD 61626 #6 OIL |  | BOILER | WICKES | 61626 | 1950-01-01 | 2011 | 24 | 1 | BOILER #1-WICKES MOD 61626 #6 OIL | NO.6 | 923 | Residual Oil (No. 6) | 1 | 0.1 | 8.896 | E3GAL | N | 24 | 7 | 12 | 0 | 0 | 0
1210041 | UMASS LOWELL NORTH CAMPUS |  | 1 UNIVERSITY AVE | VETERANS OF FOREIGN WARS HWY | LOWELL | MA | 018540000 | ONE UNIVERSITY AVENUE | VFW HIGHWAY | LOWELL | MA | 018540000 | Y | STATE | SM80-R | UNIVERSITY OF MASSACHUSETTS LOWELL | 9789342601 | ask_ap@uml.edu | RICHARD | LEMOINE | 9789342618 | Richard_Lemoine@uml.edu | RICHARD | LEMOINE | 9789342618 | Richard_Lemoine@uml.edu | 2 | BOILER #2-ERIE CITY MOD 95065 DUAL FUEL |  | BOILER | ERIE CITY | 95065 | 1954-01-01 | 2011 | 20 | 1 | BOILER #2-ERIE CITY MOD 94065 #6 OIL-1 S | NO.6 | 923 | Residual Oil (No. 6) | 1 | 0.1 | 0 | E3GAL | N | 24 | 7 | 50 | 24 | 7 | 22
1210041 | UMASS LOWELL NORTH CAMPUS |  | 1 UNIVERSITY AVE | VETERANS OF FOREIGN WARS HWY | LOWELL | MA | 018540000 | ONE UNIVERSITY AVENUE | VFW HIGHWAY | LOWELL | MA | 018540000 | Y | STATE | SM80-R | UNIVERSITY OF MASSACHUSETTS LOWELL | 9789342601 | ask_ap@uml.edu | RICHARD | LEMOINE | 9789342618 | Richard_Lemoine@uml.edu | RICHARD | LEMOINE | 9789342618 | Richard_Lemoine@uml.edu | 2 | BOILER #2-ERIE CITY MOD 95065 DUAL FUEL |  | BOILER | ERIE CITY | 95065 | 1954-01-01 | 2011 | 20 | 2 | BOILER #2-ERIE CITY MOD 94065 NATURAL GAS | NATURAL GAS | 209 | Natural Gas |  |  | 25.6 | E6FT3 | N | 24 | 7 | 50 | 24 | 7 | 22
1210041 | UMASS LOWELL NORTH CAMPUS |  | 1 UNIVERSITY AVE | VETERANS OF FOREIGN WARS HWY | LOWELL | MA | 018540000 | ONE UNIVERSITY AVENUE | VFW HIGHWAY | LOWELL | MA | 018540000 | Y | STATE | SM80-R | UNIVERSITY OF MASSACHUSETTS LOWELL | 9789342601 | ask_ap@uml.edu | RICHARD | LEMOINE | 9789342618 | Richard_Lemoine@uml.edu | RICHARD | LEMOINE | 9789342618 | Richard_Lemoine@uml.edu | 3 | BOILER #3-BIGELOW MOD 4693 DUAL FUEL |  | BOILER | BIGELOW | 4693 | 1967-01-01 | 2011 | 37.8 | 1 | BOILER #3-BIGELOW MOD 4693 DUAL FUEL | NO.6 | 923 | Residual Oil (No. 6) | 1 | 0.1 | 0 | E3GAL | N | 24 | 7 | 12 | 0 | 0 | 0
1210041 | UMASS LOWELL NORTH CAMPUS |  | 1 UNIVERSITY AVE | VETERANS OF FOREIGN WARS HWY | LOWELL | MA | 018540000 | ONE UNIVERSITY AVENUE | VFW HIGHWAY | LOWELL | MA | 018540000 | Y | STATE | SM80-R | UNIVERSITY OF MASSACHUSETTS LOWELL | 9789342601 | ask_ap@uml.edu | RICHARD | LEMOINE | 9789342618 | Richard_Lemoine@uml.edu | RICHARD | LEMOINE | 9789342618 | Richard_Lemoine@uml.edu | 3 | BOILER #3-BIGELOW MOD 4693 DUAL FUEL |  | BOILER | BIGELOW | 4693 | 1967-01-01 | 2011 | 37.8 | 2 | FUEL #2 BOILER #2 BIGELOW MOD 4693 NATURAL GAS | NATURAL GAS | 209 | Natural Gas |  |  | 78.122 | E6FT3 | N | 24 | 7 | 12 | 0 | 0 | 0
1210041 | UMASS LOWELL NORTH CAMPUS |  | 1 UNIVERSITY AVE | VETERANS OF FOREIGN WARS HWY | LOWELL | MA | 018540000 | ONE UNIVERSITY AVENUE | VFW HIGHWAY | LOWELL | MA | 018540000 | Y | STATE | SM80-R | UNIVERSITY OF MASSACHUSETTS LOWELL | 9789342601 | ask_ap@uml.edu | RICHARD | LEMOINE | 9789342618 | Richard_Lemoine@uml.edu | RICHARD | LEMOINE | 9789342618 | Richard_Lemoine@uml.edu | 21 | TSONGAS ARENA - BUILDING HEAT/HOT WATER |  | BOILER | VARIOUS | VARIOUS | 1996-04-01 | 2011 | 13.26 | 1 | NATURAL GAS | NATURAL GAS | 209 | Natural Gas |  |  | 7.4 | E6FT3 | Y | 24 | 7 | 52 | 24 | 7 | 22
1210041 | UMASS LOWELL NORTH CAMPUS |  | 1 UNIVERSITY AVE | VETERANS OF FOREIGN WARS HWY | LOWELL | MA | 018540000 | ONE UNIVERSITY AVENUE | VFW HIGHWAY | LOWELL | MA | 018540000 | Y | STATE | SM80-R | UNIVERSITY OF MASSACHUSETTS LOWELL | 9789342601 | ask_ap@uml.edu | RICHARD | LEMOINE | 9789342618 | Richard_Lemoine@uml.edu | RICHARD | LEMOINE | 9789342618 | Richard_Lemoine@uml.edu | 25 | UC BOILER #1-CLEAVER BROOKS CB400-400HP NATURAL GA |  | BOILER | CLEAVER BROOKS | CB-400 | 1985-12-05 | 2011 | 17.51 | 1 | BOILER #1-CLEAVER BROOKS CB400-400 | NATURAL GAS | 209 | Natural Gas |  |  | 0.0745 | E6FT3 | N | 24 | 7 | 36 | 24 | 7 | 4
1210041 | UMASS LOWELL NORTH CAMPUS |  | 1 UNIVERSITY AVE | VETERANS OF FOREIGN WARS HWY | LOWELL | MA | 018540000 | ONE UNIVERSITY AVENUE | VFW HIGHWAY | LOWELL | MA | 018540000 | Y | STATE | SM80-R | UNIVERSITY OF MASSACHUSETTS LOWELL | 9789342601 | ask_ap@uml.edu | RICHARD | LEMOINE | 9789342618 | Richard_Lemoine@uml.edu | RICHARD | LEMOINE | 9789342618 | Richard_Lemoine@uml.edu | 26 | UC BOILER #2-CLEAVER BROOKS CB400-400HP NATURAL GA |  | BOILER | CLEAVER BROOKS | CB-400 | 1985-12-05 | 2011 | 17.5 | 1 | BOILER #2-CLEAVER BROOKS CB400-400 | NATURAL GAS | 209 | Natural Gas |  |  | 0.3075 | E6FT3 | N | 24 | 7 | 36 | 24 | 7 | 4
1210053 | 1600 OSGOOD STREET LLC |  | 1600 OSGOOD ST |  | NORTH ANDOVER | MA | 018450000 | 1600 OSGOOD ST |  | NORTH ANDOVER | MA | 018450000 | N | PRIVATE | SM80-R | 1600 OSGOOD STREET LLC | 9786815004 | ndenault@ozzyproperties.com | NORMAN | DENAULT | 9786815004 | ndenault@ozzyproperties.com | NORMAN | DENAULT | 9786815004X104 | ndenault@ozzyproperties.com | 38 | GENERATOR #6-CATERPILLER DIESEL 9.5MMBTU/HR BLG 20 |  | ENGINE | CATERPILLAR | SR4 | 1999-01-01 | 2011 | 10 | 1 | GENERATOR #6-CATERPILLER #3508 DIESEL DATA CENTER | DIESEL | 44 | DIESEL | 0.3 | 0 | 0.3361 | E3GAL | N | 1 | 1 | 52 | 1 | 1 | 22
1210063 | GILLETTE COMPANY THE |  | 30 BURTT RD |  | ANDOVER | MA | 018100000 | 30 BURTT RD |  | ANDOVER | MA | 018100000 | N | PRIVATE | OP3 | GILLETTE COMPANY THE | 9787495000 | lancaster.fa@pg.com | FRANK | LANCASTER | 9787495000 | lancaster.fa@pg.com | TRAVIS | GOMBOS | 9787495249 | gombos.ta@pg.com | 1 | BOILER #1-CLEAVER BROOKS CB665-700 DUAL FUEL |  | BOILER | CLEAVER BROOKS | CB665 - 700 | 1968-06-25 | 2011 | 29 | 2 | BOILER #1-CLEAVER BROOKS CB655-700 NATURAL GAS | NATURAL GAS | 209 | Natural Gas |  |  | 48.3 | E6FT3 | N | 24 | 7 | 30 | 24 | 7 | 10
1210063 | GILLETTE COMPANY THE |  | 30 BURTT RD |  | ANDOVER | MA | 018100000 | 30 BURTT RD |  | ANDOVER | MA | 018100000 | N | PRIVATE | OP3 | GILLETTE COMPANY THE | 9787495000 | lancaster.fa@pg.com | FRANK | LANCASTER | 9787495000 | lancaster.fa@pg.com | TRAVIS | GOMBOS | 9787495249 | gombos.ta@pg.com | 2 | BOILER #2-CLEAVER BROOKS CB655-700 DUAL FUEL |  | BOILER | CLEAVER BROOKS | CB665-700 | 1968-06-25 | 2011 | 29 | 2 | BOILER #2-CLEAVER BROOKS CB655-700 NATURAL GAS | NATURAL GAS | 209 | Natural Gas |  |  | 25.13 | E6FT3 | N | 24 | 7 | 17 | 24 | 7 | 6
1210063 | GILLETTE COMPANY THE |  | 30 BURTT RD |  | ANDOVER | MA | 018100000 | 30 BURTT RD |  | ANDOVER | MA | 018100000 | N | PRIVATE | OP3 | GILLETTE COMPANY THE | 9787495000 | lancaster.fa@pg.com | FRANK | LANCASTER | 9787495000 | lancaster.fa@pg.com | TRAVIS | GOMBOS | 9787495249 | gombos.ta@pg.com | 3 | BOILER #3-CLEAVER BROOKS CB655-700 #6 OIL-1 S |  | BOILER | CLEAVER BROOKS | CB665-700 | 1968-06-25 | 2011 | 29 | 1 | BOILER #3-CLEAVER BROOKS CB655-700 #6 OIL-1 S | NO.6 | 923 | Residual Oil (No. 6) | 1 | 0.1 | 0 | E3GAL | N | 0 | 0 | 0 | 0 | 0 | 0
1210081 | EISAI RESEARCH INSTITUTE |  | 4 CORPORATE DR |  | ANDOVER | MA | 018102441 | 4 CORPORATE DRIVE |  | ANDOVER | MA | 018102447 | N | PRIVATE | SM79-7 | EISAI RESEARCH INSTITUTE OF BOSTON INC | 9788374825 | John_Bristol@EISAI.com | JOHN | BRISTOL | 9788374825 | John_Bristol@EISAI.com | JOHN | BRISTOL | 9788374825 | John_Bristol@EISAI.com | 1 | BOILER #1-CLEAVER BROOKS CB700-250 10 MMBTU/HR |  | BOILER | CLEAVER BROOKS | CB700-250 | 1989-08-15 | 2009 | 10.46 | 1 | NATURAL GAS | NATURAL GAS | 209 | Natural Gas |  |  | 34.13 | E6FT3 | N | 24 | 7 | 30 | 8 | 2 | 10
1210081 | EISAI RESEARCH INSTITUTE |  | 4 CORPORATE DR |  | ANDOVER | MA | 018102441 | 4 CORPORATE DRIVE |  | ANDOVER | MA | 018102447 | N | PRIVATE | SM79-7 | EISAI RESEARCH INSTITUTE OF BOSTON INC | 9788374825 | John_Bristol@EISAI.com | JOHN | BRISTOL | 9788374825 | John_Bristol@EISAI.com | JOHN | BRISTOL | 9788374825 | John_Bristol@EISAI.com | 13 | EMERGENCY GENERATOR ENGINE 2 |  | ENGINE | CATERPILLAR | 3508B | 2005-01-01 | 2009 | 10.3 | 1 | DIESEL | DIESEL | 44 | DIESEL | 0.0015 | 0 | 0.331 | E3GAL | N | 1 | 1 | 52 | 1 | 1 | 22
1210086 | HOLLINGSWORTH & VOSE |  | 219 TOWNSEND RD |  | GROTON | MA | 014500000 | PO BOX 168 |  | WEST GROTON | MA | 014720000 | N | PRIVATE | OP3 | HOLLINGSWORTH AND VOSE COMPANY | 9784483311 | kpuff@hovo.com | ROBERT | MOORE | 9784483311 | rmoore@hovo.com | KATHY | PUFF | 9784483311 | kpuff@hovo.com | 1 | THRU DRYER + IR DRYERS + DRYER CAPS- NATURAL GAS | 5 | PROCESS HEATER | RED RAY | MULTIPLE | 1981-01-01 | 2011 | 23 | 1 | THRU DRYER + 4 IR DRYER BURNERS NATURAL GAS #29 | NATURAL GAS | 209 | Natural Gas |  |  | 53 | E6FT3 | N | 24 | 7 | 48 | 24 | 7 | 21
1210086 | HOLLINGSWORTH & VOSE |  | 219 TOWNSEND RD |  | GROTON | MA | 014500000 | PO BOX 168 |  | WEST GROTON | MA | 014720000 | N | PRIVATE | OP3 | HOLLINGSWORTH AND VOSE COMPANY | 9784483311 | kpuff@hovo.com | ROBERT | MOORE | 9784483311 | rmoore@hovo.com | KATHY | PUFF | 9784483311 | kpuff@hovo.com | 2 | BOILER #1-BABCOCK+WILCOX TYPE D OIL #4 + #6 |  | BOILER | B&W - D TYPE | FM10-66 | 1988-09-01 | 2011 | 50 | 2 | BOILER #1-BABCOCK+WILCOX TYPE D #6 OIL-1 #48 | NO.6 | 923 | Residual Oil (No. 6) | 1 | 1 | 74 | E3GAL | N | 24 | 7 | 48 | 24 | 7 | 21
1210086 | HOLLINGSWORTH & VOSE |  | 219 TOWNSEND RD |  | GROTON | MA | 014500000 | PO BOX 168 |  | WEST GROTON | MA | 014720000 | N | PRIVATE | OP3 | HOLLINGSWORTH AND VOSE COMPANY | 9784483311 | kpuff@hovo.com | ROBERT | MOORE | 9784483311 | rmoore@hovo.com | KATHY | PUFF | 9784483311 | kpuff@hovo.com | 2 | BOILER #1-BABCOCK+WILCOX TYPE D OIL #4 + #6 |  | BOILER | B&W - D TYPE | FM10-66 | 1988-09-01 | 2011 | 50 | 3 | BOILER #1 BABCOOK WILCOX TYPE D NATURAL GAS | NATURAL GAS | 209 | Natural Gas |  |  | 225 | E6FT3 | N | 24 | 7 | 48 | 24 | 7 | 21
1210086 | HOLLINGSWORTH & VOSE |  | 219 TOWNSEND RD |  | GROTON | MA | 014500000 | PO BOX 168 |  | WEST GROTON | MA | 014720000 | N | PRIVATE | OP3 | HOLLINGSWORTH AND VOSE COMPANY | 9784483311 | kpuff@hovo.com | ROBERT | MOORE | 9784483311 | rmoore@hovo.com | KATHY | PUFF | 9784483311 | kpuff@hovo.com | 3 | BOILER #4-BW STERLING CLASS XII 49.5 MMBTU/HR |  | BOILER | B & W - STERLING | CLASS XII | 1929-01-01 | 2011 | 50 | 2 | BOILER #4-BABCOCK+WILCOX-STERLING #6 OIL-1S | NO.6 | 923 | Residual Oil (No. 6) | 1 | 1 | 2.5 | E3GAL | N | 24 | 7 | 4 | 24 | 7 | 2
1210086 | HOLLINGSWORTH & VOSE |  | 219 TOWNSEND RD |  | GROTON | MA | 014500000 | PO BOX 168 |  | WEST GROTON | MA | 014720000 | N | PRIVATE | OP3 | HOLLINGSWORTH AND VOSE COMPANY | 9784483311 | kpuff@hovo.com | ROBERT | MOORE | 9784483311 | rmoore@hovo.com | KATHY | PUFF | 9784483311 | kpuff@hovo.com | 3 | BOILER #4-BW STERLING CLASS XII 49.5 MMBTU/HR |  | BOILER | B & W - STERLING | CLASS XII | 1929-01-01 | 2011 | 50 | 3 | BOILER #4 BABCOCK WILCOX NATURAL GAS | NATURAL GAS | 209 | Natural Gas |  |  | 8 | E6FT3 | N | 24 | 7 | 4 | 24 | 7 | 2
1210087 | BRADFORD INDUSTRIES |  | 75 ROGERS ST |  | LOWELL | MA | 018520000 | 75 ROGERS STREET |  | LOWELL | MA | 018520000 | N | PRIVATE | OP3 | BRADFORD INDUSTRIES | 9784594100X371 | veiga@bradfordind.com | MANUEL | VEIGA | 9784594100 | veiga@bradfordind.com | GEORGE | PRIMEAU | 9784594100X313 | grprimeau@bradfordind.com | 26 | FURNACES (4)- NATURAL GAS | 4 | GAS FIRED HEATERS | UNKNOWN | UNKNOWN | 2000-01-01 | 2011 | 27 | 1 | FURNACES(4)- NATURAL GAS | NATURAL GAS | 209 | Natural Gas |  |  | 46.5 | E6FT3 | N | 20 | 7 | 25 | 0 | 0 | 0
1210124 | ARAMARK UNIFORM AND CAREER APPAREL LLC |  | 110 GLENN ST |  | LAWRENCE | MA | 018430000 | 110 GLENN ST |  | LAWRENCE | MA | 018430000 | N | PRIVATE | NM25 | ARAMARK UNIFORM AND CAREER APPAREL LLC | 9786851936 | cory.fye@uniform.aramark.com | CORY | FYE | 9786851936 | cory.fye@uniform.aramark.com | RICHARD | CURRIE | 9786851936X132 | richard.currie@uniform.aramark.com | 1 | BOILER #1-HURST |  | BOILER | HURST | SCOTCH | 2002-05-16 | 2011 | 14.67 | 2 | BOILER #1-HURST NATURAL GAS | NATURAL GAS | 209 | Natural Gas |  |  | 10.8763 | E6FT3 | N | 10 | 5 | 52 | 10 | 5 | 22
1210129 | BALLARD MATERIAL PRODUCTS |  | 2 INDUSTRIAL AVE |  | LOWELL | MA | 018515199 | 2 INDUSTRIAL AVE |  | LOWELL | MA | 018515199 | N | PRIVATE | SM79-7 | BALLARD MATERIAL PRODUCTS | 9784545594 | Donald.Berman@ballard.com | DONALD | BERMAN | 9784455594 | donald.berman@ballard.com | DONALD | BERMAN | 9784545594 | Donald.Berman@ballard.com | 37 | SPACE HEATERS #1- VARIOUS MFG- NATURAL GAS | 57 | FURNACE | VARIOUS | VARIOUS | 1978-01-01 | 2009 | 21.6785 | 1 | SPACE HEATERS #1- NATURAL GAS | NATURAL GAS | 209 | Natural Gas |  |  | 12.83 | E6FT3 | N | 24 | 7 | 52 | 24 | 7 | 22
1210131 | HCL ACQUISITION LLC | FKA ARCHITECTURAL HERITAGE FOUNDATION | 165 JACKSON ST |  | LOWELL | MA | 018520000 | 45 SCHOOL ST | OLD CITY HALL | BOSTON | MA | 021080000 | N | PRIVATE | NM25 | HCL ACQUISITION LLC | 6175237210 | info@ahfboston.com | SEAN | MCDONNELL | 6175237210 | kcicchetti@ahfboston.com | KARA | CICCHETTI | 6175237210 | kcicchetti@ahfboston.com | 2 | EU #2-CYCLOTHERM BOILER 8700L-L3NSP NATURAL GAS |  | BOILER | CYCLOTHERM | 8700L-L3NSP | 1957-01-01 | 2010 | 10 | 1 | NATURAL GAS | NATURAL GAS | 209 | Natural Gas |  |  | 4.3344 | E6FT3 | N | 24 | 7 | 30 | 0 | 0 | 0
1210153 | LANTHEUS MEDICAL IMAGING INC | FKA BRISTOL MYERS SQUIBB MEDICAL IMAGING | 331 TREBLE COVE RD |  | BILLERICA | MA | 018620000 | 331 TREBLE COVE RD |  | NORTH BILLERICA | MA | 018620000 | N | PRIVATE | SM79-R | LANTHEUS MEDICAL IMAGING INC | 9786718242 | Francis.Roy@LANTHEUS.com | FRANCIS | ROY | 9786718242 | Francis.Roy@LANTHEUS.com | DEBORAH | GATTENBY | 9784367808 | Deborah.Gattenby@LANTHEUS.com | 5 | 500 BLR B1 - #5 - CB700-250 NAT GAS |  | BOILER | CLEAVER BROOKS | CB700-250 | 1982-01-01 | 2011 | 10 | 1 | 500 BLR B1 BOILER #5-CLEAVER BROOKS CB700250 NG | NATURAL GAS | 209 | Natural Gas |  |  | 8.72 | E6FT3 | N | 12 | 7 | 39 | 12 | 7 | 8
1210153 | LANTHEUS MEDICAL IMAGING INC | FKA BRISTOL MYERS SQUIBB MEDICAL IMAGING | 331 TREBLE COVE RD |  | BILLERICA | MA | 018620000 | 331 TREBLE COVE RD |  | NORTH BILLERICA | MA | 018620000 | N | PRIVATE | SM79-R | LANTHEUS MEDICAL IMAGING INC | 9786718242 | Francis.Roy@LANTHEUS.com | FRANCIS | ROY | 9786718242 | Francis.Roy@LANTHEUS.com | DEBORAH | GATTENBY | 9784367808 | Deborah.Gattenby@LANTHEUS.com | 6 | 500 BLR B2 - #6 - CB700-250 - NAT GAS |  | BOILER | CLEAVER BROOKS | CB700-250 | 1982-01-01 | 2011 | 10 | 1 | 500 BLR B2 BOILER #6-CLEAVER BROOKS CB700250 NG | NATURAL GAS | 209 | Natural Gas |  |  | 8.72 | E6FT3 | N | 12 | 7 | 39 | 12 | 7 | 8
1210153 | LANTHEUS MEDICAL IMAGING INC | FKA BRISTOL MYERS SQUIBB MEDICAL IMAGING | 331 TREBLE COVE RD |  | BILLERICA | MA | 018620000 | 331 TREBLE COVE RD |  | NORTH BILLERICA | MA | 018620000 | N | PRIVATE | SM79-R | LANTHEUS MEDICAL IMAGING INC | 9786718242 | Francis.Roy@LANTHEUS.com | FRANCIS | ROY | 9786718242 | Francis.Roy@LANTHEUS.com | DEBORAH | GATTENBY | 9784367808 | Deborah.Gattenby@LANTHEUS.com | 10 | MISC SMALL BOILERS + HEATERS 37.73 MMBTU TOTAL | 106 | BOILER | MISC MFG | VARIOUS | 1990-01-01 | 2011 | 37 | 1 | MISC SMALL BOILERS + HEATERS NATURAL GAS | NATURAL GAS | 209 | Natural Gas |  |  | 59.33 | E6FT3 | Y | 24 | 7 | 52 | 24 | 7 | 20
1210153 | LANTHEUS MEDICAL IMAGING INC | FKA BRISTOL MYERS SQUIBB MEDICAL IMAGING | 331 TREBLE COVE RD |  | BILLERICA | MA | 018620000 | 331 TREBLE COVE RD |  | NORTH BILLERICA | MA | 018620000 | N | PRIVATE | SM79-R | LANTHEUS MEDICAL IMAGING INC | 9786718242 | Francis.Roy@LANTHEUS.com | FRANCIS | ROY | 9786718242 | Francis.Roy@LANTHEUS.com | DEBORAH | GATTENBY | 9784367808 | Deborah.Gattenby@LANTHEUS.com | 16 | 200 GEN #6 - CAT 3412 #2 OIL-0.3S |  | ENGINE | SOUTHWORTH MILTON | 3512TA | 1994-06-01 | 2011 | 12 | 1 | 200 GEN #6-CATERPILLAR 3412 #2 OIL-0.3S | DIESEL | 44 | DIESEL | 0.3 | 0 | 12.232 | E3GAL | N | 1 | 1 | 20 | 5 | 1 | 4
1210156 | MIDDLESEX HOUSE OF CORRECTION |  | 269 TREBLE COVE RD |  | BILLERICA | MA | 018210000 | 269 TREBLE COVE ROAD |  | BILLERICA | MA | 018210000 | Y | STATE | SM25 | MIDDLESEX COUNTY HOUSE OF CORRECTION | 9786671711 | pmurphy@sdm.state.ma.us | JOSEPH | KLIMASZEWSKI | 9786671711 | jklimaszewski@SDM.STATE.MA.US | MURPHY | PATRICK | 9786671711 | pmurphy@sdm.state.ma.us | 1 | BOILER #1-CLEAVER BROOKS CB400 16.75 MMBTU/HR |  | BOILER | CLEAVER BROOKS | CB400 | 1989-10-01 | 2010 | 16.738 | 2 | BOILER #1-CLEAVER BROOKS CB400 NATURAL GAS | NATURAL GAS | 209 | Natural Gas |  |  | 14.75 | E6FT3 | N | 12 | 7 | 52 | 24 | 7 | 22
1210156 | MIDDLESEX HOUSE OF CORRECTION |  | 269 TREBLE COVE RD |  | BILLERICA | MA | 018210000 | 269 TREBLE COVE ROAD |  | BILLERICA | MA | 018210000 | Y | STATE | SM25 | MIDDLESEX COUNTY HOUSE OF CORRECTION | 9786671711 | pmurphy@sdm.state.ma.us | JOSEPH | KLIMASZEWSKI | 9786671711 | jklimaszewski@SDM.STATE.MA.US | MURPHY | PATRICK | 9786671711 | pmurphy@sdm.state.ma.us | 2 | BOILER #2-CLEAVER BROOKS CB400 16.7 MMBTU/HR |  | BOILER | CLEAVER BROOKS | CB-400 | 1991-05-01 | 2010 | 17 | 2 | BOILER #2-CLEAVER BROOKS CB400 NATURAL GAS | NATURAL GAS | 209 | Natural Gas |  |  | 14.75 | E6FT3 | N | 12 | 7 | 52 | 24 | 7 | 22
1210156 | MIDDLESEX HOUSE OF CORRECTION |  | 269 TREBLE COVE RD |  | BILLERICA | MA | 018210000 | 269 TREBLE COVE ROAD |  | BILLERICA | MA | 018210000 | Y | STATE | SM25 | MIDDLESEX COUNTY HOUSE OF CORRECTION | 9786671711 | pmurphy@sdm.state.ma.us | JOSEPH | KLIMASZEWSKI | 9786671711 | jklimaszewski@SDM.STATE.MA.US | MURPHY | PATRICK | 9786671711 | pmurphy@sdm.state.ma.us | 3 | BOILER #3-WEIL MCLAIN BG876-W-S NATURAL GAS |  | BOILER | WEIL MCLAIN | BG876-WS | 1989-04-13 | 2010 | 714 | 1 | BOILER #3-WEIL MCLAIN BG876-W-S NATURAL GAS | NATURAL GAS | 209 | Natural Gas |  |  | 1.5 | E6FT3 | N | 24 | 7 | 40 | 24 | 7 | 21
1210159 | BNZ MATERIALS INC |  | 400 IRON HORSE PARK | HIGH STREET | NORTH BILLERICA | MA | 018620000 | 400 IRON HORSE PARK | HIGH STREET | NORTH BILLERICA | MA | 018620000 | N | PRIVATE | SM50 | BNZ MATERIALS INC | 9786633401X301 | lkinnon@bnzmaterials.com | LEE | KINNON | 9786633401 | lkinnon@bnzmaterials.com | LEE | KINNON | 9786633401 | lkinnon@bnzmaterials.com | 2 | HEATER #2-AEROVENT G730BD NATURAL GAS |  | INDUSTRIAL SPACE HEATER | AEROVENT | G730BD | 1973-08-01 | 2011 | 10 | 1 | HEATER #2-AEROVENT G730BD NATURAL GAS | NATURAL GAS | 209 | Natural Gas |  |  | 2.0595 | E6FT3 | N | 24 | 7 | 26 | 0 | 0 | 0
1210159 | BNZ MATERIALS INC |  | 400 IRON HORSE PARK | HIGH STREET | NORTH BILLERICA | MA | 018620000 | 400 IRON HORSE PARK | HIGH STREET | NORTH BILLERICA | MA | 018620000 | N | PRIVATE | SM50 | BNZ MATERIALS INC | 9786633401X301 | lkinnon@bnzmaterials.com | LEE | KINNON | 9786633401 | lkinnon@bnzmaterials.com | LEE | KINNON | 9786633401 | lkinnon@bnzmaterials.com | 4 | BOILER #1-CLEAVER BROOKS CB400-400 DUAL FUEL |  | BOILER | CLEAVER BROOKS | CB400-400 | 1974-05-01 | 2011 | 17 | 2 | NATURAL GAS | NATURAL GAS | 209 | Natural Gas |  |  | 2.9552 | E6FT3 | N | 24 | 3 | 24 | 24 | 3 | 10
1210159 | BNZ MATERIALS INC |  | 400 IRON HORSE PARK | HIGH STREET | NORTH BILLERICA | MA | 018620000 | 400 IRON HORSE PARK | HIGH STREET | NORTH BILLERICA | MA | 018620000 | N | PRIVATE | SM50 | BNZ MATERIALS INC | 9786633401X301 | lkinnon@bnzmaterials.com | LEE | KINNON | 9786633401 | lkinnon@bnzmaterials.com | LEE | KINNON | 9786633401 | lkinnon@bnzmaterials.com | 5 | BOILER #2-CLEAVER BROOKS CB400-400 DUAL FUEL |  | BOILER | CLEAVER BROOKS | CB400-400 | 1974-05-01 | 2011 | 17 | 2 | NATURAL GAS | NATURAL GAS | 209 | Natural Gas |  |  | 1.4485 | E6FT3 | N | 24 | 3 | 20 | 24 | 3 | 10
1210162 | INTERSTATE CONTAINER |  | 240 INDUSTRIAL AVE E |  | LOWELL | MA | 018525151 | INDUSTRIAL AVENUE |  | LOWELL | MA | 018510000 | N | PRIVATE | NM25 | INTERSTATE CONTAINER LLC | 9789051923 | dan.whalen@interstatecontainer.con | DAN | WHALEN | 9789051923 | dan.whalen@interstatecontainer.com | DAN | WHALEN | 9789051923 | dan.whalen@interstatecontainer.com | 1 | BOILER #4-CLEAVER BROOKS #CBLE200500250 DUAL FUEL |  | BOILER | CLEAVER BROOKS | CB1200500250 | 2001-01-01 | 2011 | 20 | 1 | BOILER #4-CLEAVER BROOKS CBLE200500250 #2 OIL | NO.2 | 58 | Distillate Oil (No. 2) | 0.3 |  | 0 | E3GAL | N | 18 | 5 | 52 | 18 | 5 | 22
1210162 | INTERSTATE CONTAINER |  | 240 INDUSTRIAL AVE E |  | LOWELL | MA | 018525151 | INDUSTRIAL AVENUE |  | LOWELL | MA | 018510000 | N | PRIVATE | NM25 | INTERSTATE CONTAINER LLC | 9789051923 | dan.whalen@interstatecontainer.con | DAN | WHALEN | 9789051923 | dan.whalen@interstatecontainer.com | DAN | WHALEN | 9789051923 | dan.whalen@interstatecontainer.com | 1 | BOILER #4-CLEAVER BROOKS #CBLE200500250 DUAL FUEL |  | BOILER | CLEAVER BROOKS | CB1200500250 | 2001-01-01 | 2011 | 20 | 2 | BOILER #4-CLEAVER BROOKS #CBLE200500250 NAT GAS | NATURAL GAS | 209 | Natural Gas |  |  | 5.245 | E6FT3 | N | 18 | 5 | 52 | 18 | 5 | 22
1210162 | INTERSTATE CONTAINER |  | 240 INDUSTRIAL AVE E |  | LOWELL | MA | 018525151 | INDUSTRIAL AVENUE |  | LOWELL | MA | 018510000 | N | PRIVATE | NM25 | INTERSTATE CONTAINER LLC | 9789051923 | dan.whalen@interstatecontainer.con | DAN | WHALEN | 9789051923 | dan.whalen@interstatecontainer.com | DAN | WHALEN | 9789051923 | dan.whalen@interstatecontainer.com | 3 | BOILER #3-ORR+SEMBOWER 3LSG |  | BOILER | POWER MASTER | 3LSG | 1966-07-01 | 2011 | 5225 | 2 | BOILER #3-ORR SEMBOWER 3LSG NATURAL GAS | NATURAL GAS | 209 | Natural Gas |  |  | 0.915 | E6FT3 | N | 10 | 7 | 24 | 0 | 0 | 0
1210164 | MERRIMACK COLLEGE |  | 315 TURNPIKE ST |  | NORTH ANDOVER | MA | 018450000 | 315 TURNPIKE STREET |  | NORTH ANDOVER | MA | 018450000 | N | PRIVATE | SM50 | MERRIMACK COLLEGE | 9788375118 | coppolar@merrimack.edu | ROBERT | COPPOLA | 9788375118 | coppolar@merrimack.edu | ROBERT | COPPOLA | 9788375118 | coppolar@merrimack.edu | 1 | BOILER #1-CLEAVER BROOKS CB700-300 12.5 MMBTU/HR |  | BOILER | CLEAVER BROOKS | CB700-300 | 2000-07-01 | 2009 | 12.5 | 1 | BOILER #1-CLEAVER BROOKS NATURAL GAS POWER PLT | NATURAL GAS | 209 | Natural Gas |  |  | 10.8 | E6FT3 | N | 24 | 7 | 40 | 24 | 7 | 18
1210164 | MERRIMACK COLLEGE |  | 315 TURNPIKE ST |  | NORTH ANDOVER | MA | 018450000 | 315 TURNPIKE STREET |  | NORTH ANDOVER | MA | 018450000 | N | PRIVATE | SM50 | MERRIMACK COLLEGE | 9788375118 | coppolar@merrimack.edu | ROBERT | COPPOLA | 9788375118 | coppolar@merrimack.edu | ROBERT | COPPOLA | 9788375118 | coppolar@merrimack.edu | 2 | BOILER #2-CLEAVER BROOKS CB700-300 12.5 MMBTU/HR |  | BOILER | CLEAVER BROOKS | CB700-300 | 2000-07-01 | 2009 | 12.5 | 1 | BOILER #2-CLEAVER BROOKS NATURAL GAS POWER PLA | NATURAL GAS | 209 | Natural Gas |  |  | 10.8 | E6FT3 | N | 24 | 7 | 40 | 24 | 7 | 18
1210165 | UNIVERSITY CROSSING | FKA WHITESTONE INVESTMENT PROPERTIES LLC | 220 PAWTUCKET ST |  | LOWELL | MA | 018540000 | 220 PAWTUCKET STREET |  | LOWELL | MA | 018540000 | Y | STATE | NM50 | UNIVERSITY OF MASSACHUSETTS LOWELL | 9786544973 | ask_ap@uml.edu | RICHARD | LEMOINE | 9789342618 | richard_lemoine@uml.edu | RICHARD | LEMOINE | 9789342618 | richard_lemoine@uml.edu | 1 | BOILER #1-CLEAVER BROOKS CB400-400HP NATURAL GAS |  | BOILER | CLEAVER BROOKS | CB-400 | 1985-12-05 | 2010 | 17 | 1 | BOILER #1-CLEAVER BROOKS CB400-400 NATURAL GAS | NATURAL GAS | 209 | Natural Gas |  |  | 0.092 | E6FT3 | N | 24 | 7 | 36 | 24 | 7 | 4
1210165 | UNIVERSITY CROSSING | FKA WHITESTONE INVESTMENT PROPERTIES LLC | 220 PAWTUCKET ST |  | LOWELL | MA | 018540000 | 220 PAWTUCKET STREET |  | LOWELL | MA | 018540000 | Y | STATE | NM50 | UNIVERSITY OF MASSACHUSETTS LOWELL | 9786544973 | ask_ap@uml.edu | RICHARD | LEMOINE | 9789342618 | richard_lemoine@uml.edu | RICHARD | LEMOINE | 9789342618 | richard_lemoine@uml.edu | 2 | BOILER #2-CLEAVER BROOKS CB400-400HP NATURAL GAS |  | BOILER | CLEAVER BROOKS | CB-400 | 1985-12-05 | 2010 | 17 | 1 | BOILER #2-CLEAVER BROOKS CB400-400 NATURAL GAS | NATURAL GAS | 209 | Natural Gas |  |  | 0.092 | E6FT3 | N | 24 | 7 | 36 | 24 | 7 | 4
1210181 | LOWELL GENERAL HOSPITAL SAINTS CAMPUS | FKA ST MEMORIAL MEDICAL | 1 HOSPITAL DR |  | LOWELL | MA | 018520000 | PO BOX 30 |  | LOWELL | MA | 018530000 | Y | PRIVATE | SM79-R | SAINTS MEDICAL CENTER | 9784581411 | jcasagrande@saintsmed.org | JUDITH | CASAGRANDE | 9789348303 | jcasagrande@saintsmed.org | ARTHUR | MORIN | 9789348440 | amorin@saintsmed.org | 1 | BOILER #1-CLEAVER BROOKS D-52 DUAL FUEL 41.4MMBT |  | BOILER | CLEAVER BROOKS | D-52 | 1975-10-01 | 2011 | 41.422 | 1 | BOILER #1-CLEAVERBROOKS D-52 #6 OIL-1S | NO.6 | 923 | Residual Oil (No. 6) | 1 | 0.1 | 0 | E3GAL | N | 24 | 7 | 26 | 24 | 7 | 7
1210181 | LOWELL GENERAL HOSPITAL SAINTS CAMPUS | FKA ST MEMORIAL MEDICAL | 1 HOSPITAL DR |  | LOWELL | MA | 018520000 | PO BOX 30 |  | LOWELL | MA | 018530000 | Y | PRIVATE | SM79-R | SAINTS MEDICAL CENTER | 9784581411 | jcasagrande@saintsmed.org | JUDITH | CASAGRANDE | 9789348303 | jcasagrande@saintsmed.org | ARTHUR | MORIN | 9789348440 | amorin@saintsmed.org | 1 | BOILER #1-CLEAVER BROOKS D-52 DUAL FUEL 41.4MMBT |  | BOILER | CLEAVER BROOKS | D-52 | 1975-10-01 | 2011 | 41.422 | 2 | BOILER #1-CLEAVER BROOKS D-52 NATURAL GAS | NATURAL GAS | 209 | Natural Gas |  |  | 36.7377 | E6FT3 | N | 24 | 7 | 26 | 24 | 7 | 7
1210181 | LOWELL GENERAL HOSPITAL SAINTS CAMPUS | FKA ST MEMORIAL MEDICAL | 1 HOSPITAL DR |  | LOWELL | MA | 018520000 | PO BOX 30 |  | LOWELL | MA | 018530000 | Y | PRIVATE | SM79-R | SAINTS MEDICAL CENTER | 9784581411 | jcasagrande@saintsmed.org | JUDITH | CASAGRANDE | 9789348303 | jcasagrande@saintsmed.org | ARTHUR | MORIN | 9789348440 | amorin@saintsmed.org | 2 | BOILER #2-CLEAVER BROOKS DUAL FUEL 41.4 MMBTU |  | BOILER | CLEAVER BROOKS | D-52 | 1975-01-01 | 2011 | 41.422 | 1 | BOILER #2-CLEAVER BROOKS D-52 #6 OIL-1S | NO.6 | 923 | Residual Oil (No. 6) | 1 | 0.1 | 0 | E3GAL | N | 24 | 7 | 26 | 24 | 7 | 7
1210181 | LOWELL GENERAL HOSPITAL SAINTS CAMPUS | FKA ST MEMORIAL MEDICAL | 1 HOSPITAL DR |  | LOWELL | MA | 018520000 | PO BOX 30 |  | LOWELL | MA | 018530000 | Y | PRIVATE | SM79-R | SAINTS MEDICAL CENTER | 9784581411 | jcasagrande@saintsmed.org | JUDITH | CASAGRANDE | 9789348303 | jcasagrande@saintsmed.org | ARTHUR | MORIN | 9789348440 | amorin@saintsmed.org | 2 | BOILER #2-CLEAVER BROOKS DUAL FUEL 41.4 MMBTU |  | BOILER | CLEAVER BROOKS | D-52 | 1975-01-01 | 2011 | 41.422 | 2 | BOILER #2-CLEAVER BROOKS D-52 NATURAL GAS | NATURAL GAS | 209 | Natural Gas |  |  | 45.0105 | E6FT3 | N | 24 | 7 | 26 | 24 | 7 | 7
1210181 | LOWELL GENERAL HOSPITAL SAINTS CAMPUS | FKA ST MEMORIAL MEDICAL | 1 HOSPITAL DR |  | LOWELL | MA | 018520000 | PO BOX 30 |  | LOWELL | MA | 018530000 | Y | PRIVATE | SM79-R | SAINTS MEDICAL CENTER | 9784581411 | jcasagrande@saintsmed.org | JUDITH | CASAGRANDE | 9789348303 | jcasagrande@saintsmed.org | ARTHUR | MORIN | 9789348440 | amorin@saintsmed.org | 3 | BOILER #3-CLEAVER BROOKS DUAL FUEL 41.4 MMBTU/HR |  | BOILER | CLEAVER BROOKS | D-52 | 1975-10-01 | 2011 | 41.422 | 1 | BOILER #3-CLEAVER BROOKS D-52 NATURAL GAS | NATURAL GAS | 209 | Natural Gas |  |  | 0 | E3GAL | N | 24 | 7 | 12 | 24 | 7 | 6
1210181 | LOWELL GENERAL HOSPITAL SAINTS CAMPUS | FKA ST MEMORIAL MEDICAL | 1 HOSPITAL DR |  | LOWELL | MA | 018520000 | PO BOX 30 |  | LOWELL | MA | 018530000 | Y | PRIVATE | SM79-R | SAINTS MEDICAL CENTER | 9784581411 | jcasagrande@saintsmed.org | JUDITH | CASAGRANDE | 9789348303 | jcasagrande@saintsmed.org | ARTHUR | MORIN | 9789348440 | amorin@saintsmed.org | 5 | GENERATORS #1(2)-CUMMINS VTA-12-800-GS 500KW | 2 | ENGINE | CUMMINS | VTA-12-800-GS | 1976-01-01 | 2011 | 10 | 1 | GENERATORS #1(2)-CUMMINS (500KW) #2 OIL-0.3S | DIESEL | 44 | DIESEL | 0.3 | 0 | 1.425 | E3GAL | N | 1 | 1 | 52 | 1 | 1 | 22
1210195 | LOWELL REGIONAL WWTP |  | FIRST STREET BLVD |  | LOWELL | MA | 018500000 | FIRST STREET BLVD |  | LOWELL | MA | 018500000 | Y | PRIVATE | NM99 | LOWELL REGIONAL WASTEWATER UTILITY | 9786741601 | myoung@lowellma.gov | KEITH | MURRAY | 9786741630 | kmurray@lowellma.gov | MARK | YOUNG | 9786741601 | myoung@lowellma.gov | 37 | GENERATOR # 124 (CAT GENERATOR) |  | ENGINE | CATERILLAR, INC. | 3512C | 2011-03-01 | 2011 | 13.1 | 1 | DIESEL | DIESEL | 44 | DIESEL | 0.3 | 0 | 1.84 | E3GAL | N | 1 | 1 | 24 | 1 | 1 | 22
1210195 | LOWELL REGIONAL WWTP |  | FIRST STREET BLVD |  | LOWELL | MA | 018500000 | FIRST STREET BLVD |  | LOWELL | MA | 018500000 | Y | PRIVATE | NM99 | LOWELL REGIONAL WASTEWATER UTILITY | 9786741601 | myoung@lowellma.gov | KEITH | MURRAY | 9786741630 | kmurray@lowellma.gov | MARK | YOUNG | 9786741601 | myoung@lowellma.gov | 38 | ADMIN BUILDING #122 | 11 | MULTIPLE UNITS SEE NOTE BELOW FOR MANUFACTURES | LOCHINVAR | KNIGHT 500 | 2010-11-30 | 2011 | 1000 | 1 | NATURAL GAS | NATURAL GAS | 209 | Natural Gas |  |  | 3.5624 | E6FT3 | N | 1 | 1 | 52 | 1 | 1 | 22
1210195 | LOWELL REGIONAL WWTP |  | FIRST STREET BLVD |  | LOWELL | MA | 018500000 | FIRST STREET BLVD |  | LOWELL | MA | 018500000 | Y | PRIVATE | NM99 | LOWELL REGIONAL WASTEWATER UTILITY | 9786741601 | myoung@lowellma.gov | KEITH | MURRAY | 9786741630 | kmurray@lowellma.gov | MARK | YOUNG | 9786741601 | myoung@lowellma.gov | 38 | ADMIN BUILDING #122 | 11 | MULTIPLE UNITS SEE NOTE BELOW FOR MANUFACTURES | LOCHINVAR | KNIGHT 500 | 2010-11-30 | 2011 | 1000 | 2 | NATURAL GAS | NATURAL GAS | 209 | Natural Gas |  |  | 0.3562 | E6FT3 | N | 1 | 1 | 52 | 1 | 1 | 22
1210195 | LOWELL REGIONAL WWTP |  | FIRST STREET BLVD |  | LOWELL | MA | 018500000 | FIRST STREET BLVD |  | LOWELL | MA | 018500000 | Y | PRIVATE | NM99 | LOWELL REGIONAL WASTEWATER UTILITY | 9786741601 | myoung@lowellma.gov | KEITH | MURRAY | 9786741630 | kmurray@lowellma.gov | MARK | YOUNG | 9786741601 | myoung@lowellma.gov | 39 | INFLUENT BUILDING 123 |  | BOILER | LOCHINVAR | KNIGHT 500 | 2010-11-30 | 2011 | 500 | 1 | NATURAL GAS | NATURAL GAS | 209 | Natural Gas |  |  | 0 | E6FT3 | N | 1 | 1 | 52 | 1 | 1 | 22
1210197 | NIP OWNER LLC | FKA NATIONAL INDUSTRIAL PORTFOLIO LLC | 495 WOBURN ST |  | TEWKSBURY | MA | 018760000 | 43 BROAD ST | STE C404, PM REALTY GROUP | HUDSON | MA | 017490000 | N | PRIVATE | SM79-R | NIP OWNER, LLC | 3109438704 | hho@hackmancapital.com | MARC | LAVOIE | 9787634100 | MLaVoie@pmrg.com | MARC | LAVOIE | 9787634100 | MLaVoie@pmrg.com | 1 | BOILER #1-CLEAVER BROOKS CR786-600 NATURAL GAS |  | BOILER | CLEAVER BROOKS | CR786-600 | 1971-01-01 | 2011 | 25.105 | 2 | BOILER #1-CLEAVER BROOKS CR786-600 NATURAL GAS | NATURAL GAS | 209 | Natural Gas |  |  | 2.869 | E6FT3 | N | 4 | 7 | 28 | 2 | 7 | 8
1210201 | MERRIMACK VALLEY HOSPITAL A STEWARD | FAMILY HOSPITAL INC | 140 LINCOLN AVE |  | HAVERHILL | MA | 018301830 | 140 LINCOLN AVE |  | HAVERHILL | MA | 018301830 | N | PRIVATE | SM25 | MERRIMACK VALLEY HOSPITAL DBA | 9783742000 | mark.pitchford@merrimackvalleyhospital.com | MARK | PITCHFORD | 9785218176 | mark.pitchford@merrimackvalleyhospital.com | MARK | PITCHFORD | 9785218176 | mark.pitchford@merrimackvalleyhospital.com | 3 | BOILER #3-CLEAVER BROOKS CB400-300 DUAL FUEL |  | BOILER | CLEAVER BROOKS | CB400-300 | 1982-11-01 | 2011 | 13 | 1 | NO.4 FUEL OIL | NO.4 | 825 | Distillate Oil (No. 4) | 0.5 | 0.5 | 0 | E3GAL | N | 24 | 7 | 17 | 24 | 7 | 8
1210201 | MERRIMACK VALLEY HOSPITAL A STEWARD | FAMILY HOSPITAL INC | 140 LINCOLN AVE |  | HAVERHILL | MA | 018301830 | 140 LINCOLN AVE |  | HAVERHILL | MA | 018301830 | N | PRIVATE | SM25 | MERRIMACK VALLEY HOSPITAL DBA | 9783742000 | mark.pitchford@merrimackvalleyhospital.com | MARK | PITCHFORD | 9785218176 | mark.pitchford@merrimackvalleyhospital.com | MARK | PITCHFORD | 9785218176 | mark.pitchford@merrimackvalleyhospital.com | 3 | BOILER #3-CLEAVER BROOKS CB400-300 DUAL FUEL |  | BOILER | CLEAVER BROOKS | CB400-300 | 1982-11-01 | 2011 | 13 | 2 | NATURAL GAS | NATURAL GAS | 209 | Natural Gas |  |  | 0 | E6FT3 | N | 24 | 7 | 17 | 24 | 7 | 8
1210201 | MERRIMACK VALLEY HOSPITAL A STEWARD | FAMILY HOSPITAL INC | 140 LINCOLN AVE |  | HAVERHILL | MA | 018301830 | 140 LINCOLN AVE |  | HAVERHILL | MA | 018301830 | N | PRIVATE | SM25 | MERRIMACK VALLEY HOSPITAL DBA | 9783742000 | mark.pitchford@merrimackvalleyhospital.com | MARK | PITCHFORD | 9785218176 | mark.pitchford@merrimackvalleyhospital.com | MARK | PITCHFORD | 9785218176 | mark.pitchford@merrimackvalleyhospital.com | 4 | BOILER #4-CLEAVER BROOKS CB400-300 DUAL FUEL |  | BOILER | CLEAVER BROOKS | CB400-300 | 1982-11-01 | 2011 | 13 | 1 | NO.4 FUEL OIL | NO.4 | 825 | Distillate Oil (No. 4) | 0.5 | 0.5 | 0 | E3GAL | N | 24 | 7 | 17 | 24 | 7 | 8
1210201 | MERRIMACK VALLEY HOSPITAL A STEWARD | FAMILY HOSPITAL INC | 140 LINCOLN AVE |  | HAVERHILL | MA | 018301830 | 140 LINCOLN AVE |  | HAVERHILL | MA | 018301830 | N | PRIVATE | SM25 | MERRIMACK VALLEY HOSPITAL DBA | 9783742000 | mark.pitchford@merrimackvalleyhospital.com | MARK | PITCHFORD | 9785218176 | mark.pitchford@merrimackvalleyhospital.com | MARK | PITCHFORD | 9785218176 | mark.pitchford@merrimackvalleyhospital.com | 4 | BOILER #4-CLEAVER BROOKS CB400-300 DUAL FUEL |  | BOILER | CLEAVER BROOKS | CB400-300 | 1982-11-01 | 2011 | 13 | 2 | NATURAL GAS | NATURAL GAS | 209 | Natural Gas |  |  | 0 | E6FT3 | N | 24 | 7 | 17 | 24 | 7 | 8
1210201 | MERRIMACK VALLEY HOSPITAL A STEWARD | FAMILY HOSPITAL INC | 140 LINCOLN AVE |  | HAVERHILL | MA | 018301830 | 140 LINCOLN AVE |  | HAVERHILL | MA | 018301830 | N | PRIVATE | SM25 | MERRIMACK VALLEY HOSPITAL DBA | 9783742000 | mark.pitchford@merrimackvalleyhospital.com | MARK | PITCHFORD | 9785218176 | mark.pitchford@merrimackvalleyhospital.com | MARK | PITCHFORD | 9785218176 | mark.pitchford@merrimackvalleyhospital.com | 5 | BOILER #5-CLEAVER BROOKS CB400-300 DUAL FUEL |  | BOILER | CLEAVER BROOKS | CB400-300 | 1982-11-01 | 2011 | 13 | 1 | NO.4 FUEL OIL | NO.4 | 825 | Distillate Oil (No. 4) | 0.5 | 0.5 | 0 | E3GAL | N | 24 | 7 | 18 | 24 | 7 | 7
1210201 | MERRIMACK VALLEY HOSPITAL A STEWARD | FAMILY HOSPITAL INC | 140 LINCOLN AVE |  | HAVERHILL | MA | 018301830 | 140 LINCOLN AVE |  | HAVERHILL | MA | 018301830 | N | PRIVATE | SM25 | MERRIMACK VALLEY HOSPITAL DBA | 9783742000 | mark.pitchford@merrimackvalleyhospital.com | MARK | PITCHFORD | 9785218176 | mark.pitchford@merrimackvalleyhospital.com | MARK | PITCHFORD | 9785218176 | mark.pitchford@merrimackvalleyhospital.com | 5 | BOILER #5-CLEAVER BROOKS CB400-300 DUAL FUEL |  | BOILER | CLEAVER BROOKS | CB400-300 | 1982-11-01 | 2011 | 13 | 2 | NATURAL GAS | NATURAL GAS | 209 | Natural Gas |  |  | 0 | E6FT3 | N | 24 | 7 | 18 | 24 | 7 | 7
1210202 | DYETEX INC |  | 14 STEVENS ST |  | HAVERHILL | MA | 018300000 | 2506 FAIRWAY DR N |  | JUPITER | FL | 334770000 | N | PRIVATE | SM25 | SHAIN REALTY TRUST | 9783747401 | smshain@msn.com | STEVEN | SHAIN | 9783747401 | smshain@msn.com | STEVEN | SHAIN | 9783747401 | smshain@msn.com | 1 | BOILER #3-CLEAVER BROOKS CB400-600 DUAL FUEL |  | BOILER | CLEAVER-BROOKS | CB400-600 | 1978-01-01 | 2010 | 25 | 2 | BOILER #1-CLEAVER BROOKS CB400-600 NATURAL GAS | NATURAL GAS | 209 | Natural Gas |  |  | 0 | E6FT3 | N | 5 | 5 | 22 | 5 | 5 | 22
1210212 | POLARTEC LLC | FKA MALDEN MILLS | 46 STAFFORD ST |  | LAWRENCE | MA | 018412422 | 46 STAFFORD ST |  | LAWRENCE | MA | 018412422 | N | PRIVATE | OP3 | POLARTEC, LLC | 9786856341 | hajjarj@polartec.com | ANDREW J. | VECCHIONE | 9786595405 | vecchionea@polartec.com | JIHAD | HAJJAR | 9785573452 | hajjarj@polartec.com | 1 | BOILER #1-CLEAVER BROOKS DL-76 DUAL FUEL |  | BOILER | CLEAVER BROOKS | DL-76 | 1993-01-07 | 2011 | 70 | 1 | BOILER #1-CLEAVER BROOKS DL-76 | NO.6 | 923 | Residual Oil (No. 6) | 0.5 | 0.1 | 0 | E3GAL | N | 24 | 7 | 32 | 24 | 7 | 9
1210212 | POLARTEC LLC | FKA MALDEN MILLS | 46 STAFFORD ST |  | LAWRENCE | MA | 018412422 | 46 STAFFORD ST |  | LAWRENCE | MA | 018412422 | N | PRIVATE | OP3 | POLARTEC, LLC | 9786856341 | hajjarj@polartec.com | ANDREW J. | VECCHIONE | 9786595405 | vecchionea@polartec.com | JIHAD | HAJJAR | 9785573452 | hajjarj@polartec.com | 1 | BOILER #1-CLEAVER BROOKS DL-76 DUAL FUEL |  | BOILER | CLEAVER BROOKS | DL-76 | 1993-01-07 | 2011 | 70 | 2 | BOILER #1-CLEAVER BROOKS DL-76 NATURAL GAS | NATURAL GAS | 209 | Natural Gas |  |  | 139.125 | E6FT3 | N | 24 | 7 | 32 | 24 | 7 | 9
1210212 | POLARTEC LLC | FKA MALDEN MILLS | 46 STAFFORD ST |  | LAWRENCE | MA | 018412422 | 46 STAFFORD ST |  | LAWRENCE | MA | 018412422 | N | PRIVATE | OP3 | POLARTEC, LLC | 9786856341 | hajjarj@polartec.com | ANDREW J. | VECCHIONE | 9786595405 | vecchionea@polartec.com | JIHAD | HAJJAR | 9785573452 | hajjarj@polartec.com | 1 | BOILER #1-CLEAVER BROOKS DL-76 DUAL FUEL |  | BOILER | CLEAVER BROOKS | DL-76 | 1993-01-07 | 2011 | 70 | 3 | RT-255,ADDITIVE FOR STEAM-CONTAINS VOC, HAD TO CHECK NG TO VALIDATE | NATURAL GAS | 209 | Natural Gas |  |  | 0.2732 | TON | N | 24 | 7 | 32 | 24 | 7 | 9
1210212 | POLARTEC LLC | FKA MALDEN MILLS | 46 STAFFORD ST |  | LAWRENCE | MA | 018412422 | 46 STAFFORD ST |  | LAWRENCE | MA | 018412422 | N | PRIVATE | OP3 | POLARTEC, LLC | 9786856341 | hajjarj@polartec.com | ANDREW J. | VECCHIONE | 9786595405 | vecchionea@polartec.com | JIHAD | HAJJAR | 9785573452 | hajjarj@polartec.com | 1 | BOILER #1-CLEAVER BROOKS DL-76 DUAL FUEL |  | BOILER | CLEAVER BROOKS | DL-76 | 1993-01-07 | 2011 | 70 | 4 | NCC-ADDITIVE FOR OIL-HAS VOC-NOT USED IN 11-HAD TO CHECK OIL TO VALIDATE | NO.6 | 923 | Residual Oil (No. 6) | 0.5 | 0 | 0 | TON | N | 24 | 7 | 32 | 24 | 7 | 9
1210212 | POLARTEC LLC | FKA MALDEN MILLS | 46 STAFFORD ST |  | LAWRENCE | MA | 018412422 | 46 STAFFORD ST |  | LAWRENCE | MA | 018412422 | N | PRIVATE | OP3 | POLARTEC, LLC | 9786856341 | hajjarj@polartec.com | ANDREW J. | VECCHIONE | 9786595405 | vecchionea@polartec.com | JIHAD | HAJJAR | 9785573452 | hajjarj@polartec.com | 2 | BOILER #2-CLEAVER BROOKS DL-76 DUAL FUEL |  | BOILER | CLEAVER BROOKS | DL 76 | 1993-01-07 | 2011 | 70 | 1 | BOILER#2-CLEAVER BROOKS DL-76 #6 OIL-0.5PERS | NO.6 | 923 | Residual Oil (No. 6) | 0.5 | 0.1 | 0 | E3GAL | N | 24 | 7 | 46 | 24 | 7 | 18
1210212 | POLARTEC LLC | FKA MALDEN MILLS | 46 STAFFORD ST |  | LAWRENCE | MA | 018412422 | 46 STAFFORD ST |  | LAWRENCE | MA | 018412422 | N | PRIVATE | OP3 | POLARTEC, LLC | 9786856341 | hajjarj@polartec.com | ANDREW J. | VECCHIONE | 9786595405 | vecchionea@polartec.com | JIHAD | HAJJAR | 9785573452 | hajjarj@polartec.com | 2 | BOILER #2-CLEAVER BROOKS DL-76 DUAL FUEL |  | BOILER | CLEAVER BROOKS | DL 76 | 1993-01-07 | 2011 | 70 | 2 | BOILER #2-CLEAVER BROOKS DL-76 NATURAL GAS | NATURAL GAS | 209 | Natural Gas |  |  | 201.717 | E6FT3 | N | 24 | 7 | 46 | 24 | 7 | 18
1210212 | POLARTEC LLC | FKA MALDEN MILLS | 46 STAFFORD ST |  | LAWRENCE | MA | 018412422 | 46 STAFFORD ST |  | LAWRENCE | MA | 018412422 | N | PRIVATE | OP3 | POLARTEC, LLC | 9786856341 | hajjarj@polartec.com | ANDREW J. | VECCHIONE | 9786595405 | vecchionea@polartec.com | JIHAD | HAJJAR | 9785573452 | hajjarj@polartec.com | 2 | BOILER #2-CLEAVER BROOKS DL-76 DUAL FUEL |  | BOILER | CLEAVER BROOKS | DL 76 | 1993-01-07 | 2011 | 70 | 3 | RT-255,ADDITIVE FOR STEAM-CONTAINS VOC, HAD TO CHECK NG TO VALIDATE | NATURAL GAS | 209 | Natural Gas |  |  | 0.3968 | TON | N | 24 | 7 | 46 | 24 | 7 | 18
1210212 | POLARTEC LLC | FKA MALDEN MILLS | 46 STAFFORD ST |  | LAWRENCE | MA | 018412422 | 46 STAFFORD ST |  | LAWRENCE | MA | 018412422 | N | PRIVATE | OP3 | POLARTEC, LLC | 9786856341 | hajjarj@polartec.com | ANDREW J. | VECCHIONE | 9786595405 | vecchionea@polartec.com | JIHAD | HAJJAR | 9785573452 | hajjarj@polartec.com | 2 | BOILER #2-CLEAVER BROOKS DL-76 DUAL FUEL |  | BOILER | CLEAVER BROOKS | DL 76 | 1993-01-07 | 2011 | 70 | 4 | NCC-ADDITIVE FOR OIL-HAS VOC-NOT USED IN 11-HAD TO CHECK OIL TO VALIDATE | NO.6 | 923 | Residual Oil (No. 6) | 0.5 | 0 | 0 | TON | N | 24 | 7 | 46 | 24 | 7 | 18
1210212 | POLARTEC LLC | FKA MALDEN MILLS | 46 STAFFORD ST |  | LAWRENCE | MA | 018412422 | 46 STAFFORD ST |  | LAWRENCE | MA | 018412422 | N | PRIVATE | OP3 | POLARTEC, LLC | 9786856341 | hajjarj@polartec.com | ANDREW J. | VECCHIONE | 9786595405 | vecchionea@polartec.com | JIHAD | HAJJAR | 9785573452 | hajjarj@polartec.com | 3 | BOILER #3-CLEAVER BROOKS CL-76 DUAL FUEL |  | BOILER | CLEAVER BROOKS | DL-76 | 1993-07-01 | 2011 | 70 | 1 | BOILER #3-CLEAVER BROOKS DL-76 #6 OIL-0.5 S | NO.6 | 923 | Residual Oil (No. 6) | 0.5 | 0.1 | 0 | E3GAL | N | 24 | 7 | 3 | 0 | 0 | 0
1210212 | POLARTEC LLC | FKA MALDEN MILLS | 46 STAFFORD ST |  | LAWRENCE | MA | 018412422 | 46 STAFFORD ST |  | LAWRENCE | MA | 018412422 | N | PRIVATE | OP3 | POLARTEC, LLC | 9786856341 | hajjarj@polartec.com | ANDREW J. | VECCHIONE | 9786595405 | vecchionea@polartec.com | JIHAD | HAJJAR | 9785573452 | hajjarj@polartec.com | 3 | BOILER #3-CLEAVER BROOKS CL-76 DUAL FUEL |  | BOILER | CLEAVER BROOKS | DL-76 | 1993-07-01 | 2011 | 70 | 2 | BOILER #3-CLEAVER BROOKS DL-76 NG | NATURAL GAS | 209 | Natural Gas |  |  | 6.417 | E6FT3 | N | 24 | 7 | 3 | 0 | 0 | 0
1210212 | POLARTEC LLC | FKA MALDEN MILLS | 46 STAFFORD ST |  | LAWRENCE | MA | 018412422 | 46 STAFFORD ST |  | LAWRENCE | MA | 018412422 | N | PRIVATE | OP3 | POLARTEC, LLC | 9786856341 | hajjarj@polartec.com | ANDREW J. | VECCHIONE | 9786595405 | vecchionea@polartec.com | JIHAD | HAJJAR | 9785573452 | hajjarj@polartec.com | 3 | BOILER #3-CLEAVER BROOKS CL-76 DUAL FUEL |  | BOILER | CLEAVER BROOKS | DL-76 | 1993-07-01 | 2011 | 70 | 3 | RT-255,ADDITIVE FOR STEAM-CONTAINS VOC, HAD TO CHECK NG TO VALIDATE | NATURAL GAS | 209 | Natural Gas |  |  | 0.0235 | TON | N | 24 | 7 | 3 | 0 | 0 | 0
1210212 | POLARTEC LLC | FKA MALDEN MILLS | 46 STAFFORD ST |  | LAWRENCE | MA | 018412422 | 46 STAFFORD ST |  | LAWRENCE | MA | 018412422 | N | PRIVATE | OP3 | POLARTEC, LLC | 9786856341 | hajjarj@polartec.com | ANDREW J. | VECCHIONE | 9786595405 | vecchionea@polartec.com | JIHAD | HAJJAR | 9785573452 | hajjarj@polartec.com | 3 | BOILER #3-CLEAVER BROOKS CL-76 DUAL FUEL |  | BOILER | CLEAVER BROOKS | DL-76 | 1993-07-01 | 2011 | 70 | 4 | NCC-ADDITIVE FOR OIL-HAS VOC-NOT USED IN 11-HAD TO CHECK OIL TO VALIDATE | NO.6 | 923 | Residual Oil (No. 6) | 0.5 | 0 | 0 | TON | N | 24 | 7 | 3 | 0 | 0 | 0
1210212 | POLARTEC LLC | FKA MALDEN MILLS | 46 STAFFORD ST |  | LAWRENCE | MA | 018412422 | 46 STAFFORD ST |  | LAWRENCE | MA | 018412422 | N | PRIVATE | OP3 | POLARTEC, LLC | 9786856341 | hajjarj@polartec.com | ANDREW J. | VECCHIONE | 9786595405 | vecchionea@polartec.com | JIHAD | HAJJAR | 9785573452 | hajjarj@polartec.com | 4 | BOILER #4-CLEAVER BROOKS DL-76 -NOT USED 2009- |  | BOILER | CLEAVER BROOKS | DL-76 | 1997-06-15 | 2011 | 70 | 1 | BOILER #4-CLEAVER BROOKS DL-76 -NOT USED 2009 | NO.6 | 923 | Residual Oil (No. 6) | 0.5 | 0.1 | 0 | E3GAL | N | 0 | 0 | 0 | 0 | 0 | 0
1210212 | POLARTEC LLC | FKA MALDEN MILLS | 46 STAFFORD ST |  | LAWRENCE | MA | 018412422 | 46 STAFFORD ST |  | LAWRENCE | MA | 018412422 | N | PRIVATE | OP3 | POLARTEC, LLC | 9786856341 | hajjarj@polartec.com | ANDREW J. | VECCHIONE | 9786595405 | vecchionea@polartec.com | JIHAD | HAJJAR | 9785573452 | hajjarj@polartec.com | 4 | BOILER #4-CLEAVER BROOKS DL-76 -NOT USED 2009- |  | BOILER | CLEAVER BROOKS | DL-76 | 1997-06-15 | 2011 | 70 | 2 | BOILER #4-CLEAVER BROOKS DL-76 -NOT USED 2009- | NATURAL GAS | 209 | Natural Gas |  |  | 0 | E6FT3 | N | 0 | 0 | 0 | 0 | 0 | 0
1210213 | STEWARD HOLY FAMILY HOSPITAL INC | FKA CARITAS HOLY FAMILY HOSPITAL | 70 EAST ST |  | METHUEN | MA | 018440000 | 70 EAST ST |  | METHUEN | MA | 018440000 | N | PRIVATE | SM50 | STEWARD HEALTH CARE SYSTEM | 6174194700 | john.carciero@steward.org | JOHN | CARCIERO | 9786870156 | john.carciero@steward.org | JOHN | CARCIERO | 9786870156X2181 | john.carciero@steward.org | 1 | BOILER #1-BIGELOW #261 DUAL FUEL |  | BOILER | BIGELOW | 261 | 1975-01-01 | 2011 | 18 | 1 | BOILER #1-BIGELOW #261 #6 OIL | NO.6 | 923 | Residual Oil (No. 6) | 1 | 0.1 | 0 | E3GAL | Y | 24 | 7 | 52 | 24 | 7 | 22
1210213 | STEWARD HOLY FAMILY HOSPITAL INC | FKA CARITAS HOLY FAMILY HOSPITAL | 70 EAST ST |  | METHUEN | MA | 018440000 | 70 EAST ST |  | METHUEN | MA | 018440000 | N | PRIVATE | SM50 | STEWARD HEALTH CARE SYSTEM | 6174194700 | john.carciero@steward.org | JOHN | CARCIERO | 9786870156 | john.carciero@steward.org | JOHN | CARCIERO | 9786870156X2181 | john.carciero@steward.org | 1 | BOILER #1-BIGELOW #261 DUAL FUEL |  | BOILER | BIGELOW | 261 | 1975-01-01 | 2011 | 18 | 2 | BOILER #1-BIGELOW #261 NATURAL GAS | NATURAL GAS | 209 | Natural Gas |  |  | 30.1665 | E6FT3 | Y | 24 | 7 | 52 | 24 | 7 | 22
1210213 | STEWARD HOLY FAMILY HOSPITAL INC | FKA CARITAS HOLY FAMILY HOSPITAL | 70 EAST ST |  | METHUEN | MA | 018440000 | 70 EAST ST |  | METHUEN | MA | 018440000 | N | PRIVATE | SM50 | STEWARD HEALTH CARE SYSTEM | 6174194700 | john.carciero@steward.org | JOHN | CARCIERO | 9786870156 | john.carciero@steward.org | JOHN | CARCIERO | 9786870156X2181 | john.carciero@steward.org | 2 | BOILER #2-BIGELOW #261 DUAL FUEL |  | BOILER | BIGELOW | 261 | 1975-01-01 | 2011 | 18 | 1 | BOILER #2-BIGELOW #261 #6 OIL | NO.6 | 923 | Residual Oil (No. 6) | 1 | 0.1 | 0 | E3GAL | N | 24 | 7 | 52 | 24 | 7 | 22
1210213 | STEWARD HOLY FAMILY HOSPITAL INC | FKA CARITAS HOLY FAMILY HOSPITAL | 70 EAST ST |  | METHUEN | MA | 018440000 | 70 EAST ST |  | METHUEN | MA | 018440000 | N | PRIVATE | SM50 | STEWARD HEALTH CARE SYSTEM | 6174194700 | john.carciero@steward.org | JOHN | CARCIERO | 9786870156 | john.carciero@steward.org | JOHN | CARCIERO | 9786870156X2181 | john.carciero@steward.org | 2 | BOILER #2-BIGELOW #261 DUAL FUEL |  | BOILER | BIGELOW | 261 | 1975-01-01 | 2011 | 18 | 2 | BOILER #2-BIGELOW #261 NATURAL GAS | NATURAL GAS | 209 | Natural Gas |  |  | 30.1665 | E6FT3 | N | 24 | 7 | 52 | 24 | 7 | 22
1210213 | STEWARD HOLY FAMILY HOSPITAL INC | FKA CARITAS HOLY FAMILY HOSPITAL | 70 EAST ST |  | METHUEN | MA | 018440000 | 70 EAST ST |  | METHUEN | MA | 018440000 | N | PRIVATE | SM50 | STEWARD HEALTH CARE SYSTEM | 6174194700 | john.carciero@steward.org | JOHN | CARCIERO | 9786870156 | john.carciero@steward.org | JOHN | CARCIERO | 9786870156X2181 | john.carciero@steward.org | 3 | BOILER #3-BIGELOW #261 DUAL FUEL |  | BOILER | BIGELOW | 261 | 1975-01-01 | 2011 | 18 | 1 | BOILER #3-BIGELOW #261 #6 OIL | NO.6 | 923 | Residual Oil (No. 6) | 1 | 0.1 | 16.905 | E3GAL | N | 24 | 7 | 52 | 24 | 7 | 22
1210216 | PHILIPS MEDICAL SYSTEMS |  | 3000 MINUTEMAN RD |  | ANDOVER | MA | 018101032 | 3000 MINUTEMAN ROAD MS0268 |  | ANDOVER | MA | 018101032 | N | PRIVATE | SM79-R | PHILIPS ELECTRONICS NORTH AMERICA CORPORATION | 9786871501 | pat.hunt@philips.com | PETER | OHANIAN | 9786593397 | peter.ohanian@philips.com | PATRICK | HUNT | 9786593214 | pat.hunt@philips.com | 1 | BOILER #1-CLEAVER BROOKS 400-400 DUAL FUEL B2LE |  | BOILER | BROOKS | CB400-400 | 1976-11-01 | 2011 | 16.55 | 1 | BOILER #1-C BROOKS CB400-400 NATURAL GAS B2L-E | NO.2 | 58 | Distillate Oil (No. 2) | 0.0015 |  | 0 | E3GAL | N | 1 | 1 | 10 | 0 | 0 | 0
1210216 | PHILIPS MEDICAL SYSTEMS |  | 3000 MINUTEMAN RD |  | ANDOVER | MA | 018101032 | 3000 MINUTEMAN ROAD MS0268 |  | ANDOVER | MA | 018101032 | N | PRIVATE | SM79-R | PHILIPS ELECTRONICS NORTH AMERICA CORPORATION | 9786871501 | pat.hunt@philips.com | PETER | OHANIAN | 9786593397 | peter.ohanian@philips.com | PATRICK | HUNT | 9786593214 | pat.hunt@philips.com | 1 | BOILER #1-CLEAVER BROOKS 400-400 DUAL FUEL B2LE |  | BOILER | BROOKS | CB400-400 | 1976-11-01 | 2011 | 16.55 | 2 | BOILER #1-C BROOKS CB400-400 NATURAL GAS B2L-E | NATURAL GAS | 209 | Natural Gas |  |  | 0.0329 | E6FT3 | N | 1 | 1 | 10 | 0 | 0 | 0
1210216 | PHILIPS MEDICAL SYSTEMS |  | 3000 MINUTEMAN RD |  | ANDOVER | MA | 018101032 | 3000 MINUTEMAN ROAD MS0268 |  | ANDOVER | MA | 018101032 | N | PRIVATE | SM79-R | PHILIPS ELECTRONICS NORTH AMERICA CORPORATION | 9786871501 | pat.hunt@philips.com | PETER | OHANIAN | 9786593397 | peter.ohanian@philips.com | PATRICK | HUNT | 9786593214 | pat.hunt@philips.com | 2 | BOILER #2-CLEAVER BROOKS CB400-300 DUAL FUEL B2LE |  | BOILER | CL BROOKS | CB400-400 | 1983-12-01 | 2011 | 12.55 | 1 | LOW SULFUR DIESEL NO 2 FUEL OIL | NO.2 | 58 | Distillate Oil (No. 2) | 0.0015 | 0 | 0.7 | E3GAL | N | 24 | 7 | 13 | 0 | 0 | 0
1210216 | PHILIPS MEDICAL SYSTEMS |  | 3000 MINUTEMAN RD |  | ANDOVER | MA | 018101032 | 3000 MINUTEMAN ROAD MS0268 |  | ANDOVER | MA | 018101032 | N | PRIVATE | SM79-R | PHILIPS ELECTRONICS NORTH AMERICA CORPORATION | 9786871501 | pat.hunt@philips.com | PETER | OHANIAN | 9786593397 | peter.ohanian@philips.com | PATRICK | HUNT | 9786593214 | pat.hunt@philips.com | 2 | BOILER #2-CLEAVER BROOKS CB400-300 DUAL FUEL B2LE |  | BOILER | CL BROOKS | CB400-400 | 1983-12-01 | 2011 | 12.55 | 2 | NATURAL GAS | NATURAL GAS | 209 | Natural Gas |  |  | 5.4625 | E6FT3 | N | 24 | 7 | 13 | 0 | 0 | 0
1210216 | PHILIPS MEDICAL SYSTEMS |  | 3000 MINUTEMAN RD |  | ANDOVER | MA | 018101032 | 3000 MINUTEMAN ROAD MS0268 |  | ANDOVER | MA | 018101032 | N | PRIVATE | SM79-R | PHILIPS ELECTRONICS NORTH AMERICA CORPORATION | 9786871501 | pat.hunt@philips.com | PETER | OHANIAN | 9786593397 | peter.ohanian@philips.com | PATRICK | HUNT | 9786593214 | pat.hunt@philips.com | 3 | BOILER #3-CLEAVER BROOKS CB250 NATURAL GAS B2LE |  | BOILER | CL BROOKS | CB250 | 1994-08-01 | 2011 | 10.46 | 1 | BOILER #3-C BROOKS CB250 NATURAL GAS B2L-E | NATURAL GAS | 209 | Natural Gas |  |  | 18.2114 | E6FT3 | Y | 24 | 7 | 52 | 24 | 7 | 22
1210225 | ANNA JAQUES HOSPITAL |  | 25 HIGHLAND AVE |  | NEWBURYPORT | MA | 019500000 | 25 HIGHLAND AVE |  | NEWBURYPORT | MA | 019500000 | N | PRIVATE | SM25 | ANNA JAQUES HOSPITAL | 9784631047 | dfowler@ajh.org | DAVID | FOWLER | 9784631047 | dfowler@ajh.org | DAVID | FOWLER | 9784631047 | dfowler@ajh.org | 1 | BOILER #1-CLEAVER BROOKS CB400-350 DUAL FUEL |  | BOILER | CLEAVER BROOKS | CB400-350 | 1985-01-01 | 2011 | 15 | 1 | BOILER 1-CLEAVER-BROOKS CB400-350 6 OIL-1S | NO.6 | 923 | Residual Oil (No. 6) | 1 | 0.1 | 0 | E3GAL | Y | 24 | 7 | 52 | 24 | 7 | 22
1210225 | ANNA JAQUES HOSPITAL |  | 25 HIGHLAND AVE |  | NEWBURYPORT | MA | 019500000 | 25 HIGHLAND AVE |  | NEWBURYPORT | MA | 019500000 | N | PRIVATE | SM25 | ANNA JAQUES HOSPITAL | 9784631047 | dfowler@ajh.org | DAVID | FOWLER | 9784631047 | dfowler@ajh.org | DAVID | FOWLER | 9784631047 | dfowler@ajh.org | 1 | BOILER #1-CLEAVER BROOKS CB400-350 DUAL FUEL |  | BOILER | CLEAVER BROOKS | CB400-350 | 1985-01-01 | 2011 | 15 | 2 | BOILER 1-CLEAVER BROOKS CB400-300 NATURAL GAS | NATURAL GAS | 209 | Natural Gas |  |  | 35 | E6FT3 | Y | 24 | 7 | 52 | 24 | 7 | 22
1210225 | ANNA JAQUES HOSPITAL |  | 25 HIGHLAND AVE |  | NEWBURYPORT | MA | 019500000 | 25 HIGHLAND AVE |  | NEWBURYPORT | MA | 019500000 | N | PRIVATE | SM25 | ANNA JAQUES HOSPITAL | 9784631047 | dfowler@ajh.org | DAVID | FOWLER | 9784631047 | dfowler@ajh.org | DAVID | FOWLER | 9784631047 | dfowler@ajh.org | 2 | BOILER #2-SUPERIOR N4CAA6350A DUAL FUEL |  | BOILER | SUPERIOR | N4GAA250A | 1975-09-01 | 2011 | 15 | 1 | BOILER 2-SUPERIOR N4CAA6350A 6 OIL-1S | NO.6 | 923 | Residual Oil (No. 6) | 1 | 0.1 | 0 | E3GAL | Y | 24 | 7 | 52 | 24 | 7 | 22
1210225 | ANNA JAQUES HOSPITAL |  | 25 HIGHLAND AVE |  | NEWBURYPORT | MA | 019500000 | 25 HIGHLAND AVE |  | NEWBURYPORT | MA | 019500000 | N | PRIVATE | SM25 | ANNA JAQUES HOSPITAL | 9784631047 | dfowler@ajh.org | DAVID | FOWLER | 9784631047 | dfowler@ajh.org | DAVID | FOWLER | 9784631047 | dfowler@ajh.org | 2 | BOILER #2-SUPERIOR N4CAA6350A DUAL FUEL |  | BOILER | SUPERIOR | N4GAA250A | 1975-09-01 | 2011 | 15 | 2 | BOILER 2-SUPERIOR N4CAA6350A NATURAL GAS | NATURAL GAS | 209 | Natural Gas |  |  | 4 | E6FT3 | Y | 24 | 7 | 52 | 24 | 7 | 22
1210232 | CROSSPOINT LIMITED |  | 1 INDUSTRIAL AVE |  | LOWELL | MA | 018510000 | 900 CHELMSFORD ST |  | LOWELL | MA | 018510000 | N | PRIVATE | NM25 | CROSSPOINT LIMITED PARTNERSHIP | 9784536666 | LAUREN@YALEUSA.COM | LAUREN | WHITTON | 9784536666 | LAUREN@YALEUSA.COM | MIKE | HOLMES | 9784413215 | MIKE_HOLMES@EMCORGROUP.COM | 1 | BOILERS (2)-12 MMBTU |  | BOILER | CLEAVER BROOKS | CB 200-150 | 1995-01-01 | 2010 | 12 | 1 | BOILERS (2)-12 MMBTU NAT GAS | NATURAL GAS | 209 | Natural Gas |  |  | 20 | E6FT3 | N | 24 | 7 | 26 | 24 | 7 | 4
1210232 | CROSSPOINT LIMITED |  | 1 INDUSTRIAL AVE |  | LOWELL | MA | 018510000 | 900 CHELMSFORD ST |  | LOWELL | MA | 018510000 | N | PRIVATE | NM25 | CROSSPOINT LIMITED PARTNERSHIP | 9784536666 | LAUREN@YALEUSA.COM | LAUREN | WHITTON | 9784536666 | LAUREN@YALEUSA.COM | MIKE | HOLMES | 9784413215 | MIKE_HOLMES@EMCORGROUP.COM | 2 | GENERATOR |  | ENGINE | CUMMINS | 680 FDR 7026 CCW | 1995-01-01 | 2010 | 10 | 1 | GENERATOR #2 DIESEL OIL | DIESEL | 44 | DIESEL | 0 | 0 | 1 | E3GAL | N | 1 | 1 | 52 | 1 | 1 | 20
1210238 | LOWELL LANDFILL | COMMONWEALTH RESOURCE MANAGEMENT CORP | 125 STEDMAN ST | WESTFORD ST | LOWELL | MA | 018510000 | 7 WINSLOW WAY |  | MANSFIELD | MA | 020480000 | N | PRIVATE | SM25 | MM LOWELL ENERGY LLC | 5083393074 | tyeransian@crmcx.com | THOMAS | YERANSIAN | 5083393074 | tyeransian@crmcx.com | THOMAS | YERANSIAN | 5083393074 | tyeransian@crmcx.com | 4 | ENCLOSED LANDFILL GAS FLARE |  | GAS FLARE | JOHN ZINK | 6X40ZTOF | 1996-01-01 | 2010 | 21 | 1 | LANDFILL GAS | LANDFILL GAS | 502 | LANDFILL GAS | 0 |  | 0 | E6FT3 | N | 0 | 0 | 0 | 0 | 0 | 0
1210241 | BROOKS SCHOOL |  | 1160 GREAT POND RD |  | NORTH ANDOVER | MA | 018450000 | 1160 GREAT POND RD |  | NORTH ANDOVER | MA | 018450000 | N | PRIVATE | SM25 | BROOKS SCHOOL THE | 9786866101 | jtrovage@brooksschool.org | JOHN | TROVAGE | 9787256280 | jtrovage@brooksschool.org | JOHN | TROVAGE | 9787256264 | jtrovage@brooksschool.org | 1 | BOILER #1 CLEAVER BROOKS CB600-300: #4 OIL AND NG |  | BOILER | CLEAVER-BROOKS | CB600-300 | 1983-09-19 | 2009 | 13 | 1 | BOILER #1-CLEAVER BROOKS CB600-300 #4 OIL-1 S | NO.4 | 825 | Distillate Oil (No. 4) | 1 |  | 0 | E3GAL | Y | 24 | 7 | 52 | 24 | 7 | 22
1210241 | BROOKS SCHOOL |  | 1160 GREAT POND RD |  | NORTH ANDOVER | MA | 018450000 | 1160 GREAT POND RD |  | NORTH ANDOVER | MA | 018450000 | N | PRIVATE | SM25 | BROOKS SCHOOL THE | 9786866101 | jtrovage@brooksschool.org | JOHN | TROVAGE | 9787256280 | jtrovage@brooksschool.org | JOHN | TROVAGE | 9787256264 | jtrovage@brooksschool.org | 1 | BOILER #1 CLEAVER BROOKS CB600-300: #4 OIL AND NG |  | BOILER | CLEAVER-BROOKS | CB600-300 | 1983-09-19 | 2009 | 13 | 2 | BOILER #1-CLEAVER BROOKS CB600-300 NATURAL GAS | NATURAL GAS | 209 | Natural Gas |  |  | 12.0151 | E6FT3 | Y | 24 | 7 | 52 | 24 | 7 | 22
1210241 | BROOKS SCHOOL |  | 1160 GREAT POND RD |  | NORTH ANDOVER | MA | 018450000 | 1160 GREAT POND RD |  | NORTH ANDOVER | MA | 018450000 | N | PRIVATE | SM25 | BROOKS SCHOOL THE | 9786866101 | jtrovage@brooksschool.org | JOHN | TROVAGE | 9787256280 | jtrovage@brooksschool.org | JOHN | TROVAGE | 9787256264 | jtrovage@brooksschool.org | 2 | BOILER #2 CLEAVER BROOKS CB655-300 #4 OIL AND NGAS |  | BOILER | CLEAVER-BROOKS | CB655-300 | 1967-08-08 | 2009 | 13 | 1 | BOILER #2-CLEAVER BROOKS CB655-300 #4 OIL-1 S | NO.4 | 825 | Distillate Oil (No. 4) | 1 |  | 0 | E3GAL | Y | 24 | 7 | 52 | 24 | 7 | 22
1210241 | BROOKS SCHOOL |  | 1160 GREAT POND RD |  | NORTH ANDOVER | MA | 018450000 | 1160 GREAT POND RD |  | NORTH ANDOVER | MA | 018450000 | N | PRIVATE | SM25 | BROOKS SCHOOL THE | 9786866101 | jtrovage@brooksschool.org | JOHN | TROVAGE | 9787256280 | jtrovage@brooksschool.org | JOHN | TROVAGE | 9787256264 | jtrovage@brooksschool.org | 2 | BOILER #2 CLEAVER BROOKS CB655-300 #4 OIL AND NGAS |  | BOILER | CLEAVER-BROOKS | CB655-300 | 1967-08-08 | 2009 | 13 | 2 | BOILER #2-CLEAVER BROOKS CB655-300 NATURAL GAS | NATURAL GAS | 209 | Natural Gas |  |  | 12.0151 | E6FT3 | Y | 24 | 7 | 52 | 24 | 7 | 22
1210247 | BAKER COMMODITIES |  | 134 REAR BILLERICA AVE |  | TEWKSBURY | MA | 018760000 | PO BOX 132 |  | NORTH BILLERICA | MA | 018620132 | N | PRIVATE | SM80-R | BAKER COMMODITIES INC | 9784548811 | JHuelsman@bakercommodities.com | JOSEPH | HUELSMAN | 9784548811 | JHuelsman@bakercommodities.com | CRAIG | WILLIAMS | 9784548811 | CWilliams@bakercommodities.com | 1 | BOILER #1-CLEAVER BROOKS DL-68 3 FUELS |  | BOILER | CLEAVER BROOKS | DL 68 LH-400-CN-4 | 1973-05-01 | 2011 | 69 | 1 | BOILER #1-CLEAVER BROOKS DL-68 #6 OIL-1PCT S | NO.6 | 923 | Residual Oil (No. 6) | 1 | 0.1 | 0 | E3GAL | N | 24 | 6 | 52 | 24 | 6 | 22
1210247 | BAKER COMMODITIES |  | 134 REAR BILLERICA AVE |  | TEWKSBURY | MA | 018760000 | PO BOX 132 |  | NORTH BILLERICA | MA | 018620132 | N | PRIVATE | SM80-R | BAKER COMMODITIES INC | 9784548811 | JHuelsman@bakercommodities.com | JOSEPH | HUELSMAN | 9784548811 | JHuelsman@bakercommodities.com | CRAIG | WILLIAMS | 9784548811 | CWilliams@bakercommodities.com | 1 | BOILER #1-CLEAVER BROOKS DL-68 3 FUELS |  | BOILER | CLEAVER BROOKS | DL 68 LH-400-CN-4 | 1973-05-01 | 2011 | 69 | 2 | BOILER #1-CLEAVER BROOKS DL-68 NATURAL GAS | NATURAL GAS | 209 | Natural Gas |  |  | 88.672 | E6FT3 | N | 24 | 6 | 52 | 24 | 6 | 22
1210247 | BAKER COMMODITIES |  | 134 REAR BILLERICA AVE |  | TEWKSBURY | MA | 018760000 | PO BOX 132 |  | NORTH BILLERICA | MA | 018620132 | N | PRIVATE | SM80-R | BAKER COMMODITIES INC | 9784548811 | JHuelsman@bakercommodities.com | JOSEPH | HUELSMAN | 9784548811 | JHuelsman@bakercommodities.com | CRAIG | WILLIAMS | 9784548811 | CWilliams@bakercommodities.com | 1 | BOILER #1-CLEAVER BROOKS DL-68 3 FUELS |  | BOILER | CLEAVER BROOKS | DL 68 LH-400-CN-4 | 1973-05-01 | 2011 | 69 | 3 | BOILER #1-CLEAVER BROOKS DL-68 YELLOW GREASE | Refined Oil | 272 | Refined Oil | 0.2 | 0.5 | 0 | E3GAL | N | 24 | 6 | 52 | 24 | 6 | 22
1210247 | BAKER COMMODITIES |  | 134 REAR BILLERICA AVE |  | TEWKSBURY | MA | 018760000 | PO BOX 132 |  | NORTH BILLERICA | MA | 018620132 | N | PRIVATE | SM80-R | BAKER COMMODITIES INC | 9784548811 | JHuelsman@bakercommodities.com | JOSEPH | HUELSMAN | 9784548811 | JHuelsman@bakercommodities.com | CRAIG | WILLIAMS | 9784548811 | CWilliams@bakercommodities.com | 2 | BOILER #2-WICKES TYPE A 330.0-3 DUAL FUEL |  | BOILER | WICKES | TYPE A 330.0-3 DUAL FUEL | 1962-06-01 | 2011 | 47 | 2 | BOILER #2-WICKES 330.3-3 -STANDBY- NATURAL GAS | NATURAL GAS | 209 | Natural Gas |  |  | 54.183 | E6FT3 | N | 24 | 6 | 52 | 12 | 6 | 22
1210247 | BAKER COMMODITIES |  | 134 REAR BILLERICA AVE |  | TEWKSBURY | MA | 018760000 | PO BOX 132 |  | NORTH BILLERICA | MA | 018620132 | N | PRIVATE | SM80-R | BAKER COMMODITIES INC | 9784548811 | JHuelsman@bakercommodities.com | JOSEPH | HUELSMAN | 9784548811 | JHuelsman@bakercommodities.com | CRAIG | WILLIAMS | 9784548811 | CWilliams@bakercommodities.com | 2 | BOILER #2-WICKES TYPE A 330.0-3 DUAL FUEL |  | BOILER | WICKES | TYPE A 330.0-3 DUAL FUEL | 1962-06-01 | 2011 | 47 | 3 | NO. 6 OIL | NO.6 | 923 | Residual Oil (No. 6) | 1 | 0.1 | 0 | E3GAL | N | 24 | 6 | 52 | 12 | 6 | 22
1210247 | BAKER COMMODITIES |  | 134 REAR BILLERICA AVE |  | TEWKSBURY | MA | 018760000 | PO BOX 132 |  | NORTH BILLERICA | MA | 018620132 | N | PRIVATE | SM80-R | BAKER COMMODITIES INC | 9784548811 | JHuelsman@bakercommodities.com | JOSEPH | HUELSMAN | 9784548811 | JHuelsman@bakercommodities.com | CRAIG | WILLIAMS | 9784548811 | CWilliams@bakercommodities.com | 2 | BOILER #2-WICKES TYPE A 330.0-3 DUAL FUEL |  | BOILER | WICKES | TYPE A 330.0-3 DUAL FUEL | 1962-06-01 | 2011 | 47 | 4 | YELLOW GREASE | Refined Oil | 272 | Refined Oil | 0.2 | 0.5 | 0 | E3GAL | N | 24 | 6 | 52 | 12 | 6 | 22
1210247 | BAKER COMMODITIES |  | 134 REAR BILLERICA AVE |  | TEWKSBURY | MA | 018760000 | PO BOX 132 |  | NORTH BILLERICA | MA | 018620132 | N | PRIVATE | SM80-R | BAKER COMMODITIES INC | 9784548811 | JHuelsman@bakercommodities.com | JOSEPH | HUELSMAN | 9784548811 | JHuelsman@bakercommodities.com | CRAIG | WILLIAMS | 9784548811 | CWilliams@bakercommodities.com | 3 | BOILER #3-BIGELOW 304 |  | BOILER | BIGELOW | 304 | 1956-03-01 | 2011 | 18 | 1 | BOILER #3-BIGELOW 304 #4 OIL-1.0S | NO.4 | 825 | Distillate Oil (No. 4) | 1 | 0 | 0 | E3GAL | N | 0 | 0 | 0 | 0 | 0 | 0
1210247 | BAKER COMMODITIES |  | 134 REAR BILLERICA AVE |  | TEWKSBURY | MA | 018760000 | PO BOX 132 |  | NORTH BILLERICA | MA | 018620132 | N | PRIVATE | SM80-R | BAKER COMMODITIES INC | 9784548811 | JHuelsman@bakercommodities.com | JOSEPH | HUELSMAN | 9784548811 | JHuelsman@bakercommodities.com | CRAIG | WILLIAMS | 9784548811 | CWilliams@bakercommodities.com | 3 | BOILER #3-BIGELOW 304 |  | BOILER | BIGELOW | 304 | 1956-03-01 | 2011 | 18 | 2 | BOILER #3-BIGELOW 304 -STANDBY- NATURAL GAS | NATURAL GAS | 209 | Natural Gas |  |  | 0 | E6FT3 | N | 0 | 0 | 0 | 0 | 0 | 0
1210247 | BAKER COMMODITIES |  | 134 REAR BILLERICA AVE |  | TEWKSBURY | MA | 018760000 | PO BOX 132 |  | NORTH BILLERICA | MA | 018620132 | N | PRIVATE | SM80-R | BAKER COMMODITIES INC | 9784548811 | JHuelsman@bakercommodities.com | JOSEPH | HUELSMAN | 9784548811 | JHuelsman@bakercommodities.com | CRAIG | WILLIAMS | 9784548811 | CWilliams@bakercommodities.com | 3 | BOILER #3-BIGELOW 304 |  | BOILER | BIGELOW | 304 | 1956-03-01 | 2011 | 18 | 3 | YELLOW GREASE | Refined Oil | 272 | Refined Oil | 0.2 | 0.5 | 0 | E3GAL | N | 0 | 0 | 0 | 0 | 0 | 0
1210247 | BAKER COMMODITIES |  | 134 REAR BILLERICA AVE |  | TEWKSBURY | MA | 018760000 | PO BOX 132 |  | NORTH BILLERICA | MA | 018620132 | N | PRIVATE | SM80-R | BAKER COMMODITIES INC | 9784548811 | JHuelsman@bakercommodities.com | JOSEPH | HUELSMAN | 9784548811 | JHuelsman@bakercommodities.com | CRAIG | WILLIAMS | 9784548811 | CWilliams@bakercommodities.com | 4 | BOILER #4-AMES #A-400 NATURAL GAS |  | BOILER | AMES | A 400 | 1987-03-20 | 2011 | 16 | 1 | BOILER #4-AMES #A-400 NATURAL GAS | NATURAL GAS | 209 | Natural Gas |  |  | 1.773 | E6FT3 | N | 24 | 6 | 52 | 0 | 0 | 0
1210255 | TEWKSBURY HOSPITAL |  | 365 EAST ST |  | TEWKSBURY | MA | 018760000 | 365 EAST STREET |  | TEWKSBURY | MA | 018760000 | Y | STATE | SM79-7 | MA DEPARTMENT OF PUBLIC HEALTH | 9788517321 | bill.kelleher@state.ma.us | WILLIAM | KELLEHER | 9788517321 | bill.kelleher@state.ma.us | KENNETH | BLAUVELT | 9788517321X2025 | kenneth.blauvelt@state.ma.us | 1 | BOILER #1-CLEAVER BROOKS #D-34 BACK UP UNIT |  | BOILER | CLEAVER BROOKS | WT 400X-A5 | 1993-09-01 | 2011 | 23 | 1 | BOILER #1-CLEAVER BROOKS #D-34 NATURAL GAS | NATURAL GAS | 209 | Natural Gas |  |  | 34.766 | E6FT3 | Y | 24 | 7 | 52 | 24 | 7 | 22
1210255 | TEWKSBURY HOSPITAL |  | 365 EAST ST |  | TEWKSBURY | MA | 018760000 | 365 EAST STREET |  | TEWKSBURY | MA | 018760000 | Y | STATE | SM79-7 | MA DEPARTMENT OF PUBLIC HEALTH | 9788517321 | bill.kelleher@state.ma.us | WILLIAM | KELLEHER | 9788517321 | bill.kelleher@state.ma.us | KENNETH | BLAUVELT | 9788517321X2025 | kenneth.blauvelt@state.ma.us | 2 | BOILER #2-BABCOCK+WILCOX #FM-10 DUAL FUEL |  | BOILER | BABCOCK AND WILCOX | FM - 10 | 1963-07-05 | 2011 | 51 | 1 | BOILER #2-BABCOCK+WILCOX FM-10 NATURAL GAS | NATURAL GAS | 209 | Natural Gas |  |  | 24.946 | E6FT3 | N | 24 | 7 | 5 | 0 | 0 | 0
1210255 | TEWKSBURY HOSPITAL |  | 365 EAST ST |  | TEWKSBURY | MA | 018760000 | 365 EAST STREET |  | TEWKSBURY | MA | 018760000 | Y | STATE | SM79-7 | MA DEPARTMENT OF PUBLIC HEALTH | 9788517321 | bill.kelleher@state.ma.us | WILLIAM | KELLEHER | 9788517321 | bill.kelleher@state.ma.us | KENNETH | BLAUVELT | 9788517321X2025 | kenneth.blauvelt@state.ma.us | 2 | BOILER #2-BABCOCK+WILCOX #FM-10 DUAL FUEL |  | BOILER | BABCOCK AND WILCOX | FM - 10 | 1963-07-05 | 2011 | 51 | 2 | BOILER #2-BABCOCK+WILCOX FM-10 #6 OIL | NO.6 | 923 | Residual Oil (No. 6) | 0.5 | 0.1 | 0 | E3GAL | N | 24 | 7 | 5 | 0 | 0 | 0
1210255 | TEWKSBURY HOSPITAL |  | 365 EAST ST |  | TEWKSBURY | MA | 018760000 | 365 EAST STREET |  | TEWKSBURY | MA | 018760000 | Y | STATE | SM79-7 | MA DEPARTMENT OF PUBLIC HEALTH | 9788517321 | bill.kelleher@state.ma.us | WILLIAM | KELLEHER | 9788517321 | bill.kelleher@state.ma.us | KENNETH | BLAUVELT | 9788517321X2025 | kenneth.blauvelt@state.ma.us | 13 | GENERATOR #5 KOHLER 140 KW DIESEL |  | ENGINE | KOHLER | 135REOZJC | 2006-07-01 | 2011 | 10 | 1 | GENERATOR #5 KOHLER 140 KW DIESEL | DIESEL | 44 | DIESEL | 0.3 | 0 | 0.0448 | E3GAL | N | 1 | 1 | 52 | 1 | 1 | 21
1210259 | BROX INDUSTRIES INC |  | 1471 METHUEN ST |  | DRACUT | MA | 018260000 | 1471 METHUEN ST |  | DRACUT | MA | 018260000 | N | PRIVATE | SM79-7 | BROX INDUSTRIES INC | 9784549105 | ghall@broxindustries.com | GEORGE | HALL | 9788059743 | ghall@broxindustries.com | GEORGE | HALL | 9784549105 | ghall@broxindustries.com | 1 | BARBER GREENE BE-120 ASPHALT PLANT #1 |  | FURNACE | BARBER GREENE | BE-120 | 1971-01-01 | 2010 | 105.7 | 1 | ASPHALT | ASPHALTIC CONCRETE | 650 | Asphaltic Concrete | 0 | 0 | 117888 | TON | N | 8 | 5 | 41 | 8 | 5 | 22
1210259 | BROX INDUSTRIES INC |  | 1471 METHUEN ST |  | DRACUT | MA | 018260000 | 1471 METHUEN ST |  | DRACUT | MA | 018260000 | N | PRIVATE | SM79-7 | BROX INDUSTRIES INC | 9784549105 | ghall@broxindustries.com | GEORGE | HALL | 9788059743 | ghall@broxindustries.com | GEORGE | HALL | 9784549105 | ghall@broxindustries.com | 1 | BARBER GREENE BE-120 ASPHALT PLANT #1 |  | FURNACE | BARBER GREENE | BE-120 | 1971-01-01 | 2010 | 105.7 | 2 | #2 FUEL OIL | NO.2 | 58 | Distillate Oil (No. 2) | 0.3 | 0 | 0 | E3GAL | N | 8 | 5 | 41 | 8 | 5 | 22
1210259 | BROX INDUSTRIES INC |  | 1471 METHUEN ST |  | DRACUT | MA | 018260000 | 1471 METHUEN ST |  | DRACUT | MA | 018260000 | N | PRIVATE | SM79-7 | BROX INDUSTRIES INC | 9784549105 | ghall@broxindustries.com | GEORGE | HALL | 9788059743 | ghall@broxindustries.com | GEORGE | HALL | 9784549105 | ghall@broxindustries.com | 1 | BARBER GREENE BE-120 ASPHALT PLANT #1 |  | FURNACE | BARBER GREENE | BE-120 | 1971-01-01 | 2010 | 105.7 | 3 | NATURAL GAS | NATURAL GAS | 209 | Natural Gas |  |  | 37.245 | E6FT3 | N | 8 | 5 | 41 | 8 | 5 | 22
1210259 | BROX INDUSTRIES INC |  | 1471 METHUEN ST |  | DRACUT | MA | 018260000 | 1471 METHUEN ST |  | DRACUT | MA | 018260000 | N | PRIVATE | SM79-7 | BROX INDUSTRIES INC | 9784549105 | ghall@broxindustries.com | GEORGE | HALL | 9788059743 | ghall@broxindustries.com | GEORGE | HALL | 9784549105 | ghall@broxindustries.com | 2 | STANDARD HAVENS E500 ASPHALT PLANT #2 |  | FURNACE | STANDARD HAVENS | E500 | 1996-03-01 | 2010 | 160 | 1 | ASPHALT | Asphalt | 647 | Asphalt | 0 | 0 | 0 | TON | N | 0 | 0 | 0 | 0 | 0 | 0
1210259 | BROX INDUSTRIES INC |  | 1471 METHUEN ST |  | DRACUT | MA | 018260000 | 1471 METHUEN ST |  | DRACUT | MA | 018260000 | N | PRIVATE | SM79-7 | BROX INDUSTRIES INC | 9784549105 | ghall@broxindustries.com | GEORGE | HALL | 9788059743 | ghall@broxindustries.com | GEORGE | HALL | 9784549105 | ghall@broxindustries.com | 2 | STANDARD HAVENS E500 ASPHALT PLANT #2 |  | FURNACE | STANDARD HAVENS | E500 | 1996-03-01 | 2010 | 160 | 2 | #2 FUEL OIL | NO.2 | 58 | Distillate Oil (No. 2) | 0.3 | 0 | 0 | E3GAL | N | 0 | 0 | 0 | 0 | 0 | 0
1210259 | BROX INDUSTRIES INC |  | 1471 METHUEN ST |  | DRACUT | MA | 018260000 | 1471 METHUEN ST |  | DRACUT | MA | 018260000 | N | PRIVATE | SM79-7 | BROX INDUSTRIES INC | 9784549105 | ghall@broxindustries.com | GEORGE | HALL | 9788059743 | ghall@broxindustries.com | GEORGE | HALL | 9784549105 | ghall@broxindustries.com | 2 | STANDARD HAVENS E500 ASPHALT PLANT #2 |  | FURNACE | STANDARD HAVENS | E500 | 1996-03-01 | 2010 | 160 | 3 | NATURAL GAS | NATURAL GAS | 209 | Natural Gas |  |  | 0 | E6FT3 | N | 0 | 0 | 0 | 0 | 0 | 0
1210259 | BROX INDUSTRIES INC |  | 1471 METHUEN ST |  | DRACUT | MA | 018260000 | 1471 METHUEN ST |  | DRACUT | MA | 018260000 | N | PRIVATE | SM79-7 | BROX INDUSTRIES INC | 9784549105 | ghall@broxindustries.com | GEORGE | HALL | 9788059743 | ghall@broxindustries.com | GEORGE | HALL | 9784549105 | ghall@broxindustries.com | 2 | STANDARD HAVENS E500 ASPHALT PLANT #2 |  | FURNACE | STANDARD HAVENS | E500 | 1996-03-01 | 2010 | 160 | 4 | PETROLEUM CONTAMINATED SOIL | Asphalt | 647 | Asphalt | 0 | 0 | 0 | TON | N | 0 | 0 | 0 | 0 | 0 | 0
1210259 | BROX INDUSTRIES INC |  | 1471 METHUEN ST |  | DRACUT | MA | 018260000 | 1471 METHUEN ST |  | DRACUT | MA | 018260000 | N | PRIVATE | SM79-7 | BROX INDUSTRIES INC | 9784549105 | ghall@broxindustries.com | GEORGE | HALL | 9788059743 | ghall@broxindustries.com | GEORGE | HALL | 9784549105 | ghall@broxindustries.com | 13 | EU2 GENCOR MODEL 400 TPH STATIONARY ULTRAPLANT |  | FURNACE | GENCOR | ULTRA II-135 | 2009-05-01 | 2010 | 135 | 1 | ASPHALT | Asphalt | 647 | Asphalt | 0 | 0 | 461540 | TON | N | 16 | 7 | 40 | 16 | 7 | 22
1210259 | BROX INDUSTRIES INC |  | 1471 METHUEN ST |  | DRACUT | MA | 018260000 | 1471 METHUEN ST |  | DRACUT | MA | 018260000 | N | PRIVATE | SM79-7 | BROX INDUSTRIES INC | 9784549105 | ghall@broxindustries.com | GEORGE | HALL | 9788059743 | ghall@broxindustries.com | GEORGE | HALL | 9784549105 | ghall@broxindustries.com | 13 | EU2 GENCOR MODEL 400 TPH STATIONARY ULTRAPLANT |  | FURNACE | GENCOR | ULTRA II-135 | 2009-05-01 | 2010 | 135 | 2 | NATURAL GAS | NATURAL GAS | 209 | Natural Gas |  |  | 99.71 | E6FT3 | N | 16 | 7 | 40 | 16 | 7 | 22
1210259 | BROX INDUSTRIES INC |  | 1471 METHUEN ST |  | DRACUT | MA | 018260000 | 1471 METHUEN ST |  | DRACUT | MA | 018260000 | N | PRIVATE | SM79-7 | BROX INDUSTRIES INC | 9784549105 | ghall@broxindustries.com | GEORGE | HALL | 9788059743 | ghall@broxindustries.com | GEORGE | HALL | 9784549105 | ghall@broxindustries.com | 13 | EU2 GENCOR MODEL 400 TPH STATIONARY ULTRAPLANT |  | FURNACE | GENCOR | ULTRA II-135 | 2009-05-01 | 2010 | 135 | 3 | ULSD | NO.2 | 58 | Distillate Oil (No. 2) | 0.0015 | 0 | 0 | E3GAL | N | 16 | 7 | 40 | 16 | 7 | 22
1210259 | BROX INDUSTRIES INC |  | 1471 METHUEN ST |  | DRACUT | MA | 018260000 | 1471 METHUEN ST |  | DRACUT | MA | 018260000 | N | PRIVATE | SM79-7 | BROX INDUSTRIES INC | 9784549105 | ghall@broxindustries.com | GEORGE | HALL | 9788059743 | ghall@broxindustries.com | GEORGE | HALL | 9784549105 | ghall@broxindustries.com | 13 | EU2 GENCOR MODEL 400 TPH STATIONARY ULTRAPLANT |  | FURNACE | GENCOR | ULTRA II-135 | 2009-05-01 | 2010 | 135 | 4 | SOIL | Soil | 303 | Soil | 0 | 0 | 1782 | TON | N | 16 | 7 | 40 | 16 | 7 | 22
1210262 | COLUMBO |  | 35 DANTON DR |  | METHUEN | MA | 018440000 | 35 DANTON DR |  | METHUEN | MA | 018440000 | N | PRIVATE | SM25 | GENERAL MILLS OPERATIONS, LLC | 7637642661 | TERRY.GILCHRIST@GENMILLS.COM | EDWARD | DULSKI | 9786891300 | ED.DULSKI@GENMILLS.COM | GUI | BASTO | 9786891327 | GUILHERME.BASTO@GENMILLS.COM | 4 | KEMCO WATER HEATER |  | WATER HEATER - LOW PRESSURE <1/2 PSI | KEMCO | TE-100 | 2001-01-10 | 2009 | 12 | 1 | NATURAL GAS | NATURAL GAS | 209 | Natural Gas |  |  | 6.384 | E6FT3 | N | 24 | 6 | 52 | 24 | 6 | 21
1210262 | COLUMBO |  | 35 DANTON DR |  | METHUEN | MA | 018440000 | 35 DANTON DR |  | METHUEN | MA | 018440000 | N | PRIVATE | SM25 | GENERAL MILLS OPERATIONS, LLC | 7637642661 | TERRY.GILCHRIST@GENMILLS.COM | EDWARD | DULSKI | 9786891300 | ED.DULSKI@GENMILLS.COM | GUI | BASTO | 9786891327 | GUILHERME.BASTO@GENMILLS.COM | 7 | MIURA #3-300HP-NATURAL GAS |  | BOILER | MIURA BOILER, INC | LX300SG | 2007-08-16 | 2009 | 11.824 | 1 | NATURAL GAS | NATURAL GAS | 209 | Natural Gas |  |  | 22.057 | E6FT3 | Y | 24 | 7 | 52 | 24 | 7 | 22
1210264 | KITTREDGE SCHOOL |  | 601 MAIN ST |  | NORTH ANDOVER | MA | 018450000 | 601 MAIN STREET |  | NORTH ANDOVER | MA | 018450000 | Y | LOCAL GOVERNMENT | NM25 | KITTRIDGE SCHOOL | 0000000000 | valentinov@northandover.k12.ma.us | VINNIE | VALENTINO | 9785577913 | valentinov@northandover.k12.ma.us | VINNIE | VALENTINO | 9787941503 | valentinov@northandover.k12.ma.us | 1 | BOILER #1-H.B.SMITH #28A NAT GAS |  | BOILER | HB SMITH | 28 | 2003-10-03 | 2010 | 10 | 1 | BOILER #1-H.B.SMITH #28A NAT GAS | Natural Gas | 209 | Natural Gas |  |  | 20 | E6FT3 | N | 24 | 7 | 36 | 0 | 0 | 0
1210264 | KITTREDGE SCHOOL |  | 601 MAIN ST |  | NORTH ANDOVER | MA | 018450000 | 601 MAIN STREET |  | NORTH ANDOVER | MA | 018450000 | Y | LOCAL GOVERNMENT | NM25 | KITTRIDGE SCHOOL | 0000000000 | valentinov@northandover.k12.ma.us | VINNIE | VALENTINO | 9785577913 | valentinov@northandover.k12.ma.us | VINNIE | VALENTINO | 9787941503 | valentinov@northandover.k12.ma.us | 2 | BOILER #2-HB SMITH #28A NAT GAS |  | BOILER | HB-SMITH | 28A | 2003-10-15 | 2010 | 10 | 1 | BOILER #2-HB SMITH #28A NAT GAS | Natural Gas | 209 | Natural Gas |  |  | 20 | E6FT3 | N | 24 | 7 | 36 | 0 | 0 | 0
1210265 | LOWELL COGENERATION COMPANY LLP | FKA LOWELL COGEN COMPANY | 282 WESTERN AVE |  | LOWELL | MA | 018520000 | 282 WESTERN AVENUE |  | LOWELL | MA | 018520000 | N | PRIVATE | OP7.5 | LOWELL COGENERATION COMPANY L.P. | 9784539680 | WGreig@morrisenergy.com | WES | GREIG | 9784539680 | WGreig@morrisenergy.com | WES | GREIG | 9784539680 | WGreig@morrisenergy.com | 1 | TURBINE #1-GENERAL ELECTRIC #LM2500 PE DUAL FUEL |  | COMBUSTION TURBINE | GENERAL ELECTRIC | LM2500 PE | 1988-10-16 | 2011 | 225 | 1 | TURBINE #1-GEN ELECTRIC #LM2500 PE NATURAL GAS | NATURAL GAS | 209 | Natural Gas |  |  | 51931 | E6BTU | N | 4 | 2 | 12 | 4 | 3 | 8
1210265 | LOWELL COGENERATION COMPANY LLP | FKA LOWELL COGEN COMPANY | 282 WESTERN AVE |  | LOWELL | MA | 018520000 | 282 WESTERN AVENUE |  | LOWELL | MA | 018520000 | N | PRIVATE | OP7.5 | LOWELL COGENERATION COMPANY L.P. | 9784539680 | WGreig@morrisenergy.com | WES | GREIG | 9784539680 | WGreig@morrisenergy.com | WES | GREIG | 9784539680 | WGreig@morrisenergy.com | 1 | TURBINE #1-GENERAL ELECTRIC #LM2500 PE DUAL FUEL |  | COMBUSTION TURBINE | GENERAL ELECTRIC | LM2500 PE | 1988-10-16 | 2011 | 225 | 2 | #2 FUEL OIL | JET FUEL | 159 | Jet Fuel | 0.0015 | 0 | 5312 | E6BTU | N | 4 | 2 | 12 | 4 | 3 | 8
1210265 | LOWELL COGENERATION COMPANY LLP | FKA LOWELL COGEN COMPANY | 282 WESTERN AVE |  | LOWELL | MA | 018520000 | 282 WESTERN AVENUE |  | LOWELL | MA | 018520000 | N | PRIVATE | OP7.5 | LOWELL COGENERATION COMPANY L.P. | 9784539680 | WGreig@morrisenergy.com | WES | GREIG | 9784539680 | WGreig@morrisenergy.com | WES | GREIG | 9784539680 | WGreig@morrisenergy.com | 3 | BOILER #2A-CLEAVER BROOKS D68 DUAL FUEL |  | BOILER | CLEAVER BROOKS | D-68-E | 1995-09-01 | 2011 | 59.54 | 1 | BOILER #2A-CLEAVER BROOKS D68 #2 OIL-0.05S | NO.2 | 58 | Distillate Oil (No. 2) | 0.05 | 0 | 0 | E3GAL | N | 0 | 0 | 0 | 0 | 0 | 0
1210265 | LOWELL COGENERATION COMPANY LLP | FKA LOWELL COGEN COMPANY | 282 WESTERN AVE |  | LOWELL | MA | 018520000 | 282 WESTERN AVENUE |  | LOWELL | MA | 018520000 | N | PRIVATE | OP7.5 | LOWELL COGENERATION COMPANY L.P. | 9784539680 | WGreig@morrisenergy.com | WES | GREIG | 9784539680 | WGreig@morrisenergy.com | WES | GREIG | 9784539680 | WGreig@morrisenergy.com | 3 | BOILER #2A-CLEAVER BROOKS D68 DUAL FUEL |  | BOILER | CLEAVER BROOKS | D-68-E | 1995-09-01 | 2011 | 59.54 | 2 | BOILER #2A-CLEAVER BROOKS D68 NATURAL GAS | NATURAL GAS | 209 | Natural Gas |  |  | 0 | E6FT3 | N | 0 | 0 | 0 | 0 | 0 | 0
1210265 | LOWELL COGENERATION COMPANY LLP | FKA LOWELL COGEN COMPANY | 282 WESTERN AVE |  | LOWELL | MA | 018520000 | 282 WESTERN AVENUE |  | LOWELL | MA | 018520000 | N | PRIVATE | OP7.5 | LOWELL COGENERATION COMPANY L.P. | 9784539680 | WGreig@morrisenergy.com | WES | GREIG | 9784539680 | WGreig@morrisenergy.com | WES | GREIG | 9784539680 | WGreig@morrisenergy.com | 4 | BOILER #2B-CLEAVER BROOKS D68 DUAL FUEL |  | BOILER | CLEAVER BROOKS | D-68-E | 1995-09-15 | 2011 | 59.54 | 1 | BOILER #2B-CLEAVER BROOKS D68 #2 OIL-0.05S | NO.2 | 58 | Distillate Oil (No. 2) | 0.05 | 0 | 0 | E3GAL | N | 0 | 0 | 0 | 0 | 0 | 0
1210265 | LOWELL COGENERATION COMPANY LLP | FKA LOWELL COGEN COMPANY | 282 WESTERN AVE |  | LOWELL | MA | 018520000 | 282 WESTERN AVENUE |  | LOWELL | MA | 018520000 | N | PRIVATE | OP7.5 | LOWELL COGENERATION COMPANY L.P. | 9784539680 | WGreig@morrisenergy.com | WES | GREIG | 9784539680 | WGreig@morrisenergy.com | WES | GREIG | 9784539680 | WGreig@morrisenergy.com | 4 | BOILER #2B-CLEAVER BROOKS D68 DUAL FUEL |  | BOILER | CLEAVER BROOKS | D-68-E | 1995-09-15 | 2011 | 59.54 | 2 | BOILER #2B-CLEAVER BROOKS D68 NATURAL GAS | NATURAL GAS | 209 | Natural Gas |  |  | 0 | E6FT3 | N | 0 | 0 | 0 | 0 | 0 | 0
1210265 | LOWELL COGENERATION COMPANY LLP | FKA LOWELL COGEN COMPANY | 282 WESTERN AVE |  | LOWELL | MA | 018520000 | 282 WESTERN AVENUE |  | LOWELL | MA | 018520000 | N | PRIVATE | OP7.5 | LOWELL COGENERATION COMPANY L.P. | 9784539680 | WGreig@morrisenergy.com | WES | GREIG | 9784539680 | WGreig@morrisenergy.com | WES | GREIG | 9784539680 | WGreig@morrisenergy.com | 6 | HEAT RECOVERY BOILER #1-COEN MSG DUAL FUEL |  | BOILER | VOGT | MSG | 1988-10-16 | 2011 | 135 | 1 | HEAT RECOVERY BOILER #1-COEN MSG | NATURAL GAS | 209 | Natural Gas |  |  | 0 | E6FT3 | N | 2 | 1 | 2 | 2 | 1 | 2
1210265 | LOWELL COGENERATION COMPANY LLP | FKA LOWELL COGEN COMPANY | 282 WESTERN AVE |  | LOWELL | MA | 018520000 | 282 WESTERN AVENUE |  | LOWELL | MA | 018520000 | N | PRIVATE | OP7.5 | LOWELL COGENERATION COMPANY L.P. | 9784539680 | WGreig@morrisenergy.com | WES | GREIG | 9784539680 | WGreig@morrisenergy.com | WES | GREIG | 9784539680 | WGreig@morrisenergy.com | 6 | HEAT RECOVERY BOILER #1-COEN MSG DUAL FUEL |  | BOILER | VOGT | MSG | 1988-10-16 | 2011 | 135 | 2 | HEAT RECOVERY BOILER #1-COEN MSG | NO.2 | 58 | Distillate Oil (No. 2) | 0.3 | 0 | 0 | E3GAL | N | 2 | 1 | 2 | 2 | 1 | 2
1210270 | HOLT AND BUGBEE COMPANY |  | 1600 SHAWSHEEN ST |  | TEWKSBURY | MA | 018760000 | PO BOX 37 |  | TEWKSBURY | MA | 018760000 | N | PRIVATE | NM99 | HOLT AND BUGBEE CO | 9788517201 | WCollins@HoltandBugbee.com | WILLIAM | COLLINS | 9788517201 | WCollins@HoltandBugbee.com | LYNNE | SANTOS | 9784369994 | lsantos@airqualityassoc.com | 1 | BOILER #1-ZURN WOOD WASTE FIRED |  | BOILER | INDUSTRIAL BOILER COMPANY | 3-2600-250 | 1980-01-01 | 2009 | 19.6 | 1 | BOILER #1-ZURN INDUSTRIAL WOODWASTE (SAWDUST) | WOOD | 15 | WOOD | 0.15 | 1.5 | 77350 | E6BTU | N | 24 | 7 | 50 | 24 | 7 | 22
1210276 | NEW BALANCE ATHLETIC SHOE |  | 5 SOUTH UNION ST |  | LAWRENCE | MA | 018410000 | 190 MERRIMACK ST |  | LAWRENCE | MA | 018430000 | N | PRIVATE | NM99 | NEW BALANCE ATHLETIC SHOE INC | 6177834000 | Don.Chabot@newbalance.com | DONALD | CHABOT | 6177834000 | Don.Chabot@newbalance.com | JAIME | HARPER | 9787252750 | jaime.harper@newbalance.com | 1 | BOILER #1-CLEAVER BROOKS NATURAL GAS |  | BOILER | CLEAVER BROOKS | CBLE200-350-015ST | 2010-09-01 | 2011 | 14.288 | 1 | BOILER #1-CLEAVER BROOKS NATURAL GAS | NATURAL GAS | 209 | Natural Gas |  |  | 5.7282 | E6FT3 | N | 10 | 7 | 26 | 10 | 7 | 22
1210276 | NEW BALANCE ATHLETIC SHOE |  | 5 SOUTH UNION ST |  | LAWRENCE | MA | 018410000 | 190 MERRIMACK ST |  | LAWRENCE | MA | 018430000 | N | PRIVATE | NM99 | NEW BALANCE ATHLETIC SHOE INC | 6177834000 | Don.Chabot@newbalance.com | DONALD | CHABOT | 6177834000 | Don.Chabot@newbalance.com | JAIME | HARPER | 9787252750 | jaime.harper@newbalance.com | 2 | BOILER #2-CLEAVER BROOKS NATURAL GAS |  | BOILER | CLEAVER BROOKS | CBLE200-350-015ST | 2010-09-01 | 2011 | 14.288 | 1 | BOILER #2-CLEAVER BROOKS NATURAL GAS | NATURAL GAS | 209 | Natural Gas |  |  | 5.7282 | E6FT3 | N | 10 | 7 | 26 | 10 | 7 | 22
1210284 | COLONIAL GAS TEWKSBURY LNG | FKA KEYSPAN ENERGY-TEWKSBURY | 50 CHAPMAN RD |  | TEWKSBURY | MA | 018760000 | 50 CHAPMAN RD |  | TEWKSBURY | MA | 018760000 | N | UTILITY | SM80-R | COLONIAL GAS D/B/A NATIONAL GRID | 7819071000 | ezra.mccarthy@nationalgrid.com | ROBERT | TEETZ | 5165452577 | robert.teetz@us.ngrid.com | EZRA | MCCARTHY | 7819073645 | ezra.mccarthy@nationalgrid.com | 10 | BS+B UNIFLUX VAPORIZER # 4 ( UNIT 10) |  | BOILER | BS & B | UNIFLUX | 1969-10-02 | 2011 | 20 | 1 | VAP.H20 HEATER WH-501-BS+B UNIFLEX NATURAL GAS | NATURAL GAS | 209 | Natural Gas |  |  | 2.207 | E6FT3 | N | 24 | 7 | 13 | 0 | 0 | 0
1210284 | COLONIAL GAS TEWKSBURY LNG | FKA KEYSPAN ENERGY-TEWKSBURY | 50 CHAPMAN RD |  | TEWKSBURY | MA | 018760000 | 50 CHAPMAN RD |  | TEWKSBURY | MA | 018760000 | N | UTILITY | SM80-R | COLONIAL GAS D/B/A NATIONAL GRID | 7819071000 | ezra.mccarthy@nationalgrid.com | ROBERT | TEETZ | 5165452577 | robert.teetz@us.ngrid.com | EZRA | MCCARTHY | 7819073645 | ezra.mccarthy@nationalgrid.com | 11 | BS+B UNIFLUX VAPORIZER 1 (UNIT 7) |  | BOILER | BS+B | UNIFLUX | 1969-10-02 | 2011 | 20 | 1 | VAP.H20 HEATER WH-502-BS+B UNIFLUX NATURAL GAS | NATURAL GAS | 209 | Natural Gas |  |  | 2.207 | E6FT3 | N | 24 | 7 | 13 | 0 | 0 | 0
1210284 | COLONIAL GAS TEWKSBURY LNG | FKA KEYSPAN ENERGY-TEWKSBURY | 50 CHAPMAN RD |  | TEWKSBURY | MA | 018760000 | 50 CHAPMAN RD |  | TEWKSBURY | MA | 018760000 | N | UTILITY | SM80-R | COLONIAL GAS D/B/A NATIONAL GRID | 7819071000 | ezra.mccarthy@nationalgrid.com | ROBERT | TEETZ | 5165452577 | robert.teetz@us.ngrid.com | EZRA | MCCARTHY | 7819073645 | ezra.mccarthy@nationalgrid.com | 12 | BS+B UNIFLUX VAPORIZER 2 ( UNIT 8) |  | BOILER | BS & B | UNIFLUX | 1978-02-13 | 2011 | 14 | 1 | VAP.H20 HEATER WH-503-BS+B UNIFLUX NATURAL GAS | NATURAL GAS | 209 | Natural Gas |  |  | 2.207 | E6FT3 | N | 24 | 7 | 13 | 0 | 0 | 0
1210284 | COLONIAL GAS TEWKSBURY LNG | FKA KEYSPAN ENERGY-TEWKSBURY | 50 CHAPMAN RD |  | TEWKSBURY | MA | 018760000 | 50 CHAPMAN RD |  | TEWKSBURY | MA | 018760000 | N | UTILITY | SM80-R | COLONIAL GAS D/B/A NATIONAL GRID | 7819071000 | ezra.mccarthy@nationalgrid.com | ROBERT | TEETZ | 5165452577 | robert.teetz@us.ngrid.com | EZRA | MCCARTHY | 7819073645 | ezra.mccarthy@nationalgrid.com | 13 | UNIFLUX 14 VAPORIZER 3 (UNIT 9) |  | BOILER | BS & B | UNIFLUX | 1978-02-13 | 2011 | 14 | 1 | VAP.H20 HEATER WH-504-BS+B UNIFLUX NATURAL GAS | NATURAL GAS | 209 | Natural Gas |  |  | 2.207 | E6FT3 | N | 24 | 7 | 13 | 0 | 0 | 0
1210292 | WASTE MANAGEMENT TITCOMB PIT LANDFILL |  | SOUTH HUNT RD AND RTE 150 |  | AMESBURY | MA | 019130000 | 4 LIBERTY LANE WEST |  | HAMPTON | NH | 038421704 | N | PRIVATE | NM25 | WASTE MANAGEMENT TITCOMB PIT LANDFILL | 6039295436 | mdevine@wm.com | MARK | DEVINE | 6039295436 | mdevine@wm.com | MARK | DEVINE | 6039295436 | mdevine@wm.com | 1 | GAS FLARE #1-JOHN ZINC CO BFT-6 13.5 MMBTU/HR |  | LANDFILL GAS UTILITY FLARE | MCGILL | NA | 1987-01-01 | 2008 | 14 | 1 | FLARE #1-JOHN ZINC BFT-6 LANDFILL GAS | LANDFILL GAS | 502 | LANDFILL GAS | 0 | 0 | 0 | E6FT3 | N | 24 | 7 | 52 | 0 | 0 | 0
1210298 | ADVANCED URETHANE TECHNOLOGIES INC | FKA LEGGETT AND PLATT INC | 122 PARKER ST |  | NEWBURYPORT | MA | 019500000 | 122 PARKER STREET |  | NEWBURYPORT | MA | 019500000 | N | PRIVATE | NM25 | ADVANCED URETHANE TECHNOLOGIES, INC. | 9784625400 | bfrench@sleepinnovations.com | BRIAN | FRENCH | 9784625400 | bfrench@sleepinnovations.com | JUSTIN | BATES | 6628405945 | jbates@envirocomp.net | 1 | BOILER #1-BURNHAM V911A |  | BOILER | BURNHAM | V911A | 2000-12-20 | 2011 | 10 | 1 | BOILER #1-BURNHAM V911A NATURAL GAS | NATURAL GAS | 209 | Natural Gas |  |  | 2.5135 | E6FT3 | N | 24 | 7 | 32 | 0 | 0 | 0
1210298 | ADVANCED URETHANE TECHNOLOGIES INC | FKA LEGGETT AND PLATT INC | 122 PARKER ST |  | NEWBURYPORT | MA | 019500000 | 122 PARKER STREET |  | NEWBURYPORT | MA | 019500000 | N | PRIVATE | NM25 | ADVANCED URETHANE TECHNOLOGIES, INC. | 9784625400 | bfrench@sleepinnovations.com | BRIAN | FRENCH | 9784625400 | bfrench@sleepinnovations.com | JUSTIN | BATES | 6628405945 | jbates@envirocomp.net | 2 | BOILER #2-BURNHAM V911A |  | BOILER | BURNHAM | V911A | 2000-12-20 | 2011 | 10 | 1 | BOILER #2-BURNHAM V911A NATURAL GAS | NATURAL GAS | 209 | Natural Gas |  |  | 2.5135 | E6FT3 | N | 24 | 7 | 32 | 0 | 0 | 0
1210309 | 100 MINUTEMAN LLC | FKA MINUTEMAN LIMITED PA | 100 MINUTEMAN RD |  | ANDOVER | MA | 018100000 | ONE MINUTEMAN ROAD | C/O BRICKSTONE PROPERTIES | ANDOVER | MA | 018101049 | N | PRIVATE | SM50 | 100 MINUTEMAN LLC | 9787493000 | KDISKIN@BRICKSTONECO.COM | JOHN | BAKER | 3106070003 | jbaker@brickstoneco.com | KEN | DISKIN | 9787493000 | KDISKIN@BRICKSTONECO.COM | 1 | BOILER #1-CLEAVER BROOKS CB200-350 NATURAL GAS |  | BOILER | CLEAVER BROOKS | CB200-350 | 1983-01-01 | 2010 | 15 | 1 | NATURAL GAS | NATURAL GAS | 209 | Natural Gas |  |  | 47.826 | E6FT3 | N | 24 | 7 | 22 | 0 | 0 | 0
1210309 | 100 MINUTEMAN LLC | FKA MINUTEMAN LIMITED PA | 100 MINUTEMAN RD |  | ANDOVER | MA | 018100000 | ONE MINUTEMAN ROAD | C/O BRICKSTONE PROPERTIES | ANDOVER | MA | 018101049 | N | PRIVATE | SM50 | 100 MINUTEMAN LLC | 9787493000 | KDISKIN@BRICKSTONECO.COM | JOHN | BAKER | 3106070003 | jbaker@brickstoneco.com | KEN | DISKIN | 9787493000 | KDISKIN@BRICKSTONECO.COM | 2 | BOILER #2-CLEAVER BROOKS CB200-350 NATURAL GAS |  | BOILER | CLEAVER BROOKS | CB200-350 | 1983-01-01 | 2010 | 15 | 1 | NATURAL GAS | NATURAL GAS | 209 | Natural Gas |  |  | 47.826 | E6FT3 | N | 24 | 7 | 22 | 0 | 0 | 0
1210309 | 100 MINUTEMAN LLC | FKA MINUTEMAN LIMITED PA | 100 MINUTEMAN RD |  | ANDOVER | MA | 018100000 | ONE MINUTEMAN ROAD | C/O BRICKSTONE PROPERTIES | ANDOVER | MA | 018101049 | N | PRIVATE | SM50 | 100 MINUTEMAN LLC | 9787493000 | KDISKIN@BRICKSTONECO.COM | JOHN | BAKER | 3106070003 | jbaker@brickstoneco.com | KEN | DISKIN | 9787493000 | KDISKIN@BRICKSTONECO.COM | 4 | GENERATOR #2-CATERPILLAR 3512 #2 OIL |  | ENGINE | CATERPILLAR | 3512 | 1996-07-01 | 2010 | 12.5 | 1 | #2 FUEL OIL | DIESEL | 44 | DIESEL | 0.3 | 0 | 4.1 | E3GAL | N | 1 | 1 | 52 | 1 | 1 | 22
1210312 | HEWLETT PACKARD CORPORATION |  | 165 DASCOMB RD |  | ANDOVER | MA | 018100000 | 165 DASCOMB ROAD |  | ANDOVER | MA | 018100000 | N | PRIVATE | SM25 | HEWLETT PACKARD CORP | 9784743105 | William.Robichaud@hp.com | STEVEN | FONTAINE | 5083230448 | steven.fontaine@hp.com | WILLIAM | ROBICHAUD | 9784743105 | William.Robichaud@hp.com | 3 | GENERATOR #1-CATERPILLAR #3512 STD 10.9 MMBTU/HR |  | ENGINE | CATERPILLAR | 3512 | 1987-12-01 | 2010 | 10.9 | 1 | 2 OIL | DIESEL | 44 | DIESEL | 0.29 | 0 | 0.957 | E3GAL | N | 1 | 1 | 12 | 1 | 1 | 5
1210316 | LOWELL GENERAL HOSPITAL |  | 295 VARNUM AVE |  | LOWELL | MA | 018540000 | 295 VARNUM AVE |  | LOWELL | MA | 018540000 | N | PRIVATE | SM25 | LOWELL GENERAL HOSPITAL | 9789376000X6288 | rfauvel@LowellGeneral.org | ROGER | FAUVEL | 9789376537 | RFauvel@LowellGeneral.org | ROGER | FAUVEL | 9789376288 | RFauvel@LowellGeneral.org | 1 | BOILER #1-CLEAVER-BROOKS D-34 DUAL FUEL |  | BOILER | CLEVER-BROOKS | WT-436X - A-B | 1969-12-01 | 2009 | 20 | 1 | #6 OIL-1S | NO.6 | 923 | Residual Oil (No. 6) | 1 | 0.1 | 87.229 | E3GAL | N | 24 | 7 | 52 | 24 | 7 | 22
1210316 | LOWELL GENERAL HOSPITAL |  | 295 VARNUM AVE |  | LOWELL | MA | 018540000 | 295 VARNUM AVE |  | LOWELL | MA | 018540000 | N | PRIVATE | SM25 | LOWELL GENERAL HOSPITAL | 9789376000X6288 | rfauvel@LowellGeneral.org | ROGER | FAUVEL | 9789376537 | RFauvel@LowellGeneral.org | ROGER | FAUVEL | 9789376288 | RFauvel@LowellGeneral.org | 1 | BOILER #1-CLEAVER-BROOKS D-34 DUAL FUEL |  | BOILER | CLEVER-BROOKS | WT-436X - A-B | 1969-12-01 | 2009 | 20 | 2 | BOILER #1-CLEAVER BROOKS D-34 NATURAL GAS | NATURAL GAS | 209 | Natural Gas |  |  | 30.656 | E6FT3 | N | 24 | 7 | 52 | 24 | 7 | 22
1210316 | LOWELL GENERAL HOSPITAL |  | 295 VARNUM AVE |  | LOWELL | MA | 018540000 | 295 VARNUM AVE |  | LOWELL | MA | 018540000 | N | PRIVATE | SM25 | LOWELL GENERAL HOSPITAL | 9789376000X6288 | rfauvel@LowellGeneral.org | ROGER | FAUVEL | 9789376537 | RFauvel@LowellGeneral.org | ROGER | FAUVEL | 9789376288 | RFauvel@LowellGeneral.org | 2 | BOILER #2-CLEAVER-BROOKS D-34 DUAL FUEL |  | BOILER | CLEVER-BROOKS | WT-436X - B-B | 1969-12-01 | 2009 | 20 | 1 | #6 OIL-1S | NO.6 | 923 | Residual Oil (No. 6) | 1 | 0.1 | 87.229 | E3GAL | N | 24 | 7 | 52 | 24 | 7 | 22
1210316 | LOWELL GENERAL HOSPITAL |  | 295 VARNUM AVE |  | LOWELL | MA | 018540000 | 295 VARNUM AVE |  | LOWELL | MA | 018540000 | N | PRIVATE | SM25 | LOWELL GENERAL HOSPITAL | 9789376000X6288 | rfauvel@LowellGeneral.org | ROGER | FAUVEL | 9789376537 | RFauvel@LowellGeneral.org | ROGER | FAUVEL | 9789376288 | RFauvel@LowellGeneral.org | 2 | BOILER #2-CLEAVER-BROOKS D-34 DUAL FUEL |  | BOILER | CLEVER-BROOKS | WT-436X - B-B | 1969-12-01 | 2009 | 20 | 2 | BOILER #2-CLEAVER BROOKS D-34 NATURAL GAS | NATURAL GAS | 209 | Natural Gas |  |  | 30.656 | E6FT3 | N | 24 | 7 | 52 | 24 | 7 | 22
1210316 | LOWELL GENERAL HOSPITAL |  | 295 VARNUM AVE |  | LOWELL | MA | 018540000 | 295 VARNUM AVE |  | LOWELL | MA | 018540000 | N | PRIVATE | SM25 | LOWELL GENERAL HOSPITAL | 9789376000X6288 | rfauvel@LowellGeneral.org | ROGER | FAUVEL | 9789376537 | RFauvel@LowellGeneral.org | ROGER | FAUVEL | 9789376288 | RFauvel@LowellGeneral.org | 3 | BOILER #3-CLEAVER BROOKS D-34 DUAL FUEL |  | BOILER | CLEVER-BROOKS | WT-436X - C-B | 1969-12-01 | 2009 | 20 | 1 | #6 OIL-1S | NO.6 | 923 | Residual Oil (No. 6) | 1 | 0.1 | 87.229 | E3GAL | N | 24 | 7 | 52 | 24 | 7 | 22
1210316 | LOWELL GENERAL HOSPITAL |  | 295 VARNUM AVE |  | LOWELL | MA | 018540000 | 295 VARNUM AVE |  | LOWELL | MA | 018540000 | N | PRIVATE | SM25 | LOWELL GENERAL HOSPITAL | 9789376000X6288 | rfauvel@LowellGeneral.org | ROGER | FAUVEL | 9789376537 | RFauvel@LowellGeneral.org | ROGER | FAUVEL | 9789376288 | RFauvel@LowellGeneral.org | 3 | BOILER #3-CLEAVER BROOKS D-34 DUAL FUEL |  | BOILER | CLEVER-BROOKS | WT-436X - C-B | 1969-12-01 | 2009 | 20 | 2 | BOILER #3-CLEAVER BROOKS D-34 NATURAL GAS | NATURAL GAS | 209 | Natural Gas |  |  | 30.656 | E6FT3 | N | 24 | 7 | 52 | 24 | 7 | 22
1210316 | LOWELL GENERAL HOSPITAL |  | 295 VARNUM AVE |  | LOWELL | MA | 018540000 | 295 VARNUM AVE |  | LOWELL | MA | 018540000 | N | PRIVATE | SM25 | LOWELL GENERAL HOSPITAL | 9789376000X6288 | rfauvel@LowellGeneral.org | ROGER | FAUVEL | 9789376537 | RFauvel@LowellGeneral.org | ROGER | FAUVEL | 9789376288 | RFauvel@LowellGeneral.org | 4 | GENERATOR #1-CATERPILLAR 1500KW |  | ENGINE | CATERPILLAR | 3516 | 1997-09-01 | 2009 | 14.7 | 1 | #2 OIL-0.0015S | NO.2 | 58 | Distillate Oil (No. 2) | 0.0015 | 0 | 0.7805 | E3GAL | N | 1 | 1 | 52 | 1 | 1 | 22
1210316 | LOWELL GENERAL HOSPITAL |  | 295 VARNUM AVE |  | LOWELL | MA | 018540000 | 295 VARNUM AVE |  | LOWELL | MA | 018540000 | N | PRIVATE | SM25 | LOWELL GENERAL HOSPITAL | 9789376000X6288 | rfauvel@LowellGeneral.org | ROGER | FAUVEL | 9789376537 | RFauvel@LowellGeneral.org | ROGER | FAUVEL | 9789376288 | RFauvel@LowellGeneral.org | 5 | GENERATOR #2-CATERPILLAR 1500KW |  | ENGINE | CATERPILLAR | 3516 | 1997-09-01 | 2009 | 14.7 | 3 | #2 OIL-0.0015S | NO.2 | 58 | Distillate Oil (No. 2) | 0.0015 | 0 | 0.8605 | E3GAL | N | 1 | 1 | 52 | 1 | 1 | 22
1210319 | AVAYA CORPORATION | FKA NORTEL NETWORKS INCORPORATED | 2 WALL ST |  | BILLERICA | MA | 018213465 | 600 TECHNOLOGY PARK DRIVE |  | BILLERICA | MA | 018210000 | N | PRIVATE | SM25 | GUTIERREZ CORPORATION | 7812727000 | dpotenza@gutirez.com | KEVIN | HOURIHAN | 9782881808 | thgagnon@nortel.com | KEVIN | HOURIHAN | 9782881808 | thgagnon@nortel.com | 1 | GENERATOR #1 - BL600 - CATERPILLAR #3512 - DIESEL |  | ENGINE | CATERPILLAR | 3512 | 1990-03-08 | 2009 | 10.1533 | 1 | DEISEL #2 | DIESEL | 44 | DIESEL | 0.3 | 0 | 0.0638 | E3GAL | N | 1 | 1 | 9 | 1 | 1 | 6
1210319 | AVAYA CORPORATION | FKA NORTEL NETWORKS INCORPORATED | 2 WALL ST |  | BILLERICA | MA | 018213465 | 600 TECHNOLOGY PARK DRIVE |  | BILLERICA | MA | 018210000 | N | PRIVATE | SM25 | GUTIERREZ CORPORATION | 7812727000 | dpotenza@gutirez.com | KEVIN | HOURIHAN | 9782881808 | thgagnon@nortel.com | KEVIN | HOURIHAN | 9782881808 | thgagnon@nortel.com | 2 | GENERATOR #2 - BL600 - CATERPILLAR #3512 - DIESEL |  | ENGINE | CATERPILLAR | 3512 | 1990-03-08 | 2009 | 10.153 | 1 | DEISEL #2 | DIESEL | 44 | DIESEL | 0.3 | 0 | 0.107 | E3GAL | N | 1 | 1 | 9 | 1 | 1 | 6
1210322 | ESSEX GAS HAVERHILL LNG | DBA NATIONAL GRID | 373 NORTH AVE |  | HAVERHILL | MA | 018300000 | 40 SYLVAN ROAD |  | WALTHAM | MA | 024511120 | N | UTILITY | SM50 | BOSTON GAS COMPANY DBA NATIONAL GRID | 7819073645 | ezra.mccarthy@nationalgrid.com | ROBERT | TEETZ | 5165452577 | ROBERT.TEETZ@NATIONALGRID.COM | EZRA | MCCARTHY | 7819073645 | ezra.mccarthy@nationalgrid.com | 2 | THERMOFLUX LNG VAPORIZER #3 NATURAL GAS |  | BOILER | THERMOFLUX | S.O. 9109 | 1992-12-01 | 2011 | 20 | 1 | LNG VAPORIZER #2-THERMOFLUX NATURAL GAS | NATURAL GAS | 209 | Natural Gas |  |  | 0.95 | E6FT3 | N | 24 | 7 | 13 | 0 | 0 | 0
1210330 | MA COM TECHNOLOGY SOLUTIONS INC | FKA MA COM INC | 100 CHELMSFORD ST |  | LOWELL | MA | 018510000 | 100 CHELMSFORD ST |  | LOWELL | MA | 018510000 | N | PRIVATE | SM79-7 | M/A-COM TECHNOLOGY SOLUTIONS, INC. | 9786562500 | joseph.yaris@macomtech.com | ROBERT | MILLS | 9786562731 | Robert.Mills@macomtech.com | KELLEY | BEGIN | 8004465518 | kbegin@woodardcurran.com | 1 | BOILER #1 AND #2 - CLEAVER BROOKS NAT GAS | 2 | BOILER | CLEAVER BROOKS | CB-200-400 | 1983-01-01 | 2011 | 28.37 | 1 | NATURAL GAS | NATURAL GAS | 209 | Natural Gas |  |  | 75.12 | E6FT3 | N | 24 | 7 | 52 | 24 | 7 | 22
1210338 | VOLTEK INCORPORATED |  | 100 SHEPARD ST |  | LAWRENCE | MA | 018430000 | 100 SHEPARD ST |  | LAWRENCE | MA | 018430000 | N | PRIVATE | SM25 | VOLTEK LLC | 9786852557 | Steven.Kindler@sekisuivoltek.com | STEVEN | KINDLER | 9786852557 | Steven.Kindler@sekisuivoltek.com | KINDLER | STEVEN | 9786852557 | Steven.Kindler@sekisuivoltek.com | 12 | SPACE HEATERS (17)-VARIOUS MFG NATURAL GAS | 17 | SPACE HEATERS | MODINE | PSH150 | 1988-01-01 | 2009 | 150 | 1 | NATURAL GAS | NATURAL GAS | 209 | Natural Gas |  |  | 2.7 | E6FT3 | N | 24 | 7 | 16 | 0 | 0 | 0
1210338 | VOLTEK INCORPORATED |  | 100 SHEPARD ST |  | LAWRENCE | MA | 018430000 | 100 SHEPARD ST |  | LAWRENCE | MA | 018430000 | N | PRIVATE | SM25 | VOLTEK LLC | 9786852557 | Steven.Kindler@sekisuivoltek.com | STEVEN | KINDLER | 9786852557 | Steven.Kindler@sekisuivoltek.com | KINDLER | STEVEN | 9786852557 | Steven.Kindler@sekisuivoltek.com | 13 | HVAC UNITS #1(18) NAT GAS | 18 | HVAC UNITS | CARRIER | UNKNOWN | 1988-01-01 | 2009 | 95 | 1 | HVAC UNITS #1(8)-VARIOUS MFGS NATURAL GAS | NATURAL GAS | 209 | Natural Gas |  |  | 1 | E6FT3 | N | 24 | 7 | 52 | 24 | 7 | 20
1210362 | TANNER STREET GENERATION LLC | FKA MONTGOMERY LENERGIA POWER PARTNERSHI | 2 TANNER ST |  | LOWELL | MA | 018520000 | 2 TANNER ST |  | LOWELL | MA | 018520000 | N | PRIVATE | OP3 | TANNER STREET GENERATION LLC | 2816531680 | Bill.Hellinghausen@EDFTrading.com | DOUGLAS | MCGRATH | 9784465095 | dmcgrath@purenergyllc.com | DOUGLAS | MCGRATH | 9784465095 | dmcgrath@purenergyllc.com | 7 | GAS TURBINE #2 ROLLS ROYCE TRENT 60 |  | ENGINE | ROLLS ROYCE | TRENT 60 | 2008-10-01 | 2011 | 545 | 1 | NATURAL GAS | NATURAL GAS | 209 | Natural Gas |  |  | 815.9 | E6FT3 | N | 11 | 4 | 37 | 12 | 5 | 16
1210362 | TANNER STREET GENERATION LLC | FKA MONTGOMERY LENERGIA POWER PARTNERSHI | 2 TANNER ST |  | LOWELL | MA | 018520000 | 2 TANNER ST |  | LOWELL | MA | 018520000 | N | PRIVATE | OP3 | TANNER STREET GENERATION LLC | 2816531680 | Bill.Hellinghausen@EDFTrading.com | DOUGLAS | MCGRATH | 9784465095 | dmcgrath@purenergyllc.com | DOUGLAS | MCGRATH | 9784465095 | dmcgrath@purenergyllc.com | 7 | GAS TURBINE #2 ROLLS ROYCE TRENT 60 |  | ENGINE | ROLLS ROYCE | TRENT 60 | 2008-10-01 | 2011 | 545 | 2 | ULTRA LOW SULFUR DIESEL | DIESEL | 44 | DIESEL | 0.0015 | 0 | 66.18 | E3GAL | N | 11 | 4 | 37 | 12 | 5 | 16
1210374 | EISAI RESEARCH INSTITUTE |  | 100 FEDERAL ST |  | ANDOVER | MA | 018100000 | 4 CORPORATE DRIVE |  | ANDOVER | MA | 018102447 | N | PRIVATE | SM79-7 | EISAI RESEARCH INSTITUTE OF BOSTON INC | 9788374825 | John_Bristol@EISAI.com | JOHN | BRISTOL | 9788374825 | John_Bristol@EISAI.com | JOHN | BRISTOL | 9788374825 | John_Bristol@EISAI.com | 1 | BOILER #1-CLEAVER BROOKS CB700-350LE |  | BOILER | CLEAVER BROOKS | CB700-350LE | 1996-10-01 | 2009 | 16.7 | 1 | NATURAL GAS | NATURAL GAS | 209 | Natural Gas |  |  | 21.24 | E6FT3 | N | 24 | 7 | 30 | 8 | 2 | 8
1210378 | NAVISITE |  | 400 MINUTEMAN PARK |  | ANDOVER | MA | 018100000 | 400 MINUTEMAN ROAD | ATTN: FACILITY MANAGER | ANDOVER | MA | 018100000 | N | PRIVATE | SM50 | NAVISITE INC | 9786843500 | jpluntze@navisite.com | JAMES | PLUNTZE | 9789468611 | jpluntze@navisite.com | CLIFF | MIGNEAULT | 9789468823 | cmigneault@navisite.com | 1 | GENERATOR NO. 1 - CAT 3516B 1.8 MWE NO.2 OIL |  | ENGINE | CATERPILLAR | 3516B | 1999-12-01 | 2011 | 18.47 | 1 | EMER GEN NO.1 - CAT 3516B 1.8 MWE NO.2 OIL | DIESEL | 44 | DIESEL | 0.0015 | 0 | 10.058 | E3GAL | N | 1 | 1 | 52 | 1 | 1 | 22
1210378 | NAVISITE |  | 400 MINUTEMAN PARK |  | ANDOVER | MA | 018100000 | 400 MINUTEMAN ROAD | ATTN: FACILITY MANAGER | ANDOVER | MA | 018100000 | N | PRIVATE | SM50 | NAVISITE INC | 9786843500 | jpluntze@navisite.com | JAMES | PLUNTZE | 9789468611 | jpluntze@navisite.com | CLIFF | MIGNEAULT | 9789468823 | cmigneault@navisite.com | 2 | EMER GEN NO.2 - CAT 3516B 1.8 MWE NO.2 OIL |  | ENGINE | CATERPILLAR | 3516B | 1999-12-01 | 2011 | 18.48 | 1 | EMER GEN NO. 2 - CAT 3516B 1.8 MWE NO. 2 OIL | DIESEL | 44 | DIESEL | 0.0015 | 0 | 9.9 | E3GAL | N | 1 | 1 | 52 | 1 | 1 | 22
1210378 | NAVISITE |  | 400 MINUTEMAN PARK |  | ANDOVER | MA | 018100000 | 400 MINUTEMAN ROAD | ATTN: FACILITY MANAGER | ANDOVER | MA | 018100000 | N | PRIVATE | SM50 | NAVISITE INC | 9786843500 | jpluntze@navisite.com | JAMES | PLUNTZE | 9789468611 | jpluntze@navisite.com | CLIFF | MIGNEAULT | 9789468823 | cmigneault@navisite.com | 3 | EMER GEN NO. 3 - CAT 3516B 1.8 MWE NO. 2 OIL |  | ENGINE | CATERPILLAR | 3516B | 1999-12-01 | 2011 | 18.48 | 1 | EMER GEN NO. 3 - CAT 3516B 1.8 MWE NO.2 OIL | DIESEL | 44 | DIESEL | 0.0015 | 0 | 10.19 | E3GAL | N | 1 | 1 | 52 | 1 | 1 | 22
1210378 | NAVISITE |  | 400 MINUTEMAN PARK |  | ANDOVER | MA | 018100000 | 400 MINUTEMAN ROAD | ATTN: FACILITY MANAGER | ANDOVER | MA | 018100000 | N | PRIVATE | SM50 | NAVISITE INC | 9786843500 | jpluntze@navisite.com | JAMES | PLUNTZE | 9789468611 | jpluntze@navisite.com | CLIFF | MIGNEAULT | 9789468823 | cmigneault@navisite.com | 4 | EMER GEN NO. 4 - CAT 3516B 1.8 MWE NO. 2 OIL |  | ENGINE | CATERPILLAR | 3516B | 1999-12-01 | 2011 | 18.48 | 1 | EMER GEN NO.4 - CAT 3516B 1.8 MWE NO. 2 OIL | DIESEL | 44 | DIESEL | 0.0015 | 0 | 10.335 | E3GAL | N | 1 | 1 | 52 | 1 | 1 | 22
1210386 | ROCKTENN - SOUTHERN CONTAINER LLC |  | 51 INDEPENDENCE DR |  | DEVENS | MA | 014320000 | 51 INDEPENDENCE DR |  | DEVENS | MA | 014320000 | N | PRIVATE | NM50 | ROCKTENN | 9787725050X2090 | mhauser@rocktenn.com | JAY | TOLAND | 9787725050 | jtoland@rocktenn.com | MICHAEL | HAUSER | 9787725050X2090 | mhauser@rocktenn.com | 1 | BOILER 1 |  | BOILER | CLEAVER-BROOKS | CB 200-500-250 | 2000-11-01 | 2010 | 20.9 | 1 | NATURAL GAS | NATURAL GAS | 209 | Natural Gas |  |  | 48.13 | E6FT3 | N | 24 | 6 | 52 | 24 | 6 | 22
1210386 | ROCKTENN - SOUTHERN CONTAINER LLC |  | 51 INDEPENDENCE DR |  | DEVENS | MA | 014320000 | 51 INDEPENDENCE DR |  | DEVENS | MA | 014320000 | N | PRIVATE | NM50 | ROCKTENN | 9787725050X2090 | mhauser@rocktenn.com | JAY | TOLAND | 9787725050 | jtoland@rocktenn.com | MICHAEL | HAUSER | 9787725050X2090 | mhauser@rocktenn.com | 1 | BOILER 1 |  | BOILER | CLEAVER-BROOKS | CB 200-500-250 | 2000-11-01 | 2010 | 20.9 | 2 | NO. 2 FUEL OIL | NO.2 | 58 | Distillate Oil (No. 2) | 0.05 |  | 0 | E3GAL | N | 24 | 6 | 52 | 24 | 6 | 22
1210386 | ROCKTENN - SOUTHERN CONTAINER LLC |  | 51 INDEPENDENCE DR |  | DEVENS | MA | 014320000 | 51 INDEPENDENCE DR |  | DEVENS | MA | 014320000 | N | PRIVATE | NM50 | ROCKTENN | 9787725050X2090 | mhauser@rocktenn.com | JAY | TOLAND | 9787725050 | jtoland@rocktenn.com | MICHAEL | HAUSER | 9787725050X2090 | mhauser@rocktenn.com | 2 | BOILER 2 |  | BOILER | CLEAVER-BROOKS | CB 200-500-250 | 2000-11-01 | 2010 | 20.9 | 1 | NATURAL GAS | NATURAL GAS | 209 | Natural Gas |  |  | 0 | E6FT3 | N | 0 | 0 | 0 | 0 | 0 | 0
1210386 | ROCKTENN - SOUTHERN CONTAINER LLC |  | 51 INDEPENDENCE DR |  | DEVENS | MA | 014320000 | 51 INDEPENDENCE DR |  | DEVENS | MA | 014320000 | N | PRIVATE | NM50 | ROCKTENN | 9787725050X2090 | mhauser@rocktenn.com | JAY | TOLAND | 9787725050 | jtoland@rocktenn.com | MICHAEL | HAUSER | 9787725050X2090 | mhauser@rocktenn.com | 2 | BOILER 2 |  | BOILER | CLEAVER-BROOKS | CB 200-500-250 | 2000-11-01 | 2010 | 20.9 | 2 | NO. 2 FUEL OIL | NO.2 | 58 | Distillate Oil (No. 2) | 0.05 |  | 0 | E3GAL | N | 0 | 0 | 0 | 0 | 0 | 0
1210386 | ROCKTENN - SOUTHERN CONTAINER LLC |  | 51 INDEPENDENCE DR |  | DEVENS | MA | 014320000 | 51 INDEPENDENCE DR |  | DEVENS | MA | 014320000 | N | PRIVATE | NM50 | ROCKTENN | 9787725050X2090 | mhauser@rocktenn.com | JAY | TOLAND | 9787725050 | jtoland@rocktenn.com | MICHAEL | HAUSER | 9787725050X2090 | mhauser@rocktenn.com | 3 | 21 MISC. HEATERS |  | MISC. SMALL HEATERS | AEROVENT, SPACE-RAY, CARRIER, REZNOR | VARIES | 2000-11-01 | 2010 | 23.261 | 1 | NATURAL GAS | NATURAL GAS | 209 | Natural Gas |  |  | 13.7 | E6FT3 | N | 24 | 5 | 48 | 24 | 5 | 22
1210389 | SPINCRAFT |  | 500 IRON HORSE INDUSTRIAL PARK |  | BILLERICA | MA | 018620000 | 500 IRON HORSE PARK |  | BILLERICA | MA | 018620000 | N | PRIVATE | NM25 | SPINCRAFT | 9786672771 | info@spincraft.net | JOSEPH | SANTAFE | 9786672771 | jsantafe@spincraft.net | JOSEPH | SANTAFE | 9786672771 | jsantafe@spincraft.net | 8 | EU-7 SPIN LATHE#1 |  | MANIFOLDED TORCH ASSEMBLY | HARRIS | CUSTOM | 1971-01-04 | 2011 | 11.66 | 1 | NATURAL GAS | NATURAL GAS | 209 | Natural Gas |  |  | 48.8 | E6FT3 | N | 24 | 6 | 52 | 24 | 6 | 22
1210389 | SPINCRAFT |  | 500 IRON HORSE INDUSTRIAL PARK |  | BILLERICA | MA | 018620000 | 500 IRON HORSE PARK |  | BILLERICA | MA | 018620000 | N | PRIVATE | NM25 | SPINCRAFT | 9786672771 | info@spincraft.net | JOSEPH | SANTAFE | 9786672771 | jsantafe@spincraft.net | JOSEPH | SANTAFE | 9786672771 | jsantafe@spincraft.net | 9 | EU-8 SPIN LATHE#2 |  | MANIFOLDED TORCH ASSEMBLY | HARRIS | CUSTOM | 1999-10-14 | 2011 | 11.6 | 1 | NATURAL GAS | NATURAL GAS | 209 | Natural Gas |  |  | 48.8 | E6FT3 | N | 24 | 6 | 52 | 24 | 6 | 22
1210389 | SPINCRAFT |  | 500 IRON HORSE INDUSTRIAL PARK |  | BILLERICA | MA | 018620000 | 500 IRON HORSE PARK |  | BILLERICA | MA | 018620000 | N | PRIVATE | NM25 | SPINCRAFT | 9786672771 | info@spincraft.net | JOSEPH | SANTAFE | 9786672771 | jsantafe@spincraft.net | JOSEPH | SANTAFE | 9786672771 | jsantafe@spincraft.net | 11 | EU-9 BOX OVEN |  | FURNACE | NORTH AMERICAN | 4862-6 | 1970-03-15 | 2011 | 11.4 | 1 | NATURAL GAS | NATURAL GAS | 209 | Natural Gas |  |  | 19.3 | E6FT3 | N | 24 | 6 | 52 | 24 | 6 | 22
1210394 | VERIZON | FKA MCI DBA VERIZON BUSINESS | 41 ALEXANDER RD |  | BILLERICA | MA | 018210000 | 2 HAMPSHIRE ST | ATTN: BILL IRWIN | LAWRENCE | MA | 018400000 | N | PRIVATE | SM79-7 | VERIZON | 9724911112 | David.Leland@verizonbusiness.com | DAVID | LELAND | 9727295441 | David.Leland@verizonbusiness.com | DAVID | LELAND | 9727295441 | David.Leland@verizonbusiness.com | 1 | GENERATOR 1A |  | EMERGENCY POWER GENERATOR | CUMMINS ONAN | 2000DQKC | 1999-12-22 | 2009 | 18.8 | 1 | DIESEL #2 ULTRA LOW SULFUR | DIESEL | 44 | DIESEL | 0.0015 | 0 | 1.45 | E3GAL | N | 1 | 1 | 20 | 1 | 1 | 10
1210394 | VERIZON | FKA MCI DBA VERIZON BUSINESS | 41 ALEXANDER RD |  | BILLERICA | MA | 018210000 | 2 HAMPSHIRE ST | ATTN: BILL IRWIN | LAWRENCE | MA | 018400000 | N | PRIVATE | SM79-7 | VERIZON | 9724911112 | David.Leland@verizonbusiness.com | DAVID | LELAND | 9727295441 | David.Leland@verizonbusiness.com | DAVID | LELAND | 9727295441 | David.Leland@verizonbusiness.com | 2 | GENERATOR 2A |  | EMERGENCY POWER GENERATOR | CUMMINS ONAN | 2000DQKC | 1999-12-22 | 2009 | 18.8 | 1 | DIESEL #2 ULTRA LOW SULFUR | DIESEL | 44 | DIESEL | 0.0015 | 0 | 1.45 | E3GAL | N | 1 | 1 | 20 | 1 | 1 | 10
1210394 | VERIZON | FKA MCI DBA VERIZON BUSINESS | 41 ALEXANDER RD |  | BILLERICA | MA | 018210000 | 2 HAMPSHIRE ST | ATTN: BILL IRWIN | LAWRENCE | MA | 018400000 | N | PRIVATE | SM79-7 | VERIZON | 9724911112 | David.Leland@verizonbusiness.com | DAVID | LELAND | 9727295441 | David.Leland@verizonbusiness.com | DAVID | LELAND | 9727295441 | David.Leland@verizonbusiness.com | 3 | GENERATOR 3A |  | EMERGENCY POWER GENERATOR | CUMMINS ONAN | 2000DQKC | 1999-12-22 | 2009 | 18.8 | 1 | DIESEL #2 ULTRA LOW SULFUR | DIESEL | 44 | DIESEL | 0.0015 | 0 | 1.45 | E3GAL | N | 1 | 1 | 20 | 1 | 1 | 10
1210394 | VERIZON | FKA MCI DBA VERIZON BUSINESS | 41 ALEXANDER RD |  | BILLERICA | MA | 018210000 | 2 HAMPSHIRE ST | ATTN: BILL IRWIN | LAWRENCE | MA | 018400000 | N | PRIVATE | SM79-7 | VERIZON | 9724911112 | David.Leland@verizonbusiness.com | DAVID | LELAND | 9727295441 | David.Leland@verizonbusiness.com | DAVID | LELAND | 9727295441 | David.Leland@verizonbusiness.com | 4 | GENERATOR 1B |  | EMERGENCY POWER GENERATOR | CUMMIN ONAN | 2000DQKC | 1999-12-22 | 2009 | 18.8 | 1 | DIESE #2 ULTRA LOW SULFUR | DIESEL | 44 | DIESEL | 0.0015 | 0 | 1.45 | E3GAL | N | 1 | 1 | 20 | 1 | 1 | 10
1210394 | VERIZON | FKA MCI DBA VERIZON BUSINESS | 41 ALEXANDER RD |  | BILLERICA | MA | 018210000 | 2 HAMPSHIRE ST | ATTN: BILL IRWIN | LAWRENCE | MA | 018400000 | N | PRIVATE | SM79-7 | VERIZON | 9724911112 | David.Leland@verizonbusiness.com | DAVID | LELAND | 9727295441 | David.Leland@verizonbusiness.com | DAVID | LELAND | 9727295441 | David.Leland@verizonbusiness.com | 5 | GENERATOR 2B |  | EMERGENCY POWER GENERATOR | CUMMINS ONAN | 2000DQKC | 1999-12-22 | 2009 | 18.8 | 1 | DIESEL #2 ULTRA LOW SULFUR | DIESEL | 44 | DIESEL | 0.0015 | 0 | 1.45 | E3GAL | N | 1 | 1 | 20 | 1 | 1 | 10
1210394 | VERIZON | FKA MCI DBA VERIZON BUSINESS | 41 ALEXANDER RD |  | BILLERICA | MA | 018210000 | 2 HAMPSHIRE ST | ATTN: BILL IRWIN | LAWRENCE | MA | 018400000 | N | PRIVATE | SM79-7 | VERIZON | 9724911112 | David.Leland@verizonbusiness.com | DAVID | LELAND | 9727295441 | David.Leland@verizonbusiness.com | DAVID | LELAND | 9727295441 | David.Leland@verizonbusiness.com | 6 | GENERATOR 3B |  | EMERGENCY POWER GENERATOR | CUMMINS ONAN | 2000 DQKC | 1999-12-22 | 2009 | 18.8 | 1 | DIESEL #2 ULTRA LOW SULFUR | DIESEL | 44 | DIESEL | 0.0015 | 0 | 1.45 | E3GAL | N | 1 | 1 | 20 | 1 | 1 | 10
1210399 | VERIZON MASSACHUSETTS |  | 2 HAMPSHIRE ST |  | LAWRENCE | MA | 018400000 | VERIZON C/O WILLIAM IRWIN | 2 HAMPSHIRE ST. | LAWRENCE | MA | 018400000 | N | PRIVATE | SM25 | VERIZON NEW ENGLAND INC | 9788373604 | b.irwin@verizon.com | WILLIAM | IRWIN | 6175129182 | b.irwin@verizon.com | WILLIAM | IRWIN | 6175129182 | b.irwin@verizon.com | 3 | DETROIT DIESEL/CUMMINGS EMERGENCY GENERATOR |  | ENGINE | DETROIT DIESEL | 16V4000 | 2004-12-15 | 2009 | 15.5 | 1 | KEROSENE | JET FUEL | 159 | Jet Fuel | 0.05 |  | 403.6 | E6BTU | N | 1 | 1 | 12 | 1 | 1 | 5
1210403 | CISCO SYSTEMS, INC. |  | 1414 MASSACHUSETTS AVE |  | BOXBOROUGH | MA | 017190000 | 1414 MASSACHUSETTS AVE |  | BOXBOROUGH | MA | 017190000 | N | PRIVATE | SM25 | CISCO SYSTEMS, INC. | 9789368717 | dbird@cisco.com | DON | BIRD | 9789368717 | dbird@cisco.com | DARYL | BEARDSLEY | 9789360558 | dabeards@cisco.com | 1 | EMERGENCY GENERATOR #1-CATERPILLAR 3512B (DIESEL) |  | ENGINE | CATERPILLAR-EMERGENCY GENERATOR | 3512B | 2000-10-24 | 2009 | 15 | 1 | GENERATOR #1-CATERPILLAR #3512B DIESEL | DIESEL | 44 | DIESEL | 0.0015 | 0 | 2.234 | E3GAL | N | 1 | 1 | 13 | 1 | 1 | 7
1210403 | CISCO SYSTEMS, INC. |  | 1414 MASSACHUSETTS AVE |  | BOXBOROUGH | MA | 017190000 | 1414 MASSACHUSETTS AVE |  | BOXBOROUGH | MA | 017190000 | N | PRIVATE | SM25 | CISCO SYSTEMS, INC. | 9789368717 | dbird@cisco.com | DON | BIRD | 9789368717 | dbird@cisco.com | DARYL | BEARDSLEY | 9789360558 | dabeards@cisco.com | 2 | EMERGENCY GENERATOR #2-CATERPILLAR 3512B (DIESEL) |  | ENGINE | CATERPILLAR-EMERGENCY GENERATOR | 3512B | 2000-10-24 | 2009 | 15 | 1 | GENERATOR #2-CATERPILLAR #3512B DIESEL | DIESEL | 44 | DIESEL | 0.0015 | 0 | 2.234 | E3GAL | N | 1 | 1 | 13 | 1 | 1 | 7
1210411 | VERIZON MASSACHUSETTS |  | 15-20 SHATTUCK RD |  | ANDOVER | MA | 018100000 | 2 HAMPSHIRE ST. | 3RD FLOOR | LAWRENCE | MA | 018300000 | N | PRIVATE | SM79-7 | VERIZON NEW ENGLAND INC | 9788373604 | b.irwin@verizon.com | WILLIAM | IRWIN | 9788373604 | b.irwin@verizon.com | WILLIAM | IRWIN | 9788373604 | b.irwin@verizon.com | 12 | EM GEN #20-1 - CAT 3512 1250 KW - #2 OIL 0.05O/OS |  | ENGINE | CATERPILLAR | 3512 | 1995-01-01 | 2011 | 12 | 1 | EM GEN #20-1 - CAT 3512 1250 KW - #2 OIL 0.05O/OS | DIESEL | 44 | DIESEL | 0.05 | 0 | 2.09 | E3GAL | N | 1 | 1 | 12 | 1 | 1 | 4
1210412 | VERIZON MASSACHUSETTS |  | 900 CHELMSFORD ST |  | LOWELL | MA | 018510000 | VERIZON C/O WILLIAM IRWIN | 2 HAMPSHIRE ST. | LAWRENCE | MA | 018400000 | N | PRIVATE | SM25 | VERIZON NEW ENGLAND INC | 9788373604 | b.irwin@verizon.com | WILLIAM | IRWIN | 6175129182 | b.irwin@verizon.com | WILLIAM | IRWIN | 6175129182 | b.irwin@verizon.com | 1 | EM GEN #1 - CAT 3512DITA 2000 KW - #2 OIL |  | ENGINE | CATERPILLER | 3512-DITA | 1995-04-01 | 2009 | 12 | 1 | EM GEN #1 - CAT 3512DITA 2000 KW - #2 OIL 0.05 S | DIESEL | 44 | DIESEL | 0.05 | 0 | 1.69 | E3GAL | N | 1 | 1 | 12 | 1 | 1 | 5
1210413 | 3M TOUCH SYSTEMS |  | 501 GRIFFIN BROOK PARK DR |  | METHUEN | MA | 018440000 | 501 GRIFFIN BROOK PARK DR |  | METHUEN | MA | 018440000 | N | PRIVATE | SM25 | 3M TOUCH SYSTEMS | 9786599000 | ajarvis2@mmm.com | STEPHEN | BENOIT | 9786599167 | srbenoit@mmm.com | AMANDA | JARVIS | 9786599274 | ajarvis2@mmm.com | 7 | NATURAL GAS FIRED EQUIPMENT COMBINED | 28 | BOILER | TELEDYNE WATERPIC - LAARS MANUFACTURING | HH2200EN18LCACJX | 2001-02-01 | 2009 | 11.415 | 1 | NATURAL GAS | NATURAL GAS | 209 | Natural Gas |  |  | 20.8 | E6FT3 | Y | 24 | 7 | 52 | 24 | 7 | 22
1210423 | CISCO SYSTEMS INC |  | 200 BEAVER BROOK RD |  | BOXBOROUGH | MA | 017200000 | 1414 MASSACHUSETTS AVE |  | BOXBOROUGH | MA | 017190000 | N | PRIVATE | SM25 | CISCO SYSTEMS, INC. | 9789368717 | dbird@cisco.com | DON | BIRD | 9789368717 | dbird@cisco.com | DARYL | BEARDSLEY | 9789360558 | dabeards@cisco.com | 1 | EMERGENCY GENERATOR (200 #1) - CAT 3512B (DIESEL) |  | ENGINE | CATERPILLAR | 3512B | 2002-11-01 | 2009 | 15.5 | 1 | GENERATOR #1-CATERPILLAR #3512B #2 OIL | DIESEL | 44 | DIESEL | 0.0015 | 0 | 0.271 | E3GAL | N | 1 | 1 | 52 | 1 | 1 | 22
1210423 | CISCO SYSTEMS INC |  | 200 BEAVER BROOK RD |  | BOXBOROUGH | MA | 017200000 | 1414 MASSACHUSETTS AVE |  | BOXBOROUGH | MA | 017190000 | N | PRIVATE | SM25 | CISCO SYSTEMS, INC. | 9789368717 | dbird@cisco.com | DON | BIRD | 9789368717 | dbird@cisco.com | DARYL | BEARDSLEY | 9789360558 | dabeards@cisco.com | 2 | EMERGENCY GENERATOR (200 #2) - CAT 3512B (DIESEL) |  | ENGINE | CATERPILLAR | 3512B | 2002-11-01 | 2009 | 15.5 | 1 | GENERATOR #2-CATERPILLAR #3512B #2 OIL | DIESEL | 44 | DIESEL | 0.0015 | 0 | 0.283 | E3GAL | N | 1 | 1 | 13 | 1 | 1 | 22
1210423 | CISCO SYSTEMS INC |  | 200 BEAVER BROOK RD |  | BOXBOROUGH | MA | 017200000 | 1414 MASSACHUSETTS AVE |  | BOXBOROUGH | MA | 017190000 | N | PRIVATE | SM25 | CISCO SYSTEMS, INC. | 9789368717 | dbird@cisco.com | DON | BIRD | 9789368717 | dbird@cisco.com | DARYL | BEARDSLEY | 9789360558 | dabeards@cisco.com | 9 | MISC COMBUSTION UNITS(16) NAT GAS | 16 | HEATING/AC UNITS | TRANE (14), OTHER (8) | SFHGC904, SFHGD134, SFHGD114 | 2002-03-01 | 2009 | 20 | 1 | MISC COMBUSTION UNITS(15) NAT GAS | NATURAL GAS | 209 | Natural Gas |  |  | 2.94 | E6FT3 | N | 24 | 7 | 52 | 1 | 1 | 14
1210424 | ENTEGRIS INC |  | 129 CONCORD RD | BLDG 2 | BILLERICA | MA | 018210000 | 129 CONCORD ROAD |  | BILLERICA | MA | 018210000 | N | PRIVATE | SM25 | ENTEGRIS INC | 9784366500 | MICHAEL_BOLKO@entegris.com | MICHAEL | BOLKO | 978.436.6520 | michael_bolko@entegris.com | MICHAEL | BOLKO | 9784366520 | MICHAEL_BOLKO@entegris.com | 1 | WEIL MCLAIN BOILERS NUMBERS 1, 2, 3 | 3 | BOILER | WEIL MCLAIN | 1588 | 2000-01-01 | 2009 | 14.289 | 1 | HIGH PRESSURE NATURAL GAS | NATURAL GAS | 209 | Natural Gas |  |  | 32.6634 | E6FT3 | N | 20 | 7 | 52 | 12 | 7 | 22
1210435 | INTERACTIVE DATA CORPORATION |  | 60 CODMAN HILL RD |  | BOXBOROUGH | MA | 017190000 | 60 CODMAN HILL RD |  | BOXBOROUGH | MA | 017190000 | N | PRIVATE | SM50 | INTERACTIVE DATA CORPORATION | 9787953500 | kevin.strong@interactivedata.com | CELIE | BAUSSAN | 7816878500 | celie.baussan@interactivedata.com | KEVIN | STRONG | 9787953500 | kevin.strong@interactivedata.com | 1 | GENERATOR #1- CATERPILLAR 3512B- ULSD |  | ENGINE | CATERPILLAR | 3512B | 2004-01-01 | 2011 | 15.6 | 1 | GENERATOR 1- CATERPILLAR 3512B ULSD | DIESEL | 44 | DIESEL | 0.0015 | 0 | 2.923 | E3GAL | N | 2 | 1 | 31 | 2 | 1 | 8
1210435 | INTERACTIVE DATA CORPORATION |  | 60 CODMAN HILL RD |  | BOXBOROUGH | MA | 017190000 | 60 CODMAN HILL RD |  | BOXBOROUGH | MA | 017190000 | N | PRIVATE | SM50 | INTERACTIVE DATA CORPORATION | 9787953500 | kevin.strong@interactivedata.com | CELIE | BAUSSAN | 7816878500 | celie.baussan@interactivedata.com | KEVIN | STRONG | 9787953500 | kevin.strong@interactivedata.com | 2 | GENERATOR #2- CATERPILLAR 3512B ULSD |  | ENGINE | CATERPILLAR | 3512B | 2004-01-01 | 2011 | 15.5 | 1 | GENERATOR 2- CATERPILLAR 3512B- ULSD | DIESEL | 44 | DIESEL | 0.0015 | 0 | 3.0579 | E3GAL | N | 2 | 1 | 34 | 1 | 1 | 12
1210435 | INTERACTIVE DATA CORPORATION |  | 60 CODMAN HILL RD |  | BOXBOROUGH | MA | 017190000 | 60 CODMAN HILL RD |  | BOXBOROUGH | MA | 017190000 | N | PRIVATE | SM50 | INTERACTIVE DATA CORPORATION | 9787953500 | kevin.strong@interactivedata.com | CELIE | BAUSSAN | 7816878500 | celie.baussan@interactivedata.com | KEVIN | STRONG | 9787953500 | kevin.strong@interactivedata.com | 6 | EMERGENCY GENERATOR 3 |  | ENGINE | CATERPILLAR | 3516CDITA | 2009-05-15 | 2011 | 19.4 | 1 | ULSD | DIESEL | 44 | DIESEL | 0.0015 |  | 3.808 | E3GAL | N | 2 | 1 | 27 | 2 | 1 | 9
1210435 | INTERACTIVE DATA CORPORATION |  | 60 CODMAN HILL RD |  | BOXBOROUGH | MA | 017190000 | 60 CODMAN HILL RD |  | BOXBOROUGH | MA | 017190000 | N | PRIVATE | SM50 | INTERACTIVE DATA CORPORATION | 9787953500 | kevin.strong@interactivedata.com | CELIE | BAUSSAN | 7816878500 | celie.baussan@interactivedata.com | KEVIN | STRONG | 9787953500 | kevin.strong@interactivedata.com | 7 | EMERGENCY GENERATOR 4 |  | ENGINE | CATERPILLAR | 3516CDITA | 2009-05-15 | 2011 | 19.4 | 1 | ULSD | DIESEL | 44 | DIESEL | 0.0015 |  | 3.605 | E3GAL | N | 2 | 1 | 25 | 2 | 1 | 21
1210441 | KRAFT FOODS |  | 15 INDEPENDENCE DR |  | DEVENS | MA | 014340000 | 3 LAKES DR |  | NORTHFIELD | IL | 600930000 | N | PRIVATE | NM25 | KRAFT FOODS | 9784863522X3395 | robert.price@kraftfoods.com | ROBERT | PRICE | 7576049412 | robert.price@kraftfoods.com | ROBERT | PRICE | 7576049412 | robert.price@kraftfoods.com | 1 | VARIOUS UNIT HEATERS DEVENS DISTRIBUTION CENTER | 10 | UNIT HEATER | ICE- INDUSTRIAL COMMERCIAL EQUIPMENT | BMA-125-HBR | 2002-01-01 | 2010 | 14.435 | 1 | NAT GAS | NATURAL GAS | 209 | Natural Gas |  |  | 2.757 | E6FT3 | N | 6 | 7 | 30 | 1 | 1 | 1
1210441 | KRAFT FOODS |  | 15 INDEPENDENCE DR |  | DEVENS | MA | 014340000 | 3 LAKES DR |  | NORTHFIELD | IL | 600930000 | N | PRIVATE | NM25 | KRAFT FOODS | 9784863522X3395 | robert.price@kraftfoods.com | ROBERT | PRICE | 7576049412 | robert.price@kraftfoods.com | ROBERT | PRICE | 7576049412 | robert.price@kraftfoods.com | 2 | KOHLER EMERGENCY GENERATOR |  | ENGINE | KOHLER | 350RE02D | 2002-01-01 | 2010 | 12.917 | 1 | DIESEL FUEL | DIESEL | 44 | DIESEL | 0.05 | 0.01 | 0 | E3GAL | N | 1 | 1 | 52 | 1 | 1 | 22
1210445 | LAWRENCE WATER TREATMENT PLANT |  | 400 WATER ST |  | LAWRENCE | MA | 018400000 | 400 WATER ST |  | LAWRENCE | MA | 018415101 | Y | LOCAL GOVERNMENT | SM25 | CITY OF LAWRENCE | 9786203321 | storissi@cityoflawrence.com | SAMUEL | TORRISI | 9786203321 | storrisi@cityoflawrence.com | SAMUEL | TORRISI | 9786203321 | storrisi@cityoflawrence.com | 1 | GENERATOR #1 - CUMMINS KTA50-G9 1250 KW |  | ENGINE | CUMMINS | DFLC-KTA50-G9 | 2006-04-04 | 2010 | 12.2 | 1 | ULTRA LOW SULFUR DIESEL | DIESEL | 44 | DIESEL | 0 | 0 | 1.5132 | E3GAL | N | 1 | 1 | 52 | 1 | 1 | 22
1210450 | SOUTH LAWRENCE EAST SCHOOL |  | CRAWFORD ST |  | LAWRENCE | MA | 018430000 | 165 CRAWFORD ST | ATTN: CHRIS MERLINO | LAWRENCE | MA | 018400000 | Y | LOCAL GOVERNMENT | NM25 | SOUTH LAWRENCE EAST SCHOOL | 9787945777 | unknown@lawrence.org | DOMINIC | NICOSIA | 9786203370 | dnicosia@cityoflawrence.com | DOMINIC | NICOSIA | 9786203370 | dnicosia@cityoflawrence.com | 1 | BOILER #1-SUPERIOR BOILER WORKS 4-5-1275 NAT GAS |  | BOILER | SUPERIOR BOILER WORKS | 4-5-1275 | 1995-01-01 | 2011 | 10 | 1 | NATURAL GAS | NATURAL GAS | 209 | Natural Gas |  |  | 3.9 | E6FT3 | N | 24 | 7 | 30 | 24 | 7 | 22
1210450 | SOUTH LAWRENCE EAST SCHOOL |  | CRAWFORD ST |  | LAWRENCE | MA | 018430000 | 165 CRAWFORD ST | ATTN: CHRIS MERLINO | LAWRENCE | MA | 018400000 | Y | LOCAL GOVERNMENT | NM25 | SOUTH LAWRENCE EAST SCHOOL | 9787945777 | unknown@lawrence.org | DOMINIC | NICOSIA | 9786203370 | dnicosia@cityoflawrence.com | DOMINIC | NICOSIA | 9786203370 | dnicosia@cityoflawrence.com | 2 | BOILER #2-SUPERIOR BOILER WORKS 4-5-1275 NAT GAS |  | BOILER | SUPERIOR BOILER WORKS | 4-5-1275 | 1995-01-01 | 2011 | 10 | 1 | NATURAL GAS | NATURAL GAS | 209 | Natural Gas |  |  | 3 | E6FT3 | N | 24 | 7 | 30 | 0 | 0 | 0
1210551 | FEDERAL MEDICAL CENTER FBOP |  | 42 PATTON RD |  | DEVENS | MA | 014320000 | PO BOX 880 |  | AYER | MA | 014320000 | N | FEDERAL | SM25 | FEDERAL MEDICAL CENTER | 9787961210 | sennis@bop.gov | SCOTT | ENNIS | 9787961210 | sennis@bop.gov | SCOTT | ENNIS | 9787961210 | sennis@bop.gov | 1 | BOILER #1 |  | BOILER | DONLEE TECHNOLOGIES | YSH-700-N/2-LN173606 | 1996-09-01 | 2010 | 29.26 | 1 | NATURAL GAS | NATURAL GAS | 209 | Natural Gas |  |  | 0.0025 | E6FT3 | Y | 24 | 7 | 52 | 24 | 7 | 22
1210551 | FEDERAL MEDICAL CENTER FBOP |  | 42 PATTON RD |  | DEVENS | MA | 014320000 | PO BOX 880 |  | AYER | MA | 014320000 | N | FEDERAL | SM25 | FEDERAL MEDICAL CENTER | 9787961210 | sennis@bop.gov | SCOTT | ENNIS | 9787961210 | sennis@bop.gov | SCOTT | ENNIS | 9787961210 | sennis@bop.gov | 1 | BOILER #1 |  | BOILER | DONLEE TECHNOLOGIES | YSH-700-N/2-LN173606 | 1996-09-01 | 2010 | 29.26 | 2 | #2 FUEL OIL | NO.2 | 58 | Distillate Oil (No. 2) | 0.3 |  | 0 | E3GAL | Y | 24 | 7 | 52 | 24 | 7 | 22
1210551 | FEDERAL MEDICAL CENTER FBOP |  | 42 PATTON RD |  | DEVENS | MA | 014320000 | PO BOX 880 |  | AYER | MA | 014320000 | N | FEDERAL | SM25 | FEDERAL MEDICAL CENTER | 9787961210 | sennis@bop.gov | SCOTT | ENNIS | 9787961210 | sennis@bop.gov | SCOTT | ENNIS | 9787961210 | sennis@bop.gov | 2 | BOILER #2 |  | BOILER | DONLEE TECHNOLOGIES | YSH-700-N/2-LN173606 | 1996-09-01 | 2010 | 23.45 | 1 | NATURAL GAS | NATURAL GAS | 209 | Natural Gas |  |  | 0.0025 | E6FT3 | Y | 24 | 7 | 52 | 24 | 7 | 22
1210551 | FEDERAL MEDICAL CENTER FBOP |  | 42 PATTON RD |  | DEVENS | MA | 014320000 | PO BOX 880 |  | AYER | MA | 014320000 | N | FEDERAL | SM25 | FEDERAL MEDICAL CENTER | 9787961210 | sennis@bop.gov | SCOTT | ENNIS | 9787961210 | sennis@bop.gov | SCOTT | ENNIS | 9787961210 | sennis@bop.gov | 2 | BOILER #2 |  | BOILER | DONLEE TECHNOLOGIES | YSH-700-N/2-LN173606 | 1996-09-01 | 2010 | 23.45 | 2 | #2 FUEL OIL | NO.2 | 58 | Distillate Oil (No. 2) | 0.3 |  | 0 | E3GAL | Y | 24 | 7 | 52 | 24 | 7 | 22
1210551 | FEDERAL MEDICAL CENTER FBOP |  | 42 PATTON RD |  | DEVENS | MA | 014320000 | PO BOX 880 |  | AYER | MA | 014320000 | N | FEDERAL | SM25 | FEDERAL MEDICAL CENTER | 9787961210 | sennis@bop.gov | SCOTT | ENNIS | 9787961210 | sennis@bop.gov | SCOTT | ENNIS | 9787961210 | sennis@bop.gov | 3 | BOILER #3 |  | BOILER | DONLEE TECHNOLOGIES | YSH-700-N/2-LN173606 | 1996-09-01 | 2010 | 23.45 | 1 | NATURAL GAS | NATURAL GAS | 209 | Natural Gas |  |  | 0.0025 | E6FT3 | Y | 24 | 7 | 52 | 24 | 7 | 22
1210551 | FEDERAL MEDICAL CENTER FBOP |  | 42 PATTON RD |  | DEVENS | MA | 014320000 | PO BOX 880 |  | AYER | MA | 014320000 | N | FEDERAL | SM25 | FEDERAL MEDICAL CENTER | 9787961210 | sennis@bop.gov | SCOTT | ENNIS | 9787961210 | sennis@bop.gov | SCOTT | ENNIS | 9787961210 | sennis@bop.gov | 3 | BOILER #3 |  | BOILER | DONLEE TECHNOLOGIES | YSH-700-N/2-LN173606 | 1996-09-01 | 2010 | 23.45 | 2 | #2 FUEL OIL | NO.2 | 58 | Distillate Oil (No. 2) | 0.3 |  | 0 | E3GAL | Y | 24 | 7 | 52 | 24 | 7 | 22
1210589 | ALCATEL-LUCENT |  | 4 ROBBINS RD |  | WESTFORD | MA | 018860000 | 1 ROBBINS RD | C/O ART BARTLETT | WESTFORD | MA | 018860000 | N | PRIVATE | SM25 | WELLS REIT II - ROBBINS ROAD, LLC | 5083661322 | john.orr@wellsref.com | HEATHER | GRANT | 6309799714 | heather.grant@alcatel-lucent.com | MIKE | AMMERMAN | 9085825589 | micheal.ammerman@alcatel-lucent.com | 1 | CATERPILLAR EMERGENCY GENERATOR |  | ENGINE | CATERPILLAR | 3516B | 2001-12-01 | 2011 | 20.06 | 1 | RED DYE DISTILLATE FUEL OIL | DIESEL | 44 | DIESEL | 0.05 | 0.1 | 0.42 | E3GAL | N | 1 | 1 | 52 | 1 | 1 | 22
1210627 | BRISTOL MYERS SQUIBB CO | BMS LARGE SCALE CELL CULTURE FACILITY | 38 JACKSON RD |  | DEVENS | MA | 014320000 | 38 JACKSON RD |  | DEVENS | MA | 014340000 | N | PRIVATE | SM79-7 | BRISTOL MYERS SQUIBB CO | 9787846401 | Eamonn.goold@bms.com | EAMONN | GOOLD | 9787846401 | eamonn.goold@bms.com | DANIEL | NOBERINI | 9787846453 | daniel.noberini@bms.com | 1 | BOILER 1 |  | BOILER | NEBRASKA HIGH PRESSURE "D" TYPE WATER TUBE BOILER | NB-300D-70 | 2008-10-29 | 2011 | 99 | 1 | NATURAL GAS | NATURAL GAS | 209 | Natural Gas |  |  | 129.41 | E6FT3 | N | 24 | 7 | 10 | 0 | 0 | 0
1210627 | BRISTOL MYERS SQUIBB CO | BMS LARGE SCALE CELL CULTURE FACILITY | 38 JACKSON RD |  | DEVENS | MA | 014320000 | 38 JACKSON RD |  | DEVENS | MA | 014340000 | N | PRIVATE | SM79-7 | BRISTOL MYERS SQUIBB CO | 9787846401 | Eamonn.goold@bms.com | EAMONN | GOOLD | 9787846401 | eamonn.goold@bms.com | DANIEL | NOBERINI | 9787846453 | daniel.noberini@bms.com | 2 | 2500 KW GENERATOR 2 |  | ENGINE | CATERPILLAR | 3516C | 2008-08-10 | 2011 | 19.5 | 1 | ULTRA LOW SULFUR DIESEL | DIESEL | 44 | DIESEL | 0.0015 |  | 20.848 | E3GAL | N | 1 | 1 | 52 | 1 | 1 | 21
1210627 | BRISTOL MYERS SQUIBB CO | BMS LARGE SCALE CELL CULTURE FACILITY | 38 JACKSON RD |  | DEVENS | MA | 014320000 | 38 JACKSON RD |  | DEVENS | MA | 014340000 | N | PRIVATE | SM79-7 | BRISTOL MYERS SQUIBB CO | 9787846401 | Eamonn.goold@bms.com | EAMONN | GOOLD | 9787846401 | eamonn.goold@bms.com | DANIEL | NOBERINI | 9787846453 | daniel.noberini@bms.com | 4 | 2500 KW GENERATOR 1 |  | ENGINE | CATERPILLAR | 3516C | 2008-08-10 | 2011 | 19.5 | 1 | ULTRA LOW SULFUR FUEL | DIESEL | 44 | DIESEL | 0.0015 |  | 20.498 | E3GAL | N | 1 | 1 | 52 | 1 | 1 | 21
1210627 | BRISTOL MYERS SQUIBB CO | BMS LARGE SCALE CELL CULTURE FACILITY | 38 JACKSON RD |  | DEVENS | MA | 014320000 | 38 JACKSON RD |  | DEVENS | MA | 014340000 | N | PRIVATE | SM79-7 | BRISTOL MYERS SQUIBB CO | 9787846401 | Eamonn.goold@bms.com | EAMONN | GOOLD | 9787846401 | eamonn.goold@bms.com | DANIEL | NOBERINI | 9787846453 | daniel.noberini@bms.com | 5 | BOILER 2 |  | BOILER | NEBRASKA HIGH PRESSURE "D" TYPE WATER TUBE | NB-300D-70 | 2008-10-28 | 2011 | 99 | 1 | NATURAL GAS | NATURAL GAS | 209 | Natural Gas |  |  | 75.57 | E6FT3 | N | 24 | 7 | 52 | 19 | 7 | 21
1210627 | BRISTOL MYERS SQUIBB CO | BMS LARGE SCALE CELL CULTURE FACILITY | 38 JACKSON RD |  | DEVENS | MA | 014320000 | 38 JACKSON RD |  | DEVENS | MA | 014340000 | N | PRIVATE | SM79-7 | BRISTOL MYERS SQUIBB CO | 9787846401 | Eamonn.goold@bms.com | EAMONN | GOOLD | 9787846401 | eamonn.goold@bms.com | DANIEL | NOBERINI | 9787846453 | daniel.noberini@bms.com | 7 | 150 KW PORTABLE GENERATOR 4 |  | ENGINE | JOHN DEERE | 6068H285 | 2010-09-01 | 2011 | 45.8 | 1 | ULTRA LOW SULFUR DIESEL | DIESEL | 44 | DIESEL | 0.0015 |  | 0.178 | E3GAL | N | 1 | 1 | 52 | 1 | 1 | 21
1210627 | BRISTOL MYERS SQUIBB CO | BMS LARGE SCALE CELL CULTURE FACILITY | 38 JACKSON RD |  | DEVENS | MA | 014320000 | 38 JACKSON RD |  | DEVENS | MA | 014340000 | N | PRIVATE | SM79-7 | BRISTOL MYERS SQUIBB CO | 9787846401 | Eamonn.goold@bms.com | EAMONN | GOOLD | 9787846401 | eamonn.goold@bms.com | DANIEL | NOBERINI | 9787846453 | daniel.noberini@bms.com | 8 | 750 KW EMERGENCY GENERATOR |  | ENGINE | CATEPILLAR | C27 | 2008-07-01 | 2011 | 38.19 | 1 | DIESEL FUEL | DIESEL | 44 | DIESEL | 0.0015 |  | 1.798 | E3GAL | N | 1 | 1 | 52 | 1 | 1 | 21
1210633 | NESTLE PREPARED FOODS COMPANY | JOSEPHS PASTA | 133 HALE ST |  | HAVERHILL | MA | 018300000 | 133 HALE ST |  | HAVERHILL | MA | 018300000 | N | PRIVATE | SM25 | NESTLE PREPARED FOODS COMPANY | 9785211718X3246 | stephen.schaefer@us.nestle.com | STEPHEN | AQUILINO | 9785211718 | Stephen.Aquilino@us.nestle.com | STEPHEN | AQUILINO | 9785211718X3284 | stephen.aquilino@us.nestle.com | 2 | PRIMROSE BOILER (14.7 MMBTU) |  | BOILER | CLEVER BROOKS | CB350 | 2007-02-01 | 2011 | 14.645 | 1 | NATURAL GAS | NATURAL GAS | 209 | Natural Gas |  |  | 57.92 | E6FT3 | Y | 24 | 7 | 52 | 24 | 7 | 22
1210634 | EVERGREEN SOLAR |  | 112 BARNUM RD |  | DEVENS | MA | 014340000 | BARNUM RD | LOT 2 | DEVENS | MA | 014340000 | N | PRIVATE | SM80-7 | EVERGREEN SOLAR | 5083572221 | LMarkarian@evergreensolar.com | SCOTT | FRIENDS | 9782667305 | sfriends@evergreensolar.com | LINDA | MARKARIAN | 9782667344 | LMarkarian@evergreensolar.com | 1 | BOILER #1 |  | BOILER | CLEAVER BROOKS | FLX | 2008-12-12 | 2008 | 11 | 1 | NATURAL GAS | NATURAL GAS | 209 | Natural Gas |  |  | 1.803 | E6FT3 | N | 12 | 7 | 4 | 0 | 0 | 0
1210634 | EVERGREEN SOLAR |  | 112 BARNUM RD |  | DEVENS | MA | 014340000 | BARNUM RD | LOT 2 | DEVENS | MA | 014340000 | N | PRIVATE | SM80-7 | EVERGREEN SOLAR | 5083572221 | LMarkarian@evergreensolar.com | SCOTT | FRIENDS | 9782667305 | sfriends@evergreensolar.com | LINDA | MARKARIAN | 9782667344 | LMarkarian@evergreensolar.com | 2 | BOILER #2 |  | BOILER | CLEAVER BROOKS | FLX | 2008-12-12 | 2008 | 11 | 1 | NATURAL GAS-BOILER 2 | NATURAL GAS | 209 | Natural Gas |  |  | 1.803 | E6FT3 | N | 12 | 7 | 4 | 0 | 0 | 0
1210634 | EVERGREEN SOLAR |  | 112 BARNUM RD |  | DEVENS | MA | 014340000 | BARNUM RD | LOT 2 | DEVENS | MA | 014340000 | N | PRIVATE | SM80-7 | EVERGREEN SOLAR | 5083572221 | LMarkarian@evergreensolar.com | SCOTT | FRIENDS | 9782667305 | sfriends@evergreensolar.com | LINDA | MARKARIAN | 9782667344 | LMarkarian@evergreensolar.com | 4 | BOILER #4 |  | BOILER | CLEAVER BROOKS | FLX | 2008-06-05 | 2008 | 11 | 1 | NATURAL GAS-BOILER 4 | NATURAL GAS | 209 | Natural Gas |  |  | 13.9562 | E6FT3 | N | 12 | 7 | 30 | 12 | 7 | 16
1210635 | BAY STATE GAS CO |  | 55 MARSTON ST |  | LAWRENCE | MA | 018400000 | 55 MARSTON ST |  | LAWRENCE | MA | 018410000 | N | UTILITY | NM50 | BAY STATE GAS CO | 9786871105 | jmccombs@nisource.com | SCOTT | PERRY | 9788367248 | sperry@nisource.com | JEFF | MCCOMBS | 7242232764 | jmccombs@nisource.com | 3 | VAPORIZER 3 |  | VAPORIZER | UNKNOWN | UNKNOWN | 1972-12-30 | 2010 | 15.3 | 1 | NATURAL GAS | NATURAL GAS | 209 | Natural Gas |  |  | 55.44 | E6FT3 | N | 24 | 7 | 22 | 0 | 0 | 0
1210641 | L3 COMMUNICATIONS ESSCO INC | L3 ESSCO | 90 NEMCO WAY |  | AYER | MA | 014320000 | 24 NEMCO WAY |  | AYER | MA | 014320000 | N | PRIVATE | SM80-7 | L3 COMMUNICATIONS ESSCO INC | 9785685100X5182 | john.hall@l-3com.com | THOMAS | CASALE | 9785685136 | thomas.casale@l-3com.com | ISABEL | MCCAULEY | 5084719635 | ifmccauley@tighebond.com | 3 | MAKE-UP AIR UNITS - NATURAL GAS | 3 | MAKE-UP AIR UNIT | RUPP AIR | VARIOUS | 2008-09-01 | 2011 | 16.45 | 1 | MAKE-UP AIR UNITS - NATURAL GAS | NATURAL GAS | 209 | Natural Gas |  |  | 4.2199 | E6FT3 | N | 12 | 5 | 50 | 12 | 5 | 21
1210643 | EMD SERONO RESEARCH INSTITUTE INC | FKA EMD LEXINGTON RESEARCH CTR | 45A MIDDLESEX TPKE |  | BILLERICA | MA | 018210000 | 45A MIDDLESEX TPKE |  | BILLERICA | MA | 018213936 | N | PRIVATE | NM25 | EMD SERONO RESEARCH INSTITUTE INC | 9782941117 | GEORGE.LIMA@EMDSERONO.COM | GEORGE | LIMA | 9782941410 | GEORGE.LIMA@EMDSERONO.COM | GEORGE | LIMA | 9782941410 | GEORGE.LIMA@EMDSERONO.COM | 13 | RESEARCH CENTER (EXP) - BOILER #3 - 16.3 MMBTU/HR |  | BOILER | CLEAVER-BROOKS | CB-LE 700-400-15ST | 2010-12-10 | 2010 | 16.3 | 1 | NATURAL GAS | NATURAL GAS | 209 | Natural Gas |  |  | 0.7917 | E6FT3 | N | 24 | 7 | 52 | 24 | 7 | 22
1210643 | EMD SERONO RESEARCH INSTITUTE INC | FKA EMD LEXINGTON RESEARCH CTR | 45A MIDDLESEX TPKE |  | BILLERICA | MA | 018210000 | 45A MIDDLESEX TPKE |  | BILLERICA | MA | 018213936 | N | PRIVATE | NM25 | EMD SERONO RESEARCH INSTITUTE INC | 9782941117 | GEORGE.LIMA@EMDSERONO.COM | GEORGE | LIMA | 9782941410 | GEORGE.LIMA@EMDSERONO.COM | GEORGE | LIMA | 9782941410 | GEORGE.LIMA@EMDSERONO.COM | 14 | RESEARCH CENTER (EXP) - BOILER #4 - 16.3 MMBTU/HR |  | BOILER | CLEAVER-BROOKS | CB-LE 700-400-15ST | 2010-12-10 | 2010 | 16.3 | 1 | NATURAL GAS | NATURAL GAS | 209 | Natural Gas |  |  | 0.7917 | E6FT3 | Y | 24 | 7 | 52 | 24 | 7 | 22
1210643 | EMD SERONO RESEARCH INSTITUTE INC | FKA EMD LEXINGTON RESEARCH CTR | 45A MIDDLESEX TPKE |  | BILLERICA | MA | 018210000 | 45A MIDDLESEX TPKE |  | BILLERICA | MA | 018213936 | N | PRIVATE | NM25 | EMD SERONO RESEARCH INSTITUTE INC | 9782941117 | GEORGE.LIMA@EMDSERONO.COM | GEORGE | LIMA | 9782941410 | GEORGE.LIMA@EMDSERONO.COM | GEORGE | LIMA | 9782941410 | GEORGE.LIMA@EMDSERONO.COM | 20 | RESEARCH CENTR (EXP) - GENERATR #2 - 10.4 MMBTU/HR |  | ENGINE | CATERPILLAR | C32 TA | 2010-12-10 | 2010 | 10.4 | 1 | DIESEL | DIESEL | 44 | DIESEL | 0.0015 | 0 | 0.0557 | E3GAL | N | 1 | 1 | 12 | 1 | 1 | 5
1210647 | GROTON SCHOOL |  | 282 FARMERS ROW |  | GROTON | MA | 014500000 | P.O. BOX 991 | 282 FARMERS ROW | GROTON | MA | 014504991 | N | PRIVATE | NM99 | GROTON SCHOOL | 9784487549 | tdumont@groton.org | TIM | DUMONT | 9784487549 | tdumont@groton.org | AL | MCKIE | 9784487542 | amckie@groton.org | 1 | BOILER #2 - CLEAVER BROOKS CB-600-15 - NO. 6 FO |  | BOILER | CLEAVER BROOKS | CB-600-15 | 1994-07-01 | 2011 | 19.8 | 1 | BOILER #2 - CB-600-15 - NO. 6 FUEL OIL | NO.6 | 923 | Residual Oil (No. 6) | 0.5 | 0.6 | 10 | E3GAL | N | 24 | 7 | 16 | 0 | 0 | 0
1210647 | GROTON SCHOOL |  | 282 FARMERS ROW |  | GROTON | MA | 014500000 | P.O. BOX 991 | 282 FARMERS ROW | GROTON | MA | 014504991 | N | PRIVATE | NM99 | GROTON SCHOOL | 9784487549 | tdumont@groton.org | TIM | DUMONT | 9784487549 | tdumont@groton.org | AL | MCKIE | 9784487542 | amckie@groton.org | 2 | BOILER #1 - CLEAVER BROOKS CBLE-350-155T - NG |  | BOILER | CLEAVER BROOKS | CBLE-350-155T | 2005-08-01 | 2011 | 14.2801 | 1 | BOILER #1 - CLEAVER BROOKS CBLE-350-155T - NATURAL | NATURAL GAS | 209 | Natural Gas |  |  | 27.9007 | E6FT3 | Y | 24 | 7 | 52 | 24 | 7 | 22
1210647 | GROTON SCHOOL |  | 282 FARMERS ROW |  | GROTON | MA | 014500000 | P.O. BOX 991 | 282 FARMERS ROW | GROTON | MA | 014504991 | N | PRIVATE | NM99 | GROTON SCHOOL | 9784487549 | tdumont@groton.org | TIM | DUMONT | 9784487549 | tdumont@groton.org | AL | MCKIE | 9784487542 | amckie@groton.org | 3 | ADMINISTRATIVE BUILDINGS - NG | 24 | BOILER | HB SMITH | UNKNOWN | 2005-01-01 | 2011 | 10.447 | 1 | ADMINISTRATIVE BUILDINGS - NATURAL GAS | NATURAL GAS | 209 | Natural Gas |  |  | 5.0965 | E6FT3 | N | 24 | 7 | 39 | 24 | 7 | 10
1210691 | HCL ACQUISITION LLC |  | 26 JACKSON ST |  | LOWELL | MA | 018520000 | 45 SCHOOL ST | OLD CITY HALL | BOSTON | MA | 021080000 | N | PRIVATE | NM25 | HCL ACQUISITION LLC | 6175237210 | info@ahfboston.com | SEAN | MCDONNELL | 6175237210 | kcicchetti@ahfboston.com | KARA | CICCHETTI | 6175237210 | kcicchetti@ahfboston.com | 1 | EU#2-CLEAVER BROOKS BOILER CB400-300 NATURAL GAS |  | BOILER | CLEAVER BROOKS | CB 400-300 | 1985-11-21 | 2010 | 12.5553 | 1 | NATURAL GAS | NATURAL GAS | 209 | Natural Gas |  |  | 5.3971 | E6FT3 | N | 24 | 7 | 30 | 0 | 0 | 0
1210700 | JOSEPHS MIDDLE EAST BAKERY |  | 30 INTERNATIONAL WAY |  | LAWRENCE | MA | 018430000 | 30 INTERNATIONAL WAY |  | LAWRENCE | MA | 018430000 | N | PRIVATE | SM50 | MIDDLE EAST BAKERY INC | 9786882221 | j.boghos@josephsbakery.com | JOSEPH | GANEM | 9786882221 | j.ganem@josephsbakery.com | JOE | GANEM | 9786882221 | j.ganem@josephsbakery.com | 1 | MISCELLANEOUS COMBUSTION UNITS |  | FURNACE | CARRIER, MODINE AND OTHERS | VARIOUS | 2002-12-01 | 2010 | 16.4 | 1 | NATURAL GAS | NATURAL GAS | 209 | Natural Gas |  |  | 32.6 | E6FT3 | Y | 24 | 7 | 52 | 24 | 7 | 22
1210701 | NEW ENGLAND SHEETS LLC |  | 36 SARATOGA BLVD |  | DEVENS | MA | 014340000 | 36 SARATOGA |  | DEVENS | MA | 014340000 | N | PRIVATE | NM25 | NEW ENGLAND SHEETS LLC | 9784872500 | everybody@newenglandsheets.com | FRED | HAMILTON | 9784872407 | fhamilton@newenglandsheets.com | WILLIAM | TOWNSEND | 9784872413 | wtownsend@newenglandsheets.com | 1 | BOILER #1 |  | BOILER | SUPERIOR BOILER WORKS | 7-5-2500-S250-PF-G | 2010-08-04 | 2010 | 21 | 1 | NATURAL GAS | NATURAL GAS | 209 | Natural Gas |  |  | 11.28 | E6FT3 | N | 18 | 5 | 52 | 18 | 5 | 4
1210704 | BAGEL BOY INC | FKA FRANK C MEYER COMPANY | 485 SOUTH UNION ST | SAME BLDG AS 585 SOUTH UNION ST | LAWRENCE | MA | 018430000 | 485 S UNION STREET |  | LAWRENCE | MA | 018430000 | N | PRIVATE | SM50 | BAGEL BOY INC | 9786828646 | chuck@bagelboy.net | CHUCK | BOUCHROUCHE | 9786828646 | chuck@bagelboy.net | CHUCK | BOUCHROUCHE | 9786828646 | chuck@bagelboy.net | 25 | BAGEL AND BREAD OVENS AND MISCELLANEOUS COMBUSTION | 8 | DIRECT-FIRED OVENS | BABBCO, CAPWAY, ABI, ETC. | VARIOUS | 2007-02-06 | 2010 | 29.3 | 1 | NATURAL GAS | NATURAL GAS | 209 | Natural Gas |  |  | 252 | E6FT3 | Y | 24 | 7 | 52 | 24 | 7 | 22
1210706 | CHELMSFORD HIGH SCHOOL |  | 200 RICHARDSON RD |  | CHELMSFORD | MA | 018630000 | 200 RICHARDSON RD |  | CHELMSFORD | MA | 018630000 | Y | LOCAL GOVERNMENT | NM25 | CHELMSFORD HIGH SCHOOL | 9782515100 | gpersichetti@townofchelmsford.us | GARY | PERSICHETTI | 9782443380 | GPERSICHETTI@TOWNOFCHELMSFORD.US | GARY | PERSICHETTI | 9782443380 | GPERSICHETTI@TOWNOFCHELMSFORD.US | 1 | BOILERS - 5 AERCO INTERNATIONALS | 5 | BOILER | AERCO INTERNATIONAL, INC | BMK 2.0 GWB | 2001-10-12 | 2010 | 10 | 1 | BOILERS - NATURAL GAS | NATURAL GAS | 209 | Natural Gas |  |  | 0.982 | E6FT3 | N | 12 | 5 | 40 | 1 | 5 | 20
1210821 | HAVERHILL WWTP |  | 40 SOUTH PORTER ST |  | BRADFORD | MA | 018354083 | 40 SOUTH PORTER ST |  | HAVERHILL | MA | 018354083 | Y | LOCAL GOVERNMENT | NM99 | HAVERHILL WASTE WATER TREATMENT PLANT | 9783742382 | fhaffty@haverhillwater.com | ROBERT E. | WARD | 9783742382 | rward@haverhillwater.com | FRED | HAFFTY | 9783742382 | fhaffty@haverhillwater.com | 1 | BOILER #1 DUAL FUEL |  | BOILER | BURNHAM | V9A-V11 | 2003-10-01 | 2011 | 12 | 1 | NATURAL GAS | NATURAL GAS | 209 | Natural Gas |  |  | 2.281 | E6FT3 | N | 24 | 7 | 26 | 0 | 0 | 0
1210821 | HAVERHILL WWTP |  | 40 SOUTH PORTER ST |  | BRADFORD | MA | 018354083 | 40 SOUTH PORTER ST |  | HAVERHILL | MA | 018354083 | Y | LOCAL GOVERNMENT | NM99 | HAVERHILL WASTE WATER TREATMENT PLANT | 9783742382 | fhaffty@haverhillwater.com | ROBERT E. | WARD | 9783742382 | rward@haverhillwater.com | FRED | HAFFTY | 9783742382 | fhaffty@haverhillwater.com | 1 | BOILER #1 DUAL FUEL |  | BOILER | BURNHAM | V9A-V11 | 2003-10-01 | 2011 | 12 | 2 | BOILER #1- BURNHAM R-10-G-20 | NO.2 | 58 | Distillate Oil (No. 2) | 0.22 | 0.1 | 0 | E3GAL | N | 24 | 7 | 26 | 0 | 0 | 0
1210821 | HAVERHILL WWTP |  | 40 SOUTH PORTER ST |  | BRADFORD | MA | 018354083 | 40 SOUTH PORTER ST |  | HAVERHILL | MA | 018354083 | Y | LOCAL GOVERNMENT | NM99 | HAVERHILL WASTE WATER TREATMENT PLANT | 9783742382 | fhaffty@haverhillwater.com | ROBERT E. | WARD | 9783742382 | rward@haverhillwater.com | FRED | HAFFTY | 9783742382 | fhaffty@haverhillwater.com | 1 | BOILER #1 DUAL FUEL |  | BOILER | BURNHAM | V9A-V11 | 2003-10-01 | 2011 | 12 | 3 | NATURAL GAS | NATURAL GAS | 209 | Natural Gas |  |  | 2.281 | E6FT3 | N | 24 | 7 | 26 | 0 | 0 | 0
1210821 | HAVERHILL WWTP |  | 40 SOUTH PORTER ST |  | BRADFORD | MA | 018354083 | 40 SOUTH PORTER ST |  | HAVERHILL | MA | 018354083 | Y | LOCAL GOVERNMENT | NM99 | HAVERHILL WASTE WATER TREATMENT PLANT | 9783742382 | fhaffty@haverhillwater.com | ROBERT E. | WARD | 9783742382 | rward@haverhillwater.com | FRED | HAFFTY | 9783742382 | fhaffty@haverhillwater.com | 2 | BOILER #2 DUAL FUEL |  | BOILER | BURNHAM | V9A-V11 | 2003-03-01 | 2011 | 12 | 1 | BOILER #2- BURNHAM R-10-G-20 #2 OIL-0.22 | NO.2 | 58 | Distillate Oil (No. 2) | 0.22 | 0 | 0 | E3GAL | N | 24 | 7 | 26 | 0 | 0 | 0
1210821 | HAVERHILL WWTP |  | 40 SOUTH PORTER ST |  | BRADFORD | MA | 018354083 | 40 SOUTH PORTER ST |  | HAVERHILL | MA | 018354083 | Y | LOCAL GOVERNMENT | NM99 | HAVERHILL WASTE WATER TREATMENT PLANT | 9783742382 | fhaffty@haverhillwater.com | ROBERT E. | WARD | 9783742382 | rward@haverhillwater.com | FRED | HAFFTY | 9783742382 | fhaffty@haverhillwater.com | 2 | BOILER #2 DUAL FUEL |  | BOILER | BURNHAM | V9A-V11 | 2003-03-01 | 2011 | 12 | 2 | FUEL OIL NO 2 | NO.2 | 58 | Distillate Oil (No. 2) | 0.22 | 0.1 | 0 | E3GAL | N | 24 | 7 | 26 | 0 | 0 | 0
1210821 | HAVERHILL WWTP |  | 40 SOUTH PORTER ST |  | BRADFORD | MA | 018354083 | 40 SOUTH PORTER ST |  | HAVERHILL | MA | 018354083 | Y | LOCAL GOVERNMENT | NM99 | HAVERHILL WASTE WATER TREATMENT PLANT | 9783742382 | fhaffty@haverhillwater.com | ROBERT E. | WARD | 9783742382 | rward@haverhillwater.com | FRED | HAFFTY | 9783742382 | fhaffty@haverhillwater.com | 2 | BOILER #2 DUAL FUEL |  | BOILER | BURNHAM | V9A-V11 | 2003-03-01 | 2011 | 12 | 3 | NATURAL GAS | NATURAL GAS | 209 | Natural Gas |  |  | 2.281 | E6FT3 | N | 24 | 7 | 26 | 0 | 0 | 0
1210821 | HAVERHILL WWTP |  | 40 SOUTH PORTER ST |  | BRADFORD | MA | 018354083 | 40 SOUTH PORTER ST |  | HAVERHILL | MA | 018354083 | Y | LOCAL GOVERNMENT | NM99 | HAVERHILL WASTE WATER TREATMENT PLANT | 9783742382 | fhaffty@haverhillwater.com | ROBERT E. | WARD | 9783742382 | rward@haverhillwater.com | FRED | HAFFTY | 9783742382 | fhaffty@haverhillwater.com | 3 | BOILER #3 DUAL FUEL |  | BOILER | BURNHAM | V9A-V11 | 2003-03-01 | 2011 | 12 | 1 | #2 OIL-0.22 | NO.2 | 58 | Distillate Oil (No. 2) | 0.22 | 0.1 | 0 | E3GAL | N | 24 | 7 | 26 | 0 | 0 | 0
1210821 | HAVERHILL WWTP |  | 40 SOUTH PORTER ST |  | BRADFORD | MA | 018354083 | 40 SOUTH PORTER ST |  | HAVERHILL | MA | 018354083 | Y | LOCAL GOVERNMENT | NM99 | HAVERHILL WASTE WATER TREATMENT PLANT | 9783742382 | fhaffty@haverhillwater.com | ROBERT E. | WARD | 9783742382 | rward@haverhillwater.com | FRED | HAFFTY | 9783742382 | fhaffty@haverhillwater.com | 3 | BOILER #3 DUAL FUEL |  | BOILER | BURNHAM | V9A-V11 | 2003-03-01 | 2011 | 12 | 2 | DISTILLATE OIL1# AND #2 | NO.2 | 58 | Distillate Oil (No. 2) | 0.22 | 0.1 | 0 | E3GAL | N | 24 | 7 | 26 | 0 | 0 | 0
1210821 | HAVERHILL WWTP |  | 40 SOUTH PORTER ST |  | BRADFORD | MA | 018354083 | 40 SOUTH PORTER ST |  | HAVERHILL | MA | 018354083 | Y | LOCAL GOVERNMENT | NM99 | HAVERHILL WASTE WATER TREATMENT PLANT | 9783742382 | fhaffty@haverhillwater.com | ROBERT E. | WARD | 9783742382 | rward@haverhillwater.com | FRED | HAFFTY | 9783742382 | fhaffty@haverhillwater.com | 3 | BOILER #3 DUAL FUEL |  | BOILER | BURNHAM | V9A-V11 | 2003-03-01 | 2011 | 12 | 3 | NATURAL GAS | NATURAL GAS | 209 | Natural Gas |  |  | 2.281 | E6FT3 | N | 24 | 7 | 26 | 0 | 0 | 0
1210821 | HAVERHILL WWTP |  | 40 SOUTH PORTER ST |  | BRADFORD | MA | 018354083 | 40 SOUTH PORTER ST |  | HAVERHILL | MA | 018354083 | Y | LOCAL GOVERNMENT | NM99 | HAVERHILL WASTE WATER TREATMENT PLANT | 9783742382 | fhaffty@haverhillwater.com | ROBERT E. | WARD | 9783742382 | rward@haverhillwater.com | FRED | HAFFTY | 9783742382 | fhaffty@haverhillwater.com | 13 | GENERATOR #2 MILL ST |  | ENGINE | CUMMINS | 10DFHD | 2005-01-01 | 2011 | 13 | 1 | DIESEL FUEL | DIESEL | 44 | DIESEL | 0.22 |  | 0.4 | E3GAL | N | 1 | 1 | 52 | 1 | 1 | 20
1210901 | US ARMY DEVENS RFTA |  | 30 QUEBEC ST |  | DEVENS | MA | 014340000 | 30 QUEBEC ST - BOX 10 |  | DEVENS | MA | 014344479 | N | FEDERAL | SM80-R | US ARMY GARRISON FORT DEVENS | 9787962126 | Sandy.Burson@us.army.mil | RAYMOND | PRISK | 9787963665 | raymond.prisk@us.army.mil | RON | DEFILIPPO | 9787962644 | ron.defilippo@us.army.mil | 31 | MISC EXEMPT NG HEAT UNITS - VAR MFGS - 56 BLDGS | 124 | BOILER | TELEDYNE LAARS | VARIOUS | 1996-01-01 | 2011 | 44.46 | 1 | NATURAL GAS | NATURAL GAS | 209 | Natural Gas |  |  | 33.204 | E6FT3 | N | 16 | 7 | 36 | 4 | 7 | 1
1210906 | NEW ENGLAND BUSINESS SERVICE | NEW ENGLAND BUSINESS SERVICE | 500 MAIN ST |  | GROTON | MA | 014710000 | 500 MAIN ST |  | GROTON | MA | 014710000 | N | PRIVATE | NM50 | DELUXE BUSINESS OPERATIONS | 9784486111 | tmorton@deluxe.com | TIMOTHY | MORTON | 9784486111 | tmorton@deluxe.com | TIMOTHY | MORTON | 9784486111 | tmorton@deluxe.com | 4 | GENERATOR #1 - CATERPILLAR #2 OIL |  | ENGINE | CATERPILLAR | UNKNOWN | 1989-08-01 | 2009 | 10 | 1 | GENERATOR #1-CATERPILLAR #2 OIL | NO.2 | 58 | Distillate Oil (No. 2) | 0.3 | 0 | 0.5 | E3GAL | N | 10 | 1 | 1 | 5 | 1 | 1
1210907 | VERYFINE PRODUCTS INC |  | 20 HARVARD RD |  | LITTLETON | MA | 014600000 | 20 HARVARD RD |  | LITTLETON | MA | 014600000 | N | PRIVATE | SM80-R | SUNNY DELIGHT BEVERAGE COMPANY, VERYFINE PRODUCTS INC | 9784863525X3525 | none@sunnyd.com | DAN | GRAY | 9784863522 | Daniel.Gray@SunnyD.com | MARTHA | WIK | 9787423525X3525 | martha.wik@SunnyD.com | 1 | BOILER #1 CLEAVER BROOKS-CB657-700-200 DUAL FUEL |  | BOILER | CLEAVER BROOKS | CB 657-700 | 1988-01-02 | 2011 | 29.3 | 1 | BOILER #1-CLEAVER BROOKS 6 OIL | NO.6 | 923 | Residual Oil (No. 6) | 1 | 0.1 | 0.5 | E3GAL | N | 1 | 1 | 10 | 1 | 1 | 3
1210907 | VERYFINE PRODUCTS INC |  | 20 HARVARD RD |  | LITTLETON | MA | 014600000 | 20 HARVARD RD |  | LITTLETON | MA | 014600000 | N | PRIVATE | SM80-R | SUNNY DELIGHT BEVERAGE COMPANY, VERYFINE PRODUCTS INC | 9784863525X3525 | none@sunnyd.com | DAN | GRAY | 9784863522 | Daniel.Gray@SunnyD.com | MARTHA | WIK | 9787423525X3525 | martha.wik@SunnyD.com | 1 | BOILER #1 CLEAVER BROOKS-CB657-700-200 DUAL FUEL |  | BOILER | CLEAVER BROOKS | CB 657-700 | 1988-01-02 | 2011 | 29.3 | 2 | BOILER #1-CLEAVER BROOKS NATURAL GAS | NATURAL GAS | 209 | Natural Gas |  |  | 0 | E6FT3 | N | 1 | 1 | 10 | 1 | 1 | 3
1210907 | VERYFINE PRODUCTS INC |  | 20 HARVARD RD |  | LITTLETON | MA | 014600000 | 20 HARVARD RD |  | LITTLETON | MA | 014600000 | N | PRIVATE | SM80-R | SUNNY DELIGHT BEVERAGE COMPANY, VERYFINE PRODUCTS INC | 9784863525X3525 | none@sunnyd.com | DAN | GRAY | 9784863522 | Daniel.Gray@SunnyD.com | MARTHA | WIK | 9787423525X3525 | martha.wik@SunnyD.com | 2 | BOILER #2-CLEAVER BROOKS CB400-800-300 DUAL FUEL |  | BOILER | CLEAVER BROOKS | CB 400-800 | 1987-01-12 | 2011 | 33.476 | 1 | BOILER #2-CLEAVER BROOKS 6 OIL | NO.6 | 923 | Residual Oil (No. 6) | 1 | 0.1 | 0 | E3GAL | N | 15 | 7 | 52 | 11 | 7 | 22
1210907 | VERYFINE PRODUCTS INC |  | 20 HARVARD RD |  | LITTLETON | MA | 014600000 | 20 HARVARD RD |  | LITTLETON | MA | 014600000 | N | PRIVATE | SM80-R | SUNNY DELIGHT BEVERAGE COMPANY, VERYFINE PRODUCTS INC | 9784863525X3525 | none@sunnyd.com | DAN | GRAY | 9784863522 | Daniel.Gray@SunnyD.com | MARTHA | WIK | 9787423525X3525 | martha.wik@SunnyD.com | 2 | BOILER #2-CLEAVER BROOKS CB400-800-300 DUAL FUEL |  | BOILER | CLEAVER BROOKS | CB 400-800 | 1987-01-12 | 2011 | 33.476 | 2 | BOILER #2-CLEAVER BROOKS NATURAL GAS | NATURAL GAS | 209 | Natural Gas |  |  | 37.141 | E6FT3 | N | 15 | 7 | 52 | 11 | 7 | 22
1210907 | VERYFINE PRODUCTS INC |  | 20 HARVARD RD |  | LITTLETON | MA | 014600000 | 20 HARVARD RD |  | LITTLETON | MA | 014600000 | N | PRIVATE | SM80-R | SUNNY DELIGHT BEVERAGE COMPANY, VERYFINE PRODUCTS INC | 9784863525X3525 | none@sunnyd.com | DAN | GRAY | 9784863522 | Daniel.Gray@SunnyD.com | MARTHA | WIK | 9787423525X3525 | martha.wik@SunnyD.com | 3 | BOILER #3-CLEAVER BROOKS CB400-800-150 DUAL FUEL |  | BOILER | CLEAVER BROOKS | CB 400-800 | 1979-01-05 | 2011 | 33.476 | 1 | BOILER #3-CLEAVER BROOKS 6 OIL | NO.6 | 923 | Residual Oil (No. 6) | 1 | 0.1 | 0 | E3GAL | N | 12 | 7 | 52 | 17 | 7 | 22
1210907 | VERYFINE PRODUCTS INC |  | 20 HARVARD RD |  | LITTLETON | MA | 014600000 | 20 HARVARD RD |  | LITTLETON | MA | 014600000 | N | PRIVATE | SM80-R | SUNNY DELIGHT BEVERAGE COMPANY, VERYFINE PRODUCTS INC | 9784863525X3525 | none@sunnyd.com | DAN | GRAY | 9784863522 | Daniel.Gray@SunnyD.com | MARTHA | WIK | 9787423525X3525 | martha.wik@SunnyD.com | 3 | BOILER #3-CLEAVER BROOKS CB400-800-150 DUAL FUEL |  | BOILER | CLEAVER BROOKS | CB 400-800 | 1979-01-05 | 2011 | 33.476 | 2 | BOILER #3-CLEAVER BROOKS NATURAL GAS | NATURAL GAS | 209 | Natural Gas |  |  | 54.087 | E6FT3 | N | 12 | 7 | 52 | 17 | 7 | 22
1210928 | COURIER WESTFORD |  | 1 PLEASANT ST |  | WESTFORD | MA | 018860000 | 22 TOWN FARM ROAD |  | WESTFORD | MA | 018860000 | N | PRIVATE | SM80-R | COURIER WESTFORD INC | 9782516000 | cholmes@courier.com | CHRIS | HOLMES | 9782516401 | CHOLMES@COURIER.COM | CARL | EDWARDS | 9782516481 | cedwards@courier.com | 1 | BOILER #1-SCANNELL #478-C #4 OIL-1%S |  | BOILER | SCANNELL | 478-C | 1974-01-01 | 2005 | 10 | 1 | BOILER #1-SCANNELL #478-C #4 OIL-1%S | NO.4 | 825 | Distillate Oil (No. 4) | 1 | 0 | 17 | E3GAL | N | 24 | 7 | 32 | 24 | 7 | 4
1210937 | VITASOY USA |  | 1 NEW ENGLAND WAY |  | AYER | MA | 014320000 | 1 NEW ENGLAND WAY |  | AYER | MA | 014320000 | N | PRIVATE | SM50 | VITASOY USA | 9787726880 | john.wareham@vitasoy-usa.com | JOHN | WAREHAM | 9787726880 | john.wareham@vitasoy-usa.com | GARY | LESS | 9787726880X3130 | gary.less@vitasoy-usa.com | 1 | STK 1 - 350 HP BOILER |  | BOILER | BURNHAM | #3P35050GWEB | 1997-08-01 | 2009 | 15 | 1 | BOILER #1-BURNHAM #3P35050GWEB NATURAL GAS | NATURAL GAS | 209 | Natural Gas |  |  | 26 | E6FT3 | N | 24 | 6 | 52 | 24 | 6 | 22
1210937 | VITASOY USA |  | 1 NEW ENGLAND WAY |  | AYER | MA | 014320000 | 1 NEW ENGLAND WAY |  | AYER | MA | 014320000 | N | PRIVATE | SM50 | VITASOY USA | 9787726880 | john.wareham@vitasoy-usa.com | JOHN | WAREHAM | 9787726880 | john.wareham@vitasoy-usa.com | GARY | LESS | 9787726880X3130 | gary.less@vitasoy-usa.com | 3 | STK 3 - RAYPACK HOT WATER HEATER #1 |  | HOT WATER HEATER | RAYPAK | H3-1631BECRDAA | 1997-11-01 | 2009 | 16 | 1 | BOILER #3-RAYPAK1 #H3163BECRDAA NATURAL GAS | NATURAL GAS | 209 | Natural Gas |  |  | 1 | E6FT3 | N | 12 | 6 | 52 | 12 | 6 | 22
1210937 | VITASOY USA |  | 1 NEW ENGLAND WAY |  | AYER | MA | 014320000 | 1 NEW ENGLAND WAY |  | AYER | MA | 014320000 | N | PRIVATE | SM50 | VITASOY USA | 9787726880 | john.wareham@vitasoy-usa.com | JOHN | WAREHAM | 9787726880 | john.wareham@vitasoy-usa.com | GARY | LESS | 9787726880X3130 | gary.less@vitasoy-usa.com | 7 | STK 7 - OKARA DRYER |  | ROTARY DRUM DRYER | SCOTT EQUIPMENT COMPANY | AST DRYER SYSTEM | 2002-03-18 | 2009 | 18 | 1 | NAT GAS | NATURAL GAS | 209 | Natural Gas |  |  | 15.1 | E6FT3 | N | 17 | 5 | 52 | 17 | 5 | 22
1210937 | VITASOY USA |  | 1 NEW ENGLAND WAY |  | AYER | MA | 014320000 | 1 NEW ENGLAND WAY |  | AYER | MA | 014320000 | N | PRIVATE | SM50 | VITASOY USA | 9787726880 | john.wareham@vitasoy-usa.com | JOHN | WAREHAM | 9787726880 | john.wareham@vitasoy-usa.com | GARY | LESS | 9787726880X3130 | gary.less@vitasoy-usa.com | 8 | STK 7 - DRYER |  | ROTARY DRUM DRYER | SCOTT EQUIPMENT COMPANY | AST DRYER SYSTEM | 2002-03-18 | 2005 | 18 | 1 | NAT GAS | NATURAL GAS | 209 | Natural Gas |  |  | 15.1 | E6FT3 | N | 17 | 5 | 52 | 17 | 5 | 22
1211013 | RAYTHEON INTEGRATED AIR DEFENSE CENTER |  | 350 LOWELL ST |  | ANDOVER | MA | 018100000 | 350 LOWELL STREET |  | ANDOVER | MA | 018100000 | N | PRIVATE | SM80-R | RAYTHEON COMPANY | 9784705310 | William_W_Longley@raytheon.com | JOSEPH | MARINELLI | 9784709100 | Joseph_J_Marinelli@raytheon.com | WILLIAM W. | LONGLEY | 9784707004 | William_W_Longley@raytheon.com | 1 | BOILER #1-CLEAVER BROOKS 4W-1700-300-12HW |  | BOILER | CLEAVER BROOKS | 4W1700-300-125#HW | 2009-06-10 | 2011 | 12.246 | 2 | BOILER #1-CLEAVER BROOKS CB600 NATURAL GAS 7214A | NATURAL GAS | 209 | Natural Gas |  |  | 13.455 | E6FT3 | Y | 24 | 7 | 52 | 24 | 7 | 22
1211013 | RAYTHEON INTEGRATED AIR DEFENSE CENTER |  | 350 LOWELL ST |  | ANDOVER | MA | 018100000 | 350 LOWELL STREET |  | ANDOVER | MA | 018100000 | N | PRIVATE | SM80-R | RAYTHEON COMPANY | 9784705310 | William_W_Longley@raytheon.com | JOSEPH | MARINELLI | 9784709100 | Joseph_J_Marinelli@raytheon.com | WILLIAM W. | LONGLEY | 9784707004 | William_W_Longley@raytheon.com | 2 | BOILER #2-CLEAVER BROOKS 4W1700-300-125#HW |  | BOILER | CLEAVER BROOKS | 4W1700-300-125#HW | 2009-08-03 | 2011 | 12.246 | 2 | BOILER #2-CLEAVER BROOKS CB600 NATURAL GAS 7214A | NATURAL GAS | 209 | Natural Gas |  |  | 13.455 | E6FT3 | Y | 24 | 7 | 52 | 24 | 7 | 22
1211013 | RAYTHEON INTEGRATED AIR DEFENSE CENTER |  | 350 LOWELL ST |  | ANDOVER | MA | 018100000 | 350 LOWELL STREET |  | ANDOVER | MA | 018100000 | N | PRIVATE | SM80-R | RAYTHEON COMPANY | 9784705310 | William_W_Longley@raytheon.com | JOSEPH | MARINELLI | 9784709100 | Joseph_J_Marinelli@raytheon.com | WILLIAM W. | LONGLEY | 9784707004 | William_W_Longley@raytheon.com | 5 | BOILER #5-BURNHAM INDUSTRIAL #27723 DUAL FUEL |  | BOILER | BURNHAM INDUSTRIAL | #27723 | 2003-06-01 | 2011 | 10.461 | 2 | BOILER #5-BURNHAM INDUSTRIAL NATURAL GAS 7214C | NATURAL GAS | 209 | Natural Gas |  |  | 10.846 | E6FT3 | Y | 24 | 7 | 52 | 24 | 7 | 22
1211013 | RAYTHEON INTEGRATED AIR DEFENSE CENTER |  | 350 LOWELL ST |  | ANDOVER | MA | 018100000 | 350 LOWELL STREET |  | ANDOVER | MA | 018100000 | N | PRIVATE | SM80-R | RAYTHEON COMPANY | 9784705310 | William_W_Longley@raytheon.com | JOSEPH | MARINELLI | 9784709100 | Joseph_J_Marinelli@raytheon.com | WILLIAM W. | LONGLEY | 9784707004 | William_W_Longley@raytheon.com | 6 | BOILER #6-BURNHAM INDUSTRIAL #27724 DUAL FUEL |  | BOILER | BURNHAM | NA | 2003-06-01 | 2011 | 10.461 | 2 | BOILER #6-BURNHAM INDUSTRIAL NATURAL GAS 7214D | NATURAL GAS | 209 | Natural Gas |  |  | 10.846 | E6FT3 | Y | 24 | 7 | 52 | 24 | 7 | 22
1211013 | RAYTHEON INTEGRATED AIR DEFENSE CENTER |  | 350 LOWELL ST |  | ANDOVER | MA | 018100000 | 350 LOWELL STREET |  | ANDOVER | MA | 018100000 | N | PRIVATE | SM80-R | RAYTHEON COMPANY | 9784705310 | William_W_Longley@raytheon.com | JOSEPH | MARINELLI | 9784709100 | Joseph_J_Marinelli@raytheon.com | WILLIAM W. | LONGLEY | 9784707004 | William_W_Longley@raytheon.com | 77 | GENERATOR #1-CUMMINS 1000KTA51/36036 #2 OIL |  | ENGINE | CUMMINS | 500FDR7114JJW | 1970-01-01 | 2011 | 10.51 | 1 | GENERATOR #1-CUMMINS GAL#2 OIL-0.3 PERCENT S 7214E | DIESEL | 44 | DIESEL | 0.0015 | 0 | 2.68 | E3GAL | N | 1 | 1 | 36 | 1 | 1 | 15
1211013 | RAYTHEON INTEGRATED AIR DEFENSE CENTER |  | 350 LOWELL ST |  | ANDOVER | MA | 018100000 | 350 LOWELL STREET |  | ANDOVER | MA | 018100000 | N | PRIVATE | SM80-R | RAYTHEON COMPANY | 9784705310 | William_W_Longley@raytheon.com | JOSEPH | MARINELLI | 9784709100 | Joseph_J_Marinelli@raytheon.com | WILLIAM W. | LONGLEY | 9784707004 | William_W_Longley@raytheon.com | 122 | GENERATOR #2008-05 - CAT-32 |  | ENGINE | CATERPILLAR | XQ230 | 2009-04-01 | 2011 | 10.18 | 1 | GENERATOR #2008-05 - CAT #2 OIL | DIESEL | 44 | DIESEL | 0.0015 | 0 | 2.967 | E3GAL | N | 1 | 1 | 41 | 1 | 1 | 17
1211015 | WYETH LLC | WYETH BIOTECH GENETICS INSTITUTE LLC | 1 BURTT RD |  | ANDOVER | MA | 018100000 | 1 BURTT ROAD |  | ANDOVER | MA | 018100000 | N | PRIVATE | SM80-R | PFIZER (DOING BUSINESS AS WYETH LLC) | 9782471788 | rich.nill@pfizer.com | RICHARD | NILL | 9782471788 | rich.nill@pfizer.com | ANDREW | JONES | 9782472656 | andrew.m.jones@pfizer.com | 2 | COGEN #1- SOLAR TAURUS #60 NATURAL GAS + #2 OIL |  | GAS TURBINE | SOLAR | TAURUS | 1999-06-19 | 2011 | 82.8 | 2 | COGEN UNIT #1- SOLAR TAURUS #60 NATURAL GAS | DIESEL | 44 | DIESEL | 0.0015 | 0 | 5.6 | E6BTU | N | 24 | 7 | 52 | 24 | 7 | 22
1211015 | WYETH LLC | WYETH BIOTECH GENETICS INSTITUTE LLC | 1 BURTT RD |  | ANDOVER | MA | 018100000 | 1 BURTT ROAD |  | ANDOVER | MA | 018100000 | N | PRIVATE | SM80-R | PFIZER (DOING BUSINESS AS WYETH LLC) | 9782471788 | rich.nill@pfizer.com | RICHARD | NILL | 9782471788 | rich.nill@pfizer.com | ANDREW | JONES | 9782472656 | andrew.m.jones@pfizer.com | 2 | COGEN #1- SOLAR TAURUS #60 NATURAL GAS + #2 OIL |  | GAS TURBINE | SOLAR | TAURUS | 1999-06-19 | 2011 | 82.8 | 3 | COGEN UNIT #1 - NATURAL GAS | NATURAL GAS | 209 | Natural Gas |  |  | 454239 | E6BTU | N | 24 | 7 | 52 | 24 | 7 | 22
1211015 | WYETH LLC | WYETH BIOTECH GENETICS INSTITUTE LLC | 1 BURTT RD |  | ANDOVER | MA | 018100000 | 1 BURTT ROAD |  | ANDOVER | MA | 018100000 | N | PRIVATE | SM80-R | PFIZER (DOING BUSINESS AS WYETH LLC) | 9782471788 | rich.nill@pfizer.com | RICHARD | NILL | 9782471788 | rich.nill@pfizer.com | ANDREW | JONES | 9782472656 | andrew.m.jones@pfizer.com | 3 | GENERATOR #1 CATERPILLAR 3516 #2 OIL |  | ENGINE | CATERPILLAR | 3516 | 1993-06-30 | 2011 | 15.96 | 1 | GENERATOR 1 CATERPILLAR 3516 #2 OIL 0.3 PERCENT S | DIESEL | 44 | DIESEL | 0.005 | 0.001 | 1.819 | E3GAL | N | 1 | 1 | 52 | 1 | 1 | 22
1211015 | WYETH LLC | WYETH BIOTECH GENETICS INSTITUTE LLC | 1 BURTT RD |  | ANDOVER | MA | 018100000 | 1 BURTT ROAD |  | ANDOVER | MA | 018100000 | N | PRIVATE | SM80-R | PFIZER (DOING BUSINESS AS WYETH LLC) | 9782471788 | rich.nill@pfizer.com | RICHARD | NILL | 9782471788 | rich.nill@pfizer.com | ANDREW | JONES | 9782472656 | andrew.m.jones@pfizer.com | 4 | GENERATOR #4 - CATERPILLAR 3516B - #2 OIL |  | ENGINE | CATERPILLAR | 3516B | 2001-09-01 | 2011 | 19.8 | 1 | GENERATOR #4-CATERPILLAR 3516 - #2 OIL 0.03S | DIESEL | 44 | DIESEL | 0.005 | 0.01 | 1.915 | E3GAL | N | 1 | 1 | 52 | 1 | 1 | 22
1211015 | WYETH LLC | WYETH BIOTECH GENETICS INSTITUTE LLC | 1 BURTT RD |  | ANDOVER | MA | 018100000 | 1 BURTT ROAD |  | ANDOVER | MA | 018100000 | N | PRIVATE | SM80-R | PFIZER (DOING BUSINESS AS WYETH LLC) | 9782471788 | rich.nill@pfizer.com | RICHARD | NILL | 9782471788 | rich.nill@pfizer.com | ANDREW | JONES | 9782472656 | andrew.m.jones@pfizer.com | 5 | GENERATOR #2-CATERPILLAR 3516 #2 OIL-0.3S |  | ENGINE | CATERPILLAR | 3516 | 1993-06-30 | 2011 | 15.96 | 2 | GENERATOR #2-CATERPILLAR 3516 #2 OIL-0.3S | DIESEL | 44 | DIESEL | 0.005 | 0.001 | 3.347 | E3GAL | N | 1 | 1 | 52 | 1 | 1 | 22
1211015 | WYETH LLC | WYETH BIOTECH GENETICS INSTITUTE LLC | 1 BURTT RD |  | ANDOVER | MA | 018100000 | 1 BURTT ROAD |  | ANDOVER | MA | 018100000 | N | PRIVATE | SM80-R | PFIZER (DOING BUSINESS AS WYETH LLC) | 9782471788 | rich.nill@pfizer.com | RICHARD | NILL | 9782471788 | rich.nill@pfizer.com | ANDREW | JONES | 9782472656 | andrew.m.jones@pfizer.com | 7 | GENERATOR #3-CATERPILLAR #3516B #2 OIL |  | ENGINE | CATERPILLAR | 3516B | 2001-09-01 | 2011 | 19.8 | 1 | GENERATOR #6-CATERPILLAR 3516 DEG3 #2 OIL 0.03S | DIESEL | 44 | DIESEL | 0.05 | 0.01 | 2.116 | E3GAL | N | 1 | 1 | 52 | 1 | 1 | 22
1211015 | WYETH LLC | WYETH BIOTECH GENETICS INSTITUTE LLC | 1 BURTT RD |  | ANDOVER | MA | 018100000 | 1 BURTT ROAD |  | ANDOVER | MA | 018100000 | N | PRIVATE | SM80-R | PFIZER (DOING BUSINESS AS WYETH LLC) | 9782471788 | rich.nill@pfizer.com | RICHARD | NILL | 9782471788 | rich.nill@pfizer.com | ANDREW | JONES | 9782472656 | andrew.m.jones@pfizer.com | 8 | BOILER #3-CLEAVER BROOKS WT200-CN3 DUAL FUEL |  | BOILER | CLEAVER BROOKS | WT-200-CN3 | 1993-06-30 | 2011 | 46.3 | 1 | BOILER #3-CLEAVER BROOKS WT200 NATURAL GAS | NATURAL GAS | 209 | Natural Gas |  |  | 21.62 | E6FT3 | N | 24 | 7 | 52 | 24 | 7 | 22
1211015 | WYETH LLC | WYETH BIOTECH GENETICS INSTITUTE LLC | 1 BURTT RD |  | ANDOVER | MA | 018100000 | 1 BURTT ROAD |  | ANDOVER | MA | 018100000 | N | PRIVATE | SM80-R | PFIZER (DOING BUSINESS AS WYETH LLC) | 9782471788 | rich.nill@pfizer.com | RICHARD | NILL | 9782471788 | rich.nill@pfizer.com | ANDREW | JONES | 9782472656 | andrew.m.jones@pfizer.com | 8 | BOILER #3-CLEAVER BROOKS WT200-CN3 DUAL FUEL |  | BOILER | CLEAVER BROOKS | WT-200-CN3 | 1993-06-30 | 2011 | 46.3 | 2 | BOILER #3-CLEAVER BROOKS WT200 #2 OIL-0.3S | NO.2 | 58 | Distillate Oil (No. 2) | 0.03 | 0.01 | 0.181 | E3GAL | N | 24 | 7 | 52 | 24 | 7 | 22
1211015 | WYETH LLC | WYETH BIOTECH GENETICS INSTITUTE LLC | 1 BURTT RD |  | ANDOVER | MA | 018100000 | 1 BURTT ROAD |  | ANDOVER | MA | 018100000 | N | PRIVATE | SM80-R | PFIZER (DOING BUSINESS AS WYETH LLC) | 9782471788 | rich.nill@pfizer.com | RICHARD | NILL | 9782471788 | rich.nill@pfizer.com | ANDREW | JONES | 9782472656 | andrew.m.jones@pfizer.com | 9 | BOILER #4-CLEAVER BROOKS WT200-CN3 DUAL FUEL |  | BOILER | CLEAVER BROOKS | WT-200-CN3 | 1993-06-30 | 2011 | 46.3 | 1 | BOILER #4-CLEAVER BROOKS WT200 NATURAL GAS | NATURAL GAS | 209 | Natural Gas |  |  | 20.75 | E6FT3 | N | 24 | 7 | 52 | 24 | 7 | 22
1211015 | WYETH LLC | WYETH BIOTECH GENETICS INSTITUTE LLC | 1 BURTT RD |  | ANDOVER | MA | 018100000 | 1 BURTT ROAD |  | ANDOVER | MA | 018100000 | N | PRIVATE | SM80-R | PFIZER (DOING BUSINESS AS WYETH LLC) | 9782471788 | rich.nill@pfizer.com | RICHARD | NILL | 9782471788 | rich.nill@pfizer.com | ANDREW | JONES | 9782472656 | andrew.m.jones@pfizer.com | 9 | BOILER #4-CLEAVER BROOKS WT200-CN3 DUAL FUEL |  | BOILER | CLEAVER BROOKS | WT-200-CN3 | 1993-06-30 | 2011 | 46.3 | 2 | BOILER #4-CLEAVER BROOKS WT200 #2 OIL-0.3S | NO.2 | 58 | Distillate Oil (No. 2) | 0.03 | 0.01 | 0.435 | E3GAL | N | 24 | 7 | 52 | 24 | 7 | 22
1211015 | WYETH LLC | WYETH BIOTECH GENETICS INSTITUTE LLC | 1 BURTT RD |  | ANDOVER | MA | 018100000 | 1 BURTT ROAD |  | ANDOVER | MA | 018100000 | N | PRIVATE | SM80-R | PFIZER (DOING BUSINESS AS WYETH LLC) | 9782471788 | rich.nill@pfizer.com | RICHARD | NILL | 9782471788 | rich.nill@pfizer.com | ANDREW | JONES | 9782472656 | andrew.m.jones@pfizer.com | 10 | COGEN #2 - SOLAR TAURUS 60 - #2 OIL NAT GAS |  | COGENERATION | SOLAR TURBINES | TAURUS 60 | 2003-09-23 | 2011 | 86.9 | 1 | COGEN UNIT #2- SOLAR TAURUS #60 #2 OIL .0015S | DIESEL | 44 | DIESEL | 0.0015 | 0.01 | 1.6 | E6BTU | N | 24 | 7 | 52 | 24 | 7 | 22
1211015 | WYETH LLC | WYETH BIOTECH GENETICS INSTITUTE LLC | 1 BURTT RD |  | ANDOVER | MA | 018100000 | 1 BURTT ROAD |  | ANDOVER | MA | 018100000 | N | PRIVATE | SM80-R | PFIZER (DOING BUSINESS AS WYETH LLC) | 9782471788 | rich.nill@pfizer.com | RICHARD | NILL | 9782471788 | rich.nill@pfizer.com | ANDREW | JONES | 9782472656 | andrew.m.jones@pfizer.com | 10 | COGEN #2 - SOLAR TAURUS 60 - #2 OIL NAT GAS |  | COGENERATION | SOLAR TURBINES | TAURUS 60 | 2003-09-23 | 2011 | 86.9 | 2 | COGEN UNIT #2- SOLAR TAURUS #60 NATURAL GAS | NATURAL GAS | 209 | Natural Gas |  |  | 445420.4 | E6BTU | N | 24 | 7 | 52 | 24 | 7 | 22
1211565 | VALSPAR COATINGS | ENGINEEERED POLYMER SOLUTIONS INC | 100 HALE ST |  | NEWBURYPORT | MA | 019500000 | 100 HALE ST |  | NEWBURYPORT | MA | 019500000 | N | PRIVATE | SM80-7 | SAMUEL CABOT INC | 9784651900 | jharlow@valspar.com | JOHN | ANDERSON | 9784651900 | janderson@valspar.com | JAMES | HARLOW | 9784632426 | jharlow@valspar.com | 11 | NATURAL GAS COMBUSTION UNITS |  | COMBINATION OF AIR HEATERS | SEE COMMENT SECTION | SEE COMMENT SECTION | 1985-01-01 | 2010 | 11.314 | 1 | NATURAL GAS | NATURAL GAS | 209 | Natural Gas |  |  | 11.15 | E6FT3 | N | 24 | 7 | 32 | 24 | 7 | 5
1211565 | VALSPAR COATINGS | ENGINEEERED POLYMER SOLUTIONS INC | 100 HALE ST |  | NEWBURYPORT | MA | 019500000 | 100 HALE ST |  | NEWBURYPORT | MA | 019500000 | N | PRIVATE | SM80-7 | SAMUEL CABOT INC | 9784651900 | jharlow@valspar.com | JOHN | ANDERSON | 9784651900 | janderson@valspar.com | JAMES | HARLOW | 9784632426 | jharlow@valspar.com | 11 | NATURAL GAS COMBUSTION UNITS |  | COMBINATION OF AIR HEATERS | SEE COMMENT SECTION | SEE COMMENT SECTION | 1985-01-01 | 2010 | 11.314 | 2 | NATURAL GAS | NATURAL GAS | 209 | Natural Gas |  |  | 11.15 | E6FT3 | N | 24 | 7 | 32 | 24 | 7 | 5
1214002 | CPF CO-OP INC |  | 25 COPELAND DR |  | AYER | MA | 014320000 | 25 COPELAND DR |  | AYER | MA | 014320000 | N | PRIVATE | NM50 | CPF INC | 9787729287 | bmacquade@cpf-nehf.com | BRIAN | MACQUADE | 9787729287 | bmacquade@cpf-nehf.com | BRIAN | MACQUADE | 9787729287X235 | bmacquade@cpf-nehf.com | 1 | BOILER #1(2)- CLEAVER BROOKS - NATURAL GAS |  | BOILER | CLEAVER BROOKS | 1-A | 1994-02-22 | 2010 | 12 | 1 | BOILER #1(2)- CLEAVER BROOKS NATURAL GAS | NATURAL GAS | 209 | Natural Gas |  |  | 3.2 | E6FT3 | Y | 24 | 7 | 52 | 24 | 7 | 22
1214008 | AGGREGATE INDUSTRIES INC |  | 80 AYER RD |  | LITTLETON | MA | 014600000 | 1715 BROADWAY |  | SAUGUS | MA | 019060000 | N | PRIVATE | NM25 | AGGREGATE INDUSTRIES - NORTHEAST REGION, INC. | 7819417200 | Lisa.Young@aggregate-us.com | LISA | YOUNG | 7819417200 | Lisa.Young@aggregate-us.com | LISA | YOUNG | 7819417200 | Lisa.Young@aggregate-us.com | 1 | RMC PLANT - BOILER |  | BOILER | SUPERIOR | 6772-12134 | 1970-01-01 | 2009 | 12 | 1 | #2 FUEL OIL | NO.2 | 58 | Distillate Oil (No. 2) | 0.1 | 0 | 0 | E3GAL | N | 0 | 0 | 0 | 0 | 0 | 0

## High Cost Fuels
AQID# | Name | Second Name | Address1 | Address2 | Town | State | Zip | Mail Address1 | Mail Address2 | Mail Town | Mail State | Mail Zip | Fee Exempt | Facility Type Description | Class | Legal Owner's Name | Legal Owner's Phone# | Legal Owner's Email | Respons Official FName | Respons Official LName | Respons Official Phone | Respons Official Email | AQ Emission Contact FName | AQ Emission Contact LName | AQ Emission Contact Phone | AQ Emission Contact Email | EU# | EU Name | Combined Units | Equipment Type | Mfr | Model | Installed Date | REPORTING_YEAR | Max Input Rating (MMBtu/hr) | Fuel# | Fuel Name | Fuel Type | EPA Material Type Code | EPA Material Type Description | %Sulfur | %Ash | Annual Usage (Num Unit/YR) | Num Unit | In MMBTU | Check | Schedule- Operates Continuously | Schedule- Hours Daily | Schedule- Days Weekly | Schedule- Weeks Yearly | Schedule- Ozone Hours Daily | Schedule- Ozone Days Weekly | Schedule- Ozone Weeks Yearly
1191485 | HARVARD UNIVERSITY | FKA RADCLIFFE COLLEGE NORTH YARD | 46 LINNEAN ST |  | CAMBRIDGE | MA | 021390000 | 46 BLACKSTONE STREET |  | CAMBRIDGE | MA | 021390000 | N | PRIVATE | SM50 | UPPER QUAD RADCLIFFE CAMPUS | 6174952060 | GORDON_REYNOLDS@HARVARD.EDU | GORDON | REYNOLDS | 6174952060 | GORDON_REYNOLDS@HARVARD.EDU | MOHAMED | OMAR | 6174952060 | mohamed_omar@harvard.edu | 5 | COOLING TOWER |  | COOLING TOWERS | VARIOUS | VARIOUS | 1966-01-01 | 2010 | 0.1 | 1 | COOLING TOWER(3 UNITS) | BUTANE | 675 | BUTANE | 0 | 0 | 0 | E6GAL | 0 | OK | N | 7 | 7 | 12 | 7 | 7 | 5
0420428 | HARRIS MFG & SUPPLY |  | 100 PRENTISS ST |  | ORANGE | MA | 013640000 | 100 PRENTISS STREET |  | ORANGE | MA | 013640000 | N | PRIVATE | NM25 | HARRIS MFG AND SUPPLY | 9785446081 | HMSC@HARRISMFG.ORG | MICHAEL | HAMLETT | 9785446081 | HMSC@HARRISMFG.ORG | BRUCE | BLACKMER | 9785446081 | HMSC@HARRISMFG.ORG | 3 | FOUNDRY LP GAS FIRED COMFORT HEATER (EU#3) |  | FURNACE | REZNOR | FT75 | 1999-07-01 | 2009 | 0.175 | 1 | LPG | BUTANE | 675 | BUTANE | 0 | 0 | 2.28 | E3GAL | 7.353 | OK | N | 20 | 5 | 26 | 0 | 0 | 0
0420428 | HARRIS MFG & SUPPLY |  | 100 PRENTISS ST |  | ORANGE | MA | 013640000 | 100 PRENTISS STREET |  | ORANGE | MA | 013640000 | N | PRIVATE | NM25 | HARRIS MFG AND SUPPLY | 9785446081 | HMSC@HARRISMFG.ORG | MICHAEL | HAMLETT | 9785446081 | HMSC@HARRISMFG.ORG | BRUCE | BLACKMER | 9785446081 | HMSC@HARRISMFG.ORG | 4 | WAREHOUSE LP GAS FIRED COMFORT HEATER (EU#4) |  | FURNACE | VIESSMAN | MODEL L | 1998-07-01 | 2009 | 0.185 | 1 | LIQ.PETRO.GAS-BUTANE | BUTANE | 675 | BUTANE | 0 | 0 | 2.28 | E3GAL | 7.353 | OK | N | 20 | 5 | 26 | 0 | 0 | 0
0420428 | HARRIS MFG & SUPPLY |  | 100 PRENTISS ST |  | ORANGE | MA | 013640000 | 100 PRENTISS STREET |  | ORANGE | MA | 013640000 | N | PRIVATE | NM25 | HARRIS MFG AND SUPPLY | 9785446081 | HMSC@HARRISMFG.ORG | MICHAEL | HAMLETT | 9785446081 | HMSC@HARRISMFG.ORG | BRUCE | BLACKMER | 9785446081 | HMSC@HARRISMFG.ORG | 5 | FOUNDRY LP GAS FIRED CORE HEATERS (EU#5, EU#6) |  | FURNACE | HARRISON (EU#5) DEPENDABLE (EU#6) | 1016-A 200 | 1960-07-01 | 2009 | 0.224 | 1 | LPG | BUTANE | 675 | BUTANE | 0 | 0 | 0.5067 | E3GAL | 1.6341 | OK | N | 20 | 5 | 26 | 2 | 4 | 22
0420114 | WESTERN MASS HOSPITAL |  | 91 EAST MOUNTAIN RD |  | WESTFIELD | MA | 010850000 | 91 EAST MOUNTAIN RD |  | WESTFIELD | MA | 010850000 | Y | STATE | SM79-7 | MASSACHUSETTS DEPARTMENT OF PUBLIC HEALTH | 4135624131 | DERRICK.TALLMAN@STATE.MA.US | DERRICK | TALLMAN | 4135624131 | derrick.tallman@dph.state.ma.us | DERRICK | TALLMAN | 4135624131X112 | DERRICK.TALLMAN@STATE.MA.US | 8 | BOILERS(3)-HURST #C1GO10 DUAL FUEL | 3 | BOILER | HURST | C1GO10 | 2002-09-01 | 2009 | 1 | 1 | FUEL NO.2 | DIESEL | 44 | DIESEL | 0.15 |  | 0 | E3GAL | 0 | OK | N | 24 | 7 | 26 | 24 | 7 | 5
1170104 | VERIZON NEW ENGLAND INCORPORATED |  | 24 FEDERAL ST |  | PITTSFIELD | MA | 012010000 | VERIZON C/O WILLIAM IRWIN | 2 HAMPSHIRE ST. | LAWRENCE | MA | 018400000 | N | UTILITY | SM25 | VERIZON NEW ENGLAND INC | 9788373604 | b.irwin@verizon.com | WILLIAM | IRWIN | 9788373604 | b.irwin@verizon.com | WILLIAM | IRWIN | 9788373604 | b.irwin@verizon.com | 1 | BOILER #1-H.B.SMITH DUAL FUEL |  | BOILER | HB SMITH | UNKNOWN | 1970-09-10 | 2010 | 4.8 | 1 | BOILER #1-H.B.SMITH LSDIESEL | DIESEL | 44 | DIESEL | 0 |  | 0 | E3GAL | 0 | OK | N | 24 | 7 | 36 | 1 | 7 | 20
1170240 | BERKSHIRE SCHOOL |  | 245 UNDERMOUNTAIN RD |  | SHEFFIELD | MA | 012579672 | 245 UNDERMOUNTAIN RD |  | SHEFFIELD | MA | 012579672 | N | PRIVATE | NM25 | BERKSHIRE SCHOOL | 4132291337 | tfulco@berkshireschool.org | TIM | FULCO | 4132291337 | tfulco@berkshireschool.org | TIM | FULCO | 4132291337 | tfulco@berkshireschool.org | 1 | VEISSMAN 1 | 5 | BOILER | VEISSMAN | RANDOMAT RL5320 | 2003-01-01 | 2011 | 8.082 | 1 | FUEL OIL #2 | DIESEL | 44 | DIESEL | 0.2 | 0 | 70.96 | E3GAL | 9863.44 | OK | N | 24 | 7 | 52 | 10 | 7 | 22
1170240 | BERKSHIRE SCHOOL |  | 245 UNDERMOUNTAIN RD |  | SHEFFIELD | MA | 012579672 | 245 UNDERMOUNTAIN RD |  | SHEFFIELD | MA | 012579672 | N | PRIVATE | NM25 | BERKSHIRE SCHOOL | 4132291337 | tfulco@berkshireschool.org | TIM | FULCO | 4132291337 | tfulco@berkshireschool.org | TIM | FULCO | 4132291337 | tfulco@berkshireschool.org | 2 | VEISSMAN 2 | 5 | BOILER | VEISSMAN | RONDOMAT RK/ 4270 | 2008-12-01 | 2011 | 8.123 | 1 | FUEL OIL #2 | DIESEL | 44 | DIESEL | 0.2 | 0 | 71.322 | E3GAL | 9913.758 | OK | N | 24 | 7 | 52 | 10 | 7 | 22
1170240 | BERKSHIRE SCHOOL |  | 245 UNDERMOUNTAIN RD |  | SHEFFIELD | MA | 012579672 | 245 UNDERMOUNTAIN RD |  | SHEFFIELD | MA | 012579672 | N | PRIVATE | NM25 | BERKSHIRE SCHOOL | 4132291337 | tfulco@berkshireschool.org | TIM | FULCO | 4132291337 | tfulco@berkshireschool.org | TIM | FULCO | 4132291337 | tfulco@berkshireschool.org | 3 | VEISSMAN 3 | 18 | BOILER | VEISSMAN | VB2-40 | 2004-12-01 | 2011 | 3.627 | 1 | FUEL OIL #2 | DIESEL | 44 | DIESEL | 0.2 | 0 | 31.846 | E3GAL | 4426.594 | OK | N | 24 | 7 | 52 | 10 | 7 | 22
1170240 | BERKSHIRE SCHOOL |  | 245 UNDERMOUNTAIN RD |  | SHEFFIELD | MA | 012579672 | 245 UNDERMOUNTAIN RD |  | SHEFFIELD | MA | 012579672 | N | PRIVATE | NM25 | BERKSHIRE SCHOOL | 4132291337 | tfulco@berkshireschool.org | TIM | FULCO | 4132291337 | tfulco@berkshireschool.org | TIM | FULCO | 4132291337 | tfulco@berkshireschool.org | 4 | H B SMITH | 6 | BOILER | H B SMITH | SERIES 28A-5 | 1997-12-12 | 2011 | 4.1998 | 1 | FUEL OIL #2 | DIESEL | 44 | DIESEL | 0.2 | 0 | 36.875 | E3GAL | 5125.625 | OK | N | 24 | 7 | 52 | 10 | 7 | 22
1170240 | BERKSHIRE SCHOOL |  | 245 UNDERMOUNTAIN RD |  | SHEFFIELD | MA | 012579672 | 245 UNDERMOUNTAIN RD |  | SHEFFIELD | MA | 012579672 | N | PRIVATE | NM25 | BERKSHIRE SCHOOL | 4132291337 | tfulco@berkshireschool.org | TIM | FULCO | 4132291337 | tfulco@berkshireschool.org | TIM | FULCO | 4132291337 | tfulco@berkshireschool.org | 5 | BURNHAM | 3 | BOILER | BURNHAM | V-13AT | 2000-12-01 | 2011 | 0.666 | 1 | FUEL OIL #2 | DIESEL | 44 | DIESEL | 0.2 | 0 | 5.848 | E3GAL | 812.872 | OK | N | 24 | 7 | 52 | 10 | 7 | 22
1170240 | BERKSHIRE SCHOOL |  | 245 UNDERMOUNTAIN RD |  | SHEFFIELD | MA | 012579672 | 245 UNDERMOUNTAIN RD |  | SHEFFIELD | MA | 012579672 | N | PRIVATE | NM25 | BERKSHIRE SCHOOL | 4132291337 | tfulco@berkshireschool.org | TIM | FULCO | 4132291337 | tfulco@berkshireschool.org | TIM | FULCO | 4132291337 | tfulco@berkshireschool.org | 6 | WEIL MCLAIN | 2 | BOILER | WEIL MCLAIN | P-WGO-4 | 2004-12-01 | 2011 | 0.27 | 1 | FUEL OIL #2 | DIESEL | 44 | DIESEL | 0.2 | 0 | 2.371 | E3GAL | 329.569 | OK | N | 24 | 7 | 52 | 10 | 7 | 22
1170240 | BERKSHIRE SCHOOL |  | 245 UNDERMOUNTAIN RD |  | SHEFFIELD | MA | 012579672 | 245 UNDERMOUNTAIN RD |  | SHEFFIELD | MA | 012579672 | N | PRIVATE | NM25 | BERKSHIRE SCHOOL | 4132291337 | tfulco@berkshireschool.org | TIM | FULCO | 4132291337 | tfulco@berkshireschool.org | TIM | FULCO | 4132291337 | tfulco@berkshireschool.org | 7 | WILLIAMSON | 2 | BOILER | WILLIAMSON | 1167-10-5 | 1999-01-01 | 2011 | 0.116 | 1 | FUEL OIL #2 | DIESEL | 44 | DIESEL | 0.2 | 0 | 1.019 | E3GAL | 141.641 | OK | N | 24 | 7 | 52 | 10 | 7 | 22
1170240 | BERKSHIRE SCHOOL |  | 245 UNDERMOUNTAIN RD |  | SHEFFIELD | MA | 012579672 | 245 UNDERMOUNTAIN RD |  | SHEFFIELD | MA | 012579672 | N | PRIVATE | NM25 | BERKSHIRE SCHOOL | 4132291337 | tfulco@berkshireschool.org | TIM | FULCO | 4132291337 | tfulco@berkshireschool.org | TIM | FULCO | 4132291337 | tfulco@berkshireschool.org | 8 | BRYAN |  | BOILER | BRYAN | RV350-W-FDO | 2008-12-01 | 2011 | 2.04 | 1 | FUEL OIL #2 | DIESEL | 44 | DIESEL | 0.2 | 0 | 17.912 | E3GAL | 2489.768 | OK | N | 24 | 7 | 52 | 10 | 7 | 22
1180015 | CLINTON HOSPITAL |  | 201 HIGHLAND ST |  | CLINTON | MA | 015100000 | 201 HIGHLAND ST |  | CLINTON | MA | 015100000 | Y | PRIVATE | NM25 | CLINTON HOSPITAL | 9783683000 | HancockS@ummhc.org | STOY | HANCOCK | 6173683735 | HancockS@ummhc.org | MARGO | JAY | 8008255343 | mjay@eheinc.com | 1 | BOILER #1-CLEAVER BROOKS CB200-100 DUAL FUEL |  | BOILER | CLEAVER-BROOKS | CB-200-100 DUAL FUEL | 1998-11-01 | 2009 | 4 | 1 | BOILER #1-CLEAVER BROOKS CB200-100 ULSD 15 PPM SULFUR | DIESEL | 44 | DIESEL | 0.0015 | 0 | 0.2 | E3GAL | 27.8 | OK | N | 18 | 3 | 52 | 18 | 3 | 22
1180015 | CLINTON HOSPITAL |  | 201 HIGHLAND ST |  | CLINTON | MA | 015100000 | 201 HIGHLAND ST |  | CLINTON | MA | 015100000 | Y | PRIVATE | NM25 | CLINTON HOSPITAL | 9783683000 | HancockS@ummhc.org | STOY | HANCOCK | 6173683735 | HancockS@ummhc.org | MARGO | JAY | 8008255343 | mjay@eheinc.com | 2 | BOILER #2-CLEAVER BROOKS CB200-100 DUAL FUEL |  | BOILER | CLEAVER-BROOKS | CB-200-100 DUAL FUEL | 1998-11-01 | 2009 | 4 | 1 | BOILER #2-CLEAVER BROOKS CB200-100 #2 OIL-15 PPM SULFUR | DIESEL | 44 | DIESEL | 0.0015 | 0 | 0.2 | E3GAL | 27.8 | OK | N | 18 | 3 | 52 | 18 | 3 | 22
1180403 | STURBRIDGE BUSINESS PARK |  | 660 MAIN ST |  | STURBRIDGE | MA | 015660000 | 1 WALL STREET |  | MANCHESTER | NH | 031010000 | N | PRIVATE | NM25 | WESTON SOLUTIONS INC | 6036565400 | S.COOMBS@WESTONSOLUTIONS.COM | DONALD | GROGAN | 6036565400 | Donald.Grogan@wastonsolutions.com | GARY | VOORHIS | 5088476847 | S.COOMBS@WESTONSOLUTIONS.COM | 6 | BOILER #6-WEIL MCLEAN #P8888 - BUILDING #3 |  | BOILER | WEIL MCLAIN | P-888-S | 1993-01-01 | 2005 | 1.477 | 1 | BOILER #6-WEIL MCLEAN #P8888 - BLDG #3 | DIESEL | 44 | DIESEL | 0.3 | 0 | 9.53 | E3GAL | 1324.67 | OK | N | 24 | 7 | 30 | 24 | 7 | 4
1180696 | WACHUSETT REGIONAL HIGH SCHOOL |  | 1401 MAIN ST |  | HOLDEN | MA | 015201095 | 1401 MAIN STREET |  | HOLDEN | MA | 015201095 | Y | LOCAL GOVERNMENT | NM25 | WACHUSETT REGIONAL HIGH SCHOOL | 5088296771 | William-Beando@WRSD.net | PETER | BRENNAN | 5088291670 | Peter-Brennan@WRSD.net | RUSSELL | THERRIEN | 5088291670X1500 | Russell--Therrien@WRSD.net | 5 | CLEAVER BROOKS BOILER 1 |  | BOILER | CLEAVER BROOKS | ICB-200-250-015 | 2005-10-20 | 2011 | 10.206 | 2 | DIESEL | DIESEL | 44 | DIESEL | 0.5 |  | 0.1 | E3GAL | 13.9 | OK | Y | 24 | 7 | 52 | 24 | 7 | 22
1180696 | WACHUSETT REGIONAL HIGH SCHOOL |  | 1401 MAIN ST |  | HOLDEN | MA | 015201095 | 1401 MAIN STREET |  | HOLDEN | MA | 015201095 | Y | LOCAL GOVERNMENT | NM25 | WACHUSETT REGIONAL HIGH SCHOOL | 5088296771 | William-Beando@WRSD.net | PETER | BRENNAN | 5088291670 | Peter-Brennan@WRSD.net | RUSSELL | THERRIEN | 5088291670X1500 | Russell--Therrien@WRSD.net | 6 | CLEAVER BROOKS BOILER 2 |  | BOILER | CLEAVER BROOKS | ICB-200-250-125 | 2005-10-20 | 2011 | 10.2 | 1 | DIESEL | DIESEL | 44 | DIESEL | 0.5 |  | 0.1 | E3GAL | 13.9 | OK | Y | 24 | 7 | 52 | 24 | 7 | 22
1180696 | WACHUSETT REGIONAL HIGH SCHOOL |  | 1401 MAIN ST |  | HOLDEN | MA | 015201095 | 1401 MAIN STREET |  | HOLDEN | MA | 015201095 | Y | LOCAL GOVERNMENT | NM25 | WACHUSETT REGIONAL HIGH SCHOOL | 5088296771 | William-Beando@WRSD.net | PETER | BRENNAN | 5088291670 | Peter-Brennan@WRSD.net | RUSSELL | THERRIEN | 5088291670X1500 | Russell--Therrien@WRSD.net | 7 | WATER HEATER |  | BOILER | RITE | 200WO | 2006-01-18 | 2011 | 2 | 1 | DIESEL | DIESEL | 44 | DIESEL | 0.5 |  | 7.128 | E3GAL | 990.792 | OK | Y | 24 | 7 | 52 | 24 | 7 | 22
1190138 | GENERAL ELECTRIC AIRCRAFT ENGINES |  | 1000 WESTERN AVE |  | LYNN | MA | 019100000 | 1000 WESTERN AVE |  | LYNN | MA | 019100000 | N | PRIVATE | OP12 | GENERAL ELECTRIC COMPANY | 7815944704 | jolanta.wojas@ge.com | MARIA | DEACON | 7815943013 | maria.deacon@ge.com | JOLANTA | WOJAS | 7815944704 | jolanta.wojas@ge.com | 93 | POWER WASHER (DIESEL-FIRED HEATER)- 81-1 |  | BOILER | HOTSY | 990A | 1993-01-01 | 2011 | 0.385 | 1 | DIESEL | DIESEL | 44 | DIESEL | 0.3 | 5 | 0 | E3GAL | 0 | OK | N | 0 | 0 | 0 | 0 | 0 | 0
1190361 | FIDELITY PROPERTIES |  | 82 DEVONSHIRE ST |  | BOSTON | MA | 021090000 | 82 DEVONSHIRE ST S5A |  | BOSTON | MA | 021090000 | N | PRIVATE | NM50 | FIDELITY CORPORATE REAL ESTATE LLC | 6175706228 | thomas.burnham@fmr.com | JOSEPH | MASELLI | 6175639937 | joseph.b.maselli@fmr.com | THOMAS | BURNHAM | 6175634311 | thomas.burnham@fmr.com | 1 | BOILER #1 - HODGE |  | BOILER | HODGE | UNKNOWN | 1904-01-01 | 2009 | 8.5 | 1 | #2 OIL 0.3 S | DIESEL | 44 | DIESEL | 0.0015 | 0 | 0 | E3GAL | 0 | OK | N | 16 | 7 | 52 | 8 | 7 | 20
1190361 | FIDELITY PROPERTIES |  | 82 DEVONSHIRE ST |  | BOSTON | MA | 021090000 | 82 DEVONSHIRE ST S5A |  | BOSTON | MA | 021090000 | N | PRIVATE | NM50 | FIDELITY CORPORATE REAL ESTATE LLC | 6175706228 | thomas.burnham@fmr.com | JOSEPH | MASELLI | 6175639937 | joseph.b.maselli@fmr.com | THOMAS | BURNHAM | 6175634311 | thomas.burnham@fmr.com | 2 | BOILER #2 - HODGE |  | BOILER | HODGE | UNKNOWN | 1904-01-01 | 2009 | 10.3 | 1 | #2 OIL 0.3 S | DIESEL | 44 | DIESEL | 0.0015 | 0 | 0 | E3GAL | 0 | OK | N | 16 | 7 | 52 | 8 | 7 | 20
1190361 | FIDELITY PROPERTIES |  | 82 DEVONSHIRE ST |  | BOSTON | MA | 021090000 | 82 DEVONSHIRE ST S5A |  | BOSTON | MA | 021090000 | N | PRIVATE | NM50 | FIDELITY CORPORATE REAL ESTATE LLC | 6175706228 | thomas.burnham@fmr.com | JOSEPH | MASELLI | 6175639937 | joseph.b.maselli@fmr.com | THOMAS | BURNHAM | 6175634311 | thomas.burnham@fmr.com | 3 | BOILER #3 - HODGE |  | BOILER | HODGE | UNKNOWN | 1904-01-01 | 2009 | 10.3 | 1 | #2 OIL 0.3 S | DIESEL | 44 | DIESEL | 0.0015 | 0 | 0 | E3GAL | 0 | OK | N | 16 | 7 | 52 | 8 | 7 | 20
1191680 | WYETH RESEARCH |  | 200 CAMBRIDGE PARK DR |  | CAMBRIDGE | MA | 021400000 | 35 CAMBRIDGEPARK DR | ATTN: EHS DEPT | CAMBRIDGE | MA | 021400000 | N | PRIVATE | SM50 | WYETH RESEARCH DIVISION OF WYETH PHARMACEUTICALS | 6176658344 | tim.mcdermott@pfizer.com | TIM | MCDERMOTT | 6176658344 | tim.mcdermott@pfizer.com | JAMES | HAYES | 6176657085 | james.hayes@pfizer.com | 1 | BOILER #1-CLEAVER BROOKS CB-200-600-150 DUAL FUEL |  | BOILER | CLEAVER BROOKS | CB-200-600-150 DUEL FUEL | 1999-12-30 | 2009 | 25.11 | 3 | ULTRA-LOW SULFUR DIESELONE DYED | DIESEL | 44 | DIESEL | 0 | 0 | 0.2 | E3GAL | 27.8 | OK | N | 24 | 7 | 52 | 24 | 7 | 22
1191680 | WYETH RESEARCH |  | 200 CAMBRIDGE PARK DR |  | CAMBRIDGE | MA | 021400000 | 35 CAMBRIDGEPARK DR | ATTN: EHS DEPT | CAMBRIDGE | MA | 021400000 | N | PRIVATE | SM50 | WYETH RESEARCH DIVISION OF WYETH PHARMACEUTICALS | 6176658344 | tim.mcdermott@pfizer.com | TIM | MCDERMOTT | 6176658344 | tim.mcdermott@pfizer.com | JAMES | HAYES | 6176657085 | james.hayes@pfizer.com | 2 | BOILER #2-CLEAVER BROOKS CB-200-600-150 DUAL FUEL |  | BOILER | CLEAVER BROOKS | CB-200-600-150 DUAL FUEL | 1999-12-30 | 2009 | 25.11 | 3 | ULTRA-LOW SULFUR DIESELONE DYED | DIESEL | 44 | DIESEL | 0 | 0 | 0.2 | E3GAL | 27.8 | OK | N | 24 | 7 | 52 | 24 | 7 | 22
1191680 | WYETH RESEARCH |  | 200 CAMBRIDGE PARK DR |  | CAMBRIDGE | MA | 021400000 | 35 CAMBRIDGEPARK DR | ATTN: EHS DEPT | CAMBRIDGE | MA | 021400000 | N | PRIVATE | SM50 | WYETH RESEARCH DIVISION OF WYETH PHARMACEUTICALS | 6176658344 | tim.mcdermott@pfizer.com | TIM | MCDERMOTT | 6176658344 | tim.mcdermott@pfizer.com | JAMES | HAYES | 6176657085 | james.hayes@pfizer.com | 3 | BOILER #3-CLEAVER BROOKS CB-200-600-150 DUAL FUEL |  | BOILER | CLEAVER BROOKS | CB-200-600-150 DUEL FUEL | 1999-12-30 | 2009 | 25.11 | 3 | ULTRA-LOW SULFUR DIESELONE DYED | DIESEL | 44 | DIESEL | 0 | 0 | 0.2 | E3GAL | 27.8 | OK | N | 24 | 7 | 52 | 24 | 7 | 22
1200055 | 102ND INTELLIGENCE WING |  | 158 REILLY ST |  | OTIS AFB | MA | 025421330 | 156 REILLY STREET BOX 46 | 102ND ENVIRONMENTAL MANAGEMENT OFFICE | OTIS ANG BASE | MA | 025421330 | N | FEDERAL | SM80-7 | 102ND INTELLIGENCE WING MASSACHUSETTS AIR NATIONAL GUARD | 5089684328 | ANTHONY.SCHIAVI@ANG.AF.MIL | EMILY | WARE | 5089684328 | ROSE.WARE@ANG.AF.MIL | EMILY | WARE | 5089684328 | ROSE.WARE@ANG.AF.MIL | 5 | 1 BOILER+1 WATER HEATER 0.765 MMBTU/TOTAL |  | BOILER | BURNHAM | P-808 | 1993-02-11 | 2009 | 1 | 4 | GENERATOR #2-ISUZU G515CAZ #2 OIL-0.05 S B122 | DIESEL | 44 | DIESEL | 0.05 | 0 | 1 | E3GAL | 139 | OK | Y | 24 | 7 | 52 | 24 | 7 | 18
1200055 | 102ND INTELLIGENCE WING |  | 158 REILLY ST |  | OTIS AFB | MA | 025421330 | 156 REILLY STREET BOX 46 | 102ND ENVIRONMENTAL MANAGEMENT OFFICE | OTIS ANG BASE | MA | 025421330 | N | FEDERAL | SM80-7 | 102ND INTELLIGENCE WING MASSACHUSETTS AIR NATIONAL GUARD | 5089684328 | ANTHONY.SCHIAVI@ANG.AF.MIL | EMILY | WARE | 5089684328 | ROSE.WARE@ANG.AF.MIL | EMILY | WARE | 5089684328 | ROSE.WARE@ANG.AF.MIL | 19 | HYDROTHERM BOILER+KOHLER GENERATOR BLDG 165 |  | BOILER | HYDROTHERM | 770 | 1993-02-11 | 2009 | 1 | 2 | GENERATOR 8-KOHLER 50KW 2 OIL-0.05 PERCENT B165 | DIESEL | 44 | DIESEL | 0.05 | 0 | 1 | E3GAL | 139 | OK | N | 18 | 7 | 36 | 18 | 7 | 4
1200055 | 102ND INTELLIGENCE WING |  | 158 REILLY ST |  | OTIS AFB | MA | 025421330 | 156 REILLY STREET BOX 46 | 102ND ENVIRONMENTAL MANAGEMENT OFFICE | OTIS ANG BASE | MA | 025421330 | N | FEDERAL | SM80-7 | 102ND INTELLIGENCE WING MASSACHUSETTS AIR NATIONAL GUARD | 5089684328 | ANTHONY.SCHIAVI@ANG.AF.MIL | EMILY | WARE | 5089684328 | ROSE.WARE@ANG.AF.MIL | EMILY | WARE | 5089684328 | ROSE.WARE@ANG.AF.MIL | 21 | BURNHAM BOILER+KOHLER GENERATOR BLDG 167 |  | BOILER | BURNHAM | P-807 | 1993-02-11 | 2009 | 1 | 2 | GENERATOR 9-KOHLER 20KW 2 OIL-0.05 S B167 | DIESEL | 44 | DIESEL | 0.05 | 0 | 1 | E3GAL | 139 | OK | N | 18 | 7 | 36 | 18 | 7 | 4
1200055 | 102ND INTELLIGENCE WING |  | 158 REILLY ST |  | OTIS AFB | MA | 025421330 | 156 REILLY STREET BOX 46 | 102ND ENVIRONMENTAL MANAGEMENT OFFICE | OTIS ANG BASE | MA | 025421330 | N | FEDERAL | SM80-7 | 102ND INTELLIGENCE WING MASSACHUSETTS AIR NATIONAL GUARD | 5089684328 | ANTHONY.SCHIAVI@ANG.AF.MIL | EMILY | WARE | 5089684328 | ROSE.WARE@ANG.AF.MIL | EMILY | WARE | 5089684328 | ROSE.WARE@ANG.AF.MIL | 41 | BOILERS #34(4)-BURNHAM+GENERATOR #19-DMT 2.376 MM |  | BOILER | BURNHAM | B10 | 1993-02-11 | 2009 | 2 | 2 | GENERATOR #19-DMT-80-C3 #2 OIL-0.05 S B971 | DIESEL | 44 | DIESEL | 0.05 | 0 | 1 | E3GAL | 139 | OK | N | 18 | 7 | 36 | 18 | 7 | 4
0420003 | AMHERST COLLEGE |  | 151 COLLEGE ST | CO-GENERATION PLANT | AMHERST | MA | 010020000 | 151 COLLEGE ST | CO-GENERATION PLANT | AMHERST | MA | 010020000 | N | PRIVATE | SM80-R | TRUSTEES OF AMHERST COLLEGE | 4135428189 | ramears@amherst.edu | JEFF | ISABELLE | 4135422261 | jmisabelle@amherst.edu | JEFF | ISABELLE | 4135422261 | jmisabelle@amherst.edu | 4 | HRSG DUCT BURNER |  | COEN DUCT BURNER | COEN | 40CC1524T-1 | 2007-11-25 | 2011 | 14 | 1 | ULTRA LOW SULFUR DIESEL | DIESEL | 44 | DIESEL | 0 | 0 | 186.99 | E6BTU | 186.99 | OK | N | 8 | 7 | 26 | 0 | 0 | 0
1170006 | PITTSFIELD GENERATING COMPANY LP | MAXIM POWER CORP | 235 MERRILL RD |  | PITTSFIELD | MA | 012010000 | 235 MERRILL RD |  | PITTSFIELD | MA | 012010000 | N | PRIVATE | OP7.5 | PITTSFIELD GENERATING COMPANY LP | 4134426905 | rtaikowski@purenergyllc.com | TIM | EGLIN | 4134426905 |  | RICH | TAIKOWSKI | 4134426905 | rtaikowski@purenergyllc.com | 25 | DIESEL EMERGENCY FIRE PUMP #1-CATERPILLAR 3208 |  | EMERGENCY FIRE PUMP | CATERPILLAR | 3208 | 1990-07-09 | 2011 | 1.46 | 2 | FIRE PUMP 1-CATERPILLAR #3208 #2 OIL | DIESEL | 44 | DIESEL | 0.05 | 0 | 0.263 | E3GAL | 36.557 | OK | N | 1 | 1 | 52 | 1 | 1 | 22
0420001 | STONY BROOK ENERGY CENTER |  | MOODY ST |  | LUDLOW | MA | 010560000 | 327 MOODY STREET |  | LUDLOW | MA | 010560000 | N | UTILITY | OP9 | MASS MUNICIPAL WHOLESALE ELECTRIC COMPANY | 4135890141 | mmwec@mmwec.org | DECURZIO | RONALD | 4133081358 | rdecurzio@mmwec.org | MICHAEL | DIMAURO | 4133081243 | MDIMAURO@MMWEC.ORG | 8 | EMERGENCY GENERATOR #1-ALLISON DETROIT #12V-149TI |  | ENGINE | DETROIT ALLISON | #12V-149TI | 1981-01-01 | 2011 | 8 | 1 | GENERATOR #1-DETROIT 12V149TI #2 OIL | DIESEL | 44 | DIESEL | 0.0015 | 0 | 0.305 | E3GAL | 42.395 | OK | N | 1 | 1 | 52 | 1 | 1 | 22
0420001 | STONY BROOK ENERGY CENTER |  | MOODY ST |  | LUDLOW | MA | 010560000 | 327 MOODY STREET |  | LUDLOW | MA | 010560000 | N | UTILITY | OP9 | MASS MUNICIPAL WHOLESALE ELECTRIC COMPANY | 4135890141 | mmwec@mmwec.org | DECURZIO | RONALD | 4133081358 | rdecurzio@mmwec.org | MICHAEL | DIMAURO | 4133081243 | MDIMAURO@MMWEC.ORG | 9 | FIRE PUMP #1-CUMMINS VT-1710-F 3.5 MMBTU/HR |  | ENGINE | CUMMINS | VT-1710-F | 1981-01-01 | 2011 | 4 | 1 | FIRE PUMP #1-CUMMINS VT-1710-F #2 OIL | DIESEL | 44 | DIESEL | 0.0015 | 0 | 0.263 | E3GAL | 36.557 | OK | N | 1 | 1 | 52 | 1 | 1 | 22
0420001 | STONY BROOK ENERGY CENTER |  | MOODY ST |  | LUDLOW | MA | 010560000 | 327 MOODY STREET |  | LUDLOW | MA | 010560000 | N | UTILITY | OP9 | MASS MUNICIPAL WHOLESALE ELECTRIC COMPANY | 4135890141 | mmwec@mmwec.org | DECURZIO | RONALD | 4133081358 | rdecurzio@mmwec.org | MICHAEL | DIMAURO | 4133081243 | MDIMAURO@MMWEC.ORG | 14 | GENERATOR-KOHLER #D350121A65 DIESEL |  | ENGINE | KOHLER | D350121A65 | 2004-10-01 | 2011 | 4 | 1 | GENERATOR #2-KOHLER #D350121A65 DIESEL | DIESEL | 44 | DIESEL | 0.0015 | 0 | 0.103 | E3GAL | 14.317 | OK | N | 1 | 1 | 52 | 1 | 1 | 22
0420001 | STONY BROOK ENERGY CENTER |  | MOODY ST |  | LUDLOW | MA | 010560000 | 327 MOODY STREET |  | LUDLOW | MA | 010560000 | N | UTILITY | OP9 | MASS MUNICIPAL WHOLESALE ELECTRIC COMPANY | 4135890141 | mmwec@mmwec.org | DECURZIO | RONALD | 4133081358 | rdecurzio@mmwec.org | MICHAEL | DIMAURO | 4133081243 | MDIMAURO@MMWEC.ORG | 15 | BLACK START DIESEL #1 | 15 | ENGINE | CATEPILLAR | 3516 | 2007-09-11 | 2011 | 19.3 | 1 | #2 ULSD DIESEL | DIESEL | 44 | DIESEL | 0.0015 | 0 | 7.762 | E3GAL | 1078.918 | OK | N | 1 | 1 | 52 | 1 | 1 | 22
0420001 | STONY BROOK ENERGY CENTER |  | MOODY ST |  | LUDLOW | MA | 010560000 | 327 MOODY STREET |  | LUDLOW | MA | 010560000 | N | UTILITY | OP9 | MASS MUNICIPAL WHOLESALE ELECTRIC COMPANY | 4135890141 | mmwec@mmwec.org | DECURZIO | RONALD | 4133081358 | rdecurzio@mmwec.org | MICHAEL | DIMAURO | 4133081243 | MDIMAURO@MMWEC.ORG | 16 | BLACK START DIESEL #2 |  | ENGINE | CATEPILLAR | 3516 | 2007-09-11 | 2011 | 19.3 | 1 | #2 ULSD DIESEL OIL | DIESEL | 44 | DIESEL | 0.0015 | 0 | 7.546 | E3GAL | 1048.894 | OK | N | 1 | 1 | 52 | 1 | 1 | 22
0420003 | AMHERST COLLEGE |  | 151 COLLEGE ST | CO-GENERATION PLANT | AMHERST | MA | 010020000 | 151 COLLEGE ST | CO-GENERATION PLANT | AMHERST | MA | 010020000 | N | PRIVATE | SM80-R | TRUSTEES OF AMHERST COLLEGE | 4135428189 | ramears@amherst.edu | JEFF | ISABELLE | 4135422261 | jmisabelle@amherst.edu | JEFF | ISABELLE | 4135422261 | jmisabelle@amherst.edu | 5 | COMBUSTION TURBINE |  | ENGINE | SOLAR | SATURN 20 | 2007-11-25 | 2011 | 18.18 | 3 | ULTRA LOW SULFUR DIESEL | DIESEL | 44 | DIESEL | 0 | 0 | 20300 | E6BTU | 20300 | OK | Y | 24 | 7 | 52 | 24 | 7 | 22
0420004 | UMASS AMHERST CAMPUS |  | 360 CAMPUS CENTER WAY | PHYSICAL PLANT DEPT | AMHERST | MA | 010030000 | 360 CAMPUS CENTER WAY | PHYSICAL PLANT DEPT | AMHERST | MA | 010030000 | Y | STATE | OP9 | UNIVERSITY OF MASSACHUSETTS AMHERST | 4135452682 | DROBINSON@EHS.UMASS.EDU | DON | ROBINSON | 4135452682 | DROBINSON@EHS.UMASS.EDU | RAY | JACKSON | 4135456444 | rjackson@facil.umass.edu | 7 | EMER GEN #GRP-1 - CAT 3508-DI - #2 DIESEL |  | ENGINE | CATERPILLAR | 3508-DI | 1995-01-01 | 2011 | 9.4 | 1 | EMER GEN #GRP-1 - CAT 3508-DIESEL #2 OIL 0.3 S | DIESEL | 44 | DIESEL | 0.05 | 0 | 37.548 | E6BTU | 37.548 | OK | N | 1 | 1 | 14 | 1 | 1 | 7
0420004 | UMASS AMHERST CAMPUS |  | 360 CAMPUS CENTER WAY | PHYSICAL PLANT DEPT | AMHERST | MA | 010030000 | 360 CAMPUS CENTER WAY | PHYSICAL PLANT DEPT | AMHERST | MA | 010030000 | Y | STATE | OP9 | UNIVERSITY OF MASSACHUSETTS AMHERST | 4135452682 | DROBINSON@EHS.UMASS.EDU | DON | ROBINSON | 4135452682 | DROBINSON@EHS.UMASS.EDU | RAY | JACKSON | 4135456444 | rjackson@facil.umass.edu | 8 | EMER GEN #GRP-2 - CAT D379 #2 OIL |  | ENGINE | CATERPILLAR | D379 | 2000-01-01 | 2011 | 0.75 | 1 | EMER GEN #GRP-2 - CAT D-379 #2 OIL 0.3 S | DIESEL | 44 | DIESEL | 0.05 | 0 | 0 | E6BTU | 0 | OK | N | 1 | 1 | 7 | 1 | 1 | 3
0420004 | UMASS AMHERST CAMPUS |  | 360 CAMPUS CENTER WAY | PHYSICAL PLANT DEPT | AMHERST | MA | 010030000 | 360 CAMPUS CENTER WAY | PHYSICAL PLANT DEPT | AMHERST | MA | 010030000 | Y | STATE | OP9 | UNIVERSITY OF MASSACHUSETTS AMHERST | 4135452682 | DROBINSON@EHS.UMASS.EDU | DON | ROBINSON | 4135452682 | DROBINSON@EHS.UMASS.EDU | RAY | JACKSON | 4135456444 | rjackson@facil.umass.edu | 9 | EMER GEN #GRP 3 - CAT(8) 3304,3306B, 3406 - #2 OIL | 6 | ENGINE | CATERPILLAR | 3304/3306B/3406 | 2000-01-01 | 2011 | 22.4 | 1 | EMER GEN #GRP-3 - CAT(4) 3304+3306B- #2 OIL 0.3 S | DIESEL | 44 | DIESEL | 0.05 | 0 | 809.988 | E6BTU | 809.988 | OK | N | 2 | 1 | 52 | 2 | 1 | 22
0420004 | UMASS AMHERST CAMPUS |  | 360 CAMPUS CENTER WAY | PHYSICAL PLANT DEPT | AMHERST | MA | 010030000 | 360 CAMPUS CENTER WAY | PHYSICAL PLANT DEPT | AMHERST | MA | 010030000 | Y | STATE | OP9 | UNIVERSITY OF MASSACHUSETTS AMHERST | 4135452682 | DROBINSON@EHS.UMASS.EDU | DON | ROBINSON | 4135452682 | DROBINSON@EHS.UMASS.EDU | RAY | JACKSON | 4135456444 | rjackson@facil.umass.edu | 10 | EMER GEN #GRP-4 - CUMMMINS 8 UNITS - #2 OIL | 8 | ENGINE | CUMMINS | HRF-6-1P, NH-220-GS, NHRS-6-IPG | 1966-01-01 | 2011 | 12.53 | 1 | EMER GEN #GRP-4 - CUMMINS (8) #2 OIL 0.3 S | DIESEL | 44 | DIESEL | 0.05 | 0 | 157.08 | E6BTU | 157.08 | OK | N | 1 | 1 | 52 | 1 | 1 | 22
0420004 | UMASS AMHERST CAMPUS |  | 360 CAMPUS CENTER WAY | PHYSICAL PLANT DEPT | AMHERST | MA | 010030000 | 360 CAMPUS CENTER WAY | PHYSICAL PLANT DEPT | AMHERST | MA | 010030000 | Y | STATE | OP9 | UNIVERSITY OF MASSACHUSETTS AMHERST | 4135452682 | DROBINSON@EHS.UMASS.EDU | DON | ROBINSON | 4135452682 | DROBINSON@EHS.UMASS.EDU | RAY | JACKSON | 4135456444 | rjackson@facil.umass.edu | 16 | EMER GEN #GRP-5 - KOHLER GENERATORS (7) #2 OIL | 4 | ENGINE | KOHLER/CATERPILLAR | UNKNOWN | 1999-01-01 | 2011 | 16.75 | 1 | EMER GEN #GRP-5 - KOHLER (2) #2 OIL 0.3 S | DIESEL | 44 | DIESEL | 0.05 | 0 | 363.51 | E6BTU | 363.51 | OK | N | 2 | 1 | 52 | 2 | 1 | 22
0420004 | UMASS AMHERST CAMPUS |  | 360 CAMPUS CENTER WAY | PHYSICAL PLANT DEPT | AMHERST | MA | 010030000 | 360 CAMPUS CENTER WAY | PHYSICAL PLANT DEPT | AMHERST | MA | 010030000 | Y | STATE | OP9 | UNIVERSITY OF MASSACHUSETTS AMHERST | 4135452682 | DROBINSON@EHS.UMASS.EDU | DON | ROBINSON | 4135452682 | DROBINSON@EHS.UMASS.EDU | RAY | JACKSON | 4135456444 | rjackson@facil.umass.edu | 17 | EMER GEN #GRP-6 - ONAN (20 UNITS) - #2 OIL | 21 | ENGINE | ONAN | VARIES | 1999-01-01 | 2011 | 9.8 | 1 | EMER GEN #GRP-6 - ONAN (21) #2 OIL 0.3 S | DIESEL | 44 | DIESEL | 0.05 | 0 | 125.8 | E6BTU | 125.8 | OK | N | 1 | 4 | 52 | 1 | 4 | 22
0420004 | UMASS AMHERST CAMPUS |  | 360 CAMPUS CENTER WAY | PHYSICAL PLANT DEPT | AMHERST | MA | 010030000 | 360 CAMPUS CENTER WAY | PHYSICAL PLANT DEPT | AMHERST | MA | 010030000 | Y | STATE | OP9 | UNIVERSITY OF MASSACHUSETTS AMHERST | 4135452682 | DROBINSON@EHS.UMASS.EDU | DON | ROBINSON | 4135452682 | DROBINSON@EHS.UMASS.EDU | RAY | JACKSON | 4135456444 | rjackson@facil.umass.edu | 37 | EMERGENCY GENERATOR (EMISSION UNIT 17) |  | ENGINE | CATERPILLAR | 32 | 2008-01-18 | 2011 | 9.13 | 1 | ULTRA-LOW SULFUR DIESEL | DIESEL | 44 | DIESEL | 0.0015 | 0 | 78.23 | E6BTU | 78.23 | OK | N | 1 | 1 | 52 | 1 | 1 | 22
0420005 | TENNESSEE GAS PIPELINE COMPANY LLC | COMPRESSOR STATION 261 | 1615 SUFFIELD ST |  | AGAWAM | MA | 010010000 | 1001 LOUISIANA ST |  | HOUSTON | TX | 770020000 | N | PRIVATE | OP3 | TENNESSEE GAS PIPELINE | 4137861933 | trinh.m.tran@elpaso.com | DAVID J. | CARROLL | 5082718922 | David.Carroll@ElPaso.com | TRINH | TRAN | 7134207931 | trinh.m.tran@elpaso.com | 13 | EMERGENCY GENERATOR OFFICE BLDG |  | ENGINE | WAUKESHA | 135DKU | 1991-12-01 | 2011 | 0.5 | 1 | DIESEL | DIESEL | 44 | DIESEL | 0.3 | 0 | 0.081 | E3GAL | 11.259 | OK | N | 1 | 1 | 41 | 1 | 1 | 11
0420017 | WESTOVER AIR RESERVE BASE |  | 250 PATRIOT AVE |  | CHICOPEE | MA | 010220000 | 439 MSG/CEV | 250 PATRIOT AVENUE, BOX 35 | CHICOPEE | MA | 010221670 | N | FEDERAL | SM50 | WESTOVER AIR RESERVE BASE | 4135573588 | Robert.Swain@westover.af.mil | JOHN B. | MORIARTY | 4135572434 | John.Moriarty@westover.af.mil | GAIL F. | MILLER | 4135573036 | Gail.Miller@westover.af.mil | 20 | EU17-20 GENERATORS | 49 | ENGINE | JOHN DEERE | TD40-39 | 1980-01-01 | 2009 | 34.6944 | 1 | DIESEL .0015 PCT SULFUR | DIESEL | 44 | DIESEL | 0.0015 | 0.001 | 3.773 | E3GAL | 524.447 | OK | N | 1 | 1 | 12 | 1 | 1 | 5
0420017 | WESTOVER AIR RESERVE BASE |  | 250 PATRIOT AVE |  | CHICOPEE | MA | 010220000 | 439 MSG/CEV | 250 PATRIOT AVENUE, BOX 35 | CHICOPEE | MA | 010221670 | N | FEDERAL | SM50 | WESTOVER AIR RESERVE BASE | 4135573588 | Robert.Swain@westover.af.mil | JOHN B. | MORIARTY | 4135572434 | John.Moriarty@westover.af.mil | GAIL F. | MILLER | 4135573036 | Gail.Miller@westover.af.mil | 21 | EU18-21FP FIRE PUMP #1-DIESEL | 4 | ENGINE | CATERPILLAR | 3412 | 1989-01-01 | 2009 | 22.4288 | 1 | DIESEL .03 PCT SULFER | DIESEL | 44 | DIESEL | 0.03 | 0.001 | 1.0466 | E3GAL | 145.4774 | OK | N | 1 | 1 | 12 | 1 | 1 | 5
0420035 | AT&T SPRINGFIELD |  | 351 BRIDGE ST |  | SPRINGFIELD | MA | 011010000 | 2600 CAMINO RAMON | ROOM 3E450Z | SAN RAMON | CA | 945830000 | N | PRIVATE | SM79-R | ATT | 9259610291 | bw2989@att.com | BARBARA | WALDEN | 9259610291 | bw2989@att.com | BARBARA | WALDEN | 9259610291 | bw2989@att.com | 2 | GENERATOR #2-SOLAR K515992 13.16 MMBTU/HR |  | ENGINE | SOLAR | KS15992 | 1988-02-29 | 2011 | 13 | 1 | GENERATOR #2-SOLAR K515992 #2 OIL-0.3S | DIESEL | 44 | DIESEL | 0.0015 | 0 | 2.9505 | E3GAL | 410.1195 | OK | N | 1 | 1 | 33 | 1 | 1 | 13
0420036 | HOLYOKE MEDICAL CENTER |  | 575 BEECH ST |  | HOLYOKE | MA | 010400000 | 575 BEECH ST |  | HOLYOKE | MA | 010400000 | N | PRIVATE | SM79-R | HOLYOKE MEDICAL CENTER | 4135342596X4306 | goulet_kerry@holyokehealth.com | JOHN | THERRIEN | 4135342595 | Therrien_John@HolyokeHealth.com | KERRY | GOULET | 4135342596X4306 | goulet_kerry@holyokehealth.com | 4 | GENERATOR #1-CATERPILLAR D-348 6.44 MMBTU/HR 800HP |  | ENGINE | CATERPILLAR | D-348 | 1971-06-01 | 2011 | 6 | 1 | #2 OIL - .0015 WEIGHT SULFUR | DIESEL | 44 | DIESEL | 0.3 | 0 | 0.65 | E3GAL | 90.35 | OK | N | 1 | 1 | 29 | 1 | 1 | 20
0420036 | HOLYOKE MEDICAL CENTER |  | 575 BEECH ST |  | HOLYOKE | MA | 010400000 | 575 BEECH ST |  | HOLYOKE | MA | 010400000 | N | PRIVATE | SM79-R | HOLYOKE MEDICAL CENTER | 4135342596X4306 | goulet_kerry@holyokehealth.com | JOHN | THERRIEN | 4135342595 | Therrien_John@HolyokeHealth.com | KERRY | GOULET | 4135342596X4306 | goulet_kerry@holyokehealth.com | 5 | GENERATOR #2-CATERPILLAR D-353 3.08MMBTU/HR 400HP |  | ENGINE | CATERPILLAR | D-353 | 1967-04-01 | 2011 | 3.08 | 1 | DIESEL FUEL - .0015 WEIGHT SULFUR | DIESEL | 44 | DIESEL | 0.3 | 0 | 0.482 | E3GAL | 66.998 | OK | N | 1 | 1 | 20 | 1 | 1 | 20
0420036 | HOLYOKE MEDICAL CENTER |  | 575 BEECH ST |  | HOLYOKE | MA | 010400000 | 575 BEECH ST |  | HOLYOKE | MA | 010400000 | N | PRIVATE | SM79-R | HOLYOKE MEDICAL CENTER | 4135342596X4306 | goulet_kerry@holyokehealth.com | JOHN | THERRIEN | 4135342595 | Therrien_John@HolyokeHealth.com | KERRY | GOULET | 4135342596X4306 | goulet_kerry@holyokehealth.com | 6 | GENERATOR #3-CATERPILLAR D-353 3.08MMBTU/HR 405HP |  | ENGINE | CATERPILLAR | D-353 | 1967-04-01 | 2011 | 3 | 1 | DIESEL FUEL - 0.0015 WEIGHT SULFUR | DIESEL | 44 | DIESEL | 0.3 | 0 | 0.45 | E3GAL | 62.55 | OK | N | 1 | 1 | 28 | 1 | 1 | 20
0420036 | HOLYOKE MEDICAL CENTER |  | 575 BEECH ST |  | HOLYOKE | MA | 010400000 | 575 BEECH ST |  | HOLYOKE | MA | 010400000 | N | PRIVATE | SM79-R | HOLYOKE MEDICAL CENTER | 4135342596X4306 | goulet_kerry@holyokehealth.com | JOHN | THERRIEN | 4135342595 | Therrien_John@HolyokeHealth.com | KERRY | GOULET | 4135342596X4306 | goulet_kerry@holyokehealth.com | 10 | GENERATOR #4-KOHLER 800 ROZD4 |  | ENGINE | KOHLER | 800 ROZD4 | 2004-03-29 | 2011 | 8.3 | 1 | GENERATOR #4-KOHLER 800 ROZD4 | DIESEL | 44 | DIESEL | 0.0015 |  | 0.2 | E3GAL | 27.8 | OK | N | 1 | 1 | 52 | 1 | 1 | 20
0420041 | PROVIDENCE HOSPITAL |  | 1233 MAIN ST |  | HOLYOKE | MA | 010400000 | 1233 MAIN STREET |  | HOLYOKE | MA | 010400000 | N | PRIVATE | SM80-7 | PROVIDENCE HOSPITAL | 4135392650 | Linda.Carvalho@sphs.com | LINDA | CARVALHO | 4135392650 | Linda.Carvalho@sphs.com | LINDA | CARVALHO | 4135392650 | Linda.Carvalho@sphs.com | 3 | GENERATOR #1-CUMMINS #NT855G5 DIESEL |  | ENGINE | CUMMINS | NT-855-GS3 | 1988-04-07 | 2011 | 3 | 1 | GENERATOR #1-CUMMINS #NT855G5 DIESEL | DIESEL | 44 | DIESEL | 0.03 | 0 | 0.04 | E3GAL | 5.56 | OK | N | 1 | 1 | 52 | 1 | 1 | 22
0420054 | COOLEY DICKINSON HOSPITAL |  | 30 LOCUST ST |  | NORTHAMPTON | MA | 010600000 | 30 LOCUST ST |  | NORTHAMPTON | MA | 010600000 | N | PRIVATE | SM80-7 | COOLEY DICKINSON HOSPITAL | 4135822312 | John_Lombardi@cooley-dickinson.org | JOHN | LOMBARDI | 4135822312 | John_Lombardi@cooley-dickinson.org | JEFF | BIBEAU | 4135723243 | JPBibeau@TigheBond.com | 4 | 3 GENERATORS-CATERPILLAR #2 OIL-0.3 S STAND-BY | 3 | ENGINE | CATERPILLAR | VARIOUS | 1990-01-01 | 2011 | 4 | 1 | GENERATORS #1(3)-CATERPILLAR - DIESEL FUEL-0.3 PERCENTS | DIESEL | 44 | DIESEL | 0.3 | 0 | 2.952 | E3GAL | 410.328 | OK | N | 1 | 1 | 52 | 0 | 0 | 0
0420058 | SMITH COLLEGE |  | 126 WEST ST |  | NORTHAMPTON | MA | 010630000 | 126 WEST STREET |  | NORTHAMPTON | MA | 010630000 | N | PRIVATE | SM79-7 | SMITH COLLEGE | 4135842700 | cdougher@smith.edu | JOHN | SHENETTE | 4135852400 | jshenette@smith.edu | STEPHEN | SLOCOMB | 9784616214 | sslocomb@epsilonassociates.com | 7 | 5 EMERGENCY GENERATORS - ULSD | 3 | ENGINE | VARIOUS | VARIOUS | 1990-01-01 | 2011 | 7.6 | 1 | #2 FUEL OIL (0.3 PERCENT SULFUR) | DIESEL | 44 | DIESEL | 0.0015 | 0.001 | 5.22 | E3GAL | 725.58 | OK | N | 1 | 1 | 32 | 1 | 1 | 22
0420059 | VA CENTRAL WESTERN MASS HEALTHCARE SYST |  | 421 NORTH MAIN ST | RTE 9 | NORTHAMPTON | MA | 010600000 | 421 NORTH MAIN ST |  | LEEDS | MA | 010539764 | N | FEDERAL | SM25 | NORTHAMPTON VA MEDICAL CENTER | 4135844040 | roger.johnson4@va.gov | ROGER | JOHNSON | 4135823000 | roger.johnson4@va.gov | JAMES | MCPHERSON | 4135823014 | james.mcpherson@va.gov | 4 | ENERGENCY GENERATORS - 1E-A, 1W-A, 4A, 6A AND 12A | 5 | ENGINE | CUMMINS | 400R0Z81 | 1993-04-30 | 2009 | 15 | 1 | GENERATOR #1 >20 HR/YR #2 OIL-0.015 S | DIESEL | 44 | DIESEL | 0.0015 | 0 | 4.032 | E3GAL | 560.448 | OK | N | 1 | 1 | 52 | 1 | 1 | 22
0420059 | VA CENTRAL WESTERN MASS HEALTHCARE SYST |  | 421 NORTH MAIN ST | RTE 9 | NORTHAMPTON | MA | 010600000 | 421 NORTH MAIN ST |  | LEEDS | MA | 010539764 | N | FEDERAL | SM25 | NORTHAMPTON VA MEDICAL CENTER | 4135844040 | roger.johnson4@va.gov | ROGER | JOHNSON | 4135823000 | roger.johnson4@va.gov | JAMES | MCPHERSON | 4135823014 | james.mcpherson@va.gov | 7 | EMERGENCY GENERATOR AT BUILDING 45 - NO. 2 DIESEL |  | ENGINE | CUMMINS | 1500 DGFA | 2000-08-15 | 2009 | 1.5 | 1 | NO. 2 DIESEL FUEL | DIESEL | 44 | DIESEL | 0.0015 | 0 | 0.2356 | E3GAL | 32.7484 | OK | N | 1 | 1 | 52 | 1 | 1 | 22
0420067 | BERKSHIRE POWER COMPANY LLC |  | 36 MOYLAN LN |  | AGAWAM | MA | 010010000 | 36 MOYLAN LANE |  | AGAWAM | MA | 010010000 | N | PRIVATE | OP8 | BERKSHIRE POWER COMPANY LLC | 4137890075 | mmurphy@ppmsllc.com | MEL | MURPHY | 4137890075 | mmurphy@ppmsllc.com | MEL | MURPHY | 4137890075 | mmurphy@ppmsllc.com | 3 | EMERGENCY GENERATOR #1 DIESEL - 0.015 PTC S |  | ENGINE | ONAN | 300DBF | 1999-07-25 | 2011 | 3.12 | 1 | EMERGENCY GEN #1 #2 OIL-0.05S | DIESEL | 44 | DIESEL | 0.0015 | 0 | 0.1888 | E3GAL | 26.2432 | OK | N | 1 | 1 | 52 | 1 | 1 | 22
0420067 | BERKSHIRE POWER COMPANY LLC |  | 36 MOYLAN LN |  | AGAWAM | MA | 010010000 | 36 MOYLAN LANE |  | AGAWAM | MA | 010010000 | N | PRIVATE | OP8 | BERKSHIRE POWER COMPANY LLC | 4137890075 | mmurphy@ppmsllc.com | MEL | MURPHY | 4137890075 | mmurphy@ppmsllc.com | MEL | MURPHY | 4137890075 | mmurphy@ppmsllc.com | 4 | EMER FIRE PUMP-DETROIT DIESEL 6V-92 - 0.0015 PCT S |  | ENGINE | DETROIT | 6-V92 | 1999-06-06 | 2011 | 1.9 | 1 | EMER FIRE PUMP-DETROIT 6V-92 #2 OIL 0.05S | DIESEL | 44 | DIESEL | 0.0015 | 0 | 0.1498 | E3GAL | 20.8222 | OK | N | 1 | 1 | 52 | 1 | 1 | 22
0420073 | MOUNT HOLYOKE COLLEGE |  | 50 COLLEGE ST | CENTRAL HEATING PLT | SOUTH HADLEY | MA | 010750000 | 50 COLLEGE STREET |  | SOUTH HADLEY | MA | 010750000 | N | PRIVATE | SM80-R | MOUNT HOLYOKE COLLEGE | 4135382529 | rbigelow@mtholyoke.edu | RICHARD | BIGELOW | 4135382369 | rbigelow@mtholyoke.edu | RICHARD | BIGELOW | 4135382369 | rbigelow@mtholyoke.edu | 16 | EMERGENCY BACKUP POWER GENERATORS - DIESEL FUEL | 2 | ENGINE | VARIOUS | VARIOUS | 1990-01-01 | 2011 | 0.3 | 1 | DIESEL FUEL | DIESEL | 44 | DIESEL | 0.3 | 0 | 0.155 | E3GAL | 21.545 | OK | N | 1 | 1 | 52 | 1 | 1 | 22
0420080 | REEDS LANDING |  | 807 WILBRAHAM RD |  | SPRINGFIELD | MA | 011090000 | 807 WILBRAHAM RD |  | SPRINGFIELD | MA | 011090000 | N | PRIVATE | NM25 | IFECARE CORP WESTERN MASS, MASSACHUSSETTS L | 4137821800 | unknown@none.com | MATTHEW | LEAHEY | 4137821800 | mleahey@reedslanding.com | MATTHEW | LEAHEY | 4137821800 | mleahey@reedslanding.com | 14 | GENERATOR #1-GENERAC 94A30705 2.212 MMBTU/HR |  | ENGINE | GENERAC CORP. | 94A30705 | 1995-01-01 | 2005 | 2 | 1 | GENERATOR #1-GENERAC - #2 OIL-0.3%S | DIESEL | 44 | DIESEL | 0.3 | 0 | 0.005 | E3GAL | 0.695 | OK | N | 1 | 1 | 6 | 1 | 1 | 2
0420080 | REEDS LANDING |  | 807 WILBRAHAM RD |  | SPRINGFIELD | MA | 011090000 | 807 WILBRAHAM RD |  | SPRINGFIELD | MA | 011090000 | N | PRIVATE | NM25 | IFECARE CORP WESTERN MASS, MASSACHUSSETTS L | 4137821800 | unknown@none.com | MATTHEW | LEAHEY | 4137821800 | mleahey@reedslanding.com | MATTHEW | LEAHEY | 4137821800 | mleahey@reedslanding.com | 15 | FIRE PUMP - DETROIT DDFP-03DT5068 0.84 MMBTU/HR |  | ENGINE | CLARKE DETROIT DIESEL - ALLISON | DDFP-03DT5068 | 1995-01-01 | 2005 | 0.84 | 1 | FIRE PUMP - DETROIT - #2 OIL-0.3%S | DIESEL | 44 | DIESEL | 0.3 | 0 | 0.005 | E3GAL | 0.695 | OK | N | 1 | 1 | 5 | 1 | 1 | 2
0420085 | MASS MUTUAL INSURANCE |  | 1295 STATE ST |  | SPRINGFIELD | MA | 011110001 | 1295 STATE ST |  | SPRINGFIELD | MA | 011110001 | N | PRIVATE | SM80-R | MASS MUTUAL LIFE INSURANCE CO | 4137888411 | djbrown@massmutual.com | DAVID | BROWN | 4137448429 | dbrown3@massmutual.com | BENJAMIN | PAQUETTE | 4137440285 | bpaquette@massmutual.com | 5 | GENERATOR-1 CATERPILLAR 3512 TA #2 OIL-0.5 S |  | ENGINE | CATERPILLAR | 1500 | 1989-01-01 | 2011 | 14.43 | 1 | GENERATOR-1 CATERPILLAR 3512TA #2 OIL-0.5 S | DIESEL | 44 | DIESEL | 0.5 | 0 | 1.404 | E3GAL | 195.156 | OK | N | 1 | 1 | 52 | 1 | 1 | 22
0420085 | MASS MUTUAL INSURANCE |  | 1295 STATE ST |  | SPRINGFIELD | MA | 011110001 | 1295 STATE ST |  | SPRINGFIELD | MA | 011110001 | N | PRIVATE | SM80-R | MASS MUTUAL LIFE INSURANCE CO | 4137888411 | djbrown@massmutual.com | DAVID | BROWN | 4137448429 | dbrown3@massmutual.com | BENJAMIN | PAQUETTE | 4137440285 | bpaquette@massmutual.com | 6 | GENERATOR-2 CATERPILLAR 3512 TA NO 2 OIL-0.5 S |  | ENGINE | CATERPILLAR | 1500 | 1989-01-01 | 2011 | 14.43 | 1 | GENERATOR-2 CATERPILLAR 3512TA NO 2 OIL-0.5 S | DIESEL | 44 | DIESEL | 0.5 | 0 | 1.794 | E3GAL | 249.366 | OK | N | 1 | 1 | 52 | 1 | 1 | 22
0420085 | MASS MUTUAL INSURANCE |  | 1295 STATE ST |  | SPRINGFIELD | MA | 011110001 | 1295 STATE ST |  | SPRINGFIELD | MA | 011110001 | N | PRIVATE | SM80-R | MASS MUTUAL LIFE INSURANCE CO | 4137888411 | djbrown@massmutual.com | DAVID | BROWN | 4137448429 | dbrown3@massmutual.com | BENJAMIN | PAQUETTE | 4137440285 | bpaquette@massmutual.com | 7 | GENERATOR-3 CATERPILLAR 3412 NO 2 OIL-0.5 S |  | ENGINE | CATERPILLAR | 3412 | 1978-01-01 | 2011 | 5.5 | 1 | GENERATOR-3 CATERPILLAR 3412 NO 2 OIL-0.5 S | DIESEL | 44 | DIESEL | 0.5 | 0 | 0.78 | E3GAL | 108.42 | OK | N | 1 | 1 | 21 | 1 | 1 | 10
0420085 | MASS MUTUAL INSURANCE |  | 1295 STATE ST |  | SPRINGFIELD | MA | 011110001 | 1295 STATE ST |  | SPRINGFIELD | MA | 011110001 | N | PRIVATE | SM80-R | MASS MUTUAL LIFE INSURANCE CO | 4137888411 | djbrown@massmutual.com | DAVID | BROWN | 4137448429 | dbrown3@massmutual.com | BENJAMIN | PAQUETTE | 4137440285 | bpaquette@massmutual.com | 9 | GENERATOR-4 CATERPILLAR 3512 TA #2 OI-0.5 S |  | ENGINE | CATERPILLAR | 1500 | 2008-07-01 | 2011 | 14.43 | 1 | GENERATOR-1 CATERPILLER 3512 A #4 | DIESEL | 44 | DIESEL | 0.5 | 0 | 1.542 | E3GAL | 214.338 | OK | N | 1 | 1 | 52 | 1 | 1 | 22
0420086 | SOLUTIA INCORPORATED |  | 730 WORCESTER ST |  | SPRINGFIELD | MA | 011511089 | 730 WORCESTER ST |  | SPRINGFIELD | MA | 011511089 | N | PRIVATE | OP16 | SOLUTIA INC | 3146741000 | adstra@solutia.com | DAVID | LAHR | 4137303000 | dwlahr@solutia.com | ALAN | STRATTON | 4137303551 | adstra@solutia.com | 6 | EMERGENCY GENERATOR - POWER HOUSE |  | ENGINE | KOHLER | 600ROZ74 | 1900-01-01 | 2011 | 1.706 | 1 | DIESEL FUEL - 0.3 PERCENT S | DIESEL | 44 | DIESEL | 0.3 | 0 | 0.015 | E3GAL | 2.085 | OK | N | 1 | 1 | 12 | 1 | 1 | 5
0420093 | BAYSTATE MEDICAL CENTER |  | 759 CHESTNUT ST |  | SPRINGFIELD | MA | 011990000 | 759 CHESTNUT STREET |  | SPRINGFIELD | MA | 011990000 | N | PRIVATE | SM80-R | BAYSTATE MEDICAL CENTER | 4137945494 | sean.gouvin@bhs.org | SEAN | GOUVIN | 4137943260 | sean.gouvin@bhs.org | JEFFREY | BIBEAU | 4135723243 | JPBibeau@tighebond.com | 6 | GENERATOR #1-CATERPILLAR 3512 1000KW #2 OIL-0.3 S |  | ENGINE | CATERPILLAR | 3512 | 1998-06-01 | 2011 | 14.2 | 1 | NO. 2 OIL-0.3 P | DIESEL | 44 | DIESEL | 0.3 | 0 | 0.711 | E3GAL | 98.829 | OK | N | 1 | 1 | 12 | 1 | 1 | 5
0420093 | BAYSTATE MEDICAL CENTER |  | 759 CHESTNUT ST |  | SPRINGFIELD | MA | 011990000 | 759 CHESTNUT STREET |  | SPRINGFIELD | MA | 011990000 | N | PRIVATE | SM80-R | BAYSTATE MEDICAL CENTER | 4137945494 | sean.gouvin@bhs.org | SEAN | GOUVIN | 4137943260 | sean.gouvin@bhs.org | JEFFREY | BIBEAU | 4135723243 | JPBibeau@tighebond.com | 8 | GENERATOR #3-CATERPILLAR 3508 800KW #2 OIL-0.3 S |  | ENGINE | CATERPILLAR | 3508 | 1993-01-01 | 2011 | 7.8 | 1 | GENERATOR #3-CATERPILLAR 3508 800KW #2 OIL-0.3 S | DIESEL | 44 | DIESEL | 0.0015 | 0 | 1.315 | E3GAL | 182.785 | OK | N | 1 | 1 | 12 | 1 | 1 | 5
0420093 | BAYSTATE MEDICAL CENTER |  | 759 CHESTNUT ST |  | SPRINGFIELD | MA | 011990000 | 759 CHESTNUT STREET |  | SPRINGFIELD | MA | 011990000 | N | PRIVATE | SM80-R | BAYSTATE MEDICAL CENTER | 4137945494 | sean.gouvin@bhs.org | SEAN | GOUVIN | 4137943260 | sean.gouvin@bhs.org | JEFFREY | BIBEAU | 4135723243 | JPBibeau@tighebond.com | 9 | GENERATOR #4-KATO KTA-38GSI 750KW #2 OIL-0.3PER.S |  | ENGINE | KATO | KTA-38GSI | 1987-01-01 | 2011 | 7.7 | 1 | NO. 2 DIESEL FUEL OIL-0.3 S | DIESEL | 44 | DIESEL | 0.0015 | 0 | 1.346 | E3GAL | 187.094 | OK | N | 1 | 1 | 12 | 1 | 1 | 5
0420093 | BAYSTATE MEDICAL CENTER |  | 759 CHESTNUT ST |  | SPRINGFIELD | MA | 011990000 | 759 CHESTNUT STREET |  | SPRINGFIELD | MA | 011990000 | N | PRIVATE | SM80-R | BAYSTATE MEDICAL CENTER | 4137945494 | sean.gouvin@bhs.org | SEAN | GOUVIN | 4137943260 | sean.gouvin@bhs.org | JEFFREY | BIBEAU | 4135723243 | JPBibeau@tighebond.com | 10 | GENERATOR #5-KATO KTA-38GSI 750 KW #2 OIL-0.3 S |  | ENGINE | KATO | KTA-38GSI | 1987-01-01 | 2011 | 7.7 | 1 | NO. 2 DIESEL OIL-0.0015 S | DIESEL | 44 | DIESEL | 0.0015 | 0 | 1.404 | E3GAL | 195.156 | OK | N | 1 | 1 | 12 | 1 | 1 | 5
0420093 | BAYSTATE MEDICAL CENTER |  | 759 CHESTNUT ST |  | SPRINGFIELD | MA | 011990000 | 759 CHESTNUT STREET |  | SPRINGFIELD | MA | 011990000 | N | PRIVATE | SM80-R | BAYSTATE MEDICAL CENTER | 4137945494 | sean.gouvin@bhs.org | SEAN | GOUVIN | 4137943260 | sean.gouvin@bhs.org | JEFFREY | BIBEAU | 4135723243 | JPBibeau@tighebond.com | 28 | EMER GEN #6 - CATERPILLAR 3512C |  | ENGINE | CATAPILLAR | 3512C | 2010-09-01 | 2011 | 14.4 | 1 | NO. 2 DIESEL FUEL | DIESEL | 44 | DIESEL | 0.0015 | 0 | 3.437 | E3GAL | 477.743 | OK | N | 1 | 1 | 12 | 1 | 1 | 5
0420093 | BAYSTATE MEDICAL CENTER |  | 759 CHESTNUT ST |  | SPRINGFIELD | MA | 011990000 | 759 CHESTNUT STREET |  | SPRINGFIELD | MA | 011990000 | N | PRIVATE | SM80-R | BAYSTATE MEDICAL CENTER | 4137945494 | sean.gouvin@bhs.org | SEAN | GOUVIN | 4137943260 | sean.gouvin@bhs.org | JEFFREY | BIBEAU | 4135723243 | JPBibeau@tighebond.com | 29 | EMER GEN #7 - CATERPILLAR 3512C |  | ENGINE | CATERPILLAR | 3512C | 2010-09-01 | 2011 | 14.4 | 1 | NO. 2 DIESEL FUEL | DIESEL | 44 | DIESEL | 0.0015 | 0 | 3.067 | E3GAL | 426.313 | OK | N | 1 | 1 | 12 | 1 | 1 | 5
0420096 | SOUTH CAMPUS GROUP LLC |  | 140 HIGH ST |  | SPRINGFIELD | MA | 011990000 | 1441 MAIN STREET |  | SPRINGFIELD | MA | 011030000 | N | PRIVATE | SM50 | SOUTH CAMPUS GROUP LLC | 4137810066 | bstotler@nccas.com | WILLIAM | STOTLER | 4137810066 | bstotler@nccas.com | CARMEN | PEREZ | 4137810066 | carmen.perez@colebrookrealty.com | 6 | EMER GEN #2-CUMMINS UT12-100-GS #2 OIL 0.3S |  | ENGINE | CUMMINS | 400KW | 1971-01-01 | 2009 | 4 | 1 | EMER GEN #2-CUMMINS UT12-100-GS #2 OIL 0.3S | DIESEL | 44 | DIESEL | 0.3 | 0 | 0.043 | E3GAL | 5.977 | OK | N | 1 | 1 | 52 | 1 | 1 | 20
0420100 | SOUTHWORTH PAPER TURNERS FALLS MILL |  | 36 CANAL RD |  | TURNERS FALLS | MA | 013760000 | 36 CANAL RD |  | TURNERS FALLS | MA | 013760000 | N | PRIVATE | SM50 | SOUTHWORTH CO. | 4137891200 | DSOUTHWORTH@SOUTHWORTH.COM | JOHN | YAHRES | 4137891200 | JYAHRES@SOUTHWORTH.COM | JEFFREY | POIRIER | 4138634326X204 | JPOIRIER@SOUTHWORTH.COM | 10 | EMER GEN #1- WESTERBEKE D-4800 #2 OIL |  | ENGINE | WESTERBEKE | D-4800 | 1990-01-01 | 2009 | 1.4 | 1 | NO. 2 FUEL OIL | DIESEL | 44 | DIESEL | 0.3 | 0 | 0.023 | E3GAL | 3.197 | OK | N | 1 | 1 | 26 | 1 | 1 | 11
0420100 | SOUTHWORTH PAPER TURNERS FALLS MILL |  | 36 CANAL RD |  | TURNERS FALLS | MA | 013760000 | 36 CANAL RD |  | TURNERS FALLS | MA | 013760000 | N | PRIVATE | SM50 | SOUTHWORTH CO. | 4137891200 | DSOUTHWORTH@SOUTHWORTH.COM | JOHN | YAHRES | 4137891200 | JYAHRES@SOUTHWORTH.COM | JEFFREY | POIRIER | 4138634326X204 | JPOIRIER@SOUTHWORTH.COM | 11 | EMER GEN #2 - CATERPILLAR 350 - NO. 2 FUEL OIL |  | ENGINE | CATERPILLAR | 350 | 1995-01-01 | 2009 | 3.3 | 1 | NO. 2 FUEL OIL | DIESEL | 44 | DIESEL | 0.3 | 0 | 0.032 | E3GAL | 4.448 | OK | N | 1 | 1 | 26 | 1 | 1 | 11
0420114 | WESTERN MASS HOSPITAL |  | 91 EAST MOUNTAIN RD |  | WESTFIELD | MA | 010850000 | 91 EAST MOUNTAIN RD |  | WESTFIELD | MA | 010850000 | Y | STATE | SM79-7 | MASSACHUSETTS DEPARTMENT OF PUBLIC HEALTH | 4135624131 | DERRICK.TALLMAN@STATE.MA.US | DERRICK | TALLMAN | 4135624131 | derrick.tallman@dph.state.ma.us | DERRICK | TALLMAN | 4135624131X112 | DERRICK.TALLMAN@STATE.MA.US | 12 | HOSPITAL GENERATOR #1-KOHLER 245KW |  | ENGINE | KOHLER | 275ROZ287 245KW | 1988-01-01 | 2009 | 4 | 1 | FUEL NO.2 | DIESEL | 44 | DIESEL | 0.15 | 0 | 0.215 | E3GAL | 29.885 | OK | N | 1 | 1 | 52 | 1 | 1 | 22
0420114 | WESTERN MASS HOSPITAL |  | 91 EAST MOUNTAIN RD |  | WESTFIELD | MA | 010850000 | 91 EAST MOUNTAIN RD |  | WESTFIELD | MA | 010850000 | Y | STATE | SM79-7 | MASSACHUSETTS DEPARTMENT OF PUBLIC HEALTH | 4135624131 | DERRICK.TALLMAN@STATE.MA.US | DERRICK | TALLMAN | 4135624131 | derrick.tallman@dph.state.ma.us | DERRICK | TALLMAN | 4135624131X112 | DERRICK.TALLMAN@STATE.MA.US | 13 | GENERATOR #2-KOHLER 150R084 135KW #2 OIL-0.15S |  | ENGINE | HOSPITAL GENERATOR - KOHLER | 150R084 135KW | 1976-01-01 | 2009 | 4 | 1 | GENERATOR #2-KOHLER 135KW 279GALS #2 OIL-0.15S | DIESEL | 44 | DIESEL | 0.15 | 0 | 0.121 | E3GAL | 16.819 | OK | N | 1 | 1 | 52 | 1 | 1 | 22
0420114 | WESTERN MASS HOSPITAL |  | 91 EAST MOUNTAIN RD |  | WESTFIELD | MA | 010850000 | 91 EAST MOUNTAIN RD |  | WESTFIELD | MA | 010850000 | Y | STATE | SM79-7 | MASSACHUSETTS DEPARTMENT OF PUBLIC HEALTH | 4135624131 | DERRICK.TALLMAN@STATE.MA.US | DERRICK | TALLMAN | 4135624131 | derrick.tallman@dph.state.ma.us | DERRICK | TALLMAN | 4135624131X112 | DERRICK.TALLMAN@STATE.MA.US | 14 | GENERATOR #3-KOHLER 230ROZ271 230KW OBP |  | ENGINE | KOHLER | 230ROZ271 | 1988-01-01 | 2009 | 4 | 1 | GENERATOR #3-KOHLER 230KW 168 GALS #2 OIL-0.15S | DIESEL | 44 | DIESEL | 0.15 | 0 | 0.062 | E3GAL | 8.618 | OK | N | 1 | 1 | 52 | 1 | 1 | 22
0420119 | HAMPSHIRE COLLEGE |  | 893 WEST ST |  | AMHERST | MA | 010020000 | 893 WEST ST |  | AMHERST | MA | 010020000 | N | PRIVATE | NM99 | HAMPSHIRE COLLEGE | 4135595528 | mksTR@hampshire.edu | MARK | SPIRO | 4135595528 | mksTR@hampshire.edu | NANCY | APPLE | 4135596620 | naPP@hampshire.edu | 4 | BACKUP LIGHTING GENERATOR (DIESEL) | 3 | ENGINE | ONAN | 50DEG-4XR8/7966B | 1975-03-07 | 2008 | 0.171 | 1 | DIESEL | DIESEL | 44 | DIESEL | 0.3 | 0 | 0.003 | E3GAL | 0.417 | OK | N | 13 | 1 | 2 | 16 | 1 | 1
0420121 | ERVING PAPER MILLS |  | 97 EAST MAIN ST |  | ERVING | MA | 013440000 | 97 EAST MAIN ST |  | ERVING | MA | 013440000 | N | PRIVATE | OP7.5 | ERVING PAPER MILLS INC | 4134222700 | tnewton@ervingpapermill.com | THOMAS G | NEWTON | 4134222700 | tnewton@ervingpapermill.com | JULIE | HUBBARD | 4134222700X209 | jhubbard@ervingpapermill.com | 13 | EFFLUENT PIT DIESEL ENGINE |  | ENGINE | CUMMINS | N-855-P-250 | 1977-01-01 | 2011 | 636.108 | 1 | DIESEL FUEL | DIESEL | 44 | DIESEL | 0 |  | 0.765 | E3GAL | 106.335 | OK | N | 3 | 1 | 7 | 3 | 1 | 6
0420139 | NORTHFIELD MOUNTAIN POWER STATION | FIRSTLIGHT HYDRO GENERATING COMPANY | 99 MILLERS FALLS RD | RRI RTE 63 | NORTHFIELD | MA | 013600000 | C/O FIRSTLIGHT POWER RESOURCES INC | 200 GLASTONBURY BLVD - SUITE 303 | GLASTONBURY | CT | 060330000 | N | UTILITY | SM25 | FIRSTLIGHT HYDRO GENERATING COMPANY | 8604302110 | susan.babcock@gdfsuezna.com | JOHN | HOWARD | 4136594489 | john.howard@gdfsuezna.com | ROBERT | PERRY | 4136594468 | robert.perry@gdfsuezna.com | 1 | EMER GEN #1 - WAUKESHA L-5100-DU - #2 OIL 15PPM S |  | ENGINE | WAUKESHA | L-5100-DU | 1972-03-01 | 2011 | 6.07 | 1 | EMER GEN#1-WAUKESHA L-5100-DU #2OIL 15PPM S | DIESEL | 44 | DIESEL | 0.015 | 0 | 1.149 | E3GAL | 159.711 | OK | N | 1 | 1 | 25 | 1 | 1 | 6
0420182 | ISO NEW ENGLAND |  | 1 SULLIVAN RD |  | HOLYOKE | MA | 010400000 | 1 SULLIVAN RD |  | HOLYOKE | MA | 010402841 | N | PRIVATE | SM25 | ISO NEW ENGLAND | 4135354014 | rludlow@iso-ne.com | ROBERT | LUDLOW | 4135354014 | rludlow@iso-ne.com | ROBERT | LUDLOW | 4135354014 | rludlow@iso-ne.com | 2 | EMERGENCY GENERATOR A RENAMED |  | ENGINE | CATERPILLAR | 3516B | 2005-09-23 | 2010 | 20.65 | 1 | ULSD | DIESEL | 44 | DIESEL | 0.0015 | 0 | 0.688 | E3GAL | 95.632 | OK | N | 1 | 1 | 14 | 1 | 1 | 7
0420182 | ISO NEW ENGLAND |  | 1 SULLIVAN RD |  | HOLYOKE | MA | 010400000 | 1 SULLIVAN RD |  | HOLYOKE | MA | 010402841 | N | PRIVATE | SM25 | ISO NEW ENGLAND | 4135354014 | rludlow@iso-ne.com | ROBERT | LUDLOW | 4135354014 | rludlow@iso-ne.com | ROBERT | LUDLOW | 4135354014 | rludlow@iso-ne.com | 3 | EMERGENCY GENERATOR B RENAMED |  | ENGINE | CATERPILLAR | 3516B | 2005-09-23 | 2010 | 20.65 | 1 | ULSD | DIESEL | 44 | DIESEL | 0.0023 | 0 | 0.688 | E3GAL | 95.632 | OK | N | 1 | 1 | 14 | 1 | 1 | 7
0420182 | ISO NEW ENGLAND |  | 1 SULLIVAN RD |  | HOLYOKE | MA | 010400000 | 1 SULLIVAN RD |  | HOLYOKE | MA | 010402841 | N | PRIVATE | SM25 | ISO NEW ENGLAND | 4135354014 | rludlow@iso-ne.com | ROBERT | LUDLOW | 4135354014 | rludlow@iso-ne.com | ROBERT | LUDLOW | 4135354014 | rludlow@iso-ne.com | 4 | EMERGENCY GENERATOR SOUTH SIDE |  | ENGINE | CATERPILLAR | 3508 | 1990-09-01 | 2010 | 8.26 | 1 | DIESEL | DIESEL | 44 | DIESEL | 0.3 | 0 | 0.295 | E3GAL | 41.005 | OK | N | 1 | 1 | 12 | 1 | 1 | 5
0420189 | KANZAKI SPECIALTY PAPERS INC |  | 20 CUMMINGS ST |  | WARE | MA | 010820000 | 20 CUMMINGS STREET |  | WARE | MA | 010821716 | N | PRIVATE | SM80-7 | KANZAKI SPECIALTY PAPERS INC | 4139676204 | psawosik@kanzakiusa.com | PETER | SAWOSIK | 4139676204 | psawosik@kanzakiusa.com | DOUGLAS | STELLATO | 4135723215 | dastellato@tighebond.com | 5 | FIRE PUMP GENERATOR- CLARK DETROIT - #2 DIESEL |  | ENGINE | DIESEL ALLISON INC | JU6HUF05 | 2002-01-01 | 2011 | 1.806 | 1 | GENERATOR #1 - #2 DIESEL OIL | DIESEL | 44 | DIESEL | 0.3 | 0 | 0 | E3GAL | 0 | OK | N | 1 | 1 | 52 | 1 | 1 | 22
0420208 | HASBRO GAMES |  | 443 SHAKER RD |  | EAST LONGMEADOW | MA | 010280000 | 443 SHAKER ROAD |  | EAST LONGMEADOW | MA | 010280000 | N | PRIVATE | SM79-R | HASBRO ELM | 4135256411 | jefflombard@hasbro.com | JEFFERY | LOMBARD | 4135262503 | jefflombard@hasbro.com | CHRIS | ZOBEL | 4135262594 | czobel@hasbro.com | 10 | EMERGENCY GENERATOR |  | ENGINE | CUMMINS | LTA10-G1 | 2000-06-30 | 2011 | 1.39 | 1 | DIESEL20100102 | DIESEL | 44 | DIESEL | 0.0015 |  | 0.893 | E3GAL | 124.127 | OK | N | 1 | 1 | 26 | 1 | 1 | 13
0420208 | HASBRO GAMES |  | 443 SHAKER RD |  | EAST LONGMEADOW | MA | 010280000 | 443 SHAKER ROAD |  | EAST LONGMEADOW | MA | 010280000 | N | PRIVATE | SM79-R | HASBRO ELM | 4135256411 | jefflombard@hasbro.com | JEFFERY | LOMBARD | 4135262503 | jefflombard@hasbro.com | CHRIS | ZOBEL | 4135262594 | czobel@hasbro.com | 10 | EMERGENCY GENERATOR |  | ENGINE | CUMMINS | LTA10-G1 | 2000-06-30 | 2011 | 1.39 | 2 | DIESEL | DIESEL | 44 | DIESEL | 0.0015 |  | 0.893 | E3GAL | 124.127 | OK | N | 1 | 1 | 26 | 1 | 1 | 13
0420232 | CHICOPEE ELECTRIC LIGHT |  | 725 FRONT ST |  | CHICOPEE | MA | 010210000 | PO BOX 405 |  | CHICOPEE | MA | 010210405 | Y | LOCAL GOVERNMENT | OP3 | CHICOPEE ELECTRIC LIGHT | 4135988311 | jlisowski@celd.com | JAMES | LISOWSKI | 4135988311 | jlisowski@celd.com | JAMES | LISOWSKI | 4135988311 | jlisowski@celd.com | 1 | GENERATOR #1-GENERAL MOTORS #645 EMD |  | ENGINE | GENERAL MOTORS | #645 | 1981-01-01 | 2011 | 27.8 | 1 | GENERATOR #1-GENERAL MOTORS #645EMD | DIESEL | 44 | DIESEL | 0.0008 | 0 | 18.812 | E3GAL | 2614.868 | OK | N | 1 | 2 | 30 | 1 | 2 | 22
0420232 | CHICOPEE ELECTRIC LIGHT |  | 725 FRONT ST |  | CHICOPEE | MA | 010210000 | PO BOX 405 |  | CHICOPEE | MA | 010210405 | Y | LOCAL GOVERNMENT | OP3 | CHICOPEE ELECTRIC LIGHT | 4135988311 | jlisowski@celd.com | JAMES | LISOWSKI | 4135988311 | jlisowski@celd.com | JAMES | LISOWSKI | 4135988311 | jlisowski@celd.com | 2 | GENERATOR #2-GENERAL MOTORS #645 EMD |  | ENGINE | GENERAL MOTORS | #645 EMD | 1981-01-01 | 2011 | 27.8 | 1 | GENERATOR #2-GENERAL MOTORS #645 EMD | DIESEL | 44 | DIESEL | 0.0008 | 0 | 18.457 | E3GAL | 2565.523 | OK | N | 1 | 2 | 30 | 1 | 2 | 22
0420232 | CHICOPEE ELECTRIC LIGHT |  | 725 FRONT ST |  | CHICOPEE | MA | 010210000 | PO BOX 405 |  | CHICOPEE | MA | 010210405 | Y | LOCAL GOVERNMENT | OP3 | CHICOPEE ELECTRIC LIGHT | 4135988311 | jlisowski@celd.com | JAMES | LISOWSKI | 4135988311 | jlisowski@celd.com | JAMES | LISOWSKI | 4135988311 | jlisowski@celd.com | 3 | GENERATOR #3-GENERAL MOTORS #645 EMD |  | ENGINE | GENERAL MOTORS | #645 EMD | 1981-01-01 | 2011 | 27.8 | 1 | GENERATOR #3-GENERAL MOTORS #645EMD | DIESEL | 44 | DIESEL | 0.0008 | 0 | 18.91 | E3GAL | 2628.49 | OK | N | 1 | 2 | 30 | 1 | 2 | 22
0420232 | CHICOPEE ELECTRIC LIGHT |  | 725 FRONT ST |  | CHICOPEE | MA | 010210000 | PO BOX 405 |  | CHICOPEE | MA | 010210405 | Y | LOCAL GOVERNMENT | OP3 | CHICOPEE ELECTRIC LIGHT | 4135988311 | jlisowski@celd.com | JAMES | LISOWSKI | 4135988311 | jlisowski@celd.com | JAMES | LISOWSKI | 4135988311 | jlisowski@celd.com | 6 | GENERATOR #4-CATERPILLAR 3406 |  | ENGINE | CATERPILLAR | 3406 | 1998-09-01 | 2011 | 3.75 | 1 | GENERATOR #4-CATERPILLAR 3406 | DIESEL | 44 | DIESEL | 0.0008 | 0 | 0.12 | E3GAL | 16.68 | OK | N | 1 | 1 | 12 | 1 | 1 | 12
0420233 | CHICOPEE SANITARY LANDFILL |  | 161 NEW LOMBARD RD |  | CHICOPEE | MA | 010200000 | 600 NEW LUDLOW ROAD |  | SOUTH HADLEY | MA | 010750000 | N | PRIVATE | OP3 | CT VALLEY SANITARY WASTE DISPOSAL INC | 4135348741 | CDESANTIS@WM.COM | CHRIS | DESANTIS | 5085498989 | CDESANTIS@WM.COM | THOMAS | HEATON | 4135348741X137 | THEATON@WM.COM | 9 | MISCELLANEOUS PORTABLE/NON-ROAD DIESEL GENERATORS | 3 | ENGINE | VARIOUS | VARIOUS | 2011-01-01 | 2011 | 3.5 | 1 | DIESEL | DIESEL | 44 | DIESEL | 0 | 0 | 0.27 | E3GAL | 37.53 | OK | N | 6 | 2 | 13 | 6 | 2 | 6
0420288 | MA ANG 104 FIGHTER WING |  | 175 FALCON DR |  | WESTFIELD | MA | 010850000 | 104TH FIGHTER WING MA ANG | 175 FALCON DRIVE | WESTFIELD | MA | 010851480 | Y | FEDERAL | SM25 | MASSACHUSETTS AIR NATIONAL GUARD | 4135689151X6981797 | john.gwosch.1@ang.af.mil | JOHN A. | GWOSCH | 4135689151 | john.gwosch.1@ang.af.mil | JOHN | RICHARDSON | 4135689151X6981710 | john.richardson.1@ang.af.mil | 29 | EU#34 DIESEL EMERGENCY GENERATORS | 4 | ENGINE | VARIOUS | VARIOUS | 1980-01-01 | 2011 | 7.04 | 1 | DIESEL | DIESEL | 44 | DIESEL | 0.01 |  | 1.602 | E3GAL | 222.678 | OK | N | 1 | 1 | 52 | 1 | 1 | 20
0420288 | MA ANG 104 FIGHTER WING |  | 175 FALCON DR |  | WESTFIELD | MA | 010850000 | 104TH FIGHTER WING MA ANG | 175 FALCON DRIVE | WESTFIELD | MA | 010851480 | Y | FEDERAL | SM25 | MASSACHUSETTS AIR NATIONAL GUARD | 4135689151X6981797 | john.gwosch.1@ang.af.mil | JOHN A. | GWOSCH | 4135689151 | john.gwosch.1@ang.af.mil | JOHN | RICHARDSON | 4135689151X6981710 | john.richardson.1@ang.af.mil | 39 | EU#39 2 BASEWIDE GENERATORS | 2 | ENGINE | CATERPILLAR | C15 | 2007-08-10 | 2011 | 9.4 | 1 | DIESEL FUEL OIL | DIESEL | 44 | DIESEL | 0.01 | 0 | 3.059 | E3GAL | 425.201 | OK | N | 1 | 1 | 52 | 1 | 1 | 22
0420316 | HAMPSHIRE REGIONAL HIGH SCHOOL |  | 19 STAGE RD |  | WESTHAMPTON | MA | 010270000 | 19 STAGE ROAD |  | WESTHAMPTON | MA | 010270000 | Y | LOCAL GOVERNMENT | NM99 | HAMPSHIRE REG HIGH SCHOOL | 4135277680 | mdemers@hr-k12.org | PATRICIA | CLEM | 4135277680 | pclem@hr-k12.org | MARK | DEMERS | 4135277680X1145 | mdemers@hr-k12.org | 7 | EMERGENCY GENERATOR |  | ENGINE | DETROIT DIESEL | S60 | 2003-02-01 | 2009 | 2.828 | 1 | DIESEL FUEL | DIESEL | 44 | DIESEL | 0.0015 | 0 | 0.525 | E3GAL | 72.975 | OK | N | 1 | 1 | 52 | 1 | 1 | 22
0420316 | HAMPSHIRE REGIONAL HIGH SCHOOL |  | 19 STAGE RD |  | WESTHAMPTON | MA | 010270000 | 19 STAGE ROAD |  | WESTHAMPTON | MA | 010270000 | Y | LOCAL GOVERNMENT | NM99 | HAMPSHIRE REG HIGH SCHOOL | 4135277680 | mdemers@hr-k12.org | PATRICIA | CLEM | 4135277680 | pclem@hr-k12.org | MARK | DEMERS | 4135277680X1145 | mdemers@hr-k12.org | 8 | FIRE PUMP 1 | 2 | ENGINE | CLARKE FIRE PROTECTION PRODUCTS, INC | VMFPL6HR | 2002-01-01 | 2009 | 2.83 | 1 | DIESEL | DIESEL | 44 | DIESEL | 0.0015 | 0 | 0.2604 | E3GAL | 36.1956 | OK | N | 1 | 1 | 12 | 1 | 1 | 5
0420356 | DEERFIELD ACADEMY-TRUSTEE |  | ALBANY RD |  | DEERFIELD | MA | 013420000 | PO BOX 87 |  | DEERFIELD | MA | 013420000 | N | PRIVATE | NM50 | DEERFIELD ACADEMY | 4137720241 | cwilliams@deerfield.edu | TRUSTEE OF DEERFIELD ACADEMY | TRUSTEE OF DEERFIELD ACADEMY | 4137741570 | cwilliams@deerfield.edu | CHUCK | WILLIAMS | 4137741570 | cwilliams@deerfield.edu | 14 | GENERATOR CATERPILLAR - SOUTH COMPLEX-HOCKEY RINK |  | ENGINE | CATERPILLAR 500KW | CAT00000ECCB0731 | 2004-02-02 | 2009 | 4.964 | 1 | GENERATOR CATERPILLAR FUEL OIL NO.2 | DIESEL | 44 | DIESEL | 0.3 | 0 | 0.1 | E3GAL | 13.9 | OK | N | 1 | 1 | 52 | 1 | 1 | 22
0420356 | DEERFIELD ACADEMY-TRUSTEE |  | ALBANY RD |  | DEERFIELD | MA | 013420000 | PO BOX 87 |  | DEERFIELD | MA | 013420000 | N | PRIVATE | NM50 | DEERFIELD ACADEMY | 4137720241 | cwilliams@deerfield.edu | TRUSTEE OF DEERFIELD ACADEMY | TRUSTEE OF DEERFIELD ACADEMY | 4137741570 | cwilliams@deerfield.edu | CHUCK | WILLIAMS | 4137741570 | cwilliams@deerfield.edu | 15 | GENERATOR CATERPILLAR - NORTH COMPLEX - KOCH BLDG |  | ENGINE | CATERPILLAR OLYMPIAN 200KW | D200P4 | 2003-05-01 | 2009 | 1.5985 | 1 | GENERATOR CATERPILLAR FUEL OIL NO.2 | DIESEL | 44 | DIESEL | 0.3 | 0 | 0.1 | E3GAL | 13.9 | OK | N | 1 | 1 | 52 | 1 | 1 | 22
0420356 | DEERFIELD ACADEMY-TRUSTEE |  | ALBANY RD |  | DEERFIELD | MA | 013420000 | PO BOX 87 |  | DEERFIELD | MA | 013420000 | N | PRIVATE | NM50 | DEERFIELD ACADEMY | 4137720241 | cwilliams@deerfield.edu | TRUSTEE OF DEERFIELD ACADEMY | TRUSTEE OF DEERFIELD ACADEMY | 4137741570 | cwilliams@deerfield.edu | CHUCK | WILLIAMS | 4137741570 | cwilliams@deerfield.edu | 16 | GENERATOR WHISPERWATT - ROSENWALD SHUMWAY |  | ENGINE | WHISPERWATT - JOHN DEERE 72KW | DCA12555J6-GENERATOR JD6068TF-ENGINE | 2009-08-01 | 2009 | 0.7228 | 1 | GENERATOR WHISPERWATT FUEL OIL NO.2 | DIESEL | 44 | DIESEL | 0.3 | 0 | 0.1 | E3GAL | 13.9 | OK | N | 1 | 1 | 52 | 1 | 1 | 22
0420356 | DEERFIELD ACADEMY-TRUSTEE |  | ALBANY RD |  | DEERFIELD | MA | 013420000 | PO BOX 87 |  | DEERFIELD | MA | 013420000 | N | PRIVATE | NM50 | DEERFIELD ACADEMY | 4137720241 | cwilliams@deerfield.edu | TRUSTEE OF DEERFIELD ACADEMY | TRUSTEE OF DEERFIELD ACADEMY | 4137741570 | cwilliams@deerfield.edu | CHUCK | WILLIAMS | 4137741570 | cwilliams@deerfield.edu | 17 | GENERATOR KOHLER - CLASSROOM BLDG |  | ENGINE | KOHLER | 350REOZDD | 2009-01-01 | 2009 | 3.753 | 1 | GENERATOR KOHLER FUEL OIL NO.2 | DIESEL | 44 | DIESEL | 0.3 | 0 | 0.1 | E3GAL | 13.9 | OK | N | 1 | 1 | 52 | 1 | 1 | 22
0420386 | BAYSTATE FRANKLIN MEDICAL CENTER |  | 164 HIGH ST |  | GREENFIELD | MA | 013010000 | 164 HIGH ST |  | GREENFIELD | MA | 013010000 | N | PRIVATE | SM80-R | BAYSTATE FRANKLIN MEDICAL CENTER | 4137720211 | gregory.oles@bhs.org | GREGORY | OLES | 4137732383 | gregory.oles@bhs.org | SCOTT | KIERSTEAD | 4137732283 | scott.kierstead@bhs.org | 6 | GENERATORS #1 AND #2 #2 OIL | 2 | ENGINE | CATAPILLAR | 3406 VTV35/37 | 1997-06-01 | 2011 | 7.6 | 1 | #2 OIL | DIESEL | 44 | DIESEL | 0.05 | 0 | 0.556 | E3GAL | 77.284 | OK | N | 1 | 1 | 52 | 1 | 1 | 20
0420436 | HOLYOKE WWT PLANT |  | 1 BERKSHIRE ST |  | HOLYOKE | MA | 010400000 | 1 BERKSHIRE ST |  | HOLYOKE | MA | 010400000 | Y | LOCAL GOVERNMENT | NM25 | HOLYOKE WASTEWATER TREATMENT PLANT | 4135327530 | Michael.Burke@unitedwater.com | MICHAEL | BURKE | 4135342222 | michael.burke@unitedwater.com | MIKE | BURKE | 4135342222 | michael.burke@unitedwater.com | 4 | GENERATOR #1-CATERPILLAR D3482A/SR4 620KW |  | ENGINE | CATERPILLAR | D3482A/SR4 | 1979-01-01 | 2011 | 4.46 | 1 | GENERATOR #1-CATERPILLAR 620KW | DIESEL | 44 | DIESEL | 0 | 0 | 0.54 | E3GAL | 75.06 | OK | N | 1 | 1 | 12 | 1 | 1 | 7
0420436 | HOLYOKE WWT PLANT |  | 1 BERKSHIRE ST |  | HOLYOKE | MA | 010400000 | 1 BERKSHIRE ST |  | HOLYOKE | MA | 010400000 | Y | LOCAL GOVERNMENT | NM25 | HOLYOKE WASTEWATER TREATMENT PLANT | 4135327530 | Michael.Burke@unitedwater.com | MICHAEL | BURKE | 4135342222 | michael.burke@unitedwater.com | MIKE | BURKE | 4135342222 | michael.burke@unitedwater.com | 5 | GENERATOR #2KOHLER 150KW SMITHS FERRY STATION |  | ENGINE | JOHN DEERE | 150KW | 1980-01-01 | 2011 | 1.394 | 1 | GENERATOR #2-KOHLER 150KW | DIESEL | 44 | DIESEL | 0 | 0 | 0.62 | E3GAL | 86.18 | OK | N | 1 | 1 | 12 | 1 | 1 | 12
0420436 | HOLYOKE WWT PLANT |  | 1 BERKSHIRE ST |  | HOLYOKE | MA | 010400000 | 1 BERKSHIRE ST |  | HOLYOKE | MA | 010400000 | Y | LOCAL GOVERNMENT | NM25 | HOLYOKE WASTEWATER TREATMENT PLANT | 4135327530 | Michael.Burke@unitedwater.com | MICHAEL | BURKE | 4135342222 | michael.burke@unitedwater.com | MIKE | BURKE | 4135342222 | michael.burke@unitedwater.com | 13 | GENERATOR #1 CSO |  | ENGINE | CUMMINS | DQFAC-5778144 | 2007-10-01 | 2011 | 7.2 | 1 | DIESEL | DIESEL | 44 | DIESEL | 0 |  | 0.962 | E3GAL | 133.718 | OK | N | 1 | 1 | 12 | 1 | 1 | 5
0420458 | RODNEY HUNT COMPANY |  | 46 MILL ST |  | ORANGE | MA | 013640000 | 46 MILL ST |  | ORANGE | MA | 013640000 | N | PRIVATE | SM80-7 | RODNEY HUNT COMPANY | 9785442511 | hmalone@rodneyhunt.com | HENRY | MALONE | 9785442511 | hmalone@rodneyhunt.com | JEFF | BIBEAU | 4135723243 | JPBibeau@tighebond.com | 3 | GENERATOR #1-TECOGEN CM500D 500KW #2 OIL |  | ENGINE | TECOGEN | CM500D 500 KW | 1987-01-01 | 2011 | 5.4 | 1 | GENERATOR #1-TECOGEN 500KW #2 OIL-0.3 PER S | DIESEL | 44 | DIESEL | 0.3 | 0 | 0 | E3GAL | 0 | OK | N | 0 | 0 | 0 | 0 | 0 | 0
0420479 | JOHN S LANE & SONS I |  | 1550 WEST MAIN ST | RTE 116 | AMHERST | MA | 010020000 | PO BOX 125 |  | WESTFIELD | MA | 010860000 | N | PRIVATE | SM50 | JOHN S LANE AND SON INC | 4135688986 | JLANE@JSLANE.COM | JONATHAN | LANE | 4135688986 | JLANE@JSLANE.COM | JONATHAN | LANE | 4135688986X105 | JLANE@JSLANE.COM | 5 | PORTABLE CRUSH PLANT-DIESEL ENGINE 12.6 MMBTU/HR |  | ENGINE | CATERPILLAR | 3512B | 1997-09-01 | 2010 | 12.6 | 1 | PORTABLE CRUSHING PLANT #1 DIESEL ENGINE | DIESEL | 44 | DIESEL | 0.05 | 0 | 31.3 | E3GAL | 4350.7 | OK | N | 6 | 5 | 23 | 6 | 5 | 15
0420502 | BAYSTATE MARY LANE HOSPITAL INC |  | 85 SOUTH ST |  | WARE | MA | 010820000 | 85 SOUTH STREET |  | WARE | MA | 010820000 | N | PRIVATE | NM99 | BAY STATE MARY LANE HOSPITAL | 4139676211 | Bart.Monopolijr@baystatehealth.org | BART | MONOPOLI | 4139672140 | Bart.Monopolijr@baystatehealth.org | JEFFREY | BIBEAU | 4135723243 | JPBibeau@tighebond.com | 4 | E-GEN #1 - CATERPILLAR |  | ENGINE | CATERPILLAR | 346C GENERATOR SET | 2003-10-21 | 2009 | 0.2211 | 1 | NO. 2 FUEL OIL | DIESEL | 44 | DIESEL | 0.1 | 0.1 | 0.1 | E3GAL | 13.9 | OK | N | 1 | 1 | 52 | 1 | 1 | 22
0420508 | MERCY MEDICAL CENTER |  | 271 CAREW ST |  | SPRINGFIELD | MA | 011040000 | P.O.BOX 9012 |  | SPRINGFIELD | MA | 011029012 | N | PRIVATE | SM80-R | MERCY MEDICAL CENTER | 4137819100 | thomas.hodovanec@sphs.com | TOM | HODOVANEC | 4137489177 | thomas.hodovanec@sphs.com | JEFF | BIBEAU | 4135723243 | jpbibeau@tighebond.com | 4 | WAUKESHA GEN SET - 1200 KW |  | ENGINE | WAUKESHA | UNKNOWN | 1972-01-01 | 2011 | 4.09 | 1 | DIESEL | DIESEL | 44 | DIESEL | 0.3 | 0 | 0.3 | E3GAL | 41.7 | OK | N | 2 | 1 | 14 | 2 | 1 | 5
0420508 | MERCY MEDICAL CENTER |  | 271 CAREW ST |  | SPRINGFIELD | MA | 011040000 | P.O.BOX 9012 |  | SPRINGFIELD | MA | 011029012 | N | PRIVATE | SM80-R | MERCY MEDICAL CENTER | 4137819100 | thomas.hodovanec@sphs.com | TOM | HODOVANEC | 4137489177 | thomas.hodovanec@sphs.com | JEFF | BIBEAU | 4135723243 | jpbibeau@tighebond.com | 5 | KOHLER GEN SET - 260 KW |  | ENGINE | KOHLER | N/A | 1993-01-01 | 2011 | 6.24 | 1 | DIESEL | DIESEL | 44 | DIESEL | 0.3 | 0 | 0.112 | E3GAL | 15.568 | OK | N | 2 | 1 | 14 | 2 | 1 | 5
0420508 | MERCY MEDICAL CENTER |  | 271 CAREW ST |  | SPRINGFIELD | MA | 011040000 | P.O.BOX 9012 |  | SPRINGFIELD | MA | 011029012 | N | PRIVATE | SM80-R | MERCY MEDICAL CENTER | 4137819100 | thomas.hodovanec@sphs.com | TOM | HODOVANEC | 4137489177 | thomas.hodovanec@sphs.com | JEFF | BIBEAU | 4135723243 | jpbibeau@tighebond.com | 6 | CUMMINS 200 KW GEN SET |  | ENGINE | CUMMINS | N/A | 1997-01-01 | 2011 | 1.8768 | 1 | DIESEL | DIESEL | 44 | DIESEL | 0.3 | 0 | 0.065 | E3GAL | 9.035 | OK | N | 2 | 1 | 14 | 2 | 1 | 5
0420508 | MERCY MEDICAL CENTER |  | 271 CAREW ST |  | SPRINGFIELD | MA | 011040000 | P.O.BOX 9012 |  | SPRINGFIELD | MA | 011029012 | N | PRIVATE | SM80-R | MERCY MEDICAL CENTER | 4137819100 | thomas.hodovanec@sphs.com | TOM | HODOVANEC | 4137489177 | thomas.hodovanec@sphs.com | JEFF | BIBEAU | 4135723243 | jpbibeau@tighebond.com | 7 | CUMMINS 125 KW GEN SET |  | ENGINE | CUMMINS | N/A | 1996-01-01 | 2011 | 0.426 | 1 | DIESEL | DIESEL | 44 | DIESEL | 0.3 | 0 | 0.065 | E3GAL | 9.035 | OK | N | 2 | 1 | 14 | 2 | 1 | 5
0420508 | MERCY MEDICAL CENTER |  | 271 CAREW ST |  | SPRINGFIELD | MA | 011040000 | P.O.BOX 9012 |  | SPRINGFIELD | MA | 011029012 | N | PRIVATE | SM80-R | MERCY MEDICAL CENTER | 4137819100 | thomas.hodovanec@sphs.com | TOM | HODOVANEC | 4137489177 | thomas.hodovanec@sphs.com | JEFF | BIBEAU | 4135723243 | jpbibeau@tighebond.com | 8 | CUMMINS GEN SET - 1200 KW |  | ENGINE | CUMMINS | UNKNOWN | 2007-09-01 | 2011 | 5.56 | 1 | DIESEL | DIESEL | 44 | DIESEL | 0.3 |  | 0.31 | E3GAL | 43.09 | OK | N | 1 | 2 | 12 | 1 | 2 | 5
0420539 | NOBLE HOSPITAL |  | 115 WEST SILVER ST |  | WESTFIELD | MA | 010850000 | PO BOX 1634 |  | WESTFIELD | MA | 010860000 | N | PRIVATE | SM25 | NOBLE HOSPITAL | 4135682811 | drosinski@noblehealth.org | DAVID | ROSINSKI | 4135682811 | drosinski@noblehealth.org | TODD | OSTROWSKI | 4135723282 | TJOstrowski@tighebond.com | 12 | GENERATOR #1 - MAIN BUILDING GENERATOR |  | ENGINE | GENERAC | 97A-00552S | 1997-02-28 | 2009 | 0.426 | 1 | GENERATOR #1-GENERAL #CD125 500 GALS DIESEL | DIESEL | 44 | DIESEL | 0.5 | 0 | 0.245 | E3GAL | 34.055 | OK | N | 1 | 1 | 52 | 1 | 1 | 22
0420539 | NOBLE HOSPITAL |  | 115 WEST SILVER ST |  | WESTFIELD | MA | 010850000 | PO BOX 1634 |  | WESTFIELD | MA | 010860000 | N | PRIVATE | SM25 | NOBLE HOSPITAL | 4135682811 | drosinski@noblehealth.org | DAVID | ROSINSKI | 4135682811 | drosinski@noblehealth.org | TODD | OSTROWSKI | 4135723282 | TJOstrowski@tighebond.com | 13 | GENERATOR #2 - AMBULATORY CARE GENERATOR |  | ENGINE | CATERPILLAR | 3406 | 2002-11-20 | 2009 | 2.99 | 1 | GENERATOR #2-CATERPILLAR #3406 DIESEL | DIESEL | 44 | DIESEL | 0.5 | 0 | 0.482 | E3GAL | 66.998 | OK | N | 1 | 1 | 52 | 1 | 1 | 22
0420539 | NOBLE HOSPITAL |  | 115 WEST SILVER ST |  | WESTFIELD | MA | 010850000 | PO BOX 1634 |  | WESTFIELD | MA | 010860000 | N | PRIVATE | SM25 | NOBLE HOSPITAL | 4135682811 | drosinski@noblehealth.org | DAVID | ROSINSKI | 4135682811 | drosinski@noblehealth.org | TODD | OSTROWSKI | 4135723282 | TJOstrowski@tighebond.com | 14 | GENERATOR #3 - NORTH WING GENERATOR |  | ENGINE | CATERPILLAR | SR4 | 2002-01-01 | 2009 | 1.19 | 1 | GENERATOR #3-CATERPILLAR #3406 500 GALS DIESEL | DIESEL | 44 | DIESEL | 0.5 | 0 | 0.477 | E3GAL | 66.303 | OK | N | 1 | 1 | 52 | 1 | 1 | 22
0420550 | NORTHFIELD MT HERMON |  | MOUNT HERMON RD |  | GILL | MA | 013540000 | ONE LAMPLIGHTER WAY |  | MOUNT HERMON | MA | 013540000 | N | PRIVATE | SM79-R | NORTHFIELD MOUNT HERMON SCHOOL | 4134983455 | webmaster@nmhschool.org | WILLIAM | PACHALIS | 4134983455 | bpachalis@nmhschool.org | WILLIAM | PACHALIS | 4134983455 | bpachalis@nmhschool.org | 19 | GENERATOR 11 RHODES ARTS |  | ENGINE | CATERPILLAR | D80-6 | 2008-01-01 | 2011 | 0.784 | 1 | DIESEL | DIESEL | 44 | DIESEL | 0.0015 |  | 0.103 | E3GAL | 14.317 | OK | N | 1 | 1 | 52 | 1 | 1 | 16
0420550 | NORTHFIELD MT HERMON |  | MOUNT HERMON RD |  | GILL | MA | 013540000 | ONE LAMPLIGHTER WAY |  | MOUNT HERMON | MA | 013540000 | N | PRIVATE | SM79-R | NORTHFIELD MOUNT HERMON SCHOOL | 4134983455 | webmaster@nmhschool.org | WILLIAM | PACHALIS | 4134983455 | bpachalis@nmhschool.org | WILLIAM | PACHALIS | 4134983455 | bpachalis@nmhschool.org | 20 | GENERATOR 12 POWER PLANT |  | ENGINE | GENERAC | 3285A 1263A | 1990-01-01 | 2011 | 1.465 | 1 | DIESEL | DIESEL | 44 | DIESEL | 0.0015 |  | 0.05 | E3GAL | 6.95 | OK | N | 1 | 1 | 52 | 1 | 1 | 16
0420551 | NORTHFIELD HEATING PLANT | HOBBY LOBBY STORES INC | 231 MAIN ST |  | NORTHFIELD | MA | 013600000 | 231 MAIN ST |  | NORTHFIELD | MA | 013600000 | N | PRIVATE | SM79-R | HOBBY LOBBY STORES INC. | 4057451100 | dclarkhobbylobby@gmail.com | DARRELL | MOSLEY | 4134982914 | darrell.mosley@hobbylobby.com | DAVID | CLARK | 4134982914 | dclarkhobbylobby@gmail.com | 17 | GENERATOR 8 POWER PLANT |  | ENGINE | KOHLER | 100KW | 2000-12-06 | 2011 | 1.1 | 1 | DIESEL | DIESEL | 44 | DIESEL | 0.0015 |  | 0.2448 | E3GAL | 34.0272 | OK | N | 1 | 1 | 52 | 1 | 1 | 16
0420565 | TED ONDRICK COMPANY LLC |  | 58 INDUSTRY RD |  | CHICOPEE | MA | 010200000 | 58 INDUSTRY RD |  | CHICOPEE | MA | 010200000 | N | PRIVATE | SM80-7 | TED ONDRICK COMPANY LLC | 4135922081 | todd@tedondrickco.com | TODD | ONDRICK | 4135922081 | TODD@TEDONDRICKCO.COM | TODD | ONDRICK | 4135922081 | TODD@TEDONDRICKCO.COM | 4 | SOILS PLANT GENERATOR. CAT 3306B. DIESEL |  | ENGINE | CATERPILLAR | 3306B | 1990-12-07 | 2011 | 2.2 | 1 | #2 OIL | DIESEL | 44 | DIESEL | 0.3 | 0 | 9.831 | E3GAL | 1366.509 | OK | N | 8 | 5 | 50 | 8 | 5 | 22
0420565 | TED ONDRICK COMPANY LLC |  | 58 INDUSTRY RD |  | CHICOPEE | MA | 010200000 | 58 INDUSTRY RD |  | CHICOPEE | MA | 010200000 | N | PRIVATE | SM80-7 | TED ONDRICK COMPANY LLC | 4135922081 | todd@tedondrickco.com | TODD | ONDRICK | 4135922081 | TODD@TEDONDRICKCO.COM | TODD | ONDRICK | 4135922081 | TODD@TEDONDRICKCO.COM | 5 | EMERGENCY GENERATOR CATERPILLAR MODEL 3412 |  | ENGINE | CATERPILLAR | 3412 | 1995-07-01 | 2011 | 5.7 | 1 | #2 OIL | DIESEL | 44 | DIESEL | 0.3 | 0 | 0 | E3GAL | 0 | OK | N | 1 | 1 | 26 | 0 | 0 | 0
0420565 | TED ONDRICK COMPANY LLC |  | 58 INDUSTRY RD |  | CHICOPEE | MA | 010200000 | 58 INDUSTRY RD |  | CHICOPEE | MA | 010200000 | N | PRIVATE | SM80-7 | TED ONDRICK COMPANY LLC | 4135922081 | todd@tedondrickco.com | TODD | ONDRICK | 4135922081 | TODD@TEDONDRICKCO.COM | TODD | ONDRICK | 4135922081 | TODD@TEDONDRICKCO.COM | 8 | SCALE HOUSE BACK UP GENERATOR |  | ENGINE | CATERPILLAR | 3118 | 2010-08-18 | 2011 | 2 | 1 | #2 OIL | DIESEL | 44 | DIESEL | 0.3 | 0 | 0 | E3GAL | 0 | OK | N | 0 | 0 | 0 | 0 | 0 | 0
0420622 | WTE RECYCLING INCORPORATED |  | 75 SOUTHERN AVE |  | GREENFIELD | MA | 013020000 | 75 SOUTHERN AVE |  | GREENFIELD | MA | 013020000 | N | PRIVATE | SM80-7 | WTE RECYCLING INC | 4137722200 | cpichette@wte.com | CHRISTOPHER | PICHETTE | 4137722200 | cpichette@wte.com | CHRISTOPHER | PICHETTE | 4137722200 | cpichette@wte.com | 4 | ENGINE #1-CATERPILLAR #3516TA #2 OIL-0.05PERCENTS |  | ENGINE | CATERPILLAR | 3516TA | 1988-01-01 | 2011 | 8.68 | 1 | ENGINE #1-CATERPILLAR #3516TA #2 OIL-0.05PERS | DIESEL | 44 | DIESEL | 0.05 | 0 | 116.547 | E3GAL | 16200.033 | OK | N | 10 | 5 | 52 | 10 | 5 | 22
0420622 | WTE RECYCLING INCORPORATED |  | 75 SOUTHERN AVE |  | GREENFIELD | MA | 013020000 | 75 SOUTHERN AVE |  | GREENFIELD | MA | 013020000 | N | PRIVATE | SM80-7 | WTE RECYCLING INC | 4137722200 | cpichette@wte.com | CHRISTOPHER | PICHETTE | 4137722200 | cpichette@wte.com | CHRISTOPHER | PICHETTE | 4137722200 | cpichette@wte.com | 6 | ENGINE #2-CATERPILLAR #3516TA #2 OIL-0.05 PERC S |  | ENGINE | CATERPILLAR | 3516TA | 1988-01-01 | 2011 | 8.68 | 1 | ENGINE #2-CATERPILLAR #3516TA #2 OIL-0.05 PES | DIESEL | 44 | DIESEL | 0.05 | 0 | 116.547 | E3GAL | 16200.033 | OK | N | 10 | 5 | 52 | 10 | 5 | 22
0420640 | SPRINGFIELD MASS MUTUAL CENTER |  | 1277 MAIN ST |  | SPRINGFIELD | MA | 011030000 | 1277 MAIN STREET |  | SPRINGFIELD | MA | 011030000 | Y | PRIVATE | NM25 | MASS CONVENTION CENTER AUTHORITY | 6179542000 | JHALEY@MASSCONVENTION.COM | JACK | HALEY | 6179542435 | JHaley@massconvention.COM | JACK | HALEY | 6179542435 | JHaley@massconvention.COM | 6 | GENERATOR #1 - EMERGENCY - CATERPILLAR |  | ENGINE | CATERPILLAR | ATAAC DIESEL 3456 (AR-1923493) | 2004-10-01 | 2010 | 3.12 | 1 | GENERATOR #1 - EMERGENCY - CATERPILLAR DIESEL | DIESEL | 44 | DIESEL | 0.05 | 0 | 0.8251 | E3GAL | 114.6889 | OK | N | 1 | 1 | 52 | 1 | 1 | 22
0420641 | SPRINGFIELD COLLEGE |  | 263 ALDEN ST |  | SPRINGFIELD | MA | 011090000 | 263 ALDEN STREET |  | SPRINGFIELD | MA | 011090000 | N | PRIVATE | SM25 | SPRINGFIELD COLLEGE | 4137883252 |  | LUIS | VITORINO | 4137483252 | Luis_Vitorino@spfldcol.edu | LUIS | VITORINO | 4137883252 |  | 8 | EMERGENCY GENS - 7 DIESEL 1 GAS (~770 KW COMBINED) |  | ENGINE | CUMMINS, ONAN, KOHLER, CATERPILLAR | VARIOUS | 1980-01-01 | 2005 | 8 | 1 | GENERATORS (7)-STANDBY DIESEL OIL | DIESEL | 44 | DIESEL | 0.3 | 0 | 6.2 | E3GAL | 861.8 | OK | N | 1 | 1 | 12 | 1 | 1 | 5
0420720 | WARNER BROTHERS LLC |  | 901 RIVER RD |  | DEERFIELD | MA | 013420000 | PO BOX 395 |  | SUNDERLAND | MA | 013750395 | N | PRIVATE | SM80-7 | WARNER BROTHERS, LLC | 4136654051 | dlewandowski@allstatesasphalt.com | JOHN | LAVIN | 5083404100 | jwlavin@earthworks-inc.com | DAVE | LEWANDOWSKI | 4136654051 | dlewandowski@allstatesasphalt.com | 4 | GENERATOR #1-CATERPILLAR 3412 #2 OIL-0.3%S |  | ENGINE | CATAPILLER | 3412 | 1987-01-01 | 2005 | 5.27 | 1 | GENERATOR #1-CATERPILLAR 3412 #2 OIL-0.3%S | DIESEL | 44 | DIESEL | 0.3 | 0 | 17.5 | E3GAL | 2432.5 | OK | N | 8 | 5 | 32 | 8 | 5 | 20
0420720 | WARNER BROTHERS LLC |  | 901 RIVER RD |  | DEERFIELD | MA | 013420000 | PO BOX 395 |  | SUNDERLAND | MA | 013750395 | N | PRIVATE | SM80-7 | WARNER BROTHERS, LLC | 4136654051 | dlewandowski@allstatesasphalt.com | JOHN | LAVIN | 5083404100 | jwlavin@earthworks-inc.com | DAVE | LEWANDOWSKI | 4136654051 | dlewandowski@allstatesasphalt.com | 5 | GENERATOR #2-CATERPILLAR 3406 PORTABLE UNIT |  | ENGINE | CATAPILLAR | 3406 | 1987-01-01 | 2005 | 3.13 | 1 | GENERATOR #2-CATERPILLAR 3406 PORTABLE UNIT | DIESEL | 44 | DIESEL | 0.3 | 0 | 7.5 | E3GAL | 1042.5 | OK | N | 8 | 5 | 32 | 8 | 5 | 20
0420786 | WING MEMORIAL HOSPITAL |  | WRIGHT ST |  | PALMER | MA | 010690000 | 40 WRIGHT STREET |  | PALMER | MA | 010690000 | N | PRIVATE | NM50 | WING MEMORIAL HOSPIT | 4132837651 | Ryan.Moore@umassmemorial.org | GEORGE | NOLAN | 4132845774 | Ryan.Moore@umassmemorial.org | ISABEL | MCCAULEY | 5084719635 | ifmccauley@tighebond.com | 11 | C GENERATOR 750 KW - DIESEL |  | ENGINE | KOHLER | 1000REOZMB | 2008-01-01 | 2010 | 10.35 | 1 | C GEN SET DIESEL | DIESEL | 44 | DIESEL | 0.0015 |  | 3.525 | E3GAL | 489.975 | OK | N | 1 | 1 | 47 | 1 | 1 | 20
0420786 | WING MEMORIAL HOSPITAL |  | WRIGHT ST |  | PALMER | MA | 010690000 | 40 WRIGHT STREET |  | PALMER | MA | 010690000 | N | PRIVATE | NM50 | WING MEMORIAL HOSPIT | 4132837651 | Ryan.Moore@umassmemorial.org | GEORGE | NOLAN | 4132845774 | Ryan.Moore@umassmemorial.org | ISABEL | MCCAULEY | 5084719635 | ifmccauley@tighebond.com | 12 | C-CHARGE GEN 350 KW - DIESEL |  | ENGINE | C-CHARGE | AE241QHLEP | 1989-01-01 | 2010 | 7.59 | 1 | C-CHARGE GEN SET - DIESEL | DIESEL | 44 | DIESEL | 0.3 |  | 1.2048 | E3GAL | 167.4672 | OK | N | 1 | 1 | 22 | 1 | 1 | 9
0420853 | PELICAN PRODUCTS |  | 147 NORTH MAIN ST |  | SOUTH DEERFIELD | MA | 013730000 | PO BOX 201 |  | SOUTH DEERFIELD | MA | 013730000 | N | PRIVATE | NM25 | PELICAN PRODUCTS INC | 4136652163X2270 | patty.goclowski@pelican.com | JOE | ECKERLE | 4136652163 | joe.eckerle@pelican.com | PATTY | GOCLOWSKI | 4136652163X2270 | patty.goclowski@pelican.com | 4 | GENERATOR 1-CATERPILLAR 3306 125 KW 2 OIL |  | ENGINE | CATERPILLAR | 3306 | 1987-01-01 | 2011 | 1.35 | 1 | DIESEL 15PPM S | DIESEL | 44 | DIESEL | 0.0015 | 0 | 0.1176 | E3GAL | 16.3464 | OK | N | 1 | 1 | 52 | 1 | 1 | 22
0421012 | WESTERN NEW ENGLAND UNIVERSITY |  | 1215 WILBRAHAM RD |  | SPRINGFIELD | MA | 011192684 | 1215 WILBRAHAM RD |  | SPRINGFIELD | MA | 011192684 | N | PRIVATE | SM25 | WESTERN NEW ENGLAND COLLEGE | 4137821614 | mduncan@wnec.edu | MICHAEL | DUNCAN | 4137821240 | mduncan@wnec.edu | PETER | VARLEY | 4137821634 | pvarley@wnec.edu | 54 | LAW SCHOOL EMERGENCY GENERATOR |  | ENGINE | ONAN | 6.0DJB-3CR | 1978-06-01 | 2010 | 0.07 | 1 | DIESEL | DIESEL | 44 | DIESEL | 0.0015 |  | 0.0076 | E3GAL | 1.0564 | OK | N | 1 | 1 | 52 | 1 | 1 | 22
0421012 | WESTERN NEW ENGLAND UNIVERSITY |  | 1215 WILBRAHAM RD |  | SPRINGFIELD | MA | 011192684 | 1215 WILBRAHAM RD |  | SPRINGFIELD | MA | 011192684 | N | PRIVATE | SM25 | WESTERN NEW ENGLAND COLLEGE | 4137821614 | mduncan@wnec.edu | MICHAEL | DUNCAN | 4137821240 | mduncan@wnec.edu | PETER | VARLEY | 4137821634 | pvarley@wnec.edu | 55 | CAMPUS CENTER EMERGENCY GENERATOR |  | ENGINE | KOHLER | 5RMOY61 | 1982-06-01 | 2010 | 0.06 | 1 | DIESEL | DIESEL | 44 | DIESEL | 0.0015 |  | 0 | E3GAL | 0 | OK | N | 0 | 0 | 0 | 0 | 0 | 0
0421012 | WESTERN NEW ENGLAND UNIVERSITY |  | 1215 WILBRAHAM RD |  | SPRINGFIELD | MA | 011192684 | 1215 WILBRAHAM RD |  | SPRINGFIELD | MA | 011192684 | N | PRIVATE | SM25 | WESTERN NEW ENGLAND COLLEGE | 4137821614 | mduncan@wnec.edu | MICHAEL | DUNCAN | 4137821240 | mduncan@wnec.edu | PETER | VARLEY | 4137821634 | pvarley@wnec.edu | 56 | CHURCHILL EMERGENCY GENERATOR |  | ENGINE | KOHLER | 80ROZ271 | 1987-06-01 | 2010 | 0.89 | 1 | DIESEL | DIESEL | 44 | DIESEL | 0.0015 |  | 0 | E3GAL | 0 | OK | N | 0 | 0 | 0 | 0 | 0 | 0
0421012 | WESTERN NEW ENGLAND UNIVERSITY |  | 1215 WILBRAHAM RD |  | SPRINGFIELD | MA | 011192684 | 1215 WILBRAHAM RD |  | SPRINGFIELD | MA | 011192684 | N | PRIVATE | SM25 | WESTERN NEW ENGLAND COLLEGE | 4137821614 | mduncan@wnec.edu | MICHAEL | DUNCAN | 4137821240 | mduncan@wnec.edu | PETER | VARLEY | 4137821634 | pvarley@wnec.edu | 58 | LIBRARY EMERGENCY GENERATOR |  | ENGINE | CUMMINS | CPG01591464 | 2005-05-02 | 2010 | 0.88 | 1 | DIESEL | DIESEL | 44 | DIESEL | 0.0015 |  | 0.1034 | E3GAL | 14.3726 | OK | N | 1 | 1 | 52 | 1 | 1 | 22
0421012 | WESTERN NEW ENGLAND UNIVERSITY |  | 1215 WILBRAHAM RD |  | SPRINGFIELD | MA | 011192684 | 1215 WILBRAHAM RD |  | SPRINGFIELD | MA | 011192684 | N | PRIVATE | SM25 | WESTERN NEW ENGLAND COLLEGE | 4137821614 | mduncan@wnec.edu | MICHAEL | DUNCAN | 4137821240 | mduncan@wnec.edu | PETER | VARLEY | 4137821634 | pvarley@wnec.edu | 59 | DELISO EMERGENCY GENERATOR |  | ENGINE | ONAN | DGBB-4962876 | 2001-11-21 | 2010 | 0.41 | 1 | DIESEL | DIESEL | 44 | DIESEL | 0.0015 |  | 0.0794 | E3GAL | 11.0366 | OK | N | 1 | 1 | 52 | 1 | 1 | 22
0421012 | WESTERN NEW ENGLAND UNIVERSITY |  | 1215 WILBRAHAM RD |  | SPRINGFIELD | MA | 011192684 | 1215 WILBRAHAM RD |  | SPRINGFIELD | MA | 011192684 | N | PRIVATE | SM25 | WESTERN NEW ENGLAND COLLEGE | 4137821614 | mduncan@wnec.edu | MICHAEL | DUNCAN | 4137821240 | mduncan@wnec.edu | PETER | VARLEY | 4137821634 | pvarley@wnec.edu | 73 | SOUTHWOOD EMERGENCY GENERATOR |  | ENGINE | CATERPILLAR | D80-6 | 2009-07-01 | 2010 | 0.89 | 1 | DIESEL | DIESEL | 44 | DIESEL | 0.0015 |  | 0.1755 | E3GAL | 24.3945 | OK | N | 1 | 1 | 52 | 1 | 1 | 22
0421012 | WESTERN NEW ENGLAND UNIVERSITY |  | 1215 WILBRAHAM RD |  | SPRINGFIELD | MA | 011192684 | 1215 WILBRAHAM RD |  | SPRINGFIELD | MA | 011192684 | N | PRIVATE | SM25 | WESTERN NEW ENGLAND COLLEGE | 4137821614 | mduncan@wnec.edu | MICHAEL | DUNCAN | 4137821240 | mduncan@wnec.edu | PETER | VARLEY | 4137821634 | pvarley@wnec.edu | 77 | CHURCHILL EMERGENCY GENERATOR (REPLACEMENT) |  | ENGINE | CATERPILLAR | D150-8 | 2008-06-18 | 2010 | 1.62 | 1 | DIESEL | DIESEL | 44 | DIESEL | 0.0015 |  | 0.1322 | E3GAL | 18.3758 | OK | N | 1 | 1 | 52 | 1 | 1 | 22
0421012 | WESTERN NEW ENGLAND UNIVERSITY |  | 1215 WILBRAHAM RD |  | SPRINGFIELD | MA | 011192684 | 1215 WILBRAHAM RD |  | SPRINGFIELD | MA | 011192684 | N | PRIVATE | SM25 | WESTERN NEW ENGLAND COLLEGE | 4137821614 | mduncan@wnec.edu | MICHAEL | DUNCAN | 4137821240 | mduncan@wnec.edu | PETER | VARLEY | 4137821634 | pvarley@wnec.edu | 78 | CAMPUS CENTER EMERGENCY GENERATOR (REPLACEMENT) |  | ENGINE | KOLHER | 60ROZJC | 2009-09-14 | 2010 | 0.69 | 1 | DIESEL | DIESEL | 44 | DIESEL | 0.0015 |  | 0.168 | E3GAL | 23.352 | OK | N | 1 | 1 | 52 | 1 | 1 | 22
0421012 | WESTERN NEW ENGLAND UNIVERSITY |  | 1215 WILBRAHAM RD |  | SPRINGFIELD | MA | 011192684 | 1215 WILBRAHAM RD |  | SPRINGFIELD | MA | 011192684 | N | PRIVATE | SM25 | WESTERN NEW ENGLAND COLLEGE | 4137821614 | mduncan@wnec.edu | MICHAEL | DUNCAN | 4137821240 | mduncan@wnec.edu | PETER | VARLEY | 4137821634 | pvarley@wnec.edu | 79 | CENTER FOR SCIENCES EMERGENCY GENERATOR |  | ENGINE | KOHLER | 250REOZJD | 2010-09-08 | 2010 | 2.41 | 1 | DIESEL | DIESEL | 44 | DIESEL | 0.0015 |  | 0.3115 | E3GAL | 43.2985 | OK | N | 1 | 1 | 17 | 1 | 1 | 3
0421013 | WOMENS CORRECTIONAL CENTER | HAMPDEN COUNTY SHERIFFS DEPT | 701 CENTER ST |  | CHICOPEE | MA | 010130000 | 627 RANDALL RD | HAMPDEN COUNTY SHERIFFS DEPT | LUDLOW | MA | 010560000 | Y | STATE | NM25 | WOMENS CORRECTIONAL CENTER | 4137306800 | david.asselin@sdh.state.ma.us | DAVID D. | ASSELIN | 4138580403 | david.asselin@sdh.state.ma.us | DAVID D. | ASSELIN | 4138580403 | david.asselin@sdh.state.ma.us | 6 | EMERGENCY GENERATOR |  | ENGINE | CATERPILLAR | C-18 | 2006-12-01 | 2008 | 0.18 | 1 | DIESEL/KEROSENE | DIESEL | 44 | DIESEL | 0.0015 |  | 0.5 | E3GAL | 69.5 | OK | Y | 24 | 7 | 52 | 24 | 7 | 22
0421088 | E INK CORP |  | 7 GAYLORD ST |  | SOUTH HADLEY | MA | 010750000 | 7 GAYLORD ST |  | SOUTH HADLEY | MA | 010750000 | N | PRIVATE | SM50 | E INK CORPORATION | 6174996088 | KJONES@EINK.COM | KEN | JONES | 6174996091 | KJONES@EINK.COM | KEN | JONES | 6174996091 | KJONES@EINK.COM | 5 | EMERGENCY GENERATOR |  | ENGINE | CUMMINS | QST30-G5 NR2 | 2010-03-01 | 2011 | 10.014 | 1 | DIESEL | DIESEL | 44 | DIESEL | 0.0015 |  | 0.6733 | E3GAL | 93.5887 | OK | N | 1 | 1 | 35 | 1 | 1 | 22
0421108 | HAMPDEN COUNTY SHERIFFS DEPARTMENT | CORRECTIONAL CENTER | 627 RANDALL RD |  | LUDLOW | MA | 010561079 | 627 RANDALL RD |  | LUDLOW | MA | 010561079 | Y | STATE | NM25 | HAMPDEN COUNTY SHERIFFS DEPARTMENT AND CORRECTIONAL CENTER | 5088245881 | david.asselin@sdh.state.ma.us | DAVID D | ASSELIN | 4138580403 | david.asselin@sdh.state.ma.us | DAVID | ASSELIN | 4137306800 | david.asselin@sdh.state.ma.us | 5 | EMERGENCY GENERATOR (3) | 3 | ENGINE | CATERPILLAR | 3512 | 1992-01-01 | 2009 | 1.2 | 1 | DIESEL | DIESEL | 44 | DIESEL | 0.36 |  | 1.93 | E3GAL | 268.27 | OK | N | 1 | 1 | 52 | 1 | 1 | 22
0421116 | HATHAWAY CONSTRUCTION CORP |  | 19 NORTH RD |  | WESTHAMPTON | MA | 010270000 | 41 PERRY HILL ROAD |  | WESTHAMPTON | MA | 010270000 | N | PRIVATE | SM50 | HATHAWAY CONSTRUCTION CORP | 4135272324 | redimixhcc@yahoo.com | THOMAS | HATHAWAY | 4135272324 | redimixhcc@yahoo.com | THOMAS | HATHAWAY | 4135272324 | redimixhcc@yahoo.com | 1 | CATERPILLAR DIESEL ENGINE |  | ENGINE | CATERPILLAR | 3306 | 2005-12-31 | 2010 | 2.66 | 1 | DIESEL FUEL | DIESEL | 44 | DIESEL | 0.0015 |  | 7.923 | E3GAL | 1101.297 | OK | N | 12 | 5 | 52 | 12 | 5 | 22
0421116 | HATHAWAY CONSTRUCTION CORP |  | 19 NORTH RD |  | WESTHAMPTON | MA | 010270000 | 41 PERRY HILL ROAD |  | WESTHAMPTON | MA | 010270000 | N | PRIVATE | SM50 | HATHAWAY CONSTRUCTION CORP | 4135272324 | redimixhcc@yahoo.com | THOMAS | HATHAWAY | 4135272324 | redimixhcc@yahoo.com | THOMAS | HATHAWAY | 4135272324 | redimixhcc@yahoo.com | 2 | CATERPILLAR DIESEL GENERATOR SET |  | ENGINE | CATERPILLAR | 3406 | 2004-01-01 | 2010 | 3.64 | 1 | DIESEL FUEL | DIESEL | 44 | DIESEL | 0.0015 |  | 10.842 | E3GAL | 1507.038 | OK | N | 12 | 5 | 52 | 12 | 5 | 22
1170001 | GENERAL DYNAMICS AIS |  | 100 PLASTICS AVE |  | PITTSFIELD | MA | 012010000 | 100 PLASTICS AVE | ROOM 1716 | PITTSFIELD | MA | 012010000 | N | PRIVATE | SM50 | GENERAL DYNAMICS AIS | 4134942345 | SHANNON.REILLY@GD-AIS.COM | SHANNON | REILLY | 4134942345 | SHANNON.REILLY@GD-AIS.COM | SHANNON | REILLY | 4134942345 | SHANNON.REILLY@GD-AIS.COM | 63 | PS #2A-11-F GENERATOR #3-830 HP DIESEL |  | ENGINE | DETROIT DIESEL | 71637305 | 1997-01-01 | 2009 | 2.1 | 1 | GENERATOR #3-830 HP DIESEL 0.05 PERCENT S | DIESEL | 44 | DIESEL | 0.05 | 0 | 0.4 | E3GAL | 55.6 | OK | N | 1 | 1 | 12 | 1 | 1 | 5
1170004 | COVANTA PITTSFIELD LLC | PITTSFIELD RESOURCE RECOVERY FACILITY | 500 HUBBARD AVE |  | PITTSFIELD | MA | 012010000 | 500 HUBBARD AVENUE |  | PITTSFIELD | MA | 012010000 | N | PRIVATE | OP3 | COVANTA PITTSFIELD LLC | 4134437373 | KROUSSEAU@COVANTAENERGY.COM | KEVIN | ROUSSEAU | 4134437373 | KROUSSEAU@COVANTAENERGY.COM | RICK | MEYER | 4132335613 | HMEYER@COVANTAENERGY.COM | 6 | STANDBY ELECTRIC GENERATOR SET |  | ENGINE | DETROIT | 16V926T | 1981-06-01 | 2011 | 9 | 1 | #2 OIL - MAX 15PPM SULFUR | DIESEL | 44 | DIESEL | 0.0015 | 1 | 0.561 | E3GAL | 77.979 | OK | N | 1 | 1 | 12 | 1 | 1 | 5
1170006 | PITTSFIELD GENERATING COMPANY LP | MAXIM POWER CORP | 235 MERRILL RD |  | PITTSFIELD | MA | 012010000 | 235 MERRILL RD |  | PITTSFIELD | MA | 012010000 | N | PRIVATE | OP7.5 | PITTSFIELD GENERATING COMPANY LP | 4134426905 | rtaikowski@purenergyllc.com | TIM | EGLIN | 4134426905 |  | RICH | TAIKOWSKI | 4134426905 | rtaikowski@purenergyllc.com | 4 | STARTER ENGINE A - DETROIT 71237300 NO. 2 OIL |  | ENGINE | DETROIT DIESEL | 71237300 | 1990-07-18 | 2011 | 5 | 1 | STARTER ENGINE A-DETROIT 71237300 NO. 2 OIL | DIESEL | 44 | DIESEL | 0.05 | 0 | 1.45 | E3GAL | 201.55 | OK | N | 1 | 1 | 36 | 1 | 1 | 22
1170006 | PITTSFIELD GENERATING COMPANY LP | MAXIM POWER CORP | 235 MERRILL RD |  | PITTSFIELD | MA | 012010000 | 235 MERRILL RD |  | PITTSFIELD | MA | 012010000 | N | PRIVATE | OP7.5 | PITTSFIELD GENERATING COMPANY LP | 4134426905 | rtaikowski@purenergyllc.com | TIM | EGLIN | 4134426905 |  | RICH | TAIKOWSKI | 4134426905 | rtaikowski@purenergyllc.com | 5 | STARTER ENGINE B - DETROIT 71237300 NO. 2 OIL |  | ENGINE | DETROIT DIESEL | 71237300 | 1990-07-23 | 2011 | 5 | 1 | STARTER ENGINE B-DETROIT 71237300 NO. 2 OIL | DIESEL | 44 | DIESEL | 0.05 | 0 | 1.362 | E3GAL | 189.318 | OK | N | 1 | 1 | 43 | 1 | 1 | 22
1170006 | PITTSFIELD GENERATING COMPANY LP | MAXIM POWER CORP | 235 MERRILL RD |  | PITTSFIELD | MA | 012010000 | 235 MERRILL RD |  | PITTSFIELD | MA | 012010000 | N | PRIVATE | OP7.5 | PITTSFIELD GENERATING COMPANY LP | 4134426905 | rtaikowski@purenergyllc.com | TIM | EGLIN | 4134426905 |  | RICH | TAIKOWSKI | 4134426905 | rtaikowski@purenergyllc.com | 6 | STARTER ENGINE C - DETROIT 71237300 NO. 2 OIL |  | ENGINE | DETROIT DIESEL | 71237300 | 1990-07-26 | 2011 | 5 | 1 | STARTER ENGINE C - DETROIT 71237300 NO. 2 OIL | DIESEL | 44 | DIESEL | 0.05 | 0 | 1.2449 | E3GAL | 173.0411 | OK | N | 1 | 1 | 39 | 1 | 1 | 22
1170007 | ADVANCED INFORMATION SYSTEMS/THRU GDDS |  | 540 MERRILL RD |  | PITTSFIELD | MA | 012010000 | 100 PLASTICS AVENUE | ROOM 1716 | PITTSFIELD | MA | 012010000 | N | PRIVATE | SM25 | GENERAL DYNAMICS AIS | 4134942869 | JOHN.BORDEAU@GD-AIS.COM | JOHN | BORDEAU | 4134942869 | JOHN.BORDEAU@GD-AIS.COM | JOHN | BORDEAU | 4134942869 | JOHN.BORDEAU@GD-AIS.COM | 4 | GENERATOR #1-CUMMINS NT-855-G 335HP 03-10-F |  | ENGINE | CUMMINS | NT-855-G | 1997-01-01 | 2011 | 2.5 | 1 | GENERATOR #1-CUMMINS 335HP DIESEL OIL | DIESEL | 44 | DIESEL | 0.05 | 0 | 69.1 | E6BTU | 69.1 | OK | N | 1 | 1 | 52 | 1 | 1 | 22
1170012 | OLDCASTLE STONE PRODUCTS |  | 110 MARBLE ST |  | LEE | MA | 012380000 | P.O. BOX 710 |  | LEE | MA | 012380000 | N | PRIVATE | OP3 | OLDCASTLE STONE PRODUCTS | 4132430053 | DONALD.OBRYAN@OLDCASTLEAPG.COM | DONALD | O'BRYAN | 4132430053 | DONALD.OBRYAN@OLDCASTLEAPG.COM | DONALD | O'BRYAN | 4132430053X36006 | DONALD.OBRYAN@OLDCASTLEAPG.COM | 30 | LIME KILN EMERGENCY GENERATOR 34 HP - 0.3 MMBTU/HR |  | ENGINE | PERKIN | UNKNOWN | 2000-01-01 | 2011 | 0.3 | 1 | LIME KILN EMERGENCY GENERATOR | DIESEL | 44 | DIESEL | 0.05 | 0 | 0.008 | E3GAL | 1.112 | OK | N | 1 | 1 | 4 | 1 | 1 | 1
1170026 | BERKSHIRE MEDICAL CENTER |  | 725 NORTH ST |  | PITTSFIELD | MA | 012010000 | 725 NORTH ST |  | PITTSFIELD | MA | 012010000 | N | PRIVATE | SM80-R | BERKSHIRE MEDICAL CENTER | 4134472303 | jlaroche@bhs1.org | JOESEPH | LAROCHE | 4134472303 | jlaroche@bhs1.org | JAMES | DOWLING | 4134472188 | jdowling@bhs1.org | 9 | GENERATOR #1-WAUKESHA #5792DSU DIESEL |  | ENGINE | WAUKESHA | L5792DSU | 1975-01-01 | 2011 | 7.7 | 1 | GENERATOR #1-WAUKESHAW #5792DSU 954 GALS DIESEL | DIESEL | 44 | DIESEL | 0.0015 | 0 | 1.01 | E3GAL | 140.39 | OK | N | 1 | 1 | 52 | 0 | 0 | 0
1170026 | BERKSHIRE MEDICAL CENTER |  | 725 NORTH ST |  | PITTSFIELD | MA | 012010000 | 725 NORTH ST |  | PITTSFIELD | MA | 012010000 | N | PRIVATE | SM80-R | BERKSHIRE MEDICAL CENTER | 4134472303 | jlaroche@bhs1.org | JOESEPH | LAROCHE | 4134472303 | jlaroche@bhs1.org | JAMES | DOWLING | 4134472188 | jdowling@bhs1.org | 11 | GENERATOR #3-CATERPILLAR #7DB00593 DIESEL FUEL |  | ENGINE | CATERPILLIAR | 3412 | 2004-01-01 | 2011 | 8 | 1 | GENERATOR #3-CATERPILLAR #7DB00593 NAT GAS | DIESEL | 44 | DIESEL | 0.0015 |  | 1.315 | E3GAL | 182.785 | OK | N | 1 | 1 | 52 | 1 | 1 | 20
1170036 | WILLIAMS COLLEGE |  | 60 LATHAM ST |  | WILLIAMSTOWN | MA | 012670000 | 60 LATHAM STREET |  | WILLIAMSTOWN | MA | 012670000 | N | PRIVATE | SM80-7 | WILLIAMS COLLEGE | 4135974421 | STEPHEN.P.KLASS@WILLIAMS.EDU | STEPHEN | KLASS | 4135972019 | STEPHEN.P.KLASS@WILLIAMS.EDU | DONALD | CLARK | 4135972019 | DONALD.B.CLARK@WILLIAMS.EDU | 12 | GENERATORS - DIESEL |  | ENGINE | SEVERAL | SEVERAL | 1985-01-01 | 2011 | 5 | 1 | DIESEL | DIESEL | 44 | DIESEL | 0.015 | 0 | 2.1053 | E3GAL | 292.6367 | OK | N | 1 | 1 | 26 | 1 | 1 | 10
1170042 | SPECIALTY MINERALS |  | 260 COLUMBIA ST |  | ADAMS | MA | 012200000 | 260 COLUMBIA ST |  | ADAMS | MA | 012200000 | N | PRIVATE | OP3 | SPECIALTY MINERALS INC | 4137430591 | dave.buttleman@mineralstech.com | JAMES | MULKEY | 4137430591 | jim.mulkey@mineralstech.com | DAVE | BUTTELMAN | 4137430591 | dave.buttleman@mineralstech.com | 1 | CO-GEN UNIT #1 - COOPER BESSMER 4.8MW DUAL FUEL |  | ENGINE | COOPER-BESSMER | LSVB-16-GDT 4.85 MW | 1987-01-01 | 2011 | 45 | 1 | 2 OIL-0.3S | DIESEL | 44 | DIESEL | 0.05 | 0 | 0 | E3GAL | 0 | OK | N | 0 | 0 | 0 | 0 | 0 | 0
1170046 | KIMBALL FARMS |  | 235 WALKER ST |  | LENOX | MA | 012400000 | 235 WALKER ST |  | LENOX | MA | 012400000 | N | PRIVATE | SM25 | KIMBALL FARMS | 4136377002 | aingegni@bhs1.org | ALBERT | INGEGNI, III | 4136377002 | aingegni@bhs1.org | PETER | PROVENZANO | 4136377072 | pprovenzano@bhs1.org | 2 | GENERATOR #1-DETROIT 6V-9TA 3.92 MMBTU/HR |  | ENGINE | DETROIT DIESEL | 6V-92TA | 1989-01-01 | 2011 | 4 | 1 | DIESEL | DIESEL | 44 | DIESEL | 0.3 | 0 | 1 | E3GAL | 139 | OK | N | 1 | 1 | 52 | 1 | 1 | 22
1170081 | HILLCREST HOSPITAL |  | 165 TOR CT |  | PITTSFIELD | MA | 012010000 | 165 TOR COURT |  | PITTSFIELD | MA | 012010000 | N | PRIVATE | SM80-R | HILLCREST FAMILY HEALTH CTR | 4134472000 | jlaroche@bhs1.org | JOE | LAROCHE | 4134472303 | jlaroche@bhs1.org | JOE | LAROCHE | 4134472303 | jlaroche@bhs1.org | 5 | GENERATOR #1-CUMMINS V12-525-GS 3.8 MMBTU/HR |  | ENGINE | CUMMINS | V12-525-6S | 1955-01-01 | 2011 | 4 | 1 | GENERATOR 1-CUMMINS | DIESEL | 44 | DIESEL | 0.0015 | 0 | 0.4 | E3GAL | 55.6 | OK | N | 1 | 1 | 52 | 1 | 1 | 22
1170081 | HILLCREST HOSPITAL |  | 165 TOR CT |  | PITTSFIELD | MA | 012010000 | 165 TOR COURT |  | PITTSFIELD | MA | 012010000 | N | PRIVATE | SM80-R | HILLCREST FAMILY HEALTH CTR | 4134472000 | jlaroche@bhs1.org | JOE | LAROCHE | 4134472303 | jlaroche@bhs1.org | JOE | LAROCHE | 4134472303 | jlaroche@bhs1.org | 6 | GENERATOR #2-CATERPILLAR D343A 3.4 MMBTU/HR |  | ENGINE | CATERPILLIAR | D343A | 1963-01-01 | 2011 | 3 | 1 | GENERATOR #2-CATERPILLAR | DIESEL | 44 | DIESEL | 0.0015 | 0 | 0.41 | E3GAL | 56.99 | OK | N | 1 | 1 | 6 | 1 | 1 | 22
1170087 | BUTTERNUT BASIN SKI AREA |  | STATE RD |  | GREAT BARRINGTON | MA | 012300000 | 380 STATE ROAD |  | GREAT BARRINGTON | MA | 012300000 | N | PRIVATE | SM79-7 | BUTTERNUT BASIN SKI AREA | 4135282000X114 | JEF@BUTTERNUT.COM | JEFFREY | MURDOCK | 4135282000 | JEF@SKIBUTTERNUT.COM | JEFFREY | MURDOCK | 4135282000 | JEF@SKIBUTTERNUT.COM | 1 | DIESEL GENERATOR #1 |  | ENGINE | FAIRBANKS MORSE | 38D | 1995-06-15 | 2009 | 10.92 | 1 | DIESEL - 0.05 PERCENT MAX. S | DIESEL | 44 | DIESEL | 0.05 | 0 | 0 | E6BTU | 0 | OK | N | 0 | 0 | 0 | 0 | 0 | 0
1170087 | BUTTERNUT BASIN SKI AREA |  | STATE RD |  | GREAT BARRINGTON | MA | 012300000 | 380 STATE ROAD |  | GREAT BARRINGTON | MA | 012300000 | N | PRIVATE | SM79-7 | BUTTERNUT BASIN SKI AREA | 4135282000X114 | JEF@BUTTERNUT.COM | JEFFREY | MURDOCK | 4135282000 | JEF@SKIBUTTERNUT.COM | JEFFREY | MURDOCK | 4135282000 | JEF@SKIBUTTERNUT.COM | 2 | DIESEL GENERATOR #2 |  | ENGINE | FAIRBANKS MORSE | 38D | 1995-06-15 | 2009 | 10.92 | 1 | DIESEL - 0.05 PERCENT MAX. S | DIESEL | 44 | DIESEL | 0.05 | 0 | 0 | E6BTU | 0 | OK | N | 0 | 0 | 0 | 0 | 0 | 0
1170090 | LANE CONSTRUCTION CO |  | WILLOW HILL RD |  | LEE | MA | 012380000 | PO BOX 280 |  | LENOXDALE | MA | 012420000 | N | PRIVATE | SM50 | LANE CONSTRUCTION CORPORATION | 2032353351 | JAYSCRUICKSHANK@LANECONSTRUCT.COM | DONALD | MASON, JR. | 4133415551 | DSMASON@LANECONSTRUCT.COM | MEAGAN | SYLVIA | 4133415551 | MRSYLVIA@LANECONSTRUCT.COM | 7 | CATERPILLAR GENERATOR 3512B DITA |  | ENGINE | CATERPILLAR | 3512B DITA | 1998-01-01 | 2011 | 14.7 | 1 | NO. 2 FUEL | DIESEL | 44 | DIESEL | 0.05 | 0 | 4006 | E6BTU | 4006 | OK | N | 8 | 5 | 32 | 8 | 5 | 22
1170131 | PITTSFIELD HIGH SCHOOL |  | 300 EAST ST |  | PITTSFIELD | MA | 012010000 | C/O PITTSFIELD MAINTENANCE DEPARTMENT | 81 HAWTHORNE AVENUE | PITTSFIELD | MA | 012010000 | Y | LOCAL GOVERNMENT | SM25 | PITTSFIELD HIGH SCHOOL | 4134999476 | EKUNI@PITTSFIELDCH.COM | EDWARD | KUNI | 4134999476 | EKUNI@PITTSFIELDCH.COM | EDWARD | KUNI | 4134999476 | EKUNI@PITTSFIELDCH.COM | 4 | GENERATOR #1-CATERPILLAR/OLYMPIA ID100P1 |  | ENGINE | CATERPILLAR/OLYMPIA | ID100P1 | 2000-10-01 | 2010 | 1 | 44 | GENERATOR #1-CATERPILLAR/OLYMPIA ID100P1 DIESEL | DIESEL | 44 | DIESEL | 0.05 | 0 | 0.2 | E3GAL | 27.8 | OK | N | 1 | 1 | 52 | 1 | 1 | 22
1170230 | GE CORPORATE HEADQUARTERS |  | 1 PLASTICS AVE |  | PITTSFIELD | MA | 012010000 | 1 PLASTICS AVE |  | PITTSFIELD | MA | 012010000 | N | PRIVATE | NM25 | GE CORPORATE HEADQUARTERS OPERATIONS | 4134487100 | STEPHEN.DELOYE@GE.COM | STEPHEN | DELOYE | 4134487320 | STEPHEN.DELOYE@GE.COM | STEPHEN | DELOYE | 4134487320 | STEPHEN.DELOYE@GE.COM | 3 | GENERATOR - CATERPILLAR 3406 #2 OIL 0.3 S BLDG 51 |  | ENGINE | CATERPILLAR | 3406 | 2000-01-01 | 2009 | 2.8 | 1 | GENERATOR - CATERPILLAR 3406 #2 OIL 0.3 PERCENT S BLDG 51 | DIESEL | 44 | DIESEL | 0.05 | 0 | 0.026 | E3GAL | 3.614 | OK | N | 1 | 1 | 50 | 1 | 7 | 22
1170230 | GE CORPORATE HEADQUARTERS |  | 1 PLASTICS AVE |  | PITTSFIELD | MA | 012010000 | 1 PLASTICS AVE |  | PITTSFIELD | MA | 012010000 | N | PRIVATE | NM25 | GE CORPORATE HEADQUARTERS OPERATIONS | 4134487100 | STEPHEN.DELOYE@GE.COM | STEPHEN | DELOYE | 4134487320 | STEPHEN.DELOYE@GE.COM | STEPHEN | DELOYE | 4134487320 | STEPHEN.DELOYE@GE.COM | 4 | GENERATOR #2 - #2 OIL 0.3 PERCENT S BLDG 116 |  | ENGINE | CATERPILLAR | 3406 | 1986-01-01 | 2009 | 2.4 | 1 | GENERATOR #2 - #2 OIL 0.3 PCT S B 116 | DIESEL | 44 | DIESEL | 0.05 | 0 | 0.048 | E3GAL | 6.672 | OK | N | 1 | 1 | 52 | 1 | 1 | 22
1180015 | CLINTON HOSPITAL |  | 201 HIGHLAND ST |  | CLINTON | MA | 015100000 | 201 HIGHLAND ST |  | CLINTON | MA | 015100000 | Y | PRIVATE | NM25 | CLINTON HOSPITAL | 9783683000 | HancockS@ummhc.org | STOY | HANCOCK | 6173683735 | HancockS@ummhc.org | MARGO | JAY | 8008255343 | mjay@eheinc.com | 4 | GENERATOR #1 ULSD 15 PPM SULFUR |  | ENGINE | KOHLER POWER SYSTEM | 350REOZD | 1999-01-01 | 2009 | 3.57 | 1 | GENERATOR #1 350 KW KOHLER ULSD 15 PPM SULFUR | DIESEL | 44 | DIESEL | 0.0015 | 0 | 0.7843 | E3GAL | 109.0177 | OK | N | 1 | 1 | 52 | 1 | 1 | 22
1180028 | FITCHBURG STATE UNIVERSITY |  | 299 NORTH ST |  | FITCHBURG | MA | 014200000 | 160 PEARL STREET |  | FITCHBURG | MA | 014200000 | Y | STATE | SM80-R | FITCHBURG STATE UNIVERSITY | 9783452151X3199 | dpetrucci@fitchburgstate.edu | DAVID | PETRUCCI | 9786653199 | dpetrucci@fitchburgstate.edu | DAVID | PETRUCCI | 9786653199 | dpetrucci@fitchburgstate.edu | 11 | GENERATOR N1-ALLIS CHALMERS 25000 HAMMOND-DIESEL |  | ENGINE | ALLIS CHALMERS | 25000 | 1975-01-01 | 2011 | 1 | 1 | GENERATOR NO1-ALLIS CHALMERS 25000- 2 OIL 0.3S | DIESEL | 44 | DIESEL | 0.3 | 0 | 0.154 | E3GAL | 21.406 | OK | N | 1 | 1 | 52 | 1 | 1 | 22
1180028 | FITCHBURG STATE UNIVERSITY |  | 299 NORTH ST |  | FITCHBURG | MA | 014200000 | 160 PEARL STREET |  | FITCHBURG | MA | 014200000 | Y | STATE | SM80-R | FITCHBURG STATE UNIVERSITY | 9783452151X3199 | dpetrucci@fitchburgstate.edu | DAVID | PETRUCCI | 9786653199 | dpetrucci@fitchburgstate.edu | DAVID | PETRUCCI | 9786653199 | dpetrucci@fitchburgstate.edu | 12 | GENERATOR NO2-ALLIS CHALMERS 21000VK11 POWER PLANT |  | ENGINE | ALLIS CHALMERS | 21000VK11 | 1977-01-01 | 2011 | 1 | 1 | GENERATOR NO2-ALLIS CHALMERS- 21 KVA NO2 OIL 0.3S | DIESEL | 44 | DIESEL | 0.3 | 0 | 0.068 | E3GAL | 9.452 | OK | N | 1 | 1 | 52 | 1 | 1 | 22
1180028 | FITCHBURG STATE UNIVERSITY |  | 299 NORTH ST |  | FITCHBURG | MA | 014200000 | 160 PEARL STREET |  | FITCHBURG | MA | 014200000 | Y | STATE | SM80-R | FITCHBURG STATE UNIVERSITY | 9783452151X3199 | dpetrucci@fitchburgstate.edu | DAVID | PETRUCCI | 9786653199 | dpetrucci@fitchburgstate.edu | DAVID | PETRUCCI | 9786653199 | dpetrucci@fitchburgstate.edu | 17 | FIRE PUMPS AUB-RUSS (2)- CUMMINS/ONAN- NO 2 DIESEL | 2 | ENGINE | CUMMINS | UNKNOWN | 1990-01-01 | 2011 | 1 | 1 | SMALL EMER GENS (2)- CUMMINS/ONAN NO 2 OIL 0.3S | DIESEL | 44 | DIESEL | 0.3 | 0 | 0.06 | E3GAL | 8.34 | OK | N | 1 | 1 | 52 | 1 | 1 | 22
1180028 | FITCHBURG STATE UNIVERSITY |  | 299 NORTH ST |  | FITCHBURG | MA | 014200000 | 160 PEARL STREET |  | FITCHBURG | MA | 014200000 | Y | STATE | SM80-R | FITCHBURG STATE UNIVERSITY | 9783452151X3199 | dpetrucci@fitchburgstate.edu | DAVID | PETRUCCI | 9786653199 | dpetrucci@fitchburgstate.edu | DAVID | PETRUCCI | 9786653199 | dpetrucci@fitchburgstate.edu | 23 | EMER GENS CONLON IT AND CAMPUS POLICE DIESEL FUEL | 2 | ENGINE | KOHLER/JOHN DEERE | 4045HF2851/100REOZJD | 2008-02-02 | 2011 | 2.3 | 1 | DIESEL FUEL | DIESEL | 44 | DIESEL | 0.3 | 0 | 0.119 | E3GAL | 16.541 | OK | N | 1 | 1 | 52 | 1 | 1 | 22
1180033 | HEYWOOD HOSPITAL |  | 242 GREEN ST |  | GARDNER | MA | 014400000 | 242 GREEN STREET |  | GARDNER | MA | 014400000 | N | PRIVATE | SM79-R | HEYWOOD HOSPITAL | 9786323420 | Lad.r@Heywood.org | RONALD | LADEAU | 5086323420 | Lad.r@Heywood.org | RONALD | LADEAU | 9786306215 | Lad.r@Heywood.org | 4 | GENERATOR #1 -CUMMINS #2 OIL 28.55 HRS TOTAL |  | ENGINE | CUMMINS | 500FOC44FCW | 1959-01-01 | 2011 | 2.3 | 1 | GENERATOR #1-CUMMINS #2 OIL | DIESEL | 44 | DIESEL | 0.3 | 0 | 0.133 | E3GAL | 18.487 | OK | N | 1 | 3 | 30 | 1 | 1 | 11
1180033 | HEYWOOD HOSPITAL |  | 242 GREEN ST |  | GARDNER | MA | 014400000 | 242 GREEN STREET |  | GARDNER | MA | 014400000 | N | PRIVATE | SM79-R | HEYWOOD HOSPITAL | 9786323420 | Lad.r@Heywood.org | RONALD | LADEAU | 5086323420 | Lad.r@Heywood.org | RONALD | LADEAU | 9786306215 | Lad.r@Heywood.org | 5 | GENERATOR #2-FERMONT #2 OIL 35.15 HRS TOTAL |  | ENGINE | FERMONT | VT-1710-6 | 1982-06-01 | 2011 | 3.5 | 1 | GENERATOR #2 - FERMONT #2 OIL | DIESEL | 44 | DIESEL | 0.3 | 0 | 0.355 | E3GAL | 49.345 | OK | N | 1 | 3 | 30 | 1 | 1 | 11
1180033 | HEYWOOD HOSPITAL |  | 242 GREEN ST |  | GARDNER | MA | 014400000 | 242 GREEN STREET |  | GARDNER | MA | 014400000 | N | PRIVATE | SM79-R | HEYWOOD HOSPITAL | 9786323420 | Lad.r@Heywood.org | RONALD | LADEAU | 5086323420 | Lad.r@Heywood.org | RONALD | LADEAU | 9786306215 | Lad.r@Heywood.org | 13 | NEW CUMMINS 450DFEJ EMERGENCY GENERATOR |  | ENGINE | CUMMINS | QSX15-G9 | 2010-06-29 | 2011 | 15.68 | 1 | NO. 2 FUEL OIL | DIESEL | 44 | DIESEL | 0.0015 |  | 0.22 | E3GAL | 30.58 | OK | N | 1 | 3 | 30 | 1 | 1 | 11
1180039 | WYMAN GORDON COMPANY |  | 244 WORCESTER ST |  | GRAFTON | MA | 015360000 | 244 WORCESTER ST | P.O. BOX 8001 | GRAFTON | MA | 015368001 | N | PRIVATE | OP3 | WYMAN GORDON COMPANY | 5088394441 | mcushner@wyman.com | DOUGLAS | HUGHES | 5088394441 | dhughes@wyman.com | MARY | CUSHNER | 5088398085 | mcushner@wyman.com | 51 | EMERGENCY GENERATOR- OFFICE BUILDING |  | ENGINE | CUMMINGS | NTTA8556 | 1981-01-01 | 2011 | 0.128 | 1 | DIESEL FUEL | DIESEL | 44 | DIESEL | 0.0015 | 0 | 0.0125 | E3GAL | 1.7375 | OK | N | 1 | 1 | 3 | 1 | 1 | 3
1180039 | WYMAN GORDON COMPANY |  | 244 WORCESTER ST |  | GRAFTON | MA | 015360000 | 244 WORCESTER ST | P.O. BOX 8001 | GRAFTON | MA | 015368001 | N | PRIVATE | OP3 | WYMAN GORDON COMPANY | 5088394441 | mcushner@wyman.com | DOUGLAS | HUGHES | 5088394441 | dhughes@wyman.com | MARY | CUSHNER | 5088398085 | mcushner@wyman.com | 52 | WEST FIELD PUMP HOUSE- DIESEL FIRE PUMP |  | ENGINE | CUMMINGS | NK220IF | 1980-01-01 | 2011 | 0.128 | 1 | DIESEL FUEL | DIESEL | 44 | DIESEL | 0.0015 | 0 | 0.075 | E3GAL | 10.425 | OK | N | 1 | 1 | 52 | 1 | 1 | 22
1180039 | WYMAN GORDON COMPANY |  | 244 WORCESTER ST |  | GRAFTON | MA | 015360000 | 244 WORCESTER ST | P.O. BOX 8001 | GRAFTON | MA | 015368001 | N | PRIVATE | OP3 | WYMAN GORDON COMPANY | 5088394441 | mcushner@wyman.com | DOUGLAS | HUGHES | 5088394441 | dhughes@wyman.com | MARY | CUSHNER | 5088398085 | mcushner@wyman.com | 53 | EAST FIELD PUMP HOUSE- DIESEL FIRE PUMP |  | ENGINE | DETROIT DIESEL | 51B9513 | 1950-01-01 | 2011 | 0.128 | 1 | DIESEL FUEL | DIESEL | 44 | DIESEL | 0.015 | 0 | 0.04 | E3GAL | 5.56 | OK | N | 1 | 1 | 52 | 1 | 1 | 22
1180045 | ATLANTIC UNION COLLEGE |  | 338 MAIN ST | MAPLE ST | SOUTH LANCASTER | MA | 015610000 | MAIN STREET | PO BOX 1000 | LANCASTER | MA | 015610000 | N | PRIVATE | SM80-R | ATLANTIC UNION COLLEGE | 9783682365 | james.stewart@auc.edu | JAMES | STEWART | 9783682365 | JAMES.STEWART@AUC.EDU | JAMES | STEWART | 9783682365 | JAMES.STEWART@AUC.EDU | 2 | GENERATOR 3 CATERPILLER D-353 2OIL .015S |  | ENGINE | CATERPILLER | D353 | 1961-03-01 | 2011 | 3 | 1 | 2 OIL 0.015S | DIESEL | 44 | DIESEL | 0.015 | 0 | 0.3583 | E3GAL | 49.8037 | OK | N | 4 | 1 | 7 | 3 | 1 | 3
1180045 | ATLANTIC UNION COLLEGE |  | 338 MAIN ST | MAPLE ST | SOUTH LANCASTER | MA | 015610000 | MAIN STREET | PO BOX 1000 | LANCASTER | MA | 015610000 | N | PRIVATE | SM80-R | ATLANTIC UNION COLLEGE | 9783682365 | james.stewart@auc.edu | JAMES | STEWART | 9783682365 | JAMES.STEWART@AUC.EDU | JAMES | STEWART | 9783682365 | JAMES.STEWART@AUC.EDU | 4 | GENERATOR 2 CATERPILLER D398 2OIL 0.015 S |  | ENGINE | CATERPILLER | D398 | 1975-05-01 | 2011 | 6 | 1 | DIESEL | DIESEL | 44 | DIESEL | 0.015 | 0 | 0.01 | E3GAL | 1.39 | OK | N | 1 | 1 | 1 | 1 | 1 | 1
1180045 | ATLANTIC UNION COLLEGE |  | 338 MAIN ST | MAPLE ST | SOUTH LANCASTER | MA | 015610000 | MAIN STREET | PO BOX 1000 | LANCASTER | MA | 015610000 | N | PRIVATE | SM80-R | ATLANTIC UNION COLLEGE | 9783682365 | james.stewart@auc.edu | JAMES | STEWART | 9783682365 | JAMES.STEWART@AUC.EDU | JAMES | STEWART | 9783682365 | JAMES.STEWART@AUC.EDU | 5 | GENERATOR 4 CATERPILLAR D399 |  | ENGINE | CATERPILLAR | D399 | 1979-01-01 | 2011 | 9 | 1 | DIESEL OIL | DIESEL | 44 | DIESEL | 0.015 | 0 | 180.89 | E3GAL | 25143.71 | OK | N | 24 | 7 | 51 | 24 | 7 | 22
1180052 | CHARLES RIVER LABORATORIES |  | 334 SOUTH ST |  | SHREWSBURY | MA | 015450000 | 334 SOUTH STREET |  | SHREWSBURY | MA | 015450000 | N | PRIVATE | SM50 | CHARLES RIVER LABORATORIES | 5089256000 | pete.trocco@us.crl.com | ROBERT | ALLISON | 5089256608 | robert.allison@crl.com | PETE | TROCCO | 5089256954 | pete.trocco@us.crl.com | 5 | GENERATOR #1 AND #2 CATERPILLAR 2000 KW EA | 2 | ENGINE | CATERPILLAR | 3516 | 2006-12-19 | 2009 | 35.8 | 1 | #2 FUEL OIL (DIESEL) | DIESEL | 44 | DIESEL | 0.0015 |  | 6.96 | E3GAL | 967.44 | OK | N | 1 | 1 | 52 | 1 | 1 | 22
1180061 | PINETREE POWER FITCHBURG INC |  | 170 FITCHBURG RD | RTE 31 | WESTMINSTER | MA | 014731647 | 2 ROWTIER RD |  | WESTMINSTER | MA | 014731647 | N | PRIVATE | OP7.5 | PINETREE POWER FITCHBURG | 9788742966X2 | gus.bakas@gdfsuezna.com | GUS | BAKAS | 9788742966 | gus.bakas@gdfsuezna.com | GUS | BAKAS | 9788742966 | gus.bakas@gdfsuezna.com | 2 | WOOD STOCK YARD DIESEL GENERATOR |  | ENGINE | MITSUBISHI WHISPERWATT 125 | CDA 125SSM | 1994-01-01 | 2011 | 1 | 1 | DIESEL FUEL | DIESEL | 44 | DIESEL | 0.0015 |  | 0.1205 | E3GAL | 16.7495 | OK | N | 1 | 1 | 52 | 1 | 1 | 20
1180103 | ASTRAZENECA LP |  | 50 OTIS ST |  | WESTBOROUGH | MA | 015810000 | 50 OTIS ST |  | WESTBOROUGH | MA | 015810000 | N | PRIVATE | NM99 | ASTRAZENECA | 5083661100 | Steve.Hennings@astrazeneca.com | STEVE | HENNINGS | 5088368316 | Steve.Hennings@astrazeneca.com | GEORGE | MWANGI | 5088368389 | George.Mwangi@Astrazeneca.com | 13 | BLDG TWELVE STANDBY DIESEL GENERATOR 1000 KW |  | ENGINE | CATERPILLAR | C32 DITA | 2007-07-20 | 2011 | 10.55 | 1 | ULTRA LOW SULFUR DIESEL | DIESEL | 44 | DIESEL | 0 | 0 | 17.259 | E3GAL | 2399.001 | OK | N | 1 | 1 | 52 | 1 | 1 | 22
1180103 | ASTRAZENECA LP |  | 50 OTIS ST |  | WESTBOROUGH | MA | 015810000 | 50 OTIS ST |  | WESTBOROUGH | MA | 015810000 | N | PRIVATE | NM99 | ASTRAZENECA | 5083661100 | Steve.Hennings@astrazeneca.com | STEVE | HENNINGS | 5088368316 | Steve.Hennings@astrazeneca.com | GEORGE | MWANGI | 5088368389 | George.Mwangi@Astrazeneca.com | 14 | LIFE 50 EMERGENCY GENERATOR |  | ENGINE | CATERPILLAR | C15 | 2008-05-30 | 2011 | 5.01 | 1 | DIESEL | DIESEL | 44 | DIESEL | 0.05 | 0 | 2.579 | E3GAL | 358.481 | OK | N | 1 | 1 | 52 | 1 | 1 | 22
1180104 | WRIGHT LINE LLC |  | 160 GOLD STAR BLVD |  | WORCESTER | MA | 016060000 | 160 GOLD STAR BLVD |  | WORCESTER | MA | 016060000 | N | PRIVATE | SM50 | WRIGHT LINE LLC | 5089266063X6063 | JamesHRichmond@eaton.com | JAMES | RICHMOND | 5089266063 | JamesHRichmond@eaton.com | SANTOS | MARTINEZ | 5089266075X6075 | santosmartinez@eaton.com | 16 | 11-EMERGENCY STAND-BY GENERATOR ENGINE |  | ENGINE | CATERPILLAR | C6.6 | 2008-02-25 | 2011 | 1.65 | 1 | DIESEL | DIESEL | 44 | DIESEL | 0.0015 | 0 | 0.236 | E3GAL | 32.804 | OK | N | 1 | 1 | 12 | 1 | 1 | 5
1180105 | CLARK UNIVERSITY |  | 950 MAIN ST |  | WORCESTER | MA | 016100000 | 950 MAIN ST |  | WORCESTER | MA | 016100000 | N | PRIVATE | OP6 | CLARK UNIVERSITY | 5087937728 | mleahy@clarku.edu | MARK | LEAHY | 5087937728 | mleahy@clarku.edu | MARK | LEAHY | 5087937728 | mleahy@clarku.edu | 4 | COGEN #1-FAIRBANKS MORSE 38TOD Y8 DUAL FUEL |  | ENGINE | FAIRBANKS MORSE | 38 TDD 8 1/8 | 1982-01-01 | 2011 | 18 | 1 | GENERATOR #1-FAIRBANKS MORSE @2 OIL | DIESEL | 44 | DIESEL | 0.3 | 0 | 46.724 | E3GAL | 6494.636 | OK | N | 24 | 7 | 48 | 24 | 7 | 16
1180106 | COLLEGE OF THE HOLY CROSS |  | 1 COLLEGE ST |  | WORCESTER | MA | 016100000 | 1 COLLEGE STREET |  | WORCESTER | MA | 016102395 | N | PRIVATE | SM80-R | HOLY CROSS COLLEGE | 5087932438 | smerrill@holycross.edu | JOHN | CANNON | 5087933025 | jcannon@holycross.edu | JOHN | CANNON | 5087933025 | jcannon@holycross.edu | 7 | GENERATORS (11) DIESEL | 10 | ENGINE | VARIOUS | VARIOUS | 2005-01-01 | 2011 | 20 | 1 | GENERATORS (11) DIESEL | DIESEL | 44 | DIESEL | 0.05 | 0 | 4.4167 | E3GAL | 613.9213 | OK | N | 1 | 1 | 52 | 1 | 1 | 22
1180115 | ST GOBAIN ABRASIVES, INC |  | 1 NEW BOND ST |  | WORCESTER | MA | 016060000 | 1 NEW BOND STREET |  | WORCESTER | MA | 016150008 | N | PRIVATE | OP9 | SAINT GOBAIN ABRASIVES AND CERAMICS AND PLASTICS | 5087955860 | kevin.p.fogarty@saint-gobain.com | ROBERT | SMITH | 5087955601 | bob.n.smith@SAINT-GOBAIN.COM | JOSEPH | DUFRESNE | 5087955624 | JOSEPH.E.DUFRESNE@SAINT-GOBAIN.COM | 6 | EMER GEN - PLANT 4 - NO. 2 DIESEL |  | ENGINE | CUMMINS | 2.5-H | 1990-01-01 | 2011 | 2.5 | 1 | EMER GEN BLDG -4 | DIESEL | 44 | DIESEL | 0 | 0 | 0.132 | E3GAL | 18.348 | OK | N | 1 | 1 | 52 | 1 | 1 | 22
1180115 | ST GOBAIN ABRASIVES, INC |  | 1 NEW BOND ST |  | WORCESTER | MA | 016060000 | 1 NEW BOND STREET |  | WORCESTER | MA | 016150008 | N | PRIVATE | OP9 | SAINT GOBAIN ABRASIVES AND CERAMICS AND PLASTICS | 5087955860 | kevin.p.fogarty@saint-gobain.com | ROBERT | SMITH | 5087955601 | bob.n.smith@SAINT-GOBAIN.COM | JOSEPH | DUFRESNE | 5087955624 | JOSEPH.E.DUFRESNE@SAINT-GOBAIN.COM | 9 | EU108-26 EMER GEN - CRYSTAR AREA - #2 DIESEL |  | ENGINE | CATERPILLAR | 3406 | 1997-03-07 | 2010 | 25 | 1 | SPACE HEATERS(33)-NATURAL GAS EU108-33 | DIESEL | 44 | DIESEL | 0.3 | 0 | 0.085 | E3GAL | 11.815 | OK | N | 1 | 1 | 52 | 1 | 1 | 22
1180118 | SELECT ENGINEERING |  | 260 LUNENBURG RD |  | FITCHBURG | MA | 014200000 | 260 LUNENBURG STREET |  | FITCHBURG | MA | 014204504 | N | PRIVATE | SM50 | SELECT ENGINEERING | 9783454400 | steve@selectengineering.com | STEVEN | AHO | 9783454400 | steve@selectengineering.com | DANA | JONHSON | 9783454400 | dana@selectengineering.com | 4 | GENERATOR #1 - #2 DIESEL FUEL |  | ENGINE | ONAN | 20DL4L24848D | 1993-01-01 | 2010 | 0.195 | 1 | GENERATOR #1 #2 DIESEL FUEL | DIESEL | 44 | DIESEL | 0.0015 | 0 | 0.005 | E3GAL | 0.695 | OK | N | 1 | 1 | 52 | 1 | 1 | 22
1180121 | UMASS MEDICAL CENTER |  | 26 QUEEN ST |  | WORCESTER | MA | 016100000 | 26 QUEEN ST |  | WORCESTER | MA | 016100000 | Y | PRIVATE | SM25 | UMMC MEMORIAL REALTY, INC. | 5083348453 | francis.early@umassmemorial.org | FRAN | EARLY | 5083348453 | francis.early@umassmemorial.org | FRAN | EARLY | 5083348453 | francis.early@umassmemorial.org | 5 | EMERGENCY GENERATOR |  | ENGINE | CUMMINS | CC5-34C | 1979-01-01 | 2009 | 1.4 | 1 | NO. 2 FUEL OIL | DIESEL | 44 | DIESEL | 0.33 | 0 | 0.21 | E3GAL | 29.19 | OK | N | 1 | 1 | 52 | 1 | 1 | 20
1180122 | UMASS HAHNEMANN |  | 281 LINCOLN ST |  | WORCESTER | MA | 016050000 | 119 BELMONT STREET |  | WORCESTER | MA | 016050000 | N | PRIVATE | SM50 | UMASS MEMORIAL MEDICAL CENTER | 5083346271 | Michael.Kelly3@umassmemorial.org | MICHAEL | KELLY | 5083346271 | Michael.Kelly3@umassmemorial.org | MICHAEL | KELLY | 5083346271 | Michael.Kelly3@umassmemorial.org | 6 | GENERATOR #1 CATERPILLAR 750KW - #2 FUEL OIL |  | ENGINE | CATERPILLAR | 23704126 | 1994-01-01 | 2010 | 4.2 | 1 | GENERATOR #1-CATERPILLAR #2 OIL | DIESEL | 44 | DIESEL | 0.0015 |  | 1.56 | E3GAL | 216.84 | OK | N | 1 | 1 | 52 | 1 | 1 | 22
1180127 | WORCESTER POLYTECHNICAL INSTITUTE |  | 100 INSTITUTE RD | 183 WEST ST | WORCESTER | MA | 016090000 | 100 INSTITUTE ROAD |  | WORCESTER | MA | 016090000 | N | PRIVATE | SM50 | WORCESTER POLYTECHNIC INSTITUTE | 5088316406 | WILLIAMG@WPI.EDU | WILLIAM | GRUDZINSKI | 5088316406 | WILLIAMG@WPI.EDU | ISABEL | MCCAULEY | 5084719635 | ifmccauley@tighebond.com | 12 | EMER GEN #6 - SUPERIOR 50R161 - #2 OIL FULLER ROOF |  | ENGINE | SUPERIOR | 50R161 | 1990-01-01 | 2011 | 0.42 | 1 | EMER GEN #6 - SUPERIOR 50R161 - #2 OIL - FULLER | DIESEL | 44 | DIESEL | 0.0015 | 0 | 0.0906 | E3GAL | 12.5934 | OK | N | 1 | 1 | 30 | 1 | 1 | 13
1180127 | WORCESTER POLYTECHNICAL INSTITUTE |  | 100 INSTITUTE RD | 183 WEST ST | WORCESTER | MA | 016090000 | 100 INSTITUTE ROAD |  | WORCESTER | MA | 016090000 | N | PRIVATE | SM50 | WORCESTER POLYTECHNIC INSTITUTE | 5088316406 | WILLIAMG@WPI.EDU | WILLIAM | GRUDZINSKI | 5088316406 | WILLIAMG@WPI.EDU | ISABEL | MCCAULEY | 5084719635 | ifmccauley@tighebond.com | 13 | GENERATOR #7-CAT #D200P4 DIESEL FULLER GROUND |  | ENGINE | CATERPILLAR | D200P4 | 2004-01-01 | 2011 | 2.216 | 1 | GENERATOR #7-OLYMPIAM #D200P4 DIESEL | DIESEL | 44 | DIESEL | 0.0015 | 0 | 0.3634 | E3GAL | 50.5126 | OK | N | 1 | 1 | 21 | 1 | 1 | 13
1180127 | WORCESTER POLYTECHNICAL INSTITUTE |  | 100 INSTITUTE RD | 183 WEST ST | WORCESTER | MA | 016090000 | 100 INSTITUTE ROAD |  | WORCESTER | MA | 016090000 | N | PRIVATE | SM50 | WORCESTER POLYTECHNIC INSTITUTE | 5088316406 | WILLIAMG@WPI.EDU | WILLIAM | GRUDZINSKI | 5088316406 | WILLIAMG@WPI.EDU | ISABEL | MCCAULEY | 5084719635 | ifmccauley@tighebond.com | 14 | GENERATOR #8-CAT # SR-4 - DIESEL POWER PLANT |  | ENGINE | CATERPILLAR | SR-4 | 2005-01-01 | 2011 | 4.9 | 1 | GENERATOR #8-CATERPILLAR #SR-4 DIESEL | DIESEL | 44 | DIESEL | 0.0015 | 0 | 1.476 | E3GAL | 205.164 | OK | N | 1 | 1 | 41 | 1 | 1 | 18
1180127 | WORCESTER POLYTECHNICAL INSTITUTE |  | 100 INSTITUTE RD | 183 WEST ST | WORCESTER | MA | 016090000 | 100 INSTITUTE ROAD |  | WORCESTER | MA | 016090000 | N | PRIVATE | SM50 | WORCESTER POLYTECHNIC INSTITUTE | 5088316406 | WILLIAMG@WPI.EDU | WILLIAM | GRUDZINSKI | 5088316406 | WILLIAMG@WPI.EDU | ISABEL | MCCAULEY | 5084719635 | ifmccauley@tighebond.com | 28 | GENERATOR #9 - KOHLER 500 GATEWAY |  | ENGINE | KOHLER | 500REOZVB | 2006-12-01 | 2011 | 5 | 1 | GENERATOR #9 - KOHLER - DIESEL | DIESEL | 44 | DIESEL | 0.0015 |  | 1.7701 | E3GAL | 246.0439 | OK | N | 1 | 1 | 48 | 1 | 1 | 20
1180127 | WORCESTER POLYTECHNICAL INSTITUTE |  | 100 INSTITUTE RD | 183 WEST ST | WORCESTER | MA | 016090000 | 100 INSTITUTE ROAD |  | WORCESTER | MA | 016090000 | N | PRIVATE | SM50 | WORCESTER POLYTECHNIC INSTITUTE | 5088316406 | WILLIAMG@WPI.EDU | WILLIAM | GRUDZINSKI | 5088316406 | WILLIAMG@WPI.EDU | ISABEL | MCCAULEY | 5084719635 | ifmccauley@tighebond.com | 29 | GENERATOR #10 - KOHLER 150 EAST HALL |  | ENGINE | KOHLER | 150REOZGD | 2008-08-01 | 2011 | 1.62 | 1 | GENERATOR #10 KOHLER - DIESEL | DIESEL | 44 | DIESEL | 0.0015 |  | 0.3348 | E3GAL | 46.5372 | OK | N | 1 | 1 | 28 | 1 | 1 | 11
1180127 | WORCESTER POLYTECHNICAL INSTITUTE |  | 100 INSTITUTE RD | 183 WEST ST | WORCESTER | MA | 016090000 | 100 INSTITUTE ROAD |  | WORCESTER | MA | 016090000 | N | PRIVATE | SM50 | WORCESTER POLYTECHNIC INSTITUTE | 5088316406 | WILLIAMG@WPI.EDU | WILLIAM | GRUDZINSKI | 5088316406 | WILLIAMG@WPI.EDU | ISABEL | MCCAULEY | 5084719635 | ifmccauley@tighebond.com | 31 | EMER GENERATOR #12 GATEWAY GARAGE CAT D125-6 DIESE |  | ENGINE | CATERPILLAR | D125-6 | 2007-05-01 | 2011 | 1.4819 | 1 | EMER GEN#12 GATEWAY GARAGE CAT DIESEL | DIESEL | 44 | DIESEL | 0.0015 |  | 0.4533 | E3GAL | 63.0087 | OK | N | 1 | 1 | 9 | 1 | 1 | 4
1180128 | WORCESTER STATE HOSPITAL |  | 305 BELMONT ST |  | WORCESTER | MA | 016040000 | 305 BELMONT ST |  | WORCESTER | MA | 016040000 | Y | STATE | SM79-R | WORCESTER STATE HOSPITAL | 5083683300 | Tony.Riccitelli@state.ma.us | JOHN | CONNORS | 5083683556 | John.Connors@state.ma.us | BRAD | DEWAR | 5083683442 | Bradford.Dewar@state.ma.us | 12 | JOHN DEERE/KATOLIGHT GENERATOR |  | ENGINE | JOHN DEERE | 6068HF285 | 2009-01-03 | 2011 | 1.534 | 1 | ULSD | DIESEL | 44 | DIESEL | 0 | 0 | 0.0195 | E3GAL | 2.7105 | OK | N | 1 | 1 | 12 | 1 | 1 | 5
1180133 | DUDLEY ELEMENTARY |  | 16 SCHOOL ST |  | DUDLEY | MA | 015700000 | 68 DUDLEY-OXFORD RD |  | DUDLEY | MA | 015710000 | Y | PRIVATE | NM25 | DUDLEY ELEMENTARY SCHOOL | 5089436888 | wtower@dc-regional.k12.ma.us | WAYNE | TOWER | 5089433351 | wtower@dc-regional.k12.ma.us | WAYNE | TOWER | 5089436888 | wtower@dc-regional.k12.ma.us | 5 | GENERATOR |  | Engine | OLYMPIAN | D100P1 | 2000-10-10 | 2005 | 1 | 1 | DIESEL | DIESEL | 44 | DIESEL | 0.3 | 0 | 0.5 | E3GAL | 69.5 | OK | N | 1 | 1 | 52 | 1 | 1 | 16
1180150 | ANDERSON POWER PROD DIV ANDERSON INTERCO |  | 13 PRATTS JUNCTION RD | PO BOX 579 | STERLING | MA | 015640579 | 13 PRATTS JUNCTION ROAD |  | STERLING | MA | 015640579 | N | PRIVATE | NM25 | IDEAL INDUSTRIES INC. | 9784223600 | rseaver@andersonpower.com | NICK | SHKORDOFF | 9784223600 | nshkordoff@andersonpower.com | RICHARD | SEAVER | 9784223600 | rseaver@andersonpower.com | 4 | EMERGENCY GENERATOR - CATERPILLAR 60 KW |  | ENGINE | CATERPILLAR | 60KW | 1990-01-01 | 2008 | 0.6486 | 1 | EMERGENCY GENERATOR 4 | DIESEL | 44 | DIESEL | 0.3 | 0 | 0 | E3GAL | 0 | OK | N | 4 | 1 | 2 | 4 | 1 | 2
1180176 | MWRA CLINTON TREAT PLT |  | 677 HIGH ST |  | CLINTON | MA | 015100000 | 100 FIRST AVENUE |  | BOSTON | MA | 021290000 | N | STATE | NM25 | MA WATER RESOURCES AUTHORITY | 6177882552 | leon.lataille@mwra.state.ma.us | MICHAEL | HORNBROOK | 6177884359 | michael.hornbrook@mwra.state.ma.us | LEON | LATAILLE | 6177882552 | leon.lataille@mwra.state.ma.us | 16 | CATERPILLAR GENERATOR |  | ENGINE | CATERPILLAR | C15 | 2007-11-16 | 2009 | 4.074 | 1 | ULTRA LOW SULFUR DIESEL | DIESEL | 44 | DIESEL | 0.0015 | 0 | 0.258 | E3GAL | 35.862 | OK | N | 1 | 1 | 12 | 1 | 1 | 5
1180181 | KIMBALL SAND COMPANY |  | 202 ELM ST |  | BLACKSTONE | MA | 015040000 | 202 ELM ST |  | BLACKSTONE | MA | 015040000 | N | PRIVATE | SM50 | KIMBALL SAND CO INC | 5088831798 | jkimball@kimballsand.com | JANET | KIMBALL | 5088831798 | jkimball@kimballsand.com | JANET | KIMBALL | 5088831798 | jkimball@kimballsand.com | 4 | GENERATOR #1-NEW CAT 3412 100,000 GAL RESTRICTION |  | ENGINE | CATERPILLAR | 3412 | 2003-04-01 | 2011 | 7.42 | 1 | DIESEL | DIESEL | 44 | DIESEL | 0.005 | 0 | 21.272 | E3GAL | 2956.808 | OK | N | 12 | 6 | 52 | 10 | 6 | 22
1180181 | KIMBALL SAND COMPANY |  | 202 ELM ST |  | BLACKSTONE | MA | 015040000 | 202 ELM ST |  | BLACKSTONE | MA | 015040000 | N | PRIVATE | SM50 | KIMBALL SAND CO INC | 5088831798 | jkimball@kimballsand.com | JANET | KIMBALL | 5088831798 | jkimball@kimballsand.com | JANET | KIMBALL | 5088831798 | jkimball@kimballsand.com | 5 | GENERATOR #2-CAT 3412 100,000 GAL TOTAL RES |  | ENGINE | CATERPILLAR | 3412 | 1994-02-01 | 2011 | 7.42 | 1 | DIESEL | DIESEL | 44 | DIESEL | 0.05 | 0 | 22.154 | E3GAL | 3079.406 | OK | N | 12 | 6 | 52 | 10 | 6 | 22
1180183 | AT&T WORCESTER |  | 175 MAIN ST |  | WORCESTER | MA | 016080000 | 2600 CAMINO RAMON | ROOM 3E450Z | SAN RAMON | CA | 945830000 | N | PRIVATE | SM79-R | ATT | 9259610291 | bw2989@att.com | BARABA | WALDEN | 9259610291 | bw2989@att.com | BARBARA | WALDEN | 9259610291 | bw2989@att.com | 1 | GENERATOR #1-GMC ELCTRO MOTOR 20-645E4 |  | ENGINE | GMC | 20-645E4 | 1974-06-01 | 2011 | 21 | 1 | GENERATOR #1-GMC ELECTROMOTIVE #2 OIL-0.05S | DIESEL | 44 | DIESEL | 0.0015 | 0 | 1.8795 | E3GAL | 261.2505 | OK | N | 1 | 1 | 18 | 1 | 1 | 7
1180185 | AT&T LITTLETON |  | 451 NEWTOWN RD |  | LITTLETON | MA | 014600000 | 2600 CAMINO RAMON | ROOM 3E450Z | SAN RAMON | CA | 945830000 | N | PRIVATE | SM79-R | ATT | 9259610291 | bw2989@att.com | BARBARA | WALDEN | 9259610291 | bw2989@att.com | BARBARA | WALDEN | 9259610291 | bw2989@att.com | 2 | GENERATOR #2-SOLAR TURBINE KS15922 KEROSENE |  | ENGINE | SOLAR | KS15992 | 1964-06-01 | 2011 | 13 | 1 | GENERATOR #2-SOLAR TURBINE KS15922 KEROSENE | DIESEL | 44 | DIESEL | 0.0015 | 0 | 3.0129 | E3GAL | 418.7931 | OK | N | 1 | 1 | 36 | 1 | 1 | 16
1180186 | ABBOTT BIORESEARCH CENTER INC |  | 100 RESEARCH DR |  | WORCESTER | MA | 016050000 | 100 RESEARCH DRIVE |  | WORCESTER | MA | 016054314 | N | PRIVATE | SM50 | ABBOTT BIORESEARCH CENTER INC | 5088492558 | kenny.hartung@abbott.com | LISA | OLSON | 5086883888 | lisa.olson@abbott.com | KENNY | HARTUNG | 5088492558 | kenny.hartung@abbott.com | 8 | GENERATOR-FIRE PUMP NO. 2 OIL |  | ENGINE | DETROIT DIESEL | DDFP-03DT-5068 | 2002-01-01 | 2011 | 0.0083 | 1 | GENERATOR 1-FIRE PUMP DIESEL | DIESEL | 44 | DIESEL | 0.5 | 0 | 0.43 | E6BTU | 0.43 | OK | N | 1 | 1 | 52 | 1 | 1 | 20
1180186 | ABBOTT BIORESEARCH CENTER INC |  | 100 RESEARCH DR |  | WORCESTER | MA | 016050000 | 100 RESEARCH DRIVE |  | WORCESTER | MA | 016054314 | N | PRIVATE | SM50 | ABBOTT BIORESEARCH CENTER INC | 5088492558 | kenny.hartung@abbott.com | LISA | OLSON | 5086883888 | lisa.olson@abbott.com | KENNY | HARTUNG | 5088492558 | kenny.hartung@abbott.com | 9 | GENERATOR 4 KOHLER |  | ENGINE | KOHLER | DD 9123-7306 | 1993-09-01 | 2011 | 10.7 | 1 | GENERATOR 4 KOHLER | DIESEL | 44 | DIESEL | 0.05 | 0 | 1.92 | E3GAL | 266.88 | OK | N | 1 | 1 | 52 | 1 | 1 | 20
1180186 | ABBOTT BIORESEARCH CENTER INC |  | 100 RESEARCH DR |  | WORCESTER | MA | 016050000 | 100 RESEARCH DRIVE |  | WORCESTER | MA | 016054314 | N | PRIVATE | SM50 | ABBOTT BIORESEARCH CENTER INC | 5088492558 | kenny.hartung@abbott.com | LISA | OLSON | 5086883888 | lisa.olson@abbott.com | KENNY | HARTUNG | 5088492558 | kenny.hartung@abbott.com | 10 | GENERATOR 5 CATERPILLAR |  | Engine | CATERPILLAR | 3516B | 2005-04-01 | 2011 | 20.2 | 1 | DIESEL | DIESEL | 44 | DIESEL | 0.05 | 0 | 1.902 | E3GAL | 264.378 | OK | N | 1 | 1 | 52 | 1 | 1 | 20
1180186 | ABBOTT BIORESEARCH CENTER INC |  | 100 RESEARCH DR |  | WORCESTER | MA | 016050000 | 100 RESEARCH DRIVE |  | WORCESTER | MA | 016054314 | N | PRIVATE | SM50 | ABBOTT BIORESEARCH CENTER INC | 5088492558 | kenny.hartung@abbott.com | LISA | OLSON | 5086883888 | lisa.olson@abbott.com | KENNY | HARTUNG | 5088492558 | kenny.hartung@abbott.com | 11 | GENERATOR 6 CATEPILLAR |  | ENGINE | CATEPILLAR | 3516B | 2005-04-01 | 2011 | 20.2 | 1 | DIESEL | DIESEL | 44 | DIESEL | 0.05 | 0 | 1.475 | E3GAL | 205.025 | OK | N | 1 | 1 | 52 | 1 | 1 | 20
1180211 | ANP BLACKSTONE |  | 204 ELM ST |  | BLACKSTONE | MA | 015040000 | 204 ELM STREET |  | BLACKSTONE | MA | 015040000 | N | UTILITY | OP7.5 | INTERNATIONAL POWER AMERICA, INC. | 5083829358 | rmaggiani@ipr-us.com | JEFFREY | STEWART | 5088768136 | jstewart@ipr-us.com | DAVID | IANNITELLI | 5088768165 | diannitelli@ipr-us.com | 4 | U1 EMERGENCY DIESEL GENERATOR ENGINE |  | ENGINE | CATERPILLAR | 400-KW | 2001-01-01 | 2011 | 4.1 | 1 | DIESEL FUEL OIL | DIESEL | 44 | DIESEL | 0.05 | 0 | 0.706 | E3GAL | 98.134 | OK | N | 1 | 1 | 24 | 1 | 1 | 22
1180211 | ANP BLACKSTONE |  | 204 ELM ST |  | BLACKSTONE | MA | 015040000 | 204 ELM STREET |  | BLACKSTONE | MA | 015040000 | N | UTILITY | OP7.5 | INTERNATIONAL POWER AMERICA, INC. | 5083829358 | rmaggiani@ipr-us.com | JEFFREY | STEWART | 5088768136 | jstewart@ipr-us.com | DAVID | IANNITELLI | 5088768165 | diannitelli@ipr-us.com | 5 | U2 EMERGENCY DIESEL GENERATOR ENGINE |  | ENGINE | CATERPILLAR | 400-KW | 2001-01-01 | 2011 | 4.1 | 1 | DIESEL FUEL OIL | DIESEL | 44 | DIESEL | 0.05 | 0 | 0.706 | E3GAL | 98.134 | OK | N | 1 | 1 | 52 | 1 | 1 | 22
1180211 | ANP BLACKSTONE |  | 204 ELM ST |  | BLACKSTONE | MA | 015040000 | 204 ELM STREET |  | BLACKSTONE | MA | 015040000 | N | UTILITY | OP7.5 | INTERNATIONAL POWER AMERICA, INC. | 5083829358 | rmaggiani@ipr-us.com | JEFFREY | STEWART | 5088768136 | jstewart@ipr-us.com | DAVID | IANNITELLI | 5088768165 | diannitelli@ipr-us.com | 6 | EMERGENCY FIRE PUMP ENGINE |  | ENGINE | CUMMINS | 240-HP | 2001-01-01 | 2011 | 1.8 | 1 | DIESEL FUEL OIL | DIESEL | 44 | DIESEL | 0.05 | 0 | 0.309 | E3GAL | 42.951 | OK | N | 1 | 1 | 52 | 1 | 1 | 22
1180215 | LANCASTER DCAM STATE COMPLEX |  | 266 OLD COMMON RD | PO BOX 7 | LANCASTER | MA | 015230000 | LANCASTER DCAM STATE COMPLEX PO BOX 7 |  | LANCASTER | MA | 015230000 | Y | STATE | SM79-R | DCAM LANCASTER STATE COMPLEX | 9783652004 | stephen.casavecchia@state.ma.us | JOHN | O'DONNELL | 6177274030 | john.odonnell@dcp.state.ma.us | JOHN | O'DONNELL | 6147274030X207 | john.odonnell@dcp.state.ma.us | 3 | EMGEN #92 STANDBY ELECTRIC POWER #2 OIL-0.3 PERC.S |  | ENGINE | UNKNOWN | UNKNOWN | 1992-01-01 | 2011 | 5.81 | 1 | EMGEN #1- #92 STANDBY POWER #2 OIL-0.3PERCENTS | DIESEL | 44 | DIESEL | 0.3 | 0 | 2.303 | E3GAL | 320.117 | OK | N | 1 | 1 | 48 | 1 | 1 | 18
1180239 | MASSACHUSETTS ELECTRIC-WORCESTER |  | 939 SOUTHBRIDGE ST |  | WORCESTER | MA | 016100000 | 939 SOUTHBRIDGE ST |  | WORCESTER | MA | 016102227 | N | UTILITY | NM25 | MASSACHUSETTS ELECTRIC COMPANY | 5088606262 | kris.thebado@us.ngrid.com | ROBERT | TEETZ | 5165452577 | robert.teetz@us.ngrid.com | WILLAIM | HOWARD | 4017847505 | william.howard@us.ngrid.com | 3 | EMERGENCY GENERATOR #1 |  | ENGINE | CATERPILLAR | NA | 1990-01-01 | 2010 | 7.7 | 1 | GENERATOR #1 | DIESEL | 44 | DIESEL | 0.0015 | 0 | 0.863 | E3GAL | 119.957 | OK | N | 1 | 1 | 26 | 1 | 1 | 13
1180239 | MASSACHUSETTS ELECTRIC-WORCESTER |  | 939 SOUTHBRIDGE ST |  | WORCESTER | MA | 016100000 | 939 SOUTHBRIDGE ST |  | WORCESTER | MA | 016102227 | N | UTILITY | NM25 | MASSACHUSETTS ELECTRIC COMPANY | 5088606262 | kris.thebado@us.ngrid.com | ROBERT | TEETZ | 5165452577 | robert.teetz@us.ngrid.com | WILLAIM | HOWARD | 4017847505 | william.howard@us.ngrid.com | 14 | EMERGENCY GENERATOR #2 (GARAGE) |  | ENGINE | KOHLER | 20ROZJ81 | 1997-01-01 | 2010 | 0.322 | 1 | DIESEL | DIESEL | 44 | DIESEL | 0.0015 | 0 | 0.331 | E3GAL | 46.009 | OK | N | 1 | 1 | 52 | 1 | 1 | 22
1180243 | WORCESTER CITY CAMPUS CORP | UMASS MEDICAL SCHOOL | 333 SOUTH ST |  | SHREWSBURY | MA | 015450000 | 333 SOUTH ST |  | SHREWSBURY | MA | 015450000 | N | STATE | SM25 | WORCESTER CITY CAMPUS CORP. | 5088563620 | russ.mattson@umassmed.edu | RUSSELL | MATTSON | 5088563620 | russ.mattson@umassmed.edu | MARK | MARKARIAN | 5088567425 | Mark.Markarian@umassmed.edu | 15 | LIFE SAFETY SHR1 GEN.-CUMMINNS #NTTA855GS DIESEL |  | ENGINE | CUMMINGS | NTTA855GS | 1980-01-01 | 2011 | 3.32 | 1 | GENERATOR #1-CUMMINS #NTTA855GS DIESEL BLDG #1 | DIESEL | 44 | DIESEL | 0.5 | 0 | 0.144 | E3GAL | 20.016 | OK | N | 1 | 1 | 6 | 1 | 1 | 2
1180243 | WORCESTER CITY CAMPUS CORP | UMASS MEDICAL SCHOOL | 333 SOUTH ST |  | SHREWSBURY | MA | 015450000 | 333 SOUTH ST |  | SHREWSBURY | MA | 015450000 | N | STATE | SM25 | WORCESTER CITY CAMPUS CORP. | 5088563620 | russ.mattson@umassmed.edu | RUSSELL | MATTSON | 5088563620 | russ.mattson@umassmed.edu | MARK | MARKARIAN | 5088567425 | Mark.Markarian@umassmed.edu | 16 | GENERATOR #2-CUMMINGS #KTA19GS2 DIESEL BLDG #2 |  | ENGINE | CUMMINGS | KTA19GS2 | 1985-01-01 | 2011 | 1.39 | 1 | GENERATOR #2-CUMMINGS #KTA19GS2 DIESEL BLDG #2 | DIESEL | 44 | DIESEL | 0.5 | 0 | 0.12 | E3GAL | 16.68 | OK | N | 1 | 1 | 12 | 1 | 1 | 6
1180243 | WORCESTER CITY CAMPUS CORP | UMASS MEDICAL SCHOOL | 333 SOUTH ST |  | SHREWSBURY | MA | 015450000 | 333 SOUTH ST |  | SHREWSBURY | MA | 015450000 | N | STATE | SM25 | WORCESTER CITY CAMPUS CORP. | 5088563620 | russ.mattson@umassmed.edu | RUSSELL | MATTSON | 5088563620 | russ.mattson@umassmed.edu | MARK | MARKARIAN | 5088567425 | Mark.Markarian@umassmed.edu | 17 | GENERATOR #3-CATERPILLAR #3406 DIESEL SHR1 |  | ENGINE | CATERPILLAR | 3406 | 1999-01-01 | 2011 | 3 | 1 | GENERATOR #3-CATERPILLAR #3406 DIESEL SHR1 | DIESEL | 44 | DIESEL | 0.5 | 0 | 0 | E3GAL | 0 | OK | N | 0 | 0 | 0 | 0 | 0 | 0
1180243 | WORCESTER CITY CAMPUS CORP | UMASS MEDICAL SCHOOL | 333 SOUTH ST |  | SHREWSBURY | MA | 015450000 | 333 SOUTH ST |  | SHREWSBURY | MA | 015450000 | N | STATE | SM25 | WORCESTER CITY CAMPUS CORP. | 5088563620 | russ.mattson@umassmed.edu | RUSSELL | MATTSON | 5088563620 | russ.mattson@umassmed.edu | MARK | MARKARIAN | 5088567425 | Mark.Markarian@umassmed.edu | 22 | GENERATOR #4-CATERPILLAR #97AD4722S DIESEL SHR2 |  | ENGINE | CATERPILLAR | 97AD4722S | 1998-01-01 | 2011 | 1.25 | 1 | GENERATOR #4-CATERPILLAR #97AD4722S DIESEL SHR2 | DIESEL | 44 | DIESEL | 0.25 | 0 | 0.108 | E3GAL | 15.012 | OK | N | 1 | 1 | 12 | 1 | 1 | 6
1180243 | WORCESTER CITY CAMPUS CORP | UMASS MEDICAL SCHOOL | 333 SOUTH ST |  | SHREWSBURY | MA | 015450000 | 333 SOUTH ST |  | SHREWSBURY | MA | 015450000 | N | STATE | SM25 | WORCESTER CITY CAMPUS CORP. | 5088563620 | russ.mattson@umassmed.edu | RUSSELL | MATTSON | 5088563620 | russ.mattson@umassmed.edu | MARK | MARKARIAN | 5088567425 | Mark.Markarian@umassmed.edu | 23 | GENERATOR #5-CATERPILLAR#3406 DIESEL MOD11 |  | ENGINE | CATERPILLAR | 3406 | 1997-01-01 | 2011 | 1.39 | 1 | GENERATOR #5-CATERPILLAR #3406 DIESEL MOD11 | DIESEL | 44 | DIESEL | 0.25 | 0 | 0.12 | E3GAL | 16.68 | OK | N | 1 | 1 | 12 | 1 | 1 | 6
1180243 | WORCESTER CITY CAMPUS CORP | UMASS MEDICAL SCHOOL | 333 SOUTH ST |  | SHREWSBURY | MA | 015450000 | 333 SOUTH ST |  | SHREWSBURY | MA | 015450000 | N | STATE | SM25 | WORCESTER CITY CAMPUS CORP. | 5088563620 | russ.mattson@umassmed.edu | RUSSELL | MATTSON | 5088563620 | russ.mattson@umassmed.edu | MARK | MARKARIAN | 5088567425 | Mark.Markarian@umassmed.edu | 32 | DATA CENTER 1 - EMERG GENERATOR CAT C27 DIESEL |  | ENGINE | CATERPILLAR | C27 | 2010-03-01 | 2011 | 8.17 | 1 | DIESEL | DIESEL | 44 | DIESEL | 0.0015 |  | 0.747 | E3GAL | 103.833 | OK | N | 1 | 1 | 13 | 1 | 1 | 5
1180243 | WORCESTER CITY CAMPUS CORP | UMASS MEDICAL SCHOOL | 333 SOUTH ST |  | SHREWSBURY | MA | 015450000 | 333 SOUTH ST |  | SHREWSBURY | MA | 015450000 | N | STATE | SM25 | WORCESTER CITY CAMPUS CORP. | 5088563620 | russ.mattson@umassmed.edu | RUSSELL | MATTSON | 5088563620 | russ.mattson@umassmed.edu | MARK | MARKARIAN | 5088567425 | Mark.Markarian@umassmed.edu | 33 | DATA CENTER 2 EMERGENCY GENERATOR CAT C27 - DIESEL |  | ENGINE | CATERPILLAR | C27 | 2010-03-01 | 2011 | 8.2 | 1 | DIESEL | DIESEL | 44 | DIESEL | 0.0015 |  | 0.747 | E3GAL | 103.833 | OK | N | 1 | 1 | 12 | 1 | 1 | 5
1180243 | WORCESTER CITY CAMPUS CORP | UMASS MEDICAL SCHOOL | 333 SOUTH ST |  | SHREWSBURY | MA | 015450000 | 333 SOUTH ST |  | SHREWSBURY | MA | 015450000 | N | STATE | SM25 | WORCESTER CITY CAMPUS CORP. | 5088563620 | russ.mattson@umassmed.edu | RUSSELL | MATTSON | 5088563620 | russ.mattson@umassmed.edu | MARK | MARKARIAN | 5088567425 | Mark.Markarian@umassmed.edu | 34 | DATA CENTER 3 - EMERG GENERATOR CAT C27 - DIESEL |  | ENGINE | CATERPILLAR | C27 | 2010-03-01 | 2011 | 8.2 | 1 | DIESEL | DIESEL | 44 | DIESEL | 0.0015 |  | 0.747 | E3GAL | 103.833 | OK | N | 1 | 1 | 12 | 1 | 1 | 5
1180246 | MADIX INCORPORATED |  | 60 PROSPECT ST |  | NORTH BROOKFIELD | MA | 015350000 | 60 PROSPECT ST |  | NORTH BROOKFIELD | MA | 015350000 | N | PRIVATE | NM25 | MADIX INCORPORATED | 2145155400 | tasatterfield@madixinc.com | JUSTIN | SAUNDERS | 2145155400 | jsaunders@madixinc.com | JUSTIN | SAUNDERS | 2145155400 | jsaunders@madixinc.com | 5 | EMERGENCY GENERATOR |  | ENGINE | KATOLIGHT | SED60FGJ4 | 2004-09-01 | 2010 | 0.686 | 1 | DIESEL | DIESEL | 44 | DIESEL | 0.3 |  | 0.1274 | E3GAL | 17.7086 | OK | N | 1 | 1 | 26 | 1 | 1 | 10
1180253 | WORCESTER ART MUSEUM |  | 55 SALISBURY ST |  | WORCESTER | MA | 016090000 | 55 SALISBURY ST |  | WORCESTER | MA | 016090000 | N | PRIVATE | NM25 | WORCESTER ART MUSEUM | 5087994406X3002 | franpedone@worcesterart.org | FRANCIS | PEDONE | 5087994406 | franpedone@worcesterart.org | FRANCIS | PEDONE | 5087994406X3002 | franpedone@worcesterart.org | 3 | GENERATOR #2-WHITE 110 D8T #2 OIL-0.3S |  | ENGINE | WHITE | 110D8T | 1985-01-01 | 2010 | 0.375 | 1 | NO. 2 OIL | DIESEL | 44 | DIESEL | 0.3 | 0 | 0.15 | E3GAL | 20.85 | OK | N | 1 | 1 | 52 | 1 | 1 | 20
1180261 | MALL AT AUBURN LLC | AUBURN MALL | 385 SOUTHBRIDGE ST |  | AUBURN | MA | 015010000 | AUBURN MALL MGT OFFICE | 385 SOUTHBRIDGE ST ATTN KEVIN CLARK | AUBURN | MA | 015010000 | N | PRIVATE | SM50 | MAYFLOWER AUBURN L P | 5088326000 | brpatton@simon.com | BRIAN | PATTON | 5088326000 | BRPATTON@SIMON.COM | BRIAN | PATTON | 5088326000 | BRPATTON@SIMON.COM | 3 | GENERATOR #1-KOHLER 100RPZJ 100KW #2 OIL-0.3PCTS |  | ENGINE | KOHLER | UNKNOWN | 1998-01-01 | 2009 | 4.158 | 1 | GENERATOR #1-KOHLER 100KW #2 OIL-0.3PCT.S | DIESEL | 44 | DIESEL | 0.0015 | 0 | 0.1 | E3GAL | 13.9 | OK | N | 1 | 1 | 52 | 1 | 1 | 22
1180262 | TUFTS UNIVERSITY GRAFTON CAMPUS |  | 200 WESTBORO RD |  | GRAFTON | MA | 015360000 | 200 WESTBORO RD |  | GRAFTON | MA | 015360000 | N | PRIVATE | NM25 | TUFTS UNIVERSITY VET SCHOOL | 5088397921 | elizabeth.isenstein@tufts.edu | RICHARD | REYNOLDS | 6176273334 | dick.reynolds@tufts.edu | ELIZABETH | ISENSTEIN | 6176273704 | elizabeth.isenstein@tufts.edu | 3 | GENERATOR #1-CUMMINS 44DFDRTO1DGGW 150KW LAH |  | ENGINE | CUMMINS | 44DFDRTO1DGGW | 1981-06-01 | 2009 | 1 | 1 | GENERATOR #1-CUMMINS #2 OIL-0.3S ANML HOSP | DIESEL | 44 | DIESEL | 0.3 | 0 | 0.923 | E3GAL | 128.297 | OK | N | 1 | 1 | 52 | 1 | 1 | 22
1180262 | TUFTS UNIVERSITY GRAFTON CAMPUS |  | 200 WESTBORO RD |  | GRAFTON | MA | 015360000 | 200 WESTBORO RD |  | GRAFTON | MA | 015360000 | N | PRIVATE | NM25 | TUFTS UNIVERSITY VET SCHOOL | 5088397921 | elizabeth.isenstein@tufts.edu | RICHARD | REYNOLDS | 6176273334 | dick.reynolds@tufts.edu | ELIZABETH | ISENSTEIN | 6176273704 | elizabeth.isenstein@tufts.edu | 7 | GENERATOR #2-DMT CORP #2 OIL-0.3 BLDG 20 |  | ENGINE | DMT CORP | 300 CAI | 1990-07-01 | 2009 | 3.64 | 1 | GENERATOR #2-DMT CORP #2 OIL-0.3S | DIESEL | 44 | DIESEL | 0.3 | 0 | 1.841 | E3GAL | 255.899 | OK | N | 1 | 1 | 52 | 1 | 1 | 22
1180262 | TUFTS UNIVERSITY GRAFTON CAMPUS |  | 200 WESTBORO RD |  | GRAFTON | MA | 015360000 | 200 WESTBORO RD |  | GRAFTON | MA | 015360000 | N | PRIVATE | NM25 | TUFTS UNIVERSITY VET SCHOOL | 5088397921 | elizabeth.isenstein@tufts.edu | RICHARD | REYNOLDS | 6176273334 | dick.reynolds@tufts.edu | ELIZABETH | ISENSTEIN | 6176273704 | elizabeth.isenstein@tufts.edu | 11 | GENERATOR #3-CUMMINS 4BT-3.9 50 KW ADMIN BLDG |  | ENGINE | CUMMINS | 4BT-3.9 | 1994-10-01 | 2009 | 1 | 1 | GENERATOR #3-CUMMINS #2 OIL-0.3S ADMN BLDG | DIESEL | 44 | DIESEL | 0.3 | 0 | 0.936 | E3GAL | 130.104 | OK | N | 1 | 1 | 52 | 1 | 1 | 22
1180262 | TUFTS UNIVERSITY GRAFTON CAMPUS |  | 200 WESTBORO RD |  | GRAFTON | MA | 015360000 | 200 WESTBORO RD |  | GRAFTON | MA | 015360000 | N | PRIVATE | NM25 | TUFTS UNIVERSITY VET SCHOOL | 5088397921 | elizabeth.isenstein@tufts.edu | RICHARD | REYNOLDS | 6176273334 | dick.reynolds@tufts.edu | ELIZABETH | ISENSTEIN | 6176273704 | elizabeth.isenstein@tufts.edu | 27 | GENERATOR #4-KATOLIGHT D350FRZ4 BLDG #21 |  | ENGINE | KATOLIGHT | D35OFRZ4 | 1994-10-01 | 2009 | 1 | 1 | GENERATOR #4-KATOLIGHT #2 OIL-0.3S BLDG 21 | DIESEL | 44 | DIESEL | 0.3 | 0 | 1.744 | E3GAL | 242.416 | OK | N | 1 | 1 | 52 | 1 | 1 | 22
1180262 | TUFTS UNIVERSITY GRAFTON CAMPUS |  | 200 WESTBORO RD |  | GRAFTON | MA | 015360000 | 200 WESTBORO RD |  | GRAFTON | MA | 015360000 | N | PRIVATE | NM25 | TUFTS UNIVERSITY VET SCHOOL | 5088397921 | elizabeth.isenstein@tufts.edu | RICHARD | REYNOLDS | 6176273334 | dick.reynolds@tufts.edu | ELIZABETH | ISENSTEIN | 6176273704 | elizabeth.isenstein@tufts.edu | 35 | GENERATOR #5-LAMARCHE A46-10-12V-A1 30KW LOEW CTR |  | ENGINE | LAMARCHE | A46-10-12V-A1 | 1995-09-01 | 2009 | 0.56 | 1 | GENERATOR #5-LAMARCHE #2 OIL-0.3S LOEW CTR | DIESEL | 44 | DIESEL | 0.3 | 0 | 0.174 | E3GAL | 24.186 | OK | N | 1 | 1 | 52 | 1 | 1 | 22
1180262 | TUFTS UNIVERSITY GRAFTON CAMPUS |  | 200 WESTBORO RD |  | GRAFTON | MA | 015360000 | 200 WESTBORO RD |  | GRAFTON | MA | 015360000 | N | PRIVATE | NM25 | TUFTS UNIVERSITY VET SCHOOL | 5088397921 | elizabeth.isenstein@tufts.edu | RICHARD | REYNOLDS | 6176273334 | dick.reynolds@tufts.edu | ELIZABETH | ISENSTEIN | 6176273704 | elizabeth.isenstein@tufts.edu | 47 | GENERATOR #6-KATOLIGHT D50FPH4 50KW SWINE I |  | ENGINE | KATOLIGHT | D50FPH4 | 1994-10-01 | 2009 | 1 | 1 | GENERATOR #6-KATOLIGHT #2 OIL-0.3S SWINE I | DIESEL | 44 | DIESEL | 0.3 | 0 | 0.215 | E3GAL | 29.885 | OK | N | 1 | 1 | 52 | 1 | 1 | 22
1180262 | TUFTS UNIVERSITY GRAFTON CAMPUS |  | 200 WESTBORO RD |  | GRAFTON | MA | 015360000 | 200 WESTBORO RD |  | GRAFTON | MA | 015360000 | N | PRIVATE | NM25 | TUFTS UNIVERSITY VET SCHOOL | 5088397921 | elizabeth.isenstein@tufts.edu | RICHARD | REYNOLDS | 6176273334 | dick.reynolds@tufts.edu | ELIZABETH | ISENSTEIN | 6176273704 | elizabeth.isenstein@tufts.edu | 49 | GENERATOR #7-KOHLER 60ROZJ81 60KW SWINE UNIT II |  | ENGINE | KOHLER | 60ROZJ81 | 1994-10-01 | 2009 | 1 | 1 | GENERATOR #7-KOHLER #2 OIL-0.3S SWINE II | DIESEL | 44 | DIESEL | 0.3 | 0 | 0.335 | E3GAL | 46.565 | OK | N | 1 | 1 | 52 | 1 | 1 | 22
1180262 | TUFTS UNIVERSITY GRAFTON CAMPUS |  | 200 WESTBORO RD |  | GRAFTON | MA | 015360000 | 200 WESTBORO RD |  | GRAFTON | MA | 015360000 | N | PRIVATE | NM25 | TUFTS UNIVERSITY VET SCHOOL | 5088397921 | elizabeth.isenstein@tufts.edu | RICHARD | REYNOLDS | 6176273334 | dick.reynolds@tufts.edu | ELIZABETH | ISENSTEIN | 6176273704 | elizabeth.isenstein@tufts.edu | 81 | GENERATOR #86 - CAT C6.6 DIESEL |  | ENGINE | CATERPILLAR | C6.6 | 2008-11-01 | 2009 | 1.487 | 1 | ULS DIESEL | DIESEL | 44 | DIESEL | 0.0015 |  | 0.948 | E3GAL | 131.772 | OK | N | 1 | 1 | 52 | 1 | 1 | 22
1180262 | TUFTS UNIVERSITY GRAFTON CAMPUS |  | 200 WESTBORO RD |  | GRAFTON | MA | 015360000 | 200 WESTBORO RD |  | GRAFTON | MA | 015360000 | N | PRIVATE | NM25 | TUFTS UNIVERSITY VET SCHOOL | 5088397921 | elizabeth.isenstein@tufts.edu | RICHARD | REYNOLDS | 6176273334 | dick.reynolds@tufts.edu | ELIZABETH | ISENSTEIN | 6176273704 | elizabeth.isenstein@tufts.edu | 82 | GENERATOR #87 - RBL - ULS DIESEL FUEL |  | ENGINE | CATERPILLAR | C27 | 2008-11-01 | 2009 | 7.95 | 1 | ULS DIESEL | DIESEL | 44 | DIESEL | 0.0015 |  | 2.6598 | E3GAL | 369.7122 | OK | N | 1 | 1 | 52 | 1 | 1 | 22
1180262 | TUFTS UNIVERSITY GRAFTON CAMPUS |  | 200 WESTBORO RD |  | GRAFTON | MA | 015360000 | 200 WESTBORO RD |  | GRAFTON | MA | 015360000 | N | PRIVATE | NM25 | TUFTS UNIVERSITY VET SCHOOL | 5088397921 | elizabeth.isenstein@tufts.edu | RICHARD | REYNOLDS | 6176273334 | dick.reynolds@tufts.edu | ELIZABETH | ISENSTEIN | 6176273704 | elizabeth.isenstein@tufts.edu | 83 | GENERATOR #88 - LAH ISOLATION BLDG - ULS DIESEL |  | ENGINE | CUMMINS | DSHAC | 2008-12-01 | 2009 | 0.0164 | 1 | ULS DIESEL | DIESEL | 44 | DIESEL | 0.0015 |  | 0.0154 | E3GAL | 2.1406 | OK | N | 1 | 1 | 52 | 1 | 1 | 22
1180266 | NICHOLS COLLEGE |  | CENTER RD |  | DUDLEY | MA | 015700000 | 119 CENTER ROAD |  | DUDLEY | MA | 015715000 | N | PRIVATE | SM25 | NICHOLS COLLEGE | 5089431560 | Robert.LaVigne@nichols.edu | ROBERT | LAVIGNE | 5082132217 | Robert.LaVigne@nichols.edu | ROBERT | LAVIGNE | 5082132217 | Robert.LaVigne@nichols.edu | 10 | LOMBARD DINING HALL NO. 2 OIL GENERATOR |  | ENGINE | CUMMINS | PC82 | 1985-01-01 | 2011 | 0.7618 | 1 | DIESEL | DIESEL | 44 | DIESEL | 0.0015 |  | 0.24 | E3GAL | 33.36 | OK | N | 1 | 1 | 52 | 1 | 1 | 22
1180272 | MWRA CARROLL WATER TREATMENT PLANT |  | 82 DANGELO DR |  | MARLBOROUGH | MA | 017520000 | 100 FIRST AVENUE |  | BOSTON | MA | 021290000 | N | STATE | SM50 | MASSACHUSETTS WATER RESOURCES AUTHORITY | 6177882552 | leon.lataille@mwra.state.ma.us | MICHAEL | HORNBROOK | 6177884359 | michael.hornbrook@mwra.state.ma.us | LEON | LATAILLE | 6177882552 | leon.lataille@mwra.state.ma.us | 1 | GENERATOR 1 |  | ENGINE | KOHLER | 2000ROZD4 | 2004-01-01 | 2009 | 19.48 | 1 | ULTRA LOW SULFUR DIESEL | DIESEL | 44 | DIESEL | 0.0015 | 0 | 2.708 | E3GAL | 376.412 | OK | N | 1 | 4 | 12 | 1 | 7 | 5
1180272 | MWRA CARROLL WATER TREATMENT PLANT |  | 82 DANGELO DR |  | MARLBOROUGH | MA | 017520000 | 100 FIRST AVENUE |  | BOSTON | MA | 021290000 | N | STATE | SM50 | MASSACHUSETTS WATER RESOURCES AUTHORITY | 6177882552 | leon.lataille@mwra.state.ma.us | MICHAEL | HORNBROOK | 6177884359 | michael.hornbrook@mwra.state.ma.us | LEON | LATAILLE | 6177882552 | leon.lataille@mwra.state.ma.us | 2 | GENERATOR 2 |  | ENGINE | KOHLER | 2000ROZD4 | 2004-01-01 | 2009 | 19.48 | 1 | ULTRA LOW SULFUR DIESEL | DIESEL | 44 | DIESEL | 0.0015 | 0 | 3.249 | E3GAL | 451.611 | OK | N | 1 | 5 | 12 | 2 | 5 | 5
1180272 | MWRA CARROLL WATER TREATMENT PLANT |  | 82 DANGELO DR |  | MARLBOROUGH | MA | 017520000 | 100 FIRST AVENUE |  | BOSTON | MA | 021290000 | N | STATE | SM50 | MASSACHUSETTS WATER RESOURCES AUTHORITY | 6177882552 | leon.lataille@mwra.state.ma.us | MICHAEL | HORNBROOK | 6177884359 | michael.hornbrook@mwra.state.ma.us | LEON | LATAILLE | 6177882552 | leon.lataille@mwra.state.ma.us | 3 | GENERATOR 3 |  | ENGINE | KOHLER | 2000ROZD4 | 2004-01-01 | 2009 | 19.48 | 1 | LOW SULFUR DIESEL | DIESEL | 44 | DIESEL | 0.0015 | 0 | 2.004 | E3GAL | 278.556 | OK | N | 1 | 3 | 12 | 1 | 4 | 5
1180272 | MWRA CARROLL WATER TREATMENT PLANT |  | 82 DANGELO DR |  | MARLBOROUGH | MA | 017520000 | 100 FIRST AVENUE |  | BOSTON | MA | 021290000 | N | STATE | SM50 | MASSACHUSETTS WATER RESOURCES AUTHORITY | 6177882552 | leon.lataille@mwra.state.ma.us | MICHAEL | HORNBROOK | 6177884359 | michael.hornbrook@mwra.state.ma.us | LEON | LATAILLE | 6177882552 | leon.lataille@mwra.state.ma.us | 4 | GENERATOR 4 |  | ENGINE | KOHLER | 2000ROZD4 | 2004-01-01 | 2009 | 19.48 | 1 | ULTRA LOW SULFUR DIESEL | DIESEL | 44 | DIESEL | 0.0015 | 0 | 1.733 | E3GAL | 240.887 | OK | N | 1 | 3 | 12 | 1 | 3 | 5
1180272 | MWRA CARROLL WATER TREATMENT PLANT |  | 82 DANGELO DR |  | MARLBOROUGH | MA | 017520000 | 100 FIRST AVENUE |  | BOSTON | MA | 021290000 | N | STATE | SM50 | MASSACHUSETTS WATER RESOURCES AUTHORITY | 6177882552 | leon.lataille@mwra.state.ma.us | MICHAEL | HORNBROOK | 6177884359 | michael.hornbrook@mwra.state.ma.us | LEON | LATAILLE | 6177882552 | leon.lataille@mwra.state.ma.us | 7 | EMERGENCY GENERATOR 100KW |  | ENGINE | OLYMPIAN | D100P1 | 2005-10-01 | 2009 | 1.13 | 1 | ULTRA LOW SULFUR DIESEL | DIESEL | 44 | DIESEL | 0.0015 |  | 0.084 | E3GAL | 11.676 | OK | N | 2 | 1 | 1 | 1 | 1 | 1
1180281 | MILLENNIUM POWER PARTNERS LP |  | 10 SHERWOOD LN |  | CHARLTON | MA | 015070000 | 10 SHERWOOD LANE |  | CHARLTON | MA | 015070000 | N | PRIVATE | OP8 | MILLENNIUM POWER PARTNERS LP | 5082480300 | Mark.Winne@mppgen.com | JOHN | BREEN | 7818485387 | JBREEN@CPV.COM | DAVID | KERCZ | 5082480312 | David.Kercz@mppgen.com | 2 | DIESEL FIRE PUMP - CLARKE-DETROIT |  | ENGINE | CLARKE-DETROIT | DDFP-L6FA | 2000-03-03 | 2011 | 2 | 1 | DIESEL FIRE PUMP- CLARKE/DETROIT .05 PERCENT S | DIESEL | 44 | DIESEL | 0.05 | 0 | 0.14 | E3GAL | 19.46 | OK | N | 1 | 1 | 52 | 1 | 1 | 22
1180295 | ST VINCENT HOSPITAL @ WORC MED CTR | AT WORCESTER MEDICAL CENTER | 20 WORCESTER CENTER BLVD |  | WORCESTER | MA | 016080000 | 123 SUMMER STREET |  | WORCESTER | MA | 016080000 | N | PRIVATE | NM99 | ST VINCENT HOSPITAL LLC | 5083635000 | harley.mccartney@stvincenthospital.com | HARLEY | MC CARTNEY | 5083635054 | harley.mccartney@stvincenthospital.com | ST VINCENT HOSPITAL | HARLEY MC CARTNEY | 5083635054 | harley.mccartney@stvincenthospital.com | 4 | EMER GEN #1 - CATERPILLAR 3512B #2 OIL 0.05S |  | ENGINE | CATERPILLAR | 3516 | 1996-04-26 | 2008 | 15 | 1 | #2 OIL 0.05S | DIESEL | 44 | DIESEL | 0.05 | 0 | 0.85 | E3GAL | 118.15 | OK | N | 1 | 1 | 6 | 1 | 1 | 3
1180295 | ST VINCENT HOSPITAL @ WORC MED CTR | AT WORCESTER MEDICAL CENTER | 20 WORCESTER CENTER BLVD |  | WORCESTER | MA | 016080000 | 123 SUMMER STREET |  | WORCESTER | MA | 016080000 | N | PRIVATE | NM99 | ST VINCENT HOSPITAL LLC | 5083635000 | harley.mccartney@stvincenthospital.com | HARLEY | MC CARTNEY | 5083635054 | harley.mccartney@stvincenthospital.com | ST VINCENT HOSPITAL | HARLEY MC CARTNEY | 5083635054 | harley.mccartney@stvincenthospital.com | 5 | EMER GEN #2 - CATERPILLAR 3512B #2 OIL 0.05S |  | ENGINE | CATERPILLAR | 3516 | 1996-04-26 | 2008 | 15 | 1 | #2 DIESEL OIL | DIESEL | 44 | DIESEL | 0.05 | 0 | 0.85 | E3GAL | 118.15 | OK | N | 1 | 1 | 6 | 1 | 1 | 3
1180297 | EMC CORPORATION |  | 117 SOUTH ST |  | HOPKINTON | MA | 017480000 | 228C SOUTH STREET |  | HOPKINTON | MA | 017489103 | N | PRIVATE | SM25 | EMC CORP | 5082492057 | Deanna.Trudeau@emc.com | DANIEL | FITZGERALD | 5084351000 | Dan.Fitzgerald@emc.com | DEANNA | TRUDEAU | 5082492057 | Deanna.Trudeau@emc.com | 1 | EU1,EMGEN 1 - CAT 3516B - 2000 KW - NO. 2 OIL ULSD |  | ENGINE | CATERPILLAR | 3516B | 2000-05-01 | 2011 | 20.3 | 1 | NO. 2 FUEL OIL ULSD | DIESEL | 44 | DIESEL | 0.0015 | 0 | 1.4831 | E3GAL | 206.1509 | OK | N | 1 | 1 | 26 | 1 | 1 | 10
1180297 | EMC CORPORATION |  | 117 SOUTH ST |  | HOPKINTON | MA | 017480000 | 228C SOUTH STREET |  | HOPKINTON | MA | 017489103 | N | PRIVATE | SM25 | EMC CORP | 5082492057 | Deanna.Trudeau@emc.com | DANIEL | FITZGERALD | 5084351000 | Dan.Fitzgerald@emc.com | DEANNA | TRUDEAU | 5082492057 | Deanna.Trudeau@emc.com | 2 | EU2, EMGEN 2 -CAT 3516B- 2000 KW - NO. 2 OIL ULSD |  | ENGINE | CATERPILLAR | 3516B | 2000-05-01 | 2011 | 20.3 | 1 | NO. 2 FUEL OIL ULSD | DIESEL | 44 | DIESEL | 0.0015 | 0 | 2.4718 | E3GAL | 343.5802 | OK | N | 1 | 1 | 26 | 1 | 1 | 10
1180320 | HEWLETT PACKARD |  | 153 TAYLOR ST |  | LITTLETON | MA | 014600000 | 153 TAYLOR ST |  | LITTLETON | MA | 014600000 | N | PRIVATE | SM79-7 | HEWLETT PACKARD CORP | 9782645102 | doug.shaw@hp.com | DOUG | SHAW | 9782645102 | doug.shaw@hp.com | DOUG | SHAW | 9782645102 | doug.shaw@hp.com | 2 | EMER GEN #1,2 - CUMMINS KTA500G (2) - #2 OIL |  | ENGINE | CUMMINS | KTA50GS1 | 1988-01-01 | 2011 | 9.8 | 1 | #2 OIL | DIESEL | 44 | DIESEL | 0.05 | 0 | 3.075 | E3GAL | 427.425 | OK | N | 1 | 1 | 26 | 1 | 1 | 11
1180320 | HEWLETT PACKARD |  | 153 TAYLOR ST |  | LITTLETON | MA | 014600000 | 153 TAYLOR ST |  | LITTLETON | MA | 014600000 | N | PRIVATE | SM79-7 | HEWLETT PACKARD CORP | 9782645102 | doug.shaw@hp.com | DOUG | SHAW | 9782645102 | doug.shaw@hp.com | DOUG | SHAW | 9782645102 | doug.shaw@hp.com | 3 | EMER GEN #3 - CATERPILLAR 3508B |  | ENGINE | CATERPILLAR | 3508B | 1999-01-01 | 2011 | 10 | 1 | #2 OIL | DIESEL | 44 | DIESEL | 0.05 | 0 | 1.905 | E3GAL | 264.795 | OK | N | 1 | 1 | 26 | 1 | 1 | 11
1180320 | HEWLETT PACKARD |  | 153 TAYLOR ST |  | LITTLETON | MA | 014600000 | 153 TAYLOR ST |  | LITTLETON | MA | 014600000 | N | PRIVATE | SM79-7 | HEWLETT PACKARD CORP | 9782645102 | doug.shaw@hp.com | DOUG | SHAW | 9782645102 | doug.shaw@hp.com | DOUG | SHAW | 9782645102 | doug.shaw@hp.com | 4 | EMER GEN #4 - CATERPILLAR 3508B |  | ENGINE | CATAPILLAR | 3508B | 2001-11-01 | 2011 | 10 | 1 | #2 OIL | DIESEL | 44 | DIESEL | 0.05 | 0 | 1.502 | E3GAL | 208.778 | OK | N | 1 | 1 | 26 | 1 | 1 | 11
1180320 | HEWLETT PACKARD |  | 153 TAYLOR ST |  | LITTLETON | MA | 014600000 | 153 TAYLOR ST |  | LITTLETON | MA | 014600000 | N | PRIVATE | SM79-7 | HEWLETT PACKARD CORP | 9782645102 | doug.shaw@hp.com | DOUG | SHAW | 9782645102 | doug.shaw@hp.com | DOUG | SHAW | 9782645102 | doug.shaw@hp.com | 5 | EMER GEN #5 - CAT 3512B - #2 OIL |  | ENGINE | CATAPILLAR | 3512B | 2001-11-01 | 2011 | 16 | 1 | #2 OIL | DIESEL | 44 | DIESEL | 0.05 | 0 | 2.021 | E3GAL | 280.919 | OK | N | 1 | 1 | 26 | 1 | 1 | 11
1180320 | HEWLETT PACKARD |  | 153 TAYLOR ST |  | LITTLETON | MA | 014600000 | 153 TAYLOR ST |  | LITTLETON | MA | 014600000 | N | PRIVATE | SM79-7 | HEWLETT PACKARD CORP | 9782645102 | doug.shaw@hp.com | DOUG | SHAW | 9782645102 | doug.shaw@hp.com | DOUG | SHAW | 9782645102 | doug.shaw@hp.com | 6 | EMER GEN #6 - CAT 3512B - #2 OIL |  | ENGINE | CATAPILLAR | 3512B | 2001-11-01 | 2011 | 16 | 1 | #2 OIL | DIESEL | 44 | DIESEL | 0.05 | 0 | 1.96 | E3GAL | 272.44 | OK | N | 1 | 1 | 26 | 1 | 1 | 11
1180325 | AMERICAN SUPERCONDUCTOR |  | 64 JACKSON RD |  | DEVENS | MA | 014344020 | 64 JACKSON RD |  | DEVENS | MA | 014344020 | N | PRIVATE | SM50 | AMERICAN SUPERCONDUCTOR CORP | 9788423119 | HColt@amsc.com | ANGELO | SANTAMARIA | 978.842.3000 | asantamaria@amsc.com | HOLLY | COLT | 9788423119 | hcolt@amsc.com | 5 | LIFE SAFTEY EMERGENCY ENGINE |  | ENGINE | CATERPILLAR | 3412C | 2001-09-21 | 2009 | 5.66 | 1 | DIESEL | DIESEL | 44 | DIESEL | 0.0015 | 0 | 0.22 | E3GAL | 30.58 | OK | N | 1 | 1 | 13 | 1 | 1 | 5
1180325 | AMERICAN SUPERCONDUCTOR |  | 64 JACKSON RD |  | DEVENS | MA | 014344020 | 64 JACKSON RD |  | DEVENS | MA | 014344020 | N | PRIVATE | SM50 | AMERICAN SUPERCONDUCTOR CORP | 9788423119 | HColt@amsc.com | ANGELO | SANTAMARIA | 978.842.3000 | asantamaria@amsc.com | HOLLY | COLT | 9788423119 | hcolt@amsc.com | 6 | FIRE PUMP ENGINE |  | ENGINE | CUMMINS | ISB 5.9L | 2001-09-21 | 2009 | 2.275 | 1 | DIESEL | DIESEL | 44 | DIESEL | 0.0015 | 0 | 0.16 | E3GAL | 22.24 | OK | N | 1 | 1 | 26 | 1 | 1 | 11
1180327 | SIEMENS INDUSTRY INC | MORGAN CONSTRUCTION | 40 CRESCENT ST |  | WORCESTER | MA | 016052404 | 15 BELMONT STREET |  | WORCESTER | MA | 016052404 | N | PRIVATE | SM79-R | SIEMENS INDUSTRY INC. | 5087556111 | taz@refranklin.com | EDMUND | KENNEY | 5088496522 | edmund.kenney@siemens.com | DANIEL | GILBREATH | 5088496422 | daniel.gilbreath@siemens.com | 34 | EU# 34 EMERGENCY GENERATOR D60-4 DIESEL |  | ENGINE | CATERPILLAR | D60-4 | 2007-06-14 | 2011 | 0.72 | 1 | DIESEL | DIESEL | 44 | DIESEL | 0.3 |  | 0.1664 | E3GAL | 23.1296 | OK | N | 1 | 1 | 52 | 1 | 1 | 22
1180329 | RESOURCE CONTROL INC-WESTMINSTER |  | 101 FITCHBURG RD |  | WESTMINSTER | MA | 014730000 | P.O. BOX 550 |  | BARRE | MA | 010050000 | N | PRIVATE | OP3 | FITCHBURG WESTMINSTER SLF | 5085498006 | CDESANTIS@WM.COM | CHRIS | DESANTIS | 5085498006 | CDESANTIS@WM.COM | FRANK | SEPIOL | 9783556821 | FSEPIOL@WM.COM | 10 | EMERGENCY GENERATOR |  | ENGINE | OLYMPIAN | D150P1 | 2004-07-01 | 2011 | 2 | 1 | DIESEL | DIESEL | 44 | DIESEL | 0.0015 |  | 2 | E6BTU | 2 | OK | N | 1 | 1 | 1 | 0 | 0 | 0
1180334 | UMASS MEDICAL SCHOOL |  | 55 LAKE AVENUE N |  | WORCESTER | MA | 016550000 | 55 LAKE AVENUE NORTH |  | WORCESTER | MA | 016550000 | Y | STATE | OP5.5 | UMASS MEDICAL CENTER | 5088562220 | joseph.collins@umassmed.edu | JOHN | BAKER | 5088565538 | john.baker@umassmed.edu | JOSEPH | COLLINS | 5088562220 | joseph.collins@umassmed.edu | 12 | GENERATOR #1 CSG1-CATERPILLAR #D348 DIESEL |  | ENGINE | CATERPILLAR | D348 | 1971-01-01 | 2011 | 5.26 | 1 | GENERATOR #1-CATERPILLAR #D348 #2 DIESEL | DIESEL | 44 | DIESEL | 0.0015 | 0 | 0.015 | E3GAL | 2.085 | OK | N | 1 | 1 | 12 | 1 | 1 | 5
1180334 | UMASS MEDICAL SCHOOL |  | 55 LAKE AVENUE N |  | WORCESTER | MA | 016550000 | 55 LAKE AVENUE NORTH |  | WORCESTER | MA | 016550000 | Y | STATE | OP5.5 | UMASS MEDICAL CENTER | 5088562220 | joseph.collins@umassmed.edu | JOHN | BAKER | 5088565538 | john.baker@umassmed.edu | JOSEPH | COLLINS | 5088562220 | joseph.collins@umassmed.edu | 13 | GENERATOR #2 CSG2-CATERPILLAR #3512B DIESEL |  | ENGINE | CATERPILLAR | 3512B | 2002-01-01 | 2011 | 14.63 | 1 | GENERATOR #2-CATERPILLAR #3512B #2 DIESEL | DIESEL | 44 | DIESEL | 0.0015 | 0 | 0.541 | E3GAL | 75.199 | OK | N | 6 | 1 | 12 | 6 | 1 | 5
1180334 | UMASS MEDICAL SCHOOL |  | 55 LAKE AVENUE N |  | WORCESTER | MA | 016550000 | 55 LAKE AVENUE NORTH |  | WORCESTER | MA | 016550000 | Y | STATE | OP5.5 | UMASS MEDICAL CENTER | 5088562220 | joseph.collins@umassmed.edu | JOHN | BAKER | 5088565538 | john.baker@umassmed.edu | JOSEPH | COLLINS | 5088562220 | joseph.collins@umassmed.edu | 17 | PUBLIC SAFETY GENERATOR 200KW |  | ENGINE | OLYMPIAN | 40001E | 2004-12-01 | 2011 | 1.88 | 1 | PUBLIC SAFETY GENERATOR #2 OIL | DIESEL | 44 | DIESEL | 0.0015 | 0 | 0.2 | E3GAL | 27.8 | OK | N | 3 | 1 | 12 | 3 | 1 | 5
1180334 | UMASS MEDICAL SCHOOL |  | 55 LAKE AVENUE N |  | WORCESTER | MA | 016550000 | 55 LAKE AVENUE NORTH |  | WORCESTER | MA | 016550000 | Y | STATE | OP5.5 | UMASS MEDICAL CENTER | 5088562220 | joseph.collins@umassmed.edu | JOHN | BAKER | 5088565538 | john.baker@umassmed.edu | JOSEPH | COLLINS | 5088562220 | joseph.collins@umassmed.edu | 18 | GENERATOR #4 - LAKESIDE DIESEL |  | ENGINE | CATERPILLAR | D3516B | 2006-01-01 | 2011 | 19.3 | 1 | DIESEL | DIESEL | 44 | DIESEL | 0.0015 | 0 | 1.685 | E3GAL | 234.215 | OK | N | 7 | 1 | 12 | 7 | 1 | 5
1180334 | UMASS MEDICAL SCHOOL |  | 55 LAKE AVENUE N |  | WORCESTER | MA | 016550000 | 55 LAKE AVENUE NORTH |  | WORCESTER | MA | 016550000 | Y | STATE | OP5.5 | UMASS MEDICAL CENTER | 5088562220 | joseph.collins@umassmed.edu | JOHN | BAKER | 5088565538 | john.baker@umassmed.edu | JOSEPH | COLLINS | 5088562220 | joseph.collins@umassmed.edu | 19 | GENERATOR - CATERPILLAR - ACESS |  | ENGINE | CATERPILLAR | CATC27/SR4B | 2008-08-27 | 2011 | 7.51 | 1 | GENERATOR - ACCESS DIESEL | DIESEL | 44 | DIESEL | 0.0015 | 0 | 1.386 | E3GAL | 192.654 | OK | N | 6 | 1 | 12 | 6 | 1 | 5
1180337 | WORCESTER STATE UNIVERSITY |  | 486 CHANDLER ST |  | WORCESTER | MA | 016022597 | 486 CHANDLER ST |  | WORCESTER | MA | 016022597 | Y | STATE | SM80-R | WORCESTER STATE COLLEGE | 5089298000 | rdaniels@worcester.edu | SANDRA | OLSON | 5089298052 | solson1@worcester.edu | ROBERT | DANIELS | 5089298099 | rdaniels@worcester.edu | 8 | GENERATOR #1-KOHLER #800ROZDA ULSD SCIENCE TECH |  | ENGINE | KOHLER | 800ROZDA | 2000-01-01 | 2011 | 8 | 1 | GENERATOR #1-KOHLER #800 ROZDA DIESEL-0.5 S | DIESEL | 44 | DIESEL | 0.0015 | 0 | 1.994 | E3GAL | 277.166 | OK | N | 1 | 1 | 52 | 1 | 1 | 21
1180337 | WORCESTER STATE UNIVERSITY |  | 486 CHANDLER ST |  | WORCESTER | MA | 016022597 | 486 CHANDLER ST |  | WORCESTER | MA | 016022597 | Y | STATE | SM80-R | WORCESTER STATE COLLEGE | 5089298000 | rdaniels@worcester.edu | SANDRA | OLSON | 5089298052 | solson1@worcester.edu | ROBERT | DANIELS | 5089298099 | rdaniels@worcester.edu | 9 | GENERATOR #2-KOHLER #350REOZD ULSD STUDENT CENT |  | ENGINE | KOHLER | 350REOZD | 2000-01-01 | 2011 | 4.726 | 1 | GENERATOR #2-KOHLER #350REOZD ULS DIESEL | DIESEL | 44 | DIESEL | 0.0015 | 0 | 1.13 | E3GAL | 157.07 | OK | N | 1 | 1 | 52 | 1 | 1 | 22
1180337 | WORCESTER STATE UNIVERSITY |  | 486 CHANDLER ST |  | WORCESTER | MA | 016022597 | 486 CHANDLER ST |  | WORCESTER | MA | 016022597 | Y | STATE | SM80-R | WORCESTER STATE COLLEGE | 5089298000 | rdaniels@worcester.edu | SANDRA | OLSON | 5089298052 | solson1@worcester.edu | ROBERT | DANIELS | 5089298099 | rdaniels@worcester.edu | 10 | GENERATOR #3-CATERPILLAR #3116DI ULSD GYM BUILDING |  | ENGINE | CATERPILLAR | 3116DI | 1989-01-01 | 2011 | 1.39 | 1 | GENERATOR #3-CATERPILLAR #3116DI #2 OIL-0.3 S | DIESEL | 44 | DIESEL | 0.0015 | 0 | 0.332 | E3GAL | 46.148 | OK | N | 1 | 1 | 52 | 1 | 1 | 22
1180337 | WORCESTER STATE UNIVERSITY |  | 486 CHANDLER ST |  | WORCESTER | MA | 016022597 | 486 CHANDLER ST |  | WORCESTER | MA | 016022597 | Y | STATE | SM80-R | WORCESTER STATE COLLEGE | 5089298000 | rdaniels@worcester.edu | SANDRA | OLSON | 5089298052 | solson1@worcester.edu | ROBERT | DANIELS | 5089298099 | rdaniels@worcester.edu | 22 | EMER GEN # 5- KOHLER 100 REZOJB ULSD SULLIVAN |  | ENGINE | KOHLER | 100REOZJB | 2004-09-01 | 2011 | 1.2 | 1 | EMER GEN #5- KOHLER 100 REOZJB #2 OIL 0.3 S | DIESEL | 44 | DIESEL | 0.0015 | 0 | 0.299 | E3GAL | 41.561 | OK | N | 1 | 1 | 52 | 1 | 1 | 22
1180337 | WORCESTER STATE UNIVERSITY |  | 486 CHANDLER ST |  | WORCESTER | MA | 016022597 | 486 CHANDLER ST |  | WORCESTER | MA | 016022597 | Y | STATE | SM80-R | WORCESTER STATE COLLEGE | 5089298000 | rdaniels@worcester.edu | SANDRA | OLSON | 5089298052 | solson1@worcester.edu | ROBERT | DANIELS | 5089298099 | rdaniels@worcester.edu | 24 | EMER GEN #6-KOHLER/JOHN DEERE REOZV ULSD WASYLEAN |  | ENGINE | KOHLER | 200REOZV | 2004-08-01 | 2011 | 2.1 | 1 | EMER GEN #6- KOHLER/JOHN DEERE REOZV #2 OIL 0.3 S | DIESEL | 44 | DIESEL | 0.0015 | 0 | 0.508 | E3GAL | 70.612 | OK | N | 1 | 1 | 52 | 1 | 1 | 22
1180337 | WORCESTER STATE UNIVERSITY |  | 486 CHANDLER ST |  | WORCESTER | MA | 016022597 | 486 CHANDLER ST |  | WORCESTER | MA | 016022597 | Y | STATE | SM80-R | WORCESTER STATE COLLEGE | 5089298000 | rdaniels@worcester.edu | SANDRA | OLSON | 5089298052 | solson1@worcester.edu | ROBERT | DANIELS | 5089298099 | rdaniels@worcester.edu | 30 | CAT C15 350KW ULSD GENERATOR DOWDEN HALL |  | ENGINE | CATERPILLAR | C15 - 350 KW | 2009-12-29 | 2011 | 4.76 | 1 | CAT C15 350KW ULSD GENERATOR DOWDEN HALL | DIESEL | 44 | DIESEL | 0.0015 | 0 | 0.768 | E3GAL | 106.752 | OK | N | 1 | 1 | 52 | 1 | 1 | 22
1180337 | WORCESTER STATE UNIVERSITY |  | 486 CHANDLER ST |  | WORCESTER | MA | 016022597 | 486 CHANDLER ST |  | WORCESTER | MA | 016022597 | Y | STATE | SM80-R | WORCESTER STATE COLLEGE | 5089298000 | rdaniels@worcester.edu | SANDRA | OLSON | 5089298052 | solson1@worcester.edu | ROBERT | DANIELS | 5089298099 | rdaniels@worcester.edu | 31 | CAT C9 250 KW ULSD GENERATOR ADMIN BUILDING |  | ENGINE | CATERPILLAR | C9 250 KW | 2009-05-21 | 2011 | 2.716 | 1 | CAT C9 250 KW ULSD GENERATOR ADMIN BUILDING | DIESEL | 44 | DIESEL | 0.0015 | 0 | 0.512 | E3GAL | 71.168 | OK | N | 1 | 1 | 52 | 1 | 1 | 22
1180350 | HANOVER INSURANCE GROUP |  | 440 LINCOLN ST |  | WORCESTER | MA | 016050000 | 440 LINCOLN STREET |  | WORCESTER | MA | 016050000 | N | PRIVATE | SM50 | THE HANOVER GROUP | 5088551000X4272 | jabjohnson@hanover.com | JAMES | JOHNSON | 5088554272 | jabjohnson@hanover.com | KENNETH | PERSON | 5088556007 | Kperson@hanover.com | 5 | GENERATOR #1-CATERPILLAR 3516-25Z0416 #2 OIL |  | ENGINE | CATERPILLAR | 3516-25Z0416 | 1994-01-01 | 2011 | 16.303 | 1 | GENERATOR #1-CAT 3516 #2 OIL | DIESEL | 44 | DIESEL | 0.0015 | 0 | 0.78 | E3GAL | 108.42 | OK | N | 2 | 1 | 12 | 2 | 1 | 5
1180350 | HANOVER INSURANCE GROUP |  | 440 LINCOLN ST |  | WORCESTER | MA | 016050000 | 440 LINCOLN STREET |  | WORCESTER | MA | 016050000 | N | PRIVATE | SM50 | THE HANOVER GROUP | 5088551000X4272 | jabjohnson@hanover.com | JAMES | JOHNSON | 5088554272 | jabjohnson@hanover.com | KENNETH | PERSON | 5088556007 | Kperson@hanover.com | 6 | GENERATOR #2-CUMMINS NT855-43101022 #2 OIL |  | ENGINE | CUMMINS | NT855-43101022 | 1988-01-01 | 2011 | 3.151 | 1 | GENERATOR #2-CUMMINS NT855 #2 OIL | DIESEL | 44 | DIESEL | 0.0015 | 0 | 0.45 | E3GAL | 62.55 | OK | N | 2 | 1 | 12 | 2 | 1 | 5
1180350 | HANOVER INSURANCE GROUP |  | 440 LINCOLN ST |  | WORCESTER | MA | 016050000 | 440 LINCOLN STREET |  | WORCESTER | MA | 016050000 | N | PRIVATE | SM50 | THE HANOVER GROUP | 5088551000X4272 | jabjohnson@hanover.com | JAMES | JOHNSON | 5088554272 | jabjohnson@hanover.com | KENNETH | PERSON | 5088556007 | Kperson@hanover.com | 7 | GENERATOR #3-CATERPILLAR 3306-85Z004312 #2 OIL |  | ENGINE | CATERPILLAR | 3306-85Z004312 | 1987-01-01 | 2011 | 2.055 | 1 | GENERATOR #3-CATERPILLAR 3306 #2 OIL | DIESEL | 44 | DIESEL | 0.0015 | 0 | 0.12 | E3GAL | 16.68 | OK | N | 1 | 1 | 12 | 1 | 1 | 5
1180350 | HANOVER INSURANCE GROUP |  | 440 LINCOLN ST |  | WORCESTER | MA | 016050000 | 440 LINCOLN STREET |  | WORCESTER | MA | 016050000 | N | PRIVATE | SM50 | THE HANOVER GROUP | 5088551000X4272 | jabjohnson@hanover.com | JAMES | JOHNSON | 5088554272 | jabjohnson@hanover.com | KENNETH | PERSON | 5088556007 | Kperson@hanover.com | 8 | GENERATOR #4-CUMMINS NT855-11446429 #2 OIL |  | ENGINE | CUMMINS | NT855-11446429 | 1985-01-01 | 2011 | 3.151 | 1 | GENERATOR #4-CUMMINS NT855 #2 OIL | DIESEL | 44 | DIESEL | 0.0015 | 0 | 0.59 | E3GAL | 82.01 | OK | N | 3 | 1 | 12 | 3 | 1 | 5
1180355 | NEWARK AMERICA |  | 100 NEWARK WAY |  | FITCHBURG | MA | 014204637 | 100 NEWARK WAY |  | FITCHBURG | MA | 014204637 | N | PRIVATE | OP3 | THE NEWARK GROUP, INC. | 9082764000 | DASCHER@TNGUS.COM | DANA | PELLETIER | 9786652600 | DPELLETIER@TNGUS.COM | DANA | PELLETIER | 9786652600 | DPELLETIER@TNGUS.COM | 7 | DIESEL FIRE PUMP ENGINE |  | ENGINE | CLARKE | JU6HUF30 | 2003-06-13 | 2011 | 0.4074 | 1 | DIESEL FUEL | DIESEL | 44 | DIESEL | 0.0587 |  | 0.0175 | E3GAL | 2.4325 | OK | N | 1 | 1 | 12 | 1 | 1 | 5
1180357 | EMC CORPORATION |  | 32 COSLIN DR | RTE 9 | SOUTHBOROUGH | MA | 017720000 | 228C SOUTH ST |  | HOPKINTON | MA | 017489103 | N | PRIVATE | SM50 | EMC CORP | 5082492057 | Deanna.Trudeau@emc.com | DANIEL | FITZGERALD | 5084351000 | Dan.Fitzgerald@emc.com | DEANNA | TRUDEAU | 5082492057 | Deanna.Trudeau@emc.com | 3 | EU3,EMER GEN - CATERPILLAR 3508B - #2 OIL 15 PPM S |  | ENGINE | CATERPILLAR | 3508B | 2001-03-01 | 2011 | 10.3 | 1 | ULTRA LOW SULFUR DIESEL - 15 PPM SULFUR | DIESEL | 44 | DIESEL | 0.0015 | 0 | 4.9312 | E3GAL | 685.4368 | OK | N | 1 | 1 | 26 | 1 | 1 | 10
1180357 | EMC CORPORATION |  | 32 COSLIN DR | RTE 9 | SOUTHBOROUGH | MA | 017720000 | 228C SOUTH ST |  | HOPKINTON | MA | 017489103 | N | PRIVATE | SM50 | EMC CORP | 5082492057 | Deanna.Trudeau@emc.com | DANIEL | FITZGERALD | 5084351000 | Dan.Fitzgerald@emc.com | DEANNA | TRUDEAU | 5082492057 | Deanna.Trudeau@emc.com | 5 | EU5 EMGEN- KOHLER ROZD4 - 500 KW - #2 OIL 15 PPM S |  | ENGINE | KOHLER | 500ROZD4 | 1995-06-01 | 2011 | 5.26 | 1 | ULTRA LOW SULFUR DIESEL - 15 PPM SULFUR | DIESEL | 44 | DIESEL | 0.0015 | 0 | 2.3877 | E3GAL | 331.8903 | OK | N | 1 | 1 | 26 | 1 | 1 | 10
1180357 | EMC CORPORATION |  | 32 COSLIN DR | RTE 9 | SOUTHBOROUGH | MA | 017720000 | 228C SOUTH ST |  | HOPKINTON | MA | 017489103 | N | PRIVATE | SM50 | EMC CORP | 5082492057 | Deanna.Trudeau@emc.com | DANIEL | FITZGERALD | 5084351000 | Dan.Fitzgerald@emc.com | DEANNA | TRUDEAU | 5082492057 | Deanna.Trudeau@emc.com | 10 | EU10 EMGEN - KOHLER REOZJD-200KW- #2 OIL15 PPM S |  | ENGINE | JOHN DEERE | 6068HF485 | 2007-09-27 | 2011 | 2.0961 | 1 | ULTRA LOW SULFUR DIESEL - 15 PPM SULFUR | DIESEL | 44 | DIESEL | 0.0015 | 0 | 1.071 | E3GAL | 148.869 | OK | N | 1 | 1 | 26 | 1 | 1 | 10
1180358 | ALLEGRO MICROSYSTEMS |  | 115 NORTHEAST CUTOFF |  | WORCESTER | MA | 016060000 | PO BOX 15036 |  | WORCESTER | MA | 016150000 | N | PRIVATE | SM79-R | ALLEGRO MICROSYSTEMS | 5088535000 | dfitzgerald@allegromicro.com | DAVID | CUNNINGHAM | 5088545344 | dcunningham@allegromicro.com | DONALD | ALGER | 5088545560 | dalger@allegromicro.com | 13 | GENERATOR #1-ONAN #1000DYC #2 OIL-0.1S |  | ENGINE | ONAN | 1000DYC | 1981-01-01 | 2011 | 0.1 | 1 | GENERATOR #1-ONAN #1000DYC DIESEL-0.1S | DIESEL | 44 | DIESEL | 0.1 | 0 | 0.213 | E3GAL | 29.607 | OK | N | 1 | 1 | 52 | 1 | 1 | 22
1180358 | ALLEGRO MICROSYSTEMS |  | 115 NORTHEAST CUTOFF |  | WORCESTER | MA | 016060000 | PO BOX 15036 |  | WORCESTER | MA | 016150000 | N | PRIVATE | SM79-R | ALLEGRO MICROSYSTEMS | 5088535000 | dfitzgerald@allegromicro.com | DAVID | CUNNINGHAM | 5088545344 | dcunningham@allegromicro.com | DONALD | ALGER | 5088545560 | dalger@allegromicro.com | 14 | GENERATOR #2-KOHLER #250R0Z71 DIESEL-0.1S |  | ENGINE | KOHLER | 250R0Z71 | 1986-06-01 | 2011 | 0.1 | 1 | GENERATOR #2-KOHLER #250R0Z71 #2 OIL-0.3S | DIESEL | 44 | DIESEL | 0.1 | 0 | 0.2134 | E3GAL | 29.6626 | OK | N | 1 | 1 | 52 | 1 | 1 | 22
1180358 | ALLEGRO MICROSYSTEMS |  | 115 NORTHEAST CUTOFF |  | WORCESTER | MA | 016060000 | PO BOX 15036 |  | WORCESTER | MA | 016150000 | N | PRIVATE | SM79-R | ALLEGRO MICROSYSTEMS | 5088535000 | dfitzgerald@allegromicro.com | DAVID | CUNNINGHAM | 5088545344 | dcunningham@allegromicro.com | DONALD | ALGER | 5088545560 | dalger@allegromicro.com | 22 | GENERATOR #3-KOHLER |  | ENGINE | KOHLER | 200REOZLD | 2006-12-15 | 2011 | 0.1 | 1 | DIESEL | DIESEL | 44 | DIESEL | 0.1 | 0 | 0.213 | E3GAL | 29.607 | OK | N | 1 | 1 | 52 | 1 | 1 | 22
1180361 | EMC CORPORATION |  | 4400 COMPUTER DR |  | WESTBOROUGH | MA | 015810000 | 228C SOUTH STREET |  | HOPKINTON | MA | 017489103 | N | PRIVATE | SM50 | EMC CORPORATION | 5082492057 | Deanna.Trudeau@emc.com | DANIEL | FITZGERALD | 5084351000 | Dan.Fitzgerald@emc.com | DEANNA | TRUDEAU | 5082492057 | Deanna.Trudeau@emc.com | 1 | EM GEN #1- CATERPILLAR 3516 B -NO. 2 FUEL 15 PPM S |  | ENGINE | CATERPILLAR | 3516B | 2002-02-01 | 2011 | 20.36 | 1 | ULTRA LOW SULFUR DIESEL - 15 PPM SULFUR | DIESEL | 44 | DIESEL | 0.0015 | 0 | 11.7774 | E3GAL | 1637.0586 | OK | N | 1 | 1 | 52 | 1 | 1 | 10
1180361 | EMC CORPORATION |  | 4400 COMPUTER DR |  | WESTBOROUGH | MA | 015810000 | 228C SOUTH STREET |  | HOPKINTON | MA | 017489103 | N | PRIVATE | SM50 | EMC CORPORATION | 5082492057 | Deanna.Trudeau@emc.com | DANIEL | FITZGERALD | 5084351000 | Dan.Fitzgerald@emc.com | DEANNA | TRUDEAU | 5082492057 | Deanna.Trudeau@emc.com | 2 | EM GEN #2- CATERPILLAR 3508 B -NO. 2 FUEL 15 PPM S |  | ENGINE | CATERPILLAR | 3508B | 1998-09-01 | 2011 | 10.02 | 1 | ULTRA LOW SULFUR DIESEL - 15 PPM SULFUR | DIESEL | 44 | DIESEL | 0.0015 | 0 | 5.2268 | E3GAL | 726.5252 | OK | N | 1 | 1 | 52 | 1 | 1 | 10
1180361 | EMC CORPORATION |  | 4400 COMPUTER DR |  | WESTBOROUGH | MA | 015810000 | 228C SOUTH STREET |  | HOPKINTON | MA | 017489103 | N | PRIVATE | SM50 | EMC CORPORATION | 5082492057 | Deanna.Trudeau@emc.com | DANIEL | FITZGERALD | 5084351000 | Dan.Fitzgerald@emc.com | DEANNA | TRUDEAU | 5082492057 | Deanna.Trudeau@emc.com | 3 | EM GEN #3 - CATERPILLAR 3208 - NO. 2 FUEL 15 PPM S |  | ENGINE | CATERPILLAR | 3208 | 1996-02-01 | 2011 | 2.07 | 1 | ULTRA LOW SULFUR DIESEL - 15 PPM SULFUR | DIESEL | 44 | DIESEL | 0.0015 | 0 | 0.3879 | E3GAL | 53.9181 | OK | N | 1 | 1 | 52 | 1 | 1 | 10
1180361 | EMC CORPORATION |  | 4400 COMPUTER DR |  | WESTBOROUGH | MA | 015810000 | 228C SOUTH STREET |  | HOPKINTON | MA | 017489103 | N | PRIVATE | SM50 | EMC CORPORATION | 5082492057 | Deanna.Trudeau@emc.com | DANIEL | FITZGERALD | 5084351000 | Dan.Fitzgerald@emc.com | DEANNA | TRUDEAU | 5082492057 | Deanna.Trudeau@emc.com | 10 | EGEN CAT 3516C - NO. 2 FUEL OIL - ULSD |  | ENGINE | CATERPILLAR | 3516C TA | 2009-06-24 | 2011 | 24.045 | 1 | ULTRA LOW SULFUR DIESEL - 15 PPM SULFUR | DIESEL | 44 | DIESEL | 0.0015 | 0 | 4.1592 | E3GAL | 578.1288 | OK | N | 1 | 1 | 52 | 1 | 1 | 10
1180363 | EMC CORPORATION |  | 176 SOUTH ST |  | HOPKINTON | MA | 017480000 | 228C SOUTH STREET |  | HOPKINTON | MA | 017489103 | N | PRIVATE | SM50 | EMC CORPORATION | 5082492057 | Deanna.Trudeau@emc.com | DANIEL | FITZGERALD | 5084351000 | Dan.Fitzgerald@emc.com | DEANNA | TRUDEAU | 5082492057 | Deanna.Trudeau@emc.com | 3 | EMGEN 1-CATERPILLAR 3412- NO. 2 FUEL OIL ULSD |  | ENGINE | CATERPILLAR | 3412 | 2001-10-01 | 2011 | 8.7411 | 1 | EMER GEN #1 - CATERPILLAR 3412 - NO. 2 OIL 15 PPM | DIESEL | 44 | DIESEL | 0.0015 | 0 | 1.1025 | E3GAL | 153.2475 | OK | N | 1 | 1 | 26 | 1 | 1 | 10
1180363 | EMC CORPORATION |  | 176 SOUTH ST |  | HOPKINTON | MA | 017480000 | 228C SOUTH STREET |  | HOPKINTON | MA | 017489103 | N | PRIVATE | SM50 | EMC CORPORATION | 5082492057 | Deanna.Trudeau@emc.com | DANIEL | FITZGERALD | 5084351000 | Dan.Fitzgerald@emc.com | DEANNA | TRUDEAU | 5082492057 | Deanna.Trudeau@emc.com | 4 | EMGEN 2-CATERPILLAR 3406- NO. 2 OIL ULSD |  | ENGINE | CATERPILLAR | 3406 | 2001-10-01 | 2011 | 3.425 | 1 | EMER GEN #2 - CATERPILLAR 3406 - #2 OIL 15 PPM S | DIESEL | 44 | DIESEL | 0.0015 | 0 | 0.5 | E3GAL | 69.5 | OK | N | 1 | 1 | 26 | 1 | 1 | 10
1180363 | EMC CORPORATION |  | 176 SOUTH ST |  | HOPKINTON | MA | 017480000 | 228C SOUTH STREET |  | HOPKINTON | MA | 017489103 | N | PRIVATE | SM50 | EMC CORPORATION | 5082492057 | Deanna.Trudeau@emc.com | DANIEL | FITZGERALD | 5084351000 | Dan.Fitzgerald@emc.com | DEANNA | TRUDEAU | 5082492057 | Deanna.Trudeau@emc.com | 5 | EMER FIRE PUMP- DETROIT DIESEL- NO. 2 OIL ULSD |  | ENGINE | CLARKE DETROIT DIESEL | PDFPL6YNL1212F | 2001-10-01 | 2011 | 0.7398 | 1 | EMER FIRE PUMP - DETROIT DIESEL - NO. 2 OIL 15 PPM | DIESEL | 44 | DIESEL | 0.0015 | 0 | 0.0936 | E3GAL | 13.0104 | OK | N | 1 | 1 | 52 | 1 | 1 | 22
1180363 | EMC CORPORATION |  | 176 SOUTH ST |  | HOPKINTON | MA | 017480000 | 228C SOUTH STREET |  | HOPKINTON | MA | 017489103 | N | PRIVATE | SM50 | EMC CORPORATION | 5082492057 | Deanna.Trudeau@emc.com | DANIEL | FITZGERALD | 5084351000 | Dan.Fitzgerald@emc.com | DEANNA | TRUDEAU | 5082492057 | Deanna.Trudeau@emc.com | 10 | EMGEN 3 - CAT 3412 - NO. 2 FUEL OIL ULSD |  | ENGINE | CATERPILLAR | 3412 | 2002-01-01 | 2011 | 8.631 | 1 | EMER GEN #3 - CATERPILLAR 3412 - NO. 2 OIL 15 PPM | DIESEL | 44 | DIESEL | 0.0015 | 0 | 1.1025 | E3GAL | 153.2475 | OK | N | 1 | 1 | 26 | 1 | 1 | 10
1180363 | EMC CORPORATION |  | 176 SOUTH ST |  | HOPKINTON | MA | 017480000 | 228C SOUTH STREET |  | HOPKINTON | MA | 017489103 | N | PRIVATE | SM50 | EMC CORPORATION | 5082492057 | Deanna.Trudeau@emc.com | DANIEL | FITZGERALD | 5084351000 | Dan.Fitzgerald@emc.com | DEANNA | TRUDEAU | 5082492057 | Deanna.Trudeau@emc.com | 11 | EMGEN #4. CAT 3406, NO. 2 FUEL OIL, ULSD |  | ENGINE | CATERPILLAR | 3406 | 2002-01-01 | 2011 | 3.4687 | 1 | EMER GEN #4 - CATERPILLAR 3406 - NO. 2 OIL 15 PPM | DIESEL | 44 | DIESEL | 0.0015 | 0 | 0.3875 | E3GAL | 53.8625 | OK | N | 1 | 1 | 26 | 1 | 1 | 10
1180378 | IBM CORP |  | 550 KING ST |  | LITTLETON | MA | 014600000 | IBM CORPORATION, ATTN: GEORGE P. ROLITA | 284 ROUTE 100 | SOMERS | NY | 105040000 | N | PRIVATE | SM25 | AG/ND KING LLC C/O NATIONAL DEVELOPMENT | 9784593642 | cfiantago@natdev.com | GEORGE | ROLITA | 9147663443 | gprolita@us.ibm.com | WALTER | NOVAK | 5086677399 | wnovak@us.ibm.com | 2 | SMALL DIESEL ENGINES (3) - #2 OIL 0.0015 PERCENT S |  | ENGINE | CUMMINS / CONSOLIDATED / CONSOLIDATED | V-378-F2 / 275DGT1 / 135D12T | 1986-01-01 | 2009 | 1.95 | 1 | SMALL EMERGENCY DIESEL ENGINES - #2 OIL .05 S | DIESEL | 44 | DIESEL | 0.0015 | 0 | 0.2657 | E3GAL | 36.9323 | OK | N | 1 | 1 | 26 | 1 | 1 | 10
1180378 | IBM CORP |  | 550 KING ST |  | LITTLETON | MA | 014600000 | IBM CORPORATION, ATTN: GEORGE P. ROLITA | 284 ROUTE 100 | SOMERS | NY | 105040000 | N | PRIVATE | SM25 | AG/ND KING LLC C/O NATIONAL DEVELOPMENT | 9784593642 | cfiantago@natdev.com | GEORGE | ROLITA | 9147663443 | gprolita@us.ibm.com | WALTER | NOVAK | 5086677399 | wnovak@us.ibm.com | 3 | EMER GEN #2 - CATERPILLAR 3516B - #2 OIL |  | ENGINE | CATERPILLAR | 3516B | 1987-01-01 | 2009 | 20.66 | 1 | EMER GEN #2 - CATERPILLAR 3516B - #2 OIL .05 S | DIESEL | 44 | DIESEL | 0.0015 | 0 | 3.7222 | E3GAL | 517.3858 | OK | N | 1 | 1 | 52 | 1 | 1 | 22
1180419 | WHEELABRATOR MILLBURY INC |  | 331 SOUTHWEST CUTOFF RD |  | MILLBURY | MA | 015270000 | 331 SOUTHWEST CUTOFF RD |  | MILLBURY | MA | 015270000 | N | PRIVATE | OP24 | WHEELABRATOR MILLBURY INC | 5087918900 | fconfalone@wm.com | PETER | DICECCO | 5087918900 | pdicecco@wm.com | RICHARD | FALK | 6039293153 | rfalk@wm.com | 3 | FIRE PUMP - DIESEL ENGINE |  | ENGINE | CATERPILLAR | 3306 DI | 1987-09-10 | 2011 | 0.672 | 1 | DIESEL | DIESEL | 44 | DIESEL | 0.0015 | 0 | 0.1987 | E3GAL | 27.6193 | OK | N | 1 | 1 | 52 | 1 | 1 | 22
1180421 | FIDELITY INVESTMENTS |  | 400 PURITAN WAY |  | MARLBOROUGH | MA | 017523070 | 400 PURITAN WAY M1B |  | MARLBOROUGH | MA | 017523070 | N | PRIVATE | SM79-7 | FIDELITY INVESTMENTS | 5087879509 | kevin.j.mccolgan@fmr.com | KEVIN | MCCOLGAN | 5087879071 | kevin.j.mccolgan@fmr.com | KEVIN | MCCOLGAN | 5087879071 | kevin.j.mccolgan@fmr.com | 5 | EMER GEN #3 - CAT 3512 1,100 KW - ULSD |  | ENGINE | CATERPILLAR | 3512 | 1995-10-01 | 2009 | 11 | 1 | EMER GEN #1 - CAT 3512 1,200 KW #2 OIL 0.05 S | DIESEL | 44 | DIESEL | 0.05 | 0 | 0.624 | E3GAL | 86.736 | OK | N | 1 | 1 | 12 | 1 | 1 | 5
1180421 | FIDELITY INVESTMENTS |  | 400 PURITAN WAY |  | MARLBOROUGH | MA | 017523070 | 400 PURITAN WAY M1B |  | MARLBOROUGH | MA | 017523070 | N | PRIVATE | SM79-7 | FIDELITY INVESTMENTS | 5087879509 | kevin.j.mccolgan@fmr.com | KEVIN | MCCOLGAN | 5087879071 | kevin.j.mccolgan@fmr.com | KEVIN | MCCOLGAN | 5087879071 | kevin.j.mccolgan@fmr.com | 6 | EMER GEN #4 - CAT 3512 1,100 KW - ULSD |  | ENGINE | CATERPILLAR | 3512 | 1995-10-01 | 2009 | 10.78 | 1 | EMER GEN #2 - CAT 3512 1,200 KW #2 OIL 0.05 S | DIESEL | 44 | DIESEL | 0.05 | 0 | 0.624 | E3GAL | 86.736 | OK | N | 1 | 1 | 12 | 1 | 1 | 5
1180421 | FIDELITY INVESTMENTS |  | 400 PURITAN WAY |  | MARLBOROUGH | MA | 017523070 | 400 PURITAN WAY M1B |  | MARLBOROUGH | MA | 017523070 | N | PRIVATE | SM79-7 | FIDELITY INVESTMENTS | 5087879509 | kevin.j.mccolgan@fmr.com | KEVIN | MCCOLGAN | 5087879071 | kevin.j.mccolgan@fmr.com | KEVIN | MCCOLGAN | 5087879071 | kevin.j.mccolgan@fmr.com | 7 | EMER GEN #2 - CAT 3512 1,100 KW - ULSD |  | ENGINE | CATERPILLAR | 3512 | 1998-09-01 | 2009 | 10.78 | 1 | EMER GEN #3 - CAT 3512 1,200 KW #2 OIL 0.05 S | DIESEL | 44 | DIESEL | 0.05 | 0 | 0.624 | E3GAL | 86.736 | OK | N | 1 | 1 | 12 | 1 | 1 | 5
1180421 | FIDELITY INVESTMENTS |  | 400 PURITAN WAY |  | MARLBOROUGH | MA | 017523070 | 400 PURITAN WAY M1B |  | MARLBOROUGH | MA | 017523070 | N | PRIVATE | SM79-7 | FIDELITY INVESTMENTS | 5087879509 | kevin.j.mccolgan@fmr.com | KEVIN | MCCOLGAN | 5087879071 | kevin.j.mccolgan@fmr.com | KEVIN | MCCOLGAN | 5087879071 | kevin.j.mccolgan@fmr.com | 8 | EMER GEN #6 - CUMMINS CC434C 150 KW - ULSD |  | ENGINE | CUMMINS | CC434C | 1985-01-01 | 2009 | 2.4 | 1 | EMER GEN #4 - CUMMINS 150 KW - ULSD | DIESEL | 44 | DIESEL | 0.05 | 0 | 0.105 | E3GAL | 14.595 | OK | N | 1 | 1 | 12 | 1 | 1 | 5
1180421 | FIDELITY INVESTMENTS |  | 400 PURITAN WAY |  | MARLBOROUGH | MA | 017523070 | 400 PURITAN WAY M1B |  | MARLBOROUGH | MA | 017523070 | N | PRIVATE | SM79-7 | FIDELITY INVESTMENTS | 5087879509 | kevin.j.mccolgan@fmr.com | KEVIN | MCCOLGAN | 5087879071 | kevin.j.mccolgan@fmr.com | KEVIN | MCCOLGAN | 5087879071 | kevin.j.mccolgan@fmr.com | 12 | EMER GEN #1 - CAT 3512 1,100 KW - ULSD |  | ENGINE | CATERPILLAR | 3512B-DITA | 2005-06-01 | 2009 | 11.42 | 1 | EMER GEN #5-CAT 1200KW #2 OIL | DIESEL | 44 | DIESEL | 0.05 | 0 | 0.624 | E3GAL | 86.736 | OK | N | 1 | 1 | 12 | 1 | 1 | 5
1180421 | FIDELITY INVESTMENTS |  | 400 PURITAN WAY |  | MARLBOROUGH | MA | 017523070 | 400 PURITAN WAY M1B |  | MARLBOROUGH | MA | 017523070 | N | PRIVATE | SM79-7 | FIDELITY INVESTMENTS | 5087879509 | kevin.j.mccolgan@fmr.com | KEVIN | MCCOLGAN | 5087879071 | kevin.j.mccolgan@fmr.com | KEVIN | MCCOLGAN | 5087879071 | kevin.j.mccolgan@fmr.com | 13 | EMER GEN #5 - CAT 3512 1,100KW - ULSD |  | ENGINE | CATERPILLAR | 3512 | 2007-01-01 | 2009 | 10.78 | 1 | ULSD | DIESEL | 44 | DIESEL | 0.05 | 0 | 0.624 | E3GAL | 86.736 | OK | N | 1 | 1 | 12 | 1 | 1 | 5
1180421 | FIDELITY INVESTMENTS |  | 400 PURITAN WAY |  | MARLBOROUGH | MA | 017523070 | 400 PURITAN WAY M1B |  | MARLBOROUGH | MA | 017523070 | N | PRIVATE | SM79-7 | FIDELITY INVESTMENTS | 5087879509 | kevin.j.mccolgan@fmr.com | KEVIN | MCCOLGAN | 5087879071 | kevin.j.mccolgan@fmr.com | KEVIN | MCCOLGAN | 5087879071 | kevin.j.mccolgan@fmr.com | 14 | EMER GEN 300PW - CUMMINS 215 KW |  | ENGINE | CUMMINS | NT855-G3 | 1982-07-23 | 2009 | 0.625 | 1 | ULSD | DIESEL | 44 | DIESEL | 0.05 | 0 | 0.0037 | E3GAL | 0.5143 | OK | N | 1 | 1 | 12 | 1 | 1 | 5
1180421 | FIDELITY INVESTMENTS |  | 400 PURITAN WAY |  | MARLBOROUGH | MA | 017523070 | 400 PURITAN WAY M1B |  | MARLBOROUGH | MA | 017523070 | N | PRIVATE | SM79-7 | FIDELITY INVESTMENTS | 5087879509 | kevin.j.mccolgan@fmr.com | KEVIN | MCCOLGAN | 5087879071 | kevin.j.mccolgan@fmr.com | KEVIN | MCCOLGAN | 5087879071 | kevin.j.mccolgan@fmr.com | 15 | EMER GEN 300PW - CAT 3512 1000KW |  | ENGINE | CATERPILLAR | 3512 DITA | 1995-01-01 | 2009 | 10.2887 | 1 | ULSD | DIESEL | 44 | DIESEL | 0.05 | 0 | 0.9 | E3GAL | 125.1 | OK | N | 1 | 1 | 12 | 1 | 1 | 5
1180422 | URQUHART FAMILY LLC |  | 205 SCHOOL ST |  | GARDNER | MA | 014400000 | 205 SCHOOL ST | SUITE 203 | GARDNER | MA | 014400000 | N | PRIVATE | SM50 | URQUHART FAMILY LLC | 9786323600X355 | durquhart@newoodenware.com | DAVID | URQUHART | 9786323600 | durquhart@newoodenware.com | DAVID | URQUHART | 9786323600X355 | durquhart@newoodenware.com | 5 | KOHLER EMERGENCY GENERATOR |  | ENGINE | KOHLER | UNKNOWN | 1990-01-01 | 2009 | 0.004 | 1 | KOHLER EMERGENCY GENERATOR | DIESEL | 44 | DIESEL | 0.5 | 0 | 0 | E6BTU | 0 | OK | N | 0 | 0 | 0 | 0 | 0 | 0
1180426 | GRAFTON DATA CENTER |  | 8 CENTENNIAL DR |  | GRAFTON | MA | 015190000 | STATE STREET GLOBAL REALTY SERVICES | BOX 5199 JAB-3SW | BOSTON | MA | 022065199 | N | PRIVATE | SM79-7 | STATE STREET CORPORATION | 6179858369 | demahoney@statestreet.com | DEREK | FIELDS | 6179856728 | dsfields@statestreet.com | FRED | DUPLISSA | 6176644348 | Frederick.Duplissa@cbre.com | 2 | EMER GEN #1 - CAT 3516B 1,960 KW - #2 DIESEL |  | ENGINE | CATERPILLAR | 3516B | 2002-04-01 | 2011 | 20.66 | 1 | EMER GEN #1 - CAT 3516B 1,960 KW DIESEL | DIESEL | 44 | DIESEL | 0.0015 | 0 | 5.903 | E3GAL | 820.517 | OK | N | 1 | 1 | 52 | 1 | 1 | 22
1180426 | GRAFTON DATA CENTER |  | 8 CENTENNIAL DR |  | GRAFTON | MA | 015190000 | STATE STREET GLOBAL REALTY SERVICES | BOX 5199 JAB-3SW | BOSTON | MA | 022065199 | N | PRIVATE | SM79-7 | STATE STREET CORPORATION | 6179858369 | demahoney@statestreet.com | DEREK | FIELDS | 6179856728 | dsfields@statestreet.com | FRED | DUPLISSA | 6176644348 | Frederick.Duplissa@cbre.com | 3 | EMER GEN #2 - CAT 3516B 1,960 KW - #2 DIESEL FUEL |  | ENGINE | CATERPILLAR | 3516B | 2002-04-01 | 2011 | 20.66 | 1 | EMER GEN #2 - CAT 3516B 1,960 KW #2 OIL | DIESEL | 44 | DIESEL | 0.0015 | 0 | 5.093 | E3GAL | 707.927 | OK | N | 3 | 1 | 52 | 1 | 1 | 22
1180426 | GRAFTON DATA CENTER |  | 8 CENTENNIAL DR |  | GRAFTON | MA | 015190000 | STATE STREET GLOBAL REALTY SERVICES | BOX 5199 JAB-3SW | BOSTON | MA | 022065199 | N | PRIVATE | SM79-7 | STATE STREET CORPORATION | 6179858369 | demahoney@statestreet.com | DEREK | FIELDS | 6179856728 | dsfields@statestreet.com | FRED | DUPLISSA | 6176644348 | Frederick.Duplissa@cbre.com | 4 | EMER GEN #3 - CAT 3516B 1,960 KW - #2 DIESEL |  | ENGINE | CATERPILLAR | 3516B | 2002-04-01 | 2011 | 20.66 | 1 | EMER GEN #3 - CAT 3516B 1,960 KW #2 OIL | DIESEL | 44 | DIESEL | 0.0015 | 0 | 6.05 | E3GAL | 840.95 | OK | N | 1 | 1 | 52 | 1 | 1 | 22
1180426 | GRAFTON DATA CENTER |  | 8 CENTENNIAL DR |  | GRAFTON | MA | 015190000 | STATE STREET GLOBAL REALTY SERVICES | BOX 5199 JAB-3SW | BOSTON | MA | 022065199 | N | PRIVATE | SM79-7 | STATE STREET CORPORATION | 6179858369 | demahoney@statestreet.com | DEREK | FIELDS | 6179856728 | dsfields@statestreet.com | FRED | DUPLISSA | 6176644348 | Frederick.Duplissa@cbre.com | 5 | EMER GEN #4 - CAT 3516B 1,960 KW - #2 DIESEL |  | ENGINE | CATERPILLAR | 3516B | 2002-04-01 | 2011 | 20.66 | 1 | EMER GEN #4 - CAT 3516B 1,960 KW #2 OIL | DIESEL | 44 | DIESEL | 0.0015 | 0 | 24.202 | E3GAL | 3364.078 | OK | N | 1 | 1 | 52 | 1 | 1 | 22
1180426 | GRAFTON DATA CENTER |  | 8 CENTENNIAL DR |  | GRAFTON | MA | 015190000 | STATE STREET GLOBAL REALTY SERVICES | BOX 5199 JAB-3SW | BOSTON | MA | 022065199 | N | PRIVATE | SM79-7 | STATE STREET CORPORATION | 6179858369 | demahoney@statestreet.com | DEREK | FIELDS | 6179856728 | dsfields@statestreet.com | FRED | DUPLISSA | 6176644348 | Frederick.Duplissa@cbre.com | 6 | EMER GEN #5 - CAT 3516B 1,960 KW - #2 DIESEL OIL |  | ENGINE | CATERPILLAR | 3516B | 2002-04-01 | 2011 | 20.66 | 1 | EMER GEN #5 - CAT 3516B 1,960 KW #2 OIL | DIESEL | 44 | DIESEL | 0.0015 | 0 | 24.054 | E3GAL | 3343.506 | OK | N | 1 | 1 | 52 | 1 | 1 | 22
1180426 | GRAFTON DATA CENTER |  | 8 CENTENNIAL DR |  | GRAFTON | MA | 015190000 | STATE STREET GLOBAL REALTY SERVICES | BOX 5199 JAB-3SW | BOSTON | MA | 022065199 | N | PRIVATE | SM79-7 | STATE STREET CORPORATION | 6179858369 | demahoney@statestreet.com | DEREK | FIELDS | 6179856728 | dsfields@statestreet.com | FRED | DUPLISSA | 6176644348 | Frederick.Duplissa@cbre.com | 7 | EMER GEN #6 - CAT 3516B 1,960 KW - #2 DIESEL OIL |  | ENGINE | CATERPILLAR | 3516B | 2002-04-01 | 2011 | 20.66 | 1 | EMER GEN #6 - CAT 3516B 1,960 KW #2 OIL | DIESEL | 44 | DIESEL | 0.0015 | 0 | 8.412 | E3GAL | 1169.268 | OK | N | 1 | 1 | 52 | 1 | 1 | 22
1180426 | GRAFTON DATA CENTER |  | 8 CENTENNIAL DR |  | GRAFTON | MA | 015190000 | STATE STREET GLOBAL REALTY SERVICES | BOX 5199 JAB-3SW | BOSTON | MA | 022065199 | N | PRIVATE | SM79-7 | STATE STREET CORPORATION | 6179858369 | demahoney@statestreet.com | DEREK | FIELDS | 6179856728 | dsfields@statestreet.com | FRED | DUPLISSA | 6176644348 | Frederick.Duplissa@cbre.com | 8 | FIRE PUMP #1 - DETROIT DIESEL - #2 DIESEL |  | ENGINE | DETROIT DIESEL | KW-45 | 2002-04-01 | 2011 | 0.47 | 1 | FIRE PUMP #1- DETROIT DIESEL KW-45 #2 OIL | DIESEL | 44 | DIESEL | 0.0015 | 0 | 0.0003 | E3GAL | 0.0417 | OK | N | 1 | 1 | 52 | 1 | 1 | 22
1180426 | GRAFTON DATA CENTER |  | 8 CENTENNIAL DR |  | GRAFTON | MA | 015190000 | STATE STREET GLOBAL REALTY SERVICES | BOX 5199 JAB-3SW | BOSTON | MA | 022065199 | N | PRIVATE | SM79-7 | STATE STREET CORPORATION | 6179858369 | demahoney@statestreet.com | DEREK | FIELDS | 6179856728 | dsfields@statestreet.com | FRED | DUPLISSA | 6176644348 | Frederick.Duplissa@cbre.com | 13 | GENERATOR #7-CATERPILLAR #XQ125 (VAULT) |  | ENGINE | CATERPILLAR | XQ125 | 2004-10-01 | 2011 | 1.37 | 1 | GENERATOR #7-CATERPILLAR #ZQ125 DIESEL | DIESEL | 44 | DIESEL | 0.0015 | 0 | 0.001 | E3GAL | 0.139 | OK | N | 1 | 1 | 1 | 1 | 1 | 1
1180440 | JOHNSON MATTHEY PHARMA SERVICES |  | 25 PATTON RD |  | DEVENS | MA | 014343803 | 25 PATTON RD |  | DEVENS | MA | 014343803 | N | PRIVATE | SM25 | JOHNSON MATTHEY PHARMACEUTICALS MATERIALS, INC | 9787845000 | jmpsap@jmusa.com | JAYACHANDRA | REDDY | 9787845000 | JREDDY@jmusa.com | MARTIN | ANDERSON | 9787845000X5349 | MANDERSON@jmusa.com | 2 | GENERATOR #2-CARTERPILLAR #3516DITA - #2 DIESEL |  | ENGINE | CATERPILLAR | 3516 DITA | 2000-10-11 | 2010 | 21 | 1 | EMER GEN #2-CATERPILLAR #3516DITA 2000KW DIESEL | DIESEL | 44 | DIESEL | 0.05 | 0 | 52 | E6BTU | 52 | OK | N | 1 | 1 | 13 | 1 | 1 | 5
1180469 | BANK OF NEW YORK MELLON |  | 4400 COMPUTER DR |  | WESTBOROUGH | MA | 015810000 | 116 FLANDERS RD | SUITE 2000 | WESTBOROUGH | MA | 015810000 | N | PRIVATE | NM25 | FORTY FOUR HUNDRED LLC | 5088983800X214 | kbousquet@carruthcapital.com | KEVIN | BOUSQUET | 5088983800 | kbousquet@carruthcapital.com | KEVIN | BOUSQUET | 5088983800X214 | kbousquet@carruthcapital.com | 6 | EMER GEN 2- CUMMINGS - NO. 2 OIL 15 PPM S |  | ENGINE | CUMMINGS | 8NT85563 | 1990-01-01 | 2007 | 2 | 1 | EMER GEN 2 - NO. 2 OIL 15 PPM S | DIESEL | 44 | DIESEL | 0.0015 | 0 | 0.52 | E3GAL | 72.28 | OK | N | 1 | 1 | 52 | 1 | 1 | 22
1180469 | BANK OF NEW YORK MELLON |  | 4400 COMPUTER DR |  | WESTBOROUGH | MA | 015810000 | 116 FLANDERS RD | SUITE 2000 | WESTBOROUGH | MA | 015810000 | N | PRIVATE | NM25 | FORTY FOUR HUNDRED LLC | 5088983800X214 | kbousquet@carruthcapital.com | KEVIN | BOUSQUET | 5088983800 | kbousquet@carruthcapital.com | KEVIN | BOUSQUET | 5088983800X214 | kbousquet@carruthcapital.com | 10 | EMER GEN 6- CAT 3412 580 KW NO. 2 OIL 15 PPM S |  | ENGINE | CATERPILLAR | 3412 | 2000-01-01 | 2007 | 5 | 1 | EMER GEN 6 - CAT 3412 580 KW NO. 2 OIL 15 PPM S | DIESEL | 44 | DIESEL | 0.0015 | 0 | 99 | E3GAL | 13761 | OK | N | 1 | 1 | 52 | 1 | 1 | 22
1180478 | VERIZON WIRELESS |  | 400 FRIBERG PKWY |  | WESTBOROUGH | MA | 015810000 | 400 FRIBERG PARKWAY |  | WESTBOROUGH | MA | 015810000 | N | UTILITY | SM25 | VERIZON WIRELESS | 5083303336 | renauwi@ne.verizonwireless.com | WILLIAM | RENAUD | 5083303300 | renauwi@ne.verizonwireless.com | WILLIAM | RENAUD | 5083303330 | renauwi@ne.verizonwireless.com | 2 | CATERPILLAR 1500 KW EMERGENCY GENERATOR (EU #1) |  | ENGINE | CATERPILLAR | 3512B | 2006-11-07 | 2009 | 15.96 | 1 | DIESEL | DIESEL | 44 | DIESEL | 0.0015 |  | 4.7984 | E3GAL | 666.9776 | OK | N | 1 | 1 | 52 | 1 | 1 | 22
1180478 | VERIZON WIRELESS |  | 400 FRIBERG PKWY |  | WESTBOROUGH | MA | 015810000 | 400 FRIBERG PARKWAY |  | WESTBOROUGH | MA | 015810000 | N | UTILITY | SM25 | VERIZON WIRELESS | 5083303336 | renauwi@ne.verizonwireless.com | WILLIAM | RENAUD | 5083303300 | renauwi@ne.verizonwireless.com | WILLIAM | RENAUD | 5083303330 | renauwi@ne.verizonwireless.com | 3 | GENERAC 80KW EMERGENCY GENERATOR |  | ENGINE | GENERAC | 109395400200 | 2009-04-24 | 2009 | 0.882 | 1 | DIESEL | DIESEL | 44 | DIESEL | 0.0015 |  | 0.084 | E3GAL | 11.676 | OK | N | 1 | 1 | 24 | 1 | 1 | 18
1180499 | HARDWICK LANDFILL |  | 1123 PATRILL HOLLOW RD |  | HARDWICK | MA | 010370000 | HARDWICK LANDFILL, INC. | 25 GREENS HILL LANE | RUTLAND | VT | 057013854 | N | PRIVATE | SM25 | HARDWICK LANDFILL INC | 4139675985 | JOHN.FARESE@CASELLA.COM | RICHARD | SPIELER | 5082076478 | RICHARD.SPIELER@CASELLA.COM | JOHN | FARESE | 5087659723 | JOHN.FARESE@CASELLA.COM | 3 | KOHLER 100REOZJB DIESEL GENERATOR |  | ENGINE | KOHLER | 100REOZJB | 2008-01-01 | 2009 | 4.186 | 1 | DIESEL | DIESEL | 44 | DIESEL | 0.05 |  | 0.2392 | E3GAL | 33.2488 | OK | N | 1 | 1 | 52 | 1 | 1 | 22
1180505 | ST GOBAIN CERAMICS & PLASTICS |  | GODDARD RD |  | NORTHBOROUGH | MA | 015320000 | 9 GODDARD ROAD |  | NORTHBOROUGH | MA | 015321545 | N | PRIVATE | SM50 | SAINT GOBAIN HIGH PERFORMANCE MATERIALS | 5083517877 | MICHAEL.J.SERAPIGLIA@SAINT-GOBAIN.COM | MICHAEL | SERAPIGLIA | 5083517877 | MICHAEL.J.SERAPIGLIA@SAINT-GOBAIN.COM | MICHAEL | SERAPIGLIA | 5083517877 | MICHAEL.J.SERAPIGLIA@SAINT-GOBAIN.COM | 5 | GENERATORS (3)-CATERPILLAR DIESEL | 3 | ENGINE | CATAPILLAR | N/A | 1996-01-01 | 2011 | 8 | 1 | NO. 2 FUEL OIL | DIESEL | 44 | DIESEL | 0.05 |  | 0.896 | E3GAL | 124.544 | OK | N | 1 | 1 | 12 | 1 | 1 | 5
1180519 | UMASS MEMORIAL MEDICAL CENTER | MEMORIAL HOSPITAL | 119 BELMONT ST |  | WORCESTER | MA | 016050000 | 119 BELMONT ST |  | WORCESTER | MA | 016050000 | N | PRIVATE | SM50 | UMASS MEMORIAL MEDICAL CENTER | 5083346271 | michael.kelly3@umassmemorial.org | MICHAEL | KELLY | 5083346271 | michael.kelly3@umassmemorial.org | MICHAEL | KELLY | 5083346271 | michael.kelly3@umassmemorial.org | 6 | GENERATOR #1-WAUKESHA -WEST WING - #2 OIL |  | ENGINE | WAUKESHA | P2154DSIU | 1974-01-01 | 2010 | 7.7 | 1 | GENERATOR #1-WAUKESHAU #2 OIL | DIESEL | 44 | DIESEL | 0.0015 | 0 | 2.86 | E3GAL | 397.54 | OK | N | 1 | 1 | 52 | 1 | 1 | 22
1180519 | UMASS MEMORIAL MEDICAL CENTER | MEMORIAL HOSPITAL | 119 BELMONT ST |  | WORCESTER | MA | 016050000 | 119 BELMONT ST |  | WORCESTER | MA | 016050000 | N | PRIVATE | SM50 | UMASS MEMORIAL MEDICAL CENTER | 5083346271 | michael.kelly3@umassmemorial.org | MICHAEL | KELLY | 5083346271 | michael.kelly3@umassmemorial.org | MICHAEL | KELLY | 5083346271 | michael.kelly3@umassmemorial.org | 7 | GENERATOR #2- FORD - LEVINE BLDG- #2 OIL |  | ENGINE | FORD | VT12700GS | 1990-01-01 | 2010 | 4.4 | 1 | GENERATOR #2- #2 OIL | DIESEL | 44 | DIESEL | 0.0015 | 0 | 1.63 | E3GAL | 226.57 | OK | N | 1 | 1 | 52 | 1 | 1 | 22
1180519 | UMASS MEMORIAL MEDICAL CENTER | MEMORIAL HOSPITAL | 119 BELMONT ST |  | WORCESTER | MA | 016050000 | 119 BELMONT ST |  | WORCESTER | MA | 016050000 | N | PRIVATE | SM50 | UMASS MEMORIAL MEDICAL CENTER | 5083346271 | michael.kelly3@umassmemorial.org | MICHAEL | KELLY | 5083346271 | michael.kelly3@umassmemorial.org | MICHAEL | KELLY | 5083346271 | michael.kelly3@umassmemorial.org | 10 | GENERATOR #4-CUMMINS 1000KW -E. BLDG - #2 OIL |  | ENGINE | CUMMINS | UNKNOWN | 1996-04-01 | 2010 | 9.8 | 1 | GENERATOR #4-CUMMINS - #2 OIL | DIESEL | 44 | DIESEL | 0.0015 | 0 | 3.64 | E3GAL | 505.96 | OK | N | 1 | 1 | 52 | 1 | 1 | 22
1180519 | UMASS MEMORIAL MEDICAL CENTER | MEMORIAL HOSPITAL | 119 BELMONT ST |  | WORCESTER | MA | 016050000 | 119 BELMONT ST |  | WORCESTER | MA | 016050000 | N | PRIVATE | SM50 | UMASS MEMORIAL MEDICAL CENTER | 5083346271 | michael.kelly3@umassmemorial.org | MICHAEL | KELLY | 5083346271 | michael.kelly3@umassmemorial.org | MICHAEL | KELLY | 5083346271 | michael.kelly3@umassmemorial.org | 11 | GENERATOR #5-CUMMINS 1000KW E. BLDG- #2 OIL |  | ENGINE | CUMMINS | UNKNOWN | 1996-04-01 | 2010 | 9.8 | 1 | GENERATOR #5-CUMMINS - #2 OIL | DIESEL | 44 | DIESEL | 0.0015 | 0 | 3.64 | E3GAL | 505.96 | OK | N | 1 | 1 | 52 | 1 | 1 | 22
1180519 | UMASS MEMORIAL MEDICAL CENTER | MEMORIAL HOSPITAL | 119 BELMONT ST |  | WORCESTER | MA | 016050000 | 119 BELMONT ST |  | WORCESTER | MA | 016050000 | N | PRIVATE | SM50 | UMASS MEMORIAL MEDICAL CENTER | 5083346271 | michael.kelly3@umassmemorial.org | MICHAEL | KELLY | 5083346271 | michael.kelly3@umassmemorial.org | MICHAEL | KELLY | 5083346271 | michael.kelly3@umassmemorial.org | 15 | TEMPORARY GENERATOR #6 SW - KOHLER 600KW - #2 OIL |  | ENGINE | KOHLER | 600REOZM | 2006-04-15 | 2010 | 6.23 | 1 | TEMP. GENERATOR #6 -SW- #2 OIL | DIESEL | 44 | DIESEL | 0.0015 | 0 | 2.31 | E3GAL | 321.09 | OK | N | 1 | 1 | 52 | 1 | 1 | 22
1180523 | VERIZON NEW ENGLAND INC |  | 15 CHESTNUT ST |  | WORCESTER | MA | 016100000 | VERIZON C/O WILLIAM IRWIN | 2 HAMPSHIRE ST. | LAWRENCE | MA | 018400000 | N | UTILITY | SM25 | NEW ENGLAND INC, VERIZON | 6175129182 | b.irwin@verizon.com | WILLIAM | IRWIN | 6175129182 | b.irwin@verizon.com | WILLIAM | IRWIN | 6175129182 | b.irwin@verizon.com | 1 | UNIT #1 - SOLAR TURBINE EMERGENCY GENERATOR 15992 |  | ENGINE | SOLAR TURBINE | KS-15992 | 1976-01-01 | 2009 | 12.8 | 1 | EM GEN #1/SOLAR KS-15992 | DIESEL | 44 | DIESEL | 0.05 |  | 195 | E6BTU | 195 | OK | N | 1 | 1 | 12 | 1 | 1 | 5
1180523 | VERIZON NEW ENGLAND INC |  | 15 CHESTNUT ST |  | WORCESTER | MA | 016100000 | VERIZON C/O WILLIAM IRWIN | 2 HAMPSHIRE ST. | LAWRENCE | MA | 018400000 | N | UTILITY | SM25 | NEW ENGLAND INC, VERIZON | 6175129182 | b.irwin@verizon.com | WILLIAM | IRWIN | 6175129182 | b.irwin@verizon.com | WILLIAM | IRWIN | 6175129182 | b.irwin@verizon.com | 2 | UNIT #2 - EMERGENCY DIESEL GENERATOR - 3512 |  | ENGINE | CATERPILLAR | 3512 | 1992-01-01 | 2009 | 10.6 | 1 | UNIT #2 - CATERPILLAR DIESEL | DIESEL | 44 | DIESEL | 0.05 | 0 | 0.0462 | E3GAL | 6.4218 | OK | N | 1 | 1 | 8 | 1 | 1 | 3
1180562 | WESTBOROUGH DATA CENTER |  | 600 FRIBERG PKWY |  | WESTBOROUGH | MA | 015810000 | CB RICHARD ELLIS ¦ GLOBAL CORPORATE SERV | 1 LINCOLN STREET, 7TH FLOOR | BOSTON | MA | 021110000 | N | PRIVATE | NM99 | STATE STREET CORP - WESTBOROUGH DATA CENTER | 6177863000 | Frederick.Duplissa@cbre.com | FREDERICK | DUPLISSA | 6176644348 | Frederick.Duplissa@cbre.com | FREDERICK | DUPLISSA | 6176644348 | Frederick.Duplissa@cbre.com | 1 | EM GEN #1 - CATERPILLAR 3512 |  | ENGINE | CATERPILLAR | 3512 | 1990-01-01 | 2009 | 9.84 | 1 | EM GEN #1 - CAT 3512 - 1000 KW | DIESEL | 44 | DIESEL | 0.0015 | 0 | 0.7184 | E3GAL | 99.8576 | OK | N | 1 | 1 | 24 | 1 | 1 | 10
1180562 | WESTBOROUGH DATA CENTER |  | 600 FRIBERG PKWY |  | WESTBOROUGH | MA | 015810000 | CB RICHARD ELLIS ¦ GLOBAL CORPORATE SERV | 1 LINCOLN STREET, 7TH FLOOR | BOSTON | MA | 021110000 | N | PRIVATE | NM99 | STATE STREET CORP - WESTBOROUGH DATA CENTER | 6177863000 | Frederick.Duplissa@cbre.com | FREDERICK | DUPLISSA | 6176644348 | Frederick.Duplissa@cbre.com | FREDERICK | DUPLISSA | 6176644348 | Frederick.Duplissa@cbre.com | 2 | EM GEN #2 - CATERPILLAR 3512 - 1000 KW |  | ENGINE | CATERPILLAR | 3512 | 1990-01-01 | 2009 | 9.84 | 1 | EM GEN #2 - CAT 3512 - 1000 KW | DIESEL | 44 | DIESEL | 0.0015 | 0 | 0.6632 | E3GAL | 92.1848 | OK | N | 1 | 1 | 24 | 1 | 1 | 10
1180562 | WESTBOROUGH DATA CENTER |  | 600 FRIBERG PKWY |  | WESTBOROUGH | MA | 015810000 | CB RICHARD ELLIS ¦ GLOBAL CORPORATE SERV | 1 LINCOLN STREET, 7TH FLOOR | BOSTON | MA | 021110000 | N | PRIVATE | NM99 | STATE STREET CORP - WESTBOROUGH DATA CENTER | 6177863000 | Frederick.Duplissa@cbre.com | FREDERICK | DUPLISSA | 6176644348 | Frederick.Duplissa@cbre.com | FREDERICK | DUPLISSA | 6176644348 | Frederick.Duplissa@cbre.com | 3 | EM GEN #3 - CATERPILLAR 3512 - 1000 KW |  | ENGINE | CATERPILLAR | 3512 | 1990-01-01 | 2009 | 9.84 | 1 | EM GEN #3 - CAT 3512 - 1000 KW | DIESEL | 44 | DIESEL | 0.0015 | 0 | 0.6632 | E3GAL | 92.1848 | OK | N | 1 | 1 | 24 | 1 | 1 | 10
1180562 | WESTBOROUGH DATA CENTER |  | 600 FRIBERG PKWY |  | WESTBOROUGH | MA | 015810000 | CB RICHARD ELLIS ¦ GLOBAL CORPORATE SERV | 1 LINCOLN STREET, 7TH FLOOR | BOSTON | MA | 021110000 | N | PRIVATE | NM99 | STATE STREET CORP - WESTBOROUGH DATA CENTER | 6177863000 | Frederick.Duplissa@cbre.com | FREDERICK | DUPLISSA | 6176644348 | Frederick.Duplissa@cbre.com | FREDERICK | DUPLISSA | 6176644348 | Frederick.Duplissa@cbre.com | 4 | GENERATOR #4 - CATERPILLAR 3508 - 1000KW |  | ENGINE | CATERPILLAR | 3508B | 2004-01-01 | 2009 | 9.97 | 1 | DIESEL | DIESEL | 44 | DIESEL | 0.0015 | 0 | 0.5597 | E3GAL | 77.7983 | OK | N | 1 | 1 | 24 | 1 | 1 | 10
1180562 | WESTBOROUGH DATA CENTER |  | 600 FRIBERG PKWY |  | WESTBOROUGH | MA | 015810000 | CB RICHARD ELLIS ¦ GLOBAL CORPORATE SERV | 1 LINCOLN STREET, 7TH FLOOR | BOSTON | MA | 021110000 | N | PRIVATE | NM99 | STATE STREET CORP - WESTBOROUGH DATA CENTER | 6177863000 | Frederick.Duplissa@cbre.com | FREDERICK | DUPLISSA | 6176644348 | Frederick.Duplissa@cbre.com | FREDERICK | DUPLISSA | 6176644348 | Frederick.Duplissa@cbre.com | 5 | VAULT EMERGENCY GENERATOR |  | ENGINE | CATERPILLAR | 3306B | 2004-01-01 | 2009 | 1.19 | 1 | DIESEL | DIESEL | 44 | DIESEL | 0.0015 | 0 | 0.034 | E3GAL | 4.726 | OK | N | 1 | 1 | 20 | 1 | 1 | 10
1180569 | KOPIN CORPORATION |  | 125 NORTH DR |  | WESTBOROUGH | MA | 015810000 | 125 NORTH DR |  | WESTBOROUGH | MA | 015810000 | N | PRIVATE | NM25 | KOPIN CORPORATION | 5088705959 | cyberdisplay@kopin.com | WILLIAM | BRISSETTE | 5082846696 | bbrissette@kopin.com | JOE | FORTIER | 5088705959 | jfortier@kopin.com | 3 | EMERGENCY GENERATOR |  | ENGINE | CATERPILLER | MOD SR4 | 1994-12-31 | 2010 | 1.1377 | 1 | DIESEL | DIESEL | 44 | DIESEL | 0.0015 | 0 | 0.051 | E3GAL | 7.089 | OK | N | 1 | 1 | 52 | 1 | 1 | 22
1180570 | SOUTHBRIDGE LANDFILL GAS MANAGEMENT |  | 165 BAREFOOT RD |  | SOUTHBRIDGE | MA | 015500000 | 165 BAREFOOT RD |  | SOUTHBRIDGE | MA | 015500000 | N | PRIVATE | SM79-7 | TOWN OF SOUTHBRIDGE | 5087645405 | John.Farese@Casella.com | RICHARD | SPIELER | 5082076478 | RICHARD.SPIELER@CASELLA.COM | JOHN | FARESE | 5087659723 | John.Farese@Casella.com | 2 | GENERATOR FOR FLARE (TORCH) |  | ENGINE | PERKINS | D40P3 | 2003-12-01 | 2009 | 0.493 | 1 | GENERATOR FLARE - DIESEL | DIESEL | 44 | DIESEL | 0.3 | 0 | 17.619 | E3GAL | 2449.041 | OK | Y | 24 | 7 | 52 | 24 | 7 | 22
1180636 | WORCESTER ARMY NATIONAL GUARD |  | 50 SKYLINE DR |  | WORCESTER | MA | 016050000 | 50 MAPLE STREET | ATTN: MATTHEW MCKAY | MILFORD | MA | 017570000 | N | FEDERAL | NM25 | MA ARMY NATIONAL GUARD | 5082336520 |  | MATTHEW | MCKAY | 5082336517 | matthew.mckay1@us.army.mil | MATTHEW | MCKAY | 5082336517 | matthew.mckay1@us.army.mil | 5 | EMERGENCY GENERATOR #1 - KOHLER POWER SYSTEM |  | ENGINE | KOHLER POWER SYSTEM | 50ROZJ81 | 1990-01-01 | 2005 | 0.188 | 1 | #2 DIESEL OIL - 0.3%S | DIESEL | 44 | DIESEL | 0.3 | 0 | 0.023 | E3GAL | 3.197 | OK | N | 1 | 1 | 52 | 1 | 1 | 23
1180661 | WORCESTER COUNTY JAIL |  | 5 PAUL X TIVNAN DR |  | WEST BOYLSTON | MA | 015830000 | 5 P X TIVIAN DRIVE |  | WEST BOYLSTON | MA | 015830000 | N | STATE | NM25 | WORCESTER SHERIFFS DEPARTMENT | 7818525900 | pphelan@sdwState.ma.us | PETER | WHITNEY | 5088541800 | pwhitney@sdw.state.ma.us | PATRICK | PHELAN | 5088541812 | pphelan@sdwState.ma.us | 5 | GENERATOR #1-CATERPILLAR D343 #2 OIL-0.03 S |  | ENGINE | CATERPILLAR | D343 | 1973-01-01 | 2010 | 1 | 1 | GENERATOR #1-CATERPILLAR D343 #2 OIL-0.03S | DIESEL | 44 | DIESEL | 0.03 | 0 | 0.15 | E3GAL | 20.85 | OK | N | 1 | 1 | 13 | 1 | 1 | 13
1180661 | WORCESTER COUNTY JAIL |  | 5 PAUL X TIVNAN DR |  | WEST BOYLSTON | MA | 015830000 | 5 P X TIVIAN DRIVE |  | WEST BOYLSTON | MA | 015830000 | N | STATE | NM25 | WORCESTER SHERIFFS DEPARTMENT | 7818525900 | pphelan@sdwState.ma.us | PETER | WHITNEY | 5088541800 | pwhitney@sdw.state.ma.us | PATRICK | PHELAN | 5088541812 | pphelan@sdwState.ma.us | 6 | GENERATOR #2-CATERPILLAR D343 #2 OIL-0.03 S |  | ENGINE | CATERPILLAR | D343 | 1973-01-01 | 2010 | 1 | 1 | GENERATOR #2-CATERPILLAR D343 #2 OIL-0.03 S | DIESEL | 44 | DIESEL | 0.03 | 0 | 0.15 | E3GAL | 20.85 | OK | N | 1 | 1 | 12 | 1 | 1 | 13
1180661 | WORCESTER COUNTY JAIL |  | 5 PAUL X TIVNAN DR |  | WEST BOYLSTON | MA | 015830000 | 5 P X TIVIAN DRIVE |  | WEST BOYLSTON | MA | 015830000 | N | STATE | NM25 | WORCESTER SHERIFFS DEPARTMENT | 7818525900 | pphelan@sdwState.ma.us | PETER | WHITNEY | 5088541800 | pwhitney@sdw.state.ma.us | PATRICK | PHELAN | 5088541812 | pphelan@sdwState.ma.us | 7 | GENERATOR #3-CATERPILLAR 3512 #2 OIL-0.03 S |  | ENGINE | CATERPILLAR | 3512 | 1991-06-15 | 2010 | 2 | 1 | GENERATOR #3-CATERIPILLAR 3512 #2 OIL-0.03 S | DIESEL | 44 | DIESEL | 0.03 | 0 | 0.9 | E3GAL | 125.1 | OK | N | 1 | 1 | 13 | 1 | 1 | 13
1180661 | WORCESTER COUNTY JAIL |  | 5 PAUL X TIVNAN DR |  | WEST BOYLSTON | MA | 015830000 | 5 P X TIVIAN DRIVE |  | WEST BOYLSTON | MA | 015830000 | N | STATE | NM25 | WORCESTER SHERIFFS DEPARTMENT | 7818525900 | pphelan@sdwState.ma.us | PETER | WHITNEY | 5088541800 | pwhitney@sdw.state.ma.us | PATRICK | PHELAN | 5088541812 | pphelan@sdwState.ma.us | 14 | EMER GEN #6- KOHLER 150ROZJ - #2 OIL ANNEX |  | ENGINE | KOHLER | 150ROZJ | 2002-12-01 | 2010 | 1 | 1 | EMER GEN #6- KOHLER 150ROZJ- #2 OIL 0.03 S | DIESEL | 44 | DIESEL | 0.03 | 0 | 0.13 | E3GAL | 18.07 | OK | N | 1 | 1 | 26 | 1 | 1 | 13
1180661 | WORCESTER COUNTY JAIL |  | 5 PAUL X TIVNAN DR |  | WEST BOYLSTON | MA | 015830000 | 5 P X TIVIAN DRIVE |  | WEST BOYLSTON | MA | 015830000 | N | STATE | NM25 | WORCESTER SHERIFFS DEPARTMENT | 7818525900 | pphelan@sdwState.ma.us | PETER | WHITNEY | 5088541800 | pwhitney@sdw.state.ma.us | PATRICK | PHELAN | 5088541812 | pphelan@sdwState.ma.us | 16 | MSF GENERATOR |  | ENGINE | JOHN DEERE | TD 6050T | 2006-06-01 | 2010 | 1.4 | 1 | DIESEL | DIESEL | 44 | DIESEL | 0.03 |  | 0.065 | E3GAL | 9.035 | OK | N | 1 | 1 | 12 | 1 | 1 | 6
1180661 | WORCESTER COUNTY JAIL |  | 5 PAUL X TIVNAN DR |  | WEST BOYLSTON | MA | 015830000 | 5 P X TIVIAN DRIVE |  | WEST BOYLSTON | MA | 015830000 | N | STATE | NM25 | WORCESTER SHERIFFS DEPARTMENT | 7818525900 | pphelan@sdwState.ma.us | PETER | WHITNEY | 5088541800 | pwhitney@sdw.state.ma.us | PATRICK | PHELAN | 5088541812 | pphelan@sdwState.ma.us | 22 | EMERGENCY GENERATOR #5 TRANSPORTATION |  | ENGINE | GENERAC | SG130 | 2007-09-01 | 2010 | 1 | 1 | NATURAL GAS | DIESEL | 44 | DIESEL | 0 | 0 | 0.005 | E3GAL | 0.695 | OK | N | 1 | 1 | 13 | 1 | 1 | 13
1180664 | SHREWSBURY ELECTRIC AND CABLE OPERATIONS |  | 518 REAR BOSTON TPKE |  | SHREWSBURY | MA | 015450000 | 100 MAPLE AVE PO 336 |  | SHREWSBURY | MA | 015450336 | Y | UTILITY | OP3 | SHREWSBURY ELECTRIC AND CABLE OPERATIONS | 5088418500 | riaccarino@ci.shrewsbury.ma.us | HALE | MICHAEL | 5088418500 | mhale@shrewsburyma.gov | RALPH | IACCARINO | 5088418312 | riaccarino@shrewsburyma.gov | 1 | GENERATOR #1-GENERAL MOTORS EMD MP45 #2 OIL-0.21 |  | ENGINE | GENERAL MOTORS EMD | MP45 | 1969-11-01 | 2011 | 28 | 1 | GENERATOR #1-GEN MOTORS EMD MP45 #2 OIL-0.21 S | DIESEL | 44 | DIESEL | 0.15 | 0 | 8.314 | E3GAL | 1155.646 | OK | N | 4 | 1 | 11 | 4 | 1 | 5
1180664 | SHREWSBURY ELECTRIC AND CABLE OPERATIONS |  | 518 REAR BOSTON TPKE |  | SHREWSBURY | MA | 015450000 | 100 MAPLE AVE PO 336 |  | SHREWSBURY | MA | 015450336 | Y | UTILITY | OP3 | SHREWSBURY ELECTRIC AND CABLE OPERATIONS | 5088418500 | riaccarino@ci.shrewsbury.ma.us | HALE | MICHAEL | 5088418500 | mhale@shrewsburyma.gov | RALPH | IACCARINO | 5088418312 | riaccarino@shrewsburyma.gov | 2 | GENERATOR #2-GENERAL MOTORS EMD MP45 #2 OIL-0.21 |  | ENGINE | GENERAL MOTORS EMD | MP45 | 1969-11-01 | 2011 | 28 | 1 | GENERATOR 2-GEN MOTORS EMD MP45 #2 OIL-0.21 S | DIESEL | 44 | DIESEL | 0.15 | 0 | 8.224 | E3GAL | 1143.136 | OK | N | 3 | 1 | 11 | 4 | 1 | 5
1180664 | SHREWSBURY ELECTRIC AND CABLE OPERATIONS |  | 518 REAR BOSTON TPKE |  | SHREWSBURY | MA | 015450000 | 100 MAPLE AVE PO 336 |  | SHREWSBURY | MA | 015450336 | Y | UTILITY | OP3 | SHREWSBURY ELECTRIC AND CABLE OPERATIONS | 5088418500 | riaccarino@ci.shrewsbury.ma.us | HALE | MICHAEL | 5088418500 | mhale@shrewsburyma.gov | RALPH | IACCARINO | 5088418312 | riaccarino@shrewsburyma.gov | 3 | GENERATOR #3-GEN MOTORS EMD MP45 #2 OIL-0.21 |  | ENGINE | GENERAL MOTORS EMD | MP45 | 1975-12-01 | 2011 | 28 | 1 | GENERATOR #3-GEN MOTORS EMD MP45 #2 OIL-0.21 | DIESEL | 44 | DIESEL | 0.15 | 0 | 7.974 | E3GAL | 1108.386 | OK | N | 3 | 1 | 11 | 4 | 1 | 5
1180664 | SHREWSBURY ELECTRIC AND CABLE OPERATIONS |  | 518 REAR BOSTON TPKE |  | SHREWSBURY | MA | 015450000 | 100 MAPLE AVE PO 336 |  | SHREWSBURY | MA | 015450336 | Y | UTILITY | OP3 | SHREWSBURY ELECTRIC AND CABLE OPERATIONS | 5088418500 | riaccarino@ci.shrewsbury.ma.us | HALE | MICHAEL | 5088418500 | mhale@shrewsburyma.gov | RALPH | IACCARINO | 5088418312 | riaccarino@shrewsburyma.gov | 4 | GENERATOR #4-GENERAL MOTORS EMD MP45 #2 OIL-0.21 |  | ENGINE | GENERAL MOTORS EMD | MP45 | 1975-12-01 | 2011 | 28 | 1 | GENERATOR #4-GEN MOTORS EMD MP45 #2 OIL-0.21 | DIESEL | 44 | DIESEL | 0.21 | 0 | 8.187 | E3GAL | 1137.993 | OK | N | 3 | 1 | 11 | 4 | 1 | 5
1180664 | SHREWSBURY ELECTRIC AND CABLE OPERATIONS |  | 518 REAR BOSTON TPKE |  | SHREWSBURY | MA | 015450000 | 100 MAPLE AVE PO 336 |  | SHREWSBURY | MA | 015450336 | Y | UTILITY | OP3 | SHREWSBURY ELECTRIC AND CABLE OPERATIONS | 5088418500 | riaccarino@ci.shrewsbury.ma.us | HALE | MICHAEL | 5088418500 | mhale@shrewsburyma.gov | RALPH | IACCARINO | 5088418312 | riaccarino@shrewsburyma.gov | 5 | GENERATOR #5-GENERAL MOTORS EMD MP45 #2 OIL-0.21 |  | ENGINE | GENERAL MOTORS EMD | MP45 | 1978-05-01 | 2011 | 28 | 1 | GENERATOR #5-GEN MOTORS EMD MP45 #2 OIL-0.21 | DIESEL | 44 | DIESEL | 0.21 | 0 | 8.287 | E3GAL | 1151.893 | OK | N | 4 | 1 | 11 | 4 | 1 | 5
1180680 | WORCESTER PLAZA |  | 446 MAIN ST |  | WORCESTER | MA | 016080000 | 446 MAIN STREET |  | WORCESTER | MA | 016080000 | N | PRIVATE | NM50 | SOVEREIGN BANK | 5088906866 | tthomas@sovereignbank.com | TIMOTHY | THOMAS | 5088906866 | tthomas@sovereignbank.com | TIM | THOMAS | 5088906866 | tthomas@sovereignbank.com | 3 | EMERGENCY ENGINE |  | ENGINE | CUMMINS | 680FDC3052AC | 1971-01-01 | 2009 | 3.98 | 1 | ULSD | DIESEL | 44 | DIESEL | 0.0015 | 0 | 0.858 | E3GAL | 119.262 | OK | N | 1 | 1 | 12 | 1 | 1 | 21
1180691 | NARRAGANSETT REGIONAL HIGH SCHOOL |  | 464 BALDWINVILLE RD |  | TEMPLETON | MA | 014360000 | 4 ELM STREET |  | BALDWINVILLE | MA | 014360000 | Y | LOCAL GOVERNMENT | NM50 | NARRAGANSETT REG HIGH SCHOOL | 9789395661 | wclabaug@nrsd.org | WILLIAM | CLABAUGH | 9789395661 | wclabaug@nrsd.org | WILLIAM | CLABAUGH | 9789395661 | wclabaug@nrsd.org | 3 | EMERGENCY GENERATOR#1 |  | ENGINE | CATERPILLAR | 6-32 | 1998-01-10 | 2010 | 0.8 | 1 | #2 OIL | DIESEL | 44 | DIESEL | 0.005 |  | 0.075 | E3GAL | 10.425 | OK | N | 1 | 1 | 14 | 1 | 1 | 4
1180696 | WACHUSETT REGIONAL HIGH SCHOOL |  | 1401 MAIN ST |  | HOLDEN | MA | 015201095 | 1401 MAIN STREET |  | HOLDEN | MA | 015201095 | Y | LOCAL GOVERNMENT | NM25 | WACHUSETT REGIONAL HIGH SCHOOL | 5088296771 | William-Beando@WRSD.net | PETER | BRENNAN | 5088291670 | Peter-Brennan@WRSD.net | RUSSELL | THERRIEN | 5088291670X1500 | Russell--Therrien@WRSD.net | 8 | EMERGENCY GENERATOR |  | ENGINE | KOHLER | 400REOZV | 2005-07-20 | 2011 | 12 | 1 | DIESEL | DIESEL | 44 | DIESEL | 0.5 |  | 0.1 | E3GAL | 13.9 | OK | N | 1 | 7 | 52 | 24 | 7 | 22
1180701 | TANTASQUA REGIONAL HIGH SCHOOL |  | 319 BROOKFIELD RD |  | STURBRIDGE | MA | 015180000 | TRSD FACILITIES MANAGER | 320A BROOKFIELD ROAD | FISKDALE | MA | 015181017 | Y | LOCAL GOVERNMENT | SM25 | TANTASQUA REGIONAL SCHOOL DISTRICT | 5083473077X25 | brownr@tantasqua.org | DEBORAH | BOYD | 5083473077 | boydd@tantasqua.org | RICH | BROWN | 5083473077X25 | brownr@tantasqua.org | 11 | MAIN EMERGENCY GENERATOR |  | ENGINE | KOHLER POWER SYSTEMS | 500ROZD-4 | 2002-08-30 | 2009 | 0.01 | 1 | DIESEL | DIESEL | 44 | DIESEL | 1 |  | 0.15 | E3GAL | 20.85 | OK | N | 1 | 1 | 52 | 1 | 1 | 20
1180701 | TANTASQUA REGIONAL HIGH SCHOOL |  | 319 BROOKFIELD RD |  | STURBRIDGE | MA | 015180000 | TRSD FACILITIES MANAGER | 320A BROOKFIELD ROAD | FISKDALE | MA | 015181017 | Y | LOCAL GOVERNMENT | SM25 | TANTASQUA REGIONAL SCHOOL DISTRICT | 5083473077X25 | brownr@tantasqua.org | DEBORAH | BOYD | 5083473077 | boydd@tantasqua.org | RICH | BROWN | 5083473077X25 | brownr@tantasqua.org | 12 | FIRE PUMP EMERGENCY GENERATOR |  | ENGINE | KOHLER POWER SYSTEMS | 200ROZJ | 2002-08-30 | 2009 | 0.01 | 1 | DIESEL | DIESEL | 44 | DIESEL | 1 |  | 0.08 | E3GAL | 11.12 | OK | N | 1 | 1 | 52 | 1 | 1 | 20
1180905 | OXFORD MIDDLE SCHOOL |  | 497 MAIN ST |  | OXFORD | MA | 015400000 | FACILITIES MAINTENANCE DEPARTMENT | 3 BARTON STREET | OXFORD | MA | 015400000 | Y | LOCAL GOVERNMENT | NM25 | OXFORD HIGH SCHOOL | 5089870246 | AHIMMELBERGER@OXPS.ORG | RICHARD | DONAIS | 5089876026 | RDONAIS@TOWN.OXFORD.MA.US | RICHARD | DONAIS | 5089876026 | RDONAIS@TOWN.OXFORD.MA.US | 10 | KOHLER KOH60RE02JB GENERATOR |  | ENGINE | JOHN DEERE | 4045TF150 | 2005-07-15 | 2008 | 5 | 1 | DISTILLATE OIL (DIESEL) | DIESEL | 44 | DIESEL | 0.0015 |  | 0.042 | E3GAL | 5.838 | OK | N | 1 | 1 | 52 | 1 | 1 | 22
1180937 | UPPER BLACKSTONE SSI |  | 50 RTE 20 ST |  | MILLBURY | MA | 015272199 | 50 ROUTE 20 |  | MILLBURY | MA | 015272199 | Y | LOCAL GOVERNMENT | OP3 | UPPER BLACKSTONE WPAD | 5087551286 | ksangrey@ubwpad.org | KARLA | SANGREY | 5087551286 | KSangrey@ubwpad.org | WILLIAM | WRIGHTSON | 5087551286 | bwrightson@ubwpad.org | 11 | GENERATOR #1 -KOHLER275REOZV |  | ENGINE | KOHLER | 250REOZV | 2005-04-01 | 2011 | 0.4 | 1 | DIESEL | DIESEL | 44 | DIESEL | 0.0015 |  | 0.15 | E3GAL | 20.85 | OK | N | 1 | 1 | 52 | 1 | 1 | 22
1180937 | UPPER BLACKSTONE SSI |  | 50 RTE 20 ST |  | MILLBURY | MA | 015272199 | 50 ROUTE 20 |  | MILLBURY | MA | 015272199 | Y | LOCAL GOVERNMENT | OP3 | UPPER BLACKSTONE WPAD | 5087551286 | ksangrey@ubwpad.org | KARLA | SANGREY | 5087551286 | KSangrey@ubwpad.org | WILLIAM | WRIGHTSON | 5087551286 | bwrightson@ubwpad.org | 12 | GENERATOR#2 KOHLER |  | ENGINE | KOHLER | 250REOZV | 2006-03-25 | 2011 | 0.4 | 1 | DIESEL | DIESEL | 44 | DIESEL | 0.0015 |  | 0.025 | E3GAL | 3.475 | OK | N | 1 | 1 | 2 | 0 | 0 | 0
1180938 | EAST FITCHBURG SSI |  | LANIDES LN |  | FITCHBURG | MA | 014203182 | 718 MAIN STREET |  | FITCHBURG | MA | 014203182 | Y | LOCAL GOVERNMENT | OP3 | EAST FITCHBURG, WWTF | 9783459622 | jjordan@ci.fitchburg.ma.us | JOSEPH | JORDAN | 9783459622 | jjordan@ci.fitchburg.ma.us | JOSEPH | SCHNEIDER | 9783459626 | JSchneider@fitchburgma.gov | 4 | GENERATOR #1-DETROIT 7123-7005 #2 OIL-0.3 S |  | ENGINE | DETROIT | 7123-7005 | 1975-05-01 | 2011 | 1 | 1 | DIESEL | DIESEL | 44 | DIESEL | 0.3 | 0 | 0.7247 | E3GAL | 100.7333 | OK | N | 1 | 1 | 50 | 1 | 1 | 22
1180940 | WEST FITCHBURG WWTF |  | 101 PRINCETON RD |  | FITCHBURG | MA | 014200000 | CITY HALL - 718 MAIN STREET |  | FITCHBURG | MA | 014200000 | Y | LOCAL GOVERNMENT | NM25 | CITY OF FITCHBURG | 9783459622 | jjordan@fitchburgma.gov | JOSEPH | JORDAN | 9783459622 | jjordan@fitchburgma.gov | JOSEPH | SCHNEIDER | 9783459626 | JSchneider@fitchburgma.gov | 5 | CUMMINS GENERATOR |  | ENGINE | CUMMINS | VT-12-700-GS | 1975-07-01 | 2011 | 3.878 | 1 | DIESEL | DIESEL | 44 | DIESEL | 0.1 | 0 | 0.8658 | E3GAL | 120.3462 | OK | N | 1 | 1 | 22 | 1 | 1 | 8
1181230 | IPG PHOTONICS INC |  | 50 OLD WEBSTER RD |  | OXFORD | MA | 015402706 | 50 OLD WEBSTER RD |  | OXFORD | MA | 015402706 | N | PRIVATE | SM50 | IPG PHOTONICS CORPORATION | 5083731100 | gbuabbud@ipgphotonics.com | GEORGE | BUABBUD | 5083731117 | gbuabbud@ipgphotonics.com | TOM | RICHARD | 5083731131 | trichard@ipgphotonics.com | 6 | EG, 50B, 2-1 |  | ENGINE | KOHLER | 150 ROZJ | 2000-04-15 | 2011 | 1.48 | 1 | ULSD DIESEL | DIESEL | 44 | DIESEL | 0.0015 |  | 0.25 | E3GAL | 34.75 | OK | N | 1 | 1 | 52 | 1 | 1 | 22
1181230 | IPG PHOTONICS INC |  | 50 OLD WEBSTER RD |  | OXFORD | MA | 015402706 | 50 OLD WEBSTER RD |  | OXFORD | MA | 015402706 | N | PRIVATE | SM50 | IPG PHOTONICS CORPORATION | 5083731100 | gbuabbud@ipgphotonics.com | GEORGE | BUABBUD | 5083731117 | gbuabbud@ipgphotonics.com | TOM | RICHARD | 5083731131 | trichard@ipgphotonics.com | 7 | EG, 50B, 2-2 |  | ENGINE | CATERPILLAR | G5A03240 | 2009-04-14 | 2011 | 3.1 | 1 | ULSD DIESEL | DIESEL | 44 | DIESEL | 0.0015 |  | 0.4 | E3GAL | 55.6 | OK | N | 1 | 1 | 52 | 1 | 1 | 22
1181230 | IPG PHOTONICS INC |  | 50 OLD WEBSTER RD |  | OXFORD | MA | 015402706 | 50 OLD WEBSTER RD |  | OXFORD | MA | 015402706 | N | PRIVATE | SM50 | IPG PHOTONICS CORPORATION | 5083731100 | gbuabbud@ipgphotonics.com | GEORGE | BUABBUD | 5083731117 | gbuabbud@ipgphotonics.com | TOM | RICHARD | 5083731131 | trichard@ipgphotonics.com | 9 | EG, 50F, 5-1 AND 5-2 | 2 | ENGINE | KOHLER | 400 REOZZDD | 2007-09-01 | 2011 | 8.8044 | 1 | ULSD DIESEL | DIESEL | 44 | DIESEL | 0.0015 |  | 1.84 | E3GAL | 255.76 | OK | N | 2 | 1 | 52 | 2 | 1 | 22
1181264 | TEKNOR APEX ELASTOMERS INC |  | 31 FULLER ST |  | LEOMINSTER | MA | 014530000 | 31 FULLER ST |  | LEOMINSTER | MA | 014530000 | N | PRIVATE | NM25 | TEKNOR APEX COMPANY | 4017258000 | AHAMBLETON@TEKNORAPEX.COM | AL | HAMBLETON | 9785341010 | AHAMBLETON@TEKNORAPEX.COM | RICHARD | LEONARD | 9785341010X5358 | rleonard@teknorapex.com | 25 | EMERGENCY GENERATOR |  | ENGINE | JOHN DEERE | J250UC3 | 2008-01-01 | 2010 | 1.0891 | 1 | DIESEL | DIESEL | 44 | DIESEL | 0.0015 | 0 | 0 | GAL | 0 | OK | N | 0 | 0 | 0 | 0 | 0 | 0
1181297 | COMMERCE INSURANCE CO INC |  | 11 GORE RD |  | WEBSTER | MA | 015700000 | 11 GORE RD |  | WEBSTER | MA | 015700000 | N | PRIVATE | SM25 | COMMERCE INSURANCE CO INC | 5089494126 | rblackm@commerceinsurance.com | ROBERT | BLACKMER | 5089494126 | rblackm@commerceinsurance.com | ISMAEL | ALICEA | 5089494223 | ialicea@commerceinsurance.com | 6 | GENERATOR DG-2 |  | ENGINE | CATERPILLAR | 3412 CDITA | 2006-03-01 | 2009 | 6.496 | 1 | DIESEL | DIESEL | 44 | DIESEL | 0.0015 | 0 | 0.171 | E3GAL | 23.769 | OK | N | 1 | 1 | 52 | 1 | 1 | 22
1181297 | COMMERCE INSURANCE CO INC |  | 11 GORE RD |  | WEBSTER | MA | 015700000 | 11 GORE RD |  | WEBSTER | MA | 015700000 | N | PRIVATE | SM25 | COMMERCE INSURANCE CO INC | 5089494126 | rblackm@commerceinsurance.com | ROBERT | BLACKMER | 5089494126 | rblackm@commerceinsurance.com | ISMAEL | ALICEA | 5089494223 | ialicea@commerceinsurance.com | 7 | DIESEL GENERATOR DG-3 |  | ENGINE | CATERPILLAR | 3512 BDITA | 2006-06-01 | 2009 | 12.5 | 1 | DIESEL | DIESEL | 44 | DIESEL | 0.0015 | 0 | 0.324 | E3GAL | 45.036 | OK | N | 1 | 1 | 52 | 1 | 1 | 22
1181307 | CLEANPART EAST | SOUTHEAST SUBMICRON SERVICES LLC | 20 CABOT ST | SUITE 100 | SOUTHBRIDGE | MA | 015500000 | 10 CABOT ST |  | SOUTHBRIDGE | MA | 015500000 | N | PRIVATE | NM25 | SOUTHEAST SUBMICRON SERVICES LLC | 5087654848 | wmadison@cleanpart.com | DAN | KENNEDY | 5087654848 | DKENNEDY@CLEANPART.COM | WAYNE | MADISON | 6024389131 | wmadison@CLEANPART.COM | 2 | KOHLER EMERGENCY GENERATOR |  | ENGINE | KOHLER | 100REOZJF | 2007-01-01 | 2011 | 2.7186 | 1 | DIESEL | DIESEL | 44 | DIESEL | 0.0015 |  | 0.5122 | E3GAL | 71.1958 | OK | N | 1 | 1 | 52 | 1 | 1 | 22
1181403 | COORSTEK INC - WORCESTER |  | 5 NORTON DR |  | WORCESTER | MA | 016060000 | 5 NORTON DRIVE |  | WORCESTER | MA | 016062679 | N | PRIVATE | NM50 | COORSTEK INC | 3032717000 | PCANEEN@COORSTEK.COM | PAUL | CANEEN | 7743172649 | PCANEEN@COORSTEK.COM | KATIE | GRASSO | 7743172701 | KGRASSO@COOSTEK.COM | 3 | CRYSTAR - EMERGENCY GENERATOR |  | ENGINE | CATERPILLAR | 3406 | 1997-03-07 | 2011 | 3.416 | 1 | ULTRA LOW SULFUR DIESEL (ULSD) | DIESEL | 44 | DIESEL | 0.0015 | 0 | 0.0686 | E3GAL | 9.5354 | OK | N | 1 | 1 | 12 | 1 | 1 | 5
1190002 | MCLEAN HOSPITAL |  | 115 MILL ST |  | BELMONT | MA | 024780000 | 115 MILL ST |  | BELMONT | MA | 024780000 | N | PRIVATE | SM25 | MCLEAN HOSPITAL | 6178552621 | AHEALY5@PARTNERS.ORG | ANDREW | HEALY | 6178552621 | AHEALY5@PARTNERS.ORG | ANDREW | HEALY | 6178552621 | AHEALY5@PARTNERS.ORG | 5 | 9 EMERG GENERATOR AND FIRE PUMP 14.49 MMBTU/HR | 10 | ENGINE | MISC (ONAN, CATERPILLAR, CUMMINS) | MISCELLANEOUS | 1987-01-01 | 2009 | 15 | 1 | 9 EMERG GENERATOR AND DIESEL FIRE PUMP | DIESEL | 44 | DIESEL | 0.3 | 0 | 2.414 | E3GAL | 335.546 | OK | N | 1 | 1 | 13 | 1 | 1 | 5
1190017 | UMASS MEDICAL SCHOOL JAMICA PLAIN |  | 305 SOUTH ST |  | BOSTON | MA | 021300000 | 305 SOUTH ST |  | BOSTON | MA | 021300000 | Y | STATE | SM25 | UNIVERSITY OF MASSACHUSETTS MEDICAL SCHO | 6179836207 | howard.lefkin@umassmed.edu | JAY | MITCHELL | 6179836219 | jay.mitchell@umassmed.edu | HOWARD | LEFKIN | 6179836207 | howard.lefkin@umassmed.edu | 4 | GENERATOR 1-CATERPILLAR D-399 700KW 8.4 MMBTU/HR | 2 | ENGINE | CATERPILLAR | D-399 | 1970-01-01 | 2010 | 8.4 | 1 | GENERATOR 1-CATERPILLAR D-399 2 OIL-0.3 S | DIESEL | 44 | DIESEL | 0.05 | 0.1 | 0 | E3GAL | 0 | OK | N | 0 | 0 | 0 | 0 | 0 | 0
1190017 | UMASS MEDICAL SCHOOL JAMICA PLAIN |  | 305 SOUTH ST |  | BOSTON | MA | 021300000 | 305 SOUTH ST |  | BOSTON | MA | 021300000 | Y | STATE | SM25 | UNIVERSITY OF MASSACHUSETTS MEDICAL SCHO | 6179836207 | howard.lefkin@umassmed.edu | JAY | MITCHELL | 6179836219 | jay.mitchell@umassmed.edu | HOWARD | LEFKIN | 6179836207 | howard.lefkin@umassmed.edu | 14 | BIO-GENERATOR 1 | 2 | ENGINE | CATERPILLAR | C27 | 2009-02-01 | 2010 | 7.4 | 1 | DIESEL | DIESEL | 44 | DIESEL | 0.05 | 0.1 | 1.17 | E3GAL | 162.63 | OK | N | 1 | 1 | 52 | 1 | 1 | 11
1190017 | UMASS MEDICAL SCHOOL JAMICA PLAIN |  | 305 SOUTH ST |  | BOSTON | MA | 021300000 | 305 SOUTH ST |  | BOSTON | MA | 021300000 | Y | STATE | SM25 | UNIVERSITY OF MASSACHUSETTS MEDICAL SCHO | 6179836207 | howard.lefkin@umassmed.edu | JAY | MITCHELL | 6179836219 | jay.mitchell@umassmed.edu | HOWARD | LEFKIN | 6179836207 | howard.lefkin@umassmed.edu | 15 | BIO-GENERATOR 2 | 2 | ENGINE | CATERPILLAR | C27 | 2009-02-01 | 2010 | 7.4 | 1 | DIESEL | DIESEL | 44 | DIESEL | 0.05 | 0.1 | 1.17 | E3GAL | 162.63 | OK | N | 1 | 1 | 52 | 1 | 1 | 11
1190017 | UMASS MEDICAL SCHOOL JAMICA PLAIN |  | 305 SOUTH ST |  | BOSTON | MA | 021300000 | 305 SOUTH ST |  | BOSTON | MA | 021300000 | Y | STATE | SM25 | UNIVERSITY OF MASSACHUSETTS MEDICAL SCHO | 6179836207 | howard.lefkin@umassmed.edu | JAY | MITCHELL | 6179836219 | jay.mitchell@umassmed.edu | HOWARD | LEFKIN | 6179836207 | howard.lefkin@umassmed.edu | 16 | TEMP |  | ENGINE | CATERPILLAR | 3516C | 2009-05-01 | 2010 | 18.1 | 1 | DIESEL | DIESEL | 44 | DIESEL | 0.05 | 0.1 | 1.32 | E3GAL | 183.48 | OK | N | 1 | 1 | 52 | 1 | 1 | 22
1190017 | UMASS MEDICAL SCHOOL JAMICA PLAIN |  | 305 SOUTH ST |  | BOSTON | MA | 021300000 | 305 SOUTH ST |  | BOSTON | MA | 021300000 | Y | STATE | SM25 | UNIVERSITY OF MASSACHUSETTS MEDICAL SCHO | 6179836207 | howard.lefkin@umassmed.edu | JAY | MITCHELL | 6179836219 | jay.mitchell@umassmed.edu | HOWARD | LEFKIN | 6179836207 | howard.lefkin@umassmed.edu | 17 | FIRE PUMP |  | ENGINE | JOHN DEERE | JU4H-UF-40 | 2009-01-01 | 2010 | 0.45 | 1 | DIESEL | DIESEL | 44 | DIESEL | 0.05 | 0.1 | 0.05 | E3GAL | 6.95 | OK | N | 1 | 1 | 52 | 1 | 1 | 22
1190029 | GENZYME CORPORATION |  | 1 MOUNTAIN RD | PO BOX 9322 | FRAMINGHAM | MA | 017019322 | 1 MOUNTAIN RD | PO BOX 9322 | FRAMINGHAM | MA | 017019322 | N | PRIVATE | NM25 | GENZYME CORPORATION | 5088728400 | joan.boegel@genzyme.com | HENRY | FITZGERALD | 5082702153 | henry.fitzgerald@genzyme.com | WILLIAM | COBB | 5082713386 | william.cobb@genzyme.com | 5 | EMERGENCY GENERATOR M1-EGEN |  | ENGINE | CUMMINS | 350DFEG | 2006-09-18 | 2009 | 3.3 | 1 | DIESEL FUEL OIL | DIESEL | 44 | DIESEL | 0.05 | 0 | 0.1428 | E3GAL | 19.8492 | OK | N | 1 | 1 | 52 | 1 | 1 | 22
1190029 | GENZYME CORPORATION |  | 1 MOUNTAIN RD | PO BOX 9322 | FRAMINGHAM | MA | 017019322 | 1 MOUNTAIN RD | PO BOX 9322 | FRAMINGHAM | MA | 017019322 | N | PRIVATE | NM25 | GENZYME CORPORATION | 5088728400 | joan.boegel@genzyme.com | HENRY | FITZGERALD | 5082702153 | henry.fitzgerald@genzyme.com | WILLIAM | COBB | 5082713386 | william.cobb@genzyme.com | 8 | M5-EGEN |  | ENGINE | CUMMINS | DFEH-5856414 | 2008-03-31 | 2009 | 3.37 | 1 | DIESEL FUEL OIL | DIESEL | 44 | DIESEL | 0.05 | 0 | 0.1458 | E3GAL | 20.2662 | OK | N | 1 | 1 | 52 | 1 | 1 | 22
1190033 | P&G GILLETTE | FKA GILLETTE COMPANY THE | 1 GILLETTE PARK |  | BOSTON | MA | 021270000 | 1 GILLETTE PARK |  | BOSTON | MA | 021271096 | N | PRIVATE | OP5.5 | GAMBLE, PROCTER AND | 5199831100 | fulgione.tc@pg.com | JOHN | LAMBERT | 6174633192 | lambert.jd@pg.com | JULIE | SEROWIK | 5082771707 | serowik.ja@pg.com | 3 | GENERATOR #1-CATERPILLAR CD125 #2 OIL |  | ENGINE | CATERPILLAR | CD125 | 1995-01-01 | 2011 | 1.37 | 1 | GENERATOR #1-CATERPILLAR CD125 #2 OIL 0.3 | DIESEL | 44 | DIESEL | 0.0015 | 0 | 0.0227 | E3GAL | 3.1553 | OK | N | 1 | 1 | 2 | 1 | 1 | 1
1190033 | P&G GILLETTE | FKA GILLETTE COMPANY THE | 1 GILLETTE PARK |  | BOSTON | MA | 021270000 | 1 GILLETTE PARK |  | BOSTON | MA | 021271096 | N | PRIVATE | OP5.5 | GAMBLE, PROCTER AND | 5199831100 | fulgione.tc@pg.com | JOHN | LAMBERT | 6174633192 | lambert.jd@pg.com | JULIE | SEROWIK | 5082771707 | serowik.ja@pg.com | 4 | FIRE PUMP #1-DETROIT I71 #2 OIL |  | ENGINE | DETROIT | 171 | 1983-01-01 | 2011 | 1.53 | 1 | FIRE PUMP #1-DETROIT I71 #2 OIL-0.3 S | DIESEL | 44 | DIESEL | 0.0015 | 0 | 0.1213 | E3GAL | 16.8607 | OK | N | 1 | 1 | 12 | 1 | 1 | 5
1190033 | P&G GILLETTE | FKA GILLETTE COMPANY THE | 1 GILLETTE PARK |  | BOSTON | MA | 021270000 | 1 GILLETTE PARK |  | BOSTON | MA | 021271096 | N | PRIVATE | OP5.5 | GAMBLE, PROCTER AND | 5199831100 | fulgione.tc@pg.com | JOHN | LAMBERT | 6174633192 | lambert.jd@pg.com | JULIE | SEROWIK | 5082771707 | serowik.ja@pg.com | 5 | GENERATOR #2-CATERPILLAR 3412 500KW #2 OIL |  | ENGINE | CATERPILLAR | 3412 | 1991-11-01 | 2011 | 4.6 | 1 | GENERATOR #2-CATERPILLAR 3412 #2 OIL-0.3 S | DIESEL | 44 | DIESEL | 0.0015 | 0 | 0.154 | E3GAL | 21.406 | OK | N | 1 | 1 | 6 | 1 | 1 | 3
1190033 | P&G GILLETTE | FKA GILLETTE COMPANY THE | 1 GILLETTE PARK |  | BOSTON | MA | 021270000 | 1 GILLETTE PARK |  | BOSTON | MA | 021271096 | N | PRIVATE | OP5.5 | GAMBLE, PROCTER AND | 5199831100 | fulgione.tc@pg.com | JOHN | LAMBERT | 6174633192 | lambert.jd@pg.com | JULIE | SEROWIK | 5082771707 | serowik.ja@pg.com | 10 | GENERATOR #3-CATERPILLAR 3508B 1000 KW #2 OIL |  | ENGINE | CATERPILLAR | 3508B | 1999-05-01 | 2011 | 8.9 | 1 | GENERATOR #3-CATERPILLAR 3508B #2 OIL 0.3 S | DIESEL | 44 | DIESEL | 0.0015 | 0 | 0.1133 | E3GAL | 15.7487 | OK | N | 1 | 1 | 2 | 1 | 1 | 1
1190034 | GLOBE NEWSPAPER COMPANY |  | 135 MORRISSEY BLVD |  | BOSTON | MA | 021072378 | PO BOX 55819 |  | BOSTON | MA | 022055819 | N | PRIVATE | SM25 | GLOBE NEWSPAPER COMPANY INC | 6179293393 | a_schiavi@globe.com | ANTHONY | SCHIAVI | 6179293393 | a_schiavi@globe.com | ANTHONY | SCHIAVI | 6179293393 | a_schiavi@globe.com | 30 | FIRE PUMP 2-CUMMINS NH 2201F 2 OIL-0.3 SULF. |  | ENGINE | CUMMINS | NH220IF | 1979-12-01 | 2009 | 1 | 1 | FIRE PUMP 2-CUMMINS NH 2201F 2 OIL-0.3 S | DIESEL | 44 | DIESEL | 0.3 | 0 | 0 | E3GAL | 0 | OK | N | 1 | 1 | 50 | 1 | 1 | 20
1190040 | BOSTON PUBLIC HEALTH COMMISSION |  | LONG IS | BOSTON HARBOR | BOSTON | MA | 021220000 | LONG ISLAND CAMPUS | P.O. BOX 220648 | BOSTON | MA | 021220000 | Y | STATE | SM80-R | BOSTON PUBLIC HEALTH COMMISSION | 6175342500 | dlynch@bphc.org | STEVE | O BRIEN | 6175342500 | SOBrien@bphc.org | DONALD | LYNCH | 6175342500 | dlynch@bphc.org | 6 | EM GEN #1-CUMMINS KTA19G1 #2 OIL-0.3S 3.86 MMBT |  | ENGINE | CUMMINS | KTA19-G1 | 1987-03-01 | 2011 | 3.86 | 1 | EM GEN #1-CUMMINS KTA19G1 #2 OIL-0.3S | DIESEL | 44 | DIESEL | 0.3 | 0.24 | 3.1933 | E3GAL | 443.8687 | OK | N | 2 | 1 | 52 | 2 | 7 | 22
1190040 | BOSTON PUBLIC HEALTH COMMISSION |  | LONG IS | BOSTON HARBOR | BOSTON | MA | 021220000 | LONG ISLAND CAMPUS | P.O. BOX 220648 | BOSTON | MA | 021220000 | Y | STATE | SM80-R | BOSTON PUBLIC HEALTH COMMISSION | 6175342500 | dlynch@bphc.org | STEVE | O BRIEN | 6175342500 | SOBrien@bphc.org | DONALD | LYNCH | 6175342500 | dlynch@bphc.org | 7 | EM GEN #2-CUMMINS NTA855PG400 2.73 MMBTU/HR |  | ENGINE | CUMMINS | NTA-855P-G400 | 1971-12-01 | 2011 | 2.73 | 1 | EM GEN #2-CUMMINS NTA855PG400 #2 OIL-0.3S | DIESEL | 44 | DIESEL | 0.3 | 0.24 | 2.0728 | E3GAL | 288.1192 | OK | N | 2 | 1 | 52 | 2 | 7 | 22
1190040 | BOSTON PUBLIC HEALTH COMMISSION |  | LONG IS | BOSTON HARBOR | BOSTON | MA | 021220000 | LONG ISLAND CAMPUS | P.O. BOX 220648 | BOSTON | MA | 021220000 | Y | STATE | SM80-R | BOSTON PUBLIC HEALTH COMMISSION | 6175342500 | dlynch@bphc.org | STEVE | O BRIEN | 6175342500 | SOBrien@bphc.org | DONALD | LYNCH | 6175342500 | dlynch@bphc.org | 8 | GENERATOR #3-NICHOLS CASE 504BT 1.7 MMBTU/HR |  | ENGINE | CASE | 504BT | 1976-03-01 | 2011 | 1.7 | 1 | EM GEN #3-NICHOLS CASE 504BT #2 OIL-0.3S | DIESEL | 44 | DIESEL | 0.3 | 0.24 | 1.3262 | E3GAL | 184.3418 | OK | N | 2 | 1 | 52 | 2 | 7 | 22
1190040 | BOSTON PUBLIC HEALTH COMMISSION |  | LONG IS | BOSTON HARBOR | BOSTON | MA | 021220000 | LONG ISLAND CAMPUS | P.O. BOX 220648 | BOSTON | MA | 021220000 | Y | STATE | SM80-R | BOSTON PUBLIC HEALTH COMMISSION | 6175342500 | dlynch@bphc.org | STEVE | O BRIEN | 6175342500 | SOBrien@bphc.org | DONALD | LYNCH | 6175342500 | dlynch@bphc.org | 22 | 124935 : EU #22 - GENERATOR #4 - CUMMINS DGFA-5743 | 2 | ENGINE | CUMMINS | DGFA-5743518 | 2007-01-22 | 2011 | 1.02 | 1 | FUEL OIL NO 2 | DIESEL | 44 | DIESEL | 0.3 | 0.2 | 1.1015 | E3GAL | 153.1085 | OK | N | 2 | 1 | 52 | 2 | 1 | 22
1190045 | DSM - NEORESINS |  | 730 MAIN ST |  | WILMINGTON | MA | 018870000 | 730 MAIN STREET |  | WILMINGTON | MA | 018870000 | N | PRIVATE | NM25 | DSM NEORESINS INC | 7656542662 | info@dsm.com | JOHN | WALKER | 7659780276 | John-J.Walker@dsm.com | BRONWYN | BOYLE | 9784956844 | Bronwyn.Boyle@dsm.com | 8 | EMER GENS(2)-KOHLER 2.5 MMBTU/HR |  | ENGINE | KOHLER | UNKNOWN | 1990-01-01 | 2011 | 2.5 | 1 | NO2 OIL/DIESEL-0.17 PCT S | DIESEL | 44 | DIESEL | 0.17 | 0 | 0.088 | E3GAL | 12.232 | OK | N | 1 | 1 | 52 | 1 | 1 | 21
1190048 | TST 125 HIGH STREET LLC |  | 125 HIGH ST |  | BOSTON | MA | 021100000 | 125 HIGH ST RM 1401 |  | BOSTON | MA | 021092608 | N | PRIVATE | NM25 | 125 HIGH STREET PARTNERSHIP | 6173427500 | Mpierce@tishmanspeyer.com | STEVEN | CARLTON | 6173427505 | SCARLTON@TISHMANSPEYER.COM | STEVEN | CARLTON | 6173427500 | SCARLTON@TISHMANSPEYER.COM | 1 | GENERATOR #1-CATERPILLAR #2 OIL-0.3S |  | ENGINE | CATERPILLAR | 3512DI | 1990-06-15 | 2010 | 14 | 1 | GENERATOR #1-CATERPILLAR #2 OIL-0.3S | DIESEL | 44 | DIESEL | 0.3 | 0 | 1 | E3GAL | 139 | OK | N | 1 | 1 | 52 | 1 | 1 | 20
1190048 | TST 125 HIGH STREET LLC |  | 125 HIGH ST |  | BOSTON | MA | 021100000 | 125 HIGH ST RM 1401 |  | BOSTON | MA | 021092608 | N | PRIVATE | NM25 | 125 HIGH STREET PARTNERSHIP | 6173427500 | Mpierce@tishmanspeyer.com | STEVEN | CARLTON | 6173427505 | SCARLTON@TISHMANSPEYER.COM | STEVEN | CARLTON | 6173427500 | SCARLTON@TISHMANSPEYER.COM | 2 | GENERATOR #2-CATERPILLAR #2 OIL-0.3S |  | ENGINE | CATERPILLAR | 3512STD | 1990-06-15 | 2010 | 12 | 1 | GENERATOR #2-CATERPILLAR #2 OIL-0.3S | DIESEL | 44 | DIESEL | 0.3 | 0 | 1 | E3GAL | 139 | OK | N | 1 | 1 | 52 | 1 | 1 | 20
1190051 | EMMANUEL COLLEGE |  | 400 FENWAY ST |  | BOSTON | MA | 021150000 | 400 THE FENWAY |  | BOSTON | MA | 021150000 | N | PRIVATE | NM50 | EMMANUEL COLLEGE | 6177359950 | McGrath@Emmanuel.edu | CHRIS | MCGRATH | 6177359950 | McGrath@Emmanuel.edu | CHRIS | MCGRATH | 6177359950 | McGrath@Emmanuel.edu | 19 | CATERPILLAR EMERGENCY GENERATOR OUTSIDE OF LORETTO |  | ENGINE | CATERPILLAR | KW-450 | 2002-01-01 | 2009 | 1.4454 | 1 | ULTRA LOW SULFUR DIESEL | DIESEL | 44 | DIESEL | 0.0015 | 0 | 0.088 | E3GAL | 12.232 | OK | N | 1 | 1 | 12 | 1 | 1 | 5
1190051 | EMMANUEL COLLEGE |  | 400 FENWAY ST |  | BOSTON | MA | 021150000 | 400 THE FENWAY |  | BOSTON | MA | 021150000 | N | PRIVATE | NM50 | EMMANUEL COLLEGE | 6177359950 | McGrath@Emmanuel.edu | CHRIS | MCGRATH | 6177359950 | McGrath@Emmanuel.edu | CHRIS | MCGRATH | 6177359950 | McGrath@Emmanuel.edu | 20 | CATERPILLAR EMERGANCY GENERATOR OUTSIDE OF MARIAN |  | ENGINE | CATERPILLAR | KW-350 | 2003-01-01 | 2009 | 1.1242 | 1 | ULTRA LOW SULFUR DIESEL | DIESEL | 44 | DIESEL | 0.0015 | 0 | 0.068 | E3GAL | 9.452 | OK | N | 1 | 1 | 12 | 1 | 1 | 5
1190051 | EMMANUEL COLLEGE |  | 400 FENWAY ST |  | BOSTON | MA | 021150000 | 400 THE FENWAY |  | BOSTON | MA | 021150000 | N | PRIVATE | NM50 | EMMANUEL COLLEGE | 6177359950 | McGrath@Emmanuel.edu | CHRIS | MCGRATH | 6177359950 | McGrath@Emmanuel.edu | CHRIS | MCGRATH | 6177359950 | McGrath@Emmanuel.edu | 22 | CATERPILLAR GENERATOR @ SCIENCE |  | ENGINE | CATERPILLAR | C27, 800KW | 2009-09-01 | 2009 | 0.01 | 1 | ULTRA LOW SULFUR DIESEL FUEL | DIESEL | 44 | DIESEL | 0.0015 | 0 | 0.156 | E3GAL | 21.684 | OK | N | 1 | 1 | 12 | 1 | 1 | 5
1190051 | EMMANUEL COLLEGE |  | 400 FENWAY ST |  | BOSTON | MA | 021150000 | 400 THE FENWAY |  | BOSTON | MA | 021150000 | N | PRIVATE | NM50 | EMMANUEL COLLEGE | 6177359950 | McGrath@Emmanuel.edu | CHRIS | MCGRATH | 6177359950 | McGrath@Emmanuel.edu | CHRIS | MCGRATH | 6177359950 | McGrath@Emmanuel.edu | 27 | CUMMINS GENERATOR @ ALUMNAE HALL |  | ENGINE | CUMMINS | NT-855-GS3 | 1989-01-01 | 2009 | 0.01 | 1 | ULTRA LOW SULFUR DIESEL | DIESEL | 44 | DIESEL | 0.0015 |  | 0.049 | E3GAL | 6.811 | OK | N | 1 | 1 | 12 | 1 | 1 | 5
1190054 | NORTHEASTERN UNIVERSITY |  | 360 HUNTINGTON AVE |  | BOSTON | MA | 021150000 | 140 CN | 360 HUNTINGTON AVENUE | BOSTON | MA | 021150000 | N | PRIVATE | OP3 | NORTHEASTERN UNIVERSITY | 6173737902 | b.moghaddam@neu.edu | SAMUEL | SOLOMON | 6173732597 | sa.solomon@neu.edu | BESHAD | MOGHADDAM | 6173737902 | b.moghaddam@neu.edu | 9 | EMER GEN 600 KW- CUMMINS/ONAN POWER PLANT |  | ENGINE | CUMMINS / ONAN | VTA 28 G5 E9685230 | 1994-12-01 | 2011 | 6.19 | 1 | #2 ULTRA LOW SULFUR DIESEL | DIESEL | 44 | DIESEL | 0.0015 | 4 | 0.194 | E3GAL | 26.966 | OK | N | 4 | 1 | 12 | 4 | 1 | 5
1190054 | NORTHEASTERN UNIVERSITY |  | 360 HUNTINGTON AVE |  | BOSTON | MA | 021150000 | 140 CN | 360 HUNTINGTON AVENUE | BOSTON | MA | 021150000 | N | PRIVATE | OP3 | NORTHEASTERN UNIVERSITY | 6173737902 | b.moghaddam@neu.edu | SAMUEL | SOLOMON | 6173732597 | sa.solomon@neu.edu | BESHAD | MOGHADDAM | 6173737902 | b.moghaddam@neu.edu | 11 | EMERGENCY GENERATOR: 500 KW @ RICHARDS HALL |  | ENGINE | ONAN | DFEK-1580 | 1999-06-01 | 2011 | 5.1 | 1 | ULTRA LOW SULFUR DIESEL | DIESEL | 44 | DIESEL | 0.0015 | 4 | 0.0954 | E3GAL | 13.2606 | OK | N | 2 | 1 | 12 | 2 | 1 | 5
1190054 | NORTHEASTERN UNIVERSITY |  | 360 HUNTINGTON AVE |  | BOSTON | MA | 021150000 | 140 CN | 360 HUNTINGTON AVENUE | BOSTON | MA | 021150000 | N | PRIVATE | OP3 | NORTHEASTERN UNIVERSITY | 6173737902 | b.moghaddam@neu.edu | SAMUEL | SOLOMON | 6173732597 | sa.solomon@neu.edu | BESHAD | MOGHADDAM | 6173737902 | b.moghaddam@neu.edu | 12 | EMERGENCY GENERATOR: 350 KW @ WEST A |  | ENGINE | CATERPILLAR | SR4B | 1999-06-01 | 2011 | 3.7 | 1 | ULTRA LOW SULFUR DIESEL | DIESEL | 44 | DIESEL | 0.0015 | 4 | 0.179 | E3GAL | 24.881 | OK | N | 2 | 1 | 12 | 2 | 1 | 5
1190054 | NORTHEASTERN UNIVERSITY |  | 360 HUNTINGTON AVE |  | BOSTON | MA | 021150000 | 140 CN | 360 HUNTINGTON AVENUE | BOSTON | MA | 021150000 | N | PRIVATE | OP3 | NORTHEASTERN UNIVERSITY | 6173737902 | b.moghaddam@neu.edu | SAMUEL | SOLOMON | 6173732597 | sa.solomon@neu.edu | BESHAD | MOGHADDAM | 6173737902 | b.moghaddam@neu.edu | 15 | EMERGENCY GENERATOR: 800 KW @ WEST E |  | ENGINE | CATERPILLAR | 3412 | 2002-06-01 | 2011 | 8.2 | 1 | ULTRA LOW SULFUR DIESEL | DIESEL | 44 | DIESEL | 0.0015 | 4 | 0.17 | E3GAL | 23.63 | OK | N | 1 | 1 | 12 | 1 | 1 | 5
1190054 | NORTHEASTERN UNIVERSITY |  | 360 HUNTINGTON AVE |  | BOSTON | MA | 021150000 | 140 CN | 360 HUNTINGTON AVENUE | BOSTON | MA | 021150000 | N | PRIVATE | OP3 | NORTHEASTERN UNIVERSITY | 6173737902 | b.moghaddam@neu.edu | SAMUEL | SOLOMON | 6173732597 | sa.solomon@neu.edu | BESHAD | MOGHADDAM | 6173737902 | b.moghaddam@neu.edu | 16 | EMERGENCY GENERATOR: 400 KW @ 716 COLUMBUS AVE. |  | ENGINE | CUMMINS | 37123635 | 1984-06-01 | 2011 | 4.05 | 1 | ULTRA LOW SULFUR DIESEL | DIESEL | 44 | DIESEL | 0.0015 | 4 | 0.133 | E3GAL | 18.487 | OK | N | 2 | 1 | 12 | 2 | 1 | 5
1190054 | NORTHEASTERN UNIVERSITY |  | 360 HUNTINGTON AVE |  | BOSTON | MA | 021150000 | 140 CN | 360 HUNTINGTON AVENUE | BOSTON | MA | 021150000 | N | PRIVATE | OP3 | NORTHEASTERN UNIVERSITY | 6173737902 | b.moghaddam@neu.edu | SAMUEL | SOLOMON | 6173732597 | sa.solomon@neu.edu | BESHAD | MOGHADDAM | 6173737902 | b.moghaddam@neu.edu | 17 | EMERGENCY GENERATOR: 600 KW @ EGAN RESEARCH |  | ENGINE | KOHLER | 600R0ZD71 | 1996-06-01 | 2011 | 6 | 1 | ULTRA LOW SULFUR DIESEL | DIESEL | 44 | DIESEL | 0.0015 | 4 | 0.114 | E3GAL | 15.846 | OK | N | 1 | 1 | 12 | 1 | 1 | 5
1190054 | NORTHEASTERN UNIVERSITY |  | 360 HUNTINGTON AVE |  | BOSTON | MA | 021150000 | 140 CN | 360 HUNTINGTON AVENUE | BOSTON | MA | 021150000 | N | PRIVATE | OP3 | NORTHEASTERN UNIVERSITY | 6173737902 | b.moghaddam@neu.edu | SAMUEL | SOLOMON | 6173732597 | sa.solomon@neu.edu | BESHAD | MOGHADDAM | 6173737902 | b.moghaddam@neu.edu | 18 | EMERGENCY GENERATOR: 1000 KW @ 1135 TREMONT ST. |  | ENGINE | CATERPILLAR | 3508/1000KW | 2000-06-01 | 2011 | 9.7 | 1 | ULTRA LOW SULFUR DIESEL | DIESEL | 44 | DIESEL | 0.0015 | 4 | 0.562 | E3GAL | 78.118 | OK | N | 1 | 1 | 12 | 1 | 1 | 5
1190054 | NORTHEASTERN UNIVERSITY |  | 360 HUNTINGTON AVE |  | BOSTON | MA | 021150000 | 140 CN | 360 HUNTINGTON AVENUE | BOSTON | MA | 021150000 | N | PRIVATE | OP3 | NORTHEASTERN UNIVERSITY | 6173737902 | b.moghaddam@neu.edu | SAMUEL | SOLOMON | 6173732597 | sa.solomon@neu.edu | BESHAD | MOGHADDAM | 6173737902 | b.moghaddam@neu.edu | 19 | EMERGENCY GENERATOR: 400 KW @ RENAISSANCE GARAGE |  | ENGINE | ONAN | DFEB-4477157 | 2000-06-01 | 2011 | 4.05 | 1 | ULTRA LOW SULFUR DIESEL | DIESEL | 44 | DIESEL | 0.0015 | 4 | 0.0524 | E3GAL | 7.2836 | OK | N | 2 | 1 | 12 | 2 | 1 | 20
1190054 | NORTHEASTERN UNIVERSITY |  | 360 HUNTINGTON AVE |  | BOSTON | MA | 021150000 | 140 CN | 360 HUNTINGTON AVENUE | BOSTON | MA | 021150000 | N | PRIVATE | OP3 | NORTHEASTERN UNIVERSITY | 6173737902 | b.moghaddam@neu.edu | SAMUEL | SOLOMON | 6173732597 | sa.solomon@neu.edu | BESHAD | MOGHADDAM | 6173737902 | b.moghaddam@neu.edu | 32 | EMERGENCY GENERATOR: 500 KW @ HURTIG HALL |  | ENGINE | CATERPILLAR | 3456 / 500 KW | 2004-06-01 | 2011 | 5.1 | 1 | ULTRA LOW SULFUR DIESEL | DIESEL | 44 | DIESEL | 0.0015 | 4 | 0.155 | E3GAL | 21.545 | OK | N | 2 | 1 | 12 | 2 | 1 | 5
1190054 | NORTHEASTERN UNIVERSITY |  | 360 HUNTINGTON AVE |  | BOSTON | MA | 021150000 | 140 CN | 360 HUNTINGTON AVENUE | BOSTON | MA | 021150000 | N | PRIVATE | OP3 | NORTHEASTERN UNIVERSITY | 6173737902 | b.moghaddam@neu.edu | SAMUEL | SOLOMON | 6173732597 | sa.solomon@neu.edu | BESHAD | MOGHADDAM | 6173737902 | b.moghaddam@neu.edu | 33 | EMERGENCY GENERATOR: 550 KW @ WEST CAMPUS F |  | ENGINE | CATERPILLAR | 3412C TA | 2006-06-01 | 2011 | 5.6 | 1 | ULTRA LOW SULFUR DIESEL | DIESEL | 44 | DIESEL | 0.0015 | 4 | 0.112 | E3GAL | 15.568 | OK | N | 1 | 1 | 12 | 1 | 1 | 5
1190054 | NORTHEASTERN UNIVERSITY |  | 360 HUNTINGTON AVE |  | BOSTON | MA | 021150000 | 140 CN | 360 HUNTINGTON AVENUE | BOSTON | MA | 021150000 | N | PRIVATE | OP3 | NORTHEASTERN UNIVERSITY | 6173737902 | b.moghaddam@neu.edu | SAMUEL | SOLOMON | 6173732597 | sa.solomon@neu.edu | BESHAD | MOGHADDAM | 6173737902 | b.moghaddam@neu.edu | 34 | EMERGENCY GENERATOR: 750 KW @ WEST CAMPUS H |  | ENGINE | KOHLER | 750ROZD4 | 2004-06-01 | 2011 | 7.7 | 1 | ULTRA LOW SULFUR DIESEL | DIESEL | 44 | DIESEL | 0.0015 | 4 | 0.197 | E3GAL | 27.383 | OK | N | 2 | 1 | 12 | 2 | 1 | 5
1190054 | NORTHEASTERN UNIVERSITY |  | 360 HUNTINGTON AVE |  | BOSTON | MA | 021150000 | 140 CN | 360 HUNTINGTON AVENUE | BOSTON | MA | 021150000 | N | PRIVATE | OP3 | NORTHEASTERN UNIVERSITY | 6173737902 | b.moghaddam@neu.edu | SAMUEL | SOLOMON | 6173732597 | sa.solomon@neu.edu | BESHAD | MOGHADDAM | 6173737902 | b.moghaddam@neu.edu | 35 | EMERGENCY GENERATOR: 400 KW @ MUGAR RESEARCH |  | ENGINE | ONAN / CUMMINS | NTA855-G5 | 1998-06-01 | 2011 | 4.1 | 1 | ULTRA LOW SULFUR DIESEL | DIESEL | 44 | DIESEL | 0.0015 | 4 | 0.154 | E3GAL | 21.406 | OK | N | 2 | 1 | 12 | 2 | 1 | 5
1190054 | NORTHEASTERN UNIVERSITY |  | 360 HUNTINGTON AVE |  | BOSTON | MA | 021150000 | 140 CN | 360 HUNTINGTON AVENUE | BOSTON | MA | 021150000 | N | PRIVATE | OP3 | NORTHEASTERN UNIVERSITY | 6173737902 | b.moghaddam@neu.edu | SAMUEL | SOLOMON | 6173732597 | sa.solomon@neu.edu | BESHAD | MOGHADDAM | 6173737902 | b.moghaddam@neu.edu | 50 | EMERGENCY GENERATOR: 750 KW @ INV |  | ENGINE | CATERPILLAR | C27 DITA | 2008-09-01 | 2011 | 7.5 | 1 | ULTRA LOW SULFUR DIESEL | DIESEL | 44 | DIESEL | 0.0015 | 4 | 0.741 | E3GAL | 102.999 | OK | N | 2 | 1 | 12 | 2 | 1 | 5
1190054 | NORTHEASTERN UNIVERSITY |  | 360 HUNTINGTON AVE |  | BOSTON | MA | 021150000 | 140 CN | 360 HUNTINGTON AVENUE | BOSTON | MA | 021150000 | N | PRIVATE | OP3 | NORTHEASTERN UNIVERSITY | 6173737902 | b.moghaddam@neu.edu | SAMUEL | SOLOMON | 6173732597 | sa.solomon@neu.edu | BESHAD | MOGHADDAM | 6173737902 | b.moghaddam@neu.edu | 51 | SMALL DIESEL EMERGENCY GENERATORS - COMBINED | 23 | ENGINE | VARIOUS - SEE ATTACHED SPREADSHEET | VARIOUS - SEE ATTACHED SPREADSHEET | 1979-06-01 | 2011 | 28.3004 | 1 | ULTRA-LOW SULFUR DIESEL | DIESEL | 44 | DIESEL | 0.0015 | 4 | 1.623 | E3GAL | 225.597 | OK | N | 2 | 1 | 12 | 2 | 1 | 5
1190054 | NORTHEASTERN UNIVERSITY |  | 360 HUNTINGTON AVE |  | BOSTON | MA | 021150000 | 140 CN | 360 HUNTINGTON AVENUE | BOSTON | MA | 021150000 | N | PRIVATE | OP3 | NORTHEASTERN UNIVERSITY | 6173737902 | b.moghaddam@neu.edu | SAMUEL | SOLOMON | 6173732597 | sa.solomon@neu.edu | BESHAD | MOGHADDAM | 6173737902 | b.moghaddam@neu.edu | 58 | EMERGENCY GENERATOR: 400 KW @ 140 THE FENWAY |  | ENGINE | CUMMINS INC. | QSX15-G9 | 2011-08-04 | 2011 | 3.8 | 1 | ULTRA LOW SULFUR DIESEL | DIESEL | 44 | DIESEL | 0.0015 | 4 | 0 | E3GAL | 0 | OK | N | 2 | 1 | 12 | 2 | 1 | 5
1190059 | ST ELIZABETHS MEDICAL CENTER |  | 736 CAMBRIDGE ST |  | BOSTON | MA | 021350000 | 500 BOYLSTON ST |  | BOSTON | MA | 021160000 | N | PRIVATE | SM79-7 | CARITAS SAINT ELIZABETHS MEDICAL CENTER | 6177892055 | Michael.Tabeek@caritaschristi.org | MICHAEL | TABEEK | 6177892088 | Michael.Tabeek@caritaschristi.org | MICHAEL | TABEEK | 6177892490 | Michael.Tabeek@caritaschristi.org | 11 | GENERATOR #1-CONSOLIDATED POWER 625DIT #2 OIL |  | ENGINE | CONSOLIDATED POWER | 625DIT | 1985-01-01 | 2011 | 7 | 1 | GENERATOR #1-CONSOLIDATED POWER #2 OIL-0.0015S | DIESEL | 44 | DIESEL | 0.0015 | 0 | 0.204 | E3GAL | 28.356 | OK | N | 1 | 1 | 12 | 1 | 1 | 5
1190059 | ST ELIZABETHS MEDICAL CENTER |  | 736 CAMBRIDGE ST |  | BOSTON | MA | 021350000 | 500 BOYLSTON ST |  | BOSTON | MA | 021160000 | N | PRIVATE | SM79-7 | CARITAS SAINT ELIZABETHS MEDICAL CENTER | 6177892055 | Michael.Tabeek@caritaschristi.org | MICHAEL | TABEEK | 6177892088 | Michael.Tabeek@caritaschristi.org | MICHAEL | TABEEK | 6177892490 | Michael.Tabeek@caritaschristi.org | 12 | GENERATOR #2-CONSOLIDATED POWER 625DIT #2 OIL |  | ENGINE | CONSOLIDATED POWER | 625DIT | 1983-01-01 | 2011 | 7 | 1 | GENERATOR #2-CONSOLIDATED POWER #2 OIL-0.0015S | DIESEL | 44 | DIESEL | 0.0015 | 0 | 0.2004 | E3GAL | 27.8556 | OK | N | 1 | 1 | 12 | 1 | 1 | 5
1190059 | ST ELIZABETHS MEDICAL CENTER |  | 736 CAMBRIDGE ST |  | BOSTON | MA | 021350000 | 500 BOYLSTON ST |  | BOSTON | MA | 021160000 | N | PRIVATE | SM79-7 | CARITAS SAINT ELIZABETHS MEDICAL CENTER | 6177892055 | Michael.Tabeek@caritaschristi.org | MICHAEL | TABEEK | 6177892088 | Michael.Tabeek@caritaschristi.org | MICHAEL | TABEEK | 6177892490 | Michael.Tabeek@caritaschristi.org | 13 | GENERATOR #3-CUMMINS NT855G3 500KW #2 OIL-0.0015S |  | ENGINE | CUMMINS | NT855G3 | 1988-01-01 | 2011 | 5 | 1 | GENERATOR #3-CUMMINS 500KW #2 OIL-0.0015S | DIESEL | 44 | DIESEL | 0.0015 | 0 | 0.1717 | E3GAL | 23.8663 | OK | N | 1 | 1 | 12 | 1 | 1 | 5
1190059 | ST ELIZABETHS MEDICAL CENTER |  | 736 CAMBRIDGE ST |  | BOSTON | MA | 021350000 | 500 BOYLSTON ST |  | BOSTON | MA | 021160000 | N | PRIVATE | SM79-7 | CARITAS SAINT ELIZABETHS MEDICAL CENTER | 6177892055 | Michael.Tabeek@caritaschristi.org | MICHAEL | TABEEK | 6177892088 | Michael.Tabeek@caritaschristi.org | MICHAEL | TABEEK | 6177892490 | Michael.Tabeek@caritaschristi.org | 14 | GENERATOR #4-CUMMINS VTA 13800GS #2 OIL-0.0015S |  | ENGINE | CUMMINGS | VTA 13800GS | 1975-01-01 | 2011 | 6 | 1 | GENERATOR #4-CUMMINS BTA 12800GS #2 OIL-0.0015S | DIESEL | 44 | DIESEL | 0.0015 | 0 | 0.0584 | E3GAL | 8.1176 | OK | N | 1 | 1 | 12 | 1 | 1 | 5
1190059 | ST ELIZABETHS MEDICAL CENTER |  | 736 CAMBRIDGE ST |  | BOSTON | MA | 021350000 | 500 BOYLSTON ST |  | BOSTON | MA | 021160000 | N | PRIVATE | SM79-7 | CARITAS SAINT ELIZABETHS MEDICAL CENTER | 6177892055 | Michael.Tabeek@caritaschristi.org | MICHAEL | TABEEK | 6177892088 | Michael.Tabeek@caritaschristi.org | MICHAEL | TABEEK | 6177892490 | Michael.Tabeek@caritaschristi.org | 29 | GENERATOR #5 - CATERPILLAR 400KW GEN LP PLANT |  | ENGINE | CATERPILLAR | 3604C | 2005-01-01 | 2011 | 1.37 | 1 | DIESEL .0015S | DIESEL | 44 | DIESEL | 0.0015 | 0 | 1.143 | E3GAL | 158.877 | OK | N | 1 | 1 | 12 | 1 | 1 | 5
1190059 | ST ELIZABETHS MEDICAL CENTER |  | 736 CAMBRIDGE ST |  | BOSTON | MA | 021350000 | 500 BOYLSTON ST |  | BOSTON | MA | 021160000 | N | PRIVATE | SM79-7 | CARITAS SAINT ELIZABETHS MEDICAL CENTER | 6177892055 | Michael.Tabeek@caritaschristi.org | MICHAEL | TABEEK | 6177892088 | Michael.Tabeek@caritaschristi.org | MICHAEL | TABEEK | 6177892490 | Michael.Tabeek@caritaschristi.org | 33 | CONNELL 650 KW CATERPILLAR GENERATOR |  | ENGINE | CATERPILLAR | C27 | 2008-08-27 | 2011 | 6.45 | 1 | ULTRA LOW SULFUR DIESEL | DIESEL | 44 | DIESEL | 0.0015 |  | 2.195 | E3GAL | 305.105 | OK | N | 1 | 1 | 12 | 1 | 1 | 5
1190061 | EH SARGENT WATER TREATMENT |  | SEWELL RD |  | WILMINGTON | MA | 018870000 | 121 GLEN ROAD |  | WILMINGTON | MA | 018870000 | Y | LOCAL GOVERNMENT | NM25 | EH SARGENT WATER TREATMENT PLANT | 9786584711 | cpreble@town.wilmington.ma.us | MICHAEL | WOODS | 9786584711 | mwoods@townofwilmingtonma.com | CLIFF | PREBLE | 9786584711 | cpreble@town.wilmington.ma.us | 3 | EMERGENCY GENERATOR 1, CUMMINS VTA-28GI DIESEL |  | ENGINE | CUMMINS | VTA28-GI | 1989-09-01 | 2011 | 5.568 | 1 | DIESEL | DIESEL | 44 | DIESEL | 0.3 | 0 | 110.256 | E6BTU | 110.256 | OK | N | 1 | 1 | 52 | 1 | 1 | 22
1190068 | BRIGHTON MARINE HEALTH |  | 77 WARREN ST |  | BOSTON | MA | 021350000 | 77 WARREN STREET |  | BOSTON | MA | 021350000 | N | PRIVATE | NM50 | BRIGHTON MARINE HEALTH CENTER | 6175625222 | arthurberg@brimarine.org | ARTHUR | BERG | 6175625224 | arthurberg@brimarine.org | ARTHUR | BERG | 6175625224 | arthurberg@brimarine.org | 3 | STANDBY ENGINE - BUILDING 1 |  | ENGINE | MECON | DJ-95994 | 1967-01-01 | 2011 | 0.85 | 1 | FUEL OIL NO. 2 | DIESEL | 44 | DIESEL | 0.164 |  | 0.07 | E3GAL | 9.73 | OK | N | 1 | 1 | 12 | 1 | 1 | 5
1190068 | BRIGHTON MARINE HEALTH |  | 77 WARREN ST |  | BOSTON | MA | 021350000 | 77 WARREN STREET |  | BOSTON | MA | 021350000 | N | PRIVATE | NM50 | BRIGHTON MARINE HEALTH CENTER | 6175625222 | arthurberg@brimarine.org | ARTHUR | BERG | 6175625224 | arthurberg@brimarine.org | ARTHUR | BERG | 6175625224 | arthurberg@brimarine.org | 4 | FIRE PUMP - BUILDING 1 |  | ENGINE | CUMMINS | V-504-F1 | 1985-08-01 | 2011 | 0.37 | 1 | DIESEL FUEL (NO.2) | DIESEL | 44 | DIESEL | 0.164 |  | 0.01 | E3GAL | 1.39 | OK | N | 1 | 1 | 4 | 1 | 1 | 1
1190068 | BRIGHTON MARINE HEALTH |  | 77 WARREN ST |  | BOSTON | MA | 021350000 | 77 WARREN STREET |  | BOSTON | MA | 021350000 | N | PRIVATE | NM50 | BRIGHTON MARINE HEALTH CENTER | 6175625222 | arthurberg@brimarine.org | ARTHUR | BERG | 6175625224 | arthurberg@brimarine.org | ARTHUR | BERG | 6175625224 | arthurberg@brimarine.org | 9 | STANDBY ENGINE - BUILDING 10 |  | ENGINE | CATERPILLAR | SR-4 | 1968-01-01 | 2011 | 0.53 | 1 | DIESEL FUEL OIL (NO. 2) | DIESEL | 44 | DIESEL | 0.164 |  | 0.05 | E3GAL | 6.95 | OK | N | 1 | 1 | 12 | 1 | 1 | 5
1190070 | LEMUEL SHATTUCK HOSPITAL |  | 170 MORTON ST |  | BOSTON | MA | 021300000 | 170 MORTON ST |  | BOSTON | MA | 021300000 | Y | STATE | SM50 | LEMUEL SHATTUCK HOSPITAL | 6175228110 | ron.macintyre@state.ma.us | RONALD | MACINTYRE | 6179713292 | ron.macintyre@state.ma.us | RONALD | MACINTYRE | 6179713292 | ron.macintyre@state.ma.us | 4 | GENERATOR #1-KOHLER #600ROZD4 #2 OIL-0.3S |  | ENGINE | KOHLOR | 600ROZD4 | 2003-02-11 | 2009 | 3 | 1 | GENERATOR #1-KOHLER #600ROZD4 #2 OIL-0.3S | DIESEL | 44 | DIESEL | 0.3 | 0.1 | 0.303 | E3GAL | 42.117 | OK | N | 1 | 1 | 52 | 1 | 1 | 20
1190070 | LEMUEL SHATTUCK HOSPITAL |  | 170 MORTON ST |  | BOSTON | MA | 021300000 | 170 MORTON ST |  | BOSTON | MA | 021300000 | Y | STATE | SM50 | LEMUEL SHATTUCK HOSPITAL | 6175228110 | ron.macintyre@state.ma.us | RONALD | MACINTYRE | 6179713292 | ron.macintyre@state.ma.us | RONALD | MACINTYRE | 6179713292 | ron.macintyre@state.ma.us | 6 | GENERATOR #3-KOHLER #2 OIL-0.3S | 6 | ENGINE | KHOLER | K180KW | 1975-01-01 | 2009 | 4 | 1 | GENERATOR #3-KOHLER #2 OIL-0.3S | DIESEL | 44 | DIESEL | 0.3 | 0.1 | 0.061 | E3GAL | 8.479 | OK | N | 1 | 1 | 52 | 1 | 1 | 20
1190070 | LEMUEL SHATTUCK HOSPITAL |  | 170 MORTON ST |  | BOSTON | MA | 021300000 | 170 MORTON ST |  | BOSTON | MA | 021300000 | Y | STATE | SM50 | LEMUEL SHATTUCK HOSPITAL | 6175228110 | ron.macintyre@state.ma.us | RONALD | MACINTYRE | 6179713292 | ron.macintyre@state.ma.us | RONALD | MACINTYRE | 6179713292 | ron.macintyre@state.ma.us | 13 | GENERATOR #4-CATERPILLAR #3306 #2 OIL@0.3S | 6 | ENGINE | CATERPILLAR | 3306 | 2002-09-10 | 2009 | 3 | 1 | GENERATOR #4-CATERPILLAR #3306 #2 OIL@0.3S | DIESEL | 44 | DIESEL | 0.3 | 0 | 0.128 | E3GAL | 17.792 | OK | N | 1 | 1 | 52 | 1 | 1 | 20
1190070 | LEMUEL SHATTUCK HOSPITAL |  | 170 MORTON ST |  | BOSTON | MA | 021300000 | 170 MORTON ST |  | BOSTON | MA | 021300000 | Y | STATE | SM50 | LEMUEL SHATTUCK HOSPITAL | 6175228110 | ron.macintyre@state.ma.us | RONALD | MACINTYRE | 6179713292 | ron.macintyre@state.ma.us | RONALD | MACINTYRE | 6179713292 | ron.macintyre@state.ma.us | 14 | GENERATOR #5-ALLIS CHALMERS #250D5T #2 OIL@0.3S | 6 | ENGINE | ALLIS CHAMBER | AC250 | 1976-10-07 | 2009 | 3 | 1 | GENERATOR #5-ALLIS CHALMERS #250D5T #2 OIL@0.3S | DIESEL | 44 | DIESEL | 0.3 | 0 | 0.204 | E3GAL | 28.356 | OK | N | 1 | 1 | 52 | 1 | 1 | 20
1190070 | LEMUEL SHATTUCK HOSPITAL |  | 170 MORTON ST |  | BOSTON | MA | 021300000 | 170 MORTON ST |  | BOSTON | MA | 021300000 | Y | STATE | SM50 | LEMUEL SHATTUCK HOSPITAL | 6175228110 | ron.macintyre@state.ma.us | RONALD | MACINTYRE | 6179713292 | ron.macintyre@state.ma.us | RONALD | MACINTYRE | 6179713292 | ron.macintyre@state.ma.us | 15 | GENERATOR #6-OLYMPIAN #D60P3 #2 OIL@0.3S | 6 | ENGINE | CATERPILLAR | OL60 | 2002-09-18 | 2009 | 1 | 1 | GENERATOR #6-OLYMPIAN #D60P3 #2 OIL@0.3S | DIESEL | 44 | DIESEL | 0.3 | 0 | 0.029 | E3GAL | 4.031 | OK | N | 1 | 1 | 12 | 1 | 1 | 16
1190072 | SIMMONS COLLEGE |  | 300 FENWAY ST |  | BOSTON | MA | 021150000 | 300 THE FENWAY |  | BOSTON | MA | 021150000 | N | PRIVATE | NM50 | SIMMONS COLLEGE | 6177382243 | Steven.Gusmini@simmons.edu | STEVEN | GUSMINI | 6175212243 | Steven.Gusmini@simmons.edu | STEVEN | GUSMINI | 6175212243 | Steven.Gusmini@simmons.edu | 6 | MAIN ACADEMIC BUILDING EMER. GEN. - DATA CENTER |  | ENGINE | CATERPILLAR | D100P1 | 2004-06-15 | 2010 | 1.13 | 1 | #2 DIESEL | DIESEL | 44 | DIESEL | 0.05 |  | 0.218 | E3GAL | 30.302 | OK | N | 1 | 1 | 52 | 1 | 1 | 22
1190072 | SIMMONS COLLEGE |  | 300 FENWAY ST |  | BOSTON | MA | 021150000 | 300 THE FENWAY |  | BOSTON | MA | 021150000 | N | PRIVATE | NM50 | SIMMONS COLLEGE | 6177382243 | Steven.Gusmini@simmons.edu | STEVEN | GUSMINI | 6175212243 | Steven.Gusmini@simmons.edu | STEVEN | GUSMINI | 6175212243 | Steven.Gusmini@simmons.edu | 10 | EMERGENCY GENERATOR - SCIENCE CENTER - LIFE SAFETY |  | ENGINE | CATERPILLAR | C5E00710 | 2007-06-15 | 2010 | 3.847 | 1 | DIESEL FUEL | DIESEL | 44 | DIESEL | 0.0015 | 0 | 1.044 | E3GAL | 145.116 | OK | N | 1 | 1 | 52 | 1 | 1 | 22
1190083 | US COAST GUARD |  | 427 COMMERCIAL ST |  | BOSTON | MA | 021090000 | 427 COMMERCIAL ST |  | BOSTON | MA | 021090000 | N | FEDERAL | SM25 | US COAST GUARD BASE BOSTON | 6172233336 | Not@applicable.com | TIMOTHY | HEITSCH | 6172233336 | Timothy.J.Heitsch@uscg.mil | KEITH | GIROUARD | 6172233387 | keith.girouard@uscg.mil | 8 | GENERATOR #1 - DETROIT DIESEL 200KW, BLDG #4 |  | ENGINE | DETROIT | 200 KW | 1985-01-01 | 2011 | 0.408 | 1 | DIESEL FUEL | DIESEL | 44 | DIESEL | 0.3 | 0 | 0.04 | E3GAL | 5.56 | OK | N | 1 | 1 | 26 | 1 | 1 | 11
1190085 | BRIGHAM & WOMENS HOSPITAL |  | 75 FRANCIS ST |  | BOSTON | MA | 021156110 | 75 FRANCIS ST. |  | BOSTON | MA | 021156110 | N | PRIVATE | SM50 | BRIGHAM - WOMEN S HOSPITAL | 6177326721 | gplayer@partners.org | GEORGE | PLAYER | 6177326721 | gplayer@partners.org | PATRICK | MACDONALD | 6175257350 | pmacdonald2@partners.org | 2 | GENERATOR #1-DETROIT #149 1,000 KW 10.5 MMBTU/HR |  | ENGINE | DETROIT | 9163 7305 | 1979-01-01 | 2009 | 10 | 1 | ULTRA LOW SULFUR DIESEL | DIESEL | 44 | DIESEL | 0.0015 | 0 | 2.404 | E3GAL | 334.156 | OK | N | 1 | 1 | 52 | 1 | 1 | 22
1190085 | BRIGHAM & WOMENS HOSPITAL |  | 75 FRANCIS ST |  | BOSTON | MA | 021156110 | 75 FRANCIS ST. |  | BOSTON | MA | 021156110 | N | PRIVATE | SM50 | BRIGHAM - WOMEN S HOSPITAL | 6177326721 | gplayer@partners.org | GEORGE | PLAYER | 6177326721 | gplayer@partners.org | PATRICK | MACDONALD | 6175257350 | pmacdonald2@partners.org | 3 | GENERATOR #2-DETROIT #149 1,000 KW 10.5 MMBTU/HR |  | ENGINE | DETROIT | 9163 7305 | 1979-01-01 | 2009 | 10 | 1 | ULTRA LOW SULFUR DIESEL | DIESEL | 44 | DIESEL | 0.0015 | 0 | 2.4 | E3GAL | 333.6 | OK | N | 1 | 1 | 52 | 1 | 1 | 22
1190085 | BRIGHAM & WOMENS HOSPITAL |  | 75 FRANCIS ST |  | BOSTON | MA | 021156110 | 75 FRANCIS ST. |  | BOSTON | MA | 021156110 | N | PRIVATE | SM50 | BRIGHAM - WOMEN S HOSPITAL | 6177326721 | gplayer@partners.org | GEORGE | PLAYER | 6177326721 | gplayer@partners.org | PATRICK | MACDONALD | 6175257350 | pmacdonald2@partners.org | 4 | GENERATOR #3-DETROIT #149 1,000 KW 10.5 MMBTU/HR |  | ENGINE | DETROIT | 9163 7305 | 1979-01-01 | 2009 | 10 | 1 | ULTRA LOW SULFUR DIESEL | DIESEL | 44 | DIESEL | 0.0015 | 0 | 2.404 | E3GAL | 334.156 | OK | N | 1 | 1 | 52 | 1 | 1 | 22
1190085 | BRIGHAM & WOMENS HOSPITAL |  | 75 FRANCIS ST |  | BOSTON | MA | 021156110 | 75 FRANCIS ST. |  | BOSTON | MA | 021156110 | N | PRIVATE | SM50 | BRIGHAM - WOMEN S HOSPITAL | 6177326721 | gplayer@partners.org | GEORGE | PLAYER | 6177326721 | gplayer@partners.org | PATRICK | MACDONALD | 6175257350 | pmacdonald2@partners.org | 5 | GENERATOR #4-DETROIT #149 1,000 KW 10.5 MMBTU/HR |  | ENGINE | DETROIT | 9163 7305 | 1979-01-01 | 2009 | 10 | 1 | ULTRA LOW SULFUR DIESEL FUEL | DIESEL | 44 | DIESEL | 0.0015 | 0 | 2.404 | E3GAL | 334.156 | OK | N | 1 | 1 | 52 | 1 | 1 | 22
1190085 | BRIGHAM & WOMENS HOSPITAL |  | 75 FRANCIS ST |  | BOSTON | MA | 021156110 | 75 FRANCIS ST. |  | BOSTON | MA | 021156110 | N | PRIVATE | SM50 | BRIGHAM - WOMEN S HOSPITAL | 6177326721 | gplayer@partners.org | GEORGE | PLAYER | 6177326721 | gplayer@partners.org | PATRICK | MACDONALD | 6175257350 | pmacdonald2@partners.org | 6 | GENERATOR #5-CUMMINS VTA-1710-GS2 600KW 6.2 MMBTU |  | ENGINE | CUMMINS | VA1710GSA | 1984-01-01 | 2009 | 7 | 1 | ULTRA LOW SULFUR DIESEL | DIESEL | 44 | DIESEL | 0.0015 | 0 | 0.801 | E3GAL | 111.339 | OK | N | 1 | 1 | 26 | 1 | 1 | 11
1190085 | BRIGHAM & WOMENS HOSPITAL |  | 75 FRANCIS ST |  | BOSTON | MA | 021156110 | 75 FRANCIS ST. |  | BOSTON | MA | 021156110 | N | PRIVATE | SM50 | BRIGHAM - WOMEN S HOSPITAL | 6177326721 | gplayer@partners.org | GEORGE | PLAYER | 6177326721 | gplayer@partners.org | PATRICK | MACDONALD | 6175257350 | pmacdonald2@partners.org | 9 | GENERATOR #6-#1246 CATERPILLAR 3406 BD 300KW 3.2MM |  | ENGINE | CATERPILLAR | 3406BD | 1990-07-25 | 2009 | 3 | 1 | ULTRA LOW SULFUR DIESEL | DIESEL | 44 | DIESEL | 0.0015 | 0 | 0.5483 | E3GAL | 76.2137 | OK | N | 1 | 1 | 39 | 1 | 1 | 14
1190085 | BRIGHAM & WOMENS HOSPITAL |  | 75 FRANCIS ST |  | BOSTON | MA | 021156110 | 75 FRANCIS ST. |  | BOSTON | MA | 021156110 | N | PRIVATE | SM50 | BRIGHAM - WOMEN S HOSPITAL | 6177326721 | gplayer@partners.org | GEORGE | PLAYER | 6177326721 | gplayer@partners.org | PATRICK | MACDONALD | 6175257350 | pmacdonald2@partners.org | 13 | TOWER - GENERATOR #7-ONAN #DFHC 15 PPM SULFUR |  | ENGINE | CUMMINS | QST-30-G3 | 1999-12-01 | 2009 | 9 | 1 | ULSD FUEL | DIESEL | 44 | DIESEL | 0.0015 | 0 | 2.19 | E3GAL | 304.41 | OK | N | 1 | 1 | 52 | 1 | 1 | 22
1190085 | BRIGHAM & WOMENS HOSPITAL |  | 75 FRANCIS ST |  | BOSTON | MA | 021156110 | 75 FRANCIS ST. |  | BOSTON | MA | 021156110 | N | PRIVATE | SM50 | BRIGHAM - WOMEN S HOSPITAL | 6177326721 | gplayer@partners.org | GEORGE | PLAYER | 6177326721 | gplayer@partners.org | PATRICK | MACDONALD | 6175257350 | pmacdonald2@partners.org | 14 | TOWER - GENERATOR #8-ONAN #DFHC 15 PPM SULFUR |  | ENGINE | CUMMINS | QST-30-G3 | 1999-12-01 | 2009 | 9 | 1 | ULTRA LOW SULFUR DIESEL | DIESEL | 44 | DIESEL | 0.0015 | 0 | 2.19 | E3GAL | 304.41 | OK | N | 1 | 1 | 52 | 1 | 1 | 22
1190085 | BRIGHAM & WOMENS HOSPITAL |  | 75 FRANCIS ST |  | BOSTON | MA | 021156110 | 75 FRANCIS ST. |  | BOSTON | MA | 021156110 | N | PRIVATE | SM50 | BRIGHAM - WOMEN S HOSPITAL | 6177326721 | gplayer@partners.org | GEORGE | PLAYER | 6177326721 | gplayer@partners.org | PATRICK | MACDONALD | 6175257350 | pmacdonald2@partners.org | 15 | CWN GENERATOR #1 |  | ENGINE | CATERPILLAR | 3508B DITA ENG, SR4B GENERATOR | 2005-09-27 | 2009 | 9.8 | 1 | ULTRA LOW SULFUR DIESEL FUEL | DIESEL | 44 | DIESEL | 0.0015 | 0.1 | 2.44 | E3GAL | 339.16 | OK | N | 1 | 1 | 52 | 1 | 1 | 22
1190085 | BRIGHAM & WOMENS HOSPITAL |  | 75 FRANCIS ST |  | BOSTON | MA | 021156110 | 75 FRANCIS ST. |  | BOSTON | MA | 021156110 | N | PRIVATE | SM50 | BRIGHAM - WOMEN S HOSPITAL | 6177326721 | gplayer@partners.org | GEORGE | PLAYER | 6177326721 | gplayer@partners.org | PATRICK | MACDONALD | 6175257350 | pmacdonald2@partners.org | 16 | CWN GENERATOR #2 |  | ENGINE | CATERPILLAR | 3508B DITA ENG, SR4B GENERATOR | 2005-09-27 | 2009 | 9.8 | 1 | ULTRA LOW SULFUR DIESEL | DIESEL | 44 | DIESEL | 0.0015 | 0 | 2.44 | E3GAL | 339.16 | OK | N | 1 | 1 | 52 | 1 | 1 | 22
1190085 | BRIGHAM & WOMENS HOSPITAL |  | 75 FRANCIS ST |  | BOSTON | MA | 021156110 | 75 FRANCIS ST. |  | BOSTON | MA | 021156110 | N | PRIVATE | SM50 | BRIGHAM - WOMEN S HOSPITAL | 6177326721 | gplayer@partners.org | GEORGE | PLAYER | 6177326721 | gplayer@partners.org | PATRICK | MACDONALD | 6175257350 | pmacdonald2@partners.org | 17 | BLI GENERATOR - CATERPILLAR 3406 47R06 300KW 3.2MM |  | ENGINE | CATERPILLAR | 3406-47R06343 | 2000-01-03 | 2009 | 3 | 1 | ULTRA LOW SULFUR DIESEL | DIESEL | 44 | DIESEL | 0.0015 | 0 | 0.366 | E3GAL | 50.874 | OK | N | 1 | 1 | 26 | 1 | 1 | 11
1190085 | BRIGHAM & WOMENS HOSPITAL |  | 75 FRANCIS ST |  | BOSTON | MA | 021156110 | 75 FRANCIS ST. |  | BOSTON | MA | 021156110 | N | PRIVATE | SM50 | BRIGHAM - WOMEN S HOSPITAL | 6177326721 | gplayer@partners.org | GEORGE | PLAYER | 6177326721 | gplayer@partners.org | PATRICK | MACDONALD | 6175257350 | pmacdonald2@partners.org | 18 | BLI GENERATOR - CATERPILLAR 3406 47R06 300KW 3.2MM |  | ENGINE | CATERPILLAR | 3406-47R06343 | 2000-01-03 | 2009 | 3 | 1 | ULTRA LOW SULFUR DIESEL | DIESEL | 44 | DIESEL | 0.0015 | 0 | 0.366 | E3GAL | 50.874 | OK | N | 1 | 1 | 26 | 1 | 1 | 11
1190085 | BRIGHAM & WOMENS HOSPITAL |  | 75 FRANCIS ST |  | BOSTON | MA | 021156110 | 75 FRANCIS ST. |  | BOSTON | MA | 021156110 | N | PRIVATE | SM50 | BRIGHAM - WOMEN S HOSPITAL | 6177326721 | gplayer@partners.org | GEORGE | PLAYER | 6177326721 | gplayer@partners.org | PATRICK | MACDONALD | 6175257350 | pmacdonald2@partners.org | 19 | SHAPIRO CATERPILLAR 1250 KW EMERGENCY GEN #3 |  | ENGINE | CATERPILLAR | QSK 50 DQGAA | 2007-03-03 | 2009 | 12.978 | 1 | ULTRA LOW SULFUR DIESEL | DIESEL | 44 | DIESEL | 0.0015 | 0 | 3.23 | E3GAL | 448.97 | OK | N | 1 | 1 | 52 | 1 | 1 | 22
1190085 | BRIGHAM & WOMENS HOSPITAL |  | 75 FRANCIS ST |  | BOSTON | MA | 021156110 | 75 FRANCIS ST. |  | BOSTON | MA | 021156110 | N | PRIVATE | SM50 | BRIGHAM - WOMEN S HOSPITAL | 6177326721 | gplayer@partners.org | GEORGE | PLAYER | 6177326721 | gplayer@partners.org | PATRICK | MACDONALD | 6175257350 | pmacdonald2@partners.org | 20 | SHAPIRO CATERPILLAR 1250 KW EMERGENCY GEN #2 |  | ENGINE | CATERPILLAR | QSK50-G4 NR2 | 2007-03-03 | 2009 | 12.978 | 1 | ULTRA LOW SULFUR DIESEL | DIESEL | 44 | DIESEL | 0.0015 | 0 | 3.23 | E3GAL | 448.97 | OK | N | 1 | 1 | 52 | 1 | 1 | 22
1190085 | BRIGHAM & WOMENS HOSPITAL |  | 75 FRANCIS ST |  | BOSTON | MA | 021156110 | 75 FRANCIS ST. |  | BOSTON | MA | 021156110 | N | PRIVATE | SM50 | BRIGHAM - WOMEN S HOSPITAL | 6177326721 | gplayer@partners.org | GEORGE | PLAYER | 6177326721 | gplayer@partners.org | PATRICK | MACDONALD | 6175257350 | pmacdonald2@partners.org | 22 | SHAPIRO CATERPILLAR 1250 KW EMERGENCY GEN #1 |  | ENGINE | CATERPILLAR | QSK50-G4 NR2 | 2007-03-03 | 2009 | 12.978 | 1 | ULTRA LOW SULFUR DIESEL | DIESEL | 44 | DIESEL | 0.0015 | 0 | 3.23 | E3GAL | 448.97 | OK | N | 1 | 1 | 52 | 1 | 1 | 22
1190086 | SIMMONS COLLEGE |  | 84 PILGRIM RD |  | BOSTON | MA | 021150000 | 300 THE FENWAY | FACILITIES DEPARTMENT | BOSTON | MA | 021150000 | N | PRIVATE | SM25 | SIMMONS COLLEGE | 6175212243 | Steven.Gusmini@simmons.edu | STEVEN | GUSMINI | 6175212243 | Steven.Gusmini@simmons.edu | STEVEN | GUSMINI | 6175212243 | Steven.Gusmini@simmons.edu | 9 | EMER GEN #RC-1 - CATERPILLAR D100P1 - #2 OIL |  | ENGINE | CATERPILLAR | D100P1 | 2004-08-01 | 2010 | 1.13 | 1 | #2 DIESEL | DIESEL | 44 | DIESEL | 0.05 | 0 | 0.145 | E3GAL | 20.155 | OK | N | 1 | 1 | 52 | 1 | 1 | 22
1190092 | HARVARD UNIVERSITY |  | 46 BLACKSTONE ST |  | CAMBRIDGE | MA | 021390000 | 46 BLACKSTONE STREET |  | CAMBRIDGE | MA | 021390000 | N | UTILITY | OP8 | THE PRESIDENT AND FELLOWS OF HARVARD COLLEGE/HARVARD UNIVERSITY | 6174952370 | maureen_kotlas@harvard.edu | GORDON | REYNOLDS | 6174961359 | gordon_reynolds@harvard.edu | GORDON | REYNOLDS | 6174961359 | gordon_reynolds@harvard.edu | 7 | CUMMINS EMERGENCY GENERATOR |  | ENGINE | CUMMINS | CUMMINS | 2007-01-01 | 2011 | 20.2 | 1 | ULTRA LOW SULFUR DIESEL | DIESEL | 44 | DIESEL | 0.003 | 0 | 1.77 | E3GAL | 246.03 | OK | N | 1 | 1 | 13 | 2 | 1 | 3
1190095 | CHARLES RIVER LABORATORIES |  | 251 BALLARDVALE ST |  | WILMINGTON | MA | 018870000 | 251 BALLARDVALE ST |  | WILMINGTON | MA | 018870000 | N | PRIVATE | NM25 | CHARLES RIVER LABORATORIES | 7812226000 | randy.boles@crl.com | RANDY | BOLES | 7812226000 | randy.boles@crl.com | RANDY | BOLES | 7812226000 | randy.boles@crl.com | 4 | EMERGENCY GENERATORS, NO. 2 FUEL OIL FIRED, EU-9 | 4 | ENGINE | VARIOUS | VARIOUS | 1981-01-01 | 2010 | 17.5 | 1 | NO. 2 FUEL OIL | DIESEL | 44 | DIESEL | 0.3 | 0 | 2.6408 | E3GAL | 367.0712 | OK | N | 1 | 1 | 26 | 1 | 1 | 11
1190095 | CHARLES RIVER LABORATORIES |  | 251 BALLARDVALE ST |  | WILMINGTON | MA | 018870000 | 251 BALLARDVALE ST |  | WILMINGTON | MA | 018870000 | N | PRIVATE | NM25 | CHARLES RIVER LABORATORIES | 7812226000 | randy.boles@crl.com | RANDY | BOLES | 7812226000 | randy.boles@crl.com | RANDY | BOLES | 7812226000 | randy.boles@crl.com | 5 | EMERGENCY GENERATORS, NO.2 FUEL OIL FIRED, EU-10 | 5 | ENGINE | VARIOUS | VARIOUS | 1976-01-01 | 2010 | 34.3 | 1 | NO. 2 FUEL OIL | DIESEL | 44 | DIESEL | 0.3 | 0.1 | 4.514 | E3GAL | 627.446 | OK | N | 1 | 1 | 26 | 1 | 1 | 11
1190095 | CHARLES RIVER LABORATORIES |  | 251 BALLARDVALE ST |  | WILMINGTON | MA | 018870000 | 251 BALLARDVALE ST |  | WILMINGTON | MA | 018870000 | N | PRIVATE | NM25 | CHARLES RIVER LABORATORIES | 7812226000 | randy.boles@crl.com | RANDY | BOLES | 7812226000 | randy.boles@crl.com | RANDY | BOLES | 7812226000 | randy.boles@crl.com | 37 | EMER GENERATOR, NO.2 FUEL OIL FIRED, BLD 20, EU-18 |  | ENGINE | VARIOUS | VARIOUS | 2007-01-01 | 2010 | 0.7 | 1 | NO. 2 FUEL OIL | DIESEL | 44 | DIESEL | 0.3 | 0 | 0.1 | E3GAL | 13.9 | OK | N | 1 | 1 | 26 | 1 | 1 | 11
1190107 | SANCTA MARIA NURSING FACILITY |  | 799 CONCORD AVE |  | CAMBRIDGE | MA | 021380000 | 799 CONCORD AVENUE |  | CAMBRIDGE | MA | 021380000 | N | PRIVATE | SM50 | SANCTA MARIA NURSING FACILITY | 6178682200X2800 | npapakyrikos@sanctamaria.org | NICHOLAS | PAPAKYRIKOS | 6178682200 | npapakyrikos@sanctamaria.org | NICHOLAS | PAPAKYRIKOS | 6178682200X2800 | npapakyrikos@sanctamaria.org | 5 | EMERGENCY GENERATORS EU#5 (2) ONAN-CUMMINS 250 KW | 2 | ENGINE | ONAN-CUMMINS | 200 DFP-4XR815892B | 1968-01-28 | 2011 | 5.44 | 1 | GENERATORS #1(2)-ONAN CUMMINS 250KW #2 OIL-0.3S | DIESEL | 44 | DIESEL | 0.3 | 0.1 | 2.1645 | E3GAL | 300.8655 | OK | N | 1 | 1 | 52 | 1 | 1 | 20
1190108 | SPAULDING HOSPITAL CAMBRIDGE INC | FKA YOUVILLE HOSPITAL | 1575 CAMBRIDGE ST |  | CAMBRIDGE | MA | 021380000 | 1575 CAMBRIDGE ST |  | CAMBRIDGE | MA | 021380000 | N | PRIVATE | NM99 | SPAULDING HOSPITAL CAMBRIDGE INC | 6178764344 | rfreeman2@partners.org | RONALD | FREEMAN | 6173495713 | rfreeman2@partners.org | RONALD | FREEMAN | 6178764344 | rfreeman2@partners.org | 4 | GENERATOR # 1 - CATERPILLAR # 3412 749HP |  | ENGINE | CATERPILLAR | SR4 | 1987-01-01 | 2011 | 4 | 1 | DEISEL | DIESEL | 44 | DIESEL | 0.3 | 0 | 0.165 | E3GAL | 22.935 | OK | N | 1 | 1 | 52 | 1 | 1 | 22
1190108 | SPAULDING HOSPITAL CAMBRIDGE INC | FKA YOUVILLE HOSPITAL | 1575 CAMBRIDGE ST |  | CAMBRIDGE | MA | 021380000 | 1575 CAMBRIDGE ST |  | CAMBRIDGE | MA | 021380000 | N | PRIVATE | NM99 | SPAULDING HOSPITAL CAMBRIDGE INC | 6178764344 | rfreeman2@partners.org | RONALD | FREEMAN | 6173495713 | rfreeman2@partners.org | RONALD | FREEMAN | 6178764344 | rfreeman2@partners.org | 5 | GENERATOR # 2 - CATERPILLAR # 3412 749HP |  | ENGINE | CATERPILLAR | SR4 | 1987-01-01 | 2011 | 4 | 1 | DEISEL OIL | DIESEL | 44 | DIESEL | 0.3 | 0 | 0.165 | E3GAL | 22.935 | OK | N | 1 | 1 | 12 | 1 | 1 | 22
1190119 | CHELSEA SOLDIERS HOME |  | 91 CREST AVE |  | CHELSEA | MA | 021500000 | 91 CREST AVE |  | CHELSEA | MA | 021500000 | Y | STATE | SM25 | CHELSEA SOLDIERS HOME | 6178845660 | Robert.Maniatis@state.ma.us | ROBERT | MANIATIS | 6178845660 | Robert.Maniatis@state.ma.us | JOSEPH | MARKOWSKI | 6178845660X187 | Joseph.M.Markowski@state.ma.us | 6 | GENERATOR 2-KOHLER 125KW POWER PLANT |  | ENGINE | KOHLER | 125ROZJ81 | 1993-04-13 | 2009 | 4 | 1 | NO. 2 DISTILLATE .05 SULFUR | DIESEL | 44 | DIESEL | 0.3 | 0 | 0.52 | E3GAL | 72.28 | OK | N | 1 | 1 | 1 | 1 | 1 | 1
1190128 | MYSTIC STATION | FKA BOSTON GENERATING MYSTIC I LLC | 173 ALFORD ST |  | CHARLESTOWN | MA | 021290000 | 173 ALFORD ST |  | EVERETT | MA | 021490000 | N | PRIVATE | OP16 | CONSTELLATION MYSTIC POWER, LLC | 6173812335 | gary.basilesco@constellation.com | EDWARD | GLEASON | 6173812123 | edward.gleasonIII@constellation.com | GARY | BASILESCO | 6173812335 | gary.basilesco@constellation.com | 7 | CUMMINS VT12-800-GC GENERATOR FOR UNIT 7 |  | ENGINE | CUMMINS | VT12-800-GC | 1973-03-01 | 2011 | 4.5 | 1 | #2 FUEL OIL | DIESEL | 44 | DIESEL | 0.3 | 0.1 | 0.064 | E3GAL | 8.896 | OK | N | 1 | 1 | 10 | 1 | 1 | 3
1190128 | MYSTIC STATION | FKA BOSTON GENERATING MYSTIC I LLC | 173 ALFORD ST |  | CHARLESTOWN | MA | 021290000 | 173 ALFORD ST |  | EVERETT | MA | 021490000 | N | PRIVATE | OP16 | CONSTELLATION MYSTIC POWER, LLC | 6173812335 | gary.basilesco@constellation.com | EDWARD | GLEASON | 6173812123 | edward.gleasonIII@constellation.com | GARY | BASILESCO | 6173812335 | gary.basilesco@constellation.com | 10 | CUMMINS #6CTA83F2 FIRE PUMP DIESEL GENERATOR |  | ENGINE | CUMMINS | 6CTA83F2 | 2000-02-01 | 2011 | 2.1 | 1 | DIESEL OIL | DIESEL | 44 | DIESEL | 0.0764 | 0.1 | 0.119 | E3GAL | 16.541 | OK | N | 1 | 1 | 11 | 1 | 1 | 4
1190128 | MYSTIC STATION | FKA BOSTON GENERATING MYSTIC I LLC | 173 ALFORD ST |  | CHARLESTOWN | MA | 021290000 | 173 ALFORD ST |  | EVERETT | MA | 021490000 | N | PRIVATE | OP16 | CONSTELLATION MYSTIC POWER, LLC | 6173812335 | gary.basilesco@constellation.com | EDWARD | GLEASON | 6173812123 | edward.gleasonIII@constellation.com | GARY | BASILESCO | 6173812335 | gary.basilesco@constellation.com | 20 | FAIRBANKS MORSE 100T4B GENERATOR - FOR UNITS 4,5,6 |  | ENGINE | FAIRBANKS-MORSE | 100T4B | 1966-01-01 | 2011 | 1.8 | 1 | DIESEL OIL | DIESEL | 44 | DIESEL | 0.146 | 0.1 | 0 | E3GAL | 0 | OK | N | 0 | 0 | 0 | 0 | 0 | 0
1190128 | MYSTIC STATION | FKA BOSTON GENERATING MYSTIC I LLC | 173 ALFORD ST |  | CHARLESTOWN | MA | 021290000 | 173 ALFORD ST |  | EVERETT | MA | 021490000 | N | PRIVATE | OP16 | CONSTELLATION MYSTIC POWER, LLC | 6173812335 | gary.basilesco@constellation.com | EDWARD | GLEASON | 6173812123 | edward.gleasonIII@constellation.com | GARY | BASILESCO | 6173812335 | gary.basilesco@constellation.com | 25 | DETROIT T123K36 GENERATOR FOR TURBINES 81,82,93,94 |  | ENGINE | DETROIT | T123K36 | 2000-03-14 | 2011 | 15.4 | 1 | DIESEL OIL | DIESEL | 44 | DIESEL | 0.05 | 0.1 | 0.584 | E3GAL | 81.176 | OK | N | 1 | 1 | 10 | 1 | 1 | 4
1190129 | 200 BERKELEY ST | JOHN HANCOCK LIFE USA | 200 BERKELEY ST |  | BOSTON | MA | 021170000 | 200 BERKELEY ST |  | BOSTON | MA | 021170000 | N | PRIVATE | NM99 | JOHN HANCOCK FINANCIAL SERVICES INC | 6175726000 | rprocacini@jhancock.com | BRIAN | CONROY | 6176633000 | BCONROY@JHANCOCK.COM | RICHARD | PROCACINI | 6175720838 | rprocacini@jhancock.com | 1 | 200 BERKELEY - GENERATOR #1- CATERPILLAR #3512DITA |  | ENGINE | CATERPILLAR | 3512DITA | 1994-04-01 | 2010 | 9.85 | 1 | DIESEL FUEL | DIESEL | 44 | DIESEL | 0.0015 | 0.2 | 0.4284 | E3GAL | 59.5476 | OK | N | 1 | 1 | 12 | 1 | 1 | 5
1190129 | 200 BERKELEY ST | JOHN HANCOCK LIFE USA | 200 BERKELEY ST |  | BOSTON | MA | 021170000 | 200 BERKELEY ST |  | BOSTON | MA | 021170000 | N | PRIVATE | NM99 | JOHN HANCOCK FINANCIAL SERVICES INC | 6175726000 | rprocacini@jhancock.com | BRIAN | CONROY | 6176633000 | BCONROY@JHANCOCK.COM | RICHARD | PROCACINI | 6175720838 | rprocacini@jhancock.com | 2 | 200 BERKELEY - GENERATOR #2- CATERPILLAR #3512DITA |  | ENGINE | CATERPILLAR | 3512 DITA | 1994-04-01 | 2010 | 9.85 | 1 | DIESEL FUEL | DIESEL | 44 | DIESEL | 0.0015 | 0.2 | 0.4284 | E3GAL | 59.5476 | OK | N | 1 | 1 | 12 | 1 | 1 | 5
1190129 | 200 BERKELEY ST | JOHN HANCOCK LIFE USA | 200 BERKELEY ST |  | BOSTON | MA | 021170000 | 200 BERKELEY ST |  | BOSTON | MA | 021170000 | N | PRIVATE | NM99 | JOHN HANCOCK FINANCIAL SERVICES INC | 6175726000 | rprocacini@jhancock.com | BRIAN | CONROY | 6176633000 | BCONROY@JHANCOCK.COM | RICHARD | PROCACINI | 6175720838 | rprocacini@jhancock.com | 3 | 200 BERKELEY - GENERATOR #3- CATERPILLAR #3512DITA |  | ENGINE | CATERPILLAR | 3512 DITA | 1994-04-01 | 2010 | 9.85 | 1 | DIESEL FUEL | DIESEL | 44 | DIESEL | 0.0015 | 0.2 | 0.4284 | E3GAL | 59.5476 | OK | N | 1 | 1 | 12 | 1 | 1 | 5
1190129 | 200 BERKELEY ST | JOHN HANCOCK LIFE USA | 200 BERKELEY ST |  | BOSTON | MA | 021170000 | 200 BERKELEY ST |  | BOSTON | MA | 021170000 | N | PRIVATE | NM99 | JOHN HANCOCK FINANCIAL SERVICES INC | 6175726000 | rprocacini@jhancock.com | BRIAN | CONROY | 6176633000 | BCONROY@JHANCOCK.COM | RICHARD | PROCACINI | 6175720838 | rprocacini@jhancock.com | 5 | 197 CLARENDON - GENERATOR #1- CUMMINS KTA3067 |  | ENGINE | CUMMINS | KTA3067GS | 1986-04-01 | 2010 | 9.67 | 1 | DIESEL FUEL | DIESEL | 44 | DIESEL | 0.0015 | 0.2 | 0.4206 | E3GAL | 58.4634 | OK | N | 1 | 1 | 12 | 1 | 1 | 5
1190129 | 200 BERKELEY ST | JOHN HANCOCK LIFE USA | 200 BERKELEY ST |  | BOSTON | MA | 021170000 | 200 BERKELEY ST |  | BOSTON | MA | 021170000 | N | PRIVATE | NM99 | JOHN HANCOCK FINANCIAL SERVICES INC | 6175726000 | rprocacini@jhancock.com | BRIAN | CONROY | 6176633000 | BCONROY@JHANCOCK.COM | RICHARD | PROCACINI | 6175720838 | rprocacini@jhancock.com | 6 | 197 CLARENDON - GENERATOR #2- CUMMINS KTA50G1 |  | ENGINE | CUMMINS | KTA50G1 | 1986-04-01 | 2010 | 9.67 | 1 | DIESEL FUEL | DIESEL | 44 | DIESEL | 0.0015 | 0.2 | 0.4206 | E3GAL | 58.4634 | OK | N | 1 | 1 | 12 | 1 | 1 | 5
1190129 | 200 BERKELEY ST | JOHN HANCOCK LIFE USA | 200 BERKELEY ST |  | BOSTON | MA | 021170000 | 200 BERKELEY ST |  | BOSTON | MA | 021170000 | N | PRIVATE | NM99 | JOHN HANCOCK FINANCIAL SERVICES INC | 6175726000 | rprocacini@jhancock.com | BRIAN | CONROY | 6176633000 | BCONROY@JHANCOCK.COM | RICHARD | PROCACINI | 6175720838 | rprocacini@jhancock.com | 7 | 197 CLARENDON - GENERATOR #3- CUMMINS KTA3067 |  | ENGINE | CUMMINS | KTA3067GS | 1986-04-01 | 2010 | 9.67 | 1 | DIESEL FUEL | DIESEL | 44 | DIESEL | 0.0015 | 0.2 | 0.4206 | E3GAL | 58.4634 | OK | N | 1 | 1 | 12 | 1 | 1 | 5
1190133 | WHIDDEN MEMORIAL HOSPITAL |  | 103 GARLAND ST |  | EVERETT | MA | 021490000 | 103 GARLAND STREET |  | EVERETT | MA | 021490000 | N | PRIVATE | SM25 | WHIDDEN MEMORIAL HOSPITAL | 6173817147 | RDeering@CHAlliance.org | ROBERT | DEERING | 6173817207 | RDeering@CHAlliance.org | ROBERT | DEERING | 6173817207 | RDeering@CHAlliance.org | 10 | TWO CATERPILLAR [600 KW] STANDBY GENERATORS | 2 | ENGINE | CATERPILLAR | 3412 | 2006-04-26 | 2010 | 3.412 | 1 | #2 FUEL OIL | DIESEL | 44 | DIESEL | 0 | 0 | 0.5568 | E3GAL | 77.3952 | OK | N | 1 | 1 | 52 | 1 | 1 | 22
1190138 | GENERAL ELECTRIC AIRCRAFT ENGINES |  | 1000 WESTERN AVE |  | LYNN | MA | 019100000 | 1000 WESTERN AVE |  | LYNN | MA | 019100000 | N | PRIVATE | OP12 | GENERAL ELECTRIC COMPANY | 7815944704 | jolanta.wojas@ge.com | MARIA | DEACON | 7815943013 | maria.deacon@ge.com | JOLANTA | WOJAS | 7815944704 | jolanta.wojas@ge.com | 4 | TURBINE STARTER ENGINE #2 OIL EU99-10 |  | ENGINE | DETROIT DIESEL | 12V-71N | 1972-01-01 | 2011 | 3.3 | 1 | ENGINE #1-TURBINE STARTER #2 OIL EU99-10 | DIESEL | 44 | DIESEL | 0.0015 | 0 | 0.1253 | E3GAL | 17.4167 | OK | N | 1 | 7 | 2 | 1 | 7 | 2
1190138 | GENERAL ELECTRIC AIRCRAFT ENGINES |  | 1000 WESTERN AVE |  | LYNN | MA | 019100000 | 1000 WESTERN AVE |  | LYNN | MA | 019100000 | N | PRIVATE | OP12 | GENERAL ELECTRIC COMPANY | 7815944704 | jolanta.wojas@ge.com | MARIA | DEACON | 7815943013 | maria.deacon@ge.com | JOLANTA | WOJAS | 7815944704 | jolanta.wojas@ge.com | 13 | DIESEL GENERATORS: 29,40,41,77,99,GP1, 59 | 8 | ENGINE | VARIOUS | VARIOUS | 1991-01-01 | 2011 | 13.99 | 1 | GENERATOR #3(4)-KOHLER EU32-1,40-25,41-10,77-2,GP | DIESEL | 44 | DIESEL | 0.3 | 0 | 36.89 | E3GAL | 5127.71 | OK | N | 8 | 1 | 52 | 8 | 1 | 13
1190144 | BOSTON COLLEGE LAW SCHOOL |  | 885 CENTER ST |  | NEWTON | MA | 021580000 | 140 COMMONWEALTH AVE |  | CHESTNUT HILL | MA | 024670000 | N | PRIVATE | SM80-R | BOSTON COLLEGE LAW SCHOOL | 6175520300 | gail.hall@bc.edu | DANIEL | BOURQUE | 6175526067 | Daniel.Bourque@bc.edu | GAIL | HALL | 6175520300 | gail.hall@bc.edu | 4 | EMERGENCY GENERATORS 4 MISC MANU | 4 | ENGINE | MISC. MFGS | UNKNOWN | 1975-01-01 | 2011 | 6.4 | 1 | EMERG. GENERATORS 4 MISC MANU | DIESEL | 44 | DIESEL | 0.0015 | 0 | 0.53 | E3GAL | 73.67 | OK | N | 1 | 1 | 12 | 1 | 1 | 5
1190152 | LAWRENCE MEMORIAL HOSPITAL |  | 170 GOVERNORS AVE |  | MEDFORD | MA | 021550000 | 170 GOVERNORS AVENUE |  | MEDFORD | MA | 021550000 | N | PRIVATE | SM50 | LAWRENCE MEMORIAL HOSPITAL OF MEDFORD | 7813066543 | mmichalski@hallmarkhealth.org | MICHAEL | MICHALSKI | 7813066543 | mmichalski@hallmarkhealth.org | JERRY | ZULLO | 7813066542 | jzullo@hallmarkhealth.org | 5 | GENERATOR #2-CUMMINS NTA-855-GS 260KW #2 OIL |  | ENGINE | CUMMINS | NTA-855-GS | 1977-01-01 | 2009 | 2 | 1 | GENERATOR #2-CUMMINS NTA-855GS #2 OIL-0.3 S | DIESEL | 44 | DIESEL | 0.3 | 0 | 0.711 | E3GAL | 98.829 | OK | Y | 1 | 1 | 52 | 1 | 1 | 22
1190152 | LAWRENCE MEMORIAL HOSPITAL |  | 170 GOVERNORS AVE |  | MEDFORD | MA | 021550000 | 170 GOVERNORS AVENUE |  | MEDFORD | MA | 021550000 | N | PRIVATE | SM50 | LAWRENCE MEMORIAL HOSPITAL OF MEDFORD | 7813066543 | mmichalski@hallmarkhealth.org | MICHAEL | MICHALSKI | 7813066543 | mmichalski@hallmarkhealth.org | JERRY | ZULLO | 7813066542 | jzullo@hallmarkhealth.org | 6 | GENERATOR #3-CUMMINS KT 1150GS 300KW #2 OIL-0.3 S |  | ENGINE | CUMMINS | KT 1150 GS | 1977-01-01 | 2009 | 2 | 1 | GENERATOR #3-CUMMINS NT-1150GS #2 OIL-0.3 S | DIESEL | 44 | DIESEL | 0.3 | 0 | 0.928 | E3GAL | 128.992 | OK | Y | 1 | 1 | 52 | 1 | 1 | 22
1190152 | LAWRENCE MEMORIAL HOSPITAL |  | 170 GOVERNORS AVE |  | MEDFORD | MA | 021550000 | 170 GOVERNORS AVENUE |  | MEDFORD | MA | 021550000 | N | PRIVATE | SM50 | LAWRENCE MEMORIAL HOSPITAL OF MEDFORD | 7813066543 | mmichalski@hallmarkhealth.org | MICHAEL | MICHALSKI | 7813066543 | mmichalski@hallmarkhealth.org | JERRY | ZULLO | 7813066542 | jzullo@hallmarkhealth.org | 13 | GENERATOR # 5 CATERPILLAR 500KW DIESEL |  | ENGINE | CATERPILLAR | 3456 SR4 | 2008-12-31 | 2009 | 2 | 1 | DIESEL | DIESEL | 44 | DIESEL | 0.3 | 0 | 1.4 | E3GAL | 194.6 | OK | N | 1 | 1 | 52 | 1 | 1 | 22
1190156 | TUFTS UNIVERSITY |  | 520 BOSTON AVE |  | MEDFORD | MA | 021550000 | 520 BOSTON AVE |  | MEDFORD | MA | 021550000 | N | PRIVATE | SM80-R | TUFTS UNIVERSITY | 6176273704 | elizabeth.isenstein@tufts.edu | ELIZABETH | ISENSTEIN | 6176273704 | elizabeth.isenstein@tufts.edu | ELIZABETH | ISENSTEIN | 6176273704 | elizabeth.isenstein@tufts.edu | 22 | GENERATOR #1-KOHLER 50 ROZ 181 69KW SOUTH HALL |  | ENGINE | KOHLER | 50 ROZ 181 | 1991-01-01 | 2011 | 0.834 | 1 | ULTRA LOW SULFUR DIESEL | DIESEL | 44 | DIESEL | 0.0015 | 0 | 0.2178 | E3GAL | 30.2742 | OK | N | 1 | 1 | 52 | 1 | 1 | 22
1190156 | TUFTS UNIVERSITY |  | 520 BOSTON AVE |  | MEDFORD | MA | 021550000 | 520 BOSTON AVE |  | MEDFORD | MA | 021550000 | N | PRIVATE | SM80-R | TUFTS UNIVERSITY | 6176273704 | elizabeth.isenstein@tufts.edu | ELIZABETH | ISENSTEIN | 6176273704 | elizabeth.isenstein@tufts.edu | ELIZABETH | ISENSTEIN | 6176273704 | elizabeth.isenstein@tufts.edu | 23 | GENERATOR #2-DELCO/GM Y1-587 50KW CENTRAL PLANT |  | ENGINE | DELCO/GM | YI-587 | 1956-01-01 | 2011 | 0.556 | 1 | ULTRA LOW SULFUR DIESEL | DIESEL | 44 | DIESEL | 0.0015 | 0 | 0.0184 | E3GAL | 2.5576 | OK | N | 1 | 1 | 52 | 1 | 1 | 22
1190156 | TUFTS UNIVERSITY |  | 520 BOSTON AVE |  | MEDFORD | MA | 021550000 | 520 BOSTON AVE |  | MEDFORD | MA | 021550000 | N | PRIVATE | SM80-R | TUFTS UNIVERSITY | 6176273704 | elizabeth.isenstein@tufts.edu | ELIZABETH | ISENSTEIN | 6176273704 | elizabeth.isenstein@tufts.edu | ELIZABETH | ISENSTEIN | 6176273704 | elizabeth.isenstein@tufts.edu | 24 | GENERATOR #3-ONAN 30 DLG L2619E 30KW CABOT CENTER |  | ENGINE | ONAN | 30 DLG L2619E | 1980-10-01 | 2011 | 0.417 | 1 | ULTRA LOW SULFUR DIESEL | DIESEL | 44 | DIESEL | 0.0015 | 0 | 0.0668 | E3GAL | 9.2852 | OK | N | 1 | 1 | 52 | 1 | 1 | 22
1190156 | TUFTS UNIVERSITY |  | 520 BOSTON AVE |  | MEDFORD | MA | 021550000 | 520 BOSTON AVE |  | MEDFORD | MA | 021550000 | N | PRIVATE | SM80-R | TUFTS UNIVERSITY | 6176273704 | elizabeth.isenstein@tufts.edu | ELIZABETH | ISENSTEIN | 6176273704 | elizabeth.isenstein@tufts.edu | ELIZABETH | ISENSTEIN | 6176273704 | elizabeth.isenstein@tufts.edu | 37 | GENERATOR #8-CUMMINS/ONAN 150 DGFA DOWLING HALL |  | ENGINE | CUMMINS/ONAN | 150 DGFA | 2000-05-01 | 2011 | 1.5429 | 1 | ULTRA LOW SULFUR DIESEL | DIESEL | 44 | DIESEL | 0.0015 | 0 | 0.3137 | E3GAL | 43.6043 | OK | N | 1 | 1 | 52 | 1 | 1 | 22
1190156 | TUFTS UNIVERSITY |  | 520 BOSTON AVE |  | MEDFORD | MA | 021550000 | 520 BOSTON AVE |  | MEDFORD | MA | 021550000 | N | PRIVATE | SM80-R | TUFTS UNIVERSITY | 6176273704 | elizabeth.isenstein@tufts.edu | ELIZABETH | ISENSTEIN | 6176273704 | elizabeth.isenstein@tufts.edu | ELIZABETH | ISENSTEIN | 6176273704 | elizabeth.isenstein@tufts.edu | 87 | GENERATOR #10 -ELLIOT 30RD DANA FROG LAB |  | ENGINE | ELLIOT | 30 RD | 2002-02-20 | 2011 | 0.417 | 1 | ULTRA LOW SULFUR DIESEL | DIESEL | 44 | DIESEL | 0.0015 | 0 | 0.0459 | E3GAL | 6.3801 | OK | N | 1 | 1 | 52 | 1 | 1 | 22
1190156 | TUFTS UNIVERSITY |  | 520 BOSTON AVE |  | MEDFORD | MA | 021550000 | 520 BOSTON AVE |  | MEDFORD | MA | 021550000 | N | PRIVATE | SM80-R | TUFTS UNIVERSITY | 6176273704 | elizabeth.isenstein@tufts.edu | ELIZABETH | ISENSTEIN | 6176273704 | elizabeth.isenstein@tufts.edu | ELIZABETH | ISENSTEIN | 6176273704 | elizabeth.isenstein@tufts.edu | 88 | GENERATOR #11 OLYMPIAN D125P1 TISCH LIBRARY |  | ENGINE | OLYMPIAN | D125P1 | 2003-10-17 | 2011 | 1.3733 | 1 | ULTRA LOW SULFUR DIESEL | DIESEL | 44 | DIESEL | 0.0015 |  | 0.2609 | E3GAL | 36.2651 | OK | N | 1 | 1 | 52 | 1 | 1 | 22
1190156 | TUFTS UNIVERSITY |  | 520 BOSTON AVE |  | MEDFORD | MA | 021550000 | 520 BOSTON AVE |  | MEDFORD | MA | 021550000 | N | PRIVATE | SM80-R | TUFTS UNIVERSITY | 6176273704 | elizabeth.isenstein@tufts.edu | ELIZABETH | ISENSTEIN | 6176273704 | elizabeth.isenstein@tufts.edu | ELIZABETH | ISENSTEIN | 6176273704 | elizabeth.isenstein@tufts.edu | 91 | EU#90 GENERATOR#12 4 COLBY STREET 400 KW |  | ENGINE | CUMMINS POWER GENERATORION | DGEH 60 HZ | 2006-09-01 | 2011 | 3.8086 | 1 | ULTRA LOW SULFUR DIESEL | DIESEL | 44 | DIESEL | 0.0015 |  | 0.876 | E3GAL | 121.764 | OK | N | 1 | 1 | 52 | 1 | 1 | 22
1190156 | TUFTS UNIVERSITY |  | 520 BOSTON AVE |  | MEDFORD | MA | 021550000 | 520 BOSTON AVE |  | MEDFORD | MA | 021550000 | N | PRIVATE | SM80-R | TUFTS UNIVERSITY | 6176273704 | elizabeth.isenstein@tufts.edu | ELIZABETH | ISENSTEIN | 6176273704 | elizabeth.isenstein@tufts.edu | ELIZABETH | ISENSTEIN | 6176273704 | elizabeth.isenstein@tufts.edu | 92 | EU#91 GENERATOR # 13 - MICHAEL PEARSON 450 KW |  | ENGINE | CUMMINS POWER GENERATION | DFEJ 60 HZ | 2006-09-01 | 2011 | 4.2117 | 1 | ULTRA LOW SULFER DIESEL | DIESEL | 44 | DIESEL | 0.0015 |  | 1.2102 | E3GAL | 168.2178 | OK | N | 1 | 1 | 52 | 1 | 1 | 22
1190156 | TUFTS UNIVERSITY |  | 520 BOSTON AVE |  | MEDFORD | MA | 021550000 | 520 BOSTON AVE |  | MEDFORD | MA | 021550000 | N | PRIVATE | SM80-R | TUFTS UNIVERSITY | 6176273704 | elizabeth.isenstein@tufts.edu | ELIZABETH | ISENSTEIN | 6176273704 | elizabeth.isenstein@tufts.edu | ELIZABETH | ISENSTEIN | 6176273704 | elizabeth.isenstein@tufts.edu | 103 | EU#103 GENERATOR#15 DANA/BARNUM AT C15 500EKW |  | ENGINE | CATERPILLAR | C15 DITA | 2011-08-17 | 2011 | 4.886 | 1 | ULTRA LOW SULFUR DIESEL | DIESEL | 44 | DIESEL | 0.0015 | 0 | 0.3176 | E3GAL | 44.1464 | OK | N | 1 | 1 | 52 | 1 | 1 | 22
1190158 | MELROSE WAKEFIELD HOSPITAL |  | 585 LEBANON ST |  | MELROSE | MA | 021760000 | 585 LEBANON STREET |  | MELROSE | MA | 021760000 | N | PRIVATE | SM50 | MELROSE WAKEFIELD HOSPITAL | 7819793292 | jferbert@hallmarkhealth.org | JUSTIN | FERBERT | 7819793292 | jferbert@hallmarkhealth.org | JUSTIN | FERBERT | 7819793292 | jferbert@hallmarkhealth.org | 5 | GENERATOR #1-CUMMINS VT-1710-GS |  | ENGINE | CUMMINS | VT-1710-GS | 1978-05-01 | 2009 | 3 | 1 | GENERATOR #1-CUMMINS VT-1710-GS | DIESEL | 44 | DIESEL | 0.3 | 0 | 2.282 | E3GAL | 317.198 | OK | N | 1 | 1 | 52 | 1 | 1 | 22
1190158 | MELROSE WAKEFIELD HOSPITAL |  | 585 LEBANON ST |  | MELROSE | MA | 021760000 | 585 LEBANON STREET |  | MELROSE | MA | 021760000 | N | PRIVATE | SM50 | MELROSE WAKEFIELD HOSPITAL | 7819793292 | jferbert@hallmarkhealth.org | JUSTIN | FERBERT | 7819793292 | jferbert@hallmarkhealth.org | JUSTIN | FERBERT | 7819793292 | jferbert@hallmarkhealth.org | 6 | GENERATOR #2-CUMMINS VT-1710-GS |  | ENGINE | CUMMINS | VT-1710-GS | 1978-05-01 | 2009 | 3 | 1 | GENERATOR #2-CUMMINS VT-1710-GS | DIESEL | 44 | DIESEL | 0.3 | 0 | 2.36 | E3GAL | 328.04 | OK | N | 1 | 1 | 12 | 1 | 1 | 22
1190158 | MELROSE WAKEFIELD HOSPITAL |  | 585 LEBANON ST |  | MELROSE | MA | 021760000 | 585 LEBANON STREET |  | MELROSE | MA | 021760000 | N | PRIVATE | SM50 | MELROSE WAKEFIELD HOSPITAL | 7819793292 | jferbert@hallmarkhealth.org | JUSTIN | FERBERT | 7819793292 | jferbert@hallmarkhealth.org | JUSTIN | FERBERT | 7819793292 | jferbert@hallmarkhealth.org | 10 | GENERATOR #3-CATERPILLER #3304B-DI #2 OIL-0.3 S |  | ENGINE | CATERPILLAR | #3304B-DI | 1993-01-01 | 2009 | 2 | 1 | GENERATOR #3-CATAPILLAR #3304B-DI #2 OIL-0.3 S | DIESEL | 44 | DIESEL | 0.3 | 0 | 0.42 | E3GAL | 58.38 | OK | N | 1 | 1 | 52 | 1 | 1 | 22
1190158 | MELROSE WAKEFIELD HOSPITAL |  | 585 LEBANON ST |  | MELROSE | MA | 021760000 | 585 LEBANON STREET |  | MELROSE | MA | 021760000 | N | PRIVATE | SM50 | MELROSE WAKEFIELD HOSPITAL | 7819793292 | jferbert@hallmarkhealth.org | JUSTIN | FERBERT | 7819793292 | jferbert@hallmarkhealth.org | JUSTIN | FERBERT | 7819793292 | jferbert@hallmarkhealth.org | 12 | GENERATOR # 5 CUMMINS QSX-15 DIESEL |  | ENGINE | CUMMINS | QSX-15 | 2008-06-01 | 2009 | 3 | 1 | GENERATOR #4 - CUMMINS QSX-15 | DIESEL | 44 | DIESEL | 0.3 | 0 | 1.612 | E3GAL | 224.068 | OK | N | 1 | 1 | 52 | 1 | 1 | 22
1190158 | MELROSE WAKEFIELD HOSPITAL |  | 585 LEBANON ST |  | MELROSE | MA | 021760000 | 585 LEBANON STREET |  | MELROSE | MA | 021760000 | N | PRIVATE | SM50 | MELROSE WAKEFIELD HOSPITAL | 7819793292 | jferbert@hallmarkhealth.org | JUSTIN | FERBERT | 7819793292 | jferbert@hallmarkhealth.org | JUSTIN | FERBERT | 7819793292 | jferbert@hallmarkhealth.org | 13 | GENERATOR # 4 CUMMINS QSX-15 DIESEL |  | ENGINE | CUMMINS | QSX-15 | 2008-06-01 | 2009 | 3 | 1 | GENERATOR #4 CUMMINS QSX-15 DIESEL | DIESEL | 44 | DIESEL | 0.3 | 0 | 1.612 | E3GAL | 224.068 | OK | N | 1 | 1 | 52 | 1 | 1 | 22
1190168 | NEWTON WELLESLEY HOSPITAL |  | 2014 WASHINGTON ST |  | NEWTON | MA | 024620000 | 2014 WASHINGTON ST |  | NEWTON | MA | 024620000 | N | PRIVATE | SM80-R | NEWTON WELLESLEY HOSPITAL | 6172436549 | pjordan@partners.org | PATRICK | JORDAN | 6172436000 | pjordan@partners.org | DAVID | CORBIN | 6172436477 | dcorbin1@partners.org | 4 | DIESEL EMERGENCY GENERATORS >600HP |  | ENGINE | CATERPILLAR | 3508 | 1989-01-01 | 2011 | 7.854 | 1 | DIESEL | DIESEL | 44 | DIESEL | 0.0015 | 0 | 3.749 | E3GAL | 521.111 | OK | N | 1 | 1 | 52 | 1 | 1 | 22
1190168 | NEWTON WELLESLEY HOSPITAL |  | 2014 WASHINGTON ST |  | NEWTON | MA | 024620000 | 2014 WASHINGTON ST |  | NEWTON | MA | 024620000 | N | PRIVATE | SM80-R | NEWTON WELLESLEY HOSPITAL | 6172436549 | pjordan@partners.org | PATRICK | JORDAN | 6172436000 | pjordan@partners.org | DAVID | CORBIN | 6172436477 | dcorbin1@partners.org | 5 | DIESEL EMERGENCY GENERATORS <=600 HP |  | ENGINE | CUMMINS | VT12-700GS | 1992-01-01 | 2011 | 4.5 | 1 | DIESEL | DIESEL | 44 | DIESEL | 0.0015 | 0 | 0.564 | E3GAL | 78.396 | OK | N | 1 | 1 | 52 | 1 | 1 | 22
1190194 | SALEM HARBOR STATION | FKA DOMINION ENERGY SALEM HARBOR LLC | 24 FORT AVE |  | SALEM | MA | 019705693 | 24 FORT AVE | ATTN ENVIRONMENTAL ENGINEER | SALEM | MA | 019705693 | N | UTILITY | OP119 | DOMINION ENERGY SALEM HARBOR LLC | 9787408200 | ROBERT.R.DEROSIER@DOM.COM | LAMONT | BEAUDETTE | 9787408234 | LAMONT.W.BEAUDETTE@dom.com | ROBERT | DEROSIER | 9787408402 | ROBERT.R.DEROSIER@DOM.COM | 38 | STANDBY GENERATOR |  | ENGINE | MILTON CAT | 3406 | 1979-01-01 | 2011 | 2.5 | 1 | #2 OIL | DIESEL | 44 | DIESEL | 0 | 0.1 | 0.088 | E3GAL | 12.232 | OK | N | 1 | 1 | 12 | 1 | 1 | 5
1190209 | FERNALD CENTER |  | 200 TRAPELO RD |  | WALTHAM | MA | 024526302 | 200 TRAPELO ROAD |  | WALTHAM | MA | 024526302 | Y | STATE | OP3 | FERNALD CENTER | 7818943600 | Suzanne.Kingston@state.Ma.US | SUSANNE | KINGSTON | 7818943600 | Suzanne.Kingston@state.Ma.US | EDDY | WONG | 7818943600 | Eddy.Wong@state.Ma.US | 8 | DIESEL GENERATORS (8) | 8 | ENGINE | COMBINED | COMBINES | 1990-01-01 | 2011 | 4 | 1 | DIESEL | DIESEL | 44 | DIESEL | 0.245 | 0 | 1.8784 | E3GAL | 261.0976 | OK | N | 2 | 1 | 12 | 2 | 1 | 22
1190210 | BP HANCOCK LLC | FKA 100 & 200 CLARENDON LLC | 200 CLARENDON ST |  | BOSTON | MA | 021160000 | 200 CLARENDON ST | C/O NORMANDY REAL ESTATE PARTNERS | BOSTON | MA | 021160000 | N | PRIVATE | NM50 | BP HANCOCK LLC | 6172750100 | jshea@bostonproperties.com | JACK | SHEA | 6172750100 | JShea@bostonproperties.com | JACK | SHEA | 6172750100 | JShea@bostonproperties.com | 1 | GENERATOR #1-CATERPILLAR #3512 DITA 1250 KW |  | ENGINE | CATERPILLAR | 3512 DITA | 1993-11-01 | 2010 | 13.09 | 1 | GENERATOR #1-CATERPILLER 3512 | DIESEL | 44 | DIESEL | 0.05 | 0 | 1.926 | E3GAL | 267.714 | OK | N | 1 | 1 | 13 | 1 | 1 | 6
1190210 | BP HANCOCK LLC | FKA 100 & 200 CLARENDON LLC | 200 CLARENDON ST |  | BOSTON | MA | 021160000 | 200 CLARENDON ST | C/O NORMANDY REAL ESTATE PARTNERS | BOSTON | MA | 021160000 | N | PRIVATE | NM50 | BP HANCOCK LLC | 6172750100 | jshea@bostonproperties.com | JACK | SHEA | 6172750100 | JShea@bostonproperties.com | JACK | SHEA | 6172750100 | JShea@bostonproperties.com | 2 | GENERATOR #2-CATERPILLAR 3512 DITA 1250 KW |  | ENGINE | CATERPILLAR | 3512 DITA | 1993-11-01 | 2010 | 13.09 | 1 | GENERATOR #1-CATERPILLAR 3512 | DIESEL | 44 | DIESEL | 0.05 | 0 | 3.684 | E3GAL | 512.076 | OK | N | 1 | 1 | 13 | 1 | 1 | 6
1190210 | BP HANCOCK LLC | FKA 100 & 200 CLARENDON LLC | 200 CLARENDON ST |  | BOSTON | MA | 021160000 | 200 CLARENDON ST | C/O NORMANDY REAL ESTATE PARTNERS | BOSTON | MA | 021160000 | N | PRIVATE | NM50 | BP HANCOCK LLC | 6172750100 | jshea@bostonproperties.com | JACK | SHEA | 6172750100 | JShea@bostonproperties.com | JACK | SHEA | 6172750100 | JShea@bostonproperties.com | 4 | TENANT GENERATOR #3 CATERPILLAR C3508B 900 KW | 2 | ENGINE | CATERPILLAR | 3508B | 2005-10-02 | 2010 | 9.97 | 1 | DIESEL | DIESEL | 44 | DIESEL | 0.05 | 0 | 4.368 | E3GAL | 607.152 | OK | N | 1 | 1 | 13 | 1 | 1 | 6
1190210 | BP HANCOCK LLC | FKA 100 & 200 CLARENDON LLC | 200 CLARENDON ST |  | BOSTON | MA | 021160000 | 200 CLARENDON ST | C/O NORMANDY REAL ESTATE PARTNERS | BOSTON | MA | 021160000 | N | PRIVATE | NM50 | BP HANCOCK LLC | 6172750100 | jshea@bostonproperties.com | JACK | SHEA | 6172750100 | JShea@bostonproperties.com | JACK | SHEA | 6172750100 | JShea@bostonproperties.com | 5 | TENANT GENERATOR #4 CATERPILLAR C3508B 900KW |  | ENGINE | CATERPILLAR | C32 | 2005-10-02 | 2010 | 9.97 | 1 | #2 OIL | DIESEL | 44 | DIESEL | 0.05 | 0 | 1.826 | E3GAL | 253.814 | OK | N | 1 | 1 | 13 | 1 | 1 | 6
1190226 | ANALOG DEVICES INC |  | 804 WOBURN ST |  | WILMINGTON | MA | 018873494 | 804 WOBURN STREET MS-424 |  | WILMINGTON | MA | 018873494 | N | PRIVATE | SM80-R | ANALOG DEVICES INC | 7813294700 | susan.capuli@analog.com | ELIZABETH | TSHUDY | 7819372164 | beth.tshudy@analog.com | ELIZABETH | TSHUDY | 7819372164 | beth.tshudy@analog.com | 7 | GENERATOR #3, BLDG 4-KOHLER 150 ROJZ 150KW |  | ENGINE | KOHLER | 150 ROZJ71 | 1994-12-12 | 2011 | 1.55 | 1 | GENERATOR #3-KOHLER 150KW #2 OIL-0.3 S G3 | DIESEL | 44 | DIESEL | 0.0015 | 0 | 0.1099 | E3GAL | 15.2761 | OK | N | 1 | 1 | 46 | 1 | 1 | 19
1190226 | ANALOG DEVICES INC |  | 804 WOBURN ST |  | WILMINGTON | MA | 018873494 | 804 WOBURN STREET MS-424 |  | WILMINGTON | MA | 018873494 | N | PRIVATE | SM80-R | ANALOG DEVICES INC | 7813294700 | susan.capuli@analog.com | ELIZABETH | TSHUDY | 7819372164 | beth.tshudy@analog.com | ELIZABETH | TSHUDY | 7819372164 | beth.tshudy@analog.com | 9 | GENERATOR #1-BUILDING 3, MOD C |  | ENGINE | CONSOLIDATED POWER | 350 DITTI | 1985-09-24 | 2011 | 3.6 | 1 | DIESEL | DIESEL | 44 | DIESEL | 0.0015 | 0 | 0.1671 | E3GAL | 23.2269 | OK | N | 1 | 1 | 31 | 1 | 1 | 16
1190226 | ANALOG DEVICES INC |  | 804 WOBURN ST |  | WILMINGTON | MA | 018873494 | 804 WOBURN STREET MS-424 |  | WILMINGTON | MA | 018873494 | N | PRIVATE | SM80-R | ANALOG DEVICES INC | 7813294700 | susan.capuli@analog.com | ELIZABETH | TSHUDY | 7819372164 | beth.tshudy@analog.com | ELIZABETH | TSHUDY | 7819372164 | beth.tshudy@analog.com | 49 | GENERATOR EG2, B3 MOD B, KOHLER - 400RE02V 4WKW |  | ENGINE | KOHLER/VOLVO | D4W 12.1A65 | 2003-12-18 | 2011 | 2.98 | 1 | GENERATOR B3 MOD B KOHLER - 400RE02U | DIESEL | 44 | DIESEL | 0.0015 | 0 | 0.1172 | E3GAL | 16.2908 | OK | N | 1 | 1 | 26 | 1 | 1 | 11
1190226 | ANALOG DEVICES INC |  | 804 WOBURN ST |  | WILMINGTON | MA | 018873494 | 804 WOBURN STREET MS-424 |  | WILMINGTON | MA | 018873494 | N | PRIVATE | SM80-R | ANALOG DEVICES INC | 7813294700 | susan.capuli@analog.com | ELIZABETH | TSHUDY | 7819372164 | beth.tshudy@analog.com | ELIZABETH | TSHUDY | 7819372164 | beth.tshudy@analog.com | 50 | FIRE PUMP B4 CATERPILLAR - PL4925-86/3208 |  | ENGINE | CATERPILLAR | 3208 | 1987-01-12 | 2011 | 1.15 | 2 | FIRE PUMP #2 DIESEL OIL | DIESEL | 44 | DIESEL | 0.0015 | 0 | 0.0818 | E3GAL | 11.3702 | OK | N | 1 | 1 | 47 | 1 | 1 | 19
1190227 | FORE RIVER STATION |  | 9 BRIDGE ST |  | WEYMOUTH | MA | 021910000 | 9 BRIDGE ST |  | WEYMOUTH | MA | 021919998 | N | PRIVATE | OP9 | CONSTELLATION MYSTIC POWER, LLC | 6173812420 | george.g.wilson@constellation.com | GEORGE | WILSON | 6173812420 | george.g.wilson@constellation.com | GARY | BASILESCO | 6173812335 | gary.basilesco@constellation.com | 5 | EMERGENCY DIESEL GENERATOR |  | ENGINE | DETROIT DIESEL | T1237K36 | 2000-05-01 | 2011 | 15.4 | 1 | TRANSPORTATION DISTILLATE FUEL OIL | DIESEL | 44 | DIESEL | 0.05 | 0 | 0.189 | E3GAL | 26.271 | OK | N | 1 | 1 | 52 | 1 | 1 | 22
1190227 | FORE RIVER STATION |  | 9 BRIDGE ST |  | WEYMOUTH | MA | 021910000 | 9 BRIDGE ST |  | WEYMOUTH | MA | 021919998 | N | PRIVATE | OP9 | CONSTELLATION MYSTIC POWER, LLC | 6173812420 | george.g.wilson@constellation.com | GEORGE | WILSON | 6173812420 | george.g.wilson@constellation.com | GARY | BASILESCO | 6173812335 | gary.basilesco@constellation.com | 7 | FIRE PUMP DIESEL |  | ENGINE | CATERPILLAR | 3406 | 2000-05-01 | 2011 | 3 | 1 | TRANSPORTATION DISTILLATE FUEL OIL | DIESEL | 44 | DIESEL | 0.05 | 0 | 0.202 | E3GAL | 28.078 | OK | N | 1 | 1 | 52 | 1 | 1 | 22
1190228 | SOUTH SHORE HOSPITAL |  | 55 FOGG RD |  | WEYMOUTH | MA | 021900000 | 55 FOGG ROAD |  | WEYMOUTH | MA | 021900000 | N | PRIVATE | SM50 | SOUTH SHORE HOSPITAL | 7813408294 | louis_graziano@sshosp.org | LOUIS | GRAZIANO | 7813408024 | louis_graziano@sshosp.org | BENNETT | JOHNSON | 7813408967 | Bennett_Johnson@sshosp.org | 1 | EMER GEN NO 3 CATERPILLAR 3512B |  | ENGINE | CATERPILLAR | 3512B | 2001-08-31 | 2009 | 15.5 | 1 | DEISEL OIL | DIESEL | 44 | DIESEL | 0.0015 | 0 | 1.352 | E3GAL | 187.928 | OK | N | 1 | 1 | 52 | 1 | 1 | 22
1190228 | SOUTH SHORE HOSPITAL |  | 55 FOGG RD |  | WEYMOUTH | MA | 021900000 | 55 FOGG ROAD |  | WEYMOUTH | MA | 021900000 | N | PRIVATE | SM50 | SOUTH SHORE HOSPITAL | 7813408294 | louis_graziano@sshosp.org | LOUIS | GRAZIANO | 7813408024 | louis_graziano@sshosp.org | BENNETT | JOHNSON | 7813408967 | Bennett_Johnson@sshosp.org | 6 | GENERATOR NO 1-CUMMINS VTA12800GS |  | ENGINE | CUMMINS | VTA12-800GS | 1977-06-01 | 2009 | 5.054 | 1 | NO. 2 OIL | DIESEL | 44 | DIESEL | 0.0015 | 0 | 0.372 | E3GAL | 51.708 | OK | N | 1 | 1 | 52 | 1 | 1 | 22
1190228 | SOUTH SHORE HOSPITAL |  | 55 FOGG RD |  | WEYMOUTH | MA | 021900000 | 55 FOGG ROAD |  | WEYMOUTH | MA | 021900000 | N | PRIVATE | SM50 | SOUTH SHORE HOSPITAL | 7813408294 | louis_graziano@sshosp.org | LOUIS | GRAZIANO | 7813408024 | louis_graziano@sshosp.org | BENNETT | JOHNSON | 7813408967 | Bennett_Johnson@sshosp.org | 7 | GENERATOR NO. 2 CUMMINS VTA12800GS |  | ENGINE | CUMMINS | VTA12-800GS | 1977-06-01 | 2009 | 5.054 | 1 | NO. 2 OIL | DIESEL | 44 | DIESEL | 0.0015 | 0 | 0.415 | E3GAL | 57.685 | OK | N | 1 | 1 | 52 | 1 | 1 | 22
1190228 | SOUTH SHORE HOSPITAL |  | 55 FOGG RD |  | WEYMOUTH | MA | 021900000 | 55 FOGG ROAD |  | WEYMOUTH | MA | 021900000 | N | PRIVATE | SM50 | SOUTH SHORE HOSPITAL | 7813408294 | louis_graziano@sshosp.org | LOUIS | GRAZIANO | 7813408024 | louis_graziano@sshosp.org | BENNETT | JOHNSON | 7813408967 | Bennett_Johnson@sshosp.org | 19 | EMER GEN NO 4-CATERPILLAR 3512B |  | ENGINE | CATERPILLAR | 3512B | 2006-06-01 | 2009 | 15.5 | 1 | DEISEL OIL | DIESEL | 44 | DIESEL | 0.0015 | 0 | 1.338 | E3GAL | 185.982 | OK | N | 1 | 1 | 22 | 1 | 1 | 22
1190228 | SOUTH SHORE HOSPITAL |  | 55 FOGG RD |  | WEYMOUTH | MA | 021900000 | 55 FOGG ROAD |  | WEYMOUTH | MA | 021900000 | N | PRIVATE | SM50 | SOUTH SHORE HOSPITAL | 7813408294 | louis_graziano@sshosp.org | LOUIS | GRAZIANO | 7813408024 | louis_graziano@sshosp.org | BENNETT | JOHNSON | 7813408967 | Bennett_Johnson@sshosp.org | 21 | DANA FARBER EMERGENCY DIESEL GENERATOR |  | ENGINE | CATERPILLAR | C15 | 2009-09-15 | 2009 | 4.5 | 1 | DIESEL FUEL | DIESEL | 44 | DIESEL | 0.0015 | 0 | 0.016 | E3GAL | 2.224 | OK | N | 1 | 1 | 52 | 0 | 0 | 0
1190232 | WINCHESTER HOSPITAL |  | 41 HIGHLAND AVE |  | WINCHESTER | MA | 018900000 | 41 HIGHLAND AVE |  | WINCHESTER | MA | 018900000 | N | PRIVATE | SM25 | WINCHESTER HOSPITAL | 7817298278 | bsmith@winhosp.org | WILLIAM | SMITH | 7817562554 | bsmith@winhosp.org | WILLIAM | SMITH | 7817562510 | bsmith@winhosp.org | 5 | #1 CUMMINS STAND-BY GENERATOR 460 KW |  | ENGINE | CUMMINS | UNKNOWN | 1976-01-01 | 2011 | 5 | 1 | #1 CUMMINS EMER GENERATOR 460 KW | DIESEL | 44 | DIESEL | 0.0015 | 0.1 | 0.324 | E3GAL | 45.036 | OK | N | 1 | 1 | 26 | 1 | 1 | 12
1190232 | WINCHESTER HOSPITAL |  | 41 HIGHLAND AVE |  | WINCHESTER | MA | 018900000 | 41 HIGHLAND AVE |  | WINCHESTER | MA | 018900000 | N | PRIVATE | SM25 | WINCHESTER HOSPITAL | 7817298278 | bsmith@winhosp.org | WILLIAM | SMITH | 7817562554 | bsmith@winhosp.org | WILLIAM | SMITH | 7817562510 | bsmith@winhosp.org | 6 | #2 CUMMINS STANDBY GENERATOR 460 KW |  | ENGINE | CUMMINS | UNKNOWN | 1976-01-01 | 2011 | 5 | 1 | #2 CUMMINS EMER GENERATOR 460 KW DIESEL | DIESEL | 44 | DIESEL | 0.0015 | 0 | 0.324 | E3GAL | 45.036 | OK | N | 1 | 1 | 26 | 1 | 1 | 12
1190234 | KRAFT FOODS GLOBAL INC | FKA KRAFT FOODS | HILL ST |  | WOBURN | MA | 018010000 | HILL ST |  | WOBURN | MA | 018010000 | N | PRIVATE | OP5.5 | KRAFT FOODS | 7819382286 | michael.frempong@kraftfoods.com | JANE | HOYT | 7819382204 | jcaron@kraftfoods.com | MICHAEL | FREMPONG | 7819382286 | michael.frempong@kraftfoods.com | 7 | EMER GENR #4-CUMMINS 400KW #2 OIL 0.3 S |  | ENGINE | CUMMINGS | UT12-700-GS | 1967-01-01 | 2011 | 4.05 | 1 | EMER GENR #4-CUMMINS 400KW #2 OIL-0.3 S S7 | DIESEL | 44 | DIESEL | 0.0015 | 0 | 0.37 | E3GAL | 51.43 | OK | N | 1 | 1 | 12 | 1 | 1 | 5
1190245 | HEBREW REHABILITATION CENTER |  | 1200 CENTER ST |  | BOSTON | MA | 021310000 | 1200 CENTRE STREET |  | BOSTON | MA | 021310000 | N | PRIVATE | NM99 | HEBREW REHABILITATION CENTER | 6173638000 | Bougas@hrca.harvard.edu | JOHN | BOUGAS | 6173638531 | Bougas@hrca.harvard.edu | MARGO | JAY | 8008255343 | Mjay@eheinc.com | 4 | GENERAC EMER. GEN (BERENSON)- ULTRA LOW SUL DIESEL |  | ENGINE | GENERAC | 12.0 DTA | 2000-07-14 | 2011 | 3.58 | 1 | ULTRA LOW SULFUR DIESEL | DIESEL | 44 | DIESEL | 0.003 | 0 | 0.934 | E3GAL | 129.826 | OK | N | 1 | 1 | 52 | 1 | 1 | 22
1190245 | HEBREW REHABILITATION CENTER |  | 1200 CENTER ST |  | BOSTON | MA | 021310000 | 1200 CENTRE STREET |  | BOSTON | MA | 021310000 | N | PRIVATE | NM99 | HEBREW REHABILITATION CENTER | 6173638000 | Bougas@hrca.harvard.edu | JOHN | BOUGAS | 6173638531 | Bougas@hrca.harvard.edu | MARGO | JAY | 8008255343 | Mjay@eheinc.com | 5 | CUMMINS GENERATOR- ULTRA LOW SULFUR DIESEL (BERGER |  | ENGINE | CUMMINS | QSX15-G9 | 2007-09-15 | 2011 | 3.444 | 1 | ULTRA LOW SULFUR DIESEL | DIESEL | 44 | DIESEL | 0.003 | 0 | 0.8413 | E3GAL | 116.9407 | OK | N | 1 | 1 | 52 | 1 | 1 | 22
1190247 | BENTLEY UNIVERSITY |  | 175 FOREST ST |  | WALTHAM | MA | 021540000 | 175 FOREST STREET | ATTN: CHRISTINE POWERS MAI 204 | WALTHAM | MA | 021544705 | N | PRIVATE | NM25 | BENTLEY COLLEGE | 7818912000 | mmcaveeney@bentley.edu | MICHAEL | MCAVEENEY | 7818913448 | mmcaveeeney@bentley.edu | MICHAEL | MCAVEENEY | 7818913448 | mmcaveeeney@bentley.edu | 39 | STANDBY GENERATOR-JOHN DEERE #4039TH004 #2 OIL |  | ENGINE | JOHN DEERE | #4039TH004 | 1999-12-01 | 2009 | 1.03 | 1 | EMGEN #1- JOHN DEERE #4039TF004 #2 OIL C POLICE | DIESEL | 44 | DIESEL | 0.5 | 0 | 0.0192 | E3GAL | 2.6688 | OK | N | 1 | 1 | 26 | 1 | 1 | 22
1190247 | BENTLEY UNIVERSITY |  | 175 FOREST ST |  | WALTHAM | MA | 021540000 | 175 FOREST STREET | ATTN: CHRISTINE POWERS MAI 204 | WALTHAM | MA | 021544705 | N | PRIVATE | NM25 | BENTLEY COLLEGE | 7818912000 | mmcaveeney@bentley.edu | MICHAEL | MCAVEENEY | 7818913448 | mmcaveeeney@bentley.edu | MICHAEL | MCAVEENEY | 7818913448 | mmcaveeeney@bentley.edu | 40 | EMER GENS (4)- MISC MFG #2 OIL | 4 | ENGINE | UNKNOWN | UNKNOWN | 1995-01-01 | 2009 | 3.5 | 1 | EMER GENS (4)-COLLINS,DANA,FALCONE,FOREST #2 | DIESEL | 44 | DIESEL | 0.5 | 0 | 0.25 | E3GAL | 34.75 | OK | N | 1 | 1 | 52 | 1 | 1 | 22
1190247 | BENTLEY UNIVERSITY |  | 175 FOREST ST |  | WALTHAM | MA | 021540000 | 175 FOREST STREET | ATTN: CHRISTINE POWERS MAI 204 | WALTHAM | MA | 021544705 | N | PRIVATE | NM25 | BENTLEY COLLEGE | 7818912000 | mmcaveeney@bentley.edu | MICHAEL | MCAVEENEY | 7818913448 | mmcaveeeney@bentley.edu | MICHAEL | MCAVEENEY | 7818913448 | mmcaveeeney@bentley.edu | 41 | GENERATOR-JOHN DEERE #608ITF001 #2 OIL |  | ENGINE | JOHN DEERE | UNKNOWN | 1998-10-01 | 2009 | 2.3 | 1 | GENERATOR-JOHN DEERE #608ITF001 #2 OIL MORISON | DIESEL | 44 | DIESEL | 0.5 | 0 | 0.433 | E3GAL | 60.187 | OK | N | 1 | 1 | 26 | 1 | 1 | 22
1190247 | BENTLEY UNIVERSITY |  | 175 FOREST ST |  | WALTHAM | MA | 021540000 | 175 FOREST STREET | ATTN: CHRISTINE POWERS MAI 204 | WALTHAM | MA | 021544705 | N | PRIVATE | NM25 | BENTLEY COLLEGE | 7818912000 | mmcaveeney@bentley.edu | MICHAEL | MCAVEENEY | 7818913448 | mmcaveeeney@bentley.edu | MICHAEL | MCAVEENEY | 7818913448 | mmcaveeeney@bentley.edu | 42 | GENERATOR-PERKINS #YD50517 #2 OIL SMITH |  | ENGINE | PERKINS | UNKNOWN | 2000-02-01 | 2009 | 2.1 | 1 | GENERATOR-PERKINS #YD50517 #2 OIL SMITH | DIESEL | 44 | DIESEL | 0.5 | 0 | 0.4 | E3GAL | 55.6 | OK | N | 1 | 1 | 26 | 1 | 1 | 22
1190247 | BENTLEY UNIVERSITY |  | 175 FOREST ST |  | WALTHAM | MA | 021540000 | 175 FOREST STREET | ATTN: CHRISTINE POWERS MAI 204 | WALTHAM | MA | 021544705 | N | PRIVATE | NM25 | BENTLEY COLLEGE | 7818912000 | mmcaveeney@bentley.edu | MICHAEL | MCAVEENEY | 7818913448 | mmcaveeeney@bentley.edu | MICHAEL | MCAVEENEY | 7818913448 | mmcaveeeney@bentley.edu | 43 | GENERATOR-CUMMINS #H672P110 #2 OIL TREE |  | ENGINE | UNKNOWN | UNKNOWN | 1968-01-01 | 2009 | 1.5 | 1 | GENERATOR-CUMMINS #H672P110 #2 OIL TREE | DIESEL | 44 | DIESEL | 0.5 | 0 | 0.27 | E3GAL | 37.53 | OK | N | 1 | 1 | 26 | 1 | 1 | 22
1190247 | BENTLEY UNIVERSITY |  | 175 FOREST ST |  | WALTHAM | MA | 021540000 | 175 FOREST STREET | ATTN: CHRISTINE POWERS MAI 204 | WALTHAM | MA | 021544705 | N | PRIVATE | NM25 | BENTLEY COLLEGE | 7818912000 | mmcaveeney@bentley.edu | MICHAEL | MCAVEENEY | 7818913448 | mmcaveeeney@bentley.edu | MICHAEL | MCAVEENEY | 7818913448 | mmcaveeeney@bentley.edu | 70 | FENWAY - EMERGENCY GENERATOR |  | ENGINE | UNKNOWN | UNKNOWN | 2006-01-01 | 2009 | 0.3 | 1 | DIESEL FUEL | DIESEL | 44 | DIESEL | 0.3 |  | 0.058 | E3GAL | 8.062 | OK | N | 1 | 1 | 52 | 1 | 1 | 22
1190247 | BENTLEY UNIVERSITY |  | 175 FOREST ST |  | WALTHAM | MA | 021540000 | 175 FOREST STREET | ATTN: CHRISTINE POWERS MAI 204 | WALTHAM | MA | 021544705 | N | PRIVATE | NM25 | BENTLEY COLLEGE | 7818912000 | mmcaveeney@bentley.edu | MICHAEL | MCAVEENEY | 7818913448 | mmcaveeeney@bentley.edu | MICHAEL | MCAVEENEY | 7818913448 | mmcaveeeney@bentley.edu | 71 | ORCHARD NORTH - EMERGENCY GENERATOR |  | ENGINE | UNKNOWN | UNKNOWN | 2006-01-01 | 2009 | 0.34 | 1 | DIESEL FUEL | DIESEL | 44 | DIESEL | 0.3 |  | 0.064 | E3GAL | 8.896 | OK | N | 1 | 1 | 52 | 1 | 1 | 22
1190247 | BENTLEY UNIVERSITY |  | 175 FOREST ST |  | WALTHAM | MA | 021540000 | 175 FOREST STREET | ATTN: CHRISTINE POWERS MAI 204 | WALTHAM | MA | 021544705 | N | PRIVATE | NM25 | BENTLEY COLLEGE | 7818912000 | mmcaveeney@bentley.edu | MICHAEL | MCAVEENEY | 7818913448 | mmcaveeeney@bentley.edu | MICHAEL | MCAVEENEY | 7818913448 | mmcaveeeney@bentley.edu | 74 | RAUSCH ADMINISTRATION - EMERGENCY GENERATOR |  | ENGINE | UNKNOWN | UNKNOWN | 2006-01-01 | 2009 | 0.3 | 1 | DIESEL FUEL | DIESEL | 44 | DIESEL | 0.3 |  | 0.06 | E3GAL | 8.34 | OK | N | 1 | 1 | 52 | 1 | 1 | 22
1190248 | US EDITH NOURSE VA HOSPITAL |  | 200 SPRINGS RD |  | BEDFORD | MA | 017300000 | 200 SPRINGS ROAD | ATTN: LILI GRIFFIN, GEMS COORDINATOR | BEDFORD | MA | 017300000 | N | FEDERAL | SM50 | US VETERANS ADMINISTRATION MEDICAL CTR | 7812757500 | OPTIONAL@OPTIONAL.COM | LILI | GRIFFIN | 7816872222 | Lili.Griffin@va.gov | LILI | GRIFFIN | 7816872222 | Lili.Griffin@va.gov | 6 | EMERGENCY GENERATORS (7)-DIESEL | 9 | ENGINE | CATERPILLAR/KOHLER | NA | 1998-01-01 | 2011 | 30.3866 | 1 | EMERGENCY GENERATORS (7) - DIESEL FUEL | DIESEL | 44 | DIESEL | 0.0015 | 0.1 | 5.8204 | E3GAL | 809.0356 | OK | N | 1 | 1 | 12 | 1 | 1 | 4
1190252 | GORDON CONWELL THEOLOGICAL SEMINARY |  | 130 ESSEX ST |  | HAMILTON | MA | 019820000 | 130 ESSEX ST |  | HAMILTON | MA | 019820000 | N | PRIVATE | NM25 | GORDON CONWELL THEOLOGICAL SEMINARY | 9784687111 | TIngraham@gcts.edu | TIM | INGRAHAM | 9784687111 | TIngraham@gcts.edu | SEAN | GILLISS | 9784687111X4361 | sgilliss@gcts.edu | 8 | EU#8 UPPER KERR EMERGENCY GEN DIESEL |  | ENGINE | ONAN | 0671TA | 2005-07-01 | 2010 | 1.5 | 1 | DIESEL | DIESEL | 44 | DIESEL | 0.185 | 0 | 0.636 | E3GAL | 88.404 | OK | N | 1 | 1 | 52 | 1 | 1 | 22
1190252 | GORDON CONWELL THEOLOGICAL SEMINARY |  | 130 ESSEX ST |  | HAMILTON | MA | 019820000 | 130 ESSEX ST |  | HAMILTON | MA | 019820000 | N | PRIVATE | NM25 | GORDON CONWELL THEOLOGICAL SEMINARY | 9784687111 | TIngraham@gcts.edu | TIM | INGRAHAM | 9784687111 | TIngraham@gcts.edu | SEAN | GILLISS | 9784687111X4361 | sgilliss@gcts.edu | 11 | EU#11 ACADEMIC CENTER EMEGENCY GEN DIESEL |  | ENGINE | CUMMINS | CTA836CZ | 1989-05-01 | 2010 | 1.5 | 1 | DIESEL FUEL | DIESEL | 44 | DIESEL | 0.185 | 0 | 0.061 | E3GAL | 8.479 | OK | N | 1 | 1 | 52 | 1 | 1 | 18
1190252 | GORDON CONWELL THEOLOGICAL SEMINARY |  | 130 ESSEX ST |  | HAMILTON | MA | 019820000 | 130 ESSEX ST |  | HAMILTON | MA | 019820000 | N | PRIVATE | NM25 | GORDON CONWELL THEOLOGICAL SEMINARY | 9784687111 | TIngraham@gcts.edu | TIM | INGRAHAM | 9784687111 | TIngraham@gcts.edu | SEAN | GILLISS | 9784687111X4361 | sgilliss@gcts.edu | 23 | EU#28 WASTEWATER GENERATOR DIESEL |  | ENGINE | CONSOLIDATED POWER INC | 4010144 | 1978-01-01 | 2010 | 0.9 | 1 | DIESEL | DIESEL | 44 | DIESEL | 0.185 | 0 | 0.27 | E3GAL | 37.53 | OK | N | 1 | 1 | 52 | 1 | 1 | 22
1190260 | HOLLINGSWORTH & VOSE |  | 112 WASHINGTON ST |  | WALPOLE | MA | 020320000 | 112 WASHINGTON ST |  | WALPOLE | MA | 020320000 | N | PRIVATE | OP3 | HOLLINGSWORTH VOSE | 5086680295 | mbrule@hovo.com | JAMES | BOSS | 5086680295 | jim.boss@hovo.com | MARK | BRULE' | 5086682208 | mbrule@hovo.com | 36 | EMERGENCY FIRE PUMP, PORTABLE AIR COMPRESSOR | 2 | ENGINE | DETROIT | UNKNOWN | 1982-08-15 | 2011 | 2.2 | 1 | DIESEL | DIESEL | 44 | DIESEL | 0.5 |  | 0.171 | E3GAL | 23.769 | OK | N | 1 | 1 | 26 | 1 | 1 | 5
1190261 | WELLESLEY COLLEGE |  | 300 CENTRAL ST |  | WELLESLEY | MA | 021810000 | 106 CENTRAL STREET |  | WELLESLEY | MA | 024818203 | N | PRIVATE | OP3 | WELLESLEY COLLEGE | 7812832374 | mgreig@wellesley.edu | MAX | GREIG | 7812832374 | mgreig@WELLESLEY.EDU | MAX | GREIG | 7812832374 | mgreig@WELLESLEY.EDU | 5 | GENERATOR #1-CUMMINS 502FDR7022GWH #2 OIL (#10) |  | ENGINE | CUMMINS | 502FDR7022GHW | 1990-01-01 | 2011 | 4 | 1 | #2 OIL-0.015S | DIESEL | 44 | DIESEL | 0.015 | 0 | 0.399 | E3GAL | 55.461 | OK | N | 1 | 1 | 52 | 1 | 1 | 20
1190261 | WELLESLEY COLLEGE |  | 300 CENTRAL ST |  | WELLESLEY | MA | 021810000 | 106 CENTRAL STREET |  | WELLESLEY | MA | 024818203 | N | PRIVATE | OP3 | WELLESLEY COLLEGE | 7812832374 | mgreig@wellesley.edu | MAX | GREIG | 7812832374 | mgreig@WELLESLEY.EDU | MAX | GREIG | 7812832374 | mgreig@WELLESLEY.EDU | 22 | GENERATOR #2-CUMMINS - EMERGENCY |  | ENGINE | CUMMINS | 500FDC3036BB | 2004-01-01 | 2011 | 3.2 | 1 | #2 OIL 0.015S | DIESEL | 44 | DIESEL | 0.015 | 0 | 0.43 | E3GAL | 59.77 | OK | N | 1 | 1 | 52 | 1 | 1 | 20
1190261 | WELLESLEY COLLEGE |  | 300 CENTRAL ST |  | WELLESLEY | MA | 021810000 | 106 CENTRAL STREET |  | WELLESLEY | MA | 024818203 | N | PRIVATE | OP3 | WELLESLEY COLLEGE | 7812832374 | mgreig@wellesley.edu | MAX | GREIG | 7812832374 | mgreig@WELLESLEY.EDU | MAX | GREIG | 7812832374 | mgreig@WELLESLEY.EDU | 23 | EMERGENCY GENERATOR CUMMINS KTA19-G2 (#11) |  | ENGINE | CUMMINS | KTA19-G2 | 2006-02-03 | 2011 | 4 | 1 | ULTRA PURE DIESEL FUEL OIL | DIESEL | 44 | DIESEL | 0.0015 | 0 | 0.399 | E3GAL | 55.461 | OK | N | 1 | 1 | 52 | 1 | 1 | 20
1190261 | WELLESLEY COLLEGE |  | 300 CENTRAL ST |  | WELLESLEY | MA | 021810000 | 106 CENTRAL STREET |  | WELLESLEY | MA | 024818203 | N | PRIVATE | OP3 | WELLESLEY COLLEGE | 7812832374 | mgreig@wellesley.edu | MAX | GREIG | 7812832374 | mgreig@WELLESLEY.EDU | MAX | GREIG | 7812832374 | mgreig@WELLESLEY.EDU | 25 | MISC. SMALL EMERGENCY GENERATORS (DIESEL) | 17 | ENGINE | CUMMINS & OTHERS | VARIOUS | 1999-01-01 | 2011 | 15.8 | 1 | DIESEL | DIESEL | 44 | DIESEL | 0.015 |  | 1.222 | E3GAL | 169.858 | OK | N | 1 | 1 | 52 | 1 | 1 | 22
1190261 | WELLESLEY COLLEGE |  | 300 CENTRAL ST |  | WELLESLEY | MA | 021810000 | 106 CENTRAL STREET |  | WELLESLEY | MA | 024818203 | N | PRIVATE | OP3 | WELLESLEY COLLEGE | 7812832374 | mgreig@wellesley.edu | MAX | GREIG | 7812832374 | mgreig@WELLESLEY.EDU | MAX | GREIG | 7812832374 | mgreig@WELLESLEY.EDU | 40 | GENERATOR - SCIENCE CENTER (EU26) |  | ENGINE | CATERPILLAR | 3406 | 1990-07-31 | 2011 | 3.2 | 1 | DIESEL | DIESEL | 44 | DIESEL | 0.015 |  | 1.247 | E3GAL | 173.333 | OK | N | 1 | 1 | 52 | 1 | 1 | 22
1190261 | WELLESLEY COLLEGE |  | 300 CENTRAL ST |  | WELLESLEY | MA | 021810000 | 106 CENTRAL STREET |  | WELLESLEY | MA | 024818203 | N | PRIVATE | OP3 | WELLESLEY COLLEGE | 7812832374 | mgreig@wellesley.edu | MAX | GREIG | 7812832374 | mgreig@WELLESLEY.EDU | MAX | GREIG | 7812832374 | mgreig@WELLESLEY.EDU | 41 | GENERATOR AT ALUMNAE HALL (EU27) |  | ENGINE | CUMMINS | 125DSGAB-749029 | 2009-11-27 | 2011 | 1.4 | 1 | DIESEL | DIESEL | 44 | DIESEL | 0.015 |  | 0.4914 | E3GAL | 68.3046 | OK | N | 1 | 1 | 52 | 1 | 1 | 22
1190261 | WELLESLEY COLLEGE |  | 300 CENTRAL ST |  | WELLESLEY | MA | 021810000 | 106 CENTRAL STREET |  | WELLESLEY | MA | 024818203 | N | PRIVATE | OP3 | WELLESLEY COLLEGE | 7812832374 | mgreig@wellesley.edu | MAX | GREIG | 7812832374 | mgreig@WELLESLEY.EDU | MAX | GREIG | 7812832374 | mgreig@WELLESLEY.EDU | 42 | GENERATOR AT FOUNDERS HALL (EU28) |  | ENGINE | CUMMINS | 75GGHF | 2007-12-19 | 2011 | 0.8 | 1 | DIESEL | DIESEL | 44 | DIESEL | 0.015 |  | 0.01 | E3GAL | 1.39 | OK | N | 1 | 1 | 52 | 1 | 1 | 22
1190269 | CAMBRIDGE HOSPITAL |  | 1493 CAMBRIDGE ST |  | CAMBRIDGE | MA | 021410000 | 1493 CAMBRIDGE ST |  | CAMBRIDGE | MA | 021390000 | Y | PRIVATE | SM50 | THE CAMBRIDGE HOSPITAL | 6176652681 | mletzeisen@challiance.org | MARK | LETZEISEN | 6176652681 | mletzeisen@challiance.org | MARK | LETZEISEN | 6176652681 | mletzeisen@challiance.org | 6 | GENERATOR NO 3 CUMMINS100KW DIESEL |  | ENGINE | CUMMINS | UNKNOWN | 1992-01-01 | 2009 | 1.08 | 1 | ULTRA LOW SULFUR DIESEL FUEL | DIESEL | 44 | DIESEL | 0.0015 | 0 | 0.14 | E3GAL | 19.46 | OK | N | 1 | 1 | 52 | 1 | 1 | 22
1190269 | CAMBRIDGE HOSPITAL |  | 1493 CAMBRIDGE ST |  | CAMBRIDGE | MA | 021410000 | 1493 CAMBRIDGE ST |  | CAMBRIDGE | MA | 021390000 | Y | PRIVATE | SM50 | THE CAMBRIDGE HOSPITAL | 6176652681 | mletzeisen@challiance.org | MARK | LETZEISEN | 6176652681 | mletzeisen@challiance.org | MARK | LETZEISEN | 6176652681 | mletzeisen@challiance.org | 7 | CATERPILLAR 1400 KW |  | ENGINE | CATERPILLAR | 3512B | 1997-10-17 | 2009 | 14.56 | 1 | #2 DIESEL DIESEL | DIESEL | 44 | DIESEL | 0.0015 | 0 | 1.44 | E3GAL | 200.16 | OK | N | 1 | 1 | 52 | 1 | 1 | 22
1190269 | CAMBRIDGE HOSPITAL |  | 1493 CAMBRIDGE ST |  | CAMBRIDGE | MA | 021410000 | 1493 CAMBRIDGE ST |  | CAMBRIDGE | MA | 021390000 | Y | PRIVATE | SM50 | THE CAMBRIDGE HOSPITAL | 6176652681 | mletzeisen@challiance.org | MARK | LETZEISEN | 6176652681 | mletzeisen@challiance.org | MARK | LETZEISEN | 6176652681 | mletzeisen@challiance.org | 8 | CATERPILLAR 14OO KW EMERGENCY GENERATOR |  | ENGINE | CATERPILLAR | 3512B | 1997-10-17 | 2009 | 14.56 | 1 | EMERGENCY GENERATOR 1997 DIESEL | DIESEL | 44 | DIESEL | 0.0015 | 0 | 1.44 | E3GAL | 200.16 | OK | N | 1 | 1 | 52 | 1 | 1 | 22
1190290 | STEWARD CARNEY HOSPITAL INC DBA | CARITAS HOME MEDICAL EQUIPMENT | 2100 DORCHESTER AVE |  | BOSTON | MA | 021240000 | 2100 DORCHESTER AVE |  | BOSTON | MA | 021240000 | N | PRIVATE | SM79-R | CARNEY HOSPITAL | 6172964000 | michael.stack@caritaschristi.org | MICHAEL | STACK | 6175062507 | michael.stack@caritaschristi.org | MICHAEL | STACK | 6172964000 | michael.stack@caritaschristi.org | 5 | GENERATOR #1-CUMMINS 600KW #2 OIL-0.3S |  | ENGINE | CUMMINS | CUMMINS | 1982-01-01 | 2011 | 16 | 1 | GENERATOR #1-CUMMINS 600KW #2 OIL-0.3S | DIESEL | 44 | DIESEL | 0.3 | 0 | 0.25 | E3GAL | 34.75 | OK | N | 1 | 1 | 12 | 1 | 1 | 12
1190290 | STEWARD CARNEY HOSPITAL INC DBA | CARITAS HOME MEDICAL EQUIPMENT | 2100 DORCHESTER AVE |  | BOSTON | MA | 021240000 | 2100 DORCHESTER AVE |  | BOSTON | MA | 021240000 | N | PRIVATE | SM79-R | CARNEY HOSPITAL | 6172964000 | michael.stack@caritaschristi.org | MICHAEL | STACK | 6175062507 | michael.stack@caritaschristi.org | MICHAEL | STACK | 6172964000 | michael.stack@caritaschristi.org | 6 | GENERATOR #2-CUMMINS 600KW #2 OIL-0.3S |  | ENGINE | CUMMINS | CUMMINS | 1982-01-01 | 2011 | 16 | 1 | GENERATOR #2-CUMMINS 600KW #2 OIL-0.3S | DIESEL | 44 | DIESEL | 0.3 | 0 | 0.25 | E3GAL | 34.75 | OK | N | 1 | 1 | 12 | 1 | 1 | 22
1190292 | BOSTON COLLEGE CHESTNUT HILL |  | 225 BEACON ST AND 140 COMMONWEALTH AVE |  | NEWTON | MA | 024670000 | OFFICE OF EHS | 140 COMMONWEALTH AVE | CHESTNUT HILL | MA | 024670000 | N | PRIVATE | OP3 | BOSTON COLLEGE | 6175520300 | gail.hall@bc.edu | DANIEL | BOURQUE | 6175526067 | daniel.bourque@bc.edu | GAIL | HALL | 6175520300 | gail.hall@bc.edu | 20 | HIGG GEN |  | ENGINE | CATERPILLAR | 200DFM-4R8 | 2000-06-01 | 2011 | 14.1 | 1 | #2 OIL 0.0015 PERCENT S | DIESEL | 44 | DIESEL | 0.0015 | 0 | 0.153 | E3GAL | 21.267 | OK | N | 1 | 1 | 12 | 1 | 1 | 5
1190292 | BOSTON COLLEGE CHESTNUT HILL |  | 225 BEACON ST AND 140 COMMONWEALTH AVE |  | NEWTON | MA | 024670000 | OFFICE OF EHS | 140 COMMONWEALTH AVE | CHESTNUT HILL | MA | 024670000 | N | PRIVATE | OP3 | BOSTON COLLEGE | 6175520300 | gail.hall@bc.edu | DANIEL | BOURQUE | 6175526067 | daniel.bourque@bc.edu | GAIL | HALL | 6175520300 | gail.hall@bc.edu | 35 | STAD-GEN |  | ENGINE | CATERPILLAR | 3412-SR-4 | 1994-06-01 | 2011 | 5.3 | 1 | DIESEL | DIESEL | 44 | DIESEL | 0.0015 |  | 0.053 | E3GAL | 7.367 | OK | N | 1 | 1 | 12 | 1 | 1 | 5
1190292 | BOSTON COLLEGE CHESTNUT HILL |  | 225 BEACON ST AND 140 COMMONWEALTH AVE |  | NEWTON | MA | 024670000 | OFFICE OF EHS | 140 COMMONWEALTH AVE | CHESTNUT HILL | MA | 024670000 | N | PRIVATE | OP3 | BOSTON COLLEGE | 6175520300 | gail.hall@bc.edu | DANIEL | BOURQUE | 6175526067 | daniel.bourque@bc.edu | GAIL | HALL | 6175520300 | gail.hall@bc.edu | 37 | STCL-GEN1 (STCLS) |  | ENGINE | KOHLER | 80RO2J | 2002-06-01 | 2011 | 1.53 | 1 | DIESEL | DIESEL | 44 | DIESEL | 0.0015 |  | 0.063 | E3GAL | 8.757 | OK | N | 1 | 1 | 12 | 1 | 1 | 5
1190292 | BOSTON COLLEGE CHESTNUT HILL |  | 225 BEACON ST AND 140 COMMONWEALTH AVE |  | NEWTON | MA | 024670000 | OFFICE OF EHS | 140 COMMONWEALTH AVE | CHESTNUT HILL | MA | 024670000 | N | PRIVATE | OP3 | BOSTON COLLEGE | 6175520300 | gail.hall@bc.edu | DANIEL | BOURQUE | 6175526067 | daniel.bourque@bc.edu | GAIL | HALL | 6175520300 | gail.hall@bc.edu | 38 | DEVL-GEN |  | ENGINE | CATERPILLAR | 3306 | 1993-06-01 | 2011 | 2.3 | 1 | DIESEL | DIESEL | 44 | DIESEL | 0.0015 | 0 | 0.091 | E3GAL | 12.649 | OK | N | 1 | 1 | 12 | 1 | 1 | 5
1190292 | BOSTON COLLEGE CHESTNUT HILL |  | 225 BEACON ST AND 140 COMMONWEALTH AVE |  | NEWTON | MA | 024670000 | OFFICE OF EHS | 140 COMMONWEALTH AVE | CHESTNUT HILL | MA | 024670000 | N | PRIVATE | OP3 | BOSTON COLLEGE | 6175520300 | gail.hall@bc.edu | DANIEL | BOURQUE | 6175526067 | daniel.bourque@bc.edu | GAIL | HALL | 6175520300 | gail.hall@bc.edu | 39 | MCGU-GEN |  | ENGINE | DELCO | E5278MC | 1967-06-01 | 2011 | 1.2 | 1 | DIESEL | DIESEL | 44 | DIESEL | 0.0015 |  | 0.019 | E3GAL | 2.641 | OK | N | 1 | 1 | 12 | 1 | 1 | 5
1190292 | BOSTON COLLEGE CHESTNUT HILL |  | 225 BEACON ST AND 140 COMMONWEALTH AVE |  | NEWTON | MA | 024670000 | OFFICE OF EHS | 140 COMMONWEALTH AVE | CHESTNUT HILL | MA | 024670000 | N | PRIVATE | OP3 | BOSTON COLLEGE | 6175520300 | gail.hall@bc.edu | DANIEL | BOURQUE | 6175526067 | daniel.bourque@bc.edu | GAIL | HALL | 6175520300 | gail.hall@bc.edu | 40 | SERV-GEN |  | ENGINE | CONSOLIDATED POWER | 135DIT | 1980-06-01 | 2011 | 1.2 | 1 | DIESEL | DIESEL | 44 | DIESEL | 0.0015 |  | 0.03 | E3GAL | 4.17 | OK | N | 1 | 1 | 12 | 1 | 1 | 5
1190292 | BOSTON COLLEGE CHESTNUT HILL |  | 225 BEACON ST AND 140 COMMONWEALTH AVE |  | NEWTON | MA | 024670000 | OFFICE OF EHS | 140 COMMONWEALTH AVE | CHESTNUT HILL | MA | 024670000 | N | PRIVATE | OP3 | BOSTON COLLEGE | 6175520300 | gail.hall@bc.edu | DANIEL | BOURQUE | 6175526067 | daniel.bourque@bc.edu | GAIL | HALL | 6175520300 | gail.hall@bc.edu | 41 | ONEI-GEN |  | ENGINE | CONSOLIDATED POWER | 410DIT | 1983-06-01 | 2011 | 4.1 | 1 | DIESEL | DIESEL | 44 | DIESEL | 0.0015 |  | 0.02 | E3GAL | 2.78 | OK | N | 1 | 1 | 12 | 1 | 1 | 5
1190292 | BOSTON COLLEGE CHESTNUT HILL |  | 225 BEACON ST AND 140 COMMONWEALTH AVE |  | NEWTON | MA | 024670000 | OFFICE OF EHS | 140 COMMONWEALTH AVE | CHESTNUT HILL | MA | 024670000 | N | PRIVATE | OP3 | BOSTON COLLEGE | 6175520300 | gail.hall@bc.edu | DANIEL | BOURQUE | 6175526067 | daniel.bourque@bc.edu | GAIL | HALL | 6175520300 | gail.hall@bc.edu | 42 | CONT-GEN |  | ENGINE | CONSOLIDATED POWER | 500DIT | 1988-06-01 | 2011 | 4.8 | 1 | DIESEL | DIESEL | 44 | DIESEL | 0.0015 |  | 0.054 | E3GAL | 7.506 | OK | N | 1 | 1 | 12 | 1 | 1 | 5
1190292 | BOSTON COLLEGE CHESTNUT HILL |  | 225 BEACON ST AND 140 COMMONWEALTH AVE |  | NEWTON | MA | 024670000 | OFFICE OF EHS | 140 COMMONWEALTH AVE | CHESTNUT HILL | MA | 024670000 | N | PRIVATE | OP3 | BOSTON COLLEGE | 6175520300 | gail.hall@bc.edu | DANIEL | BOURQUE | 6175526067 | daniel.bourque@bc.edu | GAIL | HALL | 6175520300 | gail.hall@bc.edu | 43 | MCEL-GEN |  | ENGINE | KOHLER | 125RO2J81 | 1991-06-01 | 2011 | 1.2 | 1 | DIESEL | DIESEL | 44 | DIESEL | 0.0015 |  | 0.077 | E3GAL | 10.703 | OK | N | 1 | 1 | 12 | 1 | 1 | 5
1190292 | BOSTON COLLEGE CHESTNUT HILL |  | 225 BEACON ST AND 140 COMMONWEALTH AVE |  | NEWTON | MA | 024670000 | OFFICE OF EHS | 140 COMMONWEALTH AVE | CHESTNUT HILL | MA | 024670000 | N | PRIVATE | OP3 | BOSTON COLLEGE | 6175520300 | gail.hall@bc.edu | DANIEL | BOURQUE | 6175526067 | daniel.bourque@bc.edu | GAIL | HALL | 6175520300 | gail.hall@bc.edu | 44 | WALS-GEN |  | ENGINE | CATERPILLAR | SR4 | 1991-06-01 | 2011 | 2.9 | 1 | DIESEL | DIESEL | 44 | DIESEL | 0.0015 |  | 0.173 | E3GAL | 24.047 | OK | N | 1 | 1 | 12 | 1 | 1 | 5
1190292 | BOSTON COLLEGE CHESTNUT HILL |  | 225 BEACON ST AND 140 COMMONWEALTH AVE |  | NEWTON | MA | 024670000 | OFFICE OF EHS | 140 COMMONWEALTH AVE | CHESTNUT HILL | MA | 024670000 | N | PRIVATE | OP3 | BOSTON COLLEGE | 6175520300 | gail.hall@bc.edu | DANIEL | BOURQUE | 6175526067 | daniel.bourque@bc.edu | GAIL | HALL | 6175520300 | gail.hall@bc.edu | 45 | IGNA-GEN |  | ENGINE | CONSOLIDATED POWER | 100D81 | 1979-06-01 | 2011 | 1 | 1 | DIESEL | DIESEL | 44 | DIESEL | 0.0015 |  | 0.004 | E3GAL | 0.556 | OK | N | 1 | 1 | 12 | 1 | 1 | 5
1190292 | BOSTON COLLEGE CHESTNUT HILL |  | 225 BEACON ST AND 140 COMMONWEALTH AVE |  | NEWTON | MA | 024670000 | OFFICE OF EHS | 140 COMMONWEALTH AVE | CHESTNUT HILL | MA | 024670000 | N | PRIVATE | OP3 | BOSTON COLLEGE | 6175520300 | gail.hall@bc.edu | DANIEL | BOURQUE | 6175526067 | daniel.bourque@bc.edu | GAIL | HALL | 6175520300 | gail.hall@bc.edu | 46 | EDMO-GEN |  | ENGINE | CONSOLIDATED POWER | 290DI | 1975-06-01 | 2011 | 2.9 | 1 | DIESEL | DIESEL | 44 | DIESEL | 0.0015 |  | 0.031 | E3GAL | 4.309 | OK | N | 1 | 1 | 12 | 1 | 1 | 5
1190292 | BOSTON COLLEGE CHESTNUT HILL |  | 225 BEACON ST AND 140 COMMONWEALTH AVE |  | NEWTON | MA | 024670000 | OFFICE OF EHS | 140 COMMONWEALTH AVE | CHESTNUT HILL | MA | 024670000 | N | PRIVATE | OP3 | BOSTON COLLEGE | 6175520300 | gail.hall@bc.edu | DANIEL | BOURQUE | 6175526067 | daniel.bourque@bc.edu | GAIL | HALL | 6175520300 | gail.hall@bc.edu | 47 | GABE-GEN |  | ENGINE | CONSOLIDATED POWER | 210D12T | 1988-06-01 | 2011 | 2.2 | 1 | DIESEL | DIESEL | 44 | DIESEL | 0.0015 |  | 0.073 | E3GAL | 10.147 | OK | N | 1 | 1 | 12 | 1 | 1 | 5
1190292 | BOSTON COLLEGE CHESTNUT HILL |  | 225 BEACON ST AND 140 COMMONWEALTH AVE |  | NEWTON | MA | 024670000 | OFFICE OF EHS | 140 COMMONWEALTH AVE | CHESTNUT HILL | MA | 024670000 | N | PRIVATE | OP3 | BOSTON COLLEGE | 6175520300 | gail.hall@bc.edu | DANIEL | BOURQUE | 6175526067 | daniel.bourque@bc.edu | GAIL | HALL | 6175520300 | gail.hall@bc.edu | 48 | STMA-GEN2 |  | ENGINE | OLYMPIAN/CAT | D150P7 | 2002-01-01 | 2011 | 1.5 | 1 | DIESEL | DIESEL | 44 | DIESEL | 0.0015 |  | 0.085 | E3GAL | 11.815 | OK | N | 1 | 1 | 12 | 1 | 1 | 5
1190292 | BOSTON COLLEGE CHESTNUT HILL |  | 225 BEACON ST AND 140 COMMONWEALTH AVE |  | NEWTON | MA | 024670000 | OFFICE OF EHS | 140 COMMONWEALTH AVE | CHESTNUT HILL | MA | 024670000 | N | PRIVATE | OP3 | BOSTON COLLEGE | 6175520300 | gail.hall@bc.edu | DANIEL | BOURQUE | 6175526067 | daniel.bourque@bc.edu | GAIL | HALL | 6175520300 | gail.hall@bc.edu | 49 | PLEX-GEN |  | ENGINE | ONAN | 300DE-3R9172C | 1981-06-01 | 2011 | 0.4 | 1 | DIESEL | DIESEL | 44 | DIESEL | 0.0015 |  | 0.0024 | E3GAL | 0.3336 | OK | N | 1 | 1 | 12 | 1 | 1 | 5
1190292 | BOSTON COLLEGE CHESTNUT HILL |  | 225 BEACON ST AND 140 COMMONWEALTH AVE |  | NEWTON | MA | 024670000 | OFFICE OF EHS | 140 COMMONWEALTH AVE | CHESTNUT HILL | MA | 024670000 | N | PRIVATE | OP3 | BOSTON COLLEGE | 6175520300 | gail.hall@bc.edu | DANIEL | BOURQUE | 6175526067 | daniel.bourque@bc.edu | GAIL | HALL | 6175520300 | gail.hall@bc.edu | 50 | MORE-GEN |  | ENGINE | POWER TECH | PTD 0100 WH | 1980-06-01 | 2011 | 1 | 1 | DIESEL | DIESEL | 44 | DIESEL | 0.0015 |  | 0.072 | E3GAL | 10.008 | OK | N | 1 | 1 | 12 | 1 | 1 | 5
1190292 | BOSTON COLLEGE CHESTNUT HILL |  | 225 BEACON ST AND 140 COMMONWEALTH AVE |  | NEWTON | MA | 024670000 | OFFICE OF EHS | 140 COMMONWEALTH AVE | CHESTNUT HILL | MA | 024670000 | N | PRIVATE | OP3 | BOSTON COLLEGE | 6175520300 | gail.hall@bc.edu | DANIEL | BOURQUE | 6175526067 | daniel.bourque@bc.edu | GAIL | HALL | 6175520300 | gail.hall@bc.edu | 51 | CAMP-GEN |  | ENGINE | CUMMINS/GEN SET | 150DGFA/51161F | 1991-06-01 | 2011 | 1.53 | 1 | DIESEL | DIESEL | 44 | DIESEL | 0.0015 |  | 0.098 | E3GAL | 13.622 | OK | N | 1 | 1 | 12 | 1 | 1 | 5
1190292 | BOSTON COLLEGE CHESTNUT HILL |  | 225 BEACON ST AND 140 COMMONWEALTH AVE |  | NEWTON | MA | 024670000 | OFFICE OF EHS | 140 COMMONWEALTH AVE | CHESTNUT HILL | MA | 024670000 | N | PRIVATE | OP3 | BOSTON COLLEGE | 6175520300 | gail.hall@bc.edu | DANIEL | BOURQUE | 6175526067 | daniel.bourque@bc.edu | GAIL | HALL | 6175520300 | gail.hall@bc.edu | 52 | MERK-GEN |  | ENGINE | CUMMINGS | 250HC4AL2 | 1991-06-01 | 2011 | 2.05 | 1 | DIESEL | DIESEL | 44 | DIESEL | 0.0015 |  | 0.024 | E3GAL | 3.336 | OK | N | 1 | 1 | 12 | 1 | 1 | 5
1190292 | BOSTON COLLEGE CHESTNUT HILL |  | 225 BEACON ST AND 140 COMMONWEALTH AVE |  | NEWTON | MA | 024670000 | OFFICE OF EHS | 140 COMMONWEALTH AVE | CHESTNUT HILL | MA | 024670000 | N | PRIVATE | OP3 | BOSTON COLLEGE | 6175520300 | gail.hall@bc.edu | DANIEL | BOURQUE | 6175526067 | daniel.bourque@bc.edu | GAIL | HALL | 6175520300 | gail.hall@bc.edu | 53 | CUSH-GEN |  | ENGINE | CUMMINGS | 4BT39CC1 | 1990-06-01 | 2011 | 0.6 | 1 | DIESEL | DIESEL | 44 | DIESEL | 0.0015 |  | 0.039 | E3GAL | 5.421 | OK | N | 1 | 1 | 12 | 1 | 1 | 5
1190292 | BOSTON COLLEGE CHESTNUT HILL |  | 225 BEACON ST AND 140 COMMONWEALTH AVE |  | NEWTON | MA | 024670000 | OFFICE OF EHS | 140 COMMONWEALTH AVE | CHESTNUT HILL | MA | 024670000 | N | PRIVATE | OP3 | BOSTON COLLEGE | 6175520300 | gail.hall@bc.edu | DANIEL | BOURQUE | 6175526067 | daniel.bourque@bc.edu | GAIL | HALL | 6175520300 | gail.hall@bc.edu | 54 | GASS-GEN |  | ENGINE | CATERPILLAR | SR4 | 1976-06-01 | 2011 | 1.6 | 1 | DIESEL | DIESEL | 44 | DIESEL | 0.0015 |  | 0.144 | E3GAL | 20.016 | OK | N | 1 | 1 | 12 | 1 | 1 | 5
1190292 | BOSTON COLLEGE CHESTNUT HILL |  | 225 BEACON ST AND 140 COMMONWEALTH AVE |  | NEWTON | MA | 024670000 | OFFICE OF EHS | 140 COMMONWEALTH AVE | CHESTNUT HILL | MA | 024670000 | N | PRIVATE | OP3 | BOSTON COLLEGE | 6175520300 | gail.hall@bc.edu | DANIEL | BOURQUE | 6175526067 | daniel.bourque@bc.edu | GAIL | HALL | 6175520300 | gail.hall@bc.edu | 55 | UPPE-GEN (FIRE PUMP) |  | ENGINE | AQUARIUS | 1820 | 2001-06-01 | 2011 | 0.7 | 1 | DIESEL | DIESEL | 44 | DIESEL | 0.0015 |  | 0.101 | E3GAL | 14.039 | OK | N | 1 | 1 | 12 | 1 | 1 | 5
1190292 | BOSTON COLLEGE CHESTNUT HILL |  | 225 BEACON ST AND 140 COMMONWEALTH AVE |  | NEWTON | MA | 024670000 | OFFICE OF EHS | 140 COMMONWEALTH AVE | CHESTNUT HILL | MA | 024670000 | N | PRIVATE | OP3 | BOSTON COLLEGE | 6175520300 | gail.hall@bc.edu | DANIEL | BOURQUE | 6175526067 | daniel.bourque@bc.edu | GAIL | HALL | 6175520300 | gail.hall@bc.edu | 56 | STMA-GEN1 |  | ENGINE | CONSOLIDATED POWER | 100D8T | 2000-06-01 | 2011 | 1 | 1 | DIESEL | DIESEL | 44 | DIESEL | 0.0015 |  | 0.049 | E3GAL | 6.811 | OK | N | 1 | 1 | 12 | 1 | 1 | 5
1190292 | BOSTON COLLEGE CHESTNUT HILL |  | 225 BEACON ST AND 140 COMMONWEALTH AVE |  | NEWTON | MA | 024670000 | OFFICE OF EHS | 140 COMMONWEALTH AVE | CHESTNUT HILL | MA | 024670000 | N | PRIVATE | OP3 | BOSTON COLLEGE | 6175520300 | gail.hall@bc.edu | DANIEL | BOURQUE | 6175526067 | daniel.bourque@bc.edu | GAIL | HALL | 6175520300 | gail.hall@bc.edu | 57 | VAND-GEN |  | ENGINE | CATERPILLAR | 3406 | 1993-06-01 | 2011 | 2.9 | 1 | DIESEL | DIESEL | 44 | DIESEL | 0.0015 |  | 0.091 | E3GAL | 12.649 | OK | N | 1 | 1 | 12 | 1 | 1 | 5
1190292 | BOSTON COLLEGE CHESTNUT HILL |  | 225 BEACON ST AND 140 COMMONWEALTH AVE |  | NEWTON | MA | 024670000 | OFFICE OF EHS | 140 COMMONWEALTH AVE | CHESTNUT HILL | MA | 024670000 | N | PRIVATE | OP3 | BOSTON COLLEGE | 6175520300 | gail.hall@bc.edu | DANIEL | BOURQUE | 6175526067 | daniel.bourque@bc.edu | GAIL | HALL | 6175520300 | gail.hall@bc.edu | 58 | 90TM-GEN |  | ENGINE | CATERPILLAR | 3406 | 1993-06-01 | 2011 | 2.9 | 1 | DIESEL | DIESEL | 44 | DIESEL | 0.0015 |  | 0.073 | E3GAL | 10.147 | OK | N | 1 | 1 | 12 | 1 | 1 | 5
1190292 | BOSTON COLLEGE CHESTNUT HILL |  | 225 BEACON ST AND 140 COMMONWEALTH AVE |  | NEWTON | MA | 024670000 | OFFICE OF EHS | 140 COMMONWEALTH AVE | CHESTNUT HILL | MA | 024670000 | N | PRIVATE | OP3 | BOSTON COLLEGE | 6175520300 | gail.hall@bc.edu | DANIEL | BOURQUE | 6175526067 | daniel.bourque@bc.edu | GAIL | HALL | 6175520300 | gail.hall@bc.edu | 59 | LCDH-GEN |  | ENGINE | CATERPILLAR | SR4 | 1993-06-01 | 2011 | 4.9 | 1 | DIESEL | DIESEL | 44 | DIESEL | 0.0015 |  | 0.151 | E3GAL | 20.989 | OK | N | 1 | 1 | 12 | 1 | 1 | 5
1190292 | BOSTON COLLEGE CHESTNUT HILL |  | 225 BEACON ST AND 140 COMMONWEALTH AVE |  | NEWTON | MA | 024670000 | OFFICE OF EHS | 140 COMMONWEALTH AVE | CHESTNUT HILL | MA | 024670000 | N | PRIVATE | OP3 | BOSTON COLLEGE | 6175520300 | gail.hall@bc.edu | DANIEL | BOURQUE | 6175526067 | daniel.bourque@bc.edu | GAIL | HALL | 6175520300 | gail.hall@bc.edu | 62 | CLX-GEN |  | ENGINE | OLYMPIAN | D150P1 | 1986-06-01 | 2011 | 1.5 | 2 | ULTRA LOW DIESEL SULFUR | DIESEL | 44 | DIESEL | 0.0015 |  | 0.08 | E3GAL | 11.12 | OK | N | 1 | 1 | 12 | 1 | 1 | 5
1190292 | BOSTON COLLEGE CHESTNUT HILL |  | 225 BEACON ST AND 140 COMMONWEALTH AVE |  | NEWTON | MA | 024670000 | OFFICE OF EHS | 140 COMMONWEALTH AVE | CHESTNUT HILL | MA | 024670000 | N | PRIVATE | OP3 | BOSTON COLLEGE | 6175520300 | gail.hall@bc.edu | DANIEL | BOURQUE | 6175526067 | daniel.bourque@bc.edu | GAIL | HALL | 6175520300 | gail.hall@bc.edu | 65 | RONC-GEN (WILLIAMS/RONCALLI) |  | ENGINE | OLYMPIAN/CAT | D200P4 | 1965-06-01 | 2011 | 2 | 1 | DIESEL | DIESEL | 44 | DIESEL | 0.0015 |  | 0.094 | E3GAL | 13.066 | OK | N | 1 | 1 | 12 | 1 | 1 | 5
1190292 | BOSTON COLLEGE CHESTNUT HILL |  | 225 BEACON ST AND 140 COMMONWEALTH AVE |  | NEWTON | MA | 024670000 | OFFICE OF EHS | 140 COMMONWEALTH AVE | CHESTNUT HILL | MA | 024670000 | N | PRIVATE | OP3 | BOSTON COLLEGE | 6175520300 | gail.hall@bc.edu | DANIEL | BOURQUE | 6175526067 | daniel.bourque@bc.edu | GAIL | HALL | 6175520300 | gail.hall@bc.edu | 66 | CONT-GEN-PRT |  | ENGINE | CATERPILLAR | 3303B | 1995-06-01 | 2011 | 2.62 | 1 | DIESEL | DIESEL | 44 | DIESEL | 0.0015 |  | 0.027 | E3GAL | 3.753 | OK | N | 1 | 1 | 12 | 1 | 1 | 5
1190292 | BOSTON COLLEGE CHESTNUT HILL |  | 225 BEACON ST AND 140 COMMONWEALTH AVE |  | NEWTON | MA | 024670000 | OFFICE OF EHS | 140 COMMONWEALTH AVE | CHESTNUT HILL | MA | 024670000 | N | PRIVATE | OP3 | BOSTON COLLEGE | 6175520300 | gail.hall@bc.edu | DANIEL | BOURQUE | 6175526067 | daniel.bourque@bc.edu | GAIL | HALL | 6175520300 | gail.hall@bc.edu | 67 | PARB-GEN PRT |  | ENGINE | CATERPILLAR | SR46N4997 | 1995-06-01 | 2011 | 2.1 | 1 | DIESEL | DIESEL | 44 | DIESEL | 0.0015 |  | 0.105 | E3GAL | 14.595 | OK | N | 1 | 1 | 12 | 1 | 1 | 5
1190292 | BOSTON COLLEGE CHESTNUT HILL |  | 225 BEACON ST AND 140 COMMONWEALTH AVE |  | NEWTON | MA | 024670000 | OFFICE OF EHS | 140 COMMONWEALTH AVE | CHESTNUT HILL | MA | 024670000 | N | PRIVATE | OP3 | BOSTON COLLEGE | 6175520300 | gail.hall@bc.edu | DANIEL | BOURQUE | 6175526067 | daniel.bourque@bc.edu | GAIL | HALL | 6175520300 | gail.hall@bc.edu | 80 | BRRE-GEN |  | ENGINE | KOHLER | 30R0ZJ81 | 2002-06-01 | 2011 | 0.4 | 1 | DIESEL | DIESEL | 44 | DIESEL | 0.0015 |  | 0.148 | E3GAL | 20.572 | OK | N | 1 | 1 | 12 | 1 | 1 | 5
1190292 | BOSTON COLLEGE CHESTNUT HILL |  | 225 BEACON ST AND 140 COMMONWEALTH AVE |  | NEWTON | MA | 024670000 | OFFICE OF EHS | 140 COMMONWEALTH AVE | CHESTNUT HILL | MA | 024670000 | N | PRIVATE | OP3 | BOSTON COLLEGE | 6175520300 | gail.hall@bc.edu | DANIEL | BOURQUE | 6175526067 | daniel.bourque@bc.edu | GAIL | HALL | 6175520300 | gail.hall@bc.edu | 81 | 21CA GEN |  | ENGINE | CATERPILLAR | 3406 | 2001-06-01 | 2011 | 4.2 | 1 | DIESEL | DIESEL | 44 | DIESEL | 0.0015 |  | 0.037 | E3GAL | 5.143 | OK | N | 1 | 1 | 12 | 1 | 1 | 5
1190292 | BOSTON COLLEGE CHESTNUT HILL |  | 225 BEACON ST AND 140 COMMONWEALTH AVE |  | NEWTON | MA | 024670000 | OFFICE OF EHS | 140 COMMONWEALTH AVE | CHESTNUT HILL | MA | 024670000 | N | PRIVATE | OP3 | BOSTON COLLEGE | 6175520300 | gail.hall@bc.edu | DANIEL | BOURQUE | 6175526067 | daniel.bourque@bc.edu | GAIL | HALL | 6175520300 | gail.hall@bc.edu | 82 | 110T GEN |  | ENGINE | CATERPILLAR | 3406 | 2002-06-01 | 2011 | 4.2 | 1 | DIESEL | DIESEL | 44 | DIESEL | 0.0015 |  | 0.019 | E3GAL | 2.641 | OK | N | 1 | 1 | 12 | 1 | 1 | 5
1190292 | BOSTON COLLEGE CHESTNUT HILL |  | 225 BEACON ST AND 140 COMMONWEALTH AVE |  | NEWTON | MA | 024670000 | OFFICE OF EHS | 140 COMMONWEALTH AVE | CHESTNUT HILL | MA | 024670000 | N | PRIVATE | OP3 | BOSTON COLLEGE | 6175520300 | gail.hall@bc.edu | DANIEL | BOURQUE | 6175526067 | daniel.bourque@bc.edu | GAIL | HALL | 6175520300 | gail.hall@bc.edu | 88 | STCLN GEN |  | ENGINE | CATERPILLAR | 3512C | 2006-10-04 | 2011 | 14 | 1 | DIESEL | DIESEL | 44 | DIESEL | 0.0015 |  | 1.293 | E3GAL | 179.727 | OK | N | 1 | 1 | 26 | 1 | 1 | 10
1190292 | BOSTON COLLEGE CHESTNUT HILL |  | 225 BEACON ST AND 140 COMMONWEALTH AVE |  | NEWTON | MA | 024670000 | OFFICE OF EHS | 140 COMMONWEALTH AVE | CHESTNUT HILL | MA | 024670000 | N | PRIVATE | OP3 | BOSTON COLLEGE | 6175520300 | gail.hall@bc.edu | DANIEL | BOURQUE | 6175526067 | daniel.bourque@bc.edu | GAIL | HALL | 6175520300 | gail.hall@bc.edu | 93 | 3 LAKE GEN |  | ENGINE | KOHLER | UNKNOWN | 2007-01-01 | 2011 | 0.36 | 1 | DIESEL | DIESEL | 44 | DIESEL | 0.0015 |  | 0.019 | E3GAL | 2.641 | OK | N | 1 | 1 | 12 | 1 | 1 | 3
1190292 | BOSTON COLLEGE CHESTNUT HILL |  | 225 BEACON ST AND 140 COMMONWEALTH AVE |  | NEWTON | MA | 024670000 | OFFICE OF EHS | 140 COMMONWEALTH AVE | CHESTNUT HILL | MA | 024670000 | N | PRIVATE | OP3 | BOSTON COLLEGE | 6175520300 | gail.hall@bc.edu | DANIEL | BOURQUE | 6175526067 | daniel.bourque@bc.edu | GAIL | HALL | 6175520300 | gail.hall@bc.edu | 94 | STSE GEN |  | ENGINE | OLYMPIAN | SW00295 | 2007-08-01 | 2011 | 1.38 | 1 | DIESEL | DIESEL | 44 | DIESEL | 0.0015 |  | 0.068 | E3GAL | 9.452 | OK | N | 1 | 1 | 12 | 1 | 1 | 5
1190292 | BOSTON COLLEGE CHESTNUT HILL |  | 225 BEACON ST AND 140 COMMONWEALTH AVE |  | NEWTON | MA | 024670000 | OFFICE OF EHS | 140 COMMONWEALTH AVE | CHESTNUT HILL | MA | 024670000 | N | PRIVATE | OP3 | BOSTON COLLEGE | 6175520300 | gail.hall@bc.edu | DANIEL | BOURQUE | 6175526067 | daniel.bourque@bc.edu | GAIL | HALL | 6175520300 | gail.hall@bc.edu | 95 | CHAN GEN |  | ENGINE | KOHLER | 135 | 2007-08-01 | 2011 | 1.38 | 1 | DIESEL | DIESEL | 44 | DIESEL | 0.0015 |  | 0.106 | E3GAL | 14.734 | OK | N | 1 | 1 | 12 | 1 | 1 | 5
1190292 | BOSTON COLLEGE CHESTNUT HILL |  | 225 BEACON ST AND 140 COMMONWEALTH AVE |  | NEWTON | MA | 024670000 | OFFICE OF EHS | 140 COMMONWEALTH AVE | CHESTNUT HILL | MA | 024670000 | N | PRIVATE | OP3 | BOSTON COLLEGE | 6175520300 | gail.hall@bc.edu | DANIEL | BOURQUE | 6175526067 | daniel.bourque@bc.edu | GAIL | HALL | 6175520300 | gail.hall@bc.edu | 99 | GONZAGA GENERATOR |  | ENGINE | CATERPILLAR | LC5 | 2009-04-01 | 2011 | 0.853 | 1 | DIESEL | DIESEL | 44 | DIESEL | 0.0015 |  | 0.002 | E3GAL | 0.278 | OK | N | 1 | 1 | 12 | 1 | 1 | 5
1190292 | BOSTON COLLEGE CHESTNUT HILL |  | 225 BEACON ST AND 140 COMMONWEALTH AVE |  | NEWTON | MA | 024670000 | OFFICE OF EHS | 140 COMMONWEALTH AVE | CHESTNUT HILL | MA | 024670000 | N | PRIVATE | OP3 | BOSTON COLLEGE | 6175520300 | gail.hall@bc.edu | DANIEL | BOURQUE | 6175526067 | daniel.bourque@bc.edu | GAIL | HALL | 6175520300 | gail.hall@bc.edu | 100 | 66 COMM GEN |  | ENGINE | OLYMPIAN | 150 | 2006-08-31 | 2011 | 0.51 | 1 | ULSD | DIESEL | 44 | DIESEL | 0.0015 |  | 0.027 | E3GAL | 3.753 | OK | N | 1 | 1 | 12 | 1 | 1 | 5
1190292 | BOSTON COLLEGE CHESTNUT HILL |  | 225 BEACON ST AND 140 COMMONWEALTH AVE |  | NEWTON | MA | 024670000 | OFFICE OF EHS | 140 COMMONWEALTH AVE | CHESTNUT HILL | MA | 024670000 | N | PRIVATE | OP3 | BOSTON COLLEGE | 6175520300 | gail.hall@bc.edu | DANIEL | BOURQUE | 6175526067 | daniel.bourque@bc.edu | GAIL | HALL | 6175520300 | gail.hall@bc.edu | 101 | 9LAK GEN |  | ENGINE | CATERPILLAR | LC5 | 2010-01-01 | 2011 | 1.02 | 1 | ULTRA LOW SULFUR DIESEL | DIESEL | 44 | DIESEL | 0.0015 |  | 0.0516 | E3GAL | 7.1724 | OK | N | 1 | 1 | 12 | 1 | 1 | 5
1190306 | COCA COLA REFRESHMENTS USA INC | FKA COCA COLA BOTTLING CO | 9 B ST |  | NEEDHAM | MA | 021940000 | 9 B STREET |  | NEEDHAM | MA | 024940000 | N | PRIVATE | NM50 | COCA COLA BOTTLING CO OF NEW ENGLAND | 7814537410 | cameronwhitehouse@cokecce.com | CAMERON | WHITEHOUSE | 781.453.7405 | cameronwhitehouse@na.cokecce.com | SAM | COVINO | 7814494300 | samcovino@cokecce.com | 6 | GENERATOR #1 0.26 MMBTU/HR |  | ENGINE | ONAN | UNKNOWN | 1990-01-01 | 2009 | 0.01 | 1 | GENERATOR #1 #2 OIL-0.3 PERCENT S | DIESEL | 44 | DIESEL | 0.3 | 0.1 | 0.09 | E3GAL | 12.51 | OK | N | 1 | 1 | 52 | 1 | 1 | 22
1190309 | HARBOR TOWERS I & II |  | 70 EAST INDIA ROW |  | BOSTON | MA | 021100000 | 85 EAST INDIA ROW |  | BOSTON | MA | 021100000 | N | PRIVATE | NM99 | HARBOR TOWERS I AND II | 6177232090 | JackMahoney@harbor-towers.net | RICHARD | ATWATER, JR. | 6177232090 | RickAtwater@Harbor-Towers.net | JACK | MAHONEY | 6177232090 | JackMahoney@harbor-towers.net | 6 | EMERGENCY GENERATOR #1 |  | ENGINE | CATERPILLAR | 1W9602 | 1989-04-01 | 2008 | 1.91 | 1 | OIL | DIESEL | 44 | DIESEL | 0.03 |  | 0.05 | E3GAL | 6.95 | OK | N | 1 | 1 | 52 | 1 | 1 | 22
1190309 | HARBOR TOWERS I & II |  | 70 EAST INDIA ROW |  | BOSTON | MA | 021100000 | 85 EAST INDIA ROW |  | BOSTON | MA | 021100000 | N | PRIVATE | NM99 | HARBOR TOWERS I AND II | 6177232090 | JackMahoney@harbor-towers.net | RICHARD | ATWATER, JR. | 6177232090 | RickAtwater@Harbor-Towers.net | JACK | MAHONEY | 6177232090 | JackMahoney@harbor-towers.net | 7 | EMERGENCY GENERATOR #2 |  | ENGINE | CATERPILLAR | 1W9602 | 1989-04-01 | 2008 | 1.91 | 1 | OIL | DIESEL | 44 | DIESEL | 0.03 |  | 0.05 | E3GAL | 6.95 | OK | N | 1 | 1 | 52 | 1 | 1 | 22
1190312 | QUINZANI BAKERY INC |  | 380 HARRISON AVE |  | BOSTON | MA | 021110000 | 380 HARRISON AVENUE |  | BOSTON | MA | 021180000 | N | PRIVATE | SM25 | QUINZANI BAKERY INC | 6174264979 | LARRY@QUINZANISBAKERY.COM | LARRY | QUINZANI | 6174262114 | LARRY@QUINZANIBAKERY.COM | LARRY | QUINZANI | 6174264979 | LARRY@QUINZANISBAKERY.COM | 3 | EU#4 DIESEL-FIRED EMERGENCY GENERATOR |  | ENGINE | ONAN | DFBE | 1992-01-01 | 2011 | 3.75 | 1 | DIESEL FUEL | DIESEL | 44 | DIESEL | 0.05 | 0.1 | 2.421 | E3GAL | 336.519 | OK | N | 1 | 1 | 52 | 1 | 1 | 22
1190335 | BRANDEIS UNIVERSITY |  | 415 SOUTH ST |  | WALTHAM | MA | 022549110 | 415 SOUTH ST |  | WALTHAM | MA | 022549110 | N | PRIVATE | SM80-R | BRANDEIS UNIVERSITY | 7817364262 | afinn@brandeis.edu | MARK | COLLINS | 7817364380 | collins@brandeis.edu | WILLIAM | BUSHEY | 7817364364 | bbushey@brandeis.edu | 16 | CHILL WATER PLANT #1 EMERGENCY GENERATOR |  | ENGINE | MITSUBISHI | S6R-Y2PTAW-1 | 2009-01-01 | 2011 | 7 | 1 | DIESEL | DIESEL | 44 | DIESEL | 0.0015 |  | 0.746 | E3GAL | 103.694 | OK | N | 1 | 5 | 52 | 1 | 1 | 22
1190335 | BRANDEIS UNIVERSITY |  | 415 SOUTH ST |  | WALTHAM | MA | 022549110 | 415 SOUTH ST |  | WALTHAM | MA | 022549110 | N | PRIVATE | SM80-R | BRANDEIS UNIVERSITY | 7817364262 | afinn@brandeis.edu | MARK | COLLINS | 7817364380 | collins@brandeis.edu | WILLIAM | BUSHEY | 7817364364 | bbushey@brandeis.edu | 16 | CHILL WATER PLANT #1 EMERGENCY GENERATOR |  | ENGINE | MITSUBISHI | S6R-Y2PTAW-1 | 2009-01-01 | 2011 | 7 | 2 | DIESEL | DIESEL | 44 | DIESEL | 0.0015 |  | 0.746 | E3GAL | 103.694 | OK | N | 1 | 5 | 52 | 1 | 1 | 22
1190335 | BRANDEIS UNIVERSITY |  | 415 SOUTH ST |  | WALTHAM | MA | 022549110 | 415 SOUTH ST |  | WALTHAM | MA | 022549110 | N | PRIVATE | SM80-R | BRANDEIS UNIVERSITY | 7817364262 | afinn@brandeis.edu | MARK | COLLINS | 7817364380 | collins@brandeis.edu | WILLIAM | BUSHEY | 7817364364 | bbushey@brandeis.edu | 17 | CHILL WATER PLANT #2 EMERGENCY GENERATOR |  | ENGINE | MITSUBISHI | MITSUBISHI | 2009-01-01 | 2011 | 7 | 1 | DIESEL | DIESEL | 44 | DIESEL | 0.0015 |  | 0.746 | E3GAL | 103.694 | OK | N | 1 | 5 | 52 | 1 | 1 | 22
1190335 | BRANDEIS UNIVERSITY |  | 415 SOUTH ST |  | WALTHAM | MA | 022549110 | 415 SOUTH ST |  | WALTHAM | MA | 022549110 | N | PRIVATE | SM80-R | BRANDEIS UNIVERSITY | 7817364262 | afinn@brandeis.edu | MARK | COLLINS | 7817364380 | collins@brandeis.edu | WILLIAM | BUSHEY | 7817364364 | bbushey@brandeis.edu | 17 | CHILL WATER PLANT #2 EMERGENCY GENERATOR |  | ENGINE | MITSUBISHI | MITSUBISHI | 2009-01-01 | 2011 | 7 | 2 | DIESEL | DIESEL | 44 | DIESEL | 0.0015 |  | 0.746 | E3GAL | 103.694 | OK | N | 1 | 5 | 52 | 1 | 1 | 22
1190335 | BRANDEIS UNIVERSITY |  | 415 SOUTH ST |  | WALTHAM | MA | 022549110 | 415 SOUTH ST |  | WALTHAM | MA | 022549110 | N | PRIVATE | SM80-R | BRANDEIS UNIVERSITY | 7817364262 | afinn@brandeis.edu | MARK | COLLINS | 7817364380 | collins@brandeis.edu | WILLIAM | BUSHEY | 7817364364 | bbushey@brandeis.edu | 18 | RIDGEWOOD RESIDENCE HALL EMERGENCY GENERATOR |  | ENGINE | VOLVO | D500 16.1B65 | 2008-10-28 | 2011 | 5.1 | 1 | DIESEL | DIESEL | 44 | DIESEL | 0.0015 |  | 0.096 | E3GAL | 13.344 | OK | N | 1 | 1 | 52 | 1 | 1 | 22
1190335 | BRANDEIS UNIVERSITY |  | 415 SOUTH ST |  | WALTHAM | MA | 022549110 | 415 SOUTH ST |  | WALTHAM | MA | 022549110 | N | PRIVATE | SM80-R | BRANDEIS UNIVERSITY | 7817364262 | afinn@brandeis.edu | MARK | COLLINS | 7817364380 | collins@brandeis.edu | WILLIAM | BUSHEY | 7817364364 | bbushey@brandeis.edu | 18 | RIDGEWOOD RESIDENCE HALL EMERGENCY GENERATOR |  | ENGINE | VOLVO | D500 16.1B65 | 2008-10-28 | 2011 | 5.1 | 2 | DIESEL | DIESEL | 44 | DIESEL | 0.0015 |  | 0.096 | E3GAL | 13.344 | OK | N | 1 | 1 | 52 | 1 | 1 | 22
1190335 | BRANDEIS UNIVERSITY |  | 415 SOUTH ST |  | WALTHAM | MA | 022549110 | 415 SOUTH ST |  | WALTHAM | MA | 022549110 | N | PRIVATE | SM80-R | BRANDEIS UNIVERSITY | 7817364262 | afinn@brandeis.edu | MARK | COLLINS | 7817364380 | collins@brandeis.edu | WILLIAM | BUSHEY | 7817364364 | bbushey@brandeis.edu | 19 | GOSMAN EMERGENCY GENERATOR BLDG 55 |  | ENGINE | SUPERIOR | 100R1161 | 1991-01-01 | 2011 | 0.34 | 1 | DIESEL | DIESEL | 44 | DIESEL | 0.0015 |  | 0.073 | E3GAL | 10.147 | OK | N | 1 | 1 | 52 | 1 | 1 | 22
1190335 | BRANDEIS UNIVERSITY |  | 415 SOUTH ST |  | WALTHAM | MA | 022549110 | 415 SOUTH ST |  | WALTHAM | MA | 022549110 | N | PRIVATE | SM80-R | BRANDEIS UNIVERSITY | 7817364262 | afinn@brandeis.edu | MARK | COLLINS | 7817364380 | collins@brandeis.edu | WILLIAM | BUSHEY | 7817364364 | bbushey@brandeis.edu | 20 | GOLDING/STONEMAN EMERGENCY GENERATOR |  | ENGINE | SUPERIOR | 30R131 | 2010-01-01 | 2011 | 0.102 | 1 | DIESEL | DIESEL | 44 | DIESEL | 0.0015 |  | 0.073 | E3GAL | 10.147 | OK | N | 1 | 1 | 52 | 1 | 1 | 22
1190335 | BRANDEIS UNIVERSITY |  | 415 SOUTH ST |  | WALTHAM | MA | 022549110 | 415 SOUTH ST |  | WALTHAM | MA | 022549110 | N | PRIVATE | SM80-R | BRANDEIS UNIVERSITY | 7817364262 | afinn@brandeis.edu | MARK | COLLINS | 7817364380 | collins@brandeis.edu | WILLIAM | BUSHEY | 7817364364 | bbushey@brandeis.edu | 21 | SPINGOLD THEATER EMERGENCY GENERATOR |  | ENGINE | ONAN | 30DEC-4R8/14A | 2010-01-01 | 2011 | 0.102 | 1 | DIESEL | DIESEL | 44 | DIESEL | 0.0015 |  | 0.073 | E3GAL | 10.147 | OK | N | 1 | 1 | 52 | 1 | 1 | 22
1190335 | BRANDEIS UNIVERSITY |  | 415 SOUTH ST |  | WALTHAM | MA | 022549110 | 415 SOUTH ST |  | WALTHAM | MA | 022549110 | N | PRIVATE | SM80-R | BRANDEIS UNIVERSITY | 7817364262 | afinn@brandeis.edu | MARK | COLLINS | 7817364380 | collins@brandeis.edu | WILLIAM | BUSHEY | 7817364364 | bbushey@brandeis.edu | 22 | USDAN EMERGENCY GENERATOR |  | ENGINE | CATEPILLAR | D330 | 2010-01-01 | 2011 | 0.307 | 1 | DIESEL | DIESEL | 44 | DIESEL | 0.0015 |  | 0.073 | E3GAL | 10.147 | OK | N | 1 | 1 | 52 | 1 | 1 | 22
1190335 | BRANDEIS UNIVERSITY |  | 415 SOUTH ST |  | WALTHAM | MA | 022549110 | 415 SOUTH ST |  | WALTHAM | MA | 022549110 | N | PRIVATE | SM80-R | BRANDEIS UNIVERSITY | 7817364262 | afinn@brandeis.edu | MARK | COLLINS | 7817364380 | collins@brandeis.edu | WILLIAM | BUSHEY | 7817364364 | bbushey@brandeis.edu | 23 | ROSENTHAL NORTH EMERGENCY GENERATOR |  | ENGINE | KOHLER | 30REOZJB | 2010-01-01 | 2011 | 0.102 | 1 | DIESEL | DIESEL | 44 | DIESEL | 0.0015 |  | 0.073 | E3GAL | 10.147 | OK | N | 1 | 1 | 52 | 1 | 1 | 22
1190335 | BRANDEIS UNIVERSITY |  | 415 SOUTH ST |  | WALTHAM | MA | 022549110 | 415 SOUTH ST |  | WALTHAM | MA | 022549110 | N | PRIVATE | SM80-R | BRANDEIS UNIVERSITY | 7817364262 | afinn@brandeis.edu | MARK | COLLINS | 7817364380 | collins@brandeis.edu | WILLIAM | BUSHEY | 7817364364 | bbushey@brandeis.edu | 24 | FELDBERG EMERGENCY GENERATOR |  | ENGINE | ONAN | DFCC-4480813 | 2010-01-01 | 2011 | 1.19 | 1 | DIESEL | DIESEL | 44 | DIESEL | 0.0015 |  | 0.073 | E3GAL | 10.147 | OK | N | 1 | 1 | 52 | 1 | 1 | 22
1190335 | BRANDEIS UNIVERSITY |  | 415 SOUTH ST |  | WALTHAM | MA | 022549110 | 415 SOUTH ST |  | WALTHAM | MA | 022549110 | N | PRIVATE | SM80-R | BRANDEIS UNIVERSITY | 7817364262 | afinn@brandeis.edu | MARK | COLLINS | 7817364380 | collins@brandeis.edu | WILLIAM | BUSHEY | 7817364364 | bbushey@brandeis.edu | 25 | FOSTER BIOMED |  | ENGINE | ONAN | 125DYD-15R/11035D | 2010-01-01 | 2011 | 0.426 | 1 | DIESEL | DIESEL | 44 | DIESEL | 0.0015 |  | 0.073 | E3GAL | 10.147 | OK | N | 1 | 1 | 52 | 1 | 1 | 22
1190335 | BRANDEIS UNIVERSITY |  | 415 SOUTH ST |  | WALTHAM | MA | 022549110 | 415 SOUTH ST |  | WALTHAM | MA | 022549110 | N | PRIVATE | SM80-R | BRANDEIS UNIVERSITY | 7817364262 | afinn@brandeis.edu | MARK | COLLINS | 7817364380 | collins@brandeis.edu | WILLIAM | BUSHEY | 7817364364 | bbushey@brandeis.edu | 26 | RABB EMERGENCY GENERATOR |  | ENGINE | ONAN | 30DEC-4R8/2044B | 2010-01-01 | 2011 | 0.102 | 1 | DIESEL | DIESEL | 44 | DIESEL | 0.0015 |  | 0.073 | E3GAL | 10.147 | OK | N | 1 | 1 | 52 | 1 | 1 | 22
1190335 | BRANDEIS UNIVERSITY |  | 415 SOUTH ST |  | WALTHAM | MA | 022549110 | 415 SOUTH ST |  | WALTHAM | MA | 022549110 | N | PRIVATE | SM80-R | BRANDEIS UNIVERSITY | 7817364262 | afinn@brandeis.edu | MARK | COLLINS | 7817364380 | collins@brandeis.edu | WILLIAM | BUSHEY | 7817364364 | bbushey@brandeis.edu | 27 | SHAPIRO STUDENT CENTER EMERGENCY GENERATOR |  | ENGINE | KOHLER | 300REOZD | 2003-01-01 | 2011 | 1.02 | 1 | DIESEL | DIESEL | 44 | DIESEL | 0.0015 |  | 0.073 | E3GAL | 10.147 | OK | N | 1 | 1 | 52 | 1 | 1 | 22
1190335 | BRANDEIS UNIVERSITY |  | 415 SOUTH ST |  | WALTHAM | MA | 022549110 | 415 SOUTH ST |  | WALTHAM | MA | 022549110 | N | PRIVATE | SM80-R | BRANDEIS UNIVERSITY | 7817364262 | afinn@brandeis.edu | MARK | COLLINS | 7817364380 | collins@brandeis.edu | WILLIAM | BUSHEY | 7817364364 | bbushey@brandeis.edu | 28 | SCHNEIDER EMERGENCY GENERATOR |  | ENGINE | KOHLER | 230REOZJB | 2010-01-01 | 2011 | 0.78 | 1 | DIESEL | DIESEL | 44 | DIESEL | 0.0015 |  | 0.073 | E3GAL | 10.147 | OK | N | 1 | 1 | 52 | 1 | 1 | 22
1190335 | BRANDEIS UNIVERSITY |  | 415 SOUTH ST |  | WALTHAM | MA | 022549110 | 415 SOUTH ST |  | WALTHAM | MA | 022549110 | N | PRIVATE | SM80-R | BRANDEIS UNIVERSITY | 7817364262 | afinn@brandeis.edu | MARK | COLLINS | 7817364380 | collins@brandeis.edu | WILLIAM | BUSHEY | 7817364364 | bbushey@brandeis.edu | 40 | ASAC EMERGENCY GENERATOR |  | ENGINE | KOHLER | 100RZG | 2010-01-01 | 2011 | 0.068 | 1 | DIESEL | DIESEL | 44 | DIESEL | 0.0015 |  | 0.073 | E3GAL | 10.147 | OK | N | 1 | 1 | 52 | 1 | 1 | 22
1190335 | BRANDEIS UNIVERSITY |  | 415 SOUTH ST |  | WALTHAM | MA | 022549110 | 415 SOUTH ST |  | WALTHAM | MA | 022549110 | N | PRIVATE | SM80-R | BRANDEIS UNIVERSITY | 7817364262 | afinn@brandeis.edu | MARK | COLLINS | 7817364380 | collins@brandeis.edu | WILLIAM | BUSHEY | 7817364364 | bbushey@brandeis.edu | 41 | SHERMAN EMERGENCY GENERATOR |  | ENGINE | KOHLER | 80ROZ281 | 2010-01-01 | 2011 | 0.27 | 1 | DIESEL | DIESEL | 44 | DIESEL | 0.0015 |  | 0.073 | E3GAL | 10.147 | OK | N | 1 | 1 | 52 | 1 | 1 | 22
1190335 | BRANDEIS UNIVERSITY |  | 415 SOUTH ST |  | WALTHAM | MA | 022549110 | 415 SOUTH ST |  | WALTHAM | MA | 022549110 | N | PRIVATE | SM80-R | BRANDEIS UNIVERSITY | 7817364262 | afinn@brandeis.edu | MARK | COLLINS | 7817364380 | collins@brandeis.edu | WILLIAM | BUSHEY | 7817364364 | bbushey@brandeis.edu | 42 | MANDEL EMERGENCY GENERATOR |  | ENGINE | KOHLER | 150ROZJ | 2010-01-01 | 2011 | 0.51 | 1 | DIESEL | DIESEL | 44 | DIESEL | 0.0015 |  | 0.073 | E3GAL | 10.147 | OK | N | 1 | 1 | 52 | 1 | 1 | 22
1190335 | BRANDEIS UNIVERSITY |  | 415 SOUTH ST |  | WALTHAM | MA | 022549110 | 415 SOUTH ST |  | WALTHAM | MA | 022549110 | N | PRIVATE | SM80-R | BRANDEIS UNIVERSITY | 7817364262 | afinn@brandeis.edu | MARK | COLLINS | 7817364380 | collins@brandeis.edu | WILLIAM | BUSHEY | 7817364364 | bbushey@brandeis.edu | 44 | CENTRAL HEATING PLANT EMERGENCY GENERATOR |  | ENGINE | KOHLER | 230ROZ | 2010-01-01 | 2011 | 0.78 | 1 | DIESEL | DIESEL | 44 | DIESEL | 0.0015 |  | 0.073 | E3GAL | 10.147 | OK | N | 1 | 1 | 52 | 1 | 1 | 22
1190335 | BRANDEIS UNIVERSITY |  | 415 SOUTH ST |  | WALTHAM | MA | 022549110 | 415 SOUTH ST |  | WALTHAM | MA | 022549110 | N | PRIVATE | SM80-R | BRANDEIS UNIVERSITY | 7817364262 | afinn@brandeis.edu | MARK | COLLINS | 7817364380 | collins@brandeis.edu | WILLIAM | BUSHEY | 7817364364 | bbushey@brandeis.edu | 45 | LEMBERG IBS EMERGENCY GENERATOR |  | ENGINE | KOHLER | 80REOZJB | 2010-01-01 | 2011 | 0.27 | 1 | DIESEL | DIESEL | 44 | DIESEL | 0.0015 |  | 0.073 | E3GAL | 10.147 | OK | N | 1 | 1 | 52 | 1 | 1 | 22
1190341 | BOYD SMITH INCORPORATED |  | 221 MASSACHUSETTS AVE |  | BOSTON | MA | 021150000 | 221 MASS AVENUE |  | BOSTON | MA | 021150000 | N | PRIVATE | NM25 | BOYD SMITH INC | 6174371577 | bsmith@boydsmith.com | WILLIAM | SMITH | 6178693765 | bsmith@boydsmith.com | ANDREW | PORTER | 6177773973 | aporter@boydsmith.com | 4 | 4 |  | ENGINE | CAT | SR4 | 1994-09-07 | 2010 | 960 | 1 | #2 DIESEL FUEL | DIESEL | 44 | DIESEL | 0.5 |  | 1 | E3GAL | 139 | OK | N | 1 | 1 | 52 | 1 | 1 | 20
1190348 | BAE SYSTEMS |  | 2 FORBES RD |  | LEXINGTON | MA | 021730000 | PO BOX 868, MER12-1506 |  | NASHUA | NH | 030610000 | N | PRIVATE | SM25 | BAE SYSTEMS INFORMATION AND ELECTRONIC SYSTEMS INTEGRATION INC. | 6038855344 | daniel.sweet@baesystems.com | DANIEL | SWEET | 6038856831 | daniel.sweet@baesystems.com | DANIEL | SWEET | 6038856831 | daniel.sweet@baesystems.com | 9 | BLDG 1 UNCOOLED EMER GEN - CUMMINS KTA-19-G4 |  | ENGINE | CUMMINS | KTA 19-G4 | 1982-01-01 | 2009 | 4.8 | 1 | DIESEL / #2 FUEL OIL | DIESEL | 44 | DIESEL | 0.3 | 0 | 1.003 | E3GAL | 139.417 | OK | N | 1 | 1 | 52 | 1 | 1 | 22
1190348 | BAE SYSTEMS |  | 2 FORBES RD |  | LEXINGTON | MA | 021730000 | PO BOX 868, MER12-1506 |  | NASHUA | NH | 030610000 | N | PRIVATE | SM25 | BAE SYSTEMS INFORMATION AND ELECTRONIC SYSTEMS INTEGRATION INC. | 6038855344 | daniel.sweet@baesystems.com | DANIEL | SWEET | 6038856831 | daniel.sweet@baesystems.com | DANIEL | SWEET | 6038856831 | daniel.sweet@baesystems.com | 10 | COOLED/LIFE SAFETY CAT 3456 EMER GENERATOR |  | ENGINE | CATERPILLAR | 3456 | 2005-07-01 | 2009 | 4.9 | 1 | DIESEL/#2 FUEL OIL | DIESEL | 44 | DIESEL | 0.3 | 0 | 1.234 | E3GAL | 171.526 | OK | N | 1 | 1 | 52 | 1 | 1 | 22
1190359 | THE FIRST CHURCH OF CHRIST SCIENTIST |  | 210 MASSACHUSETTS AVE |  | BOSTON | MA | 021150000 | 210 MASSACHUSETTS AVE |  | BOSTON | MA | 021150000 | N | PRIVATE | SM79-R | THE FIRST CHURCH OF CHRIST, SCIENTIST | 6174503724 | MarquezM@csps.com | MICHELE | MARQUEZ | 6174503724 | MarquezM@csps.com | MICHELE | MARQUEZ | 6174503724 | MarquezM@csps.com | 8 | EMER GEN #2 - CAT 3412 800 KWE #2 DIESEL 0.05 S |  | ENGINE | CATERPILLAR | 3412 | 2001-06-01 | 2011 | 8 | 2 | DIESEL | DIESEL | 44 | DIESEL | 0.05 |  | 0.6 | E3GAL | 83.4 | OK | N | 1 | 1 | 52 | 1 | 1 | 22
1190359 | THE FIRST CHURCH OF CHRIST SCIENTIST |  | 210 MASSACHUSETTS AVE |  | BOSTON | MA | 021150000 | 210 MASSACHUSETTS AVE |  | BOSTON | MA | 021150000 | N | PRIVATE | SM79-R | THE FIRST CHURCH OF CHRIST, SCIENTIST | 6174503724 | MarquezM@csps.com | MICHELE | MARQUEZ | 6174503724 | MarquezM@csps.com | MICHELE | MARQUEZ | 6174503724 | MarquezM@csps.com | 9 | EMER GEN #3-CATERPILLAR #3412 800KW #2 OIL 0.05 S |  | ENGINE | CATERPILLAR | 3412 | 2001-01-06 | 2011 | 8 | 1 | EMER GEN #3-CATERPILLAR #3412 800KW #2 OIL 0.05S | DIESEL | 44 | DIESEL | 0.05 | 0 | 0.6 | E3GAL | 83.4 | OK | N | 1 | 1 | 52 | 1 | 1 | 22
1190361 | FIDELITY PROPERTIES |  | 82 DEVONSHIRE ST |  | BOSTON | MA | 021090000 | 82 DEVONSHIRE ST S5A |  | BOSTON | MA | 021090000 | N | PRIVATE | NM50 | FIDELITY CORPORATE REAL ESTATE LLC | 6175706228 | thomas.burnham@fmr.com | JOSEPH | MASELLI | 6175639937 | joseph.b.maselli@fmr.com | THOMAS | BURNHAM | 6175634311 | thomas.burnham@fmr.com | 4 | TWO 800 KW EMERGENCY GENERATORS | 2 | ENGINE | CUMMINS | KTA38GSI | 1983-01-01 | 2009 | 16 | 1 | DIESEL | DIESEL | 44 | DIESEL | 0.0015 | 0 | 8.028 | E3GAL | 1115.892 | OK | N | 1 | 1 | 26 | 1 | 1 | 10
1190361 | FIDELITY PROPERTIES |  | 82 DEVONSHIRE ST |  | BOSTON | MA | 021090000 | 82 DEVONSHIRE ST S5A |  | BOSTON | MA | 021090000 | N | PRIVATE | NM50 | FIDELITY CORPORATE REAL ESTATE LLC | 6175706228 | thomas.burnham@fmr.com | JOSEPH | MASELLI | 6175639937 | joseph.b.maselli@fmr.com | THOMAS | BURNHAM | 6175634311 | thomas.burnham@fmr.com | 5 | 125 KW GENERATOR FOR ELEVATORS |  | ENGINE | CATERPILLAR | 3208 | 2000-01-01 | 2009 | 1.25 | 1 | DIESEL | DIESEL | 44 | DIESEL | 0.0015 | 0 | 0.108 | E3GAL | 15.012 | OK | N | 1 | 1 | 26 | 1 | 1 | 10
1190361 | FIDELITY PROPERTIES |  | 82 DEVONSHIRE ST |  | BOSTON | MA | 021090000 | 82 DEVONSHIRE ST S5A |  | BOSTON | MA | 021090000 | N | PRIVATE | NM50 | FIDELITY CORPORATE REAL ESTATE LLC | 6175706228 | thomas.burnham@fmr.com | JOSEPH | MASELLI | 6175639937 | joseph.b.maselli@fmr.com | THOMAS | BURNHAM | 6175634311 | thomas.burnham@fmr.com | 7 | 300 KW EMERGENCY GENERATOR 19 CONGRESS |  | ENGINE | CUMMINS | NT855G2 | 1986-01-01 | 2009 | 3.05 | 1 | DIESEL | DIESEL | 44 | DIESEL | 0.0015 | 0 | 0.264 | E3GAL | 36.696 | OK | N | 1 | 1 | 26 | 1 | 1 | 10
1190390 | TUFTS UNIVERSITY BOSTON CAMPUS |  | 200 HARRISON AVE | POSNER HALL | BOSTON | MA | 021110000 | 200 HARRISON AVE | POSNER HALL ATTENTION: FACILITIES | BOSTON | MA | 021110000 | N | PRIVATE | SM50 | TUFTS UNIVERSITY | 6175551212 | elizabeth.isenstein@tufts.edu | RICHARD | REYNOLDS | 6176273334 | dick.reynolds@tufts.edu | ELIZABETH | ISENSTEIN | 6176273704 | elizabeth.isenstein@tufts.edu | 6 | GENERATOR #2-SACKLER ULSD |  | ENGINE | CUMMINS | NT655 SERIAL #30119069 | 1985-01-01 | 2009 | 2.7105 | 1 | GENERATOR #2-SACKLER ULSD | DIESEL | 44 | DIESEL | 0.0015 | 0 | 0.0634 | E3GAL | 8.8126 | OK | N | 1 | 1 | 52 | 1 | 1 | 22
1190390 | TUFTS UNIVERSITY BOSTON CAMPUS |  | 200 HARRISON AVE | POSNER HALL | BOSTON | MA | 021110000 | 200 HARRISON AVE | POSNER HALL ATTENTION: FACILITIES | BOSTON | MA | 021110000 | N | PRIVATE | SM50 | TUFTS UNIVERSITY | 6175551212 | elizabeth.isenstein@tufts.edu | RICHARD | REYNOLDS | 6176273334 | dick.reynolds@tufts.edu | ELIZABETH | ISENSTEIN | 6176273704 | elizabeth.isenstein@tufts.edu | 7 | GENERATOR #3-DENTAL ULSD |  | ENGINE | CATERPILLER | 3512 SERIAL # 24Z07956 | 1995-01-01 | 2009 | 9.9385 | 1 | GENERATOR #3-DENTAL ULSD | DIESEL | 44 | DIESEL | 0.0015 | 0 | 0.6971 | E3GAL | 96.8969 | OK | N | 1 | 1 | 52 | 1 | 1 | 22
1190390 | TUFTS UNIVERSITY BOSTON CAMPUS |  | 200 HARRISON AVE | POSNER HALL | BOSTON | MA | 021110000 | 200 HARRISON AVE | POSNER HALL ATTENTION: FACILITIES | BOSTON | MA | 021110000 | N | PRIVATE | SM50 | TUFTS UNIVERSITY | 6175551212 | elizabeth.isenstein@tufts.edu | RICHARD | REYNOLDS | 6176273334 | dick.reynolds@tufts.edu | ELIZABETH | ISENSTEIN | 6176273704 | elizabeth.isenstein@tufts.edu | 8 | GENERATOR #4-CATERPILLAR #1000KW ULSD JAHARIS |  | ENGINE | CATERPILLER | SR4B | 2002-01-01 | 2009 | 8.34 | 1 | ULSD | DIESEL | 44 | DIESEL | 0.0015 | 0 | 1.38 | E3GAL | 191.82 | OK | N | 1 | 1 | 52 | 1 | 1 | 22
1190390 | TUFTS UNIVERSITY BOSTON CAMPUS |  | 200 HARRISON AVE | POSNER HALL | BOSTON | MA | 021110000 | 200 HARRISON AVE | POSNER HALL ATTENTION: FACILITIES | BOSTON | MA | 021110000 | N | PRIVATE | SM50 | TUFTS UNIVERSITY | 6175551212 | elizabeth.isenstein@tufts.edu | RICHARD | REYNOLDS | 6176273334 | dick.reynolds@tufts.edu | ELIZABETH | ISENSTEIN | 6176273704 | elizabeth.isenstein@tufts.edu | 9 | GENERATOR #5-CATERPILLAR #1000KW ULSD M AND V DLAM |  | ENGINE | CATERPILLAR | 3412 SERIAL # 9EP02402 | 2002-01-01 | 2009 | 9.2574 | 1 | GENERATOR #5-CATERPILLAR #1000KW ULSD | DIESEL | 44 | DIESEL | 0.0015 | 0 | 0.3996 | E3GAL | 55.5444 | OK | N | 1 | 1 | 52 | 1 | 1 | 22
1190390 | TUFTS UNIVERSITY BOSTON CAMPUS |  | 200 HARRISON AVE | POSNER HALL | BOSTON | MA | 021110000 | 200 HARRISON AVE | POSNER HALL ATTENTION: FACILITIES | BOSTON | MA | 021110000 | N | PRIVATE | SM50 | TUFTS UNIVERSITY | 6175551212 | elizabeth.isenstein@tufts.edu | RICHARD | REYNOLDS | 6176273334 | dick.reynolds@tufts.edu | ELIZABETH | ISENSTEIN | 6176273704 | elizabeth.isenstein@tufts.edu | 10 | GENERATOR #1-CATERPILLAR 1000KW ULSD M AND V (Y2K) |  | ENGINE | CATERPILLER | SR4B | 2001-01-01 | 2009 | 8.34 | 1 | ULSD | DIESEL | 44 | DIESEL | 0.0015 |  | 1.68 | E3GAL | 233.52 | OK | N | 1 | 1 | 52 | 1 | 1 | 22
1190390 | TUFTS UNIVERSITY BOSTON CAMPUS |  | 200 HARRISON AVE | POSNER HALL | BOSTON | MA | 021110000 | 200 HARRISON AVE | POSNER HALL ATTENTION: FACILITIES | BOSTON | MA | 021110000 | N | PRIVATE | SM50 | TUFTS UNIVERSITY | 6175551212 | elizabeth.isenstein@tufts.edu | RICHARD | REYNOLDS | 6176273334 | dick.reynolds@tufts.edu | ELIZABETH | ISENSTEIN | 6176273704 | elizabeth.isenstein@tufts.edu | 11 | GENERATOR #6 DENTAL 1500 KW CATERPILLAR |  | ENGINE | CATERPILLAR | 3512C | 2008-11-08 | 2009 | 14.574 | 1 | ULSD | DIESEL | 44 | DIESEL | 0.0015 |  | 3.2399 | E3GAL | 450.3461 | OK | N | 1 | 1 | 52 | 1 | 1 | 22
1190394 | MASS COLLEGE OF PHARMACY & HEALTH SERVIC |  | 179 LONGWOOD AVE |  | BOSTON | MA | 021155896 | 179 LONGWOOD AVENUE |  | BOSTON | MA | 021155896 | N | PRIVATE | NM50 | MASS COLLEGE OF PHARAMACY AND ALLIED HEALTH SCIENCES | 6177322800 | john.tummino@mcphs.edu | JOHN | TUMMINO | 6177322861 | john.tummino@mcphs.edu | JOHN | TUMMINO | 6177322861 | john.tummino@mcphs.edu | 3 | EMERGERCY GENERATOR MATRICARIA |  | ENGINE | CATERPILLAR | 3456 | 2004-06-01 | 2009 | 2100 | 1 | DIESEL | DIESEL | 44 | DIESEL | 0.3 |  | 0.16 | E3GAL | 22.24 | OK | N | 1 | 1 | 26 | 1 | 1 | 1
1190394 | MASS COLLEGE OF PHARMACY & HEALTH SERVIC |  | 179 LONGWOOD AVE |  | BOSTON | MA | 021155896 | 179 LONGWOOD AVENUE |  | BOSTON | MA | 021155896 | N | PRIVATE | NM50 | MASS COLLEGE OF PHARAMACY AND ALLIED HEALTH SCIENCES | 6177322800 | john.tummino@mcphs.edu | JOHN | TUMMINO | 6177322861 | john.tummino@mcphs.edu | JOHN | TUMMINO | 6177322861 | john.tummino@mcphs.edu | 6 | EMERGENCY GENERATOR GRIFFIN |  | ENGINE | CATEPILLAR | C9 | 2009-06-01 | 2009 | 0.01 | 1 | DIESEL | DIESEL | 44 | DIESEL | 0.3 |  | 1 | E3GAL | 139 | CHECK | N | 1 | 1 | 26 | 1 | 1 | 5
1190405 | NEW ENGLAND BAPTIST HOSPITAL |  | 125 PARKER HILL AVE |  | BOSTON | MA | 021200000 | 125 PARKER HILL AVE |  | BOSTON | MA | 021200000 | N | PRIVATE | SM50 | NEW ENGLAND BAPTIST HOSPITAL | 6177385800 | wwarren@nebh.org | WES | WARREN | 6177545125 | wwarren@nebh.org | WES | WARREN | 6177545125 | wwarren@nebh.org | 7 | GENERATOR #1-CUMMINS 250KW FISHER AVE #2 DIESEL |  | ENGINE | CUMMINS | NTA855G | 1984-08-01 | 2011 | 2.15 | 1 | GENERATOR #1-CUMMINS #2 OIL FISHER AVE | DIESEL | 44 | DIESEL | 0.0015 | 0 | 0.203 | E3GAL | 28.217 | OK | N | 3 | 1 | 12 | 3 | 1 | 4
1190405 | NEW ENGLAND BAPTIST HOSPITAL |  | 125 PARKER HILL AVE |  | BOSTON | MA | 021200000 | 125 PARKER HILL AVE |  | BOSTON | MA | 021200000 | N | PRIVATE | SM50 | NEW ENGLAND BAPTIST HOSPITAL | 6177385800 | wwarren@nebh.org | WES | WARREN | 6177545125 | wwarren@nebh.org | WES | WARREN | 6177545125 | wwarren@nebh.org | 8 | GENERATOR #2-CUMMINS 250KW FISHER AVE |  | ENGINE | CUMMINS | V12-525-GC | 1984-08-01 | 2011 | 2.2 | 1 | GENERATOR #2-CUMMINS #2 OIL FISHER AVE | DIESEL | 44 | DIESEL | 0.0015 | 0 | 0.204 | E3GAL | 28.356 | OK | N | 3 | 1 | 12 | 3 | 1 | 4
1190405 | NEW ENGLAND BAPTIST HOSPITAL |  | 125 PARKER HILL AVE |  | BOSTON | MA | 021200000 | 125 PARKER HILL AVE |  | BOSTON | MA | 021200000 | N | PRIVATE | SM50 | NEW ENGLAND BAPTIST HOSPITAL | 6177385800 | wwarren@nebh.org | WES | WARREN | 6177545125 | wwarren@nebh.org | WES | WARREN | 6177545125 | wwarren@nebh.org | 9 | GENERATOR #5-CUMMINS 350KW JENKS |  | ENGINE | CUMMINS | NTTA85C32 | 1985-10-01 | 2011 | 2.71 | 1 | GENERATOR #3-CUMMINS #2 OIL JENKS | DIESEL | 44 | DIESEL | 0.0015 | 0 | 0.441 | E3GAL | 61.299 | OK | N | 3 | 1 | 12 | 3 | 1 | 4
1190405 | NEW ENGLAND BAPTIST HOSPITAL |  | 125 PARKER HILL AVE |  | BOSTON | MA | 021200000 | 125 PARKER HILL AVE |  | BOSTON | MA | 021200000 | N | PRIVATE | SM50 | NEW ENGLAND BAPTIST HOSPITAL | 6177385800 | wwarren@nebh.org | WES | WARREN | 6177545125 | wwarren@nebh.org | WES | WARREN | 6177545125 | wwarren@nebh.org | 10 | EMERGENCY GENERATOR ENGINE #6-CUMMINS 500KW JENKS |  | ENGINE | CUMMINS | YTA28661 | 1985-10-01 | 2011 | 4.31 | 1 | GENERATOR #6 | DIESEL | 44 | DIESEL | 0.0015 | 0 | 0.432 | E3GAL | 60.048 | OK | N | 3 | 1 | 12 | 3 | 1 | 4
1190405 | NEW ENGLAND BAPTIST HOSPITAL |  | 125 PARKER HILL AVE |  | BOSTON | MA | 021200000 | 125 PARKER HILL AVE |  | BOSTON | MA | 021200000 | N | PRIVATE | SM50 | NEW ENGLAND BAPTIST HOSPITAL | 6177385800 | wwarren@nebh.org | WES | WARREN | 6177545125 | wwarren@nebh.org | WES | WARREN | 6177545125 | wwarren@nebh.org | 18 | FIRE PUMP - FISHER AVE. POWER PLANT |  | ENGINE | CUMMINS | NT855F3 | 1985-06-01 | 2011 | 1.04 | 1 | DIESEL | DIESEL | 44 | DIESEL | 0.0015 | 0 | 0.0005 | E3GAL | 0.0695 | OK | N | 1 | 1 | 12 | 1 | 1 | 4
1190410 | MSPCA HOSPITAL |  | 350 SOUTH HUNTINGTON AVE |  | BOSTON | MA | 021300000 | 350 SOUTH HUNTINGTON AVE |  | BOSTON | MA | 021300000 | N | PRIVATE | NM25 | MSPCA HOSPITAL | 6175415072 | dvaciliou@mspca.org | DAN | VACILIOU | 6175415072 | DVACILIOU@MSPCA.ORG | DAN | VACILIOU | 6175415091 | DVACILIOU@MSPCA.ORG | 10 | CUMMINS BACK-UP GENERATOR |  | ENGINE | CUMMINS | UNKNOWN - 175 KW | 1976-01-01 | 2011 | 1.96 | 1 | #2 OIL (REPORTED AS DIESEL) | DIESEL | 44 | DIESEL | 0.3 |  | 0.504 | E3GAL | 70.056 | OK | N | 1 | 1 | 52 | 1 | 1 | 22
1190452 | GENERAL DYNAMICS C4 SYSTEMS |  | 77 A ST |  | NEEDHAM | MA | 024940000 | 400 JOHN QUINCY ADAMS ROAD |  | TAUNTON | MA | 027800000 | N | PRIVATE | SM79-R | GENERAL DYNAMICS CORPORATION | 5088804000 | JIM.GOLDRICK@GDC4S.COM | JAMES | GOLDRICK | 5088804329 | Jim.Goldrick@gdc4s.com | ERIC | CARDINAL | 5088804432 | Eric.Cardinal@gdc4s.com | 13 | GENERATOR #2-CATERPILLAR SR-4B 5.79 MMBTU/HR |  | ENGINE | CATERPILLAR | SR-4B | 1997-07-25 | 2011 | 5.79 | 1 | GENERATOR #2-CATERPILLAR SR-4B #2 OIL-ULSD | DIESEL | 44 | DIESEL | 0 | 0 | 0.152 | E3GAL | 21.128 | OK | N | 1 | 1 | 52 | 1 | 1 | 21
1190463 | WHITEHEAD INSTITUTE |  | 9 CAMBRIDGE CTR |  | CAMBRIDGE | MA | 021420000 | 9 CAMBRIDGE CTR |  | CAMBRIDGE | MA | 021421479 | N | PRIVATE | NM25 | WHITEHEAD INSTITUTE | 6175551212 | csouza@wi.mit.edu | LIZ | GROSS | 6173242028 | lizgross@wi.mit.edu | LIZ | GROSS | 6173242028 | lizgross@wi.mit.edu | 8 | GENERATOR #1-CAT C18 G7A02886 DIESEL |  | ENGINE | CAT | C18 | 2010-11-19 | 2011 | 0.76 | 1 | GENERATOR #1-CAT C18 G7A02886 DIESEL | DIESEL | 44 | DIESEL | 0.03 | 0 | 0.18 | E3GAL | 25.02 | OK | N | 1 | 1 | 52 | 1 | 1 | 22
1190463 | WHITEHEAD INSTITUTE |  | 9 CAMBRIDGE CTR |  | CAMBRIDGE | MA | 021420000 | 9 CAMBRIDGE CTR |  | CAMBRIDGE | MA | 021421479 | N | PRIVATE | NM25 | WHITEHEAD INSTITUTE | 6175551212 | csouza@wi.mit.edu | LIZ | GROSS | 6173242028 | lizgross@wi.mit.edu | LIZ | GROSS | 6173242028 | lizgross@wi.mit.edu | 9 | GENERATOR #2-CATERPILLAR #3412 DIESEL |  | ENGINE | CATERPILLAR | #3412 | 1996-01-01 | 2011 | 5 | 1 | GENERATOR #2-CATERPILLAR #3412 DIESEL | DIESEL | 44 | DIESEL | 0.03 | 0 | 0.18 | E3GAL | 25.02 | OK | N | 1 | 1 | 52 | 1 | 1 | 22
1190470 | FAIRMONT COPLEY PLAZA |  | 138 SAINT JAMES AVE |  | BOSTON | MA | 021160000 | 138 ST JAMES AVENUE |  | BOSTON | MA | 021160000 | N | PRIVATE | NM50 | FAIRMONT COPLEY PLAZA HOTEL | 6172675300 | Mario.Oliveira@Fairmont.com | MARIO | OLIVEIRA | 6178678510 | Mario.Oliveira@Fairmont.com | MARIO | OLIVEIRA | 6178678510 | Mario.Oliveira@Fairmont.com | 4 | EMERGENCY GENERATOR ENGINE (LIGHTING) |  | ENGINE | KOHLER | 150R0784 | 1980-01-01 | 2008 | 1.65 | 1 | DIESEL | DIESEL | 44 | DIESEL | 0.05 | 0 | 0.309 | E3GAL | 42.951 | OK | N | 1 | 1 | 52 | 1 | 1 | 22
1190470 | FAIRMONT COPLEY PLAZA |  | 138 SAINT JAMES AVE |  | BOSTON | MA | 021160000 | 138 ST JAMES AVENUE |  | BOSTON | MA | 021160000 | N | PRIVATE | NM50 | FAIRMONT COPLEY PLAZA HOTEL | 6172675300 | Mario.Oliveira@Fairmont.com | MARIO | OLIVEIRA | 6178678510 | Mario.Oliveira@Fairmont.com | MARIO | OLIVEIRA | 6178678510 | Mario.Oliveira@Fairmont.com | 5 | EMERGENCY GENERATOR ENGINE (ELEVATORS) |  | ENGINE | GENERAC | 285B-126 | 1980-01-01 | 2008 | 1.65 | 1 | DIESEL | DIESEL | 44 | DIESEL | 0.05 | 0 | 0.309 | E3GAL | 42.951 | OK | N | 1 | 1 | 52 | 1 | 1 | 22
1190480 | FRANCISCAN HOSPITAL FOR CHILDREN |  | 30 WARREN ST |  | BOSTON | MA | 021350000 | 30 WARREN ST |  | BRIGHTON | MA | 021350000 | N | PRIVATE | NM25 | FRANCISCAN HOSPITAL FOR CHILDREN | 6469125612 | palfmm@aol.com | RONALD | SILVERIO | 6172543800 | RSILVERIO@FHFC.ORG | RONALD | SILVERIO | 6172543800X1450 | rsilverio@fhfc.org | 19 | ONAN GENERATOR |  | ENGINE | ONAN | 55.DFA-4R | 2006-10-12 | 2008 | 1 | 1 | DIESEL FUEL | DIESEL | 44 | DIESEL | 0.3 | 0.1 | 100 | E3GAL | 13900 | CHECK | N | 1 | 1 | 52 | 1 | 1 | 22
1190480 | FRANCISCAN HOSPITAL FOR CHILDREN |  | 30 WARREN ST |  | BOSTON | MA | 021350000 | 30 WARREN ST |  | BRIGHTON | MA | 021350000 | N | PRIVATE | NM25 | FRANCISCAN HOSPITAL FOR CHILDREN | 6469125612 | palfmm@aol.com | RONALD | SILVERIO | 6172543800 | RSILVERIO@FHFC.ORG | RONALD | SILVERIO | 6172543800X1450 | rsilverio@fhfc.org | 20 | KOHLER GENERATOR |  | ENGINE | KOHLER | 400ROD | 2006-10-12 | 2008 | 3.9 | 1 | DIESEL FUEL | DIESEL | 44 | DIESEL | 0.3 | 0.1 | 100 | E3GAL | 13900 | OK | N | 1 | 1 | 52 | 1 | 1 | 22
1190487 | GLOBAL PETROLEUM CORPORATION |  | 140 LEE BURBANK HWY |  | REVERE | MA | 021514034 | 140 LEE BURBANK HWY |  | REVERE | MA | 021514034 | N | PRIVATE | OP3 | GLOBAL PETROLEUM CORP | 7818948800 | rkenny@globalp.com | RONALD | KENNY | 6176601119 | rkenny@globalp.com | TOM | KEEFE | 7818948800 | tkeefe@globalp.com | 29 | GENERATOR 1 5KW 0.057 MMBTU/HR 2 DIESEL |  | ENGINE | KOHLER | 413.9 | 1985-01-01 | 2011 | 0.057 | 1 | GENERATOR 1 5KW 26 HRS DIESEL | DIESEL | 44 | DIESEL | 0.3 | 0 | 0.092 | E3GAL | 12.788 | OK | N | 1 | 1 | 52 | 1 | 1 | 22
1190491 | BRAINTREE ELECTRIC |  | 100 POTTER RD |  | BRAINTREE | MA | 021840000 | 100 POTTER ROAD |  | BRAINTREE | MA | 021840000 | Y | UTILITY | OP7.5 | BRAINTREE ELECTRIC | 7813481118 | ccoyne@beld.com | CHARLES | COYNE | 7813481118 | ccoyne@beld.com | CHARLES | COYNE | 7813481118 | ccoyne@beld.com | 5 | FAIRBANKS MORSE DIESEL ENGINE |  | ENGINE | FAIRBANKS MORSE | 38TD8 | 1962-11-01 | 2011 | 24 | 1 | GENERATOR #1-FAIRBANKS MORSE #2 OIL 0.15S | DIESEL | 44 | DIESEL | 0.0015 | 0 | 3.065 | E3GAL | 426.035 | OK | N | 3 | 1 | 7 | 5 | 1 | 4
1190491 | BRAINTREE ELECTRIC |  | 100 POTTER RD |  | BRAINTREE | MA | 021840000 | 100 POTTER ROAD |  | BRAINTREE | MA | 021840000 | Y | UTILITY | OP7.5 | BRAINTREE ELECTRIC | 7813481118 | ccoyne@beld.com | CHARLES | COYNE | 7813481118 | ccoyne@beld.com | CHARLES | COYNE | 7813481118 | ccoyne@beld.com | 9 | GENERATOR #4-OLYMPIAN #D200P4 DIESEL |  | ENGINE | OLYMPIAN | D200P4 | 2002-06-01 | 2011 | 2.2 | 1 | GENERATOR #4-OLYMPIAN #D200P4 DIESEL | DIESEL | 44 | DIESEL | 0.0015 | 0 | 0.1 | E3GAL | 13.9 | OK | N | 1 | 1 | 50 | 1 | 1 | 21
1190498 | MASSACHUSETTS GENERAL HOSPITAL |  | 30 BLOSSOM ST | 55 FRUIT STREET | BOSTON | MA | 021140000 | MASSACHUSETTS GENERAL HOSPITAL | 55 FRUIT STREET, WEH/BA RM019 | BOSTON | MA | 021140000 | N | PRIVATE | SM80-R | MASSACHUSETTS GENERAL HOSPITAL | 6177262425 | rcastaldo@partners.org | ROBERT | CASTALDO | 6177262425 | rcastaldo@partners.org | ROBERT | CASTALDO | 6177262425 | rcastaldo@partners.org | 9 | GRAY #3 EMERGENCY GENERATOR, ULSD |  | ENGINE | CUMMINS | KTA-38C32 | 1986-09-01 | 2011 | 8.32 | 1 | ULSD | DIESEL | 44 | DIESEL | 0 | 0 | 0.642 | E3GAL | 89.238 | OK | N | 1 | 1 | 12 | 1 | 1 | 5
1190498 | MASSACHUSETTS GENERAL HOSPITAL |  | 30 BLOSSOM ST | 55 FRUIT STREET | BOSTON | MA | 021140000 | MASSACHUSETTS GENERAL HOSPITAL | 55 FRUIT STREET, WEH/BA RM019 | BOSTON | MA | 021140000 | N | PRIVATE | SM80-R | MASSACHUSETTS GENERAL HOSPITAL | 6177262425 | rcastaldo@partners.org | ROBERT | CASTALDO | 6177262425 | rcastaldo@partners.org | ROBERT | CASTALDO | 6177262425 | rcastaldo@partners.org | 10 | WHITE BUILDING EMERGENCY GENERATOR (WANG ROOF) |  | ENGINE | CATERPILLAR | 3512A | 1997-07-01 | 2011 | 12.348 | 1 | ULSD | DIESEL | 44 | DIESEL | 0 | 0 | 1.536 | E3GAL | 213.504 | OK | N | 1 | 1 | 12 | 1 | 1 | 5
1190498 | MASSACHUSETTS GENERAL HOSPITAL |  | 30 BLOSSOM ST | 55 FRUIT STREET | BOSTON | MA | 021140000 | MASSACHUSETTS GENERAL HOSPITAL | 55 FRUIT STREET, WEH/BA RM019 | BOSTON | MA | 021140000 | N | PRIVATE | SM80-R | MASSACHUSETTS GENERAL HOSPITAL | 6177262425 | rcastaldo@partners.org | ROBERT | CASTALDO | 6177262425 | rcastaldo@partners.org | ROBERT | CASTALDO | 6177262425 | rcastaldo@partners.org | 11 | YAWKEY CENTER EMERGENCY GENERATOR |  | ENGINE | CATERPILLAR | 3512DITA | 2004-10-01 | 2011 | 12.488 | 1 | ULSD | DIESEL | 44 | DIESEL | 0 | 0 | 1.16 | E3GAL | 161.24 | OK | N | 1 | 1 | 12 | 1 | 1 | 5
1190498 | MASSACHUSETTS GENERAL HOSPITAL |  | 30 BLOSSOM ST | 55 FRUIT STREET | BOSTON | MA | 021140000 | MASSACHUSETTS GENERAL HOSPITAL | 55 FRUIT STREET, WEH/BA RM019 | BOSTON | MA | 021140000 | N | PRIVATE | SM80-R | MASSACHUSETTS GENERAL HOSPITAL | 6177262425 | rcastaldo@partners.org | ROBERT | CASTALDO | 6177262425 | rcastaldo@partners.org | ROBERT | CASTALDO | 6177262425 | rcastaldo@partners.org | 12 | GRAY #1 EMERGENCY GENERATOR |  | ENGINE | CATERPILLAR | 3412 DITA | 2000-02-01 | 2011 | 8.29 | 1 | ULSD | DIESEL | 44 | DIESEL | 0 | 0 | 0.588 | E3GAL | 81.732 | OK | N | 1 | 1 | 12 | 1 | 1 | 5
1190498 | MASSACHUSETTS GENERAL HOSPITAL |  | 30 BLOSSOM ST | 55 FRUIT STREET | BOSTON | MA | 021140000 | MASSACHUSETTS GENERAL HOSPITAL | 55 FRUIT STREET, WEH/BA RM019 | BOSTON | MA | 021140000 | N | PRIVATE | SM80-R | MASSACHUSETTS GENERAL HOSPITAL | 6177262425 | rcastaldo@partners.org | ROBERT | CASTALDO | 6177262425 | rcastaldo@partners.org | ROBERT | CASTALDO | 6177262425 | rcastaldo@partners.org | 13 | LUNDER BUILDING EMERGENCY GENERATORS (3) | 3 | ENGINE | CATERPILLAR | 3516 DITA | 2011-07-15 | 2011 | 19.6 | 1 | ULSD | DIESEL | 44 | DIESEL | 0 | 0 | 4.368 | E3GAL | 607.152 | OK | N | 1 | 1 | 12 | 1 | 1 | 5
1190499 | USAF HANSCOM AFB 66 ABG/CEV |  | 72 DOW ST | BLDG 1825 | HANSCOM AFB | MA | 017310000 | 72 DOW STREET | BUILDING 1825 | HANSCOM AFB | MA | 017311910 | N | FEDERAL | OP6 | UNITED STATES AIR FORCE | 7812256142 | DONALD.MORRIS@HANSCOM.AF.MIL | THOMAS | SCHLUCKEBIER | 7812252999 | Thomas.Schluckebier@hanscom.af.mil | ROBERT | SPELFOGEL | 7812256145 | Robert.Spelfogel@hanscom.af.mil | 10 | GENERATOR #3-CUMMINS VTA 600KW DIESEL 15PPM S |  | ENGINE | CUMMINS | VTA 2862 | 1993-01-01 | 2011 | 5.8 | 1 | ULTRA LOW SULFUR DIESEL | DIESEL | 44 | DIESEL | 0 | 0 | 1.26 | E3GAL | 175.14 | OK | N | 1 | 1 | 26 | 1 | 1 | 10
1190499 | USAF HANSCOM AFB 66 ABG/CEV |  | 72 DOW ST | BLDG 1825 | HANSCOM AFB | MA | 017310000 | 72 DOW STREET | BUILDING 1825 | HANSCOM AFB | MA | 017311910 | N | FEDERAL | OP6 | UNITED STATES AIR FORCE | 7812256142 | DONALD.MORRIS@HANSCOM.AF.MIL | THOMAS | SCHLUCKEBIER | 7812252999 | Thomas.Schluckebier@hanscom.af.mil | ROBERT | SPELFOGEL | 7812256145 | Robert.Spelfogel@hanscom.af.mil | 11 | GENERATORS #1(35)-VAR. MFGS <3MMBT DIESEL 15PPMS | 35 | ENGINE | VARIOUS | VARIOUS | 1990-01-01 | 2011 | 3 | 1 | ULTRA LOW SULFUR DIESEL | DIESEL | 44 | DIESEL | 0 | 0 | 5.87 | E3GAL | 815.93 | OK | N | 1 | 1 | 26 | 1 | 1 | 10
1190499 | USAF HANSCOM AFB 66 ABG/CEV |  | 72 DOW ST | BLDG 1825 | HANSCOM AFB | MA | 017310000 | 72 DOW STREET | BUILDING 1825 | HANSCOM AFB | MA | 017311910 | N | FEDERAL | OP6 | UNITED STATES AIR FORCE | 7812256142 | DONALD.MORRIS@HANSCOM.AF.MIL | THOMAS | SCHLUCKEBIER | 7812252999 | Thomas.Schluckebier@hanscom.af.mil | ROBERT | SPELFOGEL | 7812256145 | Robert.Spelfogel@hanscom.af.mil | 19 | EMER GEN #6- KOHLER 800 ROZD - DIESEL 15PPM S |  | ENGINE | KOHLER | ROZD-4 | 2004-10-01 | 2011 | 8 | 1 | ULTRA LOW SULFUR DIESEL | DIESEL | 44 | DIESEL | 0 | 0 | 0.735 | E3GAL | 102.165 | OK | N | 1 | 1 | 26 | 1 | 1 | 10
1190499 | USAF HANSCOM AFB 66 ABG/CEV |  | 72 DOW ST | BLDG 1825 | HANSCOM AFB | MA | 017310000 | 72 DOW STREET | BUILDING 1825 | HANSCOM AFB | MA | 017311910 | N | FEDERAL | OP6 | UNITED STATES AIR FORCE | 7812256142 | DONALD.MORRIS@HANSCOM.AF.MIL | THOMAS | SCHLUCKEBIER | 7812252999 | Thomas.Schluckebier@hanscom.af.mil | ROBERT | SPELFOGEL | 7812256145 | Robert.Spelfogel@hanscom.af.mil | 20 | EM. GEN #7- CATERPILAR 3406 - 15PPM S DIESEL, CUBE |  | ENGINE | CATERPILLAR | 3406 | 2001-01-09 | 2011 | 3.122 | 1 | ULTRA LOW SULFUR DIESEL | DIESEL | 44 | DIESEL | 0 | 0 | 0.315 | E3GAL | 43.785 | OK | N | 1 | 1 | 26 | 1 | 1 | 10
1190499 | USAF HANSCOM AFB 66 ABG/CEV |  | 72 DOW ST | BLDG 1825 | HANSCOM AFB | MA | 017310000 | 72 DOW STREET | BUILDING 1825 | HANSCOM AFB | MA | 017311910 | N | FEDERAL | OP6 | UNITED STATES AIR FORCE | 7812256142 | DONALD.MORRIS@HANSCOM.AF.MIL | THOMAS | SCHLUCKEBIER | 7812252999 | Thomas.Schluckebier@hanscom.af.mil | ROBERT | SPELFOGEL | 7812256145 | Robert.Spelfogel@hanscom.af.mil | 24 | EMERGEN #8- CATERPILLAR 3456 15PPM S DIESEL |  | ENGINE | CATERPILLAR | 3456 | 2004-04-02 | 2011 | 5.082 | 1 | ULTRA LOW SULFUR DIESEL | DIESEL | 44 | DIESEL | 0 | 0 | 0.682 | E3GAL | 94.798 | OK | N | 1 | 1 | 26 | 1 | 1 | 10
1190499 | USAF HANSCOM AFB 66 ABG/CEV |  | 72 DOW ST | BLDG 1825 | HANSCOM AFB | MA | 017310000 | 72 DOW STREET | BUILDING 1825 | HANSCOM AFB | MA | 017311910 | N | FEDERAL | OP6 | UNITED STATES AIR FORCE | 7812256142 | DONALD.MORRIS@HANSCOM.AF.MIL | THOMAS | SCHLUCKEBIER | 7812252999 | Thomas.Schluckebier@hanscom.af.mil | ROBERT | SPELFOGEL | 7812256145 | Robert.Spelfogel@hanscom.af.mil | 56 | 505 KW EMERGENCY GENERATOR BLDG 1435 |  | ENGINE | KOHLER | 500 REOZVB | 2011-04-29 | 2011 | 5.15 | 1 | ULTRA LOW SULFUR DIESEL | DIESEL | 44 | DIESEL | 0 | 0 | 0.651 | E3GAL | 90.489 | OK | N | 1 | 1 | 26 | 1 | 1 | 10
1190499 | USAF HANSCOM AFB 66 ABG/CEV |  | 72 DOW ST | BLDG 1825 | HANSCOM AFB | MA | 017310000 | 72 DOW STREET | BUILDING 1825 | HANSCOM AFB | MA | 017311910 | N | FEDERAL | OP6 | UNITED STATES AIR FORCE | 7812256142 | DONALD.MORRIS@HANSCOM.AF.MIL | THOMAS | SCHLUCKEBIER | 7812252999 | Thomas.Schluckebier@hanscom.af.mil | ROBERT | SPELFOGEL | 7812256145 | Robert.Spelfogel@hanscom.af.mil | 57 | 150 KW DIESEL-FIRED EMERGENCY GENERATOR BLDG 1624 |  | ENGINE | CATERPILLAR | D150-8 | 2010-12-03 | 2011 | 1.652 | 1 | ULTRA LOW SULFUR DIESEL | DIESEL | 44 | DIESEL | 0 | 0 | 0.288 | E3GAL | 40.032 | OK | N | 1 | 1 | 26 | 1 | 1 | 10
1190501 | SOUTH ESSEX SEWERAGE |  | 50 FORT AVE |  | SALEM | MA | 019700000 | PO BOX 989 |  | SALEM | MA | 019700000 | Y | UTILITY | NM50 | SOUTH ESSEX SEWERAGE DISTRICT | 9787444550 | aknight@sesd.com | ARTHUR | KNIGHT | 9787744450 | aknight@sesd.com | ALAN | TAUBERT | 9787444550 | ataubert@sesd.com | 15 | GENERATOR #2-MITSUBISHI 7.3 MMBTU/HR BEVERLY |  | ENGINE | MITSUBISHI | UNKNOWN | 1989-01-01 | 2011 | 7.3 | 1 | NO 2 OIL | DIESEL | 44 | DIESEL | 0.05 | 0 | 0.508 | E3GAL | 70.612 | OK | N | 24 | 7 | 52 | 24 | 7 | 22
1190507 | VEOLIA ENERGY BOSTON INC | FKA TRIGEN BOSTON ENERGY | 165 KNEELAND ST |  | BOSTON | MA | 021110000 | 15 ELKINS ST |  | SOUTH BOSTON | MA | 021270000 | N | PRIVATE | OP11 | VEOLIA ENERGY BOSTON INC | 8574019849 | lariagno@veoliaenergyna.com | LEONARD | ARIAGNO | 8574019849 | lariagno@veoliaenergyna.com | SEAN | CALDWELL | 8574019842 | scaldwell@veoliaenergyna.com | 5 | GENERATOR #1-KATOLIGHT D275FR74 275KW #2 OIL-0.3 S |  | ENGINE | CUMMINGS/KATO-LIGHT | NTA-855-G | 1984-06-01 | 2011 | 3.92 | 1 | GENERATOR #1-KATOLIGHT D275 #2 OIL-0.3 S | DIESEL | 44 | DIESEL | 0.3 | 0 | 0.28 | E3GAL | 38.92 | OK | N | 1 | 1 | 12 | 1 | 1 | 5
1190509 | CHILDRENS HOSPITAL |  | 300 LONGWOOD AVE |  | BOSTON | MA | 021150000 | 300 LONGWOOD AVE |  | BOSTON | MA | 021150000 | N | PRIVATE | SM79-7 | CHILDRENS HOSPITAL | 6173556140 | charles.weinstein@childrens.harvard.edu | PAUL | WILLIAMS | 6173554511 | paul.williams@childrens.harvard.edu | DAVID | SUMARGO | 6173554512 | david.sumargo@childrens.harvard.edu | 1 | GENERATOR #1-CUMMINS KTA50-GS1/GC1 10.3 MMBTU/HR |  | ENGINE | CUMMINS | KTA50-GS1/GC1 | 1987-01-01 | 2011 | 10.3 | 1 | DIESEL | DIESEL | 44 | DIESEL | 0.003 | 0 | 2.059 | E3GAL | 286.201 | OK | N | 6 | 1 | 12 | 6 | 1 | 5
1190509 | CHILDRENS HOSPITAL |  | 300 LONGWOOD AVE |  | BOSTON | MA | 021150000 | 300 LONGWOOD AVE |  | BOSTON | MA | 021150000 | N | PRIVATE | SM79-7 | CHILDRENS HOSPITAL | 6173556140 | charles.weinstein@childrens.harvard.edu | PAUL | WILLIAMS | 6173554511 | paul.williams@childrens.harvard.edu | DAVID | SUMARGO | 6173554512 | david.sumargo@childrens.harvard.edu | 2 | GENERATOR #2-CUMMINS KTA50-GS1/GC1 10.3 MMBTU/HR |  | ENGINE | CUMMINS | KTA50-GS1/GC1 | 1987-01-01 | 2011 | 10.3 | 1 | DIESEL | DIESEL | 44 | DIESEL | 0.3 | 0 | 1.16 | E3GAL | 161.24 | OK | N | 3 | 1 | 12 | 3 | 1 | 5
1190509 | CHILDRENS HOSPITAL |  | 300 LONGWOOD AVE |  | BOSTON | MA | 021150000 | 300 LONGWOOD AVE |  | BOSTON | MA | 021150000 | N | PRIVATE | SM79-7 | CHILDRENS HOSPITAL | 6173556140 | charles.weinstein@childrens.harvard.edu | PAUL | WILLIAMS | 6173554511 | paul.williams@childrens.harvard.edu | DAVID | SUMARGO | 6173554512 | david.sumargo@childrens.harvard.edu | 3 | GENERATOR #3-CUMMINS KTA50-GS1/GC1 10.3 MMBTU/HR |  | ENGINE | CUMMINS | KTA50-GS1/GC1 | 1987-01-01 | 2011 | 10.3 | 1 | DIESEL | DIESEL | 44 | DIESEL | 0.003 | 0 | 0.583 | E3GAL | 81.037 | OK | N | 1 | 1 | 12 | 1 | 1 | 5
1190509 | CHILDRENS HOSPITAL |  | 300 LONGWOOD AVE |  | BOSTON | MA | 021150000 | 300 LONGWOOD AVE |  | BOSTON | MA | 021150000 | N | PRIVATE | SM79-7 | CHILDRENS HOSPITAL | 6173556140 | charles.weinstein@childrens.harvard.edu | PAUL | WILLIAMS | 6173554511 | paul.williams@childrens.harvard.edu | DAVID | SUMARGO | 6173554512 | david.sumargo@childrens.harvard.edu | 4 | GENERATOR #4-CUMMINS KTA50-GS1/GC1 10.3 MMBTU/HR |  | ENGINE | CUMMINS | KTA50-GS1/GC1 | 1987-01-01 | 2011 | 10.3 | 1 | DIESEL | DIESEL | 44 | DIESEL | 0.003 | 0 | 0.55 | E3GAL | 76.45 | OK | N | 1 | 1 | 12 | 1 | 1 | 5
1190509 | CHILDRENS HOSPITAL |  | 300 LONGWOOD AVE |  | BOSTON | MA | 021150000 | 300 LONGWOOD AVE |  | BOSTON | MA | 021150000 | N | PRIVATE | SM79-7 | CHILDRENS HOSPITAL | 6173556140 | charles.weinstein@childrens.harvard.edu | PAUL | WILLIAMS | 6173554511 | paul.williams@childrens.harvard.edu | DAVID | SUMARGO | 6173554512 | david.sumargo@childrens.harvard.edu | 5 | GENERATOR #5-CATERPILLAR 3512 9.59 MMBTU/HR |  | ENGINE | CATERPILLAR | 3512 | 1989-01-01 | 2011 | 9.59 | 1 | DIESEL | DIESEL | 44 | DIESEL | 0.003 | 0 | 0.481 | E3GAL | 66.859 | OK | N | 1 | 1 | 12 | 1 | 1 | 5
1190509 | CHILDRENS HOSPITAL |  | 300 LONGWOOD AVE |  | BOSTON | MA | 021150000 | 300 LONGWOOD AVE |  | BOSTON | MA | 021150000 | N | PRIVATE | SM79-7 | CHILDRENS HOSPITAL | 6173556140 | charles.weinstein@childrens.harvard.edu | PAUL | WILLIAMS | 6173554511 | paul.williams@childrens.harvard.edu | DAVID | SUMARGO | 6173554512 | david.sumargo@childrens.harvard.edu | 6 | GENERATOR #6-CATERPILLAR 3512 9.59 MMBTU/HR |  | ENGINE | CATERPILLAR | 3512 | 1989-01-01 | 2011 | 9.59 | 1 | DIESEL | DIESEL | 44 | DIESEL | 0.003 | 0 | 0.467 | E3GAL | 64.913 | OK | N | 1 | 1 | 12 | 1 | 1 | 5
1190509 | CHILDRENS HOSPITAL |  | 300 LONGWOOD AVE |  | BOSTON | MA | 021150000 | 300 LONGWOOD AVE |  | BOSTON | MA | 021150000 | N | PRIVATE | SM79-7 | CHILDRENS HOSPITAL | 6173556140 | charles.weinstein@childrens.harvard.edu | PAUL | WILLIAMS | 6173554511 | paul.williams@childrens.harvard.edu | DAVID | SUMARGO | 6173554512 | david.sumargo@childrens.harvard.edu | 11 | GENERATOR #11-ONAN 50 QSGCA 0,17 MMBTU/HR |  | ENGINE | ONAN | 50QSGCA | 1996-01-01 | 2011 | 0.51 | 1 | DIESEL | DIESEL | 44 | DIESEL | 0.003 | 0 | 0.018 | E3GAL | 2.502 | OK | N | 1 | 1 | 12 | 1 | 1 | 5
1190509 | CHILDRENS HOSPITAL |  | 300 LONGWOOD AVE |  | BOSTON | MA | 021150000 | 300 LONGWOOD AVE |  | BOSTON | MA | 021150000 | N | PRIVATE | SM79-7 | CHILDRENS HOSPITAL | 6173556140 | charles.weinstein@childrens.harvard.edu | PAUL | WILLIAMS | 6173554511 | paul.williams@childrens.harvard.edu | DAVID | SUMARGO | 6173554512 | david.sumargo@childrens.harvard.edu | 19 | GENERATOR CB#1-CATERPILLAR 3512B 12.5 MMBTU/HR |  | ENGINE | CATERPILLAR | 3512B | 2004-11-01 | 2011 | 12.5 | 1 | DIESEL | DIESEL | 44 | DIESEL | 0.003 | 0 | 1.3 | E3GAL | 180.7 | OK | N | 3 | 1 | 12 | 3 | 1 | 5
1190509 | CHILDRENS HOSPITAL |  | 300 LONGWOOD AVE |  | BOSTON | MA | 021150000 | 300 LONGWOOD AVE |  | BOSTON | MA | 021150000 | N | PRIVATE | SM79-7 | CHILDRENS HOSPITAL | 6173556140 | charles.weinstein@childrens.harvard.edu | PAUL | WILLIAMS | 6173554511 | paul.williams@childrens.harvard.edu | DAVID | SUMARGO | 6173554512 | david.sumargo@childrens.harvard.edu | 20 | GENERATOR CB#2-CATERPILLAR 3512B 12.5 MMBTU/HR |  | ENGINE | CATERPILLAR | 3512B | 2004-11-01 | 2011 | 12.5 | 1 | DIESEL | DIESEL | 44 | DIESEL | 0.003 | 0 | 1.107 | E3GAL | 153.873 | OK | N | 2 | 1 | 12 | 2 | 1 | 5
1190509 | CHILDRENS HOSPITAL |  | 300 LONGWOOD AVE |  | BOSTON | MA | 021150000 | 300 LONGWOOD AVE |  | BOSTON | MA | 021150000 | N | PRIVATE | SM79-7 | CHILDRENS HOSPITAL | 6173556140 | charles.weinstein@childrens.harvard.edu | PAUL | WILLIAMS | 6173554511 | paul.williams@childrens.harvard.edu | DAVID | SUMARGO | 6173554512 | david.sumargo@childrens.harvard.edu | 22 | GENERATOR FE=CUMMINS QST30-G5 NR 1000KW |  | ENGINE | CUMMINS | QST30-G5 NR2 | 2009-02-09 | 2011 | 10.3 | 1 | DIESEL | DIESEL | 44 | DIESEL | 0.0015 | 0 | 1.078 | E3GAL | 149.842 | OK | N | 4 | 1 | 12 | 4 | 1 | 5
1190513 | MASSACHUSETTS GENERAL HOSPITAL |  | 149 THIRTEENTH ST |  | CHARLESTOWN | MA | 021290000 | 16 BLOSSOM ST WEH-B |  | BOSTON | MA | 021140000 | N | PRIVATE | SM25 | MASSACHUSETTS GENERAL HOSPITAL | 6177262425 | RCASTALDO@PARTNERS.ORG | ROBERT | CASTALDO | 6177262425 | RCASTALDO@PARTNERS.ORG | ROBERT | CASTALDO | 6177262425 | RCASTALDO@PARTNERS.ORG | 3 | EU#3A EMER GEN 500KW CONSOL POWER MOD 500DIT DIESE |  | ENGINE | DETROIT DIESEL | UNKNOWN | 1985-01-01 | 2010 | 5.74 | 1 | FUEL NO 2 | DIESEL | 44 | DIESEL | 0.3 | 0 | 0.478 | E3GAL | 66.442 | OK | N | 1 | 1 | 14 | 1 | 1 | 5
1190513 | MASSACHUSETTS GENERAL HOSPITAL |  | 149 THIRTEENTH ST |  | CHARLESTOWN | MA | 021290000 | 16 BLOSSOM ST WEH-B |  | BOSTON | MA | 021140000 | N | PRIVATE | SM25 | MASSACHUSETTS GENERAL HOSPITAL | 6177262425 | RCASTALDO@PARTNERS.ORG | ROBERT | CASTALDO | 6177262425 | RCASTALDO@PARTNERS.ORG | ROBERT | CASTALDO | 6177262425 | RCASTALDO@PARTNERS.ORG | 8 | EU#3B EMER GEN 750KW CONSOL POWER MOD750DIT DIESEL |  | ENGINE | CONSOLIDATED POWER | 750 DIT | 1988-03-01 | 2010 | 8.65 | 1 | FUEL NO 2 | DIESEL | 44 | DIESEL | 0.3 | 0 | 0.522 | E3GAL | 72.558 | OK | N | 1 | 1 | 14 | 1 | 1 | 5
1190513 | MASSACHUSETTS GENERAL HOSPITAL |  | 149 THIRTEENTH ST |  | CHARLESTOWN | MA | 021290000 | 16 BLOSSOM ST WEH-B |  | BOSTON | MA | 021140000 | N | PRIVATE | SM25 | MASSACHUSETTS GENERAL HOSPITAL | 6177262425 | RCASTALDO@PARTNERS.ORG | ROBERT | CASTALDO | 6177262425 | RCASTALDO@PARTNERS.ORG | ROBERT | CASTALDO | 6177262425 | RCASTALDO@PARTNERS.ORG | 9 | EU #3C EMER GEN 900KW ENERCON ENGINEERING MOD3508 |  | ENGINE | CATERPILLAR | 3508 | 1990-11-01 | 2010 | 9.59 | 1 | FUEL NO 2 | DIESEL | 44 | DIESEL | 0.3 | 0 | 0.925 | E3GAL | 128.575 | OK | N | 1 | 1 | 14 | 1 | 1 | 5
1190513 | MASSACHUSETTS GENERAL HOSPITAL |  | 149 THIRTEENTH ST |  | CHARLESTOWN | MA | 021290000 | 16 BLOSSOM ST WEH-B |  | BOSTON | MA | 021140000 | N | PRIVATE | SM25 | MASSACHUSETTS GENERAL HOSPITAL | 6177262425 | RCASTALDO@PARTNERS.ORG | ROBERT | CASTALDO | 6177262425 | RCASTALDO@PARTNERS.ORG | ROBERT | CASTALDO | 6177262425 | RCASTALDO@PARTNERS.ORG | 10 | EU #3D EMER GEN 1500KW CATERPILLAR MODEL 3512B DIE |  | ENGINE | CATERPILLAR | 3512B | 2001-01-01 | 2010 | 15.78 | 1 | FUEL NO 2 | DIESEL | 44 | DIESEL | 0.3 | 0 | 1.071 | E3GAL | 148.869 | OK | N | 1 | 1 | 14 | 1 | 1 | 5
1190513 | MASSACHUSETTS GENERAL HOSPITAL |  | 149 THIRTEENTH ST |  | CHARLESTOWN | MA | 021290000 | 16 BLOSSOM ST WEH-B |  | BOSTON | MA | 021140000 | N | PRIVATE | SM25 | MASSACHUSETTS GENERAL HOSPITAL | 6177262425 | RCASTALDO@PARTNERS.ORG | ROBERT | CASTALDO | 6177262425 | RCASTALDO@PARTNERS.ORG | ROBERT | CASTALDO | 6177262425 | RCASTALDO@PARTNERS.ORG | 11 | EU#3E EMER GEN 2000KW CATERPILLAR MODEL 3516C DIES |  | ENGINE | CATERPILLAR | 3516C | 2007-12-31 | 2010 | 19.45 | 1 | FUEL NO 2 | DIESEL | 44 | DIESEL | 0.3 | 0 | 0.639 | E3GAL | 88.821 | OK | N | 1 | 1 | 14 | 1 | 1 | 5
1190513 | MASSACHUSETTS GENERAL HOSPITAL |  | 149 THIRTEENTH ST |  | CHARLESTOWN | MA | 021290000 | 16 BLOSSOM ST WEH-B |  | BOSTON | MA | 021140000 | N | PRIVATE | SM25 | MASSACHUSETTS GENERAL HOSPITAL | 6177262425 | RCASTALDO@PARTNERS.ORG | ROBERT | CASTALDO | 6177262425 | RCASTALDO@PARTNERS.ORG | ROBERT | CASTALDO | 6177262425 | RCASTALDO@PARTNERS.ORG | 12 | EU#3F EMER GEN 910KW CATERPILLAR MODEL 3508B DIESE |  | ENGINE | CATERPILLAR | 3508B | 2001-02-01 | 2010 | 9.32 | 1 | FUEL NO 2 | DIESEL | 44 | DIESEL | 0.3 | 0 | 0.633 | E3GAL | 87.987 | OK | N | 1 | 1 | 14 | 1 | 1 | 5
1190513 | MASSACHUSETTS GENERAL HOSPITAL |  | 149 THIRTEENTH ST |  | CHARLESTOWN | MA | 021290000 | 16 BLOSSOM ST WEH-B |  | BOSTON | MA | 021140000 | N | PRIVATE | SM25 | MASSACHUSETTS GENERAL HOSPITAL | 6177262425 | RCASTALDO@PARTNERS.ORG | ROBERT | CASTALDO | 6177262425 | RCASTALDO@PARTNERS.ORG | ROBERT | CASTALDO | 6177262425 | RCASTALDO@PARTNERS.ORG | 13 | EU#3G EMER GEN (2) + FIRE PUMP VARIOUS MFR DIESEL | 3 | ENGINE | CATERPILLAR, CUMMINS | VARIOUS | 1988-03-01 | 2010 | 6.58 | 1 | FUEL NO 2 | DIESEL | 44 | DIESEL | 0.3 | 0 | 0.386 | E3GAL | 53.654 | OK | N | 1 | 1 | 14 | 1 | 1 | 5
1190522 | TUFTS NEW ENGLAND MEDICAL CENTER |  | 750 WASHINGTON ST |  | BOSTON | MA | 021110000 | PO BOX 834 |  | BOSTON | MA | 021110000 | N | PRIVATE | NM99 | NEW ENGLAND MEDICAL CENTER | 6179565024 | sdanca@tuftsmedicalcenter.org | RYAN | FLAHERTY | 6176365018 | rflaherty@tuftsmedicalcenter.org | RYAN | FLAHERTY | 6176365018 | rflaherty@tuftsmedicalcenter.org | 1 | GENERATOR #5-CATERPILLAR 3512B (1C NORTH 1) |  | ENGINE | CATERPILLAR | 3512B | 2001-06-05 | 2011 | 10.2 | 1 | DIESEL | DIESEL | 44 | DIESEL | 0.0015 | 0 | 0.231 | E3GAL | 32.109 | OK | N | 1 | 1 | 12 | 1 | 1 | 5
1190522 | TUFTS NEW ENGLAND MEDICAL CENTER |  | 750 WASHINGTON ST |  | BOSTON | MA | 021110000 | PO BOX 834 |  | BOSTON | MA | 021110000 | N | PRIVATE | NM99 | NEW ENGLAND MEDICAL CENTER | 6179565024 | sdanca@tuftsmedicalcenter.org | RYAN | FLAHERTY | 6176365018 | rflaherty@tuftsmedicalcenter.org | RYAN | FLAHERTY | 6176365018 | rflaherty@tuftsmedicalcenter.org | 3 | GENERATOR #2-CATEPILLAR 3512 (USC 2) |  | ENGINE | CATEPILLAR | 3512 | 1980-04-01 | 2011 | 9.04 | 1 | DIESEL | DIESEL | 44 | DIESEL | 0.0015 | 0 | 0.1205 | E3GAL | 16.7495 | OK | N | 1 | 1 | 12 | 1 | 1 | 5
1190522 | TUFTS NEW ENGLAND MEDICAL CENTER |  | 750 WASHINGTON ST |  | BOSTON | MA | 021110000 | PO BOX 834 |  | BOSTON | MA | 021110000 | N | PRIVATE | NM99 | NEW ENGLAND MEDICAL CENTER | 6179565024 | sdanca@tuftsmedicalcenter.org | RYAN | FLAHERTY | 6176365018 | rflaherty@tuftsmedicalcenter.org | RYAN | FLAHERTY | 6176365018 | rflaherty@tuftsmedicalcenter.org | 4 | GENERATOR #3-CAT MODEL 3512 (USC 1) |  | ENGINE | CATERPILLAR | 3512 | 1994-04-01 | 2011 | 9.04 | 1 | DIESEL | DIESEL | 44 | DIESEL | 0.0015 | 0 | 0.231 | E3GAL | 32.109 | OK | N | 1 | 1 | 12 | 1 | 1 | 5
1190522 | TUFTS NEW ENGLAND MEDICAL CENTER |  | 750 WASHINGTON ST |  | BOSTON | MA | 021110000 | PO BOX 834 |  | BOSTON | MA | 021110000 | N | PRIVATE | NM99 | NEW ENGLAND MEDICAL CENTER | 6179565024 | sdanca@tuftsmedicalcenter.org | RYAN | FLAHERTY | 6176365018 | rflaherty@tuftsmedicalcenter.org | RYAN | FLAHERTY | 6176365018 | rflaherty@tuftsmedicalcenter.org | 5 | GENERATOR #4-CATERPILLAR 3512 (1C NORTH 2) |  | ENGINE | CATERPILLAR | 3512 | 1994-04-02 | 2011 | 9.04 | 1 | DIESEL | DIESEL | 44 | DIESEL | 0.0015 | 0 | 0.205 | E3GAL | 28.495 | OK | N | 1 | 1 | 12 | 1 | 1 | 5
1190522 | TUFTS NEW ENGLAND MEDICAL CENTER |  | 750 WASHINGTON ST |  | BOSTON | MA | 021110000 | PO BOX 834 |  | BOSTON | MA | 021110000 | N | PRIVATE | NM99 | NEW ENGLAND MEDICAL CENTER | 6179565024 | sdanca@tuftsmedicalcenter.org | RYAN | FLAHERTY | 6176365018 | rflaherty@tuftsmedicalcenter.org | RYAN | FLAHERTY | 6176365018 | rflaherty@tuftsmedicalcenter.org | 12 | GENERATOR #6 250 KW CUMMINS 15 KNEELAND |  | ENGINE | CUMMINS | NTA855G | 1988-01-01 | 2011 | 2.98 | 1 | DIESEL | DIESEL | 44 | DIESEL | 0.0015 | 0 | 0.2055 | E3GAL | 28.5645 | OK | N | 1 | 1 | 12 | 1 | 1 | 5
1190522 | TUFTS NEW ENGLAND MEDICAL CENTER |  | 750 WASHINGTON ST |  | BOSTON | MA | 021110000 | PO BOX 834 |  | BOSTON | MA | 021110000 | N | PRIVATE | NM99 | NEW ENGLAND MEDICAL CENTER | 6179565024 | sdanca@tuftsmedicalcenter.org | RYAN | FLAHERTY | 6176365018 | rflaherty@tuftsmedicalcenter.org | RYAN | FLAHERTY | 6176365018 | rflaherty@tuftsmedicalcenter.org | 13 | GENERATOR #7 500 KW CATEPILLAR 35 KNEELAND |  | ENGINE | CATEPILLAR | 3412 | 1995-01-01 | 2011 | 5.62 | 1 | DIESEL | DIESEL | 44 | DIESEL | 0.0015 | 0 | 0.7151 | E3GAL | 99.3989 | OK | N | 1 | 1 | 12 | 1 | 1 | 5
1190522 | TUFTS NEW ENGLAND MEDICAL CENTER |  | 750 WASHINGTON ST |  | BOSTON | MA | 021110000 | PO BOX 834 |  | BOSTON | MA | 021110000 | N | PRIVATE | NM99 | NEW ENGLAND MEDICAL CENTER | 6179565024 | sdanca@tuftsmedicalcenter.org | RYAN | FLAHERTY | 6176365018 | rflaherty@tuftsmedicalcenter.org | RYAN | FLAHERTY | 6176365018 | rflaherty@tuftsmedicalcenter.org | 14 | GENERATOR #8 135KW BIEWEND |  | ENGINE | CUMMINS | D4800TA | 1985-01-01 | 2011 | 1.31 | 1 | DIESEL | DIESEL | 44 | DIESEL | 0.0015 | 0 | 0.0949 | E3GAL | 13.1911 | OK | N | 1 | 1 | 12 | 1 | 1 | 5
1190522 | TUFTS NEW ENGLAND MEDICAL CENTER |  | 750 WASHINGTON ST |  | BOSTON | MA | 021110000 | PO BOX 834 |  | BOSTON | MA | 021110000 | N | PRIVATE | NM99 | NEW ENGLAND MEDICAL CENTER | 6179565024 | sdanca@tuftsmedicalcenter.org | RYAN | FLAHERTY | 6176365018 | rflaherty@tuftsmedicalcenter.org | RYAN | FLAHERTY | 6176365018 | rflaherty@tuftsmedicalcenter.org | 15 | GENERATOR # 9 500KW CATERPILLAR HARVARD ST |  | ENGINE | CATEPILLAR | 3412 | 2001-01-01 | 2011 | 5.62 | 1 | DIESEL | DIESEL | 44 | DIESEL | 0.0015 | 0 | 0.6383 | E3GAL | 88.7237 | OK | N | 1 | 1 | 12 | 1 | 1 | 5
1190522 | TUFTS NEW ENGLAND MEDICAL CENTER |  | 750 WASHINGTON ST |  | BOSTON | MA | 021110000 | PO BOX 834 |  | BOSTON | MA | 021110000 | N | PRIVATE | NM99 | NEW ENGLAND MEDICAL CENTER | 6179565024 | sdanca@tuftsmedicalcenter.org | RYAN | FLAHERTY | 6176365018 | rflaherty@tuftsmedicalcenter.org | RYAN | FLAHERTY | 6176365018 | rflaherty@tuftsmedicalcenter.org | 18 | FIRE PUMP ENGINE |  | ENGINE | CUMMINS | V-378-F2 | 1988-01-01 | 2011 | 1.03 | 1 | DIESEL | DIESEL | 44 | DIESEL | 0.0015 |  | 0.0888 | E3GAL | 12.3432 | OK | N | 1 | 1 | 12 | 1 | 1 | 5
1190525 | US VA BOSTON HEALTHCARE SYSTEM |  | 150 SOUTH HUNTINGTON AVE |  | BOSTON | MA | 021300000 | 150 SOUTH HUNTINGTON AVE |  | BOSTON | MA | 021304817 | N | FEDERAL | SM80-R | VETERANS ADMINISTRATION BOSTON HEALTH | 5085834500 | RICHARD.EPPLEY@VA.GOV | BRYAN | SOLTYSIK | 8572036522 | BRYAN.SOLTYSIK@VA.GOV | BRYAN | SOLTYSIK | 8572036522 | BRYAN.SOLTYSIK@VA.GOV | 6 | GENERATOR #1-CATERPILLAR 3516TA 1000 KW |  | ENGINE | CATERPILLAR | 3516TA | 1999-01-01 | 2011 | 10 | 1 | GENERATOR #1-CAT 3516TA 1000KW | DIESEL | 44 | DIESEL | 0.0015 | 0.1 | 0.18 | E3GAL | 25.02 | OK | N | 1 | 1 | 12 | 1 | 1 | 5
1190525 | US VA BOSTON HEALTHCARE SYSTEM |  | 150 SOUTH HUNTINGTON AVE |  | BOSTON | MA | 021300000 | 150 SOUTH HUNTINGTON AVE |  | BOSTON | MA | 021304817 | N | FEDERAL | SM80-R | VETERANS ADMINISTRATION BOSTON HEALTH | 5085834500 | RICHARD.EPPLEY@VA.GOV | BRYAN | SOLTYSIK | 8572036522 | BRYAN.SOLTYSIK@VA.GOV | BRYAN | SOLTYSIK | 8572036522 | BRYAN.SOLTYSIK@VA.GOV | 19 | GENERATOR #4-CATERPILLAR 3304 125KW BLDG 9 |  | ENGINE | CATERPILLAR | 3304 | 1994-03-03 | 2011 | 1.3938 | 1 | GENERATOR #4-CAT 3304 125KW | DIESEL | 44 | DIESEL | 0.0015 | 0.1 | 0.004 | E3GAL | 0.556 | OK | N | 1 | 1 | 12 | 1 | 1 | 5
1190525 | US VA BOSTON HEALTHCARE SYSTEM |  | 150 SOUTH HUNTINGTON AVE |  | BOSTON | MA | 021300000 | 150 SOUTH HUNTINGTON AVE |  | BOSTON | MA | 021304817 | N | FEDERAL | SM80-R | VETERANS ADMINISTRATION BOSTON HEALTH | 5085834500 | RICHARD.EPPLEY@VA.GOV | BRYAN | SOLTYSIK | 8572036522 | BRYAN.SOLTYSIK@VA.GOV | BRYAN | SOLTYSIK | 8572036522 | BRYAN.SOLTYSIK@VA.GOV | 22 | GENERATOR #7-CATERPILLAR 3412 BLDG 1A 500KW |  | ENGINE | CATERPILLAR | 3412 | 1995-01-01 | 2011 | 6 | 1 | GENERATOR #7-CATERPILLAR 3412 500KW | DIESEL | 44 | DIESEL | 0.0015 | 0.1 | 0.0728 | E3GAL | 10.1192 | OK | N | 1 | 1 | 12 | 1 | 1 | 5
1190525 | US VA BOSTON HEALTHCARE SYSTEM |  | 150 SOUTH HUNTINGTON AVE |  | BOSTON | MA | 021300000 | 150 SOUTH HUNTINGTON AVE |  | BOSTON | MA | 021304817 | N | FEDERAL | SM80-R | VETERANS ADMINISTRATION BOSTON HEALTH | 5085834500 | RICHARD.EPPLEY@VA.GOV | BRYAN | SOLTYSIK | 8572036522 | BRYAN.SOLTYSIK@VA.GOV | BRYAN | SOLTYSIK | 8572036522 | BRYAN.SOLTYSIK@VA.GOV | 23 | GENERATOR #8-CATERPILLAR 3304 BLDG 2 122KW |  | ENGINE | CATERPILLAR | 3304 | 1995-02-22 | 2011 | 1 | 1 | GENERATOR #8-CATERPILLAR 3304 122KW | DIESEL | 44 | DIESEL | 0.0015 | 0.1 | 0.0093 | E3GAL | 1.2927 | OK | N | 1 | 1 | 12 | 1 | 1 | 5
1190525 | US VA BOSTON HEALTHCARE SYSTEM |  | 150 SOUTH HUNTINGTON AVE |  | BOSTON | MA | 021300000 | 150 SOUTH HUNTINGTON AVE |  | BOSTON | MA | 021304817 | N | FEDERAL | SM80-R | VETERANS ADMINISTRATION BOSTON HEALTH | 5085834500 | RICHARD.EPPLEY@VA.GOV | BRYAN | SOLTYSIK | 8572036522 | BRYAN.SOLTYSIK@VA.GOV | BRYAN | SOLTYSIK | 8572036522 | BRYAN.SOLTYSIK@VA.GOV | 35 | GENERATOR #2 - OLYMPIAN D100-P1-1 BLR PLANT 100KW |  | ENGINE | CATERPILLAR | D100-P1-1 | 2004-12-08 | 2011 | 1.104 | 1 | GENERATOR #2 OLYMPIAN 100KW | DIESEL | 44 | DIESEL | 0.0015 | 0.1 | 0.025 | E3GAL | 3.475 | OK | N | 1 | 1 | 12 | 1 | 1 | 5
1190525 | US VA BOSTON HEALTHCARE SYSTEM |  | 150 SOUTH HUNTINGTON AVE |  | BOSTON | MA | 021300000 | 150 SOUTH HUNTINGTON AVE |  | BOSTON | MA | 021304817 | N | FEDERAL | SM80-R | VETERANS ADMINISTRATION BOSTON HEALTH | 5085834500 | RICHARD.EPPLEY@VA.GOV | BRYAN | SOLTYSIK | 8572036522 | BRYAN.SOLTYSIK@VA.GOV | BRYAN | SOLTYSIK | 8572036522 | BRYAN.SOLTYSIK@VA.GOV | 36 | GENERATOR #5-CATERPILLAR SR4 BLDG 1 800KW |  | ENGINE | CATERPILLAR | SR4 | 2005-01-01 | 2011 | 8 | 1 | GENERATOR #5-CATERPILLAR SR4 800KW | DIESEL | 44 | DIESEL | 0.0015 | 0.1 | 0.2316 | E3GAL | 32.1924 | OK | N | 1 | 1 | 12 | 1 | 1 | 5
1190525 | US VA BOSTON HEALTHCARE SYSTEM |  | 150 SOUTH HUNTINGTON AVE |  | BOSTON | MA | 021300000 | 150 SOUTH HUNTINGTON AVE |  | BOSTON | MA | 021304817 | N | FEDERAL | SM80-R | VETERANS ADMINISTRATION BOSTON HEALTH | 5085834500 | RICHARD.EPPLEY@VA.GOV | BRYAN | SOLTYSIK | 8572036522 | BRYAN.SOLTYSIK@VA.GOV | BRYAN | SOLTYSIK | 8572036522 | BRYAN.SOLTYSIK@VA.GOV | 37 | GENERATOR #6 CATERPILLAR SR4 BLDG1 800KW |  | ENGINE | CATERPILLAR | SR4 | 2005-01-01 | 2011 | 8 | 1 | GENERATOR #5-CATERPILLAR SR4 800KW | DIESEL | 44 | DIESEL | 0.0015 | 0.1 | 0.2396 | E3GAL | 33.3044 | OK | N | 1 | 1 | 12 | 1 | 1 | 5
1190541 | BOSTON UNIVERSITY MEDICAL CAMPUS |  | 650-700 ALBANY ST |  | BOSTON | MA | 021180000 | 85 EAST NEWTON ST | M470, EHS | BOSTON | MA | 021180000 | N | PRIVATE | NM50 | TRUSTEES OF BOSTON UNIVERSITY | 6172695600 | wgasper@bu.edu | WILLIAM | GASPER | 6176384590 | wgasper@bu.edu | STEPHEN | MONSTUR | 6176388830 | smonstur@bu.edu | 4 | W BUILDING #1 750 KW |  | ENGINE | KOHLER | 750 RODZ | 1992-01-01 | 2009 | 8.5 | 1 | ULSD | DIESEL | 44 | DIESEL | 0.3 | 0 | 0.1647 | E3GAL | 22.8933 | OK | N | 1 | 1 | 12 | 1 | 1 | 5
1190541 | BOSTON UNIVERSITY MEDICAL CAMPUS |  | 650-700 ALBANY ST |  | BOSTON | MA | 021180000 | 85 EAST NEWTON ST | M470, EHS | BOSTON | MA | 021180000 | N | PRIVATE | NM50 | TRUSTEES OF BOSTON UNIVERSITY | 6172695600 | wgasper@bu.edu | WILLIAM | GASPER | 6176384590 | wgasper@bu.edu | STEPHEN | MONSTUR | 6176388830 | smonstur@bu.edu | 5 | W BUILDING #2 750 KW |  | ENGINE | KOHLER | 750RODZ | 1992-01-01 | 2009 | 8.5 | 1 | ULSD | DIESEL | 44 | DIESEL | 0.0015 | 0 | 0.2867 | E3GAL | 39.8513 | OK | N | 1 | 1 | 12 | 1 | 1 | 5
1190541 | BOSTON UNIVERSITY MEDICAL CAMPUS |  | 650-700 ALBANY ST |  | BOSTON | MA | 021180000 | 85 EAST NEWTON ST | M470, EHS | BOSTON | MA | 021180000 | N | PRIVATE | NM50 | TRUSTEES OF BOSTON UNIVERSITY | 6172695600 | wgasper@bu.edu | WILLIAM | GASPER | 6176384590 | wgasper@bu.edu | STEPHEN | MONSTUR | 6176388830 | smonstur@bu.edu | 6 | R BUILDING 750 KW |  | ENGINE | KOHLER | 750RODZ | 1990-01-01 | 2009 | 8.5 | 1 | ULSD | DIESEL | 44 | DIESEL | 0.0015 | 0 | 0.549 | E3GAL | 76.311 | OK | N | 1 | 1 | 12 | 1 | 1 | 5
1190541 | BOSTON UNIVERSITY MEDICAL CAMPUS |  | 650-700 ALBANY ST |  | BOSTON | MA | 021180000 | 85 EAST NEWTON ST | M470, EHS | BOSTON | MA | 021180000 | N | PRIVATE | NM50 | TRUSTEES OF BOSTON UNIVERSITY | 6172695600 | wgasper@bu.edu | WILLIAM | GASPER | 6176384590 | wgasper@bu.edu | STEPHEN | MONSTUR | 6176388830 | smonstur@bu.edu | 7 | X BUILDING #1 450 KW |  | ENGINE | KOHLER | 450ROZD | 1999-08-01 | 2009 | 4.6 | 1 | ULSD | DIESEL | 44 | DIESEL | 0.0015 | 0 | 0.0975 | E3GAL | 13.5525 | OK | N | 1 | 1 | 12 | 1 | 1 | 5
1190541 | BOSTON UNIVERSITY MEDICAL CAMPUS |  | 650-700 ALBANY ST |  | BOSTON | MA | 021180000 | 85 EAST NEWTON ST | M470, EHS | BOSTON | MA | 021180000 | N | PRIVATE | NM50 | TRUSTEES OF BOSTON UNIVERSITY | 6172695600 | wgasper@bu.edu | WILLIAM | GASPER | 6176384590 | wgasper@bu.edu | STEPHEN | MONSTUR | 6176388830 | smonstur@bu.edu | 8 | X BUILDING #2 1000 KW |  | ENGINE | KOHLER | 1000ROZD | 1999-08-01 | 2009 | 9.6 | 1 | ULSD | DIESEL | 44 | DIESEL | 0.0015 | 0 | 0.2956 | E3GAL | 41.0884 | OK | N | 1 | 1 | 12 | 1 | 1 | 5
1190541 | BOSTON UNIVERSITY MEDICAL CAMPUS |  | 650-700 ALBANY ST |  | BOSTON | MA | 021180000 | 85 EAST NEWTON ST | M470, EHS | BOSTON | MA | 021180000 | N | PRIVATE | NM50 | TRUSTEES OF BOSTON UNIVERSITY | 6172695600 | wgasper@bu.edu | WILLIAM | GASPER | 6176384590 | wgasper@bu.edu | STEPHEN | MONSTUR | 6176388830 | smonstur@bu.edu | 9 | J BUILDING 230 KW |  | ENGINE | KOHLER | 250ROZ281 | 1991-09-01 | 2009 | 2.3 | 1 | ULSD | DIESEL | 44 | DIESEL | 0.0015 | 0 | 0.0558 | E3GAL | 7.7562 | OK | N | 1 | 1 | 12 | 1 | 1 | 5
1190541 | BOSTON UNIVERSITY MEDICAL CAMPUS |  | 650-700 ALBANY ST |  | BOSTON | MA | 021180000 | 85 EAST NEWTON ST | M470, EHS | BOSTON | MA | 021180000 | N | PRIVATE | NM50 | TRUSTEES OF BOSTON UNIVERSITY | 6172695600 | wgasper@bu.edu | WILLIAM | GASPER | 6176384590 | wgasper@bu.edu | STEPHEN | MONSTUR | 6176388830 | smonstur@bu.edu | 10 | NAVAL BLOOD 125 KW |  | ENGINE | ONAN | 125.0DYD-15R/7707D | 2004-10-01 | 2009 | 1.25 | 1 | #2 OIL - ULSD | DIESEL | 44 | DIESEL | 0.0015 | 0 | 0.0374 | E3GAL | 5.1986 | OK | N | 1 | 1 | 12 | 1 | 1 | 5
1190541 | BOSTON UNIVERSITY MEDICAL CAMPUS |  | 650-700 ALBANY ST |  | BOSTON | MA | 021180000 | 85 EAST NEWTON ST | M470, EHS | BOSTON | MA | 021180000 | N | PRIVATE | NM50 | TRUSTEES OF BOSTON UNIVERSITY | 6172695600 | wgasper@bu.edu | WILLIAM | GASPER | 6176384590 | wgasper@bu.edu | STEPHEN | MONSTUR | 6176388830 | smonstur@bu.edu | 12 | G BUILDING 140 KW DENTAL |  | ENGINE | SUPERIOR | 140R13S | 1990-07-01 | 2009 | 1.5 | 1 | ULSD | DIESEL | 44 | DIESEL | 0.0015 | 0 | 0.0368 | E3GAL | 5.1152 | OK | N | 1 | 1 | 12 | 1 | 1 | 5
1190541 | BOSTON UNIVERSITY MEDICAL CAMPUS |  | 650-700 ALBANY ST |  | BOSTON | MA | 021180000 | 85 EAST NEWTON ST | M470, EHS | BOSTON | MA | 021180000 | N | PRIVATE | NM50 | TRUSTEES OF BOSTON UNIVERSITY | 6172695600 | wgasper@bu.edu | WILLIAM | GASPER | 6176384590 | wgasper@bu.edu | STEPHEN | MONSTUR | 6176388830 | smonstur@bu.edu | 13 | R BUILDING 150 KW |  | ENGINE | ONAN | KIKI 101605-3150 | 1990-01-01 | 2009 | 1.5 | 1 | ULSD | DIESEL | 44 | DIESEL | 0.0015 | 0 | 0.0043 | E3GAL | 0.5977 | OK | N | 1 | 1 | 12 | 1 | 1 | 5
1190541 | BOSTON UNIVERSITY MEDICAL CAMPUS |  | 650-700 ALBANY ST |  | BOSTON | MA | 021180000 | 85 EAST NEWTON ST | M470, EHS | BOSTON | MA | 021180000 | N | PRIVATE | NM50 | TRUSTEES OF BOSTON UNIVERSITY | 6172695600 | wgasper@bu.edu | WILLIAM | GASPER | 6176384590 | wgasper@bu.edu | STEPHEN | MONSTUR | 6176388830 | smonstur@bu.edu | 14 | K BUILDING 265 KW |  | ENGINE | KOHLER | 250REO2D | 2002-01-01 | 2009 | 2.8 | 1 | ULSD | DIESEL | 44 | DIESEL | 0.0015 | 0 | 0.0808 | E3GAL | 11.2312 | OK | N | 1 | 1 | 12 | 1 | 1 | 5
1190541 | BOSTON UNIVERSITY MEDICAL CAMPUS |  | 650-700 ALBANY ST |  | BOSTON | MA | 021180000 | 85 EAST NEWTON ST | M470, EHS | BOSTON | MA | 021180000 | N | PRIVATE | NM50 | TRUSTEES OF BOSTON UNIVERSITY | 6172695600 | wgasper@bu.edu | WILLIAM | GASPER | 6176384590 | wgasper@bu.edu | STEPHEN | MONSTUR | 6176388830 | smonstur@bu.edu | 15 | 710 GARAGE 150 KW |  | ENGINE | OLYMPIAN | D150P1 | 2002-01-01 | 2009 | 1.6 | 1 | ULSD | DIESEL | 44 | DIESEL | 0.0015 | 0 | 0.0476 | E3GAL | 6.6164 | OK | N | 1 | 1 | 12 | 1 | 1 | 5
1190541 | BOSTON UNIVERSITY MEDICAL CAMPUS |  | 650-700 ALBANY ST |  | BOSTON | MA | 021180000 | 85 EAST NEWTON ST | M470, EHS | BOSTON | MA | 021180000 | N | PRIVATE | NM50 | TRUSTEES OF BOSTON UNIVERSITY | 6172695600 | wgasper@bu.edu | WILLIAM | GASPER | 6176384590 | wgasper@bu.edu | STEPHEN | MONSTUR | 6176388830 | smonstur@bu.edu | 16 | S BUILDING 45 KW |  | ENGINE | SUPERIOR | 45 R161 | 1988-01-01 | 2009 | 0.6 | 1 | ULSD | DIESEL | 44 | DIESEL | 0.0015 | 0 | 0.0143 | E3GAL | 1.9877 | OK | N | 1 | 1 | 12 | 1 | 1 | 5
1190541 | BOSTON UNIVERSITY MEDICAL CAMPUS |  | 650-700 ALBANY ST |  | BOSTON | MA | 021180000 | 85 EAST NEWTON ST | M470, EHS | BOSTON | MA | 021180000 | N | PRIVATE | NM50 | TRUSTEES OF BOSTON UNIVERSITY | 6172695600 | wgasper@bu.edu | WILLIAM | GASPER | 6176384590 | wgasper@bu.edu | STEPHEN | MONSTUR | 6176388830 | smonstur@bu.edu | 17 | S BUILDING 260 KW |  | ENGINE | KOHLER | 250ROZD | 1988-01-01 | 2009 | 2.8 | 1 | ULSD | DIESEL | 44 | DIESEL | 0.0015 | 0 | 0.0414 | E3GAL | 5.7546 | OK | N | 1 | 1 | 12 | 1 | 1 | 5
1190541 | BOSTON UNIVERSITY MEDICAL CAMPUS |  | 650-700 ALBANY ST |  | BOSTON | MA | 021180000 | 85 EAST NEWTON ST | M470, EHS | BOSTON | MA | 021180000 | N | PRIVATE | NM50 | TRUSTEES OF BOSTON UNIVERSITY | 6172695600 | wgasper@bu.edu | WILLIAM | GASPER | 6176384590 | wgasper@bu.edu | STEPHEN | MONSTUR | 6176388830 | smonstur@bu.edu | 18 | ROBINSON BUILDING 200 KW |  | ENGINE | CONSOLIDATED | 200D1T | 2004-05-01 | 2009 | 2.24 | 1 | ULSD | DIESEL | 44 | DIESEL | 0.0015 | 0 | 0.0512 | E3GAL | 7.1168 | OK | N | 1 | 1 | 12 | 1 | 1 | 5
1190541 | BOSTON UNIVERSITY MEDICAL CAMPUS |  | 650-700 ALBANY ST |  | BOSTON | MA | 021180000 | 85 EAST NEWTON ST | M470, EHS | BOSTON | MA | 021180000 | N | PRIVATE | NM50 | TRUSTEES OF BOSTON UNIVERSITY | 6172695600 | wgasper@bu.edu | WILLIAM | GASPER | 6176384590 | wgasper@bu.edu | STEPHEN | MONSTUR | 6176388830 | smonstur@bu.edu | 26 | NEIDL EGEN 1 1500 KW |  | ENGINE | CUMMINS | 1500-DQGAB-5857242 | 2008-01-01 | 2009 | 15 | 1 | ULSD | DIESEL | 44 | DIESEL | 0.0015 | 0 | 9.641 | E3GAL | 1340.099 | OK | N | 1 | 1 | 12 | 1 | 1 | 5
1190541 | BOSTON UNIVERSITY MEDICAL CAMPUS |  | 650-700 ALBANY ST |  | BOSTON | MA | 021180000 | 85 EAST NEWTON ST | M470, EHS | BOSTON | MA | 021180000 | N | PRIVATE | NM50 | TRUSTEES OF BOSTON UNIVERSITY | 6172695600 | wgasper@bu.edu | WILLIAM | GASPER | 6176384590 | wgasper@bu.edu | STEPHEN | MONSTUR | 6176388830 | smonstur@bu.edu | 27 | NEIDL EGEN 2 1500 KW |  | ENGINE | CUMMINS | 1500-DQGAB-5857242 | 2008-01-01 | 2009 | 15.316 | 1 | ULSD | DIESEL | 44 | DIESEL | 0.0015 | 0 | 11.6095 | E3GAL | 1613.7205 | OK | N | 1 | 1 | 12 | 1 | 1 | 5
1190543 | MT AUBURN HOSPITAL |  | 330 MOUNT AUBURN ST |  | CAMBRIDGE | MA | 022380000 | 330 MOUNT AUBURN ST | ATTN: ENGINEERING | CAMBRIDGE | MA | 021380000 | N | PRIVATE | SM79-R | MOUNT AUBURN HOSPITAL | 6174995004 | mburnham@mah.harvard.edu | MARIE | BURNHAM | 6174995558 | mburnham@mah.harvard.edu | MARIE | BURNHAM | 6174995558 | mburnham@mah.harvard.edu | 6 | GENERATOR #6 500 KW DIESEL |  | ENGINE | DETROIT DIESEL | 9955 | 1988-01-01 | 2011 | 5.208 | 1 | GENERATOR #6 500KW DIESEL | DIESEL | 44 | DIESEL | 0.01 | 0 | 0.476 | E3GAL | 66.164 | OK | N | 1 | 1 | 6 | 1 | 1 | 1
1190543 | MT AUBURN HOSPITAL |  | 330 MOUNT AUBURN ST |  | CAMBRIDGE | MA | 022380000 | 330 MOUNT AUBURN ST | ATTN: ENGINEERING | CAMBRIDGE | MA | 021380000 | N | PRIVATE | SM79-R | MOUNT AUBURN HOSPITAL | 6174995004 | mburnham@mah.harvard.edu | MARIE | BURNHAM | 6174995558 | mburnham@mah.harvard.edu | MARIE | BURNHAM | 6174995558 | mburnham@mah.harvard.edu | 7 | GENERATOR #7-ALLIS CHALMERS #9183 DIESEL .01S |  | ENGINE | ALLIS CHALMERS | 9183 | 1980-01-01 | 2011 | 5.208 | 1 | GENERATOR #7-ALLIS CHALMERS #9183 DIESEL0.3S | DIESEL | 44 | DIESEL | 0.01 | 0 | 0.967 | E3GAL | 134.413 | OK | N | 1 | 1 | 6 | 1 | 1 | 1
1190543 | MT AUBURN HOSPITAL |  | 330 MOUNT AUBURN ST |  | CAMBRIDGE | MA | 022380000 | 330 MOUNT AUBURN ST | ATTN: ENGINEERING | CAMBRIDGE | MA | 021380000 | N | PRIVATE | SM79-R | MOUNT AUBURN HOSPITAL | 6174995004 | mburnham@mah.harvard.edu | MARIE | BURNHAM | 6174995558 | mburnham@mah.harvard.edu | MARIE | BURNHAM | 6174995558 | mburnham@mah.harvard.edu | 8 | FIRE PUMP #8-CUMMINS #V378F2 DIESEL 0.01S |  | ENGINE | CUMMINS | V-378-F2 | 1988-01-01 | 2011 | 5.208 | 1 | FIRE PUMP #8-CUMMINS #V378F2 DIESEL 0.3S | DIESEL | 44 | DIESEL | 0.01 | 0 | 0.885 | E3GAL | 123.015 | OK | N | 1 | 1 | 6 | 1 | 1 | 1
1190543 | MT AUBURN HOSPITAL |  | 330 MOUNT AUBURN ST |  | CAMBRIDGE | MA | 022380000 | 330 MOUNT AUBURN ST | ATTN: ENGINEERING | CAMBRIDGE | MA | 021380000 | N | PRIVATE | SM79-R | MOUNT AUBURN HOSPITAL | 6174995004 | mburnham@mah.harvard.edu | MARIE | BURNHAM | 6174995558 | mburnham@mah.harvard.edu | MARIE | BURNHAM | 6174995558 | mburnham@mah.harvard.edu | 9 | GENERATOR #9-KOHLER #100ROZJ81 DIESEL 0.01S |  | ENGINE | KOHLER | 100ROZJ81 | 1988-01-01 | 2011 | 5.208 | 1 | GENERATOR #9-KOHLER #100ROZJ81 DIESEL 0.3S | DIESEL | 44 | DIESEL | 0.01 | 0 | 0.484 | E3GAL | 67.276 | OK | N | 1 | 1 | 6 | 1 | 1 | 1
1190543 | MT AUBURN HOSPITAL |  | 330 MOUNT AUBURN ST |  | CAMBRIDGE | MA | 022380000 | 330 MOUNT AUBURN ST | ATTN: ENGINEERING | CAMBRIDGE | MA | 021380000 | N | PRIVATE | SM79-R | MOUNT AUBURN HOSPITAL | 6174995004 | mburnham@mah.harvard.edu | MARIE | BURNHAM | 6174995558 | mburnham@mah.harvard.edu | MARIE | BURNHAM | 6174995558 | mburnham@mah.harvard.edu | 13 | GENERATORS #6A, #6B CATERPILLAR 1000 KW DIESEL | 2 | ENGINE | CATERPILLAR | DM7714 | 2007-10-01 | 2011 | 20.242 | 1 | DIESEL | DIESEL | 44 | DIESEL | 0.01 | 0 | 3.5163 | E3GAL | 488.7657 | OK | N | 1 | 1 | 13 | 1 | 1 | 5
1190549 | FAULKNER HOSPITAL |  | 1153 CENTER ST |  | BOSTON | MA | 021303492 | 1153 CENTER ST |  | BOSTON | MA | 021303492 | N | PRIVATE | SM79-7 | FAULKNER HOSPITAL | 6179837975 | pkeating@partners.org | PAUL | KEATING | 6179837975 | pkeating@partners.org | PAUL | KEATING | 6179837975 | pkeating@partners.org | 7 | GENERATOR #1-CATERPILLAR #D399 ULSD |  | ENGINE | CATERPILLAR | D399 | 1974-01-01 | 2011 | 6.3 | 1 | GENERATOR #1-CATERPILLAR #D399 #2 OIL-0.3 S | DIESEL | 44 | DIESEL | 0.0015 | 0.1 | 35.92 | E3GAL | 4992.88 | OK | N | 5 | 5 | 52 | 10 | 3 | 22
1190549 | FAULKNER HOSPITAL |  | 1153 CENTER ST |  | BOSTON | MA | 021303492 | 1153 CENTER ST |  | BOSTON | MA | 021303492 | N | PRIVATE | SM79-7 | FAULKNER HOSPITAL | 6179837975 | pkeating@partners.org | PAUL | KEATING | 6179837975 | pkeating@partners.org | PAUL | KEATING | 6179837975 | pkeating@partners.org | 8 | GENERATOR #2-CATERPILLAR #D399 ULSD |  | ENGINE | CATERPILLAR | D399 | 1974-01-01 | 2011 | 6.3 | 1 | GENERATOR #2-CATERPILLAR #D399 #2 OIL-0.3 S | DIESEL | 44 | DIESEL | 0.0015 | 0.1 | 44.18 | E3GAL | 6141.02 | OK | N | 5 | 5 | 52 | 10 | 3 | 22
1190549 | FAULKNER HOSPITAL |  | 1153 CENTER ST |  | BOSTON | MA | 021303492 | 1153 CENTER ST |  | BOSTON | MA | 021303492 | N | PRIVATE | SM79-7 | FAULKNER HOSPITAL | 6179837975 | pkeating@partners.org | PAUL | KEATING | 6179837975 | pkeating@partners.org | PAUL | KEATING | 6179837975 | pkeating@partners.org | 9 | GENERATOR #3-CATERPILLAR #D399 ULSD |  | ENGINE | CATERPILLAR | D399 | 1974-01-01 | 2011 | 6.3 | 1 | GENERATOR #3-CATERPILLAR #D399 #2 OIL-0.3 S | DIESEL | 44 | DIESEL | 0.3 | 0.1 | 32.84 | E3GAL | 4564.76 | OK | N | 5 | 5 | 52 | 10 | 3 | 22
1190549 | FAULKNER HOSPITAL |  | 1153 CENTER ST |  | BOSTON | MA | 021303492 | 1153 CENTER ST |  | BOSTON | MA | 021303492 | N | PRIVATE | SM79-7 | FAULKNER HOSPITAL | 6179837975 | pkeating@partners.org | PAUL | KEATING | 6179837975 | pkeating@partners.org | PAUL | KEATING | 6179837975 | pkeating@partners.org | 13 | OLD GARAGE EMERGENCY GENERATOR |  | ENGINE | PERKINS | OLYMPIAN D75P3 | 2004-05-24 | 2011 | 0.86 | 1 | ULTRA LOW SULFUR DIESEL | DIESEL | 44 | DIESEL | 0 | 0 | 0.177 | E3GAL | 24.603 | OK | N | 1 | 1 | 12 | 1 | 1 | 3
1190549 | FAULKNER HOSPITAL |  | 1153 CENTER ST |  | BOSTON | MA | 021303492 | 1153 CENTER ST |  | BOSTON | MA | 021303492 | N | PRIVATE | SM79-7 | FAULKNER HOSPITAL | 6179837975 | pkeating@partners.org | PAUL | KEATING | 6179837975 | pkeating@partners.org | PAUL | KEATING | 6179837975 | pkeating@partners.org | 14 | NEW GARAGE EMERGENCY GENERATOR |  | ENGINE | PERKINS | OLYMPIAN D125P1 | 2004-01-13 | 2011 | 1.42 | 1 | ULTRA LOW SULFUR DIESEL | DIESEL | 44 | DIESEL | 0 | 0 | 0.319 | E3GAL | 44.341 | OK | N | 1 | 1 | 12 | 1 | 1 | 4
1190552 | JAMAICAWAY TOWER |  | 111 PERKINS ST |  | BOSTON | MA | 021300000 | 111 PERKINS ST |  | BOSTON | MA | 021300000 | N | PRIVATE | SM50 | JAMAICAWAY TOWER AND TOWNHOUSES COOPERATIVE | 6175244000 | eric.richards@jamaicawaytower.com | ERIC | RICHARDS | 6175244000 | ERIC.RICHARDS@JAMAICAWAYTOWER.COM | ERIC | RICHARDS | 6175244000 | ERIC.RICHARDS@JAMAICAWAYTOWER.COM | 3 | EMGEN1 CATDIESEL |  | ENGINE | CATERPILLAR | 3406 | 1989-01-01 | 2008 | 1 | 1 | EMERGENCY GENERATOR #2 FUEL | DIESEL | 44 | DIESEL | 0.5 |  | 0.2 | E3GAL | 27.8 | OK | N | 1 | 1 | 13 | 1 | 1 | 5
1190553 | GODDARD HOUSE |  | 201 SOUTH HUNTINGTON A |  | BOSTON | MA | 021300000 | 201 SOUTH HUNTINGTON A |  | BOSTON | MA | 021300000 | N | PRIVATE | NM50 | GODDARD HOUSE | 6175223080 | DRILEYOKUN@RADIUSMANAGEMENT.COM | DENISE | RILEY OKUN | 6175223080 | DRILEYOKUN@RADIUSMANAGEMENT.COM | ANGELITO | MUTIA | 6175223080 | LMUTIA@RADIUSMANAGEMENT.COM | 6 | EMERGENCY GENERATOR |  | ENGINE | CUMMINS | MTTA8556 | 1985-12-03 | 2010 | 2 | 1 | DIESEL | DIESEL | 44 | DIESEL | 0.15 | 0.1 | 0.15 | E3GAL | 20.85 | OK | N | 1 | 1 | 6 | 1 | 1 | 3
1190558 | BETH ISRAEL DEACONESS HOSPITAL-MILTON | FKA MILTON HOSPITAL | 199 REEDSDALE RD | FORMERLY 92 HIGHLAND ST | MILTON | MA | 021860000 | 199 REEDSDALE RD | FORMERLY 92 HIGHLAND ST | MILTON | MA | 021860000 | N | PRIVATE | SM79-R | BETH ISRAEL DEACONESS HOSPITAL - MILTON | 6176964600X1372 | wayne_pitts@miltonhospital.org | CINDY | PAGE | 6173131355 | cindy_page@miltonhospital.org | WAYNE | PITTS | 6176964600X1372 | wayne_pitts@miltonhospital.org | 4 | GENERATOR #1-CUMMINS #NT380-IP 200KW #2 OIL-0.3S |  | ENGINE | CUMMINS | NT 380-1P | 1965-09-03 | 2011 | 2 | 1 | GENERATOR #1-CUMMINS #NT 380-1P #2 OIL-0.3S | DIESEL | 44 | DIESEL | 0.3 | 0 | 0.47 | E6BTU | 0.47 | OK | N | 1 | 1 | 12 | 1 | 1 | 6
1190558 | BETH ISRAEL DEACONESS HOSPITAL-MILTON | FKA MILTON HOSPITAL | 199 REEDSDALE RD | FORMERLY 92 HIGHLAND ST | MILTON | MA | 021860000 | 199 REEDSDALE RD | FORMERLY 92 HIGHLAND ST | MILTON | MA | 021860000 | N | PRIVATE | SM79-R | BETH ISRAEL DEACONESS HOSPITAL - MILTON | 6176964600X1372 | wayne_pitts@miltonhospital.org | CINDY | PAGE | 6173131355 | cindy_page@miltonhospital.org | WAYNE | PITTS | 6176964600X1372 | wayne_pitts@miltonhospital.org | 14 | GENERATOR CUMMINS 1000 DQFAD |  | ENGINE | CUMMINS | 1000DQFAD | 2007-06-01 | 2011 | 10 | 1 | DIESEL | DIESEL | 44 | DIESEL | 0.3 | 0 | 1.13 | E3GAL | 157.07 | OK | N | 1 | 1 | 12 | 1 | 1 | 6
1190559 | BETH ISRAEL DEACONESS HOSPITAL NEEDHAM | FKA DEACONESS GLOVER HOSPITAL | 148 CHESTNUT ST |  | NEEDHAM | MA | 021920000 | 148 CHESTNUT ST |  | NEEDHAM | MA | 021920000 | N | PRIVATE | NM25 | BETH ISRAEL DEACONESS HOSPITAL NEEDHAM | 7814533000 | CMCNULTY@BIDNEEDHAM.ORG | COREY | MCNULTY | 7814533610 | CMCNULTY@BIDNEEDHAM.ORG | COREY | MCNULTY | 7814533610 | CMCNULTY@BIDNEEDHAM.ORG | 15 | GENERATOR #1 KOHLER 1000 REOEDC | 2 | ENGINE | KOHLER | 1000 REOEDC | 2009-01-01 | 2011 | 10 | 1 | DIESEL | DIESEL | 44 | DIESEL | 0.0015 | 0.1 | 0.8472 | E3GAL | 117.7608 | OK | N | 1 | 1 | 18 | 1 | 1 | 8
1190563 | NORTH SHORE MEDICAL CENTER INC |  | 81 HIGHLAND AVE |  | SALEM | MA | 019700000 | 81 HIGHLAND AVE |  | SALEM | MA | 019700000 | N | PRIVATE | SM80-R | NORTH SHORE MEDICAL CENTER | 9783542525 | jjdaley@partners.org | JOHN | DALEY | 9783542525 | jjdaley@partners.org | JOHN | DALEY | 9783542525 | jjdaley@partners.org | 6 | EMERGENCY GENERATORS (4 COMBINED) | 4 | ENGINE | CATERPILLAR | 3512 | 1982-10-08 | 2011 | 28.28 | 1 | #2 OIL ULSD (TANKS 3,4 AND 5) | DIESEL | 44 | DIESEL | 0.0015 | 0 | 1.8416 | E3GAL | 255.9824 | OK | N | 1 | 1 | 12 | 1 | 1 | 5
1190563 | NORTH SHORE MEDICAL CENTER INC |  | 81 HIGHLAND AVE |  | SALEM | MA | 019700000 | 81 HIGHLAND AVE |  | SALEM | MA | 019700000 | N | PRIVATE | SM80-R | NORTH SHORE MEDICAL CENTER | 9783542525 | jjdaley@partners.org | JOHN | DALEY | 9783542525 | jjdaley@partners.org | JOHN | DALEY | 9783542525 | jjdaley@partners.org | 15 | SHAUGHNESSEY EMERGENCY GENERATOR- ULSD |  | ENGINE | CATERPILLAR | 21000 | 1998-06-01 | 2011 | 2.3 | 1 | #2 OIL- ULSD(TANK 6) | DIESEL | 44 | DIESEL | 0.0015 | 0 | 0.3116 | E3GAL | 43.3124 | OK | N | 1 | 1 | 26 | 1 | 1 | 12
1190564 | CLEAN HARBORS OF BRAINTREE INC |  | 1 HILL AVE |  | BRAINTREE | MA | 021840000 | ONE HILL AVE | ATTN: COMPLIANCE MANAGER | BRAINTREE | MA | 021841363 | N | PRIVATE | SM79-R | CLEAN HARBORS OF BRAINTREE INC | 7813807100X7134 | cabral.david@cleanharbors.com | DAVID P. | CABRAL, P.E., TURP, BCEE | 7813807134 | CABRAL.DAVID@cleanharbors.com | DAVID P. | CABRAL, P.E., TURP, BCEE | 7813807134 | CABRAL.DAVID@cleanharbors.com | 50 | CUMMINS GENERATOR #2 (NT855G2, DIESEL) |  | ENGINE | CUMMINGS | 125-DGEA | 1999-08-01 | 2011 | 1.688 | 1 | GENERATOR #2-CUMMINS #NT855G2- #2 OIL 0.3 PER.S | DIESEL | 44 | DIESEL | 0.138 | 0 | 0.12 | E3GAL | 16.68 | OK | N | 1 | 1 | 10 | 1 | 1 | 4
1190564 | CLEAN HARBORS OF BRAINTREE INC |  | 1 HILL AVE |  | BRAINTREE | MA | 021840000 | ONE HILL AVE | ATTN: COMPLIANCE MANAGER | BRAINTREE | MA | 021841363 | N | PRIVATE | SM79-R | CLEAN HARBORS OF BRAINTREE INC | 7813807100X7134 | cabral.david@cleanharbors.com | DAVID P. | CABRAL, P.E., TURP, BCEE | 7813807134 | CABRAL.DAVID@cleanharbors.com | DAVID P. | CABRAL, P.E., TURP, BCEE | 7813807134 | CABRAL.DAVID@cleanharbors.com | 55 | CATERPILLAR GENERATOR #1 |  | ENGINE | CATERPILLAR | 3412DIT | 1989-05-04 | 2011 | 5.348 | 1 | GENERATOR #1-CATERPILLAR 558.5 KW #2 OIL-0.3 S | DIESEL | 44 | DIESEL | 0.0401 | 0 | 0.608 | E3GAL | 84.512 | OK | N | 1 | 1 | 16 | 1 | 1 | 4
1190572 | CHILDRENS HOSPITAL BOSTON AT WALTHAM |  | 9 HOPE AVE |  | WALTHAM | MA | 024530000 | 9 HOPE AVE |  | WALTHAM | MA | 024530000 | N | PRIVATE | SM25 | CHB PROPERTIES, INC. | 7812162290 | jim.bove@childrens.harvard.edu | JAMES | BOVE | 7812162290 | jim.bove@childrens.harvard.edu | JAMES | BOVE | 7812162290 | jim.bove@childrens.harvard.edu | 4 | GENERATOR 1-CUMMINS EDISON AP 500KW ULSD OIL |  | ENGINE | CUMMINS | EDISON AP | 1978-01-01 | 2009 | 5 | 1 | ULTRA LOW SULFUR DIESEL | DIESEL | 44 | DIESEL | 0.0015 | 0 | 0.059 | E3GAL | 8.201 | OK | N | 1 | 1 | 12 | 1 | 1 | 5
1190572 | CHILDRENS HOSPITAL BOSTON AT WALTHAM |  | 9 HOPE AVE |  | WALTHAM | MA | 024530000 | 9 HOPE AVE |  | WALTHAM | MA | 024530000 | N | PRIVATE | SM25 | CHB PROPERTIES, INC. | 7812162290 | jim.bove@childrens.harvard.edu | JAMES | BOVE | 7812162290 | jim.bove@childrens.harvard.edu | JAMES | BOVE | 7812162290 | jim.bove@childrens.harvard.edu | 5 | GENERATOR 2-CUMMINS EDISON AP 430KW 4.32 MMBTU/HR |  | ENGINE | CUMMINS | EDISON AP | 1970-01-01 | 2009 | 4.3 | 1 | ULTRA LOW SULFUR DIESEL | DIESEL | 44 | DIESEL | 0.0015 | 0 | 0.089 | E3GAL | 12.371 | OK | N | 1 | 1 | 12 | 1 | 1 | 5
1190572 | CHILDRENS HOSPITAL BOSTON AT WALTHAM |  | 9 HOPE AVE |  | WALTHAM | MA | 024530000 | 9 HOPE AVE |  | WALTHAM | MA | 024530000 | N | PRIVATE | SM25 | CHB PROPERTIES, INC. | 7812162290 | jim.bove@childrens.harvard.edu | JAMES | BOVE | 7812162290 | jim.bove@childrens.harvard.edu | JAMES | BOVE | 7812162290 | jim.bove@childrens.harvard.edu | 6 | GENERATOR 3-CUMMINS NT-27-GS 150KW 1.5 MMBTU/HR |  | ENGINE | CUMMINS | NT-27-GS | 1973-01-06 | 2009 | 2 | 1 | ULTRA LOW SULFUR DIESEL | DIESEL | 44 | DIESEL | 0.0015 | 0 | 0.051 | E3GAL | 7.089 | OK | N | 1 | 1 | 12 | 1 | 1 | 5
1190572 | CHILDRENS HOSPITAL BOSTON AT WALTHAM |  | 9 HOPE AVE |  | WALTHAM | MA | 024530000 | 9 HOPE AVE |  | WALTHAM | MA | 024530000 | N | PRIVATE | SM25 | CHB PROPERTIES, INC. | 7812162290 | jim.bove@childrens.harvard.edu | JAMES | BOVE | 7812162290 | jim.bove@childrens.harvard.edu | JAMES | BOVE | 7812162290 | jim.bove@childrens.harvard.edu | 7 | GENERATOR 4-CUMMINS NR-6-GS |  | ENGINE | CUMMINS | NR-6-GS | 1970-01-06 | 2009 | 1 | 1 | ULTRA LOW SULFUR DIESEL | DIESEL | 44 | DIESEL | 0.0015 | 0 | 0.079 | E3GAL | 10.981 | OK | N | 1 | 1 | 12 | 1 | 1 | 5
1190572 | CHILDRENS HOSPITAL BOSTON AT WALTHAM |  | 9 HOPE AVE |  | WALTHAM | MA | 024530000 | 9 HOPE AVE |  | WALTHAM | MA | 024530000 | N | PRIVATE | SM25 | CHB PROPERTIES, INC. | 7812162290 | jim.bove@childrens.harvard.edu | JAMES | BOVE | 7812162290 | jim.bove@childrens.harvard.edu | JAMES | BOVE | 7812162290 | jim.bove@childrens.harvard.edu | 13 | CATERPILLAR EMERGENCY GENERATOR 1 |  | ENGINE | CATERPILLAR | SR4B-GD | 2009-05-04 | 2009 | 10.3277 | 1 | ULTRA LOW SULFUR DIESEL | DIESEL | 44 | DIESEL | 0.0015 |  | 0.2972 | E3GAL | 41.3108 | OK | N | 4 | 1 | 1 | 4 | 1 | 1
1190572 | CHILDRENS HOSPITAL BOSTON AT WALTHAM |  | 9 HOPE AVE |  | WALTHAM | MA | 024530000 | 9 HOPE AVE |  | WALTHAM | MA | 024530000 | N | PRIVATE | SM25 | CHB PROPERTIES, INC. | 7812162290 | jim.bove@childrens.harvard.edu | JAMES | BOVE | 7812162290 | jim.bove@childrens.harvard.edu | JAMES | BOVE | 7812162290 | jim.bove@childrens.harvard.edu | 14 | CATERPILLAR EMERGENCY GENERATOR 2 |  | ENGINE | CATERPILLAR | SR4B-GD | 2009-05-14 | 2009 | 10.3277 | 1 | ULTRA LOW SULFUR DIESEL | DIESEL | 44 | DIESEL | 0.0015 |  | 0.2972 | E3GAL | 41.3108 | OK | N | 4 | 1 | 1 | 4 | 1 | 1
1190579 | MCI CONCORD |  | 965 ELM ST |  | CONCORD | MA | 017420000 | 965 ELM ST |  | CONCORD | MA | 017420000 | Y | STATE | SM79-7 | CONCORD DEPT OF CORRECTION, MCI C | 9783693220 | SMFoley@doc.state.ma.us | SEAN | FOLEY | 5089635882 | SMFoley@doc.state.ma.us | WAYNE | ISABELLE | 9783693220 | WTIsabelle@doc.state.ma.us | 6 | EU #1-GENERATOR-MCGRAW/EDISON |  | ENGINE | CUMMINS/ONAN | NTTA-855-6 | 1982-01-01 | 2011 | 3.16 | 1 | #2 OIL-0.3 PERCENT SULFUR | DIESEL | 44 | DIESEL | 0.3 | 0 | 0.2 | E3GAL | 27.8 | OK | N | 1 | 1 | 52 | 1 | 1 | 21
1190579 | MCI CONCORD |  | 965 ELM ST |  | CONCORD | MA | 017420000 | 965 ELM ST |  | CONCORD | MA | 017420000 | Y | STATE | SM79-7 | CONCORD DEPT OF CORRECTION, MCI C | 9783693220 | SMFoley@doc.state.ma.us | SEAN | FOLEY | 5089635882 | SMFoley@doc.state.ma.us | WAYNE | ISABELLE | 9783693220 | WTIsabelle@doc.state.ma.us | 7 | EU #2-GENERATOR-CATERPILLAR 1000KW |  | ENGINE | BAYLOR | 3516 | 1990-01-01 | 2011 | 11.44 | 1 | #2 OIL-0.3 S | DIESEL | 44 | DIESEL | 0.3 | 0 | 0.529 | E3GAL | 73.531 | OK | N | 1 | 7 | 52 | 1 | 1 | 21
1190580 | MCI FRAMINGHAM |  | 99 LORING DR |  | FRAMINGHAM | MA | 017010000 | PO BOX 9007 |  | FRAMINGHAM | MA | 017049007 | Y | STATE | SM50 | MCI FRAMINGHAM | 5085325100 | EJDonegan@doc.state.ma.us | EDWARD | DONEGAN | 5085325100 | EJDonegan@doc.state.ma.us | ED | DONEGAN | 5085325100X163 | EJDonegan@doc.state.ma.us | 5 | GENERATOR 1-KOHLER 55 R81 2 OIL |  | ENGINE | KOHLER | 100 | 1963-01-01 | 2011 | 1 | 1 | GENERATOR 1-KOHLER 100ROZK 2 OIL POWER PLT | DIESEL | 44 | DIESEL | 0.3 | 0 | 0.11 | E3GAL | 15.29 | OK | N | 1 | 1 | 26 | 1 | 1 | 20
1190580 | MCI FRAMINGHAM |  | 99 LORING DR |  | FRAMINGHAM | MA | 017010000 | PO BOX 9007 |  | FRAMINGHAM | MA | 017049007 | Y | STATE | SM50 | MCI FRAMINGHAM | 5085325100 | EJDonegan@doc.state.ma.us | EDWARD | DONEGAN | 5085325100 | EJDonegan@doc.state.ma.us | ED | DONEGAN | 5085325100X163 | EJDonegan@doc.state.ma.us | 8 | GENERATOR 4-CUMMINS 450 KTT11136408E |  | ENGINE | CUMMINS | 00000 | 1991-01-01 | 2011 | 5 | 1 | GENERATOR 4-CUMMINS 2 OIL-0.3S SMITH | DIESEL | 44 | DIESEL | 0.3 | 0 | 0.2 | E3GAL | 27.8 | OK | N | 1 | 1 | 26 | 1 | 1 | 13
1190580 | MCI FRAMINGHAM |  | 99 LORING DR |  | FRAMINGHAM | MA | 017010000 | PO BOX 9007 |  | FRAMINGHAM | MA | 017049007 | Y | STATE | SM50 | MCI FRAMINGHAM | 5085325100 | EJDonegan@doc.state.ma.us | EDWARD | DONEGAN | 5085325100 | EJDonegan@doc.state.ma.us | ED | DONEGAN | 5085325100X163 | EJDonegan@doc.state.ma.us | 9 | GENERATOR 5-KOHLER 100 ROZ 281 2 OIL-0.3S |  | ENGINE | KOHLER | 00000 | 1988-01-01 | 2011 | 1.05 | 1 | GENERATOR 5-KOHLER 100 2 OIL-0.3S BREWSTR 1 | DIESEL | 44 | DIESEL | 0.3 | 0 | 0.19 | E3GAL | 26.41 | OK | N | 1 | 1 | 26 | 1 | 1 | 13
1190580 | MCI FRAMINGHAM |  | 99 LORING DR |  | FRAMINGHAM | MA | 017010000 | PO BOX 9007 |  | FRAMINGHAM | MA | 017049007 | Y | STATE | SM50 | MCI FRAMINGHAM | 5085325100 | EJDonegan@doc.state.ma.us | EDWARD | DONEGAN | 5085325100 | EJDonegan@doc.state.ma.us | ED | DONEGAN | 5085325100X163 | EJDonegan@doc.state.ma.us | 10 | GENERATOR 6-PERKINS 75R 2 OIL |  | ENGINE | PERKINS | 00000 | 1964-01-01 | 2010 | 1 | 1 | GENERATOR 6-PERKINS 75R 2 OIL HODDER HOUSE | DIESEL | 44 | DIESEL | 0.3 | 0 | 0.26 | E3GAL | 36.14 | OK | N | 1 | 1 | 26 | 1 | 1 | 13
1190580 | MCI FRAMINGHAM |  | 99 LORING DR |  | FRAMINGHAM | MA | 017010000 | PO BOX 9007 |  | FRAMINGHAM | MA | 017049007 | Y | STATE | SM50 | MCI FRAMINGHAM | 5085325100 | EJDonegan@doc.state.ma.us | EDWARD | DONEGAN | 5085325100 | EJDonegan@doc.state.ma.us | ED | DONEGAN | 5085325100X163 | EJDonegan@doc.state.ma.us | 11 | GENERATOR 7-KOHLER 80 ROZ 281 2 OIL-0.3S |  | ENGINE | KOHLER | 00000 | 1988-01-01 | 2011 | 1 | 1 | GENERATOR 7-KOHLER 80 2 OIL-0.3S BREWST 11 | DIESEL | 44 | DIESEL | 0.3 | 0 | 0.2 | E3GAL | 27.8 | OK | N | 1 | 1 | 26 | 1 | 1 | 13
1190580 | MCI FRAMINGHAM |  | 99 LORING DR |  | FRAMINGHAM | MA | 017010000 | PO BOX 9007 |  | FRAMINGHAM | MA | 017049007 | Y | STATE | SM50 | MCI FRAMINGHAM | 5085325100 | EJDonegan@doc.state.ma.us | EDWARD | DONEGAN | 5085325100 | EJDonegan@doc.state.ma.us | ED | DONEGAN | 5085325100X163 | EJDonegan@doc.state.ma.us | 12 | GENERATOR 8-KOHLER 20 ROZ 581 2 OIL-0.3S |  | ENGINE | KOHLER | 00000 | 1989-01-01 | 2011 | 1 | 1 | GENERATOR 8-KOHLER 20 2 OIL-0.3S PIONEER | DIESEL | 44 | DIESEL | 0.3 | 0 | 0.2 | E3GAL | 27.8 | OK | N | 1 | 1 | 26 | 1 | 1 | 13
1190580 | MCI FRAMINGHAM |  | 99 LORING DR |  | FRAMINGHAM | MA | 017010000 | PO BOX 9007 |  | FRAMINGHAM | MA | 017049007 | Y | STATE | SM50 | MCI FRAMINGHAM | 5085325100 | EJDonegan@doc.state.ma.us | EDWARD | DONEGAN | 5085325100 | EJDonegan@doc.state.ma.us | ED | DONEGAN | 5085325100X163 | EJDonegan@doc.state.ma.us | 13 | GENERATOR 9 KOHLER 20 ROZ 581 2 OIL-0.3S |  | ENGINE | KOHLER | 00000 | 1989-01-01 | 2011 | 1 | 1 | GENERATOR 9-KOHLER 20 2 OIL-0.3S TOWNLINE | DIESEL | 44 | DIESEL | 0.3 | 0 | 0.2 | E3GAL | 27.8 | OK | N | 1 | 1 | 26 | 1 | 1 | 13
1190580 | MCI FRAMINGHAM |  | 99 LORING DR |  | FRAMINGHAM | MA | 017010000 | PO BOX 9007 |  | FRAMINGHAM | MA | 017049007 | Y | STATE | SM50 | MCI FRAMINGHAM | 5085325100 | EJDonegan@doc.state.ma.us | EDWARD | DONEGAN | 5085325100 | EJDonegan@doc.state.ma.us | ED | DONEGAN | 5085325100X163 | EJDonegan@doc.state.ma.us | 14 | GENERATOR 10-KOHLER 20 ROZ 581 2 OIL-0.3S |  | ENGINE | KOHLER | 00000 | 1989-01-01 | 2011 | 1 | 1 | GENERATOR 10-KOHLER 20 2 OIL-0.3S ALGON | DIESEL | 44 | DIESEL | 0.3 | 0 | 0.235 | E3GAL | 32.665 | OK | N | 1 | 1 | 26 | 1 | 1 | 13
1190580 | MCI FRAMINGHAM |  | 99 LORING DR |  | FRAMINGHAM | MA | 017010000 | PO BOX 9007 |  | FRAMINGHAM | MA | 017049007 | Y | STATE | SM50 | MCI FRAMINGHAM | 5085325100 | EJDonegan@doc.state.ma.us | EDWARD | DONEGAN | 5085325100 | EJDonegan@doc.state.ma.us | ED | DONEGAN | 5085325100X163 | EJDonegan@doc.state.ma.us | 15 | GENERATOR 11-KOHLER 20 ROZ 581 2 OIL-0.3S |  | ENGINE | KOHLER | 00000 | 1989-01-01 | 2011 | 1 | 1 | GENERATOR 11-KOHLER 20 2 OIL-0.3S LAUREL | DIESEL | 44 | DIESEL | 0.3 | 0 | 0.256 | E3GAL | 35.584 | OK | N | 1 | 1 | 26 | 1 | 1 | 13
1190591 | QUINCY MEDICAL CENTER A STEWARD FAMILY | HOSPITAL INC | 114 WHITWELL ST |  | QUINCY | MA | 021691899 | 114 WHITWELL ST | ATTN: ENGINEERING DEPT | QUINCY | MA | 021691899 | Y | PRIVATE | SM50 | QUINCY MEDICAL CENTER | 6173764001 | ggibbons@quincymc.org | JONATHAN | NELSON | 6173764089 | JNELSON@quincymc.org | JONATHAN | NELSON | 6173764089 | JNELSON@quincymc.org | 3 | GENERATOR #3 - POWER PLANT - CUMMINS 230KW |  | ENGINE | CUMMINS | NTA 855-G4 | 1970-01-01 | 2009 | 2.5854 | 1 | NO. 2 FUEL OIL | DIESEL | 44 | DIESEL | 0.0015 | 0 | 0.0858 | E3GAL | 11.9262 | OK | N | 1 | 1 | 13 | 1 | 1 | 5
1190591 | QUINCY MEDICAL CENTER A STEWARD FAMILY | HOSPITAL INC | 114 WHITWELL ST |  | QUINCY | MA | 021691899 | 114 WHITWELL ST | ATTN: ENGINEERING DEPT | QUINCY | MA | 021691899 | Y | PRIVATE | SM50 | QUINCY MEDICAL CENTER | 6173764001 | ggibbons@quincymc.org | JONATHAN | NELSON | 6173764089 | JNELSON@quincymc.org | JONATHAN | NELSON | 6173764089 | JNELSON@quincymc.org | 4 | GENERATOR #2 - CRITICAL POWER - CUMMINS 775KW |  | ENGINE | CUMMINS | KTA-38-GCI | 1988-09-01 | 2009 | 6.672 | 1 | NO. 2 FUEL OIL | DIESEL | 44 | DIESEL | 0.0015 | 0 | 0.3039 | E3GAL | 42.2421 | OK | N | 1 | 1 | 17 | 1 | 1 | 5
1190591 | QUINCY MEDICAL CENTER A STEWARD FAMILY | HOSPITAL INC | 114 WHITWELL ST |  | QUINCY | MA | 021691899 | 114 WHITWELL ST | ATTN: ENGINEERING DEPT | QUINCY | MA | 021691899 | Y | PRIVATE | SM50 | QUINCY MEDICAL CENTER | 6173764001 | ggibbons@quincymc.org | JONATHAN | NELSON | 6173764089 | JNELSON@quincymc.org | JONATHAN | NELSON | 6173764089 | JNELSON@quincymc.org | 5 | GENERATOR #1 - LIFE SAFETY - CUMMINS 600KW |  | ENGINE | CUMMINS | VTA-28-GS2 | 1988-09-01 | 2009 | 7.784 | 1 | NO. 2 FUEL OIL | DIESEL | 44 | DIESEL | 0.0015 | 0 | 0.3137 | E3GAL | 43.6043 | OK | N | 1 | 1 | 16 | 1 | 1 | 5
1190593 | LAHEY CLINIC | FKA LAHEY HITCHCOCK MEDI | 41 MALL RD |  | BURLINGTON | MA | 018050000 | 41 MALL RD |  | BURLINGTON | MA | 018050000 | N | PRIVATE | SM25 | LAHEY CLINIC HOSPITAL INC | 7817448052 | Kenneth.E.Nix@lahey.org | KENNETH | NIX | 7817448052 | Kenneth.E.Nix@lahey.org | KENNETH | NIX | 7817448052 | Kenneth.E.Nix@lahey.org | 5 | GENERATOR 1 |  | ENGINE | DETROIT DIESEL | 81637305 | 1979-01-01 | 2009 | 7.266 | 1 | NO 2 DIESEL FUEL | DIESEL | 44 | DIESEL | 0.0015 | 0 | 1.105 | E3GAL | 153.595 | OK | N | 1 | 1 | 52 | 1 | 1 | 8
1190593 | LAHEY CLINIC | FKA LAHEY HITCHCOCK MEDI | 41 MALL RD |  | BURLINGTON | MA | 018050000 | 41 MALL RD |  | BURLINGTON | MA | 018050000 | N | PRIVATE | SM25 | LAHEY CLINIC HOSPITAL INC | 7817448052 | Kenneth.E.Nix@lahey.org | KENNETH | NIX | 7817448052 | Kenneth.E.Nix@lahey.org | KENNETH | NIX | 7817448052 | Kenneth.E.Nix@lahey.org | 12 | DIESEL GENERATOR E |  | ENGINE | CATERPILLAR | 3456DITA | 2006-03-01 | 2009 | 5.082 | 1 | ULTRA LOW SULFUR DIESEL FUEL | DIESEL | 44 | DIESEL | 0.0015 | 0 | 0.21 | E3GAL | 29.19 | OK | N | 1 | 1 | 52 | 1 | 1 | 22
1190596 | MBTA SOUTH STATION |  | SUMMER ST | DEWEY SQUARE | BOSTON | MA | 021100000 | 10 PARK PLAZA | ROOM 6720 | BOSTON | MA | 021160000 | Y | STATE | NM99 | MASSACHUSETTS BAY TRANSPORATION AUTHORITY | 6172223123 | tdaly@mbta.com | JANIS | KEARNEY | 6172221592 | jkearney@mbta.com | PAUL | CASEY | 6178971986 | paul.casey@cis.cushwake.com | 3 | EMERGENCY GENERATOR |  | ENGINE | CATERPILLAR | 3508 | 1992-01-01 | 2011 | 8.369 | 1 | DIESEL | DIESEL | 44 | DIESEL | 0.0015 | 0.1 | 50 | E3GAL | 6950 | OK | N | 1 | 1 | 12 | 1 | 1 | 5
1190600 | EMD MILLIPORE CORPORATION |  | 80 ASHBY RD |  | BEDFORD | MA | 017300000 | 80 ASHBY RD |  | BEDFORD | MA | 017300000 | N | PRIVATE | SM79-R | EMD MILLIPORE CORP | 7815332832 | bobby.young@merckgroup.com | MICHAEL | LANDADIO | 7815333421 | michael.landadio@merckgroup.com | BOBBY | YOUNG | 7815332832 | bobby.young@merckgroup.com | 6 | 6 GENERATORS-CUMMINS,HERCULES,PERKINS,OLYMPIAN |  | ENGINE | CUMMINS | 37173095 | 1990-04-01 | 2011 | 17.64 | 1 | GENERATORS #1(6)-CUMMINS #2 OIL-0.3 PERCENT S | DIESEL | 44 | DIESEL | 0.0015 | 0.01 | 45.51 | E6BTU | 45.51 | OK | N | 1 | 1 | 52 | 1 | 1 | 22
1190606 | JOHNSTONE WTP |  | 900 MAIN ST |  | HINGHAM | MA | 020430000 | 900 MAIN ST |  | HINGHAM | MA | 020430000 | N | UTILITY | NM99 | JOHNSTONE WTP | 7817406633 | rroland@aquarionwater.com | ROBERT | ROLAND | 7817406692 | rroland@aquarionwater.com | ROBERT | ROLAND | 7817406692 | rroland@aquarionwater.com | 2 | EMER GEN #1 - CATERPILLAR SR-4 - DIESEL FUEL |  | ENGINE | CATERPILLAR | CAT 3516 | 1996-01-01 | 2009 | 13.6 | 1 | EMER GEN #1 - CATERPILLAR SR-4 2 OIL | DIESEL | 44 | DIESEL | 0.3 | 0 | 0.373 | E3GAL | 51.847 | OK | N | 1 | 1 | 26 | 1 | 1 | 12
1190616 | BOSTON MEDICAL CENTE |  | 1 BOSTON MEDICAL CENTER PL |  | BOSTON | MA | 021180000 | 1 BOSTON MEDICAL CENTER PLACE |  | BOSTON | MA | 021180000 | N | PRIVATE | SM50 | BOSTON MEDICAL CENTER CORPORATION | 6175347812 | smonstur@bu.edu | BOB | BIGGIO | 6174142110 | bob.biggio@bmc.org | STEPHEN | MONSTUR | 6176388832 | smonstur@bu.edu | 1 | NEWTON PAVILLION GENERATOR 1-1250KW ULSD |  | ENGINE | CATERPILLAR | 3512 | 1993-04-01 | 2011 | 12.8 | 1 | GENERATOR 1-CATERPILLAR 1250KW ULSD | DIESEL | 44 | DIESEL | 0.0015 | 0 | 1.996 | E3GAL | 277.444 | OK | N | 1 | 1 | 52 | 1 | 1 | 21
1190616 | BOSTON MEDICAL CENTE |  | 1 BOSTON MEDICAL CENTER PL |  | BOSTON | MA | 021180000 | 1 BOSTON MEDICAL CENTER PLACE |  | BOSTON | MA | 021180000 | N | PRIVATE | SM50 | BOSTON MEDICAL CENTER CORPORATION | 6175347812 | smonstur@bu.edu | BOB | BIGGIO | 6174142110 | bob.biggio@bmc.org | STEPHEN | MONSTUR | 6176388832 | smonstur@bu.edu | 2 | NEWTON PAVILION GENERATOR 2 1250KW ULSD |  | ENGINE | CATERPILLAR | 3512 | 1993-04-01 | 2011 | 12.8 | 1 | NEWTON PAVILION GENERATOR 2 1250KW ULSD | DIESEL | 44 | DIESEL | 0.0015 | 0 | 1.76 | E3GAL | 244.64 | OK | N | 1 | 1 | 52 | 1 | 1 | 22
1190616 | BOSTON MEDICAL CENTE |  | 1 BOSTON MEDICAL CENTER PL |  | BOSTON | MA | 021180000 | 1 BOSTON MEDICAL CENTER PLACE |  | BOSTON | MA | 021180000 | N | PRIVATE | SM50 | BOSTON MEDICAL CENTER CORPORATION | 6175347812 | smonstur@bu.edu | BOB | BIGGIO | 6174142110 | bob.biggio@bmc.org | STEPHEN | MONSTUR | 6176388832 | smonstur@bu.edu | 3 | NEWTON PAVILION GENERATOR 3 - 1250 KW ULSD |  | ENGINE | CATERPILLAR | 3512 | 1997-04-01 | 2011 | 12.8 | 1 | NEWTON PAVILION GENERATOR 3 - 1250 KW ULSD | DIESEL | 44 | DIESEL | 0.0015 | 0 | 1.93 | E3GAL | 268.27 | OK | N | 1 | 1 | 52 | 1 | 1 | 22
1190616 | BOSTON MEDICAL CENTE |  | 1 BOSTON MEDICAL CENTER PL |  | BOSTON | MA | 021180000 | 1 BOSTON MEDICAL CENTER PLACE |  | BOSTON | MA | 021180000 | N | PRIVATE | SM50 | BOSTON MEDICAL CENTER CORPORATION | 6175347812 | smonstur@bu.edu | BOB | BIGGIO | 6174142110 | bob.biggio@bmc.org | STEPHEN | MONSTUR | 6176388832 | smonstur@bu.edu | 4 | PP1 GENERATOR 4-KATOLIGHT 400KW ULSD |  | ENGINE | KATOLIGHT | NA | 1972-01-01 | 2011 | 4.1 | 1 | PP1 GENERATOR 4-KATOLIGHT 400KW ULSD | DIESEL | 44 | DIESEL | 0.0015 | 0 | 0.47 | E3GAL | 65.33 | OK | N | 1 | 1 | 52 | 1 | 1 | 22
1190616 | BOSTON MEDICAL CENTE |  | 1 BOSTON MEDICAL CENTER PL |  | BOSTON | MA | 021180000 | 1 BOSTON MEDICAL CENTER PLACE |  | BOSTON | MA | 021180000 | N | PRIVATE | SM50 | BOSTON MEDICAL CENTER CORPORATION | 6175347812 | smonstur@bu.edu | BOB | BIGGIO | 6174142110 | bob.biggio@bmc.org | STEPHEN | MONSTUR | 6176388832 | smonstur@bu.edu | 5 | PP2 - GENERATOR 5 - CUMMINS 450KW ULSD |  | ENGINE | CUMMINS | NA | 1975-03-01 | 2011 | 4.61 | 1 | PP2 - GENERATOR 5 - CUMMINS 450KW ULSD | DIESEL | 44 | DIESEL | 0.0015 | 0 | 0.4 | E3GAL | 55.6 | OK | N | 1 | 1 | 52 | 1 | 1 | 22
1190616 | BOSTON MEDICAL CENTE |  | 1 BOSTON MEDICAL CENTER PL |  | BOSTON | MA | 021180000 | 1 BOSTON MEDICAL CENTER PLACE |  | BOSTON | MA | 021180000 | N | PRIVATE | SM50 | BOSTON MEDICAL CENTER CORPORATION | 6175347812 | smonstur@bu.edu | BOB | BIGGIO | 6174142110 | bob.biggio@bmc.org | STEPHEN | MONSTUR | 6176388832 | smonstur@bu.edu | 6 | PP3 GENERATOR 3 - CUMMINS 450KW ULSD |  | ENGINE | CUMMINS | NA | 1975-03-01 | 2011 | 4.61 | 1 | PP3 GENERATOR 3 - CUMMINS 450KW ULSD | DIESEL | 44 | DIESEL | 0.0015 | 0 | 0.37 | E3GAL | 51.43 | OK | N | 1 | 1 | 52 | 1 | 1 | 22
1190616 | BOSTON MEDICAL CENTE |  | 1 BOSTON MEDICAL CENTER PL |  | BOSTON | MA | 021180000 | 1 BOSTON MEDICAL CENTER PLACE |  | BOSTON | MA | 021180000 | N | PRIVATE | SM50 | BOSTON MEDICAL CENTER CORPORATION | 6175347812 | smonstur@bu.edu | BOB | BIGGIO | 6174142110 | bob.biggio@bmc.org | STEPHEN | MONSTUR | 6176388832 | smonstur@bu.edu | 7 | PP GENERATOR - WAUKESHA 900KW ULSD |  | ENGINE | WAUKESHA | NA | 1972-01-01 | 2011 | 9.22 | 1 | PP GENERATOR - WAUKESHA 900KW ULSD | DIESEL | 44 | DIESEL | 0.0015 | 0 | 0.81 | E3GAL | 112.59 | OK | N | 1 | 1 | 52 | 1 | 1 | 22
1190616 | BOSTON MEDICAL CENTE |  | 1 BOSTON MEDICAL CENTER PL |  | BOSTON | MA | 021180000 | 1 BOSTON MEDICAL CENTER PLACE |  | BOSTON | MA | 021180000 | N | PRIVATE | SM50 | BOSTON MEDICAL CENTER CORPORATION | 6175347812 | smonstur@bu.edu | BOB | BIGGIO | 6174142110 | bob.biggio@bmc.org | STEPHEN | MONSTUR | 6176388832 | smonstur@bu.edu | 8 | ACC1 GENERATOR 8 - CONSOLIDATED POWER 675KW ULSD |  | ENGINE | CONSOLIDATED POWER | NA | 1972-01-01 | 2011 | 6.91 | 1 | ACC1 GENERATOR 8 - CONSOLIDATED POWER 675KW ULSD | DIESEL | 44 | DIESEL | 0.0015 | 0 | 2.69 | E3GAL | 373.91 | OK | N | 1 | 1 | 52 | 1 | 1 | 22
1190616 | BOSTON MEDICAL CENTE |  | 1 BOSTON MEDICAL CENTER PL |  | BOSTON | MA | 021180000 | 1 BOSTON MEDICAL CENTER PLACE |  | BOSTON | MA | 021180000 | N | PRIVATE | SM50 | BOSTON MEDICAL CENTER CORPORATION | 6175347812 | smonstur@bu.edu | BOB | BIGGIO | 6174142110 | bob.biggio@bmc.org | STEPHEN | MONSTUR | 6176388832 | smonstur@bu.edu | 9 | ACC2 GENERATOR 9 - CONSOLIDATED POWER 675KW ULSD |  | ENGINE | CONSOLIDATED POWER | NA | 1972-01-01 | 2011 | 6.91 | 1 | ACC2 GENERATOR 9 - CONSOLIDATED 675KW ULSD | DIESEL | 44 | DIESEL | 0.0015 | 0 | 4.52 | E3GAL | 628.28 | OK | N | 1 | 1 | 52 | 1 | 1 | 22
1190616 | BOSTON MEDICAL CENTE |  | 1 BOSTON MEDICAL CENTER PL |  | BOSTON | MA | 021180000 | 1 BOSTON MEDICAL CENTER PLACE |  | BOSTON | MA | 021180000 | N | PRIVATE | SM50 | BOSTON MEDICAL CENTER CORPORATION | 6175347812 | smonstur@bu.edu | BOB | BIGGIO | 6174142110 | bob.biggio@bmc.org | STEPHEN | MONSTUR | 6176388832 | smonstur@bu.edu | 10 | MENINO 1 GENERATOR #10-CATERPILLAR 1250 KW ULSD |  | ENGINE | CATERPILLAR | 3512 | 1993-08-28 | 2011 | 12.8 | 1 | MENINO 1 GENERATOR #10-CATERPILLAR 1250 KW ULSD | DIESEL | 44 | DIESEL | 0.0015 | 0 | 1.17 | E3GAL | 162.63 | OK | N | 1 | 1 | 52 | 1 | 1 | 22
1190616 | BOSTON MEDICAL CENTE |  | 1 BOSTON MEDICAL CENTER PL |  | BOSTON | MA | 021180000 | 1 BOSTON MEDICAL CENTER PLACE |  | BOSTON | MA | 021180000 | N | PRIVATE | SM50 | BOSTON MEDICAL CENTER CORPORATION | 6175347812 | smonstur@bu.edu | BOB | BIGGIO | 6174142110 | bob.biggio@bmc.org | STEPHEN | MONSTUR | 6176388832 | smonstur@bu.edu | 11 | MENINO 2 GENERATOR #11-CATERPILLAR 1250 KW ULSD |  | ENGINE | CATERPILLAR | 3512 | 1993-08-26 | 2011 | 12.8 | 1 | MENINO 2 GENERATOR #11-CATERPILLAR 1250 KW ULSD | DIESEL | 44 | DIESEL | 0.0015 | 0 | 1.01 | E3GAL | 140.39 | OK | N | 1 | 1 | 52 | 1 | 1 | 22
1190616 | BOSTON MEDICAL CENTE |  | 1 BOSTON MEDICAL CENTER PL |  | BOSTON | MA | 021180000 | 1 BOSTON MEDICAL CENTER PLACE |  | BOSTON | MA | 021180000 | N | PRIVATE | SM50 | BOSTON MEDICAL CENTER CORPORATION | 6175347812 | smonstur@bu.edu | BOB | BIGGIO | 6174142110 | bob.biggio@bmc.org | STEPHEN | MONSTUR | 6176388832 | smonstur@bu.edu | 18 | MOAKLEY 1 GENERATOR CATERPILLAR 750 KW ULSD |  | ENGINE | CATERPILLAR | 3412 | 2005-01-01 | 2011 | 7.68 | 1 | ULSD | DIESEL | 44 | DIESEL | 0.0015 | 0 | 0.61 | E3GAL | 84.79 | OK | N | 1 | 1 | 52 | 1 | 1 | 22
1190616 | BOSTON MEDICAL CENTE |  | 1 BOSTON MEDICAL CENTER PL |  | BOSTON | MA | 021180000 | 1 BOSTON MEDICAL CENTER PLACE |  | BOSTON | MA | 021180000 | N | PRIVATE | SM50 | BOSTON MEDICAL CENTER CORPORATION | 6175347812 | smonstur@bu.edu | BOB | BIGGIO | 6174142110 | bob.biggio@bmc.org | STEPHEN | MONSTUR | 6176388832 | smonstur@bu.edu | 19 | MOAKLEY 2 CATERPILLAR GENERATOR 750 KW ULSD |  | ENGINE | CATERPILLAR | 3412 | 2005-01-01 | 2011 | 7.68 | 1 | ULSD | DIESEL | 44 | DIESEL | 0.0015 | 0 | 0.54 | E3GAL | 75.06 | OK | N | 1 | 1 | 52 | 1 | 1 | 22
1190616 | BOSTON MEDICAL CENTE |  | 1 BOSTON MEDICAL CENTER PL |  | BOSTON | MA | 021180000 | 1 BOSTON MEDICAL CENTER PLACE |  | BOSTON | MA | 021180000 | N | PRIVATE | SM50 | BOSTON MEDICAL CENTER CORPORATION | 6175347812 | smonstur@bu.edu | BOB | BIGGIO | 6174142110 | bob.biggio@bmc.org | STEPHEN | MONSTUR | 6176388832 | smonstur@bu.edu | 20 | 610 GARAGE CUMMINS 230 KW ULSD |  | ENGINE | CUMMINS | NA | 2000-01-01 | 2011 | 3.07 | 1 | 610 GARAGE CUMMINS 230 KW ULSD | DIESEL | 44 | DIESEL | 0.0015 | 0 | 0.25 | E3GAL | 34.75 | OK | N | 1 | 1 | 52 | 1 | 1 | 22
1190616 | BOSTON MEDICAL CENTE |  | 1 BOSTON MEDICAL CENTER PL |  | BOSTON | MA | 021180000 | 1 BOSTON MEDICAL CENTER PLACE |  | BOSTON | MA | 021180000 | N | PRIVATE | SM50 | BOSTON MEDICAL CENTER CORPORATION | 6175347812 | smonstur@bu.edu | BOB | BIGGIO | 6174142110 | bob.biggio@bmc.org | STEPHEN | MONSTUR | 6176388832 | smonstur@bu.edu | 26 | SHAPIRO 1-EU#26 GENERATOR CATERPILLAR 550 KW ULSD |  | ENGINE | CATERPILLAR | C15 | 2010-08-09 | 2011 | 5.95 | 1 | ULSD | DIESEL | 44 | DIESEL | 0.0015 | 0 | 2.58 | E3GAL | 358.62 | OK | N | 1 | 1 | 52 | 1 | 1 | 22
1190616 | BOSTON MEDICAL CENTE |  | 1 BOSTON MEDICAL CENTER PL |  | BOSTON | MA | 021180000 | 1 BOSTON MEDICAL CENTER PLACE |  | BOSTON | MA | 021180000 | N | PRIVATE | SM50 | BOSTON MEDICAL CENTER CORPORATION | 6175347812 | smonstur@bu.edu | BOB | BIGGIO | 6174142110 | bob.biggio@bmc.org | STEPHEN | MONSTUR | 6176388832 | smonstur@bu.edu | 27 | SHAPIRO 2- EU#27 GENERATOR CATERPILLAR 550 KW ULSD |  | ENGINE | CATERPILLAR | C15 | 2010-08-09 | 2011 | 5.95 | 1 | ULSD | DIESEL | 44 | DIESEL | 0.0015 | 0 | 2.71 | E3GAL | 376.69 | OK | N | 1 | 1 | 52 | 1 | 1 | 22
1190646 | SEAPORT WORLD TRADE CENTER |  | 200 SEAPORT BLVD | FORMERLY 164 NORTHERN AVE | BOSTON | MA | 022100000 | 200 SEAPORT BOULEVARD #220 |  | BOSTON | MA | 022100000 | N | PRIVATE | NM25 | SEAPORT WORLD TRADE CENTER | 6173855502 | james.macdonald@pembrokere.com | JAMES | MACDONALD | 6173855502 | james.macdonald@pembrokere.com | MARK | UPHAM | 6175637000 | mark.upham@fmr.com | 1 | PEMBROKE GEN #1-CUMMINS HTTA855G1 300KW #2FO |  | ENGINE | CUMMINS | HTTA855G1 | 1985-04-01 | 2010 | 3.29 | 1 | NO. 2 FUEL OIL - 0.25S | DIESEL | 44 | DIESEL | 0.25 | 0 | 0.432 | E3GAL | 60.048 | OK | N | 1 | 1 | 52 | 1 | 1 | 21
1190646 | SEAPORT WORLD TRADE CENTER |  | 200 SEAPORT BLVD | FORMERLY 164 NORTHERN AVE | BOSTON | MA | 022100000 | 200 SEAPORT BOULEVARD #220 |  | BOSTON | MA | 022100000 | N | PRIVATE | NM25 | SEAPORT WORLD TRADE CENTER | 6173855502 | james.macdonald@pembrokere.com | JAMES | MACDONALD | 6173855502 | james.macdonald@pembrokere.com | MARK | UPHAM | 6175637000 | mark.upham@fmr.com | 2 | PEMBROKE GEN #2-WHITE D4800TAH 155KW #2FO |  | ENGINE | WHITE | D4800TAH 155 KW | 1985-04-01 | 2010 | 1.64 | 1 | NO. 2 FUEL OIL - 0.25S | DIESEL | 44 | DIESEL | 0.25 | 0 | 0.216 | E3GAL | 30.024 | OK | N | 1 | 1 | 52 | 1 | 1 | 21
1190646 | SEAPORT WORLD TRADE CENTER |  | 200 SEAPORT BLVD | FORMERLY 164 NORTHERN AVE | BOSTON | MA | 022100000 | 200 SEAPORT BOULEVARD #220 |  | BOSTON | MA | 022100000 | N | PRIVATE | NM25 | SEAPORT WORLD TRADE CENTER | 6173855502 | james.macdonald@pembrokere.com | JAMES | MACDONALD | 6173855502 | james.macdonald@pembrokere.com | MARK | UPHAM | 6175637000 | mark.upham@fmr.com | 3 | PEMBROKE GEN #3-CATERPILLAR 3406 BDI 300KW PORT. |  | ENGINE | CATERPILLAR | 3406 BDI 300 KW PORTABLE ENGINE | 1985-04-01 | 2010 | 3.7 | 1 | NO. 2 FUEL OIL - 0.25S | DIESEL | 44 | DIESEL | 0.25 | 0 | 0.108 | E3GAL | 15.012 | OK | N | 1 | 1 | 52 | 1 | 1 | 21
1190646 | SEAPORT WORLD TRADE CENTER |  | 200 SEAPORT BLVD | FORMERLY 164 NORTHERN AVE | BOSTON | MA | 022100000 | 200 SEAPORT BOULEVARD #220 |  | BOSTON | MA | 022100000 | N | PRIVATE | NM25 | SEAPORT WORLD TRADE CENTER | 6173855502 | james.macdonald@pembrokere.com | JAMES | MACDONALD | 6173855502 | james.macdonald@pembrokere.com | MARK | UPHAM | 6175637000 | mark.upham@fmr.com | 4 | WTC FREC GENERATOR #1 - CUMMINS DFJD5007314H #2FO |  | ENGINE | CUMMINS | DFJD5007314H | 2001-12-31 | 2010 | 9.6 | 1 | NO. 2 FUEL OIL - 0.25S | DIESEL | 44 | DIESEL | 0.0015 | 0 | 1.7693 | E3GAL | 245.9327 | OK | N | 1 | 1 | 52 | 1 | 1 | 21
1190646 | SEAPORT WORLD TRADE CENTER |  | 200 SEAPORT BLVD | FORMERLY 164 NORTHERN AVE | BOSTON | MA | 022100000 | 200 SEAPORT BOULEVARD #220 |  | BOSTON | MA | 022100000 | N | PRIVATE | NM25 | SEAPORT WORLD TRADE CENTER | 6173855502 | james.macdonald@pembrokere.com | JAMES | MACDONALD | 6173855502 | james.macdonald@pembrokere.com | MARK | UPHAM | 6175637000 | mark.upham@fmr.com | 5 | WTC FREC GENERATOR #2-CUMMINS 1000DQFAD-6889 #2FO |  | ENGINE | CUMMINS | 1000DQFAD-6889 | 2007-12-20 | 2010 | 9.89 | 1 | NO. 2 FUEL OIL - 0.0015S | DIESEL | 44 | DIESEL | 0.0015 | 0 | 1.8228 | E3GAL | 253.3692 | OK | N | 1 | 1 | 52 | 1 | 1 | 21
1190646 | SEAPORT WORLD TRADE CENTER |  | 200 SEAPORT BLVD | FORMERLY 164 NORTHERN AVE | BOSTON | MA | 022100000 | 200 SEAPORT BOULEVARD #220 |  | BOSTON | MA | 022100000 | N | PRIVATE | NM25 | SEAPORT WORLD TRADE CENTER | 6173855502 | james.macdonald@pembrokere.com | JAMES | MACDONALD | 6173855502 | james.macdonald@pembrokere.com | MARK | UPHAM | 6175637000 | mark.upham@fmr.com | 6 | WTC FREC GENERATOR #3-CUMMINS 1000DQFAD-6889 #2FO |  | ENGINE | CUMMINS | 1000DQFAD-6889 | 2007-12-20 | 2010 | 9.89 | 1 | NO. 2 FUEL OIL - 0.0015S | DIESEL | 44 | DIESEL | 0.0015 | 0 | 1.8228 | E3GAL | 253.3692 | OK | N | 1 | 1 | 52 | 1 | 1 | 21
1190646 | SEAPORT WORLD TRADE CENTER |  | 200 SEAPORT BLVD | FORMERLY 164 NORTHERN AVE | BOSTON | MA | 022100000 | 200 SEAPORT BOULEVARD #220 |  | BOSTON | MA | 022100000 | N | PRIVATE | NM25 | SEAPORT WORLD TRADE CENTER | 6173855502 | james.macdonald@pembrokere.com | JAMES | MACDONALD | 6173855502 | james.macdonald@pembrokere.com | MARK | UPHAM | 6175637000 | mark.upham@fmr.com | 7 | WTC FREC GENERATOR #4-CATERPILLAR SR43412/81Z16488 |  | ENGINE | CATERPILLAR | SR4-3412/81Z16488 | 1994-01-01 | 2010 | 5.53 | 1 | NO. 2 FUEL OIL - 0.25S | DIESEL | 44 | DIESEL | 0.0015 | 0 | 0.5853 | E3GAL | 81.3567 | OK | N | 1 | 1 | 52 | 1 | 1 | 21
1190646 | SEAPORT WORLD TRADE CENTER |  | 200 SEAPORT BLVD | FORMERLY 164 NORTHERN AVE | BOSTON | MA | 022100000 | 200 SEAPORT BOULEVARD #220 |  | BOSTON | MA | 022100000 | N | PRIVATE | NM25 | SEAPORT WORLD TRADE CENTER | 6173855502 | james.macdonald@pembrokere.com | JAMES | MACDONALD | 6173855502 | james.macdonald@pembrokere.com | MARK | UPHAM | 6175637000 | mark.upham@fmr.com | 8 | WTC FREC GENERATOR #5-CATERPILLAR SR43412/81Z16488 |  | ENGINE | CATERPILLAR | SR4-3412/81Z16488 | 1994-01-01 | 2010 | 5.53 | 1 | NO. 2 FUEL OIL | DIESEL | 44 | DIESEL | 0.0015 | 0 | 0.5853 | E3GAL | 81.3567 | OK | N | 1 | 1 | 52 | 1 | 1 | 21
1190654 | CENTRAL HEALTHCARE INITIATIVES | FKA HUNT CENTER | 75 LINDALL ST |  | DANVERS | MA | 019230000 | 75 LINDALL STREET |  | DANVERS | MA | 019230000 | N | PRIVATE | SM50 | HUNT CENTER | 9787774470 | SHENDRY@CHI-DEVELOPMENT.COM | STEPHEN | HENDRY | 9782412908 | SHENDRY@CHI-DEVELOPMENT.COM | STEPHEN | HENDRY | 9782412908 | SHENDRY@CHI-DEVELOPMENT.COM | 8 | GENERATOR #1-WAUKESHA DIESEL |  | ENGINE | WAUKESHA | 148DKSU | 1965-06-15 | 2010 | 1.68 | 1 | GENERATOR #1-WAUKESHA DIESEL | DIESEL | 44 | DIESEL | 0.05 | 0 | 0.151 | E3GAL | 20.989 | OK | N | 1 | 1 | 12 | 1 | 1 | 5
1190654 | CENTRAL HEALTHCARE INITIATIVES | FKA HUNT CENTER | 75 LINDALL ST |  | DANVERS | MA | 019230000 | 75 LINDALL STREET |  | DANVERS | MA | 019230000 | N | PRIVATE | SM50 | HUNT CENTER | 9787774470 | SHENDRY@CHI-DEVELOPMENT.COM | STEPHEN | HENDRY | 9782412908 | SHENDRY@CHI-DEVELOPMENT.COM | STEPHEN | HENDRY | 9782412908 | SHENDRY@CHI-DEVELOPMENT.COM | 9 | GENERATOR #2-JOHN DEERE/KOHLER DIESEL |  | ENGINE | JOHN DEERE/KOHLER | 180R0ZJ81 | 1993-03-02 | 2010 | 1.68 | 1 | GENERATOR #2-JOHN DEERE/KOHLER DIESEL | DIESEL | 44 | DIESEL | 0.05 | 0 | 0.144 | E3GAL | 20.016 | OK | N | 1 | 1 | 12 | 1 | 1 | 5
1190659 | DOUBLETREE GUEST SUITES |  | 400 SOLDIERS FIELD RD |  | BOSTON | MA | 021180000 | 400 SOLDIERS FLD RD |  | BOSTON | MA | 021340000 | N | PRIVATE | SM50 | DOUBLETREE GUEST SUITE | 6177830090 |  | CHRISTIAN | COFFIN | 6177830090 |  | MOHAMED | OMAR | 6173845019 | mohamed_omar@harvard.edu | 8 | EMER GEN #1- 350 KW - #2 DIESEL |  | ENGINE | CATERPILLAR | CATERPILLAR | 1986-08-01 | 2005 | 3.5 | 1 | EMER GEN #1- 350 KW #2 OIL 0.05%S | DIESEL | 44 | DIESEL | 0.3 | 4 | 1.12 | E3GAL | 155.68 | OK | N | 1 | 1 | 39 | 1 | 1 | 20
1190677 | US ARMY SOLDIER SYSTEMS CENTER |  | AMSSB-OES (N) KANSAS ST |  | NATICK | MA | 017605049 | IMNE-EN- KANSAS ST |  | NATICK | MA | 017605049 | N | FEDERAL | SM50 | US ARMY SOLDIER SYSTEMS CENTER | 5082335993 | terry.garrahan@us.army.mil | TERENCE | GARRAHAN | 5082335993 | Terry.Garrahan@us.army.mil | TERENCE | GARRAHAN | 5082335993 | Terry.Garrahan@us.army.mil | 15 | PORTABLE EMERGENCY GENERATORS 35KW AND LESS | 5 | ENGINE | VARIOUS 35 KW UNITS OR LESS | VARIOUS | 2002-07-01 | 2011 | 3.312 | 1 | DIESEL | DIESEL | 44 | DIESEL | 0.3 |  | 0.2 | E3GAL | 27.8 | OK | N | 11 | 1 | 12 | 1 | 1 | 5
1190703 | BOSTON SAND & GRAVEL |  | 500 FRONT ST |  | BOSTON | MA | 021140000 | 100 NORTH WASHINGTON STREET | P O BOX 9187 | BOSTON | MA | 021140000 | N | PRIVATE | SM50 | BOSTON SAND AND GRAVEL COMPANY | 6172279000 | NA@NA.NA | LINDA | CHARPENTIER | 6172279000 | LCHARPENTIER@BOSTONSAND.COM | DAVE | ALLEN | 6172279000X1032 | DALLEN@BOSTONSAND.COM | 5 | EMERGENCY GENERATOR #2 OIL |  | ENGINE | CATERPILLAR | 3208T | 1997-08-21 | 2009 | 2.1 | 1 | EMERGENCY GENERATOR #2 OIL | DIESEL | 44 | DIESEL | 0.0015 | 0 | 0 | E3GAL | 0 | OK | N | 0 | 0 | 0 | 0 | 0 | 0
1190715 | BEVERLY HOSPITAL |  | 85 HERRICK ST |  | BEVERLY | MA | 019150000 | 85 HERRICK ST |  | BEVERLY | MA | 019150000 | N | PRIVATE | SM80-7 | BEVERLY HOSPITAL | 9789223000X2653 | SFEENEY@nhs-healthlink.org | STEVE | FEENEY | 9789223000 | SFEENEY@nhs-healthlink.org | STEVE | FEENEY | 9789223000 | SFEENEY@nhs-healthlink.org | 4 | GENERATOR #1-CATERPILLAR-D346 |  | ENGINE | CATERPILLAR | D346 | 1990-01-01 | 2010 | 3.43 | 1 | DIESEL | DIESEL | 44 | DIESEL | 0.0015 | 0.1 | 0.2898 | E3GAL | 40.2822 | OK | N | 1 | 1 | 12 | 1 | 1 | 5
1190715 | BEVERLY HOSPITAL |  | 85 HERRICK ST |  | BEVERLY | MA | 019150000 | 85 HERRICK ST |  | BEVERLY | MA | 019150000 | N | PRIVATE | SM80-7 | BEVERLY HOSPITAL | 9789223000X2653 | SFEENEY@nhs-healthlink.org | STEVE | FEENEY | 9789223000 | SFEENEY@nhs-healthlink.org | STEVE | FEENEY | 9789223000 | SFEENEY@nhs-healthlink.org | 5 | GENERATOR #2-CATERPILLAR-D348 |  | ENGINE | CATERPILLAR | D348 | 1990-01-01 | 2010 | 5.6 | 1 | DIESEL | DIESEL | 44 | DIESEL | 0.0015 | 0.1 | 0.4695 | E3GAL | 65.2605 | OK | N | 1 | 1 | 12 | 1 | 1 | 5
1190715 | BEVERLY HOSPITAL |  | 85 HERRICK ST |  | BEVERLY | MA | 019150000 | 85 HERRICK ST |  | BEVERLY | MA | 019150000 | N | PRIVATE | SM80-7 | BEVERLY HOSPITAL | 9789223000X2653 | SFEENEY@nhs-healthlink.org | STEVE | FEENEY | 9789223000 | SFEENEY@nhs-healthlink.org | STEVE | FEENEY | 9789223000 | SFEENEY@nhs-healthlink.org | 13 | GENERATOR #6 - CATERPILLAR C32 DITA |  | ENGINE | CATERPILLAR | C32 DITA | 2006-08-01 | 2010 | 10.3 | 1 | DIESEL | DIESEL | 44 | DIESEL | 0.0015 | 0.1 | 1.0566 | E3GAL | 146.8674 | OK | N | 1 | 1 | 12 | 1 | 1 | 5
1190715 | BEVERLY HOSPITAL |  | 85 HERRICK ST |  | BEVERLY | MA | 019150000 | 85 HERRICK ST |  | BEVERLY | MA | 019150000 | N | PRIVATE | SM80-7 | BEVERLY HOSPITAL | 9789223000X2653 | SFEENEY@nhs-healthlink.org | STEVE | FEENEY | 9789223000 | SFEENEY@nhs-healthlink.org | STEVE | FEENEY | 9789223000 | SFEENEY@nhs-healthlink.org | 15 | FIRE PUMP ENGINE |  | ENGINE | JOHN DEERE | 4045TF220 | 2009-05-28 | 2010 | 0.42 | 1 | DIESEL | DIESEL | 44 | DIESEL | 0.0015 |  | 0.0615 | E3GAL | 8.5485 | OK | N | 1 | 1 | 52 | 1 | 1 | 22
1190716 | CPI-BEVERLY MICROWAVE DIVISION |  | 150 SOHIER RD |  | BEVERLY | MA | 019155595 | 150 SOHIER RD |  | BEVERLY | MA | 019155595 | N | PRIVATE | SM79-R | COMMUNICATIONS AND POWER INDUSTRIES,LLC | 6508462900 | don.coleman@cpii.com | DON | COLEMAN | 9782790663 | don.coleman@cpii.com | MARK | SCOTT | 9782790155 | mark.scott@cpii.com | 4 | GENERATOR -ONAN CT-88562 250KW (EST) |  | ENGINE | ONAN | 200 ODFP-17R/3118DM | 1988-03-30 | 2011 | 1.3 | 1 | GENERATOR #1-ONAN CT-85562 195 GALS #2 OIL | DIESEL | 44 | DIESEL | 0.15 | 0 | 0.0836 | E3GAL | 11.6204 | OK | N | 1 | 2 | 52 | 1 | 1 | 22
1190719 | MITRE CORPORATION |  | 202 BURLINGTON RD | RTE 62 | BEDFORD | MA | 017301420 | 202 BURLINGTON ROAD |  | BEDFORD | MA | 017301420 | N | PRIVATE | SM25 | MITRE CORPORATION | 7812712613 | dkroner@mitre.org | ANTHONY | SALVUCCI | 7812712822 | asalvucc@mitre.org | DIANA | KRONER | 7812712613 | dkroner@mitre.org | 11 | EMER GEN #9-CAT 3508B-#2 OIL 0.05 SDATA CENTER |  | ENGINE | CATERPILLAR | 3508B | 2002-09-23 | 2009 | 10.32 | 1 | EMER GEN #9 - CAT 3508B 1200KWE - #2 OIL 0.05 S | DIESEL | 44 | DIESEL | 0.05 | 0 | 1.6214 | E3GAL | 225.3746 | OK | N | 1 | 1 | 52 | 1 | 1 | 22
1190719 | MITRE CORPORATION |  | 202 BURLINGTON RD | RTE 62 | BEDFORD | MA | 017301420 | 202 BURLINGTON ROAD |  | BEDFORD | MA | 017301420 | N | PRIVATE | SM25 | MITRE CORPORATION | 7812712613 | dkroner@mitre.org | ANTHONY | SALVUCCI | 7812712822 | asalvucc@mitre.org | DIANA | KRONER | 7812712613 | dkroner@mitre.org | 26 | EMER GENERATORS #1-#4 - LOW S DIESEL | 5 | ENGINE | VARIOUS | VARIOUS | 1980-01-01 | 2009 | 6.31 | 1 | EMER GENERATORS #1-#4 - LOW S DIESEL | DIESEL | 44 | DIESEL | 0.05 | 0.1 | 1.0236 | E3GAL | 142.2804 | OK | N | 2 | 1 | 52 | 0 | 0 | 0
1190719 | MITRE CORPORATION |  | 202 BURLINGTON RD | RTE 62 | BEDFORD | MA | 017301420 | 202 BURLINGTON ROAD |  | BEDFORD | MA | 017301420 | N | PRIVATE | SM25 | MITRE CORPORATION | 7812712613 | dkroner@mitre.org | ANTHONY | SALVUCCI | 7812712822 | asalvucc@mitre.org | DIANA | KRONER | 7812712613 | dkroner@mitre.org | 27 | EMER GENERATOR #6 - #2 OIL, 0.3 S |  | ENGINE | WHITE | D3400 | 1980-01-01 | 2009 | 0.44 | 1 | EMER GENERATORS #6-#8 - #2 OIL, 0.3 S | DIESEL | 44 | DIESEL | 0.3 | 0.1 | 0.0248 | E3GAL | 3.4472 | OK | N | 1 | 1 | 52 | 0 | 0 | 0
1190719 | MITRE CORPORATION |  | 202 BURLINGTON RD | RTE 62 | BEDFORD | MA | 017301420 | 202 BURLINGTON ROAD |  | BEDFORD | MA | 017301420 | N | PRIVATE | SM25 | MITRE CORPORATION | 7812712613 | dkroner@mitre.org | ANTHONY | SALVUCCI | 7812712822 | asalvucc@mitre.org | DIANA | KRONER | 7812712613 | dkroner@mitre.org | 30 | EMER GENERATORS #7-#8 - ULTRALOW S DIESEL |  | ENGINE | CATERPILLAR. CUMMINS | D150-8. NTA-495 G2 | 1980-01-01 | 2009 | 2.3716 | 1 | EMER GENERATORS #7-#8 - ULTRALOW S DIESEL | DIESEL | 44 | DIESEL | 0.0015 | 0.1 | 0.2298 | E3GAL | 31.9422 | OK | N | 1 | 1 | 52 | 0 | 0 | 0
1190720 | CARDINAL HEALTH |  | 26 WIGGINS AVE |  | BEDFORD | MA | 017300000 | 26 WIGGINS AVENUE |  | BEDFORD | MA | 017300000 | N | PRIVATE | SM25 | CARDINAL HEALTH | 7812766632 | john.donahue@cardinalhealth.com | JOHN | DONAHUE | 7812766632 | john.donahue@cardinalhealth.com | JOHN | DONAHUE | 7812751100 | john.donahue@cardinalhealth.com | 5 | GENERATOR #1-DETROIT DIESEL #PTA1SD273 DIESEL OIL |  | ENGINE | DETROIT DIESEL | PTA1SD273 | 1980-03-01 | 2010 | 1 | 1 | GENERATOR #1-DETROIT DIESEL #PTA1SD273 DIESEL OIL | DIESEL | 44 | DIESEL | 0 | 0 | 1 | E3GAL | 139 | OK | N | 4 | 5 | 52 | 0 | 0 | 0
1190723 | MIT LINCOLN LABORATORY |  | 244 WOOD ST |  | LEXINGTON | MA | 024200000 | 244 WOOD ST |  | LEXINGTON | MA | 024209108 | N | FEDERAL | SM79-7 | MIT LINCOLN LABORATORY | 7819812171 | psullilvan@ll.mit.edu | PAULA | SULLIVAN | 7819814044 | psullivan@ll.mit.edu | PAULA | SULLIVAN | 7819814044 | psullivan@ll.mit.edu | 4 | A-EGEN001 CUMMINS ONAN 250 DVG-17R/2904 |  | ENGINE | CUMMINS ONAN | 250 DVG 17R/2904 | 1984-01-01 | 2009 | 2.613 | 1 | #2 FUEL OIL | DIESEL | 44 | DIESEL | 0.0015 | 0 | 0.6918 | E3GAL | 96.1602 | OK | N | 1 | 1 | 12 | 1 | 1 | 5
1190723 | MIT LINCOLN LABORATORY |  | 244 WOOD ST |  | LEXINGTON | MA | 024200000 | 244 WOOD ST |  | LEXINGTON | MA | 024209108 | N | FEDERAL | SM79-7 | MIT LINCOLN LABORATORY | 7819812171 | psullilvan@ll.mit.edu | PAULA | SULLIVAN | 7819814044 | psullivan@ll.mit.edu | PAULA | SULLIVAN | 7819814044 | psullivan@ll.mit.edu | 8 | B-EGEN001 CUMMINS ONAN 100 ODVC 15R/18 |  | ENGINE | CUMMINS ONAN | 100 ODYC 15R/18 | 1979-01-01 | 2009 | 1.2 | 1 | #2 FUEL OIL | DIESEL | 44 | DIESEL | 0.0015 | 0 | 0.1882 | E3GAL | 26.1598 | OK | N | 1 | 1 | 12 | 1 | 1 | 5
1190723 | MIT LINCOLN LABORATORY |  | 244 WOOD ST |  | LEXINGTON | MA | 024200000 | 244 WOOD ST |  | LEXINGTON | MA | 024209108 | N | FEDERAL | SM79-7 | MIT LINCOLN LABORATORY | 7819812171 | psullilvan@ll.mit.edu | PAULA | SULLIVAN | 7819814044 | psullivan@ll.mit.edu | PAULA | SULLIVAN | 7819814044 | psullivan@ll.mit.edu | 9 | B-EGEN002 CUMMINS ONAN 100 ODYC 15R/18 |  | ENGINE | CUMMINS ONAN | 100 ODYC 15R/18 | 1989-01-01 | 2009 | 1.2 | 1 | #2 FUEL OIL | DIESEL | 44 | DIESEL | 0.0015 | 0 | 0.1688 | E3GAL | 23.4632 | OK | N | 1 | 1 | 12 | 1 | 1 | 5
1190723 | MIT LINCOLN LABORATORY |  | 244 WOOD ST |  | LEXINGTON | MA | 024200000 | 244 WOOD ST |  | LEXINGTON | MA | 024209108 | N | FEDERAL | SM79-7 | MIT LINCOLN LABORATORY | 7819812171 | psullilvan@ll.mit.edu | PAULA | SULLIVAN | 7819814044 | psullivan@ll.mit.edu | PAULA | SULLIVAN | 7819814044 | psullivan@ll.mit.edu | 10 | J-EGEN001 CUMMINS ONAN 100 ODVC 15R/29 |  | ENGINE | CUMMINS ONAN | 100 ODVC 15R/29 | 1988-01-01 | 2009 | 1.126 | 1 | #2 FUEL OIL | DIESEL | 44 | DIESEL | 0.0015 | 0 | 0.0834 | E3GAL | 11.5926 | OK | N | 1 | 1 | 12 | 1 | 1 | 5
1190723 | MIT LINCOLN LABORATORY |  | 244 WOOD ST |  | LEXINGTON | MA | 024200000 | 244 WOOD ST |  | LEXINGTON | MA | 024209108 | N | FEDERAL | SM79-7 | MIT LINCOLN LABORATORY | 7819812171 | psullilvan@ll.mit.edu | PAULA | SULLIVAN | 7819814044 | psullivan@ll.mit.edu | PAULA | SULLIVAN | 7819814044 | psullivan@ll.mit.edu | 11 | D-EGEN002 CUMMINS 150 DGFA-5568757 |  | ENGINE | CUMMINS POWER GENERATION | 150 DGFA-5568757 | 1988-01-01 | 2009 | 7.645 | 1 | #2 FUEL OIL | DIESEL | 44 | DIESEL | 0.0015 | 0 | 1.0945 | E3GAL | 152.1355 | OK | N | 1 | 1 | 12 | 1 | 1 | 5
1190723 | MIT LINCOLN LABORATORY |  | 244 WOOD ST |  | LEXINGTON | MA | 024200000 | 244 WOOD ST |  | LEXINGTON | MA | 024209108 | N | FEDERAL | SM79-7 | MIT LINCOLN LABORATORY | 7819812171 | psullilvan@ll.mit.edu | PAULA | SULLIVAN | 7819814044 | psullivan@ll.mit.edu | PAULA | SULLIVAN | 7819814044 | psullivan@ll.mit.edu | 12 | E-EGEN002 CUMMINS 150 DGDB L32427A |  | ENGINE | CUMMINS POWER GENERATION | 150 DGDB L32427A | 1989-01-01 | 2009 | 2.2 | 1 | #2 FUEL OIL | DIESEL | 44 | DIESEL | 0.0015 | 0 | 0.1113 | E3GAL | 15.4707 | OK | N | 1 | 1 | 12 | 1 | 1 | 5
1190723 | MIT LINCOLN LABORATORY |  | 244 WOOD ST |  | LEXINGTON | MA | 024200000 | 244 WOOD ST |  | LEXINGTON | MA | 024209108 | N | FEDERAL | SM79-7 | MIT LINCOLN LABORATORY | 7819812171 | psullilvan@ll.mit.edu | PAULA | SULLIVAN | 7819814044 | psullivan@ll.mit.edu | PAULA | SULLIVAN | 7819814044 | psullivan@ll.mit.edu | 13 | E-EGEN001 CUMMINS ONAN 250 ODVG 17R |  | ENGINE | CUMMINS ONAN | 250 ODVG 17R | 1988-01-01 | 2009 | 2.6 | 1 | #2 FUEL OIL | DIESEL | 44 | DIESEL | 0.0015 | 0 | 0.1015 | E3GAL | 14.1085 | OK | N | 1 | 1 | 12 | 1 | 1 | 5
1190723 | MIT LINCOLN LABORATORY |  | 244 WOOD ST |  | LEXINGTON | MA | 024200000 | 244 WOOD ST |  | LEXINGTON | MA | 024209108 | N | FEDERAL | SM79-7 | MIT LINCOLN LABORATORY | 7819812171 | psullilvan@ll.mit.edu | PAULA | SULLIVAN | 7819814044 | psullivan@ll.mit.edu | PAULA | SULLIVAN | 7819814044 | psullivan@ll.mit.edu | 14 | CW-EGEN001 CUMMINS ONAN 250 DFBE 29858F |  | ENGINE | CUMMINS ONAN | 250 DFBE 29858F | 1990-01-01 | 2009 | 2.6 | 1 | #2 FUEL OIL | DIESEL | 44 | DIESEL | 0.0015 | 0 | 0.0771 | E3GAL | 10.7169 | OK | N | 1 | 1 | 12 | 1 | 1 | 5
1190723 | MIT LINCOLN LABORATORY |  | 244 WOOD ST |  | LEXINGTON | MA | 024200000 | 244 WOOD ST |  | LEXINGTON | MA | 024209108 | N | FEDERAL | SM79-7 | MIT LINCOLN LABORATORY | 7819812171 | psullilvan@ll.mit.edu | PAULA | SULLIVAN | 7819814044 | psullivan@ll.mit.edu | PAULA | SULLIVAN | 7819814044 | psullivan@ll.mit.edu | 15 | L-EGEN001 CUMMINS ONAN 100 ODVC 15R/29 |  | ENGINE | CUMMINS ONAN | 100 ODVC 15R/29 | 1988-01-01 | 2009 | 1.126 | 1 | #2 FUEL OIL | DIESEL | 44 | DIESEL | 0.0015 | 0 | 0.6188 | E3GAL | 86.0132 | OK | N | 1 | 1 | 12 | 1 | 1 | 5
1190723 | MIT LINCOLN LABORATORY |  | 244 WOOD ST |  | LEXINGTON | MA | 024200000 | 244 WOOD ST |  | LEXINGTON | MA | 024209108 | N | FEDERAL | SM79-7 | MIT LINCOLN LABORATORY | 7819812171 | psullilvan@ll.mit.edu | PAULA | SULLIVAN | 7819814044 | psullivan@ll.mit.edu | PAULA | SULLIVAN | 7819814044 | psullivan@ll.mit.edu | 16 | ML-EGEN001 CATERPILLAR 3412 |  | ENGINE | CATERPILLAR | 3412 | 1991-01-01 | 2009 | 5.5 | 1 | #2 FUEL OIL | DIESEL | 44 | DIESEL | 0.0015 | 0 | 0.1576 | E3GAL | 21.9064 | OK | N | 1 | 1 | 12 | 1 | 1 | 5
1190723 | MIT LINCOLN LABORATORY |  | 244 WOOD ST |  | LEXINGTON | MA | 024200000 | 244 WOOD ST |  | LEXINGTON | MA | 024209108 | N | FEDERAL | SM79-7 | MIT LINCOLN LABORATORY | 7819812171 | psullilvan@ll.mit.edu | PAULA | SULLIVAN | 7819814044 | psullivan@ll.mit.edu | PAULA | SULLIVAN | 7819814044 | psullivan@ll.mit.edu | 17 | G-EGEN001 GENERAC 92A 02427 S |  | ENGINE | GENERAC | 92A 02427 S | 1993-01-01 | 2009 | 0.2 | 1 | #2 FUEL OIL | DIESEL | 44 | DIESEL | 0.0015 | 0 | 0.0198 | E3GAL | 2.7522 | OK | N | 1 | 1 | 12 | 1 | 1 | 5
1190723 | MIT LINCOLN LABORATORY |  | 244 WOOD ST |  | LEXINGTON | MA | 024200000 | 244 WOOD ST |  | LEXINGTON | MA | 024209108 | N | FEDERAL | SM79-7 | MIT LINCOLN LABORATORY | 7819812171 | psullilvan@ll.mit.edu | PAULA | SULLIVAN | 7819814044 | psullivan@ll.mit.edu | PAULA | SULLIVAN | 7819814044 | psullivan@ll.mit.edu | 18 | C-EGEN001 CUMMINS 60 DGCB |  | ENGINE | CUMMINS POWER GENERATION | 60 DGBC | 1994-01-01 | 2009 | 1.8 | 1 | #2 FUEL OIL | DIESEL | 44 | DIESEL | 0.0015 | 0 | 0.052 | E3GAL | 7.228 | OK | N | 1 | 1 | 12 | 1 | 1 | 5
1190723 | MIT LINCOLN LABORATORY |  | 244 WOOD ST |  | LEXINGTON | MA | 024200000 | 244 WOOD ST |  | LEXINGTON | MA | 024209108 | N | FEDERAL | SM79-7 | MIT LINCOLN LABORATORY | 7819812171 | psullilvan@ll.mit.edu | PAULA | SULLIVAN | 7819814044 | psullivan@ll.mit.edu | PAULA | SULLIVAN | 7819814044 | psullivan@ll.mit.edu | 19 | S-EGEN001 CATERPILLAR 3508 |  | ENGINE | CATERPILLAR | 3508 | 1993-01-01 | 2009 | 4.5 | 1 | #2 FUEL OIL | DIESEL | 44 | DIESEL | 0.0015 | 0 | 0.4494 | E3GAL | 62.4666 | OK | N | 1 | 1 | 12 | 1 | 1 | 5
1190723 | MIT LINCOLN LABORATORY |  | 244 WOOD ST |  | LEXINGTON | MA | 024200000 | 244 WOOD ST |  | LEXINGTON | MA | 024209108 | N | FEDERAL | SM79-7 | MIT LINCOLN LABORATORY | 7819812171 | psullilvan@ll.mit.edu | PAULA | SULLIVAN | 7819814044 | psullivan@ll.mit.edu | PAULA | SULLIVAN | 7819814044 | psullivan@ll.mit.edu | 20 | V-EGEN001 CUMMINS 50 DGCA L31719A |  | ENGINE | CUMMINS POWER GENERATION | 50 DGCA L31719A | 1990-01-01 | 2009 | 0.695 | 1 | #2 FUEL OIL | DIESEL | 44 | DIESEL | 0.0015 | 0 | 0.05 | E3GAL | 6.95 | OK | N | 1 | 1 | 12 | 1 | 1 | 5
1190723 | MIT LINCOLN LABORATORY |  | 244 WOOD ST |  | LEXINGTON | MA | 024200000 | 244 WOOD ST |  | LEXINGTON | MA | 024209108 | N | FEDERAL | SM79-7 | MIT LINCOLN LABORATORY | 7819812171 | psullilvan@ll.mit.edu | PAULA | SULLIVAN | 7819814044 | psullivan@ll.mit.edu | PAULA | SULLIVAN | 7819814044 | psullivan@ll.mit.edu | 21 | BA-EGEN001 CUMMINS ONAN 20 ODL4 15R/248 |  | ENGINE | CUMMINS ONAN | 20 ODL4 15R/248 | 1983-01-01 | 2009 | 0.2919 | 1 | #2 FUEL OIL | DIESEL | 44 | DIESEL | 0.0015 | 0 | 0.0802 | E3GAL | 11.1478 | OK | N | 1 | 1 | 12 | 1 | 1 | 5
1190723 | MIT LINCOLN LABORATORY |  | 244 WOOD ST |  | LEXINGTON | MA | 024200000 | 244 WOOD ST |  | LEXINGTON | MA | 024209108 | N | FEDERAL | SM79-7 | MIT LINCOLN LABORATORY | 7819812171 | psullilvan@ll.mit.edu | PAULA | SULLIVAN | 7819814044 | psullivan@ll.mit.edu | PAULA | SULLIVAN | 7819814044 | psullivan@ll.mit.edu | 22 | BA-EGEN002 CUMMINS ONAN 20 ODL4 15R/248 |  | ENGINE | CUMMINS ONAN | 20 ODL4 15R/248 | 1983-01-01 | 2009 | 0.2919 | 1 | #2 FUEL OIL | DIESEL | 44 | DIESEL | 0.0015 | 0 | 0.0496 | E3GAL | 6.8944 | OK | N | 1 | 1 | 12 | 1 | 1 | 5
1190723 | MIT LINCOLN LABORATORY |  | 244 WOOD ST |  | LEXINGTON | MA | 024200000 | 244 WOOD ST |  | LEXINGTON | MA | 024209108 | N | FEDERAL | SM79-7 | MIT LINCOLN LABORATORY | 7819812171 | psullilvan@ll.mit.edu | PAULA | SULLIVAN | 7819814044 | psullivan@ll.mit.edu | PAULA | SULLIVAN | 7819814044 | psullivan@ll.mit.edu | 54 | F-EGEN002 CATERPILLAR 3516B DITA |  | ENGINE | CATERPILLAR, INC. | 3516B DITA | 2005-01-01 | 2009 | 20.1379 | 1 | #2 FUEL OIL | DIESEL | 44 | DIESEL | 0.0015 | 0 | 0.6102 | E3GAL | 84.8178 | OK | N | 1 | 1 | 12 | 1 | 1 | 5
1190723 | MIT LINCOLN LABORATORY |  | 244 WOOD ST |  | LEXINGTON | MA | 024200000 | 244 WOOD ST |  | LEXINGTON | MA | 024209108 | N | FEDERAL | SM79-7 | MIT LINCOLN LABORATORY | 7819812171 | psullilvan@ll.mit.edu | PAULA | SULLIVAN | 7819814044 | psullivan@ll.mit.edu | PAULA | SULLIVAN | 7819814044 | psullivan@ll.mit.edu | 55 | F-EGEN001 CUMMINS DQAF300 |  | ENGINE | CUMMINS POWER GENERATION | DQAF300 | 2005-01-01 | 2009 | 1.515 | 1 | #2 FUEL OIL | DIESEL | 44 | DIESEL | 0.0015 | 0 | 0.3978 | E3GAL | 55.2942 | OK | N | 1 | 1 | 12 | 1 | 1 | 5
1190723 | MIT LINCOLN LABORATORY |  | 244 WOOD ST |  | LEXINGTON | MA | 024200000 | 244 WOOD ST |  | LEXINGTON | MA | 024209108 | N | FEDERAL | SM79-7 | MIT LINCOLN LABORATORY | 7819812171 | psullilvan@ll.mit.edu | PAULA | SULLIVAN | 7819814044 | psullivan@ll.mit.edu | PAULA | SULLIVAN | 7819814044 | psullivan@ll.mit.edu | 56 | FA-EGEN001 CUMMINS 200 DGFC-5627228 |  | ENGINE | CUMMINS POWER GENERATION | DGFC-5627228 | 2005-01-01 | 2009 | 9.4 | 1 | #2 FUEL OIL | DIESEL | 44 | DIESEL | 0.0015 | 0 | 2.0264 | E3GAL | 281.6696 | OK | N | 1 | 1 | 12 | 1 | 1 | 5
1190723 | MIT LINCOLN LABORATORY |  | 244 WOOD ST |  | LEXINGTON | MA | 024200000 | 244 WOOD ST |  | LEXINGTON | MA | 024209108 | N | FEDERAL | SM79-7 | MIT LINCOLN LABORATORY | 7819812171 | psullilvan@ll.mit.edu | PAULA | SULLIVAN | 7819814044 | psullivan@ll.mit.edu | PAULA | SULLIVAN | 7819814044 | psullivan@ll.mit.edu | 57 | KH-EGEN001 CUMMINS DGDF 5734876 |  | ENGINE | CUMMINS POWER GENERATION | DGDF-5734876 | 2005-01-01 | 2009 | 0.5699 | 1 | #2 FUEL OIL | DIESEL | 44 | DIESEL | 0.0015 | 0 | 0.1333 | E3GAL | 18.5287 | OK | N | 1 | 1 | 12 | 1 | 1 | 5
1190723 | MIT LINCOLN LABORATORY |  | 244 WOOD ST |  | LEXINGTON | MA | 024200000 | 244 WOOD ST |  | LEXINGTON | MA | 024209108 | N | FEDERAL | SM79-7 | MIT LINCOLN LABORATORY | 7819812171 | psullilvan@ll.mit.edu | PAULA | SULLIVAN | 7819814044 | psullivan@ll.mit.edu | PAULA | SULLIVAN | 7819814044 | psullivan@ll.mit.edu | 58 | D-EGEN001 CUMMINS ONAN 250 ODVG 17R |  | ENGINE | CUMMINS ONAN | 250 ODVG 17R | 1986-01-01 | 2009 | 2.6 | 1 | #2 FUEL OIL | DIESEL | 44 | DIESEL | 0.0015 | 0 | 0.3102 | E3GAL | 43.1178 | OK | N | 1 | 1 | 12 | 1 | 1 | 5
1190723 | MIT LINCOLN LABORATORY |  | 244 WOOD ST |  | LEXINGTON | MA | 024200000 | 244 WOOD ST |  | LEXINGTON | MA | 024209108 | N | FEDERAL | SM79-7 | MIT LINCOLN LABORATORY | 7819812171 | psullilvan@ll.mit.edu | PAULA | SULLIVAN | 7819814044 | psullivan@ll.mit.edu | PAULA | SULLIVAN | 7819814044 | psullivan@ll.mit.edu | 71 | FEPOC EGEN#1 CUMMINS 4BT |  | ENGINE | CUMMINS | 4BT | 2006-01-01 | 2009 | 0.695 | 1 | #2 FUEL OIL | DIESEL | 44 | DIESEL | 0.0015 | 0 | 0.03 | E3GAL | 4.17 | OK | N | 1 | 2 | 12 | 1 | 2 | 5
1190723 | MIT LINCOLN LABORATORY |  | 244 WOOD ST |  | LEXINGTON | MA | 024200000 | 244 WOOD ST |  | LEXINGTON | MA | 024209108 | N | FEDERAL | SM79-7 | MIT LINCOLN LABORATORY | 7819812171 | psullilvan@ll.mit.edu | PAULA | SULLIVAN | 7819814044 | psullivan@ll.mit.edu | PAULA | SULLIVAN | 7819814044 | psullivan@ll.mit.edu | 72 | FEPOC EGEN#2 CUMMINS 4BT |  | ENGINE | CUMMINS | 4BT | 2006-01-01 | 2009 | 0.695 | 1 | #2 FUEL OIL | DIESEL | 44 | DIESEL | 0.0015 | 0 | 0.03 | E3GAL | 4.17 | OK | N | 1 | 2 | 52 | 1 | 2 | 5
1190723 | MIT LINCOLN LABORATORY |  | 244 WOOD ST |  | LEXINGTON | MA | 024200000 | 244 WOOD ST |  | LEXINGTON | MA | 024209108 | N | FEDERAL | SM79-7 | MIT LINCOLN LABORATORY | 7819812171 | psullilvan@ll.mit.edu | PAULA | SULLIVAN | 7819814044 | psullivan@ll.mit.edu | PAULA | SULLIVAN | 7819814044 | psullivan@ll.mit.edu | 73 | FEPOC EGEN#3 DETROIT 5043-7101 |  | ENGINE | DETROIT | 5043-7101 | 2005-01-01 | 2009 | 0.695 | 1 | #2 FUEL OIL | DIESEL | 44 | DIESEL | 0.0015 | 0 | 0.03 | E3GAL | 4.17 | OK | N | 1 | 1 | 12 | 1 | 2 | 5
1190762 | METROWEST MEDICAL CENTER |  | 115 LINCOLN ST |  | FRAMINGHAM | MA | 017020000 | 115 LINCOLN STREET |  | FRAMINGHAM | MA | 017019167 | N | PRIVATE | SM25 | VHS ACQUISITION SUBSIDARY NUMBER NINE | 6156656000 | mark.racicot@mwmc.com | DEBORAH | BITSOLI | 5083831516 | deborah.bitsol@mwmc.com | MARK | RACICOT | 5083831616 | mark.racicot@mwmc.com | 3 | EMR GEN #1-CUMMINS VT-12700GS 400 KWE#2 OIL |  | ENGINE | CUMMINS | VT-12700GS | 1972-01-01 | 2011 | 4 | 1 | DIESEL | DIESEL | 44 | DIESEL | 0.0015 | 0.1 | 0.3403 | E3GAL | 47.3017 | OK | N | 1 | 1 | 12 | 1 | 1 | 5
1190762 | METROWEST MEDICAL CENTER |  | 115 LINCOLN ST |  | FRAMINGHAM | MA | 017020000 | 115 LINCOLN STREET |  | FRAMINGHAM | MA | 017019167 | N | PRIVATE | SM25 | VHS ACQUISITION SUBSIDARY NUMBER NINE | 6156656000 | mark.racicot@mwmc.com | DEBORAH | BITSOLI | 5083831516 | deborah.bitsol@mwmc.com | MARK | RACICOT | 5083831616 | mark.racicot@mwmc.com | 4 | EMR GEN #2-CUMMINS VT-1710-GS |  | ENGINE | CUMMINS | VT-1710-GS | 1981-01-01 | 2011 | 4 | 1 | DIESEL | DIESEL | 44 | DIESEL | 0.0015 | 0.1 | 0.3483 | E3GAL | 48.4137 | OK | N | 1 | 1 | 12 | 1 | 1 | 5
1190763 | UMASS BOSTON CAMPUS EH&S |  | 100 MORRISSEY BLVD |  | DORCHESTER | MA | 021253393 | 100 MORRISSEY BLVD |  | DORCHESTER | MA | 021253393 | Y | STATE | SM25 | UNIVERSITY OF MASSACHUSETTS | 6172877000 | zehra@umb.edu | ZEHRA | SCHNEIDER GRAHAM | 6172875445 | zehra@umb.edu | ZEHRA | SCHNEIDER GRAHAM | 6172875445 | zehra@umb.edu | 1 | GENERATOR #1-CUMMINS VT 12-635-GS 350 KW 010 |  | ENGINE | CUMMINS | VT12-635-GS | 1972-08-01 | 2011 | 4.5 | 1 | #2 OIL WHEATLEY | DIESEL | 44 | DIESEL | 0.5 | 0 | 0.25 | E3GAL | 34.75 | OK | N | 1 | 1 | 52 | 0 | 0 | 0
1190763 | UMASS BOSTON CAMPUS EH&S |  | 100 MORRISSEY BLVD |  | DORCHESTER | MA | 021253393 | 100 MORRISSEY BLVD |  | DORCHESTER | MA | 021253393 | Y | STATE | SM25 | UNIVERSITY OF MASSACHUSETTS | 6172877000 | zehra@umb.edu | ZEHRA | SCHNEIDER GRAHAM | 6172875445 | zehra@umb.edu | ZEHRA | SCHNEIDER GRAHAM | 6172875445 | zehra@umb.edu | 2 | GEN #2 CUMMINS V12-700 GS 400 KW #2 OIL- 020 |  | ENGINE | CUMMINS | VT12-700-GS | 1972-08-01 | 2011 | 3.8 | 1 | GENERATOR #2-CUMMINS #2 OIL MCCORMACK | DIESEL | 44 | DIESEL | 0.5 | 0 | 0.25 | E3GAL | 34.75 | OK | N | 1 | 1 | 52 | 0 | 0 | 0
1190763 | UMASS BOSTON CAMPUS EH&S |  | 100 MORRISSEY BLVD |  | DORCHESTER | MA | 021253393 | 100 MORRISSEY BLVD |  | DORCHESTER | MA | 021253393 | Y | STATE | SM25 | UNIVERSITY OF MASSACHUSETTS | 6172877000 | zehra@umb.edu | ZEHRA | SCHNEIDER GRAHAM | 6172875445 | zehra@umb.edu | ZEHRA | SCHNEIDER GRAHAM | 6172875445 | zehra@umb.edu | 3 | GENERATOR #3-CUMMINS V12-800GC 400 KW #2 OIL |  | ENGINE | CUMMINS | VT-800-GC | 1972-05-01 | 2011 | 3.8 | 1 | GENERATOR #3-CUMMINS #2 OIL- SCIENCE | DIESEL | 44 | DIESEL | 0.5 | 0 | 0.25 | E3GAL | 34.75 | OK | N | 1 | 1 | 52 | 0 | 0 | 0
1190763 | UMASS BOSTON CAMPUS EH&S |  | 100 MORRISSEY BLVD |  | DORCHESTER | MA | 021253393 | 100 MORRISSEY BLVD |  | DORCHESTER | MA | 021253393 | Y | STATE | SM25 | UNIVERSITY OF MASSACHUSETTS | 6172877000 | zehra@umb.edu | ZEHRA | SCHNEIDER GRAHAM | 6172875445 | zehra@umb.edu | ZEHRA | SCHNEIDER GRAHAM | 6172875445 | zehra@umb.edu | 5 | GENERATOR #5-CATERPILLAR D33 150 KW #2 OIL |  | ENGINE | GE CATERPILLAR | 5SJ4445B23Y76 | 1972-01-01 | 2011 | 1.5 | 1 | GENERATOR #5-CATERPILLAR #2 OIL ADMIN BLDG | DIESEL | 44 | DIESEL | 0.5 | 0 | 0.25 | E3GAL | 34.75 | OK | N | 1 | 1 | 52 | 0 | 0 | 0
1190763 | UMASS BOSTON CAMPUS EH&S |  | 100 MORRISSEY BLVD |  | DORCHESTER | MA | 021253393 | 100 MORRISSEY BLVD |  | DORCHESTER | MA | 021253393 | Y | STATE | SM25 | UNIVERSITY OF MASSACHUSETTS | 6172877000 | zehra@umb.edu | ZEHRA | SCHNEIDER GRAHAM | 6172875445 | zehra@umb.edu | ZEHRA | SCHNEIDER GRAHAM | 6172875445 | zehra@umb.edu | 6 | GENERATOR #6-GM BEDFORD 220 F/F 30 KW #2 OIL |  | ENGINE | GM BEDFORD | 220 F/F | 1972-06-29 | 2011 | 0.38 | 1 | GENERATOR #6-GM BEDFORD #2 OIL-SERVICE | DIESEL | 44 | DIESEL | 0.5 | 0 | 0.25 | E3GAL | 34.75 | OK | N | 1 | 1 | 52 | 0 | 0 | 0
1190763 | UMASS BOSTON CAMPUS EH&S |  | 100 MORRISSEY BLVD |  | DORCHESTER | MA | 021253393 | 100 MORRISSEY BLVD |  | DORCHESTER | MA | 021253393 | Y | STATE | SM25 | UNIVERSITY OF MASSACHUSETTS | 6172877000 | zehra@umb.edu | ZEHRA | SCHNEIDER GRAHAM | 6172875445 | zehra@umb.edu | ZEHRA | SCHNEIDER GRAHAM | 6172875445 | zehra@umb.edu | 7 | GENERATOR #7-DETROIT 10637305 200 KW #2 OIL |  | ENGINE | DETROIT | 10637305 | 1978-01-01 | 2011 | 2.13 | 1 | GENERATOR #7-DETROIT #2 OIL- CLARK CTR | DIESEL | 44 | DIESEL | 0.5 | 0 | 0.25 | E3GAL | 34.75 | OK | N | 1 | 1 | 52 | 0 | 0 | 0
1190763 | UMASS BOSTON CAMPUS EH&S |  | 100 MORRISSEY BLVD |  | DORCHESTER | MA | 021253393 | 100 MORRISSEY BLVD |  | DORCHESTER | MA | 021253393 | Y | STATE | SM25 | UNIVERSITY OF MASSACHUSETTS | 6172877000 | zehra@umb.edu | ZEHRA | SCHNEIDER GRAHAM | 6172875445 | zehra@umb.edu | ZEHRA | SCHNEIDER GRAHAM | 6172875445 | zehra@umb.edu | 9 | FIRE PUMP #1-CUMMINS/AURORA NT 280 IF |  | ENGINE | CUMMINS/AURORA | NT280 IF | 1972-06-01 | 2011 | 2.13 | 1 | FIRE PUMP #1-CUMMINS #2 OIL- UTILITY | DIESEL | 44 | DIESEL | 0.5 | 0 | 0.25 | E3GAL | 34.75 | OK | N | 1 | 1 | 1 | 0 | 0 | 0
1190763 | UMASS BOSTON CAMPUS EH&S |  | 100 MORRISSEY BLVD |  | DORCHESTER | MA | 021253393 | 100 MORRISSEY BLVD |  | DORCHESTER | MA | 021253393 | Y | STATE | SM25 | UNIVERSITY OF MASSACHUSETTS | 6172877000 | zehra@umb.edu | ZEHRA | SCHNEIDER GRAHAM | 6172875445 | zehra@umb.edu | ZEHRA | SCHNEIDER GRAHAM | 6172875445 | zehra@umb.edu | 10 | FIRE PUMP #2-CUMMINS/AURORA NT 280 IF |  | ENGINE | CUMMINS/AURORA | NT 280F | 1972-06-01 | 2011 | 2.13 | 1 | FIRE PUMP #2-CUMMINS #2 OIL- UTILITY | DIESEL | 44 | DIESEL | 0.5 | 0 | 0.25 | E3GAL | 34.75 | OK | N | 1 | 1 | 1 | 0 | 0 | 0
1190763 | UMASS BOSTON CAMPUS EH&S |  | 100 MORRISSEY BLVD |  | DORCHESTER | MA | 021253393 | 100 MORRISSEY BLVD |  | DORCHESTER | MA | 021253393 | Y | STATE | SM25 | UNIVERSITY OF MASSACHUSETTS | 6172877000 | zehra@umb.edu | ZEHRA | SCHNEIDER GRAHAM | 6172875445 | zehra@umb.edu | ZEHRA | SCHNEIDER GRAHAM | 6172875445 | zehra@umb.edu | 18 | EU # 18 - DATA CENTER #1 |  | ENGINE | CUMMINS | 200DGFC-5520 | 2005-08-01 | 2011 | 2.13 | 1 | DATA CENTER 250 KW DIESEL | DIESEL | 44 | DIESEL | 0.5 |  | 0.25 | E3GAL | 34.75 | OK | N | 1 | 1 | 52 | 0 | 0 | 0
1190763 | UMASS BOSTON CAMPUS EH&S |  | 100 MORRISSEY BLVD |  | DORCHESTER | MA | 021253393 | 100 MORRISSEY BLVD |  | DORCHESTER | MA | 021253393 | Y | STATE | SM25 | UNIVERSITY OF MASSACHUSETTS | 6172877000 | zehra@umb.edu | ZEHRA | SCHNEIDER GRAHAM | 6172875445 | zehra@umb.edu | ZEHRA | SCHNEIDER GRAHAM | 6172875445 | zehra@umb.edu | 19 | EU #19 - DATA CENTER #2 |  | ENGINE | KOHLER | 400REOZDD | 2007-05-01 | 2011 | 3.8 | 1 | DATA CENTER #2 | DIESEL | 44 | DIESEL | 0.5 |  | 0.25 | E3GAL | 34.75 | OK | N | 1 | 1 | 52 | 0 | 0 | 0
1190763 | UMASS BOSTON CAMPUS EH&S |  | 100 MORRISSEY BLVD |  | DORCHESTER | MA | 021253393 | 100 MORRISSEY BLVD |  | DORCHESTER | MA | 021253393 | Y | STATE | SM25 | UNIVERSITY OF MASSACHUSETTS | 6172877000 | zehra@umb.edu | ZEHRA | SCHNEIDER GRAHAM | 6172875445 | zehra@umb.edu | ZEHRA | SCHNEIDER GRAHAM | 6172875445 | zehra@umb.edu | 20 | GENERATOR #10 - CUMMINS 500 KW - HEALEY LIBRARY |  | ENGINE | CUMMINS | QSX15 | 2011-06-01 | 2011 | 4.7 | 1 | GENERATOR #10 - CUMMINS | DIESEL | 44 | DIESEL | 0.5 |  | 0.25 | E3GAL | 34.75 | OK | N | 1 | 1 | 12 | 0 | 0 | 0
1190766 | IPSWICH MUNICIPAL LIGHT |  | 276 HIGH ST |  | IPSWICH | MA | 019380000 | PO BOX 151 |  | IPSWICH | MA | 019380000 | Y | LOCAL GOVERNMENT | OP3 | IPSWICH MUNICIPAL LIGHT DEPT | 9783566640 | thenry@town.ipswich.ma.us | TIMOTHY | HENRY | 9783566635 | thenry@ipswichutilities.org | TIM | HENRY | 9783566635 | thenry@ipswichutilities.org | 1 | ENGINE #1-FAIRBANKS MORSE 38TDD8 1/8 DUAL FUEL |  | ENGINE | FAIRBANKS MORSE | 38TDD81/8 | 1984-01-01 | 2011 | 13.4 | 1 | #2 FUEL OIL | DIESEL | 44 | DIESEL | 0.0015 | 0 | 4.02 | E3GAL | 558.78 | OK | N | 6 | 1 | 7 | 2 | 1 | 2
1190766 | IPSWICH MUNICIPAL LIGHT |  | 276 HIGH ST |  | IPSWICH | MA | 019380000 | PO BOX 151 |  | IPSWICH | MA | 019380000 | Y | LOCAL GOVERNMENT | OP3 | IPSWICH MUNICIPAL LIGHT DEPT | 9783566640 | thenry@town.ipswich.ma.us | TIMOTHY | HENRY | 9783566635 | thenry@ipswichutilities.org | TIM | HENRY | 9783566635 | thenry@ipswichutilities.org | 2 | ENGINE #2-FAIRBANKS MORSE 38TDD 8 1/8 DUAL FUEL |  | ENGINE | FAIRBANKS MORSE | 38DD81/8 | 1954-01-01 | 2011 | 14.4 | 1 | #2 FUEL OIL | DIESEL | 44 | DIESEL | 0.05 | 0 | 5.42 | E3GAL | 753.38 | OK | N | 6 | 1 | 7 | 2 | 1 | 2
1190766 | IPSWICH MUNICIPAL LIGHT |  | 276 HIGH ST |  | IPSWICH | MA | 019380000 | PO BOX 151 |  | IPSWICH | MA | 019380000 | Y | LOCAL GOVERNMENT | OP3 | IPSWICH MUNICIPAL LIGHT DEPT | 9783566640 | thenry@town.ipswich.ma.us | TIMOTHY | HENRY | 9783566635 | thenry@ipswichutilities.org | TIM | HENRY | 9783566635 | thenry@ipswichutilities.org | 3 | ENGINE #3-FAIRBANKS MORSE 33-16X20 #2 OIL |  | ENGINE | FAIRBANKS MORSE | 33OOE16 | 1941-01-01 | 2011 | 9.1 | 1 | #2 FUEL OIL | DIESEL | 44 | DIESEL | 0.0015 | 0 | 0 | E3GAL | 0 | OK | N | 0 | 0 | 0 | 0 | 0 | 0
1190766 | IPSWICH MUNICIPAL LIGHT |  | 276 HIGH ST |  | IPSWICH | MA | 019380000 | PO BOX 151 |  | IPSWICH | MA | 019380000 | Y | LOCAL GOVERNMENT | OP3 | IPSWICH MUNICIPAL LIGHT DEPT | 9783566640 | thenry@town.ipswich.ma.us | TIMOTHY | HENRY | 9783566635 | thenry@ipswichutilities.org | TIM | HENRY | 9783566635 | thenry@ipswichutilities.org | 4 | ENGINE #4-FAIRBANKS MORSE 33-16X20 #2 OIL |  | ENGINE | FAIRBANKS MORSE | 33OOD16 | 1937-01-01 | 2011 | 7.5 | 1 | #2 FUEL OIL | DIESEL | 44 | DIESEL | 0.0015 | 0 | 0 | E3GAL | 0 | OK | N | 0 | 0 | 0 | 0 | 0 | 0
1190766 | IPSWICH MUNICIPAL LIGHT |  | 276 HIGH ST |  | IPSWICH | MA | 019380000 | PO BOX 151 |  | IPSWICH | MA | 019380000 | Y | LOCAL GOVERNMENT | OP3 | IPSWICH MUNICIPAL LIGHT DEPT | 9783566640 | thenry@town.ipswich.ma.us | TIMOTHY | HENRY | 9783566635 | thenry@ipswichutilities.org | TIM | HENRY | 9783566635 | thenry@ipswichutilities.org | 5 | ENGINE #6-FAIRBANKS MORSE 38DD 1/8 DUAL FUEL |  | ENGINE | FAIRBANKS MORSE | 38DD81/8 | 1951-01-01 | 2011 | 12.1 | 1 | #2 FUEL OIL | DIESEL | 44 | DIESEL | 0.0015 | 0 | 3.32 | E3GAL | 461.48 | OK | N | 6 | 1 | 7 | 2 | 1 | 2
1190766 | IPSWICH MUNICIPAL LIGHT |  | 276 HIGH ST |  | IPSWICH | MA | 019380000 | PO BOX 151 |  | IPSWICH | MA | 019380000 | Y | LOCAL GOVERNMENT | OP3 | IPSWICH MUNICIPAL LIGHT DEPT | 9783566640 | thenry@town.ipswich.ma.us | TIMOTHY | HENRY | 9783566635 | thenry@ipswichutilities.org | TIM | HENRY | 9783566635 | thenry@ipswichutilities.org | 6 | ENGINE #7-FAIRBANKS MORSE 38DD 8 1/2 #2 OIL |  | ENGINE | FAIRBANKS MORSE | 38D81/8 | 1956-01-01 | 2011 | 14.4 | 1 | #2 FUEL OIL | DIESEL | 44 | DIESEL | 0.0015 | 0 | 6.04 | E3GAL | 839.56 | OK | N | 6 | 1 | 7 | 2 | 1 | 2
1190766 | IPSWICH MUNICIPAL LIGHT |  | 276 HIGH ST |  | IPSWICH | MA | 019380000 | PO BOX 151 |  | IPSWICH | MA | 019380000 | Y | LOCAL GOVERNMENT | OP3 | IPSWICH MUNICIPAL LIGHT DEPT | 9783566640 | thenry@town.ipswich.ma.us | TIMOTHY | HENRY | 9783566635 | thenry@ipswichutilities.org | TIM | HENRY | 9783566635 | thenry@ipswichutilities.org | 7 | ENGINE #8-COOPER BESSEMER GSB8DR #2 OIL |  | ENGINE | COOPER BESSEMER | GSB-8 | 1960-01-01 | 2011 | 12.1 | 1 | #2 FUEL OIL | DIESEL | 44 | DIESEL | 0.05 | 0 | 0.74 | E3GAL | 102.86 | OK | N | 3 | 1 | 3 | 3 | 1 | 1
1190766 | IPSWICH MUNICIPAL LIGHT |  | 276 HIGH ST |  | IPSWICH | MA | 019380000 | PO BOX 151 |  | IPSWICH | MA | 019380000 | Y | LOCAL GOVERNMENT | OP3 | IPSWICH MUNICIPAL LIGHT DEPT | 9783566640 | thenry@town.ipswich.ma.us | TIMOTHY | HENRY | 9783566635 | thenry@ipswichutilities.org | TIM | HENRY | 9783566635 | thenry@ipswichutilities.org | 8 | ENGINE #9-FAIRBANKS MORSE 38DD 8 1/8 DUAL FUEL |  | ENGINE | FAIRBANKS MORSE | 38DD81/8 | 1961-01-01 | 2011 | 14.4 | 1 | #2 FUEL OIL | DIESEL | 44 | DIESEL | 0.0015 | 0 | 4.15 | E3GAL | 576.85 | OK | N | 6 | 1 | 7 | 2 | 1 | 2
1190766 | IPSWICH MUNICIPAL LIGHT |  | 276 HIGH ST |  | IPSWICH | MA | 019380000 | PO BOX 151 |  | IPSWICH | MA | 019380000 | Y | LOCAL GOVERNMENT | OP3 | IPSWICH MUNICIPAL LIGHT DEPT | 9783566640 | thenry@town.ipswich.ma.us | TIMOTHY | HENRY | 9783566635 | thenry@ipswichutilities.org | TIM | HENRY | 9783566635 | thenry@ipswichutilities.org | 9 | ENGINE #10-FAIRBANKS MORSE 38TDD 8 1/8 DUAL FUEL |  | ENGINE | FAIRBANKS MORSE | 38TDD81/8 | 1984-01-01 | 2011 | 13.4 | 1 | #2 FUEL OIL | DIESEL | 44 | DIESEL | 0.0015 | 0 | 3.81 | E3GAL | 529.59 | OK | N | 6 | 1 | 7 | 2 | 1 | 2
1190766 | IPSWICH MUNICIPAL LIGHT |  | 276 HIGH ST |  | IPSWICH | MA | 019380000 | PO BOX 151 |  | IPSWICH | MA | 019380000 | Y | LOCAL GOVERNMENT | OP3 | IPSWICH MUNICIPAL LIGHT DEPT | 9783566640 | thenry@town.ipswich.ma.us | TIMOTHY | HENRY | 9783566635 | thenry@ipswichutilities.org | TIM | HENRY | 9783566635 | thenry@ipswichutilities.org | 10 | ENGINE #11-FAIRBANKS MORSE 38TDD 8 1/8 DUAL FUEL |  | ENGINE | FAIRBANKS MORSE | 38TDD81/8 | 1982-01-01 | 2011 | 13.4 | 1 | #2 FUEL OIL | DIESEL | 44 | DIESEL | 0.0015 | 0 | 3.84 | E3GAL | 533.76 | OK | N | 6 | 1 | 7 | 2 | 1 | 2
1190766 | IPSWICH MUNICIPAL LIGHT |  | 276 HIGH ST |  | IPSWICH | MA | 019380000 | PO BOX 151 |  | IPSWICH | MA | 019380000 | Y | LOCAL GOVERNMENT | OP3 | IPSWICH MUNICIPAL LIGHT DEPT | 9783566640 | thenry@town.ipswich.ma.us | TIMOTHY | HENRY | 9783566635 | thenry@ipswichutilities.org | TIM | HENRY | 9783566635 | thenry@ipswichutilities.org | 11 | ENGINE #12-FAIRBANKS MORSE 38TDD 8 1/8 DUAL FUEL |  | ENGINE | FAIRBANKS MORSE | 38TDD81/8 | 1983-01-01 | 2011 | 13.4 | 1 | #2 FUEL OIL | DIESEL | 44 | DIESEL | 0.0015 | 0 | 3.7 | E3GAL | 514.3 | OK | N | 6 | 1 | 7 | 2 | 1 | 2
1190778 | MALDEN GOVERNMENT CENTER |  | 200 PLEASANT ST |  | MALDEN | MA | 021480000 | 200 PLEASANT STREET |  | MALDEN | MA | 021480000 | Y | LOCAL GOVERNMENT | NM25 | MALDEN DEPARTMENT OF PUBLIC FACILITIES | 7813977070 | smelanson@cityofmalden.org | STEPHEN | MELANSON | 7813977070 | smelanson@cityofmalden.org | STEPHEN | MELANSON | 7813977070 | smelanson@cityofmalden.org | 3 | GENERATOR 1 # 2 OIL-0.3S |  | ENGINE | UNKNOWN | UNKNOWN | 1990-01-01 | 2010 | 1 | 1 | GENERATOR #1 #2 OIL-0.3S | DIESEL | 44 | DIESEL | 0.3 | 0 | 1 | E3GAL | 139 | OK | N | 1 | 1 | 52 | 1 | 1 | 22
1190782 | PIANTEDOSI BAKING CO |  | 240 COMMERCIAL ST |  | MALDEN | MA | 021480000 | 240 COMMERCIAL ST |  | MALDEN | MA | 021480000 | N | PRIVATE | SM80-7 | PIANTEDOSI BAKING COMPANY INC | 7813213400X134 | bobp@piantedosi.com | JERRY | SAVINO | 7813213400 | jerrys@piantedosi.com | JERRY | SAVINO | 7813213400X134 | jerrys@piantedosi.com | 8 | GENERATOR #1-CUMMINS 800 DFJB V-12 #2 OIL |  | ENGINE | CUMMINS | 800 DFJB V-12 | 1987-08-01 | 2010 | 7 | 1 | EMER GEN #1- CUMMINS DFJB V-12 #2 OIL | DIESEL | 44 | DIESEL | 0.05 | 0.1 | 0.75 | E3GAL | 104.25 | OK | N | 2 | 4 | 52 | 2 | 4 | 20
1190804 | VARIAN SEMICONDUCTOR EQUIPMENT ASSO |  | 35 DORY RD | BLACKBURN INDUSTRIAL PARK | GLOUCESTER | MA | 019300000 | 35 DORY ROAD |  | GLOUCESTER | MA | 019302297 | N | PRIVATE | SM79-R | APPLIED MATERIALS | 4087275555 | neil.tyrrell@amat.com | NEIL | TYRRELL | 9782822049 | neil.tyrrell@vsea.com | NEIL | TYRRELL | 9782822049 | neil.tyrrell@vsea.com | 4 | GENERATOR #1-CATERPILLAR 3306 135KW |  | ENGINE | CATERPILLAR | 3306 | 1978-04-01 | 2011 | 1.4129 | 1 | GENERATOR #1-CATERPILLAR 3306 135KW | DIESEL | 44 | DIESEL | 0.05 | 0 | 17.613 | E3GAL | 2448.207 | OK | N | 12 | 7 | 52 | 12 | 7 | 22
1190804 | VARIAN SEMICONDUCTOR EQUIPMENT ASSO |  | 35 DORY RD | BLACKBURN INDUSTRIAL PARK | GLOUCESTER | MA | 019300000 | 35 DORY ROAD |  | GLOUCESTER | MA | 019302297 | N | PRIVATE | SM79-R | APPLIED MATERIALS | 4087275555 | neil.tyrrell@amat.com | NEIL | TYRRELL | 9782822049 | neil.tyrrell@vsea.com | NEIL | TYRRELL | 9782822049 | neil.tyrrell@vsea.com | 5 | GENERATOR #2-CATERPILLAR 3306 135KW |  | ENGINE | CATERPILLAR | 3306 | 1980-12-01 | 2011 | 1.4129 | 1 | GENERATOR #2-CATERPILLAR 3306 135KW | DIESEL | 44 | DIESEL | 0.05 | 0 | 17.613 | E3GAL | 2448.207 | OK | N | 12 | 7 | 52 | 12 | 7 | 22
1190804 | VARIAN SEMICONDUCTOR EQUIPMENT ASSO |  | 35 DORY RD | BLACKBURN INDUSTRIAL PARK | GLOUCESTER | MA | 019300000 | 35 DORY ROAD |  | GLOUCESTER | MA | 019302297 | N | PRIVATE | SM79-R | APPLIED MATERIALS | 4087275555 | neil.tyrrell@amat.com | NEIL | TYRRELL | 9782822049 | neil.tyrrell@vsea.com | NEIL | TYRRELL | 9782822049 | neil.tyrrell@vsea.com | 18 | FIRE PUMP |  | ENGINE | DETROIT DIESEL | 10347110 | 1979-01-01 | 2011 | 0.22 | 1 | DIESEL | DIESEL | 44 | DIESEL | 0.05 | 0 | 0.0175 | E3GAL | 2.4325 | OK | N | 1 | 1 | 52 | 1 | 1 | 22
1190813 | SHIRE HUMAN GENETIC THERAPIES INC |  | 300 PATRIOT WAY |  | LEXINGTON | MA | 024210000 | 300 SHIRE WAY |  | LEXINGTON | MA | 024210000 | N | PRIVATE | SM80-R | SHIRE HUMAN GENETIC THERAPIES INC | 6176134836 | pgodding@shire.com | PAUL | GODDING | 6176134836 | PGODDING@SHIRE.COM | PAUL | GODDING | 6176134836 | PGODDING@SHIRE.COM | 5 | B125 KATOLIGHT GENERATOR |  | ENGINE | KATOLIGHT | D450FRZ4 | 2006-12-18 | 2011 | 7.5 | 1 | DISTILLATE OIL - DIESEL | DIESEL | 44 | DIESEL | 0.0015 | 0 | 3.157 | E3GAL | 438.823 | OK | N | 1 | 1 | 52 | 1 | 1 | 22
1190813 | SHIRE HUMAN GENETIC THERAPIES INC |  | 300 PATRIOT WAY |  | LEXINGTON | MA | 024210000 | 300 SHIRE WAY |  | LEXINGTON | MA | 024210000 | N | PRIVATE | SM80-R | SHIRE HUMAN GENETIC THERAPIES INC | 6176134836 | pgodding@shire.com | PAUL | GODDING | 6176134836 | PGODDING@SHIRE.COM | PAUL | GODDING | 6176134836 | PGODDING@SHIRE.COM | 6 | B125 GENERAC GENERATOR |  | ENGINE | GENERAC | 96A-02633-S | 1996-07-03 | 2011 | 1.4 | 1 | DISTILLATE OIL - DIESEL | DIESEL | 44 | DIESEL | 0.0015 | 0 | 0.851 | E3GAL | 118.289 | OK | N | 1 | 1 | 52 | 1 | 1 | 22
1190813 | SHIRE HUMAN GENETIC THERAPIES INC |  | 300 PATRIOT WAY |  | LEXINGTON | MA | 024210000 | 300 SHIRE WAY |  | LEXINGTON | MA | 024210000 | N | PRIVATE | SM80-R | SHIRE HUMAN GENETIC THERAPIES INC | 6176134836 | pgodding@shire.com | PAUL | GODDING | 6176134836 | PGODDING@SHIRE.COM | PAUL | GODDING | 6176134836 | PGODDING@SHIRE.COM | 9 | 400 PW KOHLER 1500 KW GENERATOR |  | ENGINE | KOHLER | 1500REOZDC | 2009-04-01 | 2011 | 26 | 1 | DISTILLATE OIL - DIESEL | DIESEL | 44 | DIESEL | 0.0015 | 0 | 2.632 | E3GAL | 365.848 | OK | N | 1 | 1 | 52 | 1 | 1 | 22
1190813 | SHIRE HUMAN GENETIC THERAPIES INC |  | 300 PATRIOT WAY |  | LEXINGTON | MA | 024210000 | 300 SHIRE WAY |  | LEXINGTON | MA | 024210000 | N | PRIVATE | SM80-R | SHIRE HUMAN GENETIC THERAPIES INC | 6176134836 | pgodding@shire.com | PAUL | GODDING | 6176134836 | PGODDING@SHIRE.COM | PAUL | GODDING | 6176134836 | PGODDING@SHIRE.COM | 10 | B400 KOHLER 2250 KW GENERATOR |  | ENGINE | KOHLER | 2250REOZDC | 2009-04-01 | 2011 | 37 | 1 | DISTILLATE OIL - DIESEL | DIESEL | 44 | DIESEL | 0.0015 | 0 | 3.821 | E3GAL | 531.119 | OK | N | 1 | 1 | 52 | 1 | 1 | 22
1190813 | SHIRE HUMAN GENETIC THERAPIES INC |  | 300 PATRIOT WAY |  | LEXINGTON | MA | 024210000 | 300 SHIRE WAY |  | LEXINGTON | MA | 024210000 | N | PRIVATE | SM80-R | SHIRE HUMAN GENETIC THERAPIES INC | 6176134836 | pgodding@shire.com | PAUL | GODDING | 6176134836 | PGODDING@SHIRE.COM | PAUL | GODDING | 6176134836 | PGODDING@SHIRE.COM | 25 | B500 CATERPILLAR GENERATOR |  | ENGINE | CATERPILLAR | D349 | 1981-04-01 | 2011 | 7.9 | 1 | DISTILLATE OIL - DIESEL | DIESEL | 44 | DIESEL | 0.0015 | 0 | 1.807 | E3GAL | 251.173 | OK | N | 1 | 1 | 52 | 1 | 1 | 22
1190813 | SHIRE HUMAN GENETIC THERAPIES INC |  | 300 PATRIOT WAY |  | LEXINGTON | MA | 024210000 | 300 SHIRE WAY |  | LEXINGTON | MA | 024210000 | N | PRIVATE | SM80-R | SHIRE HUMAN GENETIC THERAPIES INC | 6176134836 | pgodding@shire.com | PAUL | GODDING | 6176134836 | PGODDING@SHIRE.COM | PAUL | GODDING | 6176134836 | PGODDING@SHIRE.COM | 26 | B500 KOHLER GENERATOR |  | ENGINE | KOHLER | 250REOZV | 2004-01-01 | 2011 | 2.9 | 1 | DISTILLATE OIL - DIESEL | DIESEL | 44 | DIESEL | 0.0015 | 0 | 0.666 | E3GAL | 92.574 | OK | N | 1 | 1 | 52 | 1 | 1 | 22
1190813 | SHIRE HUMAN GENETIC THERAPIES INC |  | 300 PATRIOT WAY |  | LEXINGTON | MA | 024210000 | 300 SHIRE WAY |  | LEXINGTON | MA | 024210000 | N | PRIVATE | SM80-R | SHIRE HUMAN GENETIC THERAPIES INC | 6176134836 | pgodding@shire.com | PAUL | GODDING | 6176134836 | PGODDING@SHIRE.COM | PAUL | GODDING | 6176134836 | PGODDING@SHIRE.COM | 35 | B300 EMERGENCY GENERATOR |  | ENGINE | CATERPILLAR | C27 | 2008-04-26 | 2011 | 7.6 | 1 | DISTILLATE OIL - DIESEL | DIESEL | 44 | DIESEL | 0.0015 | 0 | 2.733 | E3GAL | 379.887 | OK | N | 1 | 1 | 52 | 1 | 1 | 22
1190813 | SHIRE HUMAN GENETIC THERAPIES INC |  | 300 PATRIOT WAY |  | LEXINGTON | MA | 024210000 | 300 SHIRE WAY |  | LEXINGTON | MA | 024210000 | N | PRIVATE | SM80-R | SHIRE HUMAN GENETIC THERAPIES INC | 6176134836 | pgodding@shire.com | PAUL | GODDING | 6176134836 | PGODDING@SHIRE.COM | PAUL | GODDING | 6176134836 | PGODDING@SHIRE.COM | 38 | B200 EMERGENCY GENERATOR |  | ENGINE | KOHLER | 1600REOZMB | 2011-03-23 | 2011 | 17.8 | 1 | DISTILLATE OIL - DIESEL | DIESEL | 44 | DIESEL | 0.0015 | 0 | 3.483 | E3GAL | 484.137 | OK | N | 1 | 1 | 39 | 1 | 1 | 22
1190814 | DISTRIGAS OF MASSACHUSETTS LLC |  | 18 ROVER ST |  | EVERETT | MA | 021490000 | 18 ROVER ST |  | EVERETT | MA | 021490000 | N | PRIVATE | OP3 | DISTRIGAS OF MASSACHUSETTS LLC | 6173818500 | frank.diliberto@gdfsuezna.com | FRANK | DILIBERTO | 6178868794 | frank.diliberto@gdfsuezna.com | FRANK | DILIBERTO | 6178868794 | frank.diliberto@gdfsuezna.com | 12 | EMERGENCY FIRE PUMP ENGINES | 2 | ENGINE | CUMMINGS AND CATERPILLAR | CUMMINGS V8168F AND CATERPILLAR 3208T | 1971-11-01 | 2011 | 2.6 | 1 | #2 OIL | DIESEL | 44 | DIESEL | 0.3 | 0 | 0.508 | E3GAL | 70.612 | OK | N | 1 | 1 | 52 | 1 | 1 | 22
1190814 | DISTRIGAS OF MASSACHUSETTS LLC |  | 18 ROVER ST |  | EVERETT | MA | 021490000 | 18 ROVER ST |  | EVERETT | MA | 021490000 | N | PRIVATE | OP3 | DISTRIGAS OF MASSACHUSETTS LLC | 6173818500 | frank.diliberto@gdfsuezna.com | FRANK | DILIBERTO | 6178868794 | frank.diliberto@gdfsuezna.com | FRANK | DILIBERTO | 6178868794 | frank.diliberto@gdfsuezna.com | 15 | CATERPILLAR EMERGENCY GENERATOR #1 |  | ENGINE | CATERPILLAR | 3516DITA | 1994-01-01 | 2011 | 18.5 | 1 | #2 OIL | DIESEL | 44 | DIESEL | 0.3 | 0 | 0.924 | E3GAL | 128.436 | OK | N | 1 | 1 | 50 | 1 | 1 | 22
1190814 | DISTRIGAS OF MASSACHUSETTS LLC |  | 18 ROVER ST |  | EVERETT | MA | 021490000 | 18 ROVER ST |  | EVERETT | MA | 021490000 | N | PRIVATE | OP3 | DISTRIGAS OF MASSACHUSETTS LLC | 6173818500 | frank.diliberto@gdfsuezna.com | FRANK | DILIBERTO | 6178868794 | frank.diliberto@gdfsuezna.com | FRANK | DILIBERTO | 6178868794 | frank.diliberto@gdfsuezna.com | 26 | EMERGENCY CATERPILLAR GENERATOR #2 |  | ENGINE | CATERPILLAR | 3516B | 2003-12-01 | 2011 | 20.1 | 1 | #2 OIL | DIESEL | 44 | DIESEL | 0.003 |  | 0.917 | E3GAL | 127.463 | OK | N | 1 | 1 | 52 | 1 | 1 | 22
1190820 | UNIVAR USA INCORPORATED |  | 1 COLONIAL RD |  | SALEM | MA | 019700000 | PO BOX 730 |  | SALEM | MA | 019700000 | N | PRIVATE | NM25 | UNIVAR USA INC | 9787453700 | Michael.Amenta@univarusa.com | LEE | JARRETT | 3362920624 | LEE.JARRETT@UNIVARUSA.COM | MICHAEL | AMENTA | 9787453700 | Michael.Amenta@UnivarUSA.com | 1 | EMER GEN #1-KOHLER, DIESEL |  | ENGINE | KOHLER | 100 R2 | 1998-12-01 | 2010 | 1 | 1 | ULTRA LOW SULFUR DIESEL | DIESEL | 44 | DIESEL | 0.0015 | 0 | 0.182 | E3GAL | 25.298 | OK | N | 1 | 1 | 26 | 1 | 1 | 13
1190820 | UNIVAR USA INCORPORATED |  | 1 COLONIAL RD |  | SALEM | MA | 019700000 | PO BOX 730 |  | SALEM | MA | 019700000 | N | PRIVATE | NM25 | UNIVAR USA INC | 9787453700 | Michael.Amenta@univarusa.com | LEE | JARRETT | 3362920624 | LEE.JARRETT@UNIVARUSA.COM | MICHAEL | AMENTA | 9787453700 | Michael.Amenta@UnivarUSA.com | 2 | EMER FIRE PUMP-CUMMINS DIESEL |  | ENGINE | CUMMINS | UNKNOWN | 1998-06-01 | 2010 | 1.79 | 1 | ULTRA LOW SULFUR DIESEL | DIESEL | 44 | DIESEL | 0.0015 | 0 | 0.196 | E3GAL | 27.244 | OK | N | 1 | 1 | 26 | 1 | 1 | 13
1190825 | HULL WWTP |  | 1111 NANTASKET AVE |  | HULL | MA | 020450000 | 1111 NANTASKET AVE |  | HULL | MA | 020450000 | Y | UTILITY | SM25 | HULL WASTEWATER TREATMENT PLANT | 7819251207 | epetrilak@town.hull.ma.us | PETER | NYBERG | 7819250906 | peter.nyberg@unitedwater.com | PETER | NYBERG | 7819250906 | peter.nyberg@unitedwater.com | 2 | 2 |  | ENGINE | GM DETROIT | #16V71T | 1981-04-01 | 2011 | 15 | 1 | GENERATOR #1-DETROIT #16V71T #2 OIL-0.3S | DIESEL | 44 | DIESEL | 0.3 | 0 | 1 | E3GAL | 139 | OK | N | 1 | 1 | 12 | 1 | 1 | 16
1190833 | UNION HOSPITAL |  | 500 LYNNFIELD ST |  | LYNN | MA | 019040000 | 500 LYNNFIELD ST |  | LYNN | MA | 019040000 | N | PRIVATE | SM25 | UNION HOSPITAL | 7814473101 | jcapozzi@partners.org | JOHN | CAPOZZI | 9784773101 | jcapozzi@partners.org | JOHN | CAPOZZI | 7814473101 | jcapozzi@partners.org | 7 | CUMMINS GENERATOR | 2 | ENGINE | CUMMINS | KTA3067-CS | 1990-10-10 | 2009 | 9.59 | 1 | DIESEL FUEL | DIESEL | 44 | DIESEL | 0.0015 | 0 | 0.596 | E3GAL | 82.844 | OK | N | 1 | 1 | 52 | 1 | 1 | 22
1190833 | UNION HOSPITAL |  | 500 LYNNFIELD ST |  | LYNN | MA | 019040000 | 500 LYNNFIELD ST |  | LYNN | MA | 019040000 | N | PRIVATE | SM25 | UNION HOSPITAL | 7814473101 | jcapozzi@partners.org | JOHN | CAPOZZI | 9784773101 | jcapozzi@partners.org | JOHN | CAPOZZI | 7814473101 | jcapozzi@partners.org | 17 | CATERPILLAR GENERATOR |  | ENGINE | CATERPILLAR | 3512C | 2008-09-23 | 2009 | 13 | 1 | DIESEL FUEL | DIESEL | 44 | DIESEL | 0.0015 | 0 | 2.081 | E3GAL | 289.259 | OK | N | 1 | 1 | 52 | 1 | 1 | 22
1190845 | LASELL COLLEGE |  | 1844 COMMONWEALTH AVE |  | NEWTON | MA | 022580000 | 1844 COMMONWEALTH AVE |  | NEWTON | MA | 024660000 | N | PRIVATE | NM25 | LASELL COLLEGE | 6712432220 | mfournier@lasell.edu | MARC | FOURNIER | 6172432291 | mfournier@lasell.edu | MARC | FOURNIER | 6172432291 | mfournier@lasell.edu | 22 | EMERG GEN - WINSLOW HALL/BRENNAN LIB - 80 MAPLE ST |  | ENGINE | OLYMPIAN | D40P1 | 2001-08-30 | 2011 | 0.1366 | 1 | EMERGENCY GENERATOR - WINSLOW HALL - DIESEL | DIESEL | 44 | DIESEL | 0.05 | 0 | 0.012 | E3GAL | 1.668 | OK | N | 1 | 1 | 12 | 1 | 1 | 5
1190868 | REGENCY PARK |  | 1731 BEACON ST |  | BROOKLINE | MA | 021460000 | 1731 BEACON ST |  | BROOKLINE | MA | 024450000 | N | PRIVATE | SM25 | REGENCY PARK CONDOMINIUMS TRUST | 6172327008 | Regencyparkoffice@comcast.net | ALI | TALI | 6172327008 | regencyparkoffice@comcast.net | PAUL | MARTIN | 6172327008 | Regencyparkoffice@comcast.net | 3 | EMERGENCY GENERATOR |  | ENGINE | CPI | 270DIT | 1980-01-01 | 2011 | 2.982 | 1 | # 2 FUEL OIL | DIESEL | 44 | DIESEL | 0.3 | 0 | 0.915 | E3GAL | 127.185 | OK | N | 1 | 1 | 52 | 1 | 1 | 22
1190883 | IBM CORP - CAMBRIDGE |  | 1 ROGERS ST |  | CAMBRIDGE | MA | 021420000 | 1 ROGERS STREET |  | CAMBRIDGE | MA | 021420000 | N | PRIVATE | NM25 | CHARLES PARK ONE LLC - CHARLES PARK TWO LLC | 6172250477 |  | LAURA | ROGAN | 6172250477 | laura_rogan@spauldslye.com | LAURA | ROGAN | 6176932786 |  | 5 | EMER GEN #1 (ROGERS ST) CAT 3408-B #2 OIL |  | ENGINE | CATERPILLAR | 3408B | 1989-01-01 | 2005 | 4 | 1 | EMER GEN #1 (ROGERS ST) - CAT 3408-B #2 OIL .05%S | DIESEL | 44 | DIESEL | 0.05 | 0 | 0.435 | E3GAL | 60.465 | OK | N | 1 | 1 | 26 | 1 | 1 | 22
1190883 | IBM CORP - CAMBRIDGE |  | 1 ROGERS ST |  | CAMBRIDGE | MA | 021420000 | 1 ROGERS STREET |  | CAMBRIDGE | MA | 021420000 | N | PRIVATE | NM25 | CHARLES PARK ONE LLC - CHARLES PARK TWO LLC | 6172250477 |  | LAURA | ROGAN | 6172250477 | laura_rogan@spauldslye.com | LAURA | ROGAN | 6176932786 |  | 7 | EMER GEN #3 (CHARLES PRK) - KOHLER 250K - #2 OIL |  | ENGINE | KOHLER | 250ROZD71 | 1995-01-01 | 2005 | 3 | 1 | EMER GEN #3-(CHARLES PRK) KOHLER 250 #2 OIL .05% | DIESEL | 44 | DIESEL | 0.05 | 0 | 0.25 | E3GAL | 34.75 | OK | N | 2 | 1 | 26 | 2 | 1 | 22
1190885 | ROWES WHARF CONDOMINIUM |  | 50 ROWES WHARF ST |  | BOSTON | MA | 021100000 | 125 SUMMER STREET 17TH FLOOR |  | BOSTON | MA | 021100000 | N | PRIVATE | NM25 | ROWES WHARF CONDOMINIUM | 6177485011 | joe_gibbons@equityoffice.com | JOE | GIBBONS | 6177485011 | joe_gibbons@equityoffice.com | JOE | GIBBONS | 6177485011 | joe_gibbons@equityoffice.com | 1 | GENERATOR #1-DETROIT #916373306 3.92 MMBTU/HR |  | ENGINE | DETROIT DIESEL | 1200D1T1B | 1990-01-01 | 2011 | 4 | 1 | EMGN DIESEL FUEL | DIESEL | 44 | DIESEL | 0.3 | 0 | 1 | E3GAL | 139 | OK | N | 1 | 1 | 9 | 0 | 0 | 0
1190885 | ROWES WHARF CONDOMINIUM |  | 50 ROWES WHARF ST |  | BOSTON | MA | 021100000 | 125 SUMMER STREET 17TH FLOOR |  | BOSTON | MA | 021100000 | N | PRIVATE | NM25 | ROWES WHARF CONDOMINIUM | 6177485011 | joe_gibbons@equityoffice.com | JOE | GIBBONS | 6177485011 | joe_gibbons@equityoffice.com | JOE | GIBBONS | 6177485011 | joe_gibbons@equityoffice.com | 6 | GENERATOR # 2 |  | ENGINE | CATERPILLAR | LC5 | 2010-05-22 | 2011 | 75 | 1 | EMGN DIESEL FUEL | DIESEL | 44 | DIESEL | 0.3 | 0 | 0.102 | E3GAL | 14.178 | OK | N | 1 | 1 | 12 | 0 | 0 | 0
1190899 | WENTWORTH INSTITUTE |  | 550 HUNTINGTON AVE |  | BOSTON | MA | 021150000 | 550 HUNTINGTON AVE |  | BOSTON | MA | 021150000 | N | PRIVATE | NM25 | WENTWORTH INSTITUTE OF TECHNOLOGY | 6179894590 | bergeronm@wit.edu | MICHAEL | BERGERON | 6179894577 | bergeronm@wit.edu | MICHAEL | BERGERON | 6179894577 | bergeronm@wit.edu | 7 | STANDBY ENGINES - NATURAL GAS | 4 | ENGINE | KOHLER | 175R161 | 2005-08-15 | 2010 | 5.81 | 1 | DISTILLATE FUEL OIL: #2 | DIESEL | 44 | DIESEL | 0.05 |  | 0 | E3GAL | 0 | OK | N | 1 | 1 | 52 | 1 | 1 | 22
1190899 | WENTWORTH INSTITUTE |  | 550 HUNTINGTON AVE |  | BOSTON | MA | 021150000 | 550 HUNTINGTON AVE |  | BOSTON | MA | 021150000 | N | PRIVATE | NM25 | WENTWORTH INSTITUTE OF TECHNOLOGY | 6179894590 | bergeronm@wit.edu | MICHAEL | BERGERON | 6179894577 | bergeronm@wit.edu | MICHAEL | BERGERON | 6179894577 | bergeronm@wit.edu | 17 | STANDBY ENGINES - DIESEL | 2 | ENGINE | CATERPILLAR | G3512 | 2006-04-01 | 2010 | 5.78 | 1 | DISTILLATE FUEL OIL: #2 | DIESEL | 44 | DIESEL | 0.0015 |  | 2.15 | E3GAL | 298.85 | OK | N | 1 | 1 | 52 | 1 | 1 | 22
1190901 | HAARTZ CORP |  | 87 HAYWARD RD |  | ACTON | MA | 017203000 | 87 HAYWARD RD |  | ACTON | MA | 017203000 | N | PRIVATE | SM50 | HAARTZ CORP | 9782642600 | ehaartz@haartz.com | RICHARD | HATFIELD | 9782642600 | dhatfiel@haartz.com | RICHARD | HATFIELD | 9782642600 | dhatfiel@haartz.com | 8 | EMERGENCY FIRE PUMP |  | ENGINE | CATERPILLAR | 3208 | 1999-07-01 | 2010 | 0.5 | 1 | FIRE PUMP - DIESEL | DIESEL | 44 | DIESEL | 0.0015 |  | 0.0216 | E3GAL | 3.0024 | OK | N | 1 | 1 | 6 | 1 | 1 | 2
1190904 | HUDSON LIGHT & POWER DEPARTMENT |  | 77 CHERRY ST |  | HUDSON | MA | 017490000 | 49 FOREST AVENUE |  | HUDSON | MA | 017490000 | Y | LOCAL GOVERNMENT | OP3 | HUDSON LIGHT AND POWER DEPT | 9785622368X000 | dmurphy@hudsonlight.com | BRIAN | CHOQUETTE | 9785688736 | bchoquette@hudsonlight.com | DANIEL | MURPHY | 9785622368 | dmurphy@hudsonlight.com | 2 | ENGINE 7 NORDBERG TS2110 |  | ENGINE | NORDBERG | TS2110 | 1951-05-01 | 2011 | 31.108 | 1 | ENGINE 7-NORDBERG TS2110 2 OIL | DIESEL | 44 | DIESEL | 0.05 | 0 | 4.776 | E3GAL | 663.864 | OK | N | 2 | 2 | 7 | 6 | 1 | 4
1190904 | HUDSON LIGHT & POWER DEPARTMENT |  | 77 CHERRY ST |  | HUDSON | MA | 017490000 | 49 FOREST AVENUE |  | HUDSON | MA | 017490000 | Y | LOCAL GOVERNMENT | OP3 | HUDSON LIGHT AND POWER DEPT | 9785622368X000 | dmurphy@hudsonlight.com | BRIAN | CHOQUETTE | 9785688736 | bchoquette@hudsonlight.com | DANIEL | MURPHY | 9785622368 | dmurphy@hudsonlight.com | 3 | ENGINE 8 NORDBERG TSGL 2110-31 DUAL FUEL |  | ENGINE | NORDBERG | TSGL2110-31 | 1956-03-01 | 2011 | 36 | 1 | ENGINE 8 NORDBERG TSGL2110-31 | DIESEL | 44 | DIESEL | 0.05 |  | 1.763 | E3GAL | 245.057 | OK | N | 2 | 6 | 4 | 2 | 6 | 3
1190904 | HUDSON LIGHT & POWER DEPARTMENT |  | 77 CHERRY ST |  | HUDSON | MA | 017490000 | 49 FOREST AVENUE |  | HUDSON | MA | 017490000 | Y | LOCAL GOVERNMENT | OP3 | HUDSON LIGHT AND POWER DEPT | 9785622368X000 | dmurphy@hudsonlight.com | BRIAN | CHOQUETTE | 9785688736 | bchoquette@hudsonlight.com | DANIEL | MURPHY | 9785622368 | dmurphy@hudsonlight.com | 4 | ENGINE 9 NORDBERG TSGL 216SC DUAL FUEL |  | ENGINE | NORDBERG | TSGL-216SC | 1960-04-01 | 2011 | 29.72 | 1 | ENGINE 9-NORDBERG TSGL 216CS 2 OIL | DIESEL | 44 | DIESEL | 0.05 | 0 | 0 | E3GAL | 0 | OK | N | 0 | 0 | 0 | 0 | 0 | 0
1190904 | HUDSON LIGHT & POWER DEPARTMENT |  | 77 CHERRY ST |  | HUDSON | MA | 017490000 | 49 FOREST AVENUE |  | HUDSON | MA | 017490000 | Y | LOCAL GOVERNMENT | OP3 | HUDSON LIGHT AND POWER DEPT | 9785622368X000 | dmurphy@hudsonlight.com | BRIAN | CHOQUETTE | 9785688736 | bchoquette@hudsonlight.com | DANIEL | MURPHY | 9785622368 | dmurphy@hudsonlight.com | 5 | ENGINE 10 FAIRBANKS MORSE 38TDD81/8 DUAL FUEL |  | ENGINE | FAIRBANKS MORSE | 38TDD8 1/8 | 1962-12-01 | 2011 | 23.19 | 1 | ENGINE 10 FAIRBKS MORSE 38TDD81/8 2 OIL | DIESEL | 44 | DIESEL | 0.05 | 0 | 0.748 | E3GAL | 103.972 | OK | N | 2 | 1 | 5 | 1 | 2 | 3
1190904 | HUDSON LIGHT & POWER DEPARTMENT |  | 77 CHERRY ST |  | HUDSON | MA | 017490000 | 49 FOREST AVENUE |  | HUDSON | MA | 017490000 | Y | LOCAL GOVERNMENT | OP3 | HUDSON LIGHT AND POWER DEPT | 9785622368X000 | dmurphy@hudsonlight.com | BRIAN | CHOQUETTE | 9785688736 | bchoquette@hudsonlight.com | DANIEL | MURPHY | 9785622368 | dmurphy@hudsonlight.com | 6 | ENGINE 11 FAIRBANKS MORSE 38TDD81/8 DUAL FUEL |  | ENGINE | FAIRBANKS MORSE | 38TDD8 1/8 | 1962-01-12 | 2011 | 23.19 | 1 | ENGINE 11 FAIRBKS MORSE 38TDD81/8 2 OIL | DIESEL | 44 | DIESEL | 0.05 | 0 | 0.82 | E3GAL | 113.98 | OK | N | 1 | 1 | 9 | 1 | 1 | 5
1190904 | HUDSON LIGHT & POWER DEPARTMENT |  | 77 CHERRY ST |  | HUDSON | MA | 017490000 | 49 FOREST AVENUE |  | HUDSON | MA | 017490000 | Y | LOCAL GOVERNMENT | OP3 | HUDSON LIGHT AND POWER DEPT | 9785622368X000 | dmurphy@hudsonlight.com | BRIAN | CHOQUETTE | 9785688736 | bchoquette@hudsonlight.com | DANIEL | MURPHY | 9785622368 | dmurphy@hudsonlight.com | 7 | ENGINE 12 COOPER BESSMER LSVGDT20 DUAL FUEL |  | ENGINE | COOPER BESSMER | LSVGDT20 | 1972-10-27 | 2011 | 51.66 | 1 | ENGINE 12-COOPER BESSR LSVGDT20 2 OIL | DIESEL | 44 | DIESEL | 0.05 | 0 | 3.256 | E3GAL | 452.584 | OK | N | 2 | 3 | 7 | 2 | 4 | 4
1190910 | ROHM AND HAAS ELECTRONIC MATERIALS LLC |  | 455 FOREST ST |  | MARLBOROUGH | MA | 017523092 | 455 FOREST ST |  | MARLBOROUGH | MA | 017523092 | N | PRIVATE | SM80-7 | ROHM AND HAAS ELECTRONIC MATERIALS LLC | 5084817950 | PCONNOR@DOW.COM | PAUL | CONNOR | 5084917950 | PCONNOR@DOW.COM | STEPHEN | KMIOTEK | 5082297250 | SKMIOTEK@DOW.COM | 27 | GENERATORS (6)- #2 DIESEL OIL |  | ENGINE | VARIOUS (SEE NOTES) | VARIOUS | 1982-05-01 | 2009 | 8.67 | 1 | EMER GENERATOR (6)- #2 OIL 0.3 PERC SULFUR | DIESEL | 44 | DIESEL | 0.3 | 0 | 0.7 | E3GAL | 97.3 | OK | N | 1 | 1 | 26 | 1 | 1 | 22
1190916 | NEW ENGLAND PRIMATE RESEARCH CENTER |  | 1 PINE HILL DR |  | SOUTHBOROUGH | MA | 017720000 | 46 BLACKSTONE STREET |  | CAMBRIDGE | MA | 021390000 | N | PRIVATE | SM50 | NEW ENGLAND PRIMATE RESEARCH CENTER | 6174961359 | gordon_reynolds@harvard.edu | GORDON | REYNOLDS | 6174961359 | gordon_reynolds@harvard.edu | GORDON | REYNOLDS | 6174961359 | gordon_reynolds@harvard.edu | 3 | RSB 5 EMERGENCY GENERATOR |  | ENGINE | CATERPILLAR | CATERPILLAR | 2001-01-01 | 2011 | 8.14 | 1 | 7 EMR GENS < 10 MM BTU/HR EA. #2 OIL 0.0015 S | DIESEL | 44 | DIESEL | 0.0015 | 0 | 1.36 | E3GAL | 189.04 | OK | N | 12 | 1 | 50 | 2 | 5 | 5
1190916 | NEW ENGLAND PRIMATE RESEARCH CENTER |  | 1 PINE HILL DR |  | SOUTHBOROUGH | MA | 017720000 | 46 BLACKSTONE STREET |  | CAMBRIDGE | MA | 021390000 | N | PRIVATE | SM50 | NEW ENGLAND PRIMATE RESEARCH CENTER | 6174961359 | gordon_reynolds@harvard.edu | GORDON | REYNOLDS | 6174961359 | gordon_reynolds@harvard.edu | GORDON | REYNOLDS | 6174961359 | gordon_reynolds@harvard.edu | 12 | RSB 1 EMERGENCY GENERATOR |  | ENGINE | CPI | CPI | 1988-01-01 | 2011 | 6.7 | 1 | ULSD OIL | DIESEL | 44 | DIESEL | 0.0015 | 0 | 2.37 | E3GAL | 329.43 | OK | N | 5 | 1 | 12 | 1 | 1 | 1
1190916 | NEW ENGLAND PRIMATE RESEARCH CENTER |  | 1 PINE HILL DR |  | SOUTHBOROUGH | MA | 017720000 | 46 BLACKSTONE STREET |  | CAMBRIDGE | MA | 021390000 | N | PRIVATE | SM50 | NEW ENGLAND PRIMATE RESEARCH CENTER | 6174961359 | gordon_reynolds@harvard.edu | GORDON | REYNOLDS | 6174961359 | gordon_reynolds@harvard.edu | GORDON | REYNOLDS | 6174961359 | gordon_reynolds@harvard.edu | 13 | RSB 2 EMERGENCY GENERATOR |  | ENGINE | KOHLER | KOHLER | 1994-01-01 | 2011 | 3.8 | 1 | ULSD | DIESEL | 44 | DIESEL | 0.0015 | 0 | 1.1 | E3GAL | 152.9 | OK | N | 12 | 1 | 12 | 4 | 1 | 5
1190916 | NEW ENGLAND PRIMATE RESEARCH CENTER |  | 1 PINE HILL DR |  | SOUTHBOROUGH | MA | 017720000 | 46 BLACKSTONE STREET |  | CAMBRIDGE | MA | 021390000 | N | PRIVATE | SM50 | NEW ENGLAND PRIMATE RESEARCH CENTER | 6174961359 | gordon_reynolds@harvard.edu | GORDON | REYNOLDS | 6174961359 | gordon_reynolds@harvard.edu | GORDON | REYNOLDS | 6174961359 | gordon_reynolds@harvard.edu | 14 | RSB 3 EMERGENCY GENERATOR |  | ENGINE | KOHLER | KOHLER | 1993-01-01 | 2011 | 3.8 | 1 | ULSD | DIESEL | 44 | DIESEL | 0.0015 | 0 | 1.8 | E3GAL | 250.2 | OK | N | 12 | 1 | 12 | 3 | 1 | 5
1190916 | NEW ENGLAND PRIMATE RESEARCH CENTER |  | 1 PINE HILL DR |  | SOUTHBOROUGH | MA | 017720000 | 46 BLACKSTONE STREET |  | CAMBRIDGE | MA | 021390000 | N | PRIVATE | SM50 | NEW ENGLAND PRIMATE RESEARCH CENTER | 6174961359 | gordon_reynolds@harvard.edu | GORDON | REYNOLDS | 6174961359 | gordon_reynolds@harvard.edu | GORDON | REYNOLDS | 6174961359 | gordon_reynolds@harvard.edu | 15 | RSB 4 EMERGENCY GENERATOR |  | ENGINE | VOLVO | VOLVO | 1999-01-01 | 2011 | 5.5 | 1 | ULSD | DIESEL | 44 | DIESEL | 0.0015 | 0 | 1.25 | E3GAL | 173.75 | OK | N | 13 | 1 | 12 | 3 | 1 | 5
1190916 | NEW ENGLAND PRIMATE RESEARCH CENTER |  | 1 PINE HILL DR |  | SOUTHBOROUGH | MA | 017720000 | 46 BLACKSTONE STREET |  | CAMBRIDGE | MA | 021390000 | N | PRIVATE | SM50 | NEW ENGLAND PRIMATE RESEARCH CENTER | 6174961359 | gordon_reynolds@harvard.edu | GORDON | REYNOLDS | 6174961359 | gordon_reynolds@harvard.edu | GORDON | REYNOLDS | 6174961359 | gordon_reynolds@harvard.edu | 16 | RESEARCH BUILDING 6 EG + HUL EG 1 | 2 | ENGINE | CATERPILLAR | CATERPILLAR | 1993-01-01 | 2011 | 5.5 | 1 | ULSD | DIESEL | 44 | DIESEL | 0.0015 | 0 | 0.63 | E3GAL | 87.57 | OK | N | 12 | 1 | 12 | 4 | 1 | 5
1190916 | NEW ENGLAND PRIMATE RESEARCH CENTER |  | 1 PINE HILL DR |  | SOUTHBOROUGH | MA | 017720000 | 46 BLACKSTONE STREET |  | CAMBRIDGE | MA | 021390000 | N | PRIVATE | SM50 | NEW ENGLAND PRIMATE RESEARCH CENTER | 6174961359 | gordon_reynolds@harvard.edu | GORDON | REYNOLDS | 6174961359 | gordon_reynolds@harvard.edu | GORDON | REYNOLDS | 6174961359 | gordon_reynolds@harvard.edu | 19 | RSB 7 EMERGENCY GENERATOR |  | ENGINE | DOOSAN INFRACORE CO, LTD | P222FE | 2010-12-01 | 2011 | 2.6 | 1 | DISTILLATE FUEL OIL | DIESEL | 44 | DIESEL | 0.0015 | 0 | 2.35 | E3GAL | 326.65 | OK | N | 11 | 1 | 12 | 7 | 1 | 5
1190916 | NEW ENGLAND PRIMATE RESEARCH CENTER |  | 1 PINE HILL DR |  | SOUTHBOROUGH | MA | 017720000 | 46 BLACKSTONE STREET |  | CAMBRIDGE | MA | 021390000 | N | PRIVATE | SM50 | NEW ENGLAND PRIMATE RESEARCH CENTER | 6174961359 | gordon_reynolds@harvard.edu | GORDON | REYNOLDS | 6174961359 | gordon_reynolds@harvard.edu | GORDON | REYNOLDS | 6174961359 | gordon_reynolds@harvard.edu | 20 | HUL FIRE PUMP |  | ENGINE | CATERPILLAR, INC | C15 | 2009-07-06 | 2011 | 1.5 | 1 | DISTILLATE FUEL OIL | DIESEL | 44 | DIESEL | 0.0015 | 0 | 0.07 | E3GAL | 9.73 | OK | N | 2 | 1 | 12 | 2 | 1 | 5
1190916 | NEW ENGLAND PRIMATE RESEARCH CENTER |  | 1 PINE HILL DR |  | SOUTHBOROUGH | MA | 017720000 | 46 BLACKSTONE STREET |  | CAMBRIDGE | MA | 021390000 | N | PRIVATE | SM50 | NEW ENGLAND PRIMATE RESEARCH CENTER | 6174961359 | gordon_reynolds@harvard.edu | GORDON | REYNOLDS | 6174961359 | gordon_reynolds@harvard.edu | GORDON | REYNOLDS | 6174961359 | gordon_reynolds@harvard.edu | 21 | HUL EG#2 |  | ENGINE | CATERPILLAR | C15 | 2009-07-06 | 2011 | 4.6 | 1 | DISTILLATE FUEL OIL | DIESEL | 44 | DIESEL | 0.0015 | 0 | 0.17 | E3GAL | 23.63 | OK | N | 2 | 1 | 12 | 2 | 1 | 5
1190922 | TOWERS AT CHESTNUT HILL |  | 250 HAMMOND POND PKWY |  | CHESTNUT HILL | MA | 021670000 | 250 HAMMOND POND PKWY |  | CHESTNUT HILL | MA | 021670000 | N | PRIVATE | SM80-R | TOWERS OF CHESTNUT HILL | 6176960300 | johnbreckner@the-towers.com | JOHN | BRECKNER | 6179690300 | johnbreckner@the-towers.com | JOHN | BRECKNER | 6179690300 | johnbreckner@the-towers.com | 9 | EMERGENCY GENERATOR |  | ENGINE | KOHLER | 250REOZJD | 2008-02-10 | 2011 | 0.278 | 1 | LOW SULFUR DEISEL | DIESEL | 44 | DIESEL | 0 |  | 0.25 | E3GAL | 34.75 | OK | N | 1 | 1 | 52 | 1 | 1 | 5
1190957 | HOPKINTON LNG CORP |  | 52 WILSON ST |  | HOPKINTON | MA | 017480000 | 52 WILSON ST |  | HOPKINTON | MA | 017480000 | N | PRIVATE | OP6 | HOPKINTON LNG FAC | 5084817900 | gunsalusm@nstar.com | MARK | GUNSALUS | 5083056986 | gunsalusm@nstar.com | BRIAN | KECK | 6104818432 | keckbr@airproducts.com | 15 | ENGINE #6-DETROIT DIESEL #10447312 #2 OIL-0.3 S |  | ENGINE | DETROIT | 10447312 | 1983-01-01 | 2011 | 1.53 | 1 | ENGINE #6-DETROIT DIESEL 10447312 #2 OIL-0.3S | DIESEL | 44 | DIESEL | 0.3 | 0 | 39.0915 | E6BTU | 39.0915 | OK | N | 1 | 1 | 12 | 1 | 1 | 5
1190976 | MARBLEHEAD MUNICIPAL WILKENS |  | 7 WOODFIN TER |  | MARBLEHEAD | MA | 019450000 | 80 COMMERCIAL ST | PO BOX 369 | MARBLEHEAD | MA | 019450000 | Y | UTILITY | OP3 | MARBLEHEAD MUNICIPAL LIGHT | 7816310240 | jayanderson@marbleheadelectric.com | ROBERT | JOLLY | 7816310240 | rjolly@marbleheadelectric.com | JAY | ANDERSON | 7816310240 | jayanderson@marbleheadelectric.com | 1 | GENERATOR #1-GENERAL MOTORS #645EMD #2 OIL-0.3 |  | ENGINE | GENERAL MOTORS | 645EMD | 1972-01-01 | 2011 | 29 | 1 | GENERATOR #1-GENERAL MOTORS #645EMD #2 OIL-0.3 | DIESEL | 44 | DIESEL | 0.3 | 0 | 1.624 | E3GAL | 225.736 | OK | N | 1 | 1 | 52 | 1 | 1 | 22
1190976 | MARBLEHEAD MUNICIPAL WILKENS |  | 7 WOODFIN TER |  | MARBLEHEAD | MA | 019450000 | 80 COMMERCIAL ST | PO BOX 369 | MARBLEHEAD | MA | 019450000 | Y | UTILITY | OP3 | MARBLEHEAD MUNICIPAL LIGHT | 7816310240 | jayanderson@marbleheadelectric.com | ROBERT | JOLLY | 7816310240 | rjolly@marbleheadelectric.com | JAY | ANDERSON | 7816310240 | jayanderson@marbleheadelectric.com | 2 | GENERATOR #2-GENERAL MOTORS #645EMD #2 OIL-0.3 |  | ENGINE | GM | 645EMD | 1972-01-01 | 2011 | 29 | 1 | GENERATOR #2-GENERAL MOTORS #645EMD #2 OIL-0.3 | DIESEL | 44 | DIESEL | 0.3 | 0 | 1.802 | E3GAL | 250.478 | OK | N | 1 | 1 | 52 | 1 | 1 | 22
1190984 | SUNGARD AVAILABILITY SERVICESLP |  | 250 LOCKE DR |  | MARLBOROUGH | MA | 017520000 | 250 LOCKE DR |  | MARLBOROUGH | MA | 017520000 | N | PRIVATE | SM79-R | SUNGARD AVAILABILITY SERVICES LP | 2154461191 | robert.salvatore@sungard.com | RAY | LARSEN | 2017292396 | RAY.LARSEN@SUNGUARD.COM | ROBERT | SALVATORE | 2154461191 | robert.salvatore@sungard.com | 4 | GENERATOR #4 CATERPILLAR C32 |  | ENGINE | CATERPILLAR | C32 | 2008-05-31 | 2011 | 10.19 | 1 | DIESEL | DIESEL | 44 | DIESEL | 0.05 | 0 | 2.464 | E3GAL | 342.496 | OK | N | 1 | 1 | 52 | 1 | 1 | 20
1190984 | SUNGARD AVAILABILITY SERVICESLP |  | 250 LOCKE DR |  | MARLBOROUGH | MA | 017520000 | 250 LOCKE DR |  | MARLBOROUGH | MA | 017520000 | N | PRIVATE | SM79-R | SUNGARD AVAILABILITY SERVICES LP | 2154461191 | robert.salvatore@sungard.com | RAY | LARSEN | 2017292396 | RAY.LARSEN@SUNGUARD.COM | ROBERT | SALVATORE | 2154461191 | robert.salvatore@sungard.com | 5 | GENERATOR #1 CATERPILLAR C32 |  | ENGINE | CATERPILLAR | C32 | 2009-06-01 | 2011 | 10.19 | 1 | DIESEL | DIESEL | 44 | DIESEL | 0.05 | 0 | 2.472 | E3GAL | 343.608 | OK | N | 1 | 1 | 52 | 1 | 1 | 20
1190984 | SUNGARD AVAILABILITY SERVICESLP |  | 250 LOCKE DR |  | MARLBOROUGH | MA | 017520000 | 250 LOCKE DR |  | MARLBOROUGH | MA | 017520000 | N | PRIVATE | SM79-R | SUNGARD AVAILABILITY SERVICES LP | 2154461191 | robert.salvatore@sungard.com | RAY | LARSEN | 2017292396 | RAY.LARSEN@SUNGUARD.COM | ROBERT | SALVATORE | 2154461191 | robert.salvatore@sungard.com | 6 | GENERATOR #2 CATERPILLAR C32 |  | ENGINE | CATERPILLAR | C32 | 2009-08-01 | 2011 | 10.19 | 1 | DIESEL | DIESEL | 44 | DIESEL | 0.05 | 0 | 2.36 | E3GAL | 328.04 | OK | N | 1 | 1 | 52 | 1 | 1 | 20
1190984 | SUNGARD AVAILABILITY SERVICESLP |  | 250 LOCKE DR |  | MARLBOROUGH | MA | 017520000 | 250 LOCKE DR |  | MARLBOROUGH | MA | 017520000 | N | PRIVATE | SM79-R | SUNGARD AVAILABILITY SERVICES LP | 2154461191 | robert.salvatore@sungard.com | RAY | LARSEN | 2017292396 | RAY.LARSEN@SUNGUARD.COM | ROBERT | SALVATORE | 2154461191 | robert.salvatore@sungard.com | 7 | GENERATOR #3 CATERPILLAR C32 |  | ENGINE | CATERPILLAR | C32 | 2009-09-01 | 2011 | 10.19 | 1 | DIESEL | DIESEL | 44 | DIESEL | 0.05 | 0 | 2.486 | E3GAL | 345.554 | OK | N | 1 | 1 | 52 | 1 | 1 | 20
1190995 | WELLESLEY ROSEWOOD MAYNARD MILL LP |  | 146 MAIN ST |  | MAYNARD | MA | 017540000 | 2 CLOCK TOWER S.200 |  | MAYNARD | MA | 017540000 | N | PRIVATE | SM79-7 | WELLESLEY ROSEWOOD MAYNARD MILLS LP | 9788238220 | bb@wellesley.com | JAMES | COLETTI | 9788238250 | jcoletti@wellesley.com | JAMES | COLETTI | 9788238250 | jcoletti@wellesley.com | 6 | GENERATOR #1 DIESEL |  | ENGINE | CUMMINS DIESEL | VTA-1710-GS/GC | 1990-03-15 | 2008 | 4 | 1 | DIESEL | DIESEL | 44 | DIESEL | 0.3 | 0 | 0.8 | E3GAL | 111.2 | OK | N | 1 | 1 | 4 | 0 | 0 | 0
1190999 | RAYTHEON SYSTEMS |  | 1001 BOSTON POST RD |  | MARLBOROUGH | MA | 017520000 | 1001 BOSTON POST RD |  | MARLBOROUGH | MA | 017523789 | N | PRIVATE | NM25 | RAYTHEON COMPANY | 5084902936 | MARK_F_GOODHEART@Raytheon.com | MARK | GOODHEART | 5084902936 | MARK_F_GOODHEART@Raytheon.com | JAMES | CAULFIELD | 5084901848 | James_P_Caulfield@Raytheon.com | 4 | GENERATOR #1 |  | ENGINE | MITSUBISHI | SGN-PIA-Z | 1988-01-01 | 2011 | 5.04 | 1 | DIESEL FUEL OIL-ULSD | DIESEL | 44 | DIESEL | 0.0015 | 0 | 0.38 | E3GAL | 52.82 | OK | N | 1 | 1 | 52 | 1 | 1 | 21
1191008 | SHIRE HUMAN GENETIC THERAPIES INC | FKA PM ATLANTIC LEXINGTON LLC | 131 SPRING ST |  | LEXINGTON | MA | 021730000 | 300 SHIRE WAY |  | LEXINGTON | MA | 024210000 | N | PRIVATE | NM25 | SHIRE HUMAN GENETIC THERAPIES INC | 6176134836 | pgodding@shire.com | PAUL | GODDING | 6176134836 | PGODDING@SHIRE.COM | PAUL | GODDING | 6176134836 | PGODDING@SHIRE.COM | 3 | B500 CATERPILLAR GENERATOR |  | ENGINE | CATERPILLAR | D349 | 1981-04-01 | 2011 | 7.9 | 1 | DISTILLATE OIL - DIESEL | DIESEL | 44 | DIESEL | 0.0015 | 0 | 1.807 | E3GAL | 251.173 | OK | N | 1 | 1 | 52 | 1 | 1 | 22
1191008 | SHIRE HUMAN GENETIC THERAPIES INC | FKA PM ATLANTIC LEXINGTON LLC | 131 SPRING ST |  | LEXINGTON | MA | 021730000 | 300 SHIRE WAY |  | LEXINGTON | MA | 024210000 | N | PRIVATE | NM25 | SHIRE HUMAN GENETIC THERAPIES INC | 6176134836 | pgodding@shire.com | PAUL | GODDING | 6176134836 | PGODDING@SHIRE.COM | PAUL | GODDING | 6176134836 | PGODDING@SHIRE.COM | 22 | B500 KOHLER GENERATOR |  | ENGINE | KOHLER | 250REOZV | 2004-01-01 | 2011 | 2.9 | 1 | DISTILLATE OIL - DIESEL | DIESEL | 44 | DIESEL | 0.0015 | 0 | 0.666 | E3GAL | 92.574 | OK | N | 1 | 1 | 52 | 1 | 1 | 22
1191010 | MASSACHUSETTS HOSPITAL SCHOOL |  | 3 RANDOLPH ST |  | CANTON | MA | 020210000 | 3 RANDOLPH STREET |  | CANTON | MA | 020212342 | Y | STATE | SM50 | MA DEPARTMENT OF PUBLIC HEALTH | 7818282440 | Richard.Pollara@state.ma.us | RICHARD | POLLARA | 7818308887 | Richard.Pollara@state.ma.us | RICHARD | POLLARA | 7818308358X8358 | Richard.Pollara@state.ma.us | 4 | GENERATOR #1-CATERPILLAR SR3306-RC 180KW |  | ENGINE | SOUTHWORTH MILTON INC | SR-4 | 1982-01-01 | 2009 | 400 | 1 | GENERATOR #1-CATERPILLAR 180KW #2 | DIESEL | 44 | DIESEL | 0.3 | 0.1 | 0.6 | E3GAL | 83.4 | OK | N | 6 | 5 | 25 | 0 | 0 | 0
1191010 | MASSACHUSETTS HOSPITAL SCHOOL |  | 3 RANDOLPH ST |  | CANTON | MA | 020210000 | 3 RANDOLPH STREET |  | CANTON | MA | 020212342 | Y | STATE | SM50 | MA DEPARTMENT OF PUBLIC HEALTH | 7818282440 | Richard.Pollara@state.ma.us | RICHARD | POLLARA | 7818308887 | Richard.Pollara@state.ma.us | RICHARD | POLLARA | 7818308358X8358 | Richard.Pollara@state.ma.us | 10 | VOLVO PENTARA KATOLIGHT |  | ENGINE | VOLVO PENTARA KATOLIGHT | D400FSV4 | 1998-08-25 | 2009 | 4 | 1 | DIESEL | DIESEL | 44 | DIESEL | 0.05 |  | 0.06 | E3GAL | 8.34 | OK | N | 1 | 1 | 52 | 0 | 0 | 0
1191021 | NORTHSHORE MALL |  | ANDOVER ST |  | PEABODY | MA | 019600000 | ATTN: SIMON PROPERTY GROUP | PO BOX 7033 | INDIANAPOLIS | IN | 462070000 | N | PRIVATE | SM25 | NORTHSHORE MALL | 3172632314 | litzenbergj@simon.com | JEFFREY | LITZENBERG | 9785313441 | JLITZENBERG@SIMON.COM | JEFFREY | LITZENBERG | 9785313441 | JLITZENBERG@SIMON.COM | 5 | FIRE PUMP #1-DETROIT #10347110 DIESEL OIL |  | ENGINE | DETROIT | 10347110 | 1977-01-01 | 2011 | 1 | 1 | FIRE PUMP #1-DETROIT #10347110 DIESEL OIL | DIESEL | 44 | DIESEL | 0.3 | 0 | 0.005 | E3GAL | 0.695 | OK | N | 1 | 1 | 26 | 0 | 0 | 0
1191021 | NORTHSHORE MALL |  | ANDOVER ST |  | PEABODY | MA | 019600000 | ATTN: SIMON PROPERTY GROUP | PO BOX 7033 | INDIANAPOLIS | IN | 462070000 | N | PRIVATE | SM25 | NORTHSHORE MALL | 3172632314 | litzenbergj@simon.com | JEFFREY | LITZENBERG | 9785313441 | JLITZENBERG@SIMON.COM | JEFFREY | LITZENBERG | 9785313441 | JLITZENBERG@SIMON.COM | 9 | GENERATOR #1 JOHN DEERE |  | ENGINE | JOHN DEERE | 6068HF285K.L | 2007-11-01 | 2011 | 1 | 1 | DIESEL | DIESEL | 44 | DIESEL | 0.3 | 0 | 0.005 | E3GAL | 0.695 | OK | N | 1 | 1 | 26 | 0 | 0 | 0
1191030 | LINCOLN SUDBURY HIGH |  | 390 LINCOLN RD |  | SUDBURY | MA | 017760000 | 390 LINCOLN ROAD |  | SUDBURY | MA | 017760000 | Y | LOCAL GOVERNMENT | NM25 | LINCOLN SUDBURY REGIONAL HIGH SCHOOL | 9784439961 | kevin_rossley@lsrhs.net | KEVIN | ROSSLEY | 9784439961 | kevin_rossley@lsrhs.net | KEVIN | ROSSLEY | 9784439961 | kevin_rossley@lsrhs.net | 8 | CAT GENSET |  | ENGINE | CATERPILLER | 3456 | 2004-01-01 | 2010 | 1.7 | 1 | DIESEL | DIESEL | 44 | DIESEL | 0 |  | 0.312 | E3GAL | 43.368 | OK | N | 1 | 1 | 26 | 1 | 1 | 5
1191030 | LINCOLN SUDBURY HIGH |  | 390 LINCOLN RD |  | SUDBURY | MA | 017760000 | 390 LINCOLN ROAD |  | SUDBURY | MA | 017760000 | Y | LOCAL GOVERNMENT | NM25 | LINCOLN SUDBURY REGIONAL HIGH SCHOOL | 9784439961 | kevin_rossley@lsrhs.net | KEVIN | ROSSLEY | 9784439961 | kevin_rossley@lsrhs.net | KEVIN | ROSSLEY | 9784439961 | kevin_rossley@lsrhs.net | 9 | OLYMPIAN GENSET |  | ENGINE | OLYMPIAN | D-125-P1 | 2004-01-01 | 2010 | 0.512 | 1 | DIESEL | DIESEL | 44 | DIESEL | 0 |  | 0.09 | E3GAL | 12.51 | OK | N | 1 | 1 | 26 | 1 | 1 | 10
1191034 | WR GRACE & CO CONN | FKA GRACE PERFORMANCE CHEMICALS | 62 WHITTEMORE AVE |  | CAMBRIDGE | MA | 021400000 | 62 WHITTEMORE AVE |  | CAMBRIDGE | MA | 021400000 | N | PRIVATE | SM25 | W.R. GRACE | 4105314000 | brian.e.oconnell@grace.com | DAVID | AGRESTI | 4105314357 | David.N.Agresti@Grace.com | BRIAN | O'CONNELL | 6174984594 | brian.e.oconnell@grace.com | 3 | GENERATOR-KATOLIGHT |  | ENGINE | VOLVO PENTA | TAD1030GE | 1999-10-01 | 2011 | 3 | 1 | GENERATOR-KATOLIGHT | DIESEL | 44 | DIESEL | 0.5 | 0 | 0.021 | E3GAL | 2.919 | OK | N | 1 | 1 | 26 | 1 | 1 | 11
1191038 | NORWOOD HOSPITAL |  | 800 WASHINGTON ST |  | NORWOOD | MA | 020620000 | 800 WASHINGTON ST |  | NORWOOD | MA | 020620000 | N | PRIVATE | SM50 | STEWART NORWOOD HOSPITAL | 7817692950 | None@none.com | PAUL | MALINOWSKI | 7812786063 | Paul.Malinowski@caritaschristi.org | PAUL | MALINOWSKI | 7812786063 | Paul.Malinowski@caritaschristi.org | 4 | EMERGENCY GENERATOR #6 |  | ENGINE | CATERPILLAR | 3412 | 2001-06-01 | 2011 | 6.44 | 1 | #2 OIL | DIESEL | 44 | DIESEL | 0.3 | 0 | 0.198 | E3GAL | 27.522 | OK | N | 1 | 1 | 12 | 1 | 1 | 5
1191038 | NORWOOD HOSPITAL |  | 800 WASHINGTON ST |  | NORWOOD | MA | 020620000 | 800 WASHINGTON ST |  | NORWOOD | MA | 020620000 | N | PRIVATE | SM50 | STEWART NORWOOD HOSPITAL | 7817692950 | None@none.com | PAUL | MALINOWSKI | 7812786063 | Paul.Malinowski@caritaschristi.org | PAUL | MALINOWSKI | 7812786063 | Paul.Malinowski@caritaschristi.org | 5 | EMERGENCY GENERATOR #3 |  | ENGINE | CUMMINS | NTA 855GS | 1982-09-01 | 2011 | 3.08 | 1 | #2 OIL | DIESEL | 44 | DIESEL | 0.3 | 0 | 0.2385 | E3GAL | 33.1515 | OK | N | 1 | 1 | 12 | 1 | 1 | 5
1191038 | NORWOOD HOSPITAL |  | 800 WASHINGTON ST |  | NORWOOD | MA | 020620000 | 800 WASHINGTON ST |  | NORWOOD | MA | 020620000 | N | PRIVATE | SM50 | STEWART NORWOOD HOSPITAL | 7817692950 | None@none.com | PAUL | MALINOWSKI | 7812786063 | Paul.Malinowski@caritaschristi.org | PAUL | MALINOWSKI | 7812786063 | Paul.Malinowski@caritaschristi.org | 6 | EMERGENCY GENERATORS #1 AND #2 | 2 | ENGINE | CUMINS | KTA 115DG52 | 1982-07-01 | 2011 | 4.62 | 1 | #2 OIL | DIESEL | 44 | DIESEL | 0.3 | 0.034 | 0.608 | E3GAL | 84.512 | OK | N | 1 | 1 | 12 | 1 | 1 | 5
1191038 | NORWOOD HOSPITAL |  | 800 WASHINGTON ST |  | NORWOOD | MA | 020620000 | 800 WASHINGTON ST |  | NORWOOD | MA | 020620000 | N | PRIVATE | SM50 | STEWART NORWOOD HOSPITAL | 7817692950 | None@none.com | PAUL | MALINOWSKI | 7812786063 | Paul.Malinowski@caritaschristi.org | PAUL | MALINOWSKI | 7812786063 | Paul.Malinowski@caritaschristi.org | 9 | EMERGENCY GENERATOR #5 |  | ENGINE | CATERPILLAR | 3508 | 2000-04-11 | 2011 | 9.3 | 1 | #2 OIL | DIESEL | 44 | DIESEL | 0.3 | 0.034 | 0.2508 | E3GAL | 34.8612 | OK | N | 1 | 1 | 12 | 1 | 1 | 5
1191054 | RGC BOSTON LLC | FORT HILL SQUARE 1 OWNER LLC | 1 INTERNATIONAL PL | SUITE 4600 | BOSTON | MA | 021100000 | 1 INTERNATIONAL PL |  | BOSTON | MA | 021100000 | N | PRIVATE | SM50 | CHIOFARO COMPANY | 6173305200 | jbenoit@chiofaro.com | MADELINE | CAMMARATA | 6173305200 | mcammarata@chiofaro.com | JOHN | BENOIT | 6173305221 | jbenoit@chiofaro.com | 1 | GENERATOR #1-CATERPILLAR #24Z03748 DIESEL AT 0.3 S |  | ENGINE | CATERPILLAR | 3512-DITA | 1992-08-01 | 2011 | 12.44 | 1 | GENERATOR #1-CATERPILLAR #24Z03748 DIESEL @0.3S | DIESEL | 44 | DIESEL | 0.3 | 0 | 0.4785 | E3GAL | 66.5115 | OK | N | 1 | 1 | 13 | 1 | 1 | 3
1191054 | RGC BOSTON LLC | FORT HILL SQUARE 1 OWNER LLC | 1 INTERNATIONAL PL | SUITE 4600 | BOSTON | MA | 021100000 | 1 INTERNATIONAL PL |  | BOSTON | MA | 021100000 | N | PRIVATE | SM50 | CHIOFARO COMPANY | 6173305200 | jbenoit@chiofaro.com | MADELINE | CAMMARATA | 6173305200 | mcammarata@chiofaro.com | JOHN | BENOIT | 6173305221 | jbenoit@chiofaro.com | 2 | FIRE PUMP #1-DETROIT #6A4653552 DIESEL @0.3S |  | ENGINE | DETROIT DIESEL | DDFP-T6AT-I-7240 | 1992-08-01 | 2011 | 2.19 | 1 | FIRE PUMP #1-DETROIT #6A465352 DIESEL @0.3S | DIESEL | 44 | DIESEL | 0.3 | 0 | 0.042 | E3GAL | 5.838 | OK | N | 1 | 1 | 6 | 1 | 1 | 3
1191054 | RGC BOSTON LLC | FORT HILL SQUARE 1 OWNER LLC | 1 INTERNATIONAL PL | SUITE 4600 | BOSTON | MA | 021100000 | 1 INTERNATIONAL PL |  | BOSTON | MA | 021100000 | N | PRIVATE | SM50 | CHIOFARO COMPANY | 6173305200 | jbenoit@chiofaro.com | MADELINE | CAMMARATA | 6173305200 | mcammarata@chiofaro.com | JOHN | BENOIT | 6173305221 | jbenoit@chiofaro.com | 3 | FIRE PUMP #2-DETROIT #6A465555 DIESEL @0.3S |  | ENGINE | DETROIT DIESEL | DDFP-T6AT-I-7240 | 1992-08-01 | 2011 | 2.19 | 1 | FIRE PUMP #2-DETROIT #6A465555 DIESEL @0.3S | DIESEL | 44 | DIESEL | 0.3 | 0 | 0.042 | E3GAL | 5.838 | OK | N | 1 | 1 | 6 | 3 | 1 | 3
1191054 | RGC BOSTON LLC | FORT HILL SQUARE 1 OWNER LLC | 1 INTERNATIONAL PL | SUITE 4600 | BOSTON | MA | 021100000 | 1 INTERNATIONAL PL |  | BOSTON | MA | 021100000 | N | PRIVATE | SM50 | CHIOFARO COMPANY | 6173305200 | jbenoit@chiofaro.com | MADELINE | CAMMARATA | 6173305200 | mcammarata@chiofaro.com | JOHN | BENOIT | 6173305221 | jbenoit@chiofaro.com | 4 | GENERATOR #2-CATERPILLAR #23Z05370 DIESEL @0.3S |  | ENGINE | CATERPILLAR | 3508-DITA | 1998-01-01 | 2011 | 7.12 | 1 | GENERATOR #2-CATERPILLAR #23Z05370 DIESEL @0.3S | DIESEL | 44 | DIESEL | 0.3 | 0 | 0.4131 | E3GAL | 57.4209 | OK | N | 1 | 1 | 26 | 1 | 1 | 13
1191054 | RGC BOSTON LLC | FORT HILL SQUARE 1 OWNER LLC | 1 INTERNATIONAL PL | SUITE 4600 | BOSTON | MA | 021100000 | 1 INTERNATIONAL PL |  | BOSTON | MA | 021100000 | N | PRIVATE | SM50 | CHIOFARO COMPANY | 6173305200 | jbenoit@chiofaro.com | MADELINE | CAMMARATA | 6173305200 | mcammarata@chiofaro.com | JOHN | BENOIT | 6173305221 | jbenoit@chiofaro.com | 5 | GENERATOR #3-CUMMINS #22109863 DIESEL @0.3S |  | ENGINE | CUMMINS | KTA 50GSI | 1987-01-01 | 2011 | 10.01 | 1 | GENERATOR #3-CUMMINS #33109863 DIESEL @0.3S | DIESEL | 44 | DIESEL | 0.3 | 0 | 0.322 | E3GAL | 44.758 | OK | N | 1 | 1 | 12 | 1 | 1 | 8
1191054 | RGC BOSTON LLC | FORT HILL SQUARE 1 OWNER LLC | 1 INTERNATIONAL PL | SUITE 4600 | BOSTON | MA | 021100000 | 1 INTERNATIONAL PL |  | BOSTON | MA | 021100000 | N | PRIVATE | SM50 | CHIOFARO COMPANY | 6173305200 | jbenoit@chiofaro.com | MADELINE | CAMMARATA | 6173305200 | mcammarata@chiofaro.com | JOHN | BENOIT | 6173305221 | jbenoit@chiofaro.com | 6 | FIRE PUMP #3-CUMMINS #18109824 DIESEL @0.3S |  | ENGINE | CUMMINS | NT855F3 | 1987-01-01 | 2011 | 2.58 | 1 | FIRE PUMP #3-CUMMINS #18109824 DIESEL @0.3S | DIESEL | 44 | DIESEL | 0.3 | 0 | 0.0467 | E3GAL | 6.4913 | OK | N | 1 | 1 | 6 | 1 | 1 | 3
1191054 | RGC BOSTON LLC | FORT HILL SQUARE 1 OWNER LLC | 1 INTERNATIONAL PL | SUITE 4600 | BOSTON | MA | 021100000 | 1 INTERNATIONAL PL |  | BOSTON | MA | 021100000 | N | PRIVATE | SM50 | CHIOFARO COMPANY | 6173305200 | jbenoit@chiofaro.com | MADELINE | CAMMARATA | 6173305200 | mcammarata@chiofaro.com | JOHN | BENOIT | 6173305221 | jbenoit@chiofaro.com | 7 | FIRE PUMP #4-CUMMINS #20240670 DIESEL @0.3S |  | ENGINE | CUMMINS | V-504-F2 | 1987-01-01 | 2011 | 1.53 | 1 | FIRE PUMP #4-CUMMINS @20240670 DIESEL @0.3S | DIESEL | 44 | DIESEL | 0.3 | 0 | 0.035 | E3GAL | 4.865 | OK | N | 1 | 1 | 6 | 1 | 1 | 3
1191054 | RGC BOSTON LLC | FORT HILL SQUARE 1 OWNER LLC | 1 INTERNATIONAL PL | SUITE 4600 | BOSTON | MA | 021100000 | 1 INTERNATIONAL PL |  | BOSTON | MA | 021100000 | N | PRIVATE | SM50 | CHIOFARO COMPANY | 6173305200 | jbenoit@chiofaro.com | MADELINE | CAMMARATA | 6173305200 | mcammarata@chiofaro.com | JOHN | BENOIT | 6173305221 | jbenoit@chiofaro.com | 8 | FIRE PUMP #5-CUMMINS #11800191 DIESEL @0.3S |  | ENGINE | CUMMINS | NT855F4 | 1987-01-01 | 2011 | 2.58 | 1 | FIRE PUMP #5-CUMMINS #11800191 DIESEL @0.3S | DIESEL | 44 | DIESEL | 0.3 | 0 | 0.06 | E3GAL | 8.34 | OK | N | 1 | 1 | 6 | 1 | 1 | 3
1191054 | RGC BOSTON LLC | FORT HILL SQUARE 1 OWNER LLC | 1 INTERNATIONAL PL | SUITE 4600 | BOSTON | MA | 021100000 | 1 INTERNATIONAL PL |  | BOSTON | MA | 021100000 | N | PRIVATE | SM50 | CHIOFARO COMPANY | 6173305200 | jbenoit@chiofaro.com | MADELINE | CAMMARATA | 6173305200 | mcammarata@chiofaro.com | JOHN | BENOIT | 6173305221 | jbenoit@chiofaro.com | 13 | GENERATOR #4-CATERPILLAR #2WJ01459 DIESEL @0.3S |  | ENGINE | CATERPILLAR | 3412TA | 1997-01-01 | 2011 | 8 | 1 | GENERATOR #4-CATERPILLAR #2WJ01459 DIESEL @0.3S | DIESEL | 44 | DIESEL | 0.3 | 0 | 0.2284 | E3GAL | 31.7476 | OK | N | 1 | 1 | 19 | 1 | 1 | 11
1191068 | ADDISON GILBERT HOSPITAL |  | 298 WASHINGTON ST |  | GLOUCESTER | MA | 019300000 | 298 WASHINGTON ST |  | GLOUCESTER | MA | 019300000 | N | PRIVATE | SM25 | ADDISON GILBERT HOSPITAL | 9782834000 | SFEENEY@NHS-HEALTHLINK.ORG | STEVE | FEENEY | 9789223000 | SFEENEY@NHS-HEALTHLINK.ORG | STEVE | FEENEY | 9789223000X2653 | SFEENEY@NHS-HEALTHLINK.ORG | 7 | GENERATOR #1-CATERPILLAR-3512 |  | ENGINE | CATERPILLAR | 3512 | 1993-07-13 | 2010 | 12.838 | 1 | NO. 2 FUEL OIL | DIESEL | 44 | DIESEL | 0.0015 | 0.1 | 0.8712 | E3GAL | 121.0968 | OK | N | 1 | 1 | 12 | 1 | 1 | 4
1191071 | SIEMENS HEALTHCARE DIAGNOSTICS INC |  | 333 CONEY ST |  | WALPOLE | MA | 020320000 | 333 CONEY ST |  | WALPOLE | MA | 020320000 | N | PRIVATE | SM50 | SIEMENS HEALTHCARE DIAGNOSTICS INC | 5086685000 | GARY.WALSH@SIEMENS.COM | MARK | TOMASO | 5086604952 | MARK.TOMASO@SIEMENS.COM | GARY | WALSH | 5086604193 | GARY.WALSH@SIEMENS.COM | 3 | GENERATOR #3 - CATERPILLAR 3412 |  | ENGINE | CATERPILLAR | 3412 | 1980-01-01 | 2009 | 5.48 | 1 | DIESEL FUEL | DIESEL | 44 | DIESEL | 0.0015 | 0.2 | 0.02 | E3GAL | 2.78 | OK | N | 1 | 1 | 52 | 1 | 1 | 22
1191071 | SIEMENS HEALTHCARE DIAGNOSTICS INC |  | 333 CONEY ST |  | WALPOLE | MA | 020320000 | 333 CONEY ST |  | WALPOLE | MA | 020320000 | N | PRIVATE | SM50 | SIEMENS HEALTHCARE DIAGNOSTICS INC | 5086685000 | GARY.WALSH@SIEMENS.COM | MARK | TOMASO | 5086604952 | MARK.TOMASO@SIEMENS.COM | GARY | WALSH | 5086604193 | GARY.WALSH@SIEMENS.COM | 6 | GENERATOR #6 - CATERPILLAR 3408B |  | ENGINE | CATERPILLAR | 3408B | 1987-01-01 | 2009 | 5.07 | 1 | DIESEL FUEL | DIESEL | 44 | DIESEL | 0.0015 | 0.2 | 0.062 | E3GAL | 8.618 | OK | N | 1 | 1 | 52 | 1 | 1 | 22
1191071 | SIEMENS HEALTHCARE DIAGNOSTICS INC |  | 333 CONEY ST |  | WALPOLE | MA | 020320000 | 333 CONEY ST |  | WALPOLE | MA | 020320000 | N | PRIVATE | SM50 | SIEMENS HEALTHCARE DIAGNOSTICS INC | 5086685000 | GARY.WALSH@SIEMENS.COM | MARK | TOMASO | 5086604952 | MARK.TOMASO@SIEMENS.COM | GARY | WALSH | 5086604193 | GARY.WALSH@SIEMENS.COM | 10 | GENERATOR #10 - CATERPILLAR 3508 |  | ENGINE | CATERPILLAR | 3508 | 1994-07-01 | 2009 | 12.453 | 1 | DIESEL FUEL | DIESEL | 44 | DIESEL | 0.0015 | 0.2 | 0.16 | E3GAL | 22.24 | OK | N | 1 | 1 | 52 | 1 | 1 | 22
1191071 | SIEMENS HEALTHCARE DIAGNOSTICS INC |  | 333 CONEY ST |  | WALPOLE | MA | 020320000 | 333 CONEY ST |  | WALPOLE | MA | 020320000 | N | PRIVATE | SM50 | SIEMENS HEALTHCARE DIAGNOSTICS INC | 5086685000 | GARY.WALSH@SIEMENS.COM | MARK | TOMASO | 5086604952 | MARK.TOMASO@SIEMENS.COM | GARY | WALSH | 5086604193 | GARY.WALSH@SIEMENS.COM | 11 | GENERATOR #11 - CATERPILLAR 3516 |  | ENGINE | CATERPILLAR | 3516 | 1994-10-01 | 2009 | 14.91 | 1 | DIESEL FUEL | DIESEL | 44 | DIESEL | 0.0015 | 0 | 0.7 | E3GAL | 97.3 | OK | N | 1 | 1 | 52 | 1 | 1 | 22
1191071 | SIEMENS HEALTHCARE DIAGNOSTICS INC |  | 333 CONEY ST |  | WALPOLE | MA | 020320000 | 333 CONEY ST |  | WALPOLE | MA | 020320000 | N | PRIVATE | SM50 | SIEMENS HEALTHCARE DIAGNOSTICS INC | 5086685000 | GARY.WALSH@SIEMENS.COM | MARK | TOMASO | 5086604952 | MARK.TOMASO@SIEMENS.COM | GARY | WALSH | 5086604193 | GARY.WALSH@SIEMENS.COM | 17 | CUMMINS FIRE PUMP |  | ENGINE | CUMMINS | 6BTA5.9F1 | 1995-01-01 | 2009 | 1.42 | 1 | GENERATOR #6-CUMMINS #6BTA5.9F1 DIESEL | DIESEL | 44 | DIESEL | 0.0015 |  | 0.022 | E3GAL | 3.058 | OK | N | 1 | 1 | 52 | 1 | 1 | 22
1191071 | SIEMENS HEALTHCARE DIAGNOSTICS INC |  | 333 CONEY ST |  | WALPOLE | MA | 020320000 | 333 CONEY ST |  | WALPOLE | MA | 020320000 | N | PRIVATE | SM50 | SIEMENS HEALTHCARE DIAGNOSTICS INC | 5086685000 | GARY.WALSH@SIEMENS.COM | MARK | TOMASO | 5086604952 | MARK.TOMASO@SIEMENS.COM | GARY | WALSH | 5086604193 | GARY.WALSH@SIEMENS.COM | 21 | GENERATOR #12 - DETROIT DIESEL |  | ENGINE | DETROIT DIESEL | 16V4000G83 | 2008-03-12 | 2009 | 26.85 | 1 | DIESEL FUEL | DIESEL | 44 | DIESEL | 0.0015 | 0.2 | 0.644 | E3GAL | 89.516 | OK | N | 1 | 1 | 52 | 1 | 1 | 22
1191078 | SOMERVILLE HOSPITAL |  | 230 HIGHLAND AVE |  | SOMERVILLE | MA | 021430000 | 230 HIGHLAND AVE |  | SOMERVILLE | MA | 021430000 | N | PRIVATE | NM25 | SOMERVILLE HOSPITAL | 6175914337 | mletzeisen@challiance.org | MARK | LETZEISEN | 6175914337 | mletzeisen@challiance.org | MARK | LETZEISEN | 6175914337 | mletzeisen@challiance.org | 6 | GENERATOR 2 NORTH BUILDING |  | ENGINE | GENERAL MOTORS | 62307-RD | 2001-01-01 | 2009 | 2.5 | 1 | ULTRA LOW SULFUR DIESEL FUEL | DIESEL | 44 | DIESEL | 0.0015 | 0 | 0.136 | E3GAL | 18.904 | OK | N | 1 | 1 | 26 | 1 | 1 | 11
1191078 | SOMERVILLE HOSPITAL |  | 230 HIGHLAND AVE |  | SOMERVILLE | MA | 021430000 | 230 HIGHLAND AVE |  | SOMERVILLE | MA | 021430000 | N | PRIVATE | NM25 | SOMERVILLE HOSPITAL | 6175914337 | mletzeisen@challiance.org | MARK | LETZEISEN | 6175914337 | mletzeisen@challiance.org | MARK | LETZEISEN | 6175914337 | mletzeisen@challiance.org | 7 | CENTER BUILDING EMERGENCY GENERATOR |  | ENGINE | JOHN DEERE | 6090HF484 | 2009-06-01 | 2009 | 2.744 | 1 | ULTRA LOW SULFUR DIESEL FUEL | DIESEL | 44 | DIESEL | 0.0015 | 0 | 0.0875 | E3GAL | 12.1625 | OK | N | 1 | 1 | 13 | 1 | 1 | 18
1191135 | BEVERLY SENIOR HIGH |  | 100 SOHIER RD |  | BEVERLY | MA | 019150000 | 100 SOHIER RD |  | BEVERLY | MA | 019150000 | Y | LOCAL GOVERNMENT | NM25 | BEVERLY SENIOR HIGH SCHOOL | 9789216100 | THOWLAND@BEVERLYSCHOOLS.ORG | TIMOTHY | HOWLAND | 9789216100 | thowland@beverlyschools.org | TIM | HOWLAND | 9789216100X706 | thowland@beverlyschools.org | 8 | EMERGENCY GENERATOR - KOHLER 300REOZDD |  | ENGINE | KOHLER | 300REOZDD | 2010-03-15 | 2010 | 12.065 | 1 | ULTRA LOW SULFUR DIESEL (<15 PPM) | DIESEL | 44 | DIESEL | 0.0015 |  | 0.25 | E3GAL | 34.75 | OK | N | 1 | 1 | 9 | 1 | 1 | 5
1191190 | UNITED AIRLINES |  | 10 AIRPORT SERVICE RD | BLD 93 LOGAN INTERNATIONAL AIRPORT | EAST BOSTON | MA | 021280000 | 10 AIRPORT SERVICE |  | BOSTON | MA | 021280000 | N | PRIVATE | SM80-R | UNITED AIRLINES | 6176347600 | John.Bonner@united.com | JOHN | BONNER | 6176347600 | John.Bonner@united.com | JOHN | BONNER | 6176347600 | John.Bonner@united.com | 1 | TOWABLE ELECTRIC GENERATORS (4) #2 OIL | 4 | ENGINE | VARIES | VARIES | 1989-01-01 | 2011 | 4.04 | 1 | TOWABLE ELECT GENS #2 DIESEL OIL | DIESEL | 44 | DIESEL | 0.0015 | 0 | 9.188 | E3GAL | 1277.132 | OK | N | 24 | 7 | 52 | 24 | 7 | 22
1191190 | UNITED AIRLINES |  | 10 AIRPORT SERVICE RD | BLD 93 LOGAN INTERNATIONAL AIRPORT | EAST BOSTON | MA | 021280000 | 10 AIRPORT SERVICE |  | BOSTON | MA | 021280000 | N | PRIVATE | SM80-R | UNITED AIRLINES | 6176347600 | John.Bonner@united.com | JOHN | BONNER | 6176347600 | John.Bonner@united.com | JOHN | BONNER | 6176347600 | John.Bonner@united.com | 5 | DE-ICING UNITS - DIESEL (4) | 4 | ENGINE | PREMIER | VARIES | 1997-01-01 | 2011 | 5.6 | 1 | DIESEL | DIESEL | 44 | DIESEL | 0.0015 | 0 | 2.263 | E3GAL | 314.557 | OK | N | 24 | 7 | 26 | 24 | 7 | 4
1191191 | MEDICAL AREA TOTAL ENERGY PLANT |  | 474 BROOKLINE AVE |  | BOSTON | MA | 022150000 | 474 BROOKLINE AVENUE |  | BOSTON | MA | 022150000 | N | PRIVATE | OP9 | MATEP LP | 6175982700 | pgillooly@veoliaenergyna.com | PATRICK | GILLOOLY | 6175982352 | pgillooly@veoliaenergyna.com | PETER | GLUCKLER | 6175982711 | pgluckler@veoliaenergyna.com | 6 | GENERATOR #1-MIRRLEES BLACKSTONE |  | ENGINE | MIRRLEES | UNKNOWN | 1982-04-01 | 2011 | 63.8 | 2 | #2 FUEL OIL - 0.3 PCT S | DIESEL | 44 | DIESEL | 0.3 | 0.1 | 123.524 | E3GAL | 17169.836 | OK | N | 7 | 2 | 32 | 7 | 2 | 14
1191191 | MEDICAL AREA TOTAL ENERGY PLANT |  | 474 BROOKLINE AVE |  | BOSTON | MA | 022150000 | 474 BROOKLINE AVENUE |  | BOSTON | MA | 022150000 | N | PRIVATE | OP9 | MATEP LP | 6175982700 | pgillooly@veoliaenergyna.com | PATRICK | GILLOOLY | 6175982352 | pgillooly@veoliaenergyna.com | PETER | GLUCKLER | 6175982711 | pgluckler@veoliaenergyna.com | 7 | GENERATOR #2-MIRRLEES BLACKSTONE |  | ENGINE | MIRRLEES | UNKNOWN | 1985-01-01 | 2011 | 63.8 | 2 | #2 FUEL OIL - O.3 PCT S | DIESEL | 44 | DIESEL | 0.3 | 0.1 | 15.192 | E3GAL | 2111.688 | OK | N | 4 | 2 | 15 | 6 | 1 | 4
1191191 | MEDICAL AREA TOTAL ENERGY PLANT |  | 474 BROOKLINE AVE |  | BOSTON | MA | 022150000 | 474 BROOKLINE AVENUE |  | BOSTON | MA | 022150000 | N | PRIVATE | OP9 | MATEP LP | 6175982700 | pgillooly@veoliaenergyna.com | PATRICK | GILLOOLY | 6175982352 | pgillooly@veoliaenergyna.com | PETER | GLUCKLER | 6175982711 | pgluckler@veoliaenergyna.com | 8 | GENERATOR #3-MIRRLEES BLACKSTONE |  | ENGINE | MIRRLEES | UNKNOWN | 1985-01-01 | 2011 | 63.8 | 2 | #2 FUEL OIL - 0.3 PCT S | DIESEL | 44 | DIESEL | 0.3 | 0.1 | 19.342 | E3GAL | 2688.538 | OK | N | 5 | 1 | 14 | 8 | 1 | 4
1191191 | MEDICAL AREA TOTAL ENERGY PLANT |  | 474 BROOKLINE AVE |  | BOSTON | MA | 022150000 | 474 BROOKLINE AVENUE |  | BOSTON | MA | 022150000 | N | PRIVATE | OP9 | MATEP LP | 6175982700 | pgillooly@veoliaenergyna.com | PATRICK | GILLOOLY | 6175982352 | pgillooly@veoliaenergyna.com | PETER | GLUCKLER | 6175982711 | pgluckler@veoliaenergyna.com | 9 | GENERATOR #4-MIRRLEES BLACKSTONE |  | ENGINE | MIRRLEES | UNKNOWN | 1985-01-22 | 2011 | 63.8 | 2 | #2 FUEL OIL - 0.3 PCT S | DIESEL | 44 | DIESEL | 0.3 | 0.1 | 5.926 | E3GAL | 823.714 | OK | N | 4 | 2 | 12 | 2 | 3 | 1
1191191 | MEDICAL AREA TOTAL ENERGY PLANT |  | 474 BROOKLINE AVE |  | BOSTON | MA | 022150000 | 474 BROOKLINE AVENUE |  | BOSTON | MA | 022150000 | N | PRIVATE | OP9 | MATEP LP | 6175982700 | pgillooly@veoliaenergyna.com | PATRICK | GILLOOLY | 6175982352 | pgillooly@veoliaenergyna.com | PETER | GLUCKLER | 6175982711 | pgluckler@veoliaenergyna.com | 10 | GENERATOR #5-MIRRLEES BLACKSTONE |  | ENGINE | MIRRLEES | UNKNOWN | 1985-01-22 | 2011 | 63.8 | 2 | #2 FUEL OIL - 0.3 PCT S | DIESEL | 44 | DIESEL | 0.3 | 0.1 | 97.143 | E3GAL | 13502.877 | OK | N | 9 | 2 | 21 | 8 | 1 | 9
1191191 | MEDICAL AREA TOTAL ENERGY PLANT |  | 474 BROOKLINE AVE |  | BOSTON | MA | 022150000 | 474 BROOKLINE AVENUE |  | BOSTON | MA | 022150000 | N | PRIVATE | OP9 | MATEP LP | 6175982700 | pgillooly@veoliaenergyna.com | PATRICK | GILLOOLY | 6175982352 | pgillooly@veoliaenergyna.com | PETER | GLUCKLER | 6175982711 | pgluckler@veoliaenergyna.com | 11 | GENERATOR #6-MIRRLEES BLACKSTONE |  | ENGINE | MIRRLEES | UNKNOWN | 1985-01-22 | 2011 | 63.8 | 2 | #2 FUEL OIL - 0.3 PCT S | DIESEL | 44 | DIESEL | 0.3 | 0.1 | 131.22 | E3GAL | 18239.58 | OK | N | 7 | 2 | 35 | 6 | 2 | 14
1191191 | MEDICAL AREA TOTAL ENERGY PLANT |  | 474 BROOKLINE AVE |  | BOSTON | MA | 022150000 | 474 BROOKLINE AVENUE |  | BOSTON | MA | 022150000 | N | PRIVATE | OP9 | MATEP LP | 6175982700 | pgillooly@veoliaenergyna.com | PATRICK | GILLOOLY | 6175982352 | pgillooly@veoliaenergyna.com | PETER | GLUCKLER | 6175982711 | pgluckler@veoliaenergyna.com | 12 | EMERGENCY DIESEL GENERATOR 2 - EDG-2 |  | ENGINE | CONSOLIDATED POWER | 410DIT | 2000-01-01 | 2011 | 5.47 | 1 | #2 FUEL OIL | DIESEL | 44 | DIESEL | 0.3 | 0 | 0.0156 | E3GAL | 2.1684 | OK | N | 1 | 1 | 6 | 0 | 0 | 0
1191191 | MEDICAL AREA TOTAL ENERGY PLANT |  | 474 BROOKLINE AVE |  | BOSTON | MA | 022150000 | 474 BROOKLINE AVENUE |  | BOSTON | MA | 022150000 | N | PRIVATE | OP9 | MATEP LP | 6175982700 | pgillooly@veoliaenergyna.com | PATRICK | GILLOOLY | 6175982352 | pgillooly@veoliaenergyna.com | PETER | GLUCKLER | 6175982711 | pgluckler@veoliaenergyna.com | 29 | EMERGENCY DIESEL GENERATOR 1 - EDG-1 |  | ENGINE | CATERPILLAR | 500FDR5052FFW | 1980-01-01 | 2011 | 2.94 | 1 | #2 FUEL OIL | DIESEL | 44 | DIESEL | 0.0015 | 0 | 0.0105 | E3GAL | 1.4595 | OK | N | 1 | 1 | 4 | 0 | 0 | 0
1191211 | J SHANNON & SONS |  | 298 LEXINGTON ST |  | WOBURN | MA | 018010000 | 298 LEXINGTON STREET |  | WOBURN | MA | 018010000 | N | PRIVATE | SM25 | J SHANNON AND SONS | 7819350275 | shannonfarm@verizon.net | BRIAN | STREET | 7819350275 | shannonfarm@verizon.net | BRIAN | STREET | 7819350275 | shannonfarm@verizon.net | 3 | DMT EMERGENCY GENERATOR |  | ENGINE | DMT CORPORATION | DMT60JD | 1994-09-01 | 2010 | 0.34 | 1 | DIESEL FUEL | DIESEL | 44 | DIESEL | 0.0015 |  | 0 | E3GAL | 0 | OK | N | 0 | 0 | 0 | 0 | 0 | 0
1191235 | DELAWARE NORTH COMPANIES INC BOSOTN | FKA THE FLEET CENTER | 100 LEGENDS WAY |  | BOSTON | MA | 021140000 | 100 LEGENDS WAY |  | BOSTON | MA | 021140000 | N | PRIVATE | NM99 | DELAWARE NORTH COMPANIES - BOSTON | 6176246176 | TDEMANCHE@DNCBOSTON.COM | THOMAS | DEMANCHE | 6176241304 | TDEMANCHE@DNCBOSTON.COM | TOM | DEMANCHE | 6176241304 | TDEMANCHE@DNCBOSTON.COM | 1 | GENERATOR #1-CATERPILLAR DIESEL |  | ENGINE | CATERPILLAR | 3516 | 1998-01-01 | 2009 | 17.2 | 1 | GENERATOR #1-CATERPILLAR #3516 DIESEL | DIESEL | 44 | DIESEL | 0.05 | 0 | 0.22 | E3GAL | 30.58 | OK | N | 1 | 1 | 52 | 1 | 1 | 22
1191245 | SKYWORKS SOLUTIONS INC |  | 20 SYLVAN RD |  | WOBURN | MA | 018010000 | 20 SYLVAN RD |  | WOBURN | MA | 018010000 | N | PRIVATE | SM79-7 | SKYWORKS SOLUTIONS INC | 7813763000 | joe.torrice@skyworksinc.com | JOSEPH | TORRICE | 7813763207 | joe.torrice@skyworksinc.com | SHERRI | GAUDETTE | 7813763548 | sherri.gaudette@skyworksinc.com | 3 | EMER GEN (4)- VAROIUS MFG- #2 OIL |  | ENGINE | VARIOUS | UNK | 2004-01-01 | 2011 | 7 | 1 | EMER GEN (4)- #2 OIL 0.3 PERCENT S | DIESEL | 44 | DIESEL | 0.3 | 0 | 0.31 | E3GAL | 43.09 | OK | N | 1 | 1 | 26 | 1 | 1 | 21
1191249 | MASSPORT LOGAN AIRPORT |  | AIRPORT RD | FACILITY #1 | BOSTON | MA | 021280000 | 1 HARBORSIDE DR 200S |  | BOSTON | MA | 021282909 | N | STATE | OP3 | MASSACHUSETTS PORT AUTHORITY | 6175685000 | BEnos@massport.com | BRENDA | ENOS | 6175685963 | Benos@massport.com | IAN | CAMPBELL | 6175683508 | ICampbell@massport.com | 4 | GEN #1 - WAUKESHA L5790DSIU 1000KW AIRPORT TOWER |  | ENGINE | WAUKESHA | L5790DSIU | 1971-01-01 | 2011 | 12.1 | 1 | GEN #1 - #2 OIL | DIESEL | 44 | DIESEL | 0.0015 | 0 | 2.42 | E3GAL | 336.38 | OK | N | 1 | 1 | 12 | 1 | 1 | 5
1191249 | MASSPORT LOGAN AIRPORT |  | AIRPORT RD | FACILITY #1 | BOSTON | MA | 021280000 | 1 HARBORSIDE DR 200S |  | BOSTON | MA | 021282909 | N | STATE | OP3 | MASSACHUSETTS PORT AUTHORITY | 6175685000 | BEnos@massport.com | BRENDA | ENOS | 6175685963 | Benos@massport.com | IAN | CAMPBELL | 6175683508 | ICampbell@massport.com | 5 | GEN #2A - WAUKESHA L5790DSIU 1000KW CHP 1 |  | ENGINE | WAUKESHA | L5790DSIU | 1970-01-01 | 2011 | 12.1 | 1 | GEN #2- #2 OIL | DIESEL | 44 | DIESEL | 0.0015 | 0 | 2.2407 | E3GAL | 311.4573 | OK | N | 1 | 1 | 12 | 1 | 1 | 5
1191249 | MASSPORT LOGAN AIRPORT |  | AIRPORT RD | FACILITY #1 | BOSTON | MA | 021280000 | 1 HARBORSIDE DR 200S |  | BOSTON | MA | 021282909 | N | STATE | OP3 | MASSACHUSETTS PORT AUTHORITY | 6175685000 | BEnos@massport.com | BRENDA | ENOS | 6175685963 | Benos@massport.com | IAN | CAMPBELL | 6175683508 | ICampbell@massport.com | 6 | GEN #3 - KATOLITE 0350FPX4 350KW FACILITIES II |  | ENGINE | KATOLITE | 0350FPX4 | 1992-01-01 | 2011 | 4.43 | 1 | GEN #3 - #2 OIL | DIESEL | 44 | DIESEL | 0.0015 | 0 | 0.8204 | E3GAL | 114.0356 | OK | N | 1 | 1 | 12 | 1 | 1 | 5
1191249 | MASSPORT LOGAN AIRPORT |  | AIRPORT RD | FACILITY #1 | BOSTON | MA | 021280000 | 1 HARBORSIDE DR 200S |  | BOSTON | MA | 021282909 | N | STATE | OP3 | MASSACHUSETTS PORT AUTHORITY | 6175685000 | BEnos@massport.com | BRENDA | ENOS | 6175685963 | Benos@massport.com | IAN | CAMPBELL | 6175683508 | ICampbell@massport.com | 7 | GEN #4 - WAUKESHA VHP5900DS 775KW SOUTH TERMINAL |  | ENGINE | WAUKESHA | VHP5900DS | 1976-01-01 | 2011 | 9.4 | 1 | GEN #4 - #2 OIL | DIESEL | 44 | DIESEL | 0.0015 | 0 | 1.6711 | E3GAL | 232.2829 | OK | N | 1 | 1 | 12 | 1 | 1 | 5
1191249 | MASSPORT LOGAN AIRPORT |  | AIRPORT RD | FACILITY #1 | BOSTON | MA | 021280000 | 1 HARBORSIDE DR 200S |  | BOSTON | MA | 021282909 | N | STATE | OP3 | MASSACHUSETTS PORT AUTHORITY | 6175685000 | BEnos@massport.com | BRENDA | ENOS | 6175685963 | Benos@massport.com | IAN | CAMPBELL | 6175683508 | ICampbell@massport.com | 8 | GEN #5 - CATERPILLAR SR-4 600KW CARGO BLDG 57 |  | ENGINE | CATERPILLAR | SR-4 | 1991-01-01 | 2011 | 7.59 | 1 | GEN #5 - #2 OIL | DIESEL | 44 | DIESEL | 0.0015 | 0 | 1.4056 | E3GAL | 195.3784 | OK | N | 1 | 1 | 12 | 1 | 1 | 5
1191249 | MASSPORT LOGAN AIRPORT |  | AIRPORT RD | FACILITY #1 | BOSTON | MA | 021280000 | 1 HARBORSIDE DR 200S |  | BOSTON | MA | 021282909 | N | STATE | OP3 | MASSACHUSETTS PORT AUTHORITY | 6175685000 | BEnos@massport.com | BRENDA | ENOS | 6175685963 | Benos@massport.com | IAN | CAMPBELL | 6175683508 | ICampbell@massport.com | 9 | GEN #6 - CATERPILLAR 3412DT FIELD LIGHTING |  | ENGINE | CATEPILLAR | 3412DT | 1996-01-01 | 2011 | 7.6 | 1 | GEN #6 - #2 OIL | DIESEL | 44 | DIESEL | 0.0015 | 0 | 1.3511 | E3GAL | 187.8029 | OK | N | 1 | 1 | 12 | 1 | 1 | 5
1191249 | MASSPORT LOGAN AIRPORT |  | AIRPORT RD | FACILITY #1 | BOSTON | MA | 021280000 | 1 HARBORSIDE DR 200S |  | BOSTON | MA | 021282909 | N | STATE | OP3 | MASSACHUSETTS PORT AUTHORITY | 6175685000 | BEnos@massport.com | BRENDA | ENOS | 6175685963 | Benos@massport.com | IAN | CAMPBELL | 6175683508 | ICampbell@massport.com | 11 | GEN #8 - CUMMINS VTA2062 500KW NORTH TERMINAL |  | ENGINE | CUMMINS | VTA2062 | 1985-01-01 | 2011 | 6.3 | 1 | GEN #8 - #2 OIL | DIESEL | 44 | DIESEL | 0.0015 | 0 | 1.26 | E3GAL | 175.14 | OK | N | 1 | 1 | 12 | 1 | 1 | 5
1191249 | MASSPORT LOGAN AIRPORT |  | AIRPORT RD | FACILITY #1 | BOSTON | MA | 021280000 | 1 HARBORSIDE DR 200S |  | BOSTON | MA | 021282909 | N | STATE | OP3 | MASSACHUSETTS PORT AUTHORITY | 6175685000 | BEnos@massport.com | BRENDA | ENOS | 6175685963 | Benos@massport.com | IAN | CAMPBELL | 6175683508 | ICampbell@massport.com | 13 | GEN #19 - CATERPILLAR 3306 500KW ARFF SATELLITE |  | ENGINE | CATERPILLAR | 3306 | 1996-01-01 | 2011 | 3.54 | 1 | GEN #19 - #2 OIL | DIESEL | 44 | DIESEL | 0.0015 | 0 | 0.6556 | E3GAL | 91.1284 | OK | N | 1 | 1 | 12 | 1 | 1 | 5
1191249 | MASSPORT LOGAN AIRPORT |  | AIRPORT RD | FACILITY #1 | BOSTON | MA | 021280000 | 1 HARBORSIDE DR 200S |  | BOSTON | MA | 021282909 | N | STATE | OP3 | MASSACHUSETTS PORT AUTHORITY | 6175685000 | BEnos@massport.com | BRENDA | ENOS | 6175685963 | Benos@massport.com | IAN | CAMPBELL | 6175683508 | ICampbell@massport.com | 14 | GEN #20 - CATERPILLAR 3412 500KW BIF (LOC) GARAGE |  | ENGINE | CATERPILLAR | 3412 | 1996-01-01 | 2011 | 6.4 | 1 | GEN #20 - #2 OIL | DIESEL | 44 | DIESEL | 0.0015 | 0 | 1.1378 | E3GAL | 158.1542 | OK | N | 1 | 1 | 12 | 1 | 1 | 5
1191249 | MASSPORT LOGAN AIRPORT |  | AIRPORT RD | FACILITY #1 | BOSTON | MA | 021280000 | 1 HARBORSIDE DR 200S |  | BOSTON | MA | 021282909 | N | STATE | OP3 | MASSACHUSETTS PORT AUTHORITY | 6175685000 | BEnos@massport.com | BRENDA | ENOS | 6175685963 | Benos@massport.com | IAN | CAMPBELL | 6175683508 | ICampbell@massport.com | 15 | GEN #21 - CATERPILLAR 3512B 1360KW CHP 3 |  | ENGINE | CATERPILLAR | 3512B | 2000-01-01 | 2011 | 14 | 1 | GEN #21 - #2 OIL | DIESEL | 44 | DIESEL | 0.0015 | 0 | 2.6296 | E3GAL | 365.5144 | OK | N | 1 | 1 | 12 | 1 | 1 | 5
1191249 | MASSPORT LOGAN AIRPORT |  | AIRPORT RD | FACILITY #1 | BOSTON | MA | 021280000 | 1 HARBORSIDE DR 200S |  | BOSTON | MA | 021282909 | N | STATE | OP3 | MASSACHUSETTS PORT AUTHORITY | 6175685000 | BEnos@massport.com | BRENDA | ENOS | 6175685963 | Benos@massport.com | IAN | CAMPBELL | 6175683508 | ICampbell@massport.com | 21 | GEN #22 - CATERPILLAR 3512DITA 1250KW WEST GARAGE |  | ENGINE | CATERPILLAR | 3512DITA | 1998-01-01 | 2011 | 11.7 | 1 | GEN#22 - #2 OIL | DIESEL | 44 | DIESEL | 0.0015 | 0 | 2.1667 | E3GAL | 301.1713 | OK | N | 1 | 1 | 12 | 1 | 1 | 5
1191249 | MASSPORT LOGAN AIRPORT |  | AIRPORT RD | FACILITY #1 | BOSTON | MA | 021280000 | 1 HARBORSIDE DR 200S |  | BOSTON | MA | 021282909 | N | STATE | OP3 | MASSACHUSETTS PORT AUTHORITY | 6175685000 | BEnos@massport.com | BRENDA | ENOS | 6175685963 | Benos@massport.com | IAN | CAMPBELL | 6175683508 | ICampbell@massport.com | 22 | GEN #23 - CATERPILLAR 3512B 600KW S CARGO BLDG 63 |  | ENGINE | CATERPILLAR | 3512B | 1998-01-01 | 2011 | 7.6 | 1 | GEN #23 - #2 OIL | DIESEL | 44 | DIESEL | 0.0015 | 0 | 1.4074 | E3GAL | 195.6286 | OK | N | 1 | 1 | 12 | 1 | 1 | 5
1191249 | MASSPORT LOGAN AIRPORT |  | AIRPORT RD | FACILITY #1 | BOSTON | MA | 021280000 | 1 HARBORSIDE DR 200S |  | BOSTON | MA | 021282909 | N | STATE | OP3 | MASSACHUSETTS PORT AUTHORITY | 6175685000 | BEnos@massport.com | BRENDA | ENOS | 6175685963 | Benos@massport.com | IAN | CAMPBELL | 6175683508 | ICampbell@massport.com | 49 | SNOWMELTERS(3) - (E,F,G) JOHN DEERE 6068HF ENGINE | 3 | ENGINE | JOHN DEERE | 6068HF | 2004-01-01 | 2011 | 4.2 | 1 | SNOWMELTERS(E,F,G)- DIESEL ENGINE | DIESEL | 44 | DIESEL | 0.0015 | 0 | 5.355 | E3GAL | 744.345 | OK | N | 24 | 7 | 18 | 0 | 0 | 0
1191249 | MASSPORT LOGAN AIRPORT |  | AIRPORT RD | FACILITY #1 | BOSTON | MA | 021280000 | 1 HARBORSIDE DR 200S |  | BOSTON | MA | 021282909 | N | STATE | OP3 | MASSACHUSETTS PORT AUTHORITY | 6175685000 | BEnos@massport.com | BRENDA | ENOS | 6175685963 | Benos@massport.com | IAN | CAMPBELL | 6175683508 | ICampbell@massport.com | 53 | GEN #25A - CATERPILLAR 3516B 1750KW LIGHT VAULT 1 | 2 | ENGINE | CATERPILLAR | 3516B | 2002-01-01 | 2011 | 15.7 | 1 | GEN #25 - #2OIL | DIESEL | 44 | DIESEL | 0.0015 | 0 | 12.4437 | E3GAL | 1729.6743 | OK | N | 1 | 1 | 12 | 1 | 1 | 5
1191249 | MASSPORT LOGAN AIRPORT |  | AIRPORT RD | FACILITY #1 | BOSTON | MA | 021280000 | 1 HARBORSIDE DR 200S |  | BOSTON | MA | 021282909 | N | STATE | OP3 | MASSACHUSETTS PORT AUTHORITY | 6175685000 | BEnos@massport.com | BRENDA | ENOS | 6175685963 | Benos@massport.com | IAN | CAMPBELL | 6175683508 | ICampbell@massport.com | 59 | SNOWMELTERS(4) - (A,B,C,D) PERKINS 1006-6TW ENGINE | 4 | ENGINE | PERKINS | 1006-6TW | 2000-01-01 | 2011 | 4 | 1 | SM(4)- (A,B,C,D) DIESEL ENGINE | DIESEL | 44 | DIESEL | 0.0015 | 0 | 3.818 | E3GAL | 530.702 | OK | N | 24 | 7 | 18 | 0 | 0 | 0
1191249 | MASSPORT LOGAN AIRPORT |  | AIRPORT RD | FACILITY #1 | BOSTON | MA | 021280000 | 1 HARBORSIDE DR 200S |  | BOSTON | MA | 021282909 | N | STATE | OP3 | MASSACHUSETTS PORT AUTHORITY | 6175685000 | BEnos@massport.com | BRENDA | ENOS | 6175685963 | Benos@massport.com | IAN | CAMPBELL | 6175683508 | ICampbell@massport.com | 63 | GEN #11 - CATERPILLAR 3412DT 750KW BLDG 62 |  | ENGINE | CATERPILLAR | 3412DT | 1991-01-01 | 2011 | 7.59 | 1 | GEN #11 - #2 OIL | DIESEL | 44 | DIESEL | 0.0015 | 0 | 1.4056 | E3GAL | 195.3784 | OK | N | 1 | 1 | 12 | 1 | 1 | 5
1191249 | MASSPORT LOGAN AIRPORT |  | AIRPORT RD | FACILITY #1 | BOSTON | MA | 021280000 | 1 HARBORSIDE DR 200S |  | BOSTON | MA | 021282909 | N | STATE | OP3 | MASSACHUSETTS PORT AUTHORITY | 6175685000 | BEnos@massport.com | BRENDA | ENOS | 6175685963 | Benos@massport.com | IAN | CAMPBELL | 6175683508 | ICampbell@massport.com | 64 | GEN #12 - CATERPILLAR SR4 600KW BLDG 58 |  | ENGINE | CATERPILLAR | SR4 | 1991-01-01 | 2011 | 7.6 | 1 | GEN #12 - #2 OIL | DIESEL | 44 | DIESEL | 0.0015 | 0 | 7.037 | E3GAL | 978.143 | OK | N | 1 | 1 | 12 | 1 | 1 | 5
1191249 | MASSPORT LOGAN AIRPORT |  | AIRPORT RD | FACILITY #1 | BOSTON | MA | 021280000 | 1 HARBORSIDE DR 200S |  | BOSTON | MA | 021282909 | N | STATE | OP3 | MASSACHUSETTS PORT AUTHORITY | 6175685000 | BEnos@massport.com | BRENDA | ENOS | 6175685963 | Benos@massport.com | IAN | CAMPBELL | 6175683508 | ICampbell@massport.com | 65 | GEN #13 - CATERPILLAR 3406B 350KW BIF SUBSTATION |  | ENGINE | CATERPILLAR | 3406B | 1994-01-01 | 2011 | 4.5 | 1 | GEN #13 - #2 OIL | DIESEL | 44 | DIESEL | 0.0015 | 0 | 0.8333 | E3GAL | 115.8287 | OK | N | 1 | 1 | 12 | 1 | 1 | 5
1191249 | MASSPORT LOGAN AIRPORT |  | AIRPORT RD | FACILITY #1 | BOSTON | MA | 021280000 | 1 HARBORSIDE DR 200S |  | BOSTON | MA | 021282909 | N | STATE | OP3 | MASSACHUSETTS PORT AUTHORITY | 6175685000 | BEnos@massport.com | BRENDA | ENOS | 6175685963 | Benos@massport.com | IAN | CAMPBELL | 6175683508 | ICampbell@massport.com | 79 | GEN #26 - CATERPILLAR 3508B 910KW TERMINAL A |  | ENGINE | CATERPILLAR | 3508B | 2005-01-01 | 2011 | 9.3 | 1 | GEN #26- #2OIL | DIESEL | 44 | DIESEL | 0.0015 | 0 | 1.7222 | E3GAL | 239.3858 | OK | N | 1 | 1 | 12 | 1 | 1 | 5
1191249 | MASSPORT LOGAN AIRPORT |  | AIRPORT RD | FACILITY #1 | BOSTON | MA | 021280000 | 1 HARBORSIDE DR 200S |  | BOSTON | MA | 021282909 | N | STATE | OP3 | MASSACHUSETTS PORT AUTHORITY | 6175685000 | BEnos@massport.com | BRENDA | ENOS | 6175685963 | Benos@massport.com | IAN | CAMPBELL | 6175683508 | ICampbell@massport.com | 80 | GEN #15 - CATERPILLAR 3412 500KW ARFF |  | ENGINE | CATERPILLAR | 3412 | 1995-01-01 | 2011 | 6.36 | 1 | GEN #15 - #2 OIL | DIESEL | 44 | DIESEL | 0.0015 | 0 | 1.696 | E3GAL | 235.744 | OK | N | 1 | 1 | 12 | 1 | 1 | 5
1191249 | MASSPORT LOGAN AIRPORT |  | AIRPORT RD | FACILITY #1 | BOSTON | MA | 021280000 | 1 HARBORSIDE DR 200S |  | BOSTON | MA | 021282909 | N | STATE | OP3 | MASSACHUSETTS PORT AUTHORITY | 6175685000 | BEnos@massport.com | BRENDA | ENOS | 6175685963 | Benos@massport.com | IAN | CAMPBELL | 6175683508 | ICampbell@massport.com | 81 | GEN #14 - CATERPILLAR 3508B 910KW TERMINAL A SAT |  | ENGINE | CATERPILLAR | 3508B | 2005-01-01 | 2011 | 9.3 | 1 | GEN #14 - #2 OIL | DIESEL | 44 | DIESEL | 0.0015 | 0 | 1.7911 | E3GAL | 248.9629 | OK | N | 1 | 1 | 12 | 1 | 1 | 5
1191249 | MASSPORT LOGAN AIRPORT |  | AIRPORT RD | FACILITY #1 | BOSTON | MA | 021280000 | 1 HARBORSIDE DR 200S |  | BOSTON | MA | 021282909 | N | STATE | OP3 | MASSACHUSETTS PORT AUTHORITY | 6175685000 | BEnos@massport.com | BRENDA | ENOS | 6175685963 | Benos@massport.com | IAN | CAMPBELL | 6175683508 | ICampbell@massport.com | 88 | GEN #18 - KATOLITE 0350FPX4 350KW MOBILE GENERATOR |  | ENGINE | KATOLITE | 0350FPX4 | 1993-01-01 | 2011 | 4.43 | 1 | GEN #18 - #2 OIL | DIESEL | 44 | DIESEL | 0.0015 | 0 | 0.1969 | E3GAL | 27.3691 | OK | N | 1 | 1 | 12 | 1 | 1 | 5
1191249 | MASSPORT LOGAN AIRPORT |  | AIRPORT RD | FACILITY #1 | BOSTON | MA | 021280000 | 1 HARBORSIDE DR 200S |  | BOSTON | MA | 021282909 | N | STATE | OP3 | MASSACHUSETTS PORT AUTHORITY | 6175685000 | BEnos@massport.com | BRENDA | ENOS | 6175685963 | Benos@massport.com | IAN | CAMPBELL | 6175683508 | ICampbell@massport.com | 99 | GEN #27 - CATERPILLAR 3512B 1500KW CENTRAL GARAGE |  | ENGINE | CATERPILLAR | 3512B | 2003-01-01 | 2011 | 15.2 | 1 | GEN #27 - #2OIL | DIESEL | 44 | DIESEL | 0.0015 | 0 | 2.8148 | E3GAL | 391.2572 | OK | N | 1 | 1 | 12 | 1 | 1 | 5
1191249 | MASSPORT LOGAN AIRPORT |  | AIRPORT RD | FACILITY #1 | BOSTON | MA | 021280000 | 1 HARBORSIDE DR 200S |  | BOSTON | MA | 021282909 | N | STATE | OP3 | MASSACHUSETTS PORT AUTHORITY | 6175685000 | BEnos@massport.com | BRENDA | ENOS | 6175685963 | Benos@massport.com | IAN | CAMPBELL | 6175683508 | ICampbell@massport.com | 100 | GEN #24 - CATERPILLAR 3512B 1360KW CHP 4 |  | ENGINE | CATERPILLAR | 3512B | 2000-01-01 | 2011 | 14.2 | 1 | GEN #24 - #2 OIL | DIESEL | 44 | DIESEL | 0.0015 | 0 | 2.6296 | E3GAL | 365.5144 | OK | N | 1 | 1 | 12 | 1 | 1 | 5
1191249 | MASSPORT LOGAN AIRPORT |  | AIRPORT RD | FACILITY #1 | BOSTON | MA | 021280000 | 1 HARBORSIDE DR 200S |  | BOSTON | MA | 021282909 | N | STATE | OP3 | MASSACHUSETTS PORT AUTHORITY | 6175685000 | BEnos@massport.com | BRENDA | ENOS | 6175685963 | Benos@massport.com | IAN | CAMPBELL | 6175683508 | ICampbell@massport.com | 101 | SNOWMELTERS(2) - (H,I) JOHN DEERE 6068HF ENGINE | 2 | ENGINE | JOHN DEERE | 6068HF | 2005-01-01 | 2011 | 3.56 | 1 | SNOWMELTERS(H,I) - DIESEL ENGINE | DIESEL | 44 | DIESEL | 0.0015 | 0 | 4.849 | E3GAL | 674.011 | OK | N | 24 | 7 | 26 | 0 | 0 | 0
1191249 | MASSPORT LOGAN AIRPORT |  | AIRPORT RD | FACILITY #1 | BOSTON | MA | 021280000 | 1 HARBORSIDE DR 200S |  | BOSTON | MA | 021282909 | N | STATE | OP3 | MASSACHUSETTS PORT AUTHORITY | 6175685000 | BEnos@massport.com | BRENDA | ENOS | 6175685963 | Benos@massport.com | IAN | CAMPBELL | 6175683508 | ICampbell@massport.com | 106 | GEN #30 - CATERPILLAR 3406B 300KW STATE POLICE |  | ENGINE | CATERPILLAR | 3406B | 1997-01-01 | 2011 | 4.5 | 1 | GEN #30 - #2OIL | DIESEL | 44 | DIESEL | 0.0015 | 0 | 0.7667 | E3GAL | 106.5713 | OK | N | 1 | 1 | 10 | 1 | 1 | 5
1191249 | MASSPORT LOGAN AIRPORT |  | AIRPORT RD | FACILITY #1 | BOSTON | MA | 021280000 | 1 HARBORSIDE DR 200S |  | BOSTON | MA | 021282909 | N | STATE | OP3 | MASSACHUSETTS PORT AUTHORITY | 6175685000 | BEnos@massport.com | BRENDA | ENOS | 6175685963 | Benos@massport.com | IAN | CAMPBELL | 6175683508 | ICampbell@massport.com | 112 | SNOWMELTERS(2) - (J,K) JOHN DEERE 6068HF ENGINE | 2 | ENGINE | JOHN DEERE | 6068HF | 2006-01-01 | 2011 | 3.56 | 1 | SM(J,K) - DIESEL ENGINE | DIESEL | 44 | DIESEL | 0.0015 | 0 | 4.693 | E3GAL | 652.327 | OK | N | 24 | 7 | 18 | 0 | 0 | 0
1191249 | MASSPORT LOGAN AIRPORT |  | AIRPORT RD | FACILITY #1 | BOSTON | MA | 021280000 | 1 HARBORSIDE DR 200S |  | BOSTON | MA | 021282909 | N | STATE | OP3 | MASSACHUSETTS PORT AUTHORITY | 6175685000 | BEnos@massport.com | BRENDA | ENOS | 6175685963 | Benos@massport.com | IAN | CAMPBELL | 6175683508 | ICampbell@massport.com | 118 | GEN #25-CATERPILLAR 3516B 1750KW LIGHT VAULT 2 |  | ENGINE | CATERPILLAR | 3516B | 2002-01-01 | 2011 | 15.7 | 1 | GEN #25-DIESEL | DIESEL | 44 | DIESEL | 0.0015 | 0 | 3.14 | E3GAL | 436.46 | OK | N | 1 | 1 | 12 | 1 | 1 | 5
1191249 | MASSPORT LOGAN AIRPORT |  | AIRPORT RD | FACILITY #1 | BOSTON | MA | 021280000 | 1 HARBORSIDE DR 200S |  | BOSTON | MA | 021282909 | N | STATE | OP3 | MASSACHUSETTS PORT AUTHORITY | 6175685000 | BEnos@massport.com | BRENDA | ENOS | 6175685963 | Benos@massport.com | IAN | CAMPBELL | 6175683508 | ICampbell@massport.com | 119 | GEN #28-CUMMINS 350DFEG 350KW LVS |  | ENGINE | CUMMINS | 350DFEG | 2008-02-06 | 2011 | 3.4 | 1 | GEN #28 - DIESEL | DIESEL | 44 | DIESEL | 0.0015 | 0 | 0.6296 | E3GAL | 87.5144 | OK | N | 1 | 1 | 12 | 1 | 1 | 5
1191249 | MASSPORT LOGAN AIRPORT |  | AIRPORT RD | FACILITY #1 | BOSTON | MA | 021280000 | 1 HARBORSIDE DR 200S |  | BOSTON | MA | 021282909 | N | STATE | OP3 | MASSACHUSETTS PORT AUTHORITY | 6175685000 | BEnos@massport.com | BRENDA | ENOS | 6175685963 | Benos@massport.com | IAN | CAMPBELL | 6175683508 | ICampbell@massport.com | 120 | GEN #29-CUMMINS 1000DQFAD 1000KW LOC IT |  | ENGINE | CUMMINS | 1000DQFAD | 2008-03-18 | 2011 | 10.1 | 1 | GEN #29 - DIESEL | DIESEL | 44 | DIESEL | 0.0015 | 0 | 1.9452 | E3GAL | 270.3828 | OK | N | 1 | 1 | 12 | 1 | 1 | 5
1191249 | MASSPORT LOGAN AIRPORT |  | AIRPORT RD | FACILITY #1 | BOSTON | MA | 021280000 | 1 HARBORSIDE DR 200S |  | BOSTON | MA | 021282909 | N | STATE | OP3 | MASSACHUSETTS PORT AUTHORITY | 6175685000 | BEnos@massport.com | BRENDA | ENOS | 6175685963 | Benos@massport.com | IAN | CAMPBELL | 6175683508 | ICampbell@massport.com | 125 | GEN #2-WAUKESHA L5790DSIU 1000KW CHP 2 |  | ENGINE | WAUKESHA | L5790DSIU | 1970-01-01 | 2011 | 12.1 | 1 | GEN #2-DIESEL | DIESEL | 44 | DIESEL | 0.0015 | 0 | 2.2407 | E3GAL | 311.4573 | OK | N | 1 | 1 | 12 | 1 | 1 | 5
1191249 | MASSPORT LOGAN AIRPORT |  | AIRPORT RD | FACILITY #1 | BOSTON | MA | 021280000 | 1 HARBORSIDE DR 200S |  | BOSTON | MA | 021282909 | N | STATE | OP3 | MASSACHUSETTS PORT AUTHORITY | 6175685000 | BEnos@massport.com | BRENDA | ENOS | 6175685963 | Benos@massport.com | IAN | CAMPBELL | 6175683508 | ICampbell@massport.com | 130 | GEN #32 - ECONOMY PARKING GARAGE CUMMINS 300DQHAB |  | ENGINE | CUMMINS | 300DQHAB | 2010-12-31 | 2011 | 3.42 | 1 | ULSD | DIESEL | 44 | DIESEL | 0.0015 | 0 | 0 | E3GAL | 0 | OK | N | 1 | 1 | 52 | 1 | 1 | 22
1191249 | MASSPORT LOGAN AIRPORT |  | AIRPORT RD | FACILITY #1 | BOSTON | MA | 021280000 | 1 HARBORSIDE DR 200S |  | BOSTON | MA | 021282909 | N | STATE | OP3 | MASSACHUSETTS PORT AUTHORITY | 6175685000 | BEnos@massport.com | BRENDA | ENOS | 6175685963 | Benos@massport.com | IAN | CAMPBELL | 6175683508 | ICampbell@massport.com | 131 | GEN #31 - PRESCOTT ST PUMP STATION |  | ENGINE | CUMMINS | 1500DQGAB | 2009-10-29 | 2011 | 14.8 | 1 | ULSD | DIESEL | 44 | DIESEL | 0.0015 | 0 | 17.9793 | E3GAL | 2499.1227 | OK | N | 1 | 1 | 52 | 1 | 1 | 22
1191249 | MASSPORT LOGAN AIRPORT |  | AIRPORT RD | FACILITY #1 | BOSTON | MA | 021280000 | 1 HARBORSIDE DR 200S |  | BOSTON | MA | 021282909 | N | STATE | OP3 | MASSACHUSETTS PORT AUTHORITY | 6175685000 | BEnos@massport.com | BRENDA | ENOS | 6175685963 | Benos@massport.com | IAN | CAMPBELL | 6175683508 | ICampbell@massport.com | 133 | SNOWMELTERS(2) - (M,N) JOHN DEERE 4024 | 2 | ENGINE | JOHN DEERE | 4024 | 2010-12-26 | 2011 | 1.08 | 1 | SM(M,N) - DIESEL ENGINE | DIESEL | 44 | DIESEL | 0.0015 | 0 | 0.812 | E3GAL | 112.868 | OK | N | 24 | 7 | 18 | 0 | 0 | 0
1191263 | AT&T CAMBRIDGE |  | 250 BENT ST |  | CAMBRIDGE | MA | 021410000 | 2600 CAMINO RAMON | ROOM 3E450Z | SAN RAMON | CA | 945830000 | N | PRIVATE | SM79-R | ATT CORP | 9259610291 | bw2989@att.com | BARBARA | WALDEN | 9259610291 | bw2989@att.com | BARBARA | WALDEN | 9259610291 | bw2989@att.com | 1 | GENERATOR 1-GENERAL MOTORS 20-645E4 #2 OIL-0.3S |  | ENGINE | GM | 20-645E4 | 1978-06-01 | 2011 | 21 | 1 | GENERATOR #1-GENERAL MOTORS 20-645E4 #2 OIL-0.3S | DIESEL | 44 | DIESEL | 0.0015 | 0 | 2.294 | E3GAL | 318.866 | OK | N | 1 | 1 | 25 | 1 | 1 | 20
1191263 | AT&T CAMBRIDGE |  | 250 BENT ST |  | CAMBRIDGE | MA | 021410000 | 2600 CAMINO RAMON | ROOM 3E450Z | SAN RAMON | CA | 945830000 | N | PRIVATE | SM79-R | ATT CORP | 9259610291 | bw2989@att.com | BARBARA | WALDEN | 9259610291 | bw2989@att.com | BARBARA | WALDEN | 9259610291 | bw2989@att.com | 3 | GENERATOR 2 - CATERPILLAR MODEL # 3516 |  | ENGINE | CATERPILLAR | 3516 | 2009-06-03 | 2011 | 21 | 1 | DIESEL | DIESEL | 44 | DIESEL | 0.0015 | 0 | 1.799 | E3GAL | 250.061 | OK | N | 1 | 1 | 29 | 1 | 1 | 17
1191265 | AT&T FRAMINGHAM |  | 825 WAVERLY ST |  | FRAMINGHAM | MA | 017010000 | 2600 CAMINO RAMON | ROOM 3E450Z | SAN RAMON | CA | 945830000 | N | PRIVATE | SM79-R | ATT FRAMINGHAM | 9259610291 | bw2989@att.com | BARBARA | WALDEN | 9259610291 | bw2989@att.com | BARBARA | WALDEN | 9259610291 | bw2989@att.com | 1 | GENERATOR #1-TURBINE POWER SYS K520460-L1 |  | ENGINE | ALLISON TURBINE | K520460-L1 | 1988-02-29 | 2011 | 36.6 | 1 | GENERATOR #1-TURBINE POWER SYSTEMS KEROSENE | DIESEL | 44 | DIESEL | 0.0015 | 0 | 446.32 | E6BTU | 446.32 | OK | N | 1 | 1 | 23 | 1 | 1 | 5
1191268 | MBTA EVERETT SHOPS |  | 80 BROADWAY |  | EVERETT | MA | 021490000 | 10 PARK PLAZA | ROOM 6720 | BOSTON | MA | 021160000 | Y | STATE | NM99 | MASS BAY TRANSPORATION AUTHORITY | 6172223123 | tdaly@mbta.com | JANIS | KEARNEY | 6172221592 | jkearney@mbta.com | TOM | DALY | 6172223123 | tdaly@mbta.com | 8 | ALL INTERNAL COMBUSTION UNITS |  | ENGINE | CONSOLIDATED POWER | 100D8T | 1984-01-01 | 2010 | 1 | 1 | EMER GEN 1-WHITE ENGINES 100KW NO.2 OIL 0.3 PCT. S | DIESEL | 44 | DIESEL | 0.3 | 0 | 0.01 | E3GAL | 1.39 | OK | N | 1 | 1 | 26 | 1 | 1 | 5
1191269 | TEXTRON SYSTEMS CORPORATION |  | 201 LOWELL ST |  | WILMINGTON | MA | 018870000 | 201 LOWELL ST |  | WILMINGTON | MA | 018870000 | N | PRIVATE | SM79-7 | AVCO CORPORATION | 9786571702 | droy@systems.textron.com | SUE ANN | SCHWEITZER | 9786572420 | sschweit@systems.textron.com | KENDRA | SHEA | 9786571335 | kshea@systems.textron.com | 67 | HELLADS GENERATOR |  | ENGINE | CATERPILLAR | XQ2000 | 2009-03-28 | 2010 | 17.92 | 1 | ULTRA LOW SULFUR DIESEL | DIESEL | 44 | DIESEL | 0.0015 | 0 | 30.461 | E3GAL | 4234.079 | OK | N | 8 | 5 | 52 | 8 | 5 | 20
1191296 | KIDDE FENWAL INCORPORATED |  | 400 MAIN ST |  | ASHLAND | MA | 017210000 | 400 MAIN STREET |  | ASHLAND | MA | 017210000 | N | PRIVATE | SM50 | KIDDE FENWAL INC | 5088812000 | JOHN.VERNON@KIDDE-FENWAL.COM | BRAD | LEWIS | 5082312755 | BRAD.LEWIS@KIDDE-FENWAL.COM | SHAWN | MENARD | 5088812000X2510 | SHAWN.MENARD@KIDDE-FENWAL.COM | 62 | EMERGENCY GENERATOR CATERPILLAR 3208 |  | ENGINE | CATERPILLAR | 3208 | 1990-01-01 | 2009 | 0.6255 | 1 | DIESEL | DIESEL | 44 | DIESEL | 0.005 |  | 0.0914 | E3GAL | 12.7046 | OK | N | 1 | 1 | 52 | 1 | 1 | 22
1191309 | BOSTON SCIENTIFIC CORPORATION |  | 1 BOSTON SCIENTIFIC PL |  | NATICK | MA | 017601537 | BOSTON SCIENTIFIC ATTN: ROY BARKER | 1 BOSTON SCIENTIFIC PLACE | NATICK | MA | 017600000 | N | PRIVATE | SM25 | BOSTON SCIENTIFIC CORPORATION | 5086508362 | MorrisP@bsci.com | PAUL | MORRIS | 5086508362 | MorrisP@bsci.com | MARGO | JAY | 8008255343 | mjay@eheinc.com | 6 | GENERATOR #2-ONAN 2500DVG-17R-2877B ULSD |  | ENGINE | ONAN | 2500 DVG-17R-2877B | 1984-01-01 | 2011 | 2.63 | 1 | EMER GEN #2- ONAN 2500DVG ULSD | DIESEL | 44 | DIESEL | 0.0015 | 0 | 0.1512 | E3GAL | 21.0168 | OK | N | 1 | 1 | 26 | 1 | 1 | 11
1191309 | BOSTON SCIENTIFIC CORPORATION |  | 1 BOSTON SCIENTIFIC PL |  | NATICK | MA | 017601537 | BOSTON SCIENTIFIC ATTN: ROY BARKER | 1 BOSTON SCIENTIFIC PLACE | NATICK | MA | 017600000 | N | PRIVATE | SM25 | BOSTON SCIENTIFIC CORPORATION | 5086508362 | MorrisP@bsci.com | PAUL | MORRIS | 5086508362 | MorrisP@bsci.com | MARGO | JAY | 8008255343 | mjay@eheinc.com | 7 | GENERATOR #3-CATERPILLAR #3412 DITA ULSD |  | ENGINE | CATERPILLAR | SR4B 3412 DITA | 2000-11-01 | 2011 | 6.22 | 1 | EMER GEN #3-CAT #3412 DITA ULSD | DIESEL | 44 | DIESEL | 0.0015 | 0 | 0.3559 | E3GAL | 49.4701 | OK | N | 1 | 1 | 26 | 1 | 1 | 11
1191309 | BOSTON SCIENTIFIC CORPORATION |  | 1 BOSTON SCIENTIFIC PL |  | NATICK | MA | 017601537 | BOSTON SCIENTIFIC ATTN: ROY BARKER | 1 BOSTON SCIENTIFIC PLACE | NATICK | MA | 017600000 | N | PRIVATE | SM25 | BOSTON SCIENTIFIC CORPORATION | 5086508362 | MorrisP@bsci.com | PAUL | MORRIS | 5086508362 | MorrisP@bsci.com | MARGO | JAY | 8008255343 | mjay@eheinc.com | 12 | EMER GEN #4-CUMMINS #200DQKC ULSD |  | ENGINE | CUMMINS | 200DKQC | 2005-03-01 | 2011 | 19.8 | 1 | EMER GEN #4-CUMMINS #200DQKC ULSD | DIESEL | 44 | DIESEL | 0.0015 | 0 | 0.984 | E3GAL | 136.776 | OK | N | 1 | 1 | 26 | 1 | 1 | 11
1191309 | BOSTON SCIENTIFIC CORPORATION |  | 1 BOSTON SCIENTIFIC PL |  | NATICK | MA | 017601537 | BOSTON SCIENTIFIC ATTN: ROY BARKER | 1 BOSTON SCIENTIFIC PLACE | NATICK | MA | 017600000 | N | PRIVATE | SM25 | BOSTON SCIENTIFIC CORPORATION | 5086508362 | MorrisP@bsci.com | PAUL | MORRIS | 5086508362 | MorrisP@bsci.com | MARGO | JAY | 8008255343 | mjay@eheinc.com | 15 | CUMMINS EMERGENCY GENERATOR |  | ENGINE | CUMMINS | QSX15-G9NR2 DFEH | 2011-09-13 | 2011 | 5.026 | 1 | ULTRA LOW SULFUR DIESEL | DIESEL | 44 | DIESEL | 0.0015 | 0 | 0.1386 | E3GAL | 19.2654 | OK | N | 1 | 1 | 8 | 2 | 1 | 2
1191318 | WALBAR INC | FKA TURBINE COMPONENT SERVICES | 8 FIFTH ST |  | PEABODY | MA | 019600000 | PO BOX 3369 |  | PEABODY | MA | 019613369 | N | PRIVATE | NM25 | GOODRICH CORPORATION | 7044237000 | kevin.murphy@goodrich.com | MICHAEL | STEWART | 9879776708 | michael.stewart@goodrich.com | STEPHEN | MAHONEY | 9789776758 | stephen.mahoney@goodrich.com | 8 | EMERGENCY GENERATOR 100 KW DIESEL |  | ENGINE | CUMMINS | 100DGBL30761A | 2000-04-11 | 2009 | 1 | 1 | DIESEL | DIESEL | 44 | DIESEL | 0.05 | 0 | 0.064 | E3GAL | 8.896 | OK | N | 1 | 1 | 50 | 1 | 1 | 22
1191331 | TANNERY II |  | 18 CROWNINSHIELD ST |  | PEABODY | MA | 019600000 | 18 CROWNINSHIELD ST |  | PEABODY | MA | 019600000 | N | PRIVATE | NM25 | TANNERY II | 9785324800 | fquirk@crowninshield.com | FRANK | QUIRK | 7815260226 | fquirk@crowninshield.com | FRANK | QUIRK | 9785324800 | fquirk@crowninshield.com | 2 | EMER GEN #1 - KOHLER 75 KW - #2 OIL |  | ENGINE | KOHLER | 100 HP | 2001-01-15 | 2005 | 0.3 | 1 | #2 OFF ROAD DIESEL | DIESEL | 44 | DIESEL | 0.05 |  | 0.025 | E3GAL | 3.475 | OK | N | 1 | 1 | 13 | 1 | 1 | 5
1191356 | BOSE CORPORATION |  | 1 NEW YORK AVE |  | FRAMINGHAM | MA | 017019168 | THE MOUNTAIN ROAD |  | FRAMINGHAM | MA | 017019168 | N | PRIVATE | NM25 | BOSE CORP | 5088797330 | jack_bailey@bose.com | JACK | BAILEY | 5087667555 | jack_bailey@bose.com | SHEREE | GAUS | 5087667445 | SHEREE_GAUS@BOSE.COM | 2 | GENERATOR #2-EMERGENCY STANDBY DIESEL OIL |  | ENGINE | SUPERIOR | UNKNOWN | 1985-01-01 | 2009 | 0.74 | 1 | GENERATOR-EMERGENCY STANDBY #250DVG DIESEL OIL | DIESEL | 44 | DIESEL | 0.05 | 0 | 0.0473 | E3GAL | 6.5747 | OK | N | 1 | 1 | 52 | 1 | 1 | 22
1191356 | BOSE CORPORATION |  | 1 NEW YORK AVE |  | FRAMINGHAM | MA | 017019168 | THE MOUNTAIN ROAD |  | FRAMINGHAM | MA | 017019168 | N | PRIVATE | NM25 | BOSE CORP | 5088797330 | jack_bailey@bose.com | JACK | BAILEY | 5087667555 | jack_bailey@bose.com | SHEREE | GAUS | 5087667445 | SHEREE_GAUS@BOSE.COM | 7 | GENERATOR #1-CATERPILLAR #3406TA DIESEL |  | ENGINE | CATERPILLAR | 3406TA | 2002-10-18 | 2009 | 2.59 | 1 | GENERATOR #1-CATERPILLAR #3406TA DIESEL | DIESEL | 44 | DIESEL | 0.05 | 0 | 0.1657 | E3GAL | 23.0323 | OK | N | 1 | 1 | 52 | 1 | 1 | 22
1191404 | MBTA SOUTH BAY MAINTENANCE |  | 275 DORCESTER AVE |  | BOSTON | MA | 021270000 | 21 ARLINGTON AVE. | BUILDING #2 | BOSTON | MA | 021290000 | Y | STATE | NM99 | MBTA | 6172221592 | JKearney@MBTA.com | JANIS | KEARNEY | 6172221592 | JKearney@mbta.com | JANIS | KEARNEY | 6172221592 | JKearney@mbta.com | 15 | EG-1 RAIL SHOP |  | ENGINE | KRAFT | K158 | 2005-01-01 | 2009 | 0.85 | 1 | ULSD DIESEL | DIESEL | 44 | DIESEL | 0.0015 | 0 | 0.022 | E3GAL | 3.058 | OK | N | 1 | 1 | 52 | 1 | 1 | 22
1191404 | MBTA SOUTH BAY MAINTENANCE |  | 275 DORCESTER AVE |  | BOSTON | MA | 021270000 | 21 ARLINGTON AVE. | BUILDING #2 | BOSTON | MA | 021290000 | Y | STATE | NM99 | MBTA | 6172221592 | JKearney@MBTA.com | JANIS | KEARNEY | 6172221592 | JKearney@mbta.com | JANIS | KEARNEY | 6172221592 | JKearney@mbta.com | 16 | EG-2 BUS GARAGE PENTHOUSE |  | ENGINE | KOHLER | 500REOZV | 2004-01-01 | 2009 | 0.47 | 1 | ULSD DIESEL | DIESEL | 44 | DIESEL | 0.0015 | 0 | 0.013 | E3GAL | 1.807 | OK | N | 1 | 1 | 52 | 1 | 1 | 22
1191404 | MBTA SOUTH BAY MAINTENANCE |  | 275 DORCESTER AVE |  | BOSTON | MA | 021270000 | 21 ARLINGTON AVE. | BUILDING #2 | BOSTON | MA | 021290000 | Y | STATE | NM99 | MBTA | 6172221592 | JKearney@MBTA.com | JANIS | KEARNEY | 6172221592 | JKearney@mbta.com | JANIS | KEARNEY | 6172221592 | JKearney@mbta.com | 19 | EG-3 (WATER TREATMENT PLANT) |  | ENGINE | CATERPILLAR | D50-4 | 2007-01-01 | 2009 | 0.5 | 1 | ULSD DIESEL | DIESEL | 44 | DIESEL | 0.0015 | 0 | 0.011 | E3GAL | 1.529 | OK | N | 1 | 1 | 52 | 1 | 1 | 22
1191405 | GENZYME CORPORATION |  | 500 SOLDIERS FIELD RD |  | BOSTON | MA | 021340000 | 500 SOLDIERS FIELD RD |  | BOSTON | MA | 021340000 | N | PRIVATE | NM99 | GENZYME CORP | 6175624500 | Henry.Fitzgerald@genzyme.com | WILLIAM | BENSON | 6175624957 | William.Benson@genzyme.com | JESSE | GAWRYS | 6175624500 | jesse.gawrys@genzyme.com | 1 | EMERGENCY GENERATOR |  | ENGINE | CATERPILLAR | 3512 DI TA | 1993-06-01 | 2009 | 12.7 | 1 | DIESEL FUEL | DIESEL | 44 | DIESEL | 0.0015 | 0 | 0.437 | E3GAL | 60.743 | OK | N | 1 | 1 | 52 | 1 | 1 | 22
1191422 | HAEMONETICS CORPORATION |  | 400 WOOD RD |  | BRAINTREE | MA | 021840000 | 400 WOOD RD |  | BRAINTREE | MA | 021840000 | N | PRIVATE | SM50 | HAEMONETICS CORP | 7818487100 | mcampbell@haemonetics.com | SANDRA | JESSE | 7813569253 | Sandra.jesse@haemonetics.com | MITCHELL | CAMPBELL | 7813569676 | mcampbell@haemonetics.com | 3 | CUMMINS DIESEL FIRE PUMP ENGINE |  | ENGINE | CUMMINS | N-855-F | 1970-07-13 | 2011 | 1.6227 | 1 | DIESEL FUEL OIL | DIESEL | 44 | DIESEL | 0.0015 | 0 | 0.0468 | E3GAL | 6.5052 | OK | N | 1 | 1 | 4 | 1 | 1 | 4
1191435 | BOSTON SHIP REPAIR LLC | FKA ATLANTIC MARINE | 32A DRYDOCK AVE |  | BOSTON | MA | 022100000 | 32A DRYDOCK AVE |  | BOSTON | MA | 022100000 | N | PRIVATE | OP3 | ATLANTIC MARINE BOSTON LLC | 6173305045X323 | Esnyder@northeastship.com | EDWARD | SNYDER | 6173305045 | ESNYDER@NORTHEASTSHIP.COM | TIMOTHY | REARDON | 6173305045X329 | TREARDON@NORTHEASTSHIP.COM | 2 | CATERPILLAR MODEL 3512B GENERATOR 13.2 MMBTU/HR |  | ENGINE | CATERPILLAR | 3512B | 1999-08-13 | 2011 | 13.2 | 1 | ULSD | DIESEL | 44 | DIESEL | 0 | 0 | 5.376 | E3GAL | 747.264 | OK | N | 24 | 1 | 12 | 24 | 1 | 4
1191435 | BOSTON SHIP REPAIR LLC | FKA ATLANTIC MARINE | 32A DRYDOCK AVE |  | BOSTON | MA | 022100000 | 32A DRYDOCK AVE |  | BOSTON | MA | 022100000 | N | PRIVATE | OP3 | ATLANTIC MARINE BOSTON LLC | 6173305045X323 | Esnyder@northeastship.com | EDWARD | SNYDER | 6173305045 | ESNYDER@NORTHEASTSHIP.COM | TIMOTHY | REARDON | 6173305045X329 | TREARDON@NORTHEASTSHIP.COM | 4 | CATERPILLAR MODEL 3306 GENERATOR 2.42 MMBTU/HR |  | ENGINE | CATERPILLAR | 3306 | 2006-03-03 | 2011 | 2.42 | 1 | ULSD | DIESEL | 44 | DIESEL | 0 | 0 | 15.412 | E3GAL | 2142.268 | OK | N | 24 | 7 | 40 | 24 | 7 | 16
1191449 | RAYTHEON COMPANY - TEWKSBURY |  | 50 APPLEHILL DR |  | TEWKSBURY | MA | 018760000 | 50 APPLE HILL DRIVE |  | TEWKSBURY | MA | 018760901 | N | PRIVATE | SM25 | RAYTHEON COMPANY, INTEGRATED DEFENSE SYSTEMS | 9788585000 | Robert_H_Demer@raytheon.com | ROBERT | DEMER | 9788585266 | Robert_H_Demer@raytheon.com | BRIAN | BALUKONIS | 9788589062 | Brian_J_Balukonis@raytheon.com | 5 | AST3 - EMERGENCY GENERATOR - CONCORD BUILDING |  | ENGINE | CATERPILLAR | 3406 | 2000-08-18 | 2009 | 3.84 | 1 | PS T-3 EMER GEN-CATERPILLAR 3406 #2 OIL | DIESEL | 44 | DIESEL | 0.0015 | 0 | 0.277 | E3GAL | 38.503 | OK | N | 1 | 1 | 52 | 1 | 1 | 22
1191449 | RAYTHEON COMPANY - TEWKSBURY |  | 50 APPLEHILL DR |  | TEWKSBURY | MA | 018760000 | 50 APPLE HILL DRIVE |  | TEWKSBURY | MA | 018760901 | N | PRIVATE | SM25 | RAYTHEON COMPANY, INTEGRATED DEFENSE SYSTEMS | 9788585000 | Robert_H_Demer@raytheon.com | ROBERT | DEMER | 9788585266 | Robert_H_Demer@raytheon.com | BRIAN | BALUKONIS | 9788589062 | Brian_J_Balukonis@raytheon.com | 6 | AST2 - EMERGENCY GENERATOR - CONCORD BUILDING |  | ENGINE | CATERPILLAR | 3412 | 2003-02-01 | 2009 | 5.82 | 1 | GENERATOR #4-CATERPILLAR #3412 DIESEL | DIESEL | 44 | DIESEL | 0.0015 | 0 | 0.42 | E3GAL | 58.38 | OK | N | 1 | 1 | 52 | 1 | 1 | 22
1191449 | RAYTHEON COMPANY - TEWKSBURY |  | 50 APPLEHILL DR |  | TEWKSBURY | MA | 018760000 | 50 APPLE HILL DRIVE |  | TEWKSBURY | MA | 018760901 | N | PRIVATE | SM25 | RAYTHEON COMPANY, INTEGRATED DEFENSE SYSTEMS | 9788585000 | Robert_H_Demer@raytheon.com | ROBERT | DEMER | 9788585266 | Robert_H_Demer@raytheon.com | BRIAN | BALUKONIS | 9788589062 | Brian_J_Balukonis@raytheon.com | 8 | AST4 - EMERGENCY GENERATOR - SUDBURY BUILDING |  | ENGINE | CATERPILLAR | 3406 | 2002-08-01 | 2009 | 3.31 | 1 | GENERATOR #5-CATERPILLAR #3406 DIESEL | DIESEL | 44 | DIESEL | 0.0015 | 0 | 0.2392 | E3GAL | 33.2488 | OK | N | 1 | 1 | 52 | 1 | 1 | 22
1191449 | RAYTHEON COMPANY - TEWKSBURY |  | 50 APPLEHILL DR |  | TEWKSBURY | MA | 018760000 | 50 APPLE HILL DRIVE |  | TEWKSBURY | MA | 018760901 | N | PRIVATE | SM25 | RAYTHEON COMPANY, INTEGRATED DEFENSE SYSTEMS | 9788585000 | Robert_H_Demer@raytheon.com | ROBERT | DEMER | 9788585266 | Robert_H_Demer@raytheon.com | BRIAN | BALUKONIS | 9788589062 | Brian_J_Balukonis@raytheon.com | 14 | AST1 - EMERGENCY GENERATOR - CONCORD BUILDING |  | ENGINE | CATERPILLAR | 3406C | 2005-12-01 | 2009 | 3.82 | 1 | DIESEL FUEL | DIESEL | 44 | DIESEL | 0.0015 | 0 | 0.275 | E3GAL | 38.225 | OK | N | 1 | 1 | 52 | 1 | 1 | 22
1191449 | RAYTHEON COMPANY - TEWKSBURY |  | 50 APPLEHILL DR |  | TEWKSBURY | MA | 018760000 | 50 APPLE HILL DRIVE |  | TEWKSBURY | MA | 018760901 | N | PRIVATE | SM25 | RAYTHEON COMPANY, INTEGRATED DEFENSE SYSTEMS | 9788585000 | Robert_H_Demer@raytheon.com | ROBERT | DEMER | 9788585266 | Robert_H_Demer@raytheon.com | BRIAN | BALUKONIS | 9788589062 | Brian_J_Balukonis@raytheon.com | 15 | AST5 - EMERGENCY GENERATOR - ASSABET BUILDING |  | ENGINE | CATERPILLAR | 3406C | 2005-03-01 | 2009 | 3.82 | 1 | DIESEL FUEL | DIESEL | 44 | DIESEL | 0.0015 | 0 | 0.2754 | E3GAL | 38.2806 | OK | N | 1 | 1 | 52 | 1 | 1 | 22
1191449 | RAYTHEON COMPANY - TEWKSBURY |  | 50 APPLEHILL DR |  | TEWKSBURY | MA | 018760000 | 50 APPLE HILL DRIVE |  | TEWKSBURY | MA | 018760901 | N | PRIVATE | SM25 | RAYTHEON COMPANY, INTEGRATED DEFENSE SYSTEMS | 9788585000 | Robert_H_Demer@raytheon.com | ROBERT | DEMER | 9788585266 | Robert_H_Demer@raytheon.com | BRIAN | BALUKONIS | 9788589062 | Brian_J_Balukonis@raytheon.com | 16 | AST6 - EMERGENCY GENERATOR - ASSABET BUILDING |  | ENGINE | CATERPILLAR | C15 | 2009-08-08 | 2009 | 4.59 | 1 | DIESEL FUEL | DIESEL | 44 | DIESEL | 0.0015 |  | 0.145 | E3GAL | 20.155 | OK | N | 1 | 1 | 52 | 1 | 1 | 6
1191481 | WESTIN HOTEL COPLEY |  | 10 HUNTINGTON AVE |  | BOSTON | MA | 021160000 | 10 HUNTINGTON AVE |  | BOSTON | MA | 021160000 | N | PRIVATE | NM50 | WESTIN COPLEY PLACE HOTEL | 6172626172 | michael.jorgenson@westin.com | JEFFREY | HANULEC | 6174247431 | jeff.hanulec@westin.com | JEFF | HANULEC | 6174247431 | jeff.hanulec@westin.com | 3 | GENERATOR #1-CONSOLIDATED POWER INC 1000 DIT |  | ENGINE | CATERPILLAR | 91637305 | 1983-07-20 | 2010 | 1 | 1 | #2 OIL | DIESEL | 44 | DIESEL | 0.5 | 0.2 | 0 | E3GAL | 0 | OK | N | 1 | 1 | 52 | 1 | 1 | 20
1191485 | HARVARD UNIVERSITY | FKA RADCLIFFE COLLEGE NORTH YARD | 46 LINNEAN ST |  | CAMBRIDGE | MA | 021390000 | 46 BLACKSTONE STREET |  | CAMBRIDGE | MA | 021390000 | N | PRIVATE | SM50 | UPPER QUAD RADCLIFFE CAMPUS | 6174952060 | GORDON_REYNOLDS@HARVARD.EDU | GORDON | REYNOLDS | 6174952060 | GORDON_REYNOLDS@HARVARD.EDU | MOHAMED | OMAR | 6174952060 | mohamed_omar@harvard.edu | 7 | EMERGENCY GENERATORS < 3 MMBTU/HR USING NO. 2 OIL | 4 | ENGINE | ONAN | ONAN | 1986-01-01 | 2010 | 2.1 | 1 | NO. 2 OIL ULSD | DIESEL | 44 | DIESEL | 0.0015 | 0 | 0.174 | E3GAL | 24.186 | OK | N | 4 | 1 | 11 | 4 | 1 | 5
1191492 | HARVARD LONGWOOD CAMPUS |  | 200 LONGWOOD AVE |  | BOSTON | MA | 021150000 | 46 BLACKSTONE STREET |  | CAMBRIDGE | MA | 021380000 | N | PRIVATE | SM79-7 | HARVARD MEDICAL SCHOOL | 6174324321 | mary_corrigan@harvard.edu | GORDON | REYNOLDS | 6174961359 | gordon_reynolds@harvard.edu | MOHAMED | OMAR | 6173845019 | mohamed_omar@harvard.edu | 3 | 16 EMER GEN < 10 MM BTU/HR - NG AND OIL | 3 | ENGINE | 3 EMERGENCY GENERATORS | 3 EMERGENCY GENERATORS | 1986-01-01 | 2009 | 6.2 | 2 | 13 EMER GEN - < 10 MM BTU/HR - #2 OIL 0.0015 S | DIESEL | 44 | DIESEL | 0.0015 | 0 | 3.56 | E3GAL | 494.84 | OK | N | 1 | 1 | 1 | 1 | 1 | 1
1191492 | HARVARD LONGWOOD CAMPUS |  | 200 LONGWOOD AVE |  | BOSTON | MA | 021150000 | 46 BLACKSTONE STREET |  | CAMBRIDGE | MA | 021380000 | N | PRIVATE | SM79-7 | HARVARD MEDICAL SCHOOL | 6174324321 | mary_corrigan@harvard.edu | GORDON | REYNOLDS | 6174961359 | gordon_reynolds@harvard.edu | MOHAMED | OMAR | 6173845019 | mohamed_omar@harvard.edu | 4 | HIM EMERGENCY GENERATOR | 3 | ENGINE | CATERPILLAR | 3512 | 1995-05-01 | 2009 | 12.56 | 1 | HIM EMERGENCY GENERATOR 0.0015 S | DIESEL | 44 | DIESEL | 0.0015 | 0 | 0.7 | E3GAL | 97.3 | OK | N | 1 | 1 | 1 | 1 | 1 | 1
1191492 | HARVARD LONGWOOD CAMPUS |  | 200 LONGWOOD AVE |  | BOSTON | MA | 021150000 | 46 BLACKSTONE STREET |  | CAMBRIDGE | MA | 021380000 | N | PRIVATE | SM79-7 | HARVARD MEDICAL SCHOOL | 6174324321 | mary_corrigan@harvard.edu | GORDON | REYNOLDS | 6174961359 | gordon_reynolds@harvard.edu | MOHAMED | OMAR | 6173845019 | mohamed_omar@harvard.edu | 8 | NRB, TWO EMERGENCY GENERATORS |  | ENGINE | CATERPILLAR | 3512 | 2002-12-20 | 2009 | 30.1 | 1 | ULTRA LOW SULFUR OIL | DIESEL | 44 | DIESEL | 0.0015 | 0.1 | 5.32 | E3GAL | 739.48 | OK | N | 1 | 1 | 1 | 1 | 1 | 1
1191515 | ONE FEDERAL STREET BUILDING |  | 1 FEDERAL ST |  | BOSTON | MA | 021100000 | ONE FEDERAL ST |  | BOSTON | MA | 021100000 | N | PRIVATE | SM25 | ONE FEDERAL LP (MANAGED BY TISHMAN SPEYER) | 6174829338 | jrogers@tishmanspeyer.com | BRIAN | CHAISSON | 6175320830 | BChaisso@TishmanSpeyer.com | JOHN | ROGERS | 6174829338 | jrogers@tishmanspeyer.com | 1 | CATERPILLAR 3508B GENERATOR 300HRS RESTRICTION |  | ENGINE | CATERPILLAR | 3508B | 2002-09-13 | 2010 | 9.128 | 1 | NO.2 FUEL OIL | DIESEL | 44 | DIESEL | 0.05 | 0 | 0.1956 | E3GAL | 27.1884 | OK | N | 1 | 1 | 12 | 1 | 1 | 5
1191515 | ONE FEDERAL STREET BUILDING |  | 1 FEDERAL ST |  | BOSTON | MA | 021100000 | ONE FEDERAL ST |  | BOSTON | MA | 021100000 | N | PRIVATE | SM25 | ONE FEDERAL LP (MANAGED BY TISHMAN SPEYER) | 6174829338 | jrogers@tishmanspeyer.com | BRIAN | CHAISSON | 6175320830 | BChaisso@TishmanSpeyer.com | JOHN | ROGERS | 6174829338 | jrogers@tishmanspeyer.com | 2 | CATERPILLAR 3512B GENERATOR 300 HRS RESTRICTION |  | ENGINE | CATERPILLAR | 3512B | 1997-06-25 | 2010 | 15.2 | 1 | NO. 2 FUEL OIL | DIESEL | 44 | DIESEL | 0.05 | 0 | 1.3518 | E3GAL | 187.9002 | OK | N | 1 | 1 | 14 | 1 | 1 | 5
1191515 | ONE FEDERAL STREET BUILDING |  | 1 FEDERAL ST |  | BOSTON | MA | 021100000 | ONE FEDERAL ST |  | BOSTON | MA | 021100000 | N | PRIVATE | SM25 | ONE FEDERAL LP (MANAGED BY TISHMAN SPEYER) | 6174829338 | jrogers@tishmanspeyer.com | BRIAN | CHAISSON | 6175320830 | BChaisso@TishmanSpeyer.com | JOHN | ROGERS | 6174829338 | jrogers@tishmanspeyer.com | 3 | WAUKESHA 5790DSU GENERATOR 300 HRS RESTRICTION |  | ENGINE | WAUKESHA 5790DSU | VHP5900DS | 1975-01-01 | 2010 | 8.4 | 1 | NO. 2 FUEL OIL | DIESEL | 44 | DIESEL | 0.05 | 0 | 0.03 | E3GAL | 4.17 | OK | N | 1 | 1 | 1 | 0 | 0 | 0
1191515 | ONE FEDERAL STREET BUILDING |  | 1 FEDERAL ST |  | BOSTON | MA | 021100000 | ONE FEDERAL ST |  | BOSTON | MA | 021100000 | N | PRIVATE | SM25 | ONE FEDERAL LP (MANAGED BY TISHMAN SPEYER) | 6174829338 | jrogers@tishmanspeyer.com | BRIAN | CHAISSON | 6175320830 | BChaisso@TishmanSpeyer.com | JOHN | ROGERS | 6174829338 | jrogers@tishmanspeyer.com | 4 | CATERPILLAR 3412 800 KWE 300 HR RESTRICTION |  | ENGINE | CATERPILLAR | 3412 | 1999-06-01 | 2010 | 7.5 | 1 | NO.2 FUEL OIL | DIESEL | 44 | DIESEL | 0.05 | 0 | 0 | E3GAL | 0 | OK | N | 0 | 0 | 0 | 0 | 0 | 0
1191541 | RAYTHEON ELECTRONIC |  | 528 BOSTON POST RD |  | SUDBURY | MA | 017760000 | 528 BOSTON POST RD |  | SUDBURY | MA | 017760000 | N | PRIVATE | NM25 | RAYTHEON COMPANY | 9784402095 | Mark_F_Goodheart@raytheon.com | MARK | GOODHEART | 9784402095 | Mark_F_Goodheart@raytheon.com | MARY | STRZEMPKO | 9784403301 | mary_m_strzempko@raytheon.com | 5 | GENERATOR #1-CUMMINS NT85564 1A2 |  | ENGINE | CUMMINGS | NT85564 | 1998-01-01 | 2011 | 2.59 | 1 | GENERATOR #1-CUMMINS NT85564 1A2 | DIESEL | 44 | DIESEL | 0.3 | 0.1 | 0.634 | E3GAL | 88.126 | OK | N | 1 | 1 | 52 | 1 | 1 | 22
1191541 | RAYTHEON ELECTRONIC |  | 528 BOSTON POST RD |  | SUDBURY | MA | 017760000 | 528 BOSTON POST RD |  | SUDBURY | MA | 017760000 | N | PRIVATE | NM25 | RAYTHEON COMPANY | 9784402095 | Mark_F_Goodheart@raytheon.com | MARK | GOODHEART | 9784402095 | Mark_F_Goodheart@raytheon.com | MARY | STRZEMPKO | 9784403301 | mary_m_strzempko@raytheon.com | 6 | GENERATOR #2-CUMMING 613T59GC2 6-2 |  | ENGINE | CUMMINS | 613T59GC2 | 1998-01-01 | 2011 | 1.15 | 1 | GENERATOR #2-CUMMINS 613T59GC 6-2 | DIESEL | 44 | DIESEL | 0.3 | 0.1 | 0.1064 | E3GAL | 14.7896 | OK | N | 1 | 1 | 52 | 1 | 1 | 22
1191564 | BOSE CORPORATION |  | THE MOUNTAIN RD |  | FRAMINGHAM | MA | 017010000 | THE MOUNTAIN ROAD |  | FRAMINGHAM | MA | 017010000 | N | PRIVATE | NM25 | BOSE CORP | 5088797330 | Jack_Bailey@Bose.com | JACK | BAILEY | 5087667555 | Jack_Bailey@Bose.com | JACK | BAILEY | 5087667555 | Jack_Bailey@Bose.com | 4 | CC GEN-1 CAT.3306B -2 DIESEL 250 KW |  | ENGINE | CATERPILLAR | 3306B SN 2TM00204 | 1997-04-01 | 2011 | 2.867 | 1 | CC GEN1 CATERPILLAR 3306B #2 OIL ULSD 0.3S | DIESEL | 44 | DIESEL | 0.001 | 0 | 0.0306 | E3GAL | 4.2534 | OK | N | 1 | 1 | 26 | 1 | 1 | 11
1191564 | BOSE CORPORATION |  | THE MOUNTAIN RD |  | FRAMINGHAM | MA | 017010000 | THE MOUNTAIN ROAD |  | FRAMINGHAM | MA | 017010000 | N | PRIVATE | NM25 | BOSE CORP | 5088797330 | Jack_Bailey@Bose.com | JACK | BAILEY | 5087667555 | Jack_Bailey@Bose.com | JACK | BAILEY | 5087667555 | Jack_Bailey@Bose.com | 13 | FIRE PUMP #1-DETROIT DIESEL ULS DIESEL 85 HP |  | ENGINE | DETROIT DIESEL | UNKNOWN | 1997-01-01 | 2011 | 2.2 | 1 | EMER FIRE PUMP #1-DETROIT DIESEL #2 DIESEL FUEL | DIESEL | 44 | DIESEL | 0.001 | 0 | 0.1225 | E3GAL | 17.0275 | OK | N | 1 | 1 | 26 | 1 | 1 | 11
1191578 | BOSTON UNIVERSITY PHYSICAL PLANT |  | 120 ASHFORD ST |  | BOSTON | MA | 021340000 | 120 ASHFORD STREET |  | BOSTON | MA | 021340000 | N | PRIVATE | OP5.5 | TRUSTEES OF BOSTON UNIVERSITY | 6173539162 | tomdaley@bu.edu | THOMAS | DALEY | 6173539162 | tomdaley@bu.edu | STEPHEN | SLOCOMB | 9784616214 | sslocomb@epsilonassociates.com | 14 | EMR GEN EU-14 - CAT SR-4B #2 OIL |  | ENGINE | CATERPILLAR | SR-4B | 1996-01-01 | 2011 | 12.082 | 1 | EMR GEN EU-14 -CAT SR-4B #2 OIL 0.05S 22 BABBIT | DIESEL | 44 | DIESEL | 0.0015 | 0 | 0.95 | E3GAL | 132.05 | OK | N | 1 | 1 | 11 | 1 | 1 | 11
1191578 | BOSTON UNIVERSITY PHYSICAL PLANT |  | 120 ASHFORD ST |  | BOSTON | MA | 021340000 | 120 ASHFORD STREET |  | BOSTON | MA | 021340000 | N | PRIVATE | OP5.5 | TRUSTEES OF BOSTON UNIVERSITY | 6173539162 | tomdaley@bu.edu | THOMAS | DALEY | 6173539162 | tomdaley@bu.edu | STEPHEN | SLOCOMB | 9784616214 | sslocomb@epsilonassociates.com | 15 | EMEG GEN EU-15-CUMMINS 1734F1 #2 OIL 595 COMM AVE |  | ENGINE | CUMMINS | HC 1734F1 | 1996-01-01 | 2011 | 11.6 | 1 | EMR GEN EU-15 -CUMMINS #2 OIL O.05S 595 COMM | DIESEL | 44 | DIESEL | 0.0015 | 0 | 0.8 | E3GAL | 111.2 | OK | N | 1 | 1 | 10 | 1 | 1 | 10
1191578 | BOSTON UNIVERSITY PHYSICAL PLANT |  | 120 ASHFORD ST |  | BOSTON | MA | 021340000 | 120 ASHFORD STREET |  | BOSTON | MA | 021340000 | N | PRIVATE | OP5.5 | TRUSTEES OF BOSTON UNIVERSITY | 6173539162 | tomdaley@bu.edu | THOMAS | DALEY | 6173539162 | tomdaley@bu.edu | STEPHEN | SLOCOMB | 9784616214 | sslocomb@epsilonassociates.com | 25 | EMERGENCY GENS - 13 SMALL RECIP DIESEL #2 OIL | 13 | ENGINE | MISCELLANEOUS | MISCELLANEOUS | 1980-01-01 | 2011 | 17.95 | 1 | EMGEN EU-25- 4 RECIP DIESEL #2 OIL 0.3 S | DIESEL | 44 | DIESEL | 0.0015 | 0 | 1.1 | E3GAL | 152.9 | OK | N | 1 | 1 | 26 | 1 | 1 | 13
1191578 | BOSTON UNIVERSITY PHYSICAL PLANT |  | 120 ASHFORD ST |  | BOSTON | MA | 021340000 | 120 ASHFORD STREET |  | BOSTON | MA | 021340000 | N | PRIVATE | OP5.5 | TRUSTEES OF BOSTON UNIVERSITY | 6173539162 | tomdaley@bu.edu | THOMAS | DALEY | 6173539162 | tomdaley@bu.edu | STEPHEN | SLOCOMB | 9784616214 | sslocomb@epsilonassociates.com | 26 | EMERGENCY GENERATOR EU-1299 590 COMM AVE |  | ENGINE | ONAN-CUMMINS | 350 ODF-17R | 1982-07-01 | 2011 | 3.5 | 1 | EMGEN EU1299 #2 OIL 0.0015 S | DIESEL | 44 | DIESEL | 0.0015 | 0 | 1.15 | E3GAL | 159.85 | OK | N | 1 | 1 | 26 | 1 | 1 | 13
1191578 | BOSTON UNIVERSITY PHYSICAL PLANT |  | 120 ASHFORD ST |  | BOSTON | MA | 021340000 | 120 ASHFORD STREET |  | BOSTON | MA | 021340000 | N | PRIVATE | OP5.5 | TRUSTEES OF BOSTON UNIVERSITY | 6173539162 | tomdaley@bu.edu | THOMAS | DALEY | 6173539162 | tomdaley@bu.edu | STEPHEN | SLOCOMB | 9784616214 | sslocomb@epsilonassociates.com | 111 | EU1312 5 CUMMINGTON STREET EMERGENCY GENERATOR |  | ENGINE | CATERPILLAR | SR-4 400 | 1980-01-01 | 2011 | 4.49 | 1 | NO. 2 FUEL OIL | DIESEL | 44 | DIESEL | 0.0015 | 0.01 | 0.1 | E3GAL | 13.9 | OK | N | 1 | 1 | 3 | 1 | 1 | 3
1191578 | BOSTON UNIVERSITY PHYSICAL PLANT |  | 120 ASHFORD ST |  | BOSTON | MA | 021340000 | 120 ASHFORD STREET |  | BOSTON | MA | 021340000 | N | PRIVATE | OP5.5 | TRUSTEES OF BOSTON UNIVERSITY | 6173539162 | tomdaley@bu.edu | THOMAS | DALEY | 6173539162 | tomdaley@bu.edu | STEPHEN | SLOCOMB | 9784616214 | sslocomb@epsilonassociates.com | 112 | EU1313 44 CUMMINGTON STREET EMERGENCY GENERATOR |  | ENGINE | CPI | 300D6TI | 1967-02-01 | 2011 | 3 | 1 | NO. 2 FUEL OIL | DIESEL | 44 | DIESEL | 0.0015 | 0 | 0.19 | E3GAL | 26.41 | OK | N | 1 | 1 | 12 | 1 | 1 | 12
1191578 | BOSTON UNIVERSITY PHYSICAL PLANT |  | 120 ASHFORD ST |  | BOSTON | MA | 021340000 | 120 ASHFORD STREET |  | BOSTON | MA | 021340000 | N | PRIVATE | OP5.5 | TRUSTEES OF BOSTON UNIVERSITY | 6173539162 | tomdaley@bu.edu | THOMAS | DALEY | 6173539162 | tomdaley@bu.edu | STEPHEN | SLOCOMB | 9784616214 | sslocomb@epsilonassociates.com | 113 | EU1314 10 BUICK STREET EMERGENCY GENERATOR |  | ENGINE | CPI | 300D6TI | 2000-01-01 | 2011 | 7.56 | 1 | NO. 2 FUEL OIL | DIESEL | 44 | DIESEL | 0.0015 | 0 | 0.35 | E3GAL | 48.65 | OK | N | 2 | 1 | 26 | 2 | 1 | 13
1191578 | BOSTON UNIVERSITY PHYSICAL PLANT |  | 120 ASHFORD ST |  | BOSTON | MA | 021340000 | 120 ASHFORD STREET |  | BOSTON | MA | 021340000 | N | PRIVATE | OP5.5 | TRUSTEES OF BOSTON UNIVERSITY | 6173539162 | tomdaley@bu.edu | THOMAS | DALEY | 6173539162 | tomdaley@bu.edu | STEPHEN | SLOCOMB | 9784616214 | sslocomb@epsilonassociates.com | 114 | EU1315 24 CUMMINGTON STREET EMERGENCY GENERATOR 1 |  | ENGINE | CATERPILLAR | 3508B | 2005-01-01 | 2011 | 9.8 | 1 | NO. 2 FUEL OIL | DIESEL | 44 | DIESEL | 0.0015 | 0.01 | 2.24 | E3GAL | 311.36 | OK | N | 1 | 1 | 32 | 1 | 1 | 13
1191578 | BOSTON UNIVERSITY PHYSICAL PLANT |  | 120 ASHFORD ST |  | BOSTON | MA | 021340000 | 120 ASHFORD STREET |  | BOSTON | MA | 021340000 | N | PRIVATE | OP5.5 | TRUSTEES OF BOSTON UNIVERSITY | 6173539162 | tomdaley@bu.edu | THOMAS | DALEY | 6173539162 | tomdaley@bu.edu | STEPHEN | SLOCOMB | 9784616214 | sslocomb@epsilonassociates.com | 115 | EU1316 24 CUMMINGTON STREET EMERGENCY GENERATOR 2 |  | ENGINE | CATERPILLAR | 3508B | 2005-01-01 | 2011 | 9.8 | 1 | NO. 2 FUEL OIL | DIESEL | 44 | DIESEL | 0.0015 | 0.01 | 0.63 | E3GAL | 87.57 | OK | N | 1 | 1 | 9 | 1 | 1 | 9
1191578 | BOSTON UNIVERSITY PHYSICAL PLANT |  | 120 ASHFORD ST |  | BOSTON | MA | 021340000 | 120 ASHFORD STREET |  | BOSTON | MA | 021340000 | N | PRIVATE | OP5.5 | TRUSTEES OF BOSTON UNIVERSITY | 6173539162 | tomdaley@bu.edu | THOMAS | DALEY | 6173539162 | tomdaley@bu.edu | STEPHEN | SLOCOMB | 9784616214 | sslocomb@epsilonassociates.com | 116 | EU1317 925 COMMONWEALTH AVE EMERGENCY GENERATOR 1 |  | ENGINE | CATERPILLAR | 3412 | 2005-01-01 | 2011 | 8.204 | 1 | NO. 2 FUEL OIL | DIESEL | 44 | DIESEL | 0.0015 | 0.01 | 1.58 | E3GAL | 219.62 | OK | N | 1 | 1 | 27 | 1 | 1 | 13
1191578 | BOSTON UNIVERSITY PHYSICAL PLANT |  | 120 ASHFORD ST |  | BOSTON | MA | 021340000 | 120 ASHFORD STREET |  | BOSTON | MA | 021340000 | N | PRIVATE | OP5.5 | TRUSTEES OF BOSTON UNIVERSITY | 6173539162 | tomdaley@bu.edu | THOMAS | DALEY | 6173539162 | tomdaley@bu.edu | STEPHEN | SLOCOMB | 9784616214 | sslocomb@epsilonassociates.com | 117 | EU1318 925 COMMONWEALTH AVE EMERGENCY GENERATOR 2 |  | ENGINE | CATERPILLAR | 3412 | 2005-01-01 | 2011 | 8.204 | 1 | NO. 2 FUEL OIL | DIESEL | 44 | DIESEL | 0.0015 | 0.01 | 1.76 | E3GAL | 244.64 | OK | N | 1 | 1 | 30 | 1 | 1 | 13
1191578 | BOSTON UNIVERSITY PHYSICAL PLANT |  | 120 ASHFORD ST |  | BOSTON | MA | 021340000 | 120 ASHFORD STREET |  | BOSTON | MA | 021340000 | N | PRIVATE | OP5.5 | TRUSTEES OF BOSTON UNIVERSITY | 6173539162 | tomdaley@bu.edu | THOMAS | DALEY | 6173539162 | tomdaley@bu.edu | STEPHEN | SLOCOMB | 9784616214 | sslocomb@epsilonassociates.com | 118 | EU1319 925 COMMONWEALTH AVE EMERGENCY GENERATOR 3 |  | ENGINE | CATERPILLAR | 3412 | 2005-01-01 | 2011 | 8.2 | 1 | NO. 2 FUEL OIL | DIESEL | 44 | DIESEL | 0.0015 | 0.01 | 1.7 | E3GAL | 236.3 | OK | N | 1 | 1 | 29 | 1 | 1 | 13
1191578 | BOSTON UNIVERSITY PHYSICAL PLANT |  | 120 ASHFORD ST |  | BOSTON | MA | 021340000 | 120 ASHFORD STREET |  | BOSTON | MA | 021340000 | N | PRIVATE | OP5.5 | TRUSTEES OF BOSTON UNIVERSITY | 6173539162 | tomdaley@bu.edu | THOMAS | DALEY | 6173539162 | tomdaley@bu.edu | STEPHEN | SLOCOMB | 9784616214 | sslocomb@epsilonassociates.com | 119 | EU1320 580 COMMONWEALTH AVE EMERGENCY GENERATOR |  | ENGINE | CATERPILLAR | NA | 2005-01-01 | 2011 | 4 | 1 | NO. 2 FUEL OIL | DIESEL | 44 | DIESEL | 0.0015 | 0 | 0.11 | E3GAL | 15.29 | OK | N | 1 | 1 | 8 | 1 | 1 | 8
1191578 | BOSTON UNIVERSITY PHYSICAL PLANT |  | 120 ASHFORD ST |  | BOSTON | MA | 021340000 | 120 ASHFORD STREET |  | BOSTON | MA | 021340000 | N | PRIVATE | OP5.5 | TRUSTEES OF BOSTON UNIVERSITY | 6173539162 | tomdaley@bu.edu | THOMAS | DALEY | 6173539162 | tomdaley@bu.edu | STEPHEN | SLOCOMB | 9784616214 | sslocomb@epsilonassociates.com | 128 | EMERGENCY GENERATOR AT HARRY AGANIS WAY |  | ENGINE | CATERPILLAR | 7CPXL32.0ESK | 2008-10-01 | 2011 | 9 | 1 | ULSD | DIESEL | 44 | DIESEL | 0.0015 | 0 | 1.093 | E3GAL | 151.927 | OK | N | 1 | 1 | 26 | 1 | 1 | 22
1191578 | BOSTON UNIVERSITY PHYSICAL PLANT |  | 120 ASHFORD ST |  | BOSTON | MA | 021340000 | 120 ASHFORD STREET |  | BOSTON | MA | 021340000 | N | PRIVATE | OP5.5 | TRUSTEES OF BOSTON UNIVERSITY | 6173539162 | tomdaley@bu.edu | THOMAS | DALEY | 6173539162 | tomdaley@bu.edu | STEPHEN | SLOCOMB | 9784616214 | sslocomb@epsilonassociates.com | 129 | EMERGENCY GENERATOR AT 871 COMMONWEALTH AVE |  | ENGINE | CUMMINS | QSM11-G4 | 2008-01-01 | 2011 | 3 | 1 | ULSD | DIESEL | 44 | DIESEL | 0.0015 | 0 | 0.28 | E3GAL | 38.92 | OK | N | 1 | 1 | 26 | 1 | 1 | 22
1191590 | BOSTON SCIENTIFIC CORPORATION |  | 500 COMMANDER SHEA BLVD |  | QUINCY | MA | 021710000 | 500 COMMANDER SHEA BLVD |  | QUINCY | MA | 021710000 | N | PRIVATE | NM50 | BOSTON SCIENTIFIC WORLD HEADQUARTERS | 5086508000 | Kevin.White@bsci.com | GARY | MACK | 6176896159 | Gary.Mack@bsci.com | MARGO | JAY | 8008255343 | MJay@eheinc.com | 9 | LIFE SAFETY GENERATOR |  | ENGINE | CUMMINS | DFEH 7482653 | 2009-07-30 | 2009 | 3.794 | 1 | ULTRA LOW SULFUR DIESEL | DIESEL | 44 | DIESEL | 0.0015 | 0 | 0.1355 | E3GAL | 18.8345 | OK | N | 1 | 1 | 5 | 1 | 1 | 2
1191595 | STATE STREET BANK SQUARE |  | 1776 HERITAGE DR |  | QUINCY | MA | 021710000 | 1776 HERITAGE DRIVE |  | QUINCY | MA | 021710000 | N | PRIVATE | SM79-7 | STATE STREET CORPORATION | 6179858369 | Frederick.Duplissa@cbre.com | FREDERICK | DUPLISSA | 6176644348 | Frederick.Duplissa@cbre.com | FREDERICK | DUPLISSA | 6176644348 | Frederick.Duplissa@cbre.com | 7 | GENERATOR #5 JQ LIFE SAFETY |  | ENGINE | OLYMPIAN | D150P1 | 2001-01-01 | 2009 | 1.612 | 1 | GENERATOR #5-2 OLYMPIAN D15DPI | DIESEL | 44 | DIESEL | 0.0015 | 0 | 0.023 | E3GAL | 3.197 | OK | N | 1 | 1 | 6 | 1 | 1 | 1
1191595 | STATE STREET BANK SQUARE |  | 1776 HERITAGE DR |  | QUINCY | MA | 021710000 | 1776 HERITAGE DRIVE |  | QUINCY | MA | 021710000 | N | PRIVATE | SM79-7 | STATE STREET CORPORATION | 6179858369 | Frederick.Duplissa@cbre.com | FREDERICK | DUPLISSA | 6176644348 | Frederick.Duplissa@cbre.com | FREDERICK | DUPLISSA | 6176644348 | Frederick.Duplissa@cbre.com | 20 | JOHN ADAMS ENGINE #1 |  | ENGINE | CATERPILLAR | 3516B | 2005-04-01 | 2009 | 20.52 | 1 | DIESEL | DIESEL | 44 | DIESEL | 0.0015 | 0 | 1.624 | E3GAL | 225.736 | OK | N | 1 | 1 | 12 | 1 | 1 | 5
1191595 | STATE STREET BANK SQUARE |  | 1776 HERITAGE DR |  | QUINCY | MA | 021710000 | 1776 HERITAGE DRIVE |  | QUINCY | MA | 021710000 | N | PRIVATE | SM79-7 | STATE STREET CORPORATION | 6179858369 | Frederick.Duplissa@cbre.com | FREDERICK | DUPLISSA | 6176644348 | Frederick.Duplissa@cbre.com | FREDERICK | DUPLISSA | 6176644348 | Frederick.Duplissa@cbre.com | 21 | JOHN ADAMS ENGINE #2 |  | ENGINE | CATERPILLAR | 3516B | 2005-04-01 | 2009 | 20.52 | 1 | DIESEL | DIESEL | 44 | DIESEL | 0.0015 | 0 | 0.886 | E3GAL | 123.154 | OK | N | 1 | 1 | 12 | 1 | 1 | 5
1191595 | STATE STREET BANK SQUARE |  | 1776 HERITAGE DR |  | QUINCY | MA | 021710000 | 1776 HERITAGE DRIVE |  | QUINCY | MA | 021710000 | N | PRIVATE | SM79-7 | STATE STREET CORPORATION | 6179858369 | Frederick.Duplissa@cbre.com | FREDERICK | DUPLISSA | 6176644348 | Frederick.Duplissa@cbre.com | FREDERICK | DUPLISSA | 6176644348 | Frederick.Duplissa@cbre.com | 22 | JOHN ADAMS ENGINE #3 |  | ENGINE | CATERPILLAR | 3516B | 2005-04-01 | 2009 | 20.52 | 1 | DIESEL | DIESEL | 44 | DIESEL | 0.0001 | 0 | 0.886 | E3GAL | 123.154 | OK | N | 1 | 1 | 12 | 1 | 1 | 5
1191595 | STATE STREET BANK SQUARE |  | 1776 HERITAGE DR |  | QUINCY | MA | 021710000 | 1776 HERITAGE DRIVE |  | QUINCY | MA | 021710000 | N | PRIVATE | SM79-7 | STATE STREET CORPORATION | 6179858369 | Frederick.Duplissa@cbre.com | FREDERICK | DUPLISSA | 6176644348 | Frederick.Duplissa@cbre.com | FREDERICK | DUPLISSA | 6176644348 | Frederick.Duplissa@cbre.com | 23 | JOHN ADAMS ENGINE #4 |  | ENGINE | CATERPILLAR | 3516B | 2005-04-01 | 2009 | 20.52 | 1 | DIESEL | DIESEL | 44 | DIESEL | 0.0015 | 0 | 0.886 | E3GAL | 123.154 | OK | N | 1 | 1 | 12 | 1 | 1 | 5
1191601 | BETH ISRAEL DEACONESS MEDICAL CENTER |  | 330 BROOKLINE AVE | FORMERLY 1 DEACONESS RD | BOSTON | MA | 022150000 | 330 BROOKLINE AVE RO-310 |  | BOSTON | MA | 022155491 | N | PRIVATE | SM80-R | BETH ISRAEL DEACONESS MEDICAL CENTER | 6176675107 | gschweon@bidmc.harvard.edu | GARY | SCHWEON | 6176675107 | gschweon@bidmc.harvard.edu | DANIEL | DANCAUSE | 6176678815 | ddancaus@bidmc.harvard.edu | 4 | GENERATOR #EG8 FINARD-CONSOLIDATED POWER 750 KW |  | ENGINE | CONSOLIDATED POWER | 750 DIT | 1950-01-01 | 2011 | 8.68 | 1 | #2 OIL | DIESEL | 44 | DIESEL | 0.3 | 0.1 | 2.2717 | E3GAL | 315.7663 | OK | N | 2 | 1 | 12 | 2 | 1 | 5
1191601 | BETH ISRAEL DEACONESS MEDICAL CENTER |  | 330 BROOKLINE AVE | FORMERLY 1 DEACONESS RD | BOSTON | MA | 022150000 | 330 BROOKLINE AVE RO-310 |  | BOSTON | MA | 022155491 | N | PRIVATE | SM80-R | BETH ISRAEL DEACONESS MEDICAL CENTER | 6176675107 | gschweon@bidmc.harvard.edu | GARY | SCHWEON | 6176675107 | gschweon@bidmc.harvard.edu | DANIEL | DANCAUSE | 6176678815 | ddancaus@bidmc.harvard.edu | 17 | GENERATOR #EG10 SHAPIRO-CATERPILLAR 1500KW |  | ENGINE | CATERPILLAR | SR-4 | 1995-01-01 | 2011 | 14.98 | 1 | #2 OIL | DIESEL | 44 | DIESEL | 0.3 | 0.1 | 4.6224 | E3GAL | 642.5136 | OK | N | 2 | 1 | 12 | 2 | 1 | 5
1191601 | BETH ISRAEL DEACONESS MEDICAL CENTER |  | 330 BROOKLINE AVE | FORMERLY 1 DEACONESS RD | BOSTON | MA | 022150000 | 330 BROOKLINE AVE RO-310 |  | BOSTON | MA | 022155491 | N | PRIVATE | SM80-R | BETH ISRAEL DEACONESS MEDICAL CENTER | 6176675107 | gschweon@bidmc.harvard.edu | GARY | SCHWEON | 6176675107 | gschweon@bidmc.harvard.edu | DANIEL | DANCAUSE | 6176678815 | ddancaus@bidmc.harvard.edu | 38 | GENERATOR #EG2 CC WEST B-CATERPILLAR 900 KW |  | ENGINE | CATERPILLAR | SR4 3508 | 1996-01-01 | 2011 | 9.13 | 1 | #2 FUEL OIL | DIESEL | 44 | DIESEL | 0.3 | 0.1 | 3.912 | E3GAL | 543.768 | OK | N | 2 | 1 | 12 | 2 | 1 | 5
1191601 | BETH ISRAEL DEACONESS MEDICAL CENTER |  | 330 BROOKLINE AVE | FORMERLY 1 DEACONESS RD | BOSTON | MA | 022150000 | 330 BROOKLINE AVE RO-310 |  | BOSTON | MA | 022155491 | N | PRIVATE | SM80-R | BETH ISRAEL DEACONESS MEDICAL CENTER | 6176675107 | gschweon@bidmc.harvard.edu | GARY | SCHWEON | 6176675107 | gschweon@bidmc.harvard.edu | DANIEL | DANCAUSE | 6176678815 | ddancaus@bidmc.harvard.edu | 39 | GENERATOR # EG13 DA/SL A-CATERPILLAR 1000 KW |  | ENGINE | CATERPILLAR | SRA4B C-32 | 2007-09-30 | 2011 | 10.15 | 1 | # 2 FUEL OIL | DIESEL | 44 | DIESEL | 0.3 | 0.1 | 2.755 | E3GAL | 382.945 | OK | N | 2 | 1 | 12 | 2 | 1 | 5
1191601 | BETH ISRAEL DEACONESS MEDICAL CENTER |  | 330 BROOKLINE AVE | FORMERLY 1 DEACONESS RD | BOSTON | MA | 022150000 | 330 BROOKLINE AVE RO-310 |  | BOSTON | MA | 022155491 | N | PRIVATE | SM80-R | BETH ISRAEL DEACONESS MEDICAL CENTER | 6176675107 | gschweon@bidmc.harvard.edu | GARY | SCHWEON | 6176675107 | gschweon@bidmc.harvard.edu | DANIEL | DANCAUSE | 6176678815 | ddancaus@bidmc.harvard.edu | 40 | GENERATOR #EG14 DA/SL B-CATERPILLAR 1000 KW |  | ENGINE | CATERPILLAR | SR4B C-32 | 2007-09-30 | 2011 | 10.15 | 1 | # FUEL OIL | DIESEL | 44 | DIESEL | 0.3 | 0.1 | 2.755 | E3GAL | 382.945 | OK | N | 2 | 1 | 12 | 2 | 1 | 5
1191601 | BETH ISRAEL DEACONESS MEDICAL CENTER |  | 330 BROOKLINE AVE | FORMERLY 1 DEACONESS RD | BOSTON | MA | 022150000 | 330 BROOKLINE AVE RO-310 |  | BOSTON | MA | 022155491 | N | PRIVATE | SM80-R | BETH ISRAEL DEACONESS MEDICAL CENTER | 6176675107 | gschweon@bidmc.harvard.edu | GARY | SCHWEON | 6176675107 | gschweon@bidmc.harvard.edu | DANIEL | DANCAUSE | 6176678815 | ddancaus@bidmc.harvard.edu | 41 | GENERATOR # EG3 FARR SUB-CONSOLIDATED POWER 400 KW |  | ENGINE | CONSOLIDATED POWER | 400D6T1 | 1980-01-01 | 2011 | 4.1 | 1 | #2 FUEL OIL | DIESEL | 44 | DIESEL | 0.3 | 0.1 | 1.315 | E3GAL | 182.785 | OK | N | 2 | 1 | 12 | 2 | 1 | 5
1191601 | BETH ISRAEL DEACONESS MEDICAL CENTER |  | 330 BROOKLINE AVE | FORMERLY 1 DEACONESS RD | BOSTON | MA | 022150000 | 330 BROOKLINE AVE RO-310 |  | BOSTON | MA | 022155491 | N | PRIVATE | SM80-R | BETH ISRAEL DEACONESS MEDICAL CENTER | 6176675107 | gschweon@bidmc.harvard.edu | GARY | SCHWEON | 6176675107 | gschweon@bidmc.harvard.edu | DANIEL | DANCAUSE | 6176678815 | ddancaus@bidmc.harvard.edu | 42 | GENERATOR # EG4 FARR ROOF-CATERPILLAR 800 KW |  | Engine | CATERPILLAR | 3412 | 1995-01-01 | 2011 | 8.01 | 1 | #2 FUEL OIL | DIESEL | 44 | DIESEL | 0.3 | 0.1 | 1.8762 | E3GAL | 260.7918 | OK | N | 2 | 1 | 12 | 2 | 1 | 5
1191601 | BETH ISRAEL DEACONESS MEDICAL CENTER |  | 330 BROOKLINE AVE | FORMERLY 1 DEACONESS RD | BOSTON | MA | 022150000 | 330 BROOKLINE AVE RO-310 |  | BOSTON | MA | 022155491 | N | PRIVATE | SM80-R | BETH ISRAEL DEACONESS MEDICAL CENTER | 6176675107 | gschweon@bidmc.harvard.edu | GARY | SCHWEON | 6176675107 | gschweon@bidmc.harvard.edu | DANIEL | DANCAUSE | 6176678815 | ddancaus@bidmc.harvard.edu | 43 | GENERATOR #EG5 LMOB-GENERAC W/CATERPILLAR 150KW |  | ENGINE | GENERAC W/ CATERPILLAR | 3056 ENG, 7AK00415 | 1995-01-01 | 2011 | 1.52 | 1 | #2 FUEL OIL | DIESEL | 44 | DIESEL | 0.3 | 0.1 | 0.3336 | E3GAL | 46.3704 | OK | N | 2 | 1 | 12 | 2 | 1 | 5
1191601 | BETH ISRAEL DEACONESS MEDICAL CENTER |  | 330 BROOKLINE AVE | FORMERLY 1 DEACONESS RD | BOSTON | MA | 022150000 | 330 BROOKLINE AVE RO-310 |  | BOSTON | MA | 022155491 | N | PRIVATE | SM80-R | BETH ISRAEL DEACONESS MEDICAL CENTER | 6176675107 | gschweon@bidmc.harvard.edu | GARY | SCHWEON | 6176675107 | gschweon@bidmc.harvard.edu | DANIEL | DANCAUSE | 6176678815 | ddancaus@bidmc.harvard.edu | 44 | GENERATOR #EG 18 RN- CATERPILLAR 800 KW |  | ENGINE | CATERPILLAR | SR4 | 1998-01-01 | 2011 | 8.01 | 1 | #2 FUEL OIL | DIESEL | 44 | DIESEL | 0.3 | 0.1 | 2.0592 | E3GAL | 286.2288 | OK | N | 2 | 1 | 12 | 2 | 1 | 5
1191601 | BETH ISRAEL DEACONESS MEDICAL CENTER |  | 330 BROOKLINE AVE | FORMERLY 1 DEACONESS RD | BOSTON | MA | 022150000 | 330 BROOKLINE AVE RO-310 |  | BOSTON | MA | 022155491 | N | PRIVATE | SM80-R | BETH ISRAEL DEACONESS MEDICAL CENTER | 6176675107 | gschweon@bidmc.harvard.edu | GARY | SCHWEON | 6176675107 | gschweon@bidmc.harvard.edu | DANIEL | DANCAUSE | 6176678815 | ddancaus@bidmc.harvard.edu | 45 | FIRE PUMP #FP1 LMOB -CUMMINS |  | ENGINE | CUMMINS | 6BTA-5.9 | 1995-01-01 | 2011 | 0.84 | 1 | #2 FUEL OIL | DIESEL | 44 | DIESEL | 0.3 | 0.1 | 0.1296 | E3GAL | 18.0144 | OK | N | 1 | 1 | 52 | 1 | 1 | 22
1191601 | BETH ISRAEL DEACONESS MEDICAL CENTER |  | 330 BROOKLINE AVE | FORMERLY 1 DEACONESS RD | BOSTON | MA | 022150000 | 330 BROOKLINE AVE RO-310 |  | BOSTON | MA | 022155491 | N | PRIVATE | SM80-R | BETH ISRAEL DEACONESS MEDICAL CENTER | 6176675107 | gschweon@bidmc.harvard.edu | GARY | SCHWEON | 6176675107 | gschweon@bidmc.harvard.edu | DANIEL | DANCAUSE | 6176678815 | ddancaus@bidmc.harvard.edu | 49 | GENERATOR #EG1 CC WEST A-CATERPILLAR |  | ENGINE | CATERPILLAR | SR4 3508 | 1996-01-01 | 2011 | 9.13 | 1 | #2 OIL | DIESEL | 44 | DIESEL | 0.3 | 0.1 | 3.9068 | E3GAL | 543.0452 | OK | N | 2 | 1 | 12 | 2 | 1 | 5
1191601 | BETH ISRAEL DEACONESS MEDICAL CENTER |  | 330 BROOKLINE AVE | FORMERLY 1 DEACONESS RD | BOSTON | MA | 022150000 | 330 BROOKLINE AVE RO-310 |  | BOSTON | MA | 022155491 | N | PRIVATE | SM80-R | BETH ISRAEL DEACONESS MEDICAL CENTER | 6176675107 | gschweon@bidmc.harvard.edu | GARY | SCHWEON | 6176675107 | gschweon@bidmc.harvard.edu | DANIEL | DANCAUSE | 6176678815 | ddancaus@bidmc.harvard.edu | 52 | EU #52 GENERATOR # EG19 REISMAN CATERPILLAR 1500KW |  | ENGINE | CATERPILLAR | UNKNOWN | 2009-08-13 | 2011 | 15 | 1 | #2 OIL | DIESEL | 44 | DIESEL | 0.3 | 0.1 | 5.3676 | E3GAL | 746.0964 | OK | N | 2 | 1 | 12 | 2 | 1 | 5
1191601 | BETH ISRAEL DEACONESS MEDICAL CENTER |  | 330 BROOKLINE AVE | FORMERLY 1 DEACONESS RD | BOSTON | MA | 022150000 | 330 BROOKLINE AVE RO-310 |  | BOSTON | MA | 022155491 | N | PRIVATE | SM80-R | BETH ISRAEL DEACONESS MEDICAL CENTER | 6176675107 | gschweon@bidmc.harvard.edu | GARY | SCHWEON | 6176675107 | gschweon@bidmc.harvard.edu | DANIEL | DANCAUSE | 6176678815 | ddancaus@bidmc.harvard.edu | 53 | EU #53 GENERATOR # EG20 REISMAN CATERPILLAR 1500KW |  | ENGINE | CATERPILLAR | UNKNOWN | 2009-08-13 | 2011 | 15 | 1 | #2 OIL | DIESEL | 44 | DIESEL | 0.3 | 0.1 | 5.124 | E3GAL | 712.236 | OK | N | 2 | 1 | 12 | 2 | 1 | 5
1191601 | BETH ISRAEL DEACONESS MEDICAL CENTER |  | 330 BROOKLINE AVE | FORMERLY 1 DEACONESS RD | BOSTON | MA | 022150000 | 330 BROOKLINE AVE RO-310 |  | BOSTON | MA | 022155491 | N | PRIVATE | SM80-R | BETH ISRAEL DEACONESS MEDICAL CENTER | 6176675107 | gschweon@bidmc.harvard.edu | GARY | SCHWEON | 6176675107 | gschweon@bidmc.harvard.edu | DANIEL | DANCAUSE | 6176678815 | ddancaus@bidmc.harvard.edu | 54 | EU #54 GENERATOR # EG21 REISMAN CATERPILLAR 1500KW |  | ENGINE | CATERPILLAR | UNKNOWN | 2009-08-13 | 2011 | 15 | 1 | #2 OIL | DIESEL | 44 | DIESEL | 0.3 | 0.1 | 4.6536 | E3GAL | 646.8504 | OK | N | 2 | 1 | 12 | 2 | 1 | 5
1191604 | HARVARD UNIVERSITY |  | 46 OXFORD ST |  | CAMBRIDGE | MA | 021380000 | 46 BLACKSTONE STREET |  | CAMBRIDGE | MA | 021390000 | N | PRIVATE | OP3 | PRESIDENT AND FELLOWS OF HARVARD COLLGE ACTING BY AND THRU EH AND S | 6174961359 | gordon_reynolds@harvard.edu | GORDON | REYNOLDS | 6174961359 | gordon_reynolds@harvard.edu | GORDON | REYNOLDS | 6174961359 | gordon_reynolds@harvard.edu | 5 | EMERGEN 60 OXFORD ST - KOHLER ROZD4 #2OIL 0.0015 S |  | ENGINE | KOHLER | KOHLER | 2002-05-16 | 2011 | 19.418 | 1 | EMERGEN 60 OXFORD ST- KOHLER ROZD4- #2OIL 0.0015S | DIESEL | 44 | DIESEL | 0.0015 | 1 | 1.25 | E3GAL | 173.75 | OK | N | 1 | 1 | 1 | 1 | 1 | 1
1191604 | HARVARD UNIVERSITY |  | 46 OXFORD ST |  | CAMBRIDGE | MA | 021380000 | 46 BLACKSTONE STREET |  | CAMBRIDGE | MA | 021390000 | N | PRIVATE | OP3 | PRESIDENT AND FELLOWS OF HARVARD COLLGE ACTING BY AND THRU EH AND S | 6174961359 | gordon_reynolds@harvard.edu | GORDON | REYNOLDS | 6174961359 | gordon_reynolds@harvard.edu | GORDON | REYNOLDS | 6174961359 | gordon_reynolds@harvard.edu | 7 | BRI |  | ENGINE | CATERPILLAR | CATERPILLAR | 2005-01-01 | 2011 | 20.7 | 1 | DISTILLATE FUEL OIL (DIESEL) | DIESEL | 44 | DIESEL | 0.0015 | 0 | 1.18 | E3GAL | 164.02 | OK | N | 1 | 1 | 1 | 1 | 1 | 1
1191604 | HARVARD UNIVERSITY |  | 46 OXFORD ST |  | CAMBRIDGE | MA | 021380000 | 46 BLACKSTONE STREET |  | CAMBRIDGE | MA | 021390000 | N | PRIVATE | OP3 | PRESIDENT AND FELLOWS OF HARVARD COLLGE ACTING BY AND THRU EH AND S | 6174961359 | gordon_reynolds@harvard.edu | GORDON | REYNOLDS | 6174961359 | gordon_reynolds@harvard.edu | GORDON | REYNOLDS | 6174961359 | gordon_reynolds@harvard.edu | 10 | NORTHWEST LAB EG |  | ENGINE | CATERPILLAR | UNKNOWN | 2007-12-17 | 2011 | 20.664 | 1 | DISTILLATE FUEL OIL (DIESEL) | DIESEL | 44 | DIESEL | 0.0015 | 0 | 3.47 | E3GAL | 482.33 | OK | N | 1 | 1 | 1 | 1 | 1 | 1
1191604 | HARVARD UNIVERSITY |  | 46 OXFORD ST |  | CAMBRIDGE | MA | 021380000 | 46 BLACKSTONE STREET |  | CAMBRIDGE | MA | 021390000 | N | PRIVATE | OP3 | PRESIDENT AND FELLOWS OF HARVARD COLLGE ACTING BY AND THRU EH AND S | 6174961359 | gordon_reynolds@harvard.edu | GORDON | REYNOLDS | 6174961359 | gordon_reynolds@harvard.edu | GORDON | REYNOLDS | 6174961359 | gordon_reynolds@harvard.edu | 15 | EG <3 MMBTU/HR INSTALLED BETWEEN 1990-2006, FO | 21 | ENGINE | VARIOUS | VARIOUS | 1991-01-01 | 2011 | 30.1 | 1 | DISTILLATE FUEL OIL | DIESEL | 44 | DIESEL | 0.0015 | 0 | 0.38 | E3GAL | 52.82 | OK | N | 1 | 1 | 52 | 1 | 1 | 20
1191604 | HARVARD UNIVERSITY |  | 46 OXFORD ST |  | CAMBRIDGE | MA | 021380000 | 46 BLACKSTONE STREET |  | CAMBRIDGE | MA | 021390000 | N | PRIVATE | OP3 | PRESIDENT AND FELLOWS OF HARVARD COLLGE ACTING BY AND THRU EH AND S | 6174961359 | gordon_reynolds@harvard.edu | GORDON | REYNOLDS | 6174961359 | gordon_reynolds@harvard.edu | GORDON | REYNOLDS | 6174961359 | gordon_reynolds@harvard.edu | 16 | EG < 3 MMBTU/HR INSTALLED PRIOR TO 1990, FO | 10 | ENGINE | VARIOUS | VARIOUS | 1971-01-01 | 2011 | 12.3 | 1 | DISTILLATE FUEL OIL (DIESEL) | DIESEL | 44 | DIESEL | 0.5 | 0 | 0.89 | E3GAL | 123.71 | OK | N | 1 | 1 | 52 | 1 | 1 | 20
1191604 | HARVARD UNIVERSITY |  | 46 OXFORD ST |  | CAMBRIDGE | MA | 021380000 | 46 BLACKSTONE STREET |  | CAMBRIDGE | MA | 021390000 | N | PRIVATE | OP3 | PRESIDENT AND FELLOWS OF HARVARD COLLGE ACTING BY AND THRU EH AND S | 6174961359 | gordon_reynolds@harvard.edu | GORDON | REYNOLDS | 6174961359 | gordon_reynolds@harvard.edu | GORDON | REYNOLDS | 6174961359 | gordon_reynolds@harvard.edu | 17 | EG >=3 <10 MMBTU/HR INSTALLED 1990 - 2006, FO | 13 | ENGINE | VARIOUS | VARIOUS | 1990-01-01 | 2011 | 85.5 | 1 | DISTILLATE FUEL OIL (DIESEL) | DIESEL | 44 | DIESEL | 0.5 | 0 | 3.53 | E3GAL | 490.67 | OK | N | 1 | 1 | 52 | 1 | 1 | 20
1191604 | HARVARD UNIVERSITY |  | 46 OXFORD ST |  | CAMBRIDGE | MA | 021380000 | 46 BLACKSTONE STREET |  | CAMBRIDGE | MA | 021390000 | N | PRIVATE | OP3 | PRESIDENT AND FELLOWS OF HARVARD COLLGE ACTING BY AND THRU EH AND S | 6174961359 | gordon_reynolds@harvard.edu | GORDON | REYNOLDS | 6174961359 | gordon_reynolds@harvard.edu | GORDON | REYNOLDS | 6174961359 | gordon_reynolds@harvard.edu | 18 | EG >37 KW INSTALLED AFTER 2006, FUEL OIL | 8 | ENGINE | VARIOUS | VARIOUS | 2006-01-01 | 2011 | 40.25 | 1 | DISTILLATE FUEL OIL (DIESEL) | DIESEL | 44 | DIESEL | 0.5 | 0 | 5.21 | E3GAL | 724.19 | OK | N | 1 | 1 | 52 | 1 | 1 | 20
1191604 | HARVARD UNIVERSITY |  | 46 OXFORD ST |  | CAMBRIDGE | MA | 021380000 | 46 BLACKSTONE STREET |  | CAMBRIDGE | MA | 021390000 | N | PRIVATE | OP3 | PRESIDENT AND FELLOWS OF HARVARD COLLGE ACTING BY AND THRU EH AND S | 6174961359 | gordon_reynolds@harvard.edu | GORDON | REYNOLDS | 6174961359 | gordon_reynolds@harvard.edu | GORDON | REYNOLDS | 6174961359 | gordon_reynolds@harvard.edu | 19 | EG >=3 MMBTU/HR IN OPER PERMIT, FUEL OIL | 5 | ENGINE | VARIOUS | VARIOUS | 1976-01-01 | 2011 | 13.7 | 1 | DISTILLATE FUEL OIL (DIESEL) | DIESEL | 44 | DIESEL | 0.5 | 0 | 2.13 | E3GAL | 296.07 | OK | N | 1 | 1 | 52 | 1 | 1 | 20
1191604 | HARVARD UNIVERSITY |  | 46 OXFORD ST |  | CAMBRIDGE | MA | 021380000 | 46 BLACKSTONE STREET |  | CAMBRIDGE | MA | 021390000 | N | PRIVATE | OP3 | PRESIDENT AND FELLOWS OF HARVARD COLLGE ACTING BY AND THRU EH AND S | 6174961359 | gordon_reynolds@harvard.edu | GORDON | REYNOLDS | 6174961359 | gordon_reynolds@harvard.edu | GORDON | REYNOLDS | 6174961359 | gordon_reynolds@harvard.edu | 20 | EG >=3 MMBTU/HR INSTALLED PRIOR TO 1990, FUEL OIL |  | ENGINE | VARIOUS | VARIOUS | 1900-01-01 | 2011 | 3.5 | 1 | DISTILLATE FUEL OIL (DIESEL) | DIESEL | 44 | DIESEL | 0.5 | 0 | 0 | E3GAL | 0 | OK | N | 0 | 0 | 0 | 0 | 0 | 0
1191612 | MA BAY COMMUTER RAILROAD CO |  | 70 REAR THIRD AVE |  | SOMERVILLE | MA | 021450000 | 32 COBBLE HILL ROAD |  | SOMERVILLE | MA | 021430000 | N | PRIVATE | SM79-7 | MASSACHUSETTS BAY COMMUTER RAILROAD COMP | 6177379100 | robert.johnson@mbcr.net | MARY ANN | REILLY | 6172228434 | Maryann.reilly@mbcr.net | MARY ANN | REILLY | 6172228434 | Maryann.reilly@mbcr.net | 1 | GENERATOR #1-KOHLER POWER SYSTEM #750ROZD |  | ENGINE | KOHLER | 750R0ZD | 1997-01-01 | 2011 | 8 | 1 | GENERATOR #1- KOHLER #750ROZD #2 DIESEL | DIESEL | 44 | DIESEL | 0.5 | 0 | 0.1373 | E3GAL | 19.0847 | OK | N | 1 | 1 | 52 | 1 | 1 | 22
1191612 | MA BAY COMMUTER RAILROAD CO |  | 70 REAR THIRD AVE |  | SOMERVILLE | MA | 021450000 | 32 COBBLE HILL ROAD |  | SOMERVILLE | MA | 021430000 | N | PRIVATE | SM79-7 | MASSACHUSETTS BAY COMMUTER RAILROAD COMP | 6177379100 | robert.johnson@mbcr.net | MARY ANN | REILLY | 6172228434 | Maryann.reilly@mbcr.net | MARY ANN | REILLY | 6172228434 | Maryann.reilly@mbcr.net | 2 | FIRE PUMP #1-CLARKE #PDFPL6YN #2 DIESEL |  | ENGINE | CLARKE | PDFPL6YN | 1997-01-01 | 2011 | 1 | 1 | FIRE PUMP #1-CLARKE #PDFPL6YN #2 DIESEL | DIESEL | 44 | DIESEL | 0.5 | 0 | 0.0272 | E3GAL | 3.7808 | OK | N | 1 | 1 | 52 | 1 | 1 | 22
1191631 | BOLTON STREET PARTNERS LLC | FKA PREFERRED REAL ESTATE INVESTMENT INC | 85 BOLTON ST |  | CAMBRIDGE | MA | 021390000 | 126 N. WASHINGTON ST | STE #5 C/O JEFF CARTER | BOSTON | MA | 021140000 | N | PRIVATE | NM25 | BOLTON STREET PARTNERS, LLC | 6174136795 | peterzag@rcn.com | PETER | ZAGORIANAKOS | 6174136795 | peterzag@rcn.com | PETER | ZAGORIANAKOS | 6174136795 | peterzag@rcn.com | 12 | GENERATOR #2-CATERPILLAR 3412 7.679 MMBTU/HR |  | ENGINE | CATERPILLAR | 3412 | 1997-01-01 | 2010 | 8 | 1 | GENERATOR #2-CATERPILLAR 3412 #2 OIL-0.3 PERCENT | DIESEL | 44 | DIESEL | 0.05 | 0 | 0 | E3GAL | 0 | OK | N | 1 | 1 | 13 | 1 | 1 | 5
1191639 | BOSTON WATER & SEWER COMMISSION |  | 980 HARRISON AVE |  | BOSTON | MA | 021190000 | 980 HARRISON AVE |  | BOSTON | MA | 021190000 | N | UTILITY | NM25 | BOSTON WATER AND SEWER COMMISSION | 6179897000 | odonnelldj@bwsc.org | DAVID | O'DONNELL | 6179897242 | odonnelldj@bwsc.org | ELENI | VIDALIS | 6173309400 | vidalishe@bwsc.org | 2 | EMERGENCY GENERATOR |  | ENGINE | CATEPILLER | SR4B | 2000-01-10 | 2009 | 0.01 | 1 | DEISEL | DIESEL | 44 | DIESEL | 0 |  | 0.78 | E3GAL | 108.42 | CHECK | N | 2 | 1 | 52 | 0 | 0 | 0
1191662 | EQUITY OFFICE |  | 1 CENTER PLZ |  | BOSTON | MA | 021080000 | 125 SUMMER ST | STE 1701 ATTN: ED SLEIN, EQUITY OFFIC | BOSTON | MA | 021100000 | N | PRIVATE | NM50 | CENTER PLAZA ASSOC | 6172276743 | ED_SLEIN@EQUITYOFFICE.COM | SCOTT | DURKIN | 6178548711 | SCOTT_DURKIN@EQUITYOFFICE.COM | SCOTT | DURKIN | 6178548711 | SCOTT_DURKIN@EQUITYOFFICE.COM | 3 | EOP GENERATOR | 2 | ENGINE | CATERPILLAR | LC5 | 2007-07-12 | 2011 | 1.6303 | 1 | DIESEL | DIESEL | 44 | DIESEL | 1 | 5 | 0.202 | E3GAL | 28.078 | OK | N | 1 | 1 | 13 | 1 | 1 | 4
1191662 | EQUITY OFFICE |  | 1 CENTER PLZ |  | BOSTON | MA | 021080000 | 125 SUMMER ST | STE 1701 ATTN: ED SLEIN, EQUITY OFFIC | BOSTON | MA | 021100000 | N | PRIVATE | NM50 | CENTER PLAZA ASSOC | 6172276743 | ED_SLEIN@EQUITYOFFICE.COM | SCOTT | DURKIN | 6178548711 | SCOTT_DURKIN@EQUITYOFFICE.COM | SCOTT | DURKIN | 6178548711 | SCOTT_DURKIN@EQUITYOFFICE.COM | 3 | EOP GENERATOR | 2 | ENGINE | CATERPILLAR | LC5 | 2007-07-12 | 2011 | 1.6303 | 2 | DEISEL | DIESEL | 44 | DIESEL | 1 | 5 | 0.202 | E3GAL | 28.078 | OK | N | 1 | 1 | 13 | 1 | 1 | 4
1191662 | EQUITY OFFICE |  | 1 CENTER PLZ |  | BOSTON | MA | 021080000 | 125 SUMMER ST | STE 1701 ATTN: ED SLEIN, EQUITY OFFIC | BOSTON | MA | 021100000 | N | PRIVATE | NM50 | CENTER PLAZA ASSOC | 6172276743 | ED_SLEIN@EQUITYOFFICE.COM | SCOTT | DURKIN | 6178548711 | SCOTT_DURKIN@EQUITYOFFICE.COM | SCOTT | DURKIN | 6178548711 | SCOTT_DURKIN@EQUITYOFFICE.COM | 4 | FBI GENERATOR |  | ENGINE | CATERPILLAR | SR4 | 2006-06-18 | 2011 | 1.6303 | 1 | DIESEL | DIESEL | 44 | DIESEL | 1 | 5 | 0.202 | E3GAL | 28.078 | OK | N | 1 | 1 | 13 | 1 | 1 | 4
1191667 | MBTA SOUTH BOSTON POWER |  | 696 EAST FIRST ST |  | BOSTON | MA | 021270000 | 10 PARK PLAZA | ROOM 6720 | BOSTON | MA | 021160000 | Y | UTILITY | OP7.5 | MBTA SOUTH BOSTON POWER FACILITY | 6172223199 | JMartin@mbta.com | JANIS | KEARNEY | 6172221592 | jkearney@mbta.com | MR. JOHN A. | MARTIN | 6172223199 | JMartin@mbta.com | 5 | EMERGENCY GENERATOR (DETROIT-DIESEL) |  | ENGINE | DETROIT DIESEL | 7083-7305 | 1978-01-01 | 2011 | 1.95 | 1 | DIESEL | DIESEL | 44 | DIESEL | 0.0015 |  | 17.1 | E6BTU | 17.1 | OK | N | 1 | 1 | 52 | 1 | 1 | 22
1191680 | WYETH RESEARCH |  | 200 CAMBRIDGE PARK DR |  | CAMBRIDGE | MA | 021400000 | 35 CAMBRIDGEPARK DR | ATTN: EHS DEPT | CAMBRIDGE | MA | 021400000 | N | PRIVATE | SM50 | WYETH RESEARCH DIVISION OF WYETH PHARMACEUTICALS | 6176658344 | tim.mcdermott@pfizer.com | TIM | MCDERMOTT | 6176658344 | tim.mcdermott@pfizer.com | JAMES | HAYES | 6176657085 | james.hayes@pfizer.com | 4 | EMER GEN #1-CAT 3512B 1650 KW |  | ENGINE | CATERPILLER | 3512B | 1999-12-30 | 2009 | 20.6 | 2 | ULTRA-LOW SULFUR DIESELONE DYED | DIESEL | 44 | DIESEL | 0 | 0 | 0.4676 | E3GAL | 64.9964 | OK | N | 1 | 1 | 26 | 1 | 1 | 11
1191695 | BOSTON MUSEUM OF FINE ARTS |  | 465 HUNTINGTON AVE |  | BOSTON | MA | 021150000 | 465 HUNTINGTON AVE |  | BOSTON | MA | 021150000 | N | PRIVATE | NM99 | MUSEUM OF FINE ARTS | 6173693230 | KGetchell@mfa.org | KATIE | GETCHELL | 6173693441 | KGetchell@mfa.org | THOMAS | CAREY | 6173693233 | tcarey@mfa.org | 17 | NEW WING GENERATOR |  | ENGINE | CUMMINS | 1500DQGAB | 2009-12-12 | 2009 | 5.12 | 1 | DISTILLATE OIL/DIESEL | DIESEL | 44 | DIESEL | 0.003 | 0 | 0.1 | E3GAL | 13.9 | OK | N | 2 | 1 | 4 | 0 | 0 | 0
1191698 | REEBOK INTERNATIONAL LTD |  | 1895 JW FOSTER BLVD |  | CANTON | MA | 020210000 | 1895 JW FOSTER BLVD |  | CANTON | MA | 020210000 | N | PRIVATE | SM25 | ADIDAS GROUP | 7814017022 | brendan.walsh@reebok.com | BRENDAN | WALSH | 7814017022 | brendan.walsh@reebok.com | BRENDAN | WALSH | 7814017022 | brendan.walsh@reebok.com | 3 | EMERGENCY GENERATOR 1 |  | ENGINE | CATERPILLAR | 3412C | 1999-09-01 | 2010 | 8.204 | 1 | DIESEL OIL | DIESEL | 44 | DIESEL | 0.0015 | 0 | 1.289 | E3GAL | 179.171 | OK | N | 1 | 1 | 52 | 1 | 1 | 22
1191698 | REEBOK INTERNATIONAL LTD |  | 1895 JW FOSTER BLVD |  | CANTON | MA | 020210000 | 1895 JW FOSTER BLVD |  | CANTON | MA | 020210000 | N | PRIVATE | SM25 | ADIDAS GROUP | 7814017022 | brendan.walsh@reebok.com | BRENDAN | WALSH | 7814017022 | brendan.walsh@reebok.com | BRENDAN | WALSH | 7814017022 | brendan.walsh@reebok.com | 4 | EMERGENCY GENERATOR 2 |  | ENGINE | CATERPILLAR | 3412C | 1999-09-01 | 2010 | 8.204 | 1 | DIESEL OIL | DIESEL | 44 | DIESEL | 0.0015 | 0 | 3.223 | E3GAL | 447.997 | OK | N | 1 | 1 | 52 | 1 | 1 | 22
1191698 | REEBOK INTERNATIONAL LTD |  | 1895 JW FOSTER BLVD |  | CANTON | MA | 020210000 | 1895 JW FOSTER BLVD |  | CANTON | MA | 020210000 | N | PRIVATE | SM25 | ADIDAS GROUP | 7814017022 | brendan.walsh@reebok.com | BRENDAN | WALSH | 7814017022 | brendan.walsh@reebok.com | BRENDAN | WALSH | 7814017022 | brendan.walsh@reebok.com | 10 | EMERGENCY GENERATOR 3 |  | ENGINE | CATERPILLAR | C6.6DITA | 2008-02-01 | 2010 | 1.582 | 1 | ULTRA LOW SULFUR DIESEL FUEL | DIESEL | 44 | DIESEL | 0.0015 | 0 | 0.151 | E3GAL | 20.989 | OK | N | 1 | 1 | 52 | 1 | 1 | 22
1191709 | US VA MEDICAL CENTER |  | 1400 VETERANS OF FOREIGN WARS PKWY |  | WEST ROXBURY | MA | 021320000 | 1400 VETERANS OF FOREIGN WARS PKWY |  | WEST ROXBURY | MA | 021320000 | N | FEDERAL | SM79-7 | VA BOSTON HEALTH CARE SYSTEM | 5085834500 | RICHARD.EPPLEY@VA.GOV | GLENN | BENSON | 5085834500 | Glenn.Benson@va.gov | WILLIAM | GAVAZZI | 6173237700 | WILLIAM.GAVAZZI@VA.GOV | 8 | EMERGENCY GEN. BLDG #1B CUMMINS 600KW |  | ENGINE | CUMMINS | 750D6TI | 1984-06-01 | 2009 | 6 | 1 | EMERGENCY GENERATOR BLDG #1B | DIESEL | 44 | DIESEL | 0.0015 | 0.1 | 0.107 | E3GAL | 14.873 | OK | N | 1 | 1 | 12 | 1 | 1 | 5
1191709 | US VA MEDICAL CENTER |  | 1400 VETERANS OF FOREIGN WARS PKWY |  | WEST ROXBURY | MA | 021320000 | 1400 VETERANS OF FOREIGN WARS PKWY |  | WEST ROXBURY | MA | 021320000 | N | FEDERAL | SM79-7 | VA BOSTON HEALTH CARE SYSTEM | 5085834500 | RICHARD.EPPLEY@VA.GOV | GLENN | BENSON | 5085834500 | Glenn.Benson@va.gov | WILLIAM | GAVAZZI | 6173237700 | WILLIAM.GAVAZZI@VA.GOV | 10 | EMERGENCY GENERATOR-BLDG #3 CUMMINS 600KW |  | ENGINE | CUMMINS | 750D6TI | 1989-01-01 | 2009 | 6 | 1 | DIESEL FUEL | DIESEL | 44 | DIESEL | 0.0015 | 0.1 | 0.335 | E3GAL | 46.565 | OK | N | 1 | 1 | 12 | 1 | 1 | 5
1191709 | US VA MEDICAL CENTER |  | 1400 VETERANS OF FOREIGN WARS PKWY |  | WEST ROXBURY | MA | 021320000 | 1400 VETERANS OF FOREIGN WARS PKWY |  | WEST ROXBURY | MA | 021320000 | N | FEDERAL | SM79-7 | VA BOSTON HEALTH CARE SYSTEM | 5085834500 | RICHARD.EPPLEY@VA.GOV | GLENN | BENSON | 5085834500 | Glenn.Benson@va.gov | WILLIAM | GAVAZZI | 6173237700 | WILLIAM.GAVAZZI@VA.GOV | 20 | EMERGENCY GENERATOR-BOILER ROOM 100KW |  | ENGINE | CUMMINS | UNKNOWN | 1950-06-01 | 2009 | 1 | 1 | EMERGENCY GENERATOR-BOILER ROOM DIESEL OIL | DIESEL | 44 | DIESEL | 0.0015 | 0.1 | 0.046 | E3GAL | 6.394 | OK | N | 1 | 1 | 12 | 1 | 1 | 5
1191709 | US VA MEDICAL CENTER |  | 1400 VETERANS OF FOREIGN WARS PKWY |  | WEST ROXBURY | MA | 021320000 | 1400 VETERANS OF FOREIGN WARS PKWY |  | WEST ROXBURY | MA | 021320000 | N | FEDERAL | SM79-7 | VA BOSTON HEALTH CARE SYSTEM | 5085834500 | RICHARD.EPPLEY@VA.GOV | GLENN | BENSON | 5085834500 | Glenn.Benson@va.gov | WILLIAM | GAVAZZI | 6173237700 | WILLIAM.GAVAZZI@VA.GOV | 22 | EMERGENCY GENERATOR - BLDG #2A CUMMINS 750KW |  | ENGINE | CUMMINS | DFHA-3445 | 2007-01-01 | 2009 | 6 | 1 | DIESEL FUEL | DIESEL | 44 | DIESEL | 0.0015 | 0.1 | 0.126 | E3GAL | 17.514 | OK | N | 1 | 1 | 12 | 1 | 1 | 5
1191709 | US VA MEDICAL CENTER |  | 1400 VETERANS OF FOREIGN WARS PKWY |  | WEST ROXBURY | MA | 021320000 | 1400 VETERANS OF FOREIGN WARS PKWY |  | WEST ROXBURY | MA | 021320000 | N | FEDERAL | SM79-7 | VA BOSTON HEALTH CARE SYSTEM | 5085834500 | RICHARD.EPPLEY@VA.GOV | GLENN | BENSON | 5085834500 | Glenn.Benson@va.gov | WILLIAM | GAVAZZI | 6173237700 | WILLIAM.GAVAZZI@VA.GOV | 23 | EMERGENCY GENERATOR BLDG #1A CUMMINS 600KW |  | ENGINE | CUMMINS | DFGB5674782 | 2008-01-01 | 2009 | 6 | 1 | DIESEL FUEL | DIESEL | 44 | DIESEL | 0.0015 | 0.1 | 0.15 | E3GAL | 20.85 | OK | N | 1 | 1 | 12 | 1 | 1 | 5
1191709 | US VA MEDICAL CENTER |  | 1400 VETERANS OF FOREIGN WARS PKWY |  | WEST ROXBURY | MA | 021320000 | 1400 VETERANS OF FOREIGN WARS PKWY |  | WEST ROXBURY | MA | 021320000 | N | FEDERAL | SM79-7 | VA BOSTON HEALTH CARE SYSTEM | 5085834500 | RICHARD.EPPLEY@VA.GOV | GLENN | BENSON | 5085834500 | Glenn.Benson@va.gov | WILLIAM | GAVAZZI | 6173237700 | WILLIAM.GAVAZZI@VA.GOV | 27 | EMERGENCY GENERATOR - BLDG #2B CUMMINS 600KW |  | ENGINE | CUMMINS | DQCA-6365687 | 2008-01-01 | 2009 | 6 | 1 | DIESEL FUEL | DIESEL | 44 | DIESEL | 0.0015 | 0.1 | 0.053 | E3GAL | 7.367 | OK | N | 1 | 1 | 12 | 1 | 1 | 5
1191722 | MWRA COTTAGE FARM |  | 660 MEMORIAL DR |  | CAMBRIDGE | MA | 021390000 | 100 FIRST AVENUE |  | BOSTON | MA | 021290000 | N | PRIVATE | NM50 | MA WATER RESOURCES AUTHORITY | 6174918089 | leon.latille@mwra.state.ma.us | MICHAEL | HORNBROOK | 6177884359 | michael.hornbrook@mwra.state.ma.us | LEON | LATAILLE | 6177882552 | leon.lataille@mwra.state.ma.us | 1 | PUMP #1-WAUKESHA F2896 DSIU #2 OIL |  | ENGINE | WAUKESHA | F2896 DSIU | 1970-01-01 | 2010 | 4.9 | 1 | #2 OIL-0.0015 S | DIESEL | 44 | DIESEL | 0.0015 | 0.1 | 2.944 | E3GAL | 409.216 | OK | N | 2 | 1 | 42 | 3 | 1 | 17
1191722 | MWRA COTTAGE FARM |  | 660 MEMORIAL DR |  | CAMBRIDGE | MA | 021390000 | 100 FIRST AVENUE |  | BOSTON | MA | 021290000 | N | PRIVATE | NM50 | MA WATER RESOURCES AUTHORITY | 6174918089 | leon.latille@mwra.state.ma.us | MICHAEL | HORNBROOK | 6177884359 | michael.hornbrook@mwra.state.ma.us | LEON | LATAILLE | 6177882552 | leon.lataille@mwra.state.ma.us | 2 | PUMP #2-WAUKESHA F2896 DSIU #2 OIL |  | ENGINE | WAUKESHA | F2896 DSIU | 1970-01-01 | 2010 | 4.9 | 1 | #2 OIL-0.0015 S | DIESEL | 44 | DIESEL | 0.0015 | 0.1 | 2.03 | E3GAL | 282.17 | OK | N | 2 | 1 | 29 | 2 | 1 | 21
1191722 | MWRA COTTAGE FARM |  | 660 MEMORIAL DR |  | CAMBRIDGE | MA | 021390000 | 100 FIRST AVENUE |  | BOSTON | MA | 021290000 | N | PRIVATE | NM50 | MA WATER RESOURCES AUTHORITY | 6174918089 | leon.latille@mwra.state.ma.us | MICHAEL | HORNBROOK | 6177884359 | michael.hornbrook@mwra.state.ma.us | LEON | LATAILLE | 6177882552 | leon.lataille@mwra.state.ma.us | 3 | PUMP #3-WAUKESHA F2896 DSIU #2 OIL |  | ENGINE | WAUKESHA | F2896 DSIU | 1970-01-01 | 2010 | 4.9 | 1 | #2 OIL-0.0015 S | DIESEL | 44 | DIESEL | 0.0015 | 0.1 | 2.59 | E3GAL | 360.01 | OK | N | 3 | 1 | 25 | 3 | 1 | 21
1191722 | MWRA COTTAGE FARM |  | 660 MEMORIAL DR |  | CAMBRIDGE | MA | 021390000 | 100 FIRST AVENUE |  | BOSTON | MA | 021290000 | N | PRIVATE | NM50 | MA WATER RESOURCES AUTHORITY | 6174918089 | leon.latille@mwra.state.ma.us | MICHAEL | HORNBROOK | 6177884359 | michael.hornbrook@mwra.state.ma.us | LEON | LATAILLE | 6177882552 | leon.lataille@mwra.state.ma.us | 9 | GENERATOR #1-KOHLER #100ROZJ #2 OIL |  | ENGINE | KOHLER | 100 ROZJ | 1998-03-09 | 2010 | 0.938 | 1 | #2 OIL @0.0015 S | DIESEL | 44 | DIESEL | 0.0015 | 0 | 0.114 | E3GAL | 15.846 | OK | N | 1 | 1 | 16 | 1 | 1 | 8
1191736 | TERADYNE INC |  | 500-600 RIVERPARK DR |  | NORTH READING | MA | 018640000 | 600 RIVERPARK DRIVE MS-2 | ATTN: EHS DEPARTMENT | NORTH READING | MA | 018640000 | N | PRIVATE | NM25 | TERADYNE INC | 9783702287 | Debra.Pulpi@Teradyne.com | RICHARD | LUPIEN | 9783702333 | Rich.Lupien@Teradyne.com | DEBRA | PULPI-FRIEDLANDER | 9783702287 | Debra.Pulpi@Teradyne.com | 4 | GENERATOR #1-KOHLER #150ROJZ 250KW DIESEL |  | ENGINE | KOHLER GENERATOR/JOHN DEERE ENGINE | 150ROJZ | 2000-01-01 | 2009 | 5.8 | 1 | GENERATOR #1-KOHLER #150ROJZ 250 KW DIESEL | DIESEL | 44 | DIESEL | 0.5 | 0 | 115 | E6BTU | 115 | OK | N | 1 | 1 | 52 | 1 | 1 | 16
1191745 | ASTRAZENECA PHARMACEUTICALS LP |  | 35 GATEHOUSE DR |  | WALTHAM | MA | 024510000 | 35 GATEHOUSE DR |  | WALTHAM | MA | 024511215 | N | PRIVATE | SM50 | ASTRAZENECA PHARMACEUTICALS LP | 3028863000 | thereisnogeneral@address.com | JOHN | HENNESSY | 7818394000 | john.hennessy@astrazeneca.com | MARY | SABOLEFSKI | 7818394704 | mary.sabolefski@astrazeneca.com | 4 | EMER GEN #1 CATERPILLAR 3516B 2 OIL |  | ENGINE | CATERPILLAR | 3516B | 1999-06-01 | 2011 | 19 | 1 | EMER GEN 1 CATERPILLAR 3516B 2 OIL | DIESEL | 44 | DIESEL | 0.0015 | 0 | 2.102 | E3GAL | 292.178 | OK | N | 1 | 1 | 26 | 1 | 1 | 22
1191745 | ASTRAZENECA PHARMACEUTICALS LP |  | 35 GATEHOUSE DR |  | WALTHAM | MA | 024510000 | 35 GATEHOUSE DR |  | WALTHAM | MA | 024511215 | N | PRIVATE | SM50 | ASTRAZENECA PHARMACEUTICALS LP | 3028863000 | thereisnogeneral@address.com | JOHN | HENNESSY | 7818394000 | john.hennessy@astrazeneca.com | MARY | SABOLEFSKI | 7818394704 | mary.sabolefski@astrazeneca.com | 6 | EMER GEN #2 CATERPILLAR D3516C |  | ENGINE | MILTON CATERPILLAR | D3516C | 2009-01-01 | 2011 | 19 | 1 | EMER GEN #2 CATERPILLAR | DIESEL | 44 | DIESEL | 0.0015 | 0 | 1.644 | E3GAL | 228.516 | OK | N | 1 | 1 | 26 | 1 | 1 | 22
1191749 | BLUE CROSS BLUE SHIELD OF MASSACHUSETTS |  | 401 PARK DR | LANDMARK CENTER | BOSTON | MA | 022153326 | 401 PARK DRIVE | LANDMARK CENTER | BOSTON | MA | 022153326 | N | PRIVATE | SM25 | BLUE CROSS BLUE SHIELD OF MASSACHUSETTS | 6172463592 | Lawrence.Healey@bcbsma.com | LAWRENCE | HEALEY | 6172463592 | Lawrence.Healey@bcbsma.com | RICHARD | PAGE | 6172465619 | richard.page@bcbsma.com | 2 | EMER GEN #1 - DIESEL - 1500 KW - #2 OIL |  | ENGINE | CATERPILLAR | 3512B DM1728-06 | 2000-06-30 | 2009 | 15.4 | 1 | DIESEL OIL | DIESEL | 44 | DIESEL | 0.0015 | 0 | 0.46 | E3GAL | 63.94 | OK | N | 1 | 1 | 52 | 1 | 7 | 22
1191749 | BLUE CROSS BLUE SHIELD OF MASSACHUSETTS |  | 401 PARK DR | LANDMARK CENTER | BOSTON | MA | 022153326 | 401 PARK DRIVE | LANDMARK CENTER | BOSTON | MA | 022153326 | N | PRIVATE | SM25 | BLUE CROSS BLUE SHIELD OF MASSACHUSETTS | 6172463592 | Lawrence.Healey@bcbsma.com | LAWRENCE | HEALEY | 6172463592 | Lawrence.Healey@bcbsma.com | RICHARD | PAGE | 6172465619 | richard.page@bcbsma.com | 3 | EMER GEN #2 - DIESEL - 1500 KW - #2 OIL |  | ENGINE | CATERPILLAR | 3512B DM1728-06 | 2000-06-30 | 2009 | 15.4 | 1 | DIESEL OIL | DIESEL | 44 | DIESEL | 0.0015 | 0 | 0.46 | E3GAL | 63.94 | OK | N | 1 | 1 | 52 | 1 | 7 | 22
1191749 | BLUE CROSS BLUE SHIELD OF MASSACHUSETTS |  | 401 PARK DR | LANDMARK CENTER | BOSTON | MA | 022153326 | 401 PARK DRIVE | LANDMARK CENTER | BOSTON | MA | 022153326 | N | PRIVATE | SM25 | BLUE CROSS BLUE SHIELD OF MASSACHUSETTS | 6172463592 | Lawrence.Healey@bcbsma.com | LAWRENCE | HEALEY | 6172463592 | Lawrence.Healey@bcbsma.com | RICHARD | PAGE | 6172465619 | richard.page@bcbsma.com | 4 | EMER GEN #3 - DIESEL - 1500 KW - #2 OIL |  | ENGINE | CATERPILLAR | 3512B DM1728-06 | 2000-06-30 | 2009 | 15.4 | 1 | DIESEL OIL | DIESEL | 44 | DIESEL | 0.0015 | 0 | 0.46 | E3GAL | 63.94 | OK | N | 1 | 7 | 52 | 1 | 7 | 22
1191753 | WYETH RESEARCH |  | 87 CAMBRIDGE PARK DR |  | CAMBRIDGE | MA | 021400000 | 35 CAMBRIDGEPARK DR | ATTN: EHS DEPT | CAMBRIDGE | MA | 021400000 | N | PRIVATE | NM50 | WYETH RESEARCH DIVISION OF WYETH PHARMACEUTICALS INC. | 6176658344 | tim.mcdermott@pfizer.com | TIM | MCDERMOTT | 6176658344 | tim.mcdermott@pfizer.com | JAMES | HAYES | 6176657085 | james.hayes@pfizer.com | 12 | GENERATOR #1 |  | ENGINE | CATERPILLAR, INC. | C27 | 2007-11-15 | 2009 | 7.93 | 1 | ULTRA-LOW SULFUR DIESELONE DYED | DIESEL | 44 | DIESEL | 0 | 0 | 0.5222 | E3GAL | 72.5858 | OK | N | 1 | 1 | 26 | 1 | 1 | 11
1191765 | COMCAST OF BOSTON |  | 304 MARTIN LUTHER KING BLVD |  | BOSTON | MA | 021190000 | 304 MARTIN LUTHER KING BLVD |  | BOSTON | MA | 021190000 | N | PRIVATE | SM25 | COMCAST OF BOSTON | 6036282572 | Robert_GoldthwaiteJr@cable.comcast.com | ROBERT | GOLDTHWAITE JR. | 6036282572 | Robert_GoldthwaiteJr@cable.comcast.com | CHRIS | COSBY | 4135629923X73274 | Chris_Cosby@cable.comcast.com | 1 | GENERATOR #1-DETROIT DIESEL #12V4000 - NO. 2 OIL |  | ENGINE | KOHLER/DETROIT DIESEL | 1250 ROZD-4/12V-4000 | 2000-06-13 | 2010 | 11.9 | 1 | GENERATOR #1-DETROIT DIESEL #12V4000 NO.2 OIL 0.05 | DIESEL | 44 | DIESEL | 0.0015 | 0 | 3.588 | E3GAL | 498.732 | OK | N | 1 | 1 | 52 | 1 | 1 | 22
1191770 | LEVEL 3 COMMUNICATIONS LLC | FKA WILLIAMS COMMUNICATIONS | 1 SUMMER ST |  | BOSTON | MA | 021100000 | 1 SUMMER STREET |  | BOSTON | MA | 021100000 | N | PRIVATE | SM79-7 | LEVEL 3 COMMUNICATIONS | 7208884744 | timothy.kimball@level3.com | TIMOTHY | KIMBALL | 7208884744 | timothy.kimball@level3.com | TIMOTHY | KIMBALL | 7208884744 | timothy.kimball@level3.com | 1 | EMER GEN #1 - CAT DIESEL - 2000 KW - #2 OIL |  | ENGINE | CATERPILLAR | 3516B | 2000-09-12 | 2009 | 20 | 1 | EMER GEN #1 - CAT DIESEL 2000 KW #2 OIL | DIESEL | 44 | DIESEL | 0.05 | 0 | 0.7 | E3GAL | 97.3 | OK | N | 1 | 1 | 26 | 1 | 1 | 10
1191770 | LEVEL 3 COMMUNICATIONS LLC | FKA WILLIAMS COMMUNICATIONS | 1 SUMMER ST |  | BOSTON | MA | 021100000 | 1 SUMMER STREET |  | BOSTON | MA | 021100000 | N | PRIVATE | SM79-7 | LEVEL 3 COMMUNICATIONS | 7208884744 | timothy.kimball@level3.com | TIMOTHY | KIMBALL | 7208884744 | timothy.kimball@level3.com | TIMOTHY | KIMBALL | 7208884744 | timothy.kimball@level3.com | 2 | EMER GEN #2 - CAT DIESEL - 2000 KW - #2 OIL |  | ENGINE | CATERPILLAR | 3516B | 2000-09-12 | 2009 | 20 | 1 | EMER GEN #2 - CAT DIESEL 2000 KW #2 OIL | DIESEL | 44 | DIESEL | 0.05 | 0 | 0.7 | E3GAL | 97.3 | OK | N | 1 | 1 | 26 | 1 | 1 | 10
1191770 | LEVEL 3 COMMUNICATIONS LLC | FKA WILLIAMS COMMUNICATIONS | 1 SUMMER ST |  | BOSTON | MA | 021100000 | 1 SUMMER STREET |  | BOSTON | MA | 021100000 | N | PRIVATE | SM79-7 | LEVEL 3 COMMUNICATIONS | 7208884744 | timothy.kimball@level3.com | TIMOTHY | KIMBALL | 7208884744 | timothy.kimball@level3.com | TIMOTHY | KIMBALL | 7208884744 | timothy.kimball@level3.com | 5 | EMER GEN #3 - KATOLIGHT DIESEL - 350 KW - # OIL |  | ENGINE | KATOLIGHT | D350 | 2000-09-12 | 2009 | 3.78 | 1 | DIESEL FUEL | DIESEL | 44 | DIESEL | 0.05 | 0 | 0.131 | E3GAL | 18.209 | OK | N | 1 | 1 | 12 | 1 | 1 | 5
1191771 | GENZYME CORPORATION |  | 76 NEW YORK AVE |  | FRAMINGHAM | MA | 017010000 | 11 PLEASANT ST CONNECTOR | PO BOX 9322 | FRAMINGHAM | MA | 017019322 | N | PRIVATE | SM50 | GENZYME CORPORATION | 5088728400 | joan.boegel@genzyme.com | HENRY | FITZGERALD | 5082702153 | Henry.Fitzgerald@genzyme.com | JOAN | BOEGEL | 5082702176 | joan.boegel@genzyme.com | 6 | EMERGENCY GENERATOR 76-EGEN |  | ENGINE | CATERPILLAR | 3412 | 1993-01-01 | 2009 | 4.6936 | 1 | DIESEL FUEL OIL | DIESEL | 44 | DIESEL | 0.05 | 0 | 0.204 | E3GAL | 28.356 | OK | N | 1 | 1 | 52 | 1 | 1 | 22
1191771 | GENZYME CORPORATION |  | 76 NEW YORK AVE |  | FRAMINGHAM | MA | 017010000 | 11 PLEASANT ST CONNECTOR | PO BOX 9322 | FRAMINGHAM | MA | 017019322 | N | PRIVATE | SM50 | GENZYME CORPORATION | 5088728400 | joan.boegel@genzyme.com | HENRY | FITZGERALD | 5082702153 | Henry.Fitzgerald@genzyme.com | JOAN | BOEGEL | 5082702176 | joan.boegel@genzyme.com | 7 | EMERGENCY GENERATOR 78-EGEN |  | ENGINE | CATERPILLAR | 3412 | 1993-01-01 | 2009 | 4.6936 | 1 | DIESEL FUEL OIL | DIESEL | 44 | DIESEL | 0.05 | 0 | 0.2041 | E3GAL | 28.3699 | OK | N | 1 | 1 | 52 | 1 | 1 | 22
1191771 | GENZYME CORPORATION |  | 76 NEW YORK AVE |  | FRAMINGHAM | MA | 017010000 | 11 PLEASANT ST CONNECTOR | PO BOX 9322 | FRAMINGHAM | MA | 017019322 | N | PRIVATE | SM50 | GENZYME CORPORATION | 5088728400 | joan.boegel@genzyme.com | HENRY | FITZGERALD | 5082702153 | Henry.Fitzgerald@genzyme.com | JOAN | BOEGEL | 5082702176 | joan.boegel@genzyme.com | 8 | EMERGENCY GENERATOR 80-EGEN |  | ENGINE | CATERPILLAR | 3412 | 1999-01-01 | 2009 | 4.6936 | 1 | DIESEL FUEL OIL | DIESEL | 44 | DIESEL | 0.05 | 0 | 0.2041 | E3GAL | 28.3699 | OK | N | 1 | 1 | 52 | 1 | 1 | 22
1191771 | GENZYME CORPORATION |  | 76 NEW YORK AVE |  | FRAMINGHAM | MA | 017010000 | 11 PLEASANT ST CONNECTOR | PO BOX 9322 | FRAMINGHAM | MA | 017019322 | N | PRIVATE | SM50 | GENZYME CORPORATION | 5088728400 | joan.boegel@genzyme.com | HENRY | FITZGERALD | 5082702153 | Henry.Fitzgerald@genzyme.com | JOAN | BOEGEL | 5082702176 | joan.boegel@genzyme.com | 9 | EMERGENCY ENGINE 80-FIRE PUMP |  | ENGINE | CUMMINS | 6BTA-5.9 | 1980-01-01 | 2009 | 1.785 | 1 | DIESEL FUEL | DIESEL | 44 | DIESEL | 0.05 | 0 | 0.1004 | E3GAL | 13.9556 | OK | N | 1 | 1 | 52 | 1 | 1 | 22
1191771 | GENZYME CORPORATION |  | 76 NEW YORK AVE |  | FRAMINGHAM | MA | 017010000 | 11 PLEASANT ST CONNECTOR | PO BOX 9322 | FRAMINGHAM | MA | 017019322 | N | PRIVATE | SM50 | GENZYME CORPORATION | 5088728400 | joan.boegel@genzyme.com | HENRY | FITZGERALD | 5082702153 | Henry.Fitzgerald@genzyme.com | JOAN | BOEGEL | 5082702176 | joan.boegel@genzyme.com | 29 | EMERGENCY GENERATOR 45-EGEN |  | ENGINE | CATERPILLAR | 3412 | 1996-01-01 | 2009 | 4.6936 | 1 | DIESEL FUEL OIL | DIESEL | 44 | DIESEL | 0.05 | 0 | 0.2041 | E3GAL | 28.3699 | OK | N | 1 | 1 | 52 | 1 | 1 | 22
1191771 | GENZYME CORPORATION |  | 76 NEW YORK AVE |  | FRAMINGHAM | MA | 017010000 | 11 PLEASANT ST CONNECTOR | PO BOX 9322 | FRAMINGHAM | MA | 017019322 | N | PRIVATE | SM50 | GENZYME CORPORATION | 5088728400 | joan.boegel@genzyme.com | HENRY | FITZGERALD | 5082702153 | Henry.Fitzgerald@genzyme.com | JOAN | BOEGEL | 5082702176 | joan.boegel@genzyme.com | 30 | EMERGENCY GENERATOR 45-EGEN 2 |  | ENGINE | KOEHLER | 150ROZJ81 | 1996-01-01 | 2009 | 1.4081 | 1 | DIESEL FUEL OIL | DIESEL | 44 | DIESEL | 0.05 | 0 | 0.0612 | E3GAL | 8.5068 | OK | N | 1 | 1 | 52 | 1 | 1 | 22
1191771 | GENZYME CORPORATION |  | 76 NEW YORK AVE |  | FRAMINGHAM | MA | 017010000 | 11 PLEASANT ST CONNECTOR | PO BOX 9322 | FRAMINGHAM | MA | 017019322 | N | PRIVATE | SM50 | GENZYME CORPORATION | 5088728400 | joan.boegel@genzyme.com | HENRY | FITZGERALD | 5082702153 | Henry.Fitzgerald@genzyme.com | JOAN | BOEGEL | 5082702176 | joan.boegel@genzyme.com | 32 | EMERGENCY GENERATOR 55-ENG-01 |  | ENGINE | CATERPILLAR | 3516C | 2006-09-01 | 2009 | 20.3 | 1 | DIESEL FUEL OIL | DIESEL | 44 | DIESEL | 0.05 | 0 | 1.1348 | E3GAL | 157.7372 | OK | N | 1 | 1 | 52 | 1 | 1 | 22
1191771 | GENZYME CORPORATION |  | 76 NEW YORK AVE |  | FRAMINGHAM | MA | 017010000 | 11 PLEASANT ST CONNECTOR | PO BOX 9322 | FRAMINGHAM | MA | 017019322 | N | PRIVATE | SM50 | GENZYME CORPORATION | 5088728400 | joan.boegel@genzyme.com | HENRY | FITZGERALD | 5082702153 | Henry.Fitzgerald@genzyme.com | JOAN | BOEGEL | 5082702176 | joan.boegel@genzyme.com | 33 | EMERGENCY GENERATOR 55-ENG-02 |  | ENGINE | CATERPILLAR | 3516C | 2006-09-01 | 2009 | 20.3 | 1 | DIESEL FUEL OIL | DIESEL | 44 | DIESEL | 0.05 | 0 | 1.1348 | E3GAL | 157.7372 | OK | N | 1 | 1 | 52 | 1 | 1 | 22
1191771 | GENZYME CORPORATION |  | 76 NEW YORK AVE |  | FRAMINGHAM | MA | 017010000 | 11 PLEASANT ST CONNECTOR | PO BOX 9322 | FRAMINGHAM | MA | 017019322 | N | PRIVATE | SM50 | GENZYME CORPORATION | 5088728400 | joan.boegel@genzyme.com | HENRY | FITZGERALD | 5082702153 | Henry.Fitzgerald@genzyme.com | JOAN | BOEGEL | 5082702176 | joan.boegel@genzyme.com | 34 | EMERGENCY ENGINE 55-ENG-03 |  | ENGINE | CUMMINS | JU6H-UFG8 | 2006-09-01 | 2009 | 1.4081 | 1 | DIESEL FUEL OIL | DIESEL | 44 | DIESEL | 0.05 | 0 | 0.0792 | E3GAL | 11.0088 | OK | N | 1 | 1 | 52 | 1 | 1 | 22
1191771 | GENZYME CORPORATION |  | 76 NEW YORK AVE |  | FRAMINGHAM | MA | 017010000 | 11 PLEASANT ST CONNECTOR | PO BOX 9322 | FRAMINGHAM | MA | 017019322 | N | PRIVATE | SM50 | GENZYME CORPORATION | 5088728400 | joan.boegel@genzyme.com | HENRY | FITZGERALD | 5082702153 | Henry.Fitzgerald@genzyme.com | JOAN | BOEGEL | 5082702176 | joan.boegel@genzyme.com | 46 | EMERGENCY GENERATOR 31-EGEN-02 |  | ENGINE | CUMMINS | QSK23-G7NR2 | 2008-01-14 | 2009 | 7.8919 | 1 | DIESEL FUEL | DIESEL | 44 | DIESEL | 0.05 | 0 | 0.3431 | E3GAL | 47.6909 | OK | N | 1 | 1 | 52 | 1 | 1 | 22
1191771 | GENZYME CORPORATION |  | 76 NEW YORK AVE |  | FRAMINGHAM | MA | 017010000 | 11 PLEASANT ST CONNECTOR | PO BOX 9322 | FRAMINGHAM | MA | 017019322 | N | PRIVATE | SM50 | GENZYME CORPORATION | 5088728400 | joan.boegel@genzyme.com | HENRY | FITZGERALD | 5082702153 | Henry.Fitzgerald@genzyme.com | JOAN | BOEGEL | 5082702176 | joan.boegel@genzyme.com | 47 | EMEGENCY GENERATOR 74-EGEN-03 |  | ENGINE | CATERPILLAR | 3516C | 2009-04-06 | 2009 | 26.1 | 1 | DIESEL FUEL OIL | DIESEL | 44 | DIESEL | 0.05 | 0 | 0.7565 | E3GAL | 105.1535 | OK | N | 1 | 1 | 37 | 1 | 1 | 22
1191771 | GENZYME CORPORATION |  | 76 NEW YORK AVE |  | FRAMINGHAM | MA | 017010000 | 11 PLEASANT ST CONNECTOR | PO BOX 9322 | FRAMINGHAM | MA | 017019322 | N | PRIVATE | SM50 | GENZYME CORPORATION | 5088728400 | joan.boegel@genzyme.com | HENRY | FITZGERALD | 5082702153 | Henry.Fitzgerald@genzyme.com | JOAN | BOEGEL | 5082702176 | joan.boegel@genzyme.com | 48 | EMERGENCY GENERATOR 74-EGEN-02 |  | ENGINE | CATERPILLAR | 3516C | 2008-04-08 | 2009 | 26.1 | 1 | DIESEL FUEL OIL | DIESEL | 44 | DIESEL | 0.05 | 0 | 1.1348 | E3GAL | 157.7372 | OK | N | 1 | 1 | 52 | 1 | 1 | 22
1191771 | GENZYME CORPORATION |  | 76 NEW YORK AVE |  | FRAMINGHAM | MA | 017010000 | 11 PLEASANT ST CONNECTOR | PO BOX 9322 | FRAMINGHAM | MA | 017019322 | N | PRIVATE | SM50 | GENZYME CORPORATION | 5088728400 | joan.boegel@genzyme.com | HENRY | FITZGERALD | 5082702153 | Henry.Fitzgerald@genzyme.com | JOAN | BOEGEL | 5082702176 | joan.boegel@genzyme.com | 49 | EMERGENCY GENERATOR 55-FIRE PUMP |  | ENGINE | CUMMINS | CRP59-F26 | 2007-01-10 | 2009 | 1.4081 | 1 | DIESEL FUEL | DIESEL | 44 | DIESEL | 0.05 |  | 0.0792 | E3GAL | 11.0088 | OK | N | 1 | 1 | 52 | 1 | 1 | 22
1191773 | ARSENAL ON THE CHARLES | FKA WATERTOWN MISSION CRITICAL FACILITY | 311 ARSENAL ST |  | WATERTOWN | MA | 024720000 | 46 BLACKSTONE STREET | EHSEM | CAMBRIDGE | MA | 024720000 | N | PRIVATE | SM25 | ARSENAL ON THE CHARLES | 6174952060 | GORDON_REYNOLDS@HARVARD.EDU | GORDON | REYNOLDS | 6174952060 | GORDON_REYNOLDS@HARVARD.EDU | MOHAMED | OMAR | 6174952060 | mohamed_omar@harvard.edu | 4 | GENERATOR #1-CATERPILLAR #500KW DIESEL |  | ENGINE | CATERPILLA | CATERPILLA | 2000-01-01 | 2010 | 5 | 1 | GENERATOR #1-CATERPILLAR #500KVA DIESEL | DIESEL | 44 | DIESEL | 0.0015 | 0 | 1.53 | E3GAL | 212.67 | OK | N | 1 | 1 | 1 | 1 | 1 | 1
1191773 | ARSENAL ON THE CHARLES | FKA WATERTOWN MISSION CRITICAL FACILITY | 311 ARSENAL ST |  | WATERTOWN | MA | 024720000 | 46 BLACKSTONE STREET | EHSEM | CAMBRIDGE | MA | 024720000 | N | PRIVATE | SM25 | ARSENAL ON THE CHARLES | 6174952060 | GORDON_REYNOLDS@HARVARD.EDU | GORDON | REYNOLDS | 6174952060 | GORDON_REYNOLDS@HARVARD.EDU | MOHAMED | OMAR | 6174952060 | mohamed_omar@harvard.edu | 5 | CUMMINS EG |  | ENGINE | CUMMINS | CUMMINS | 2006-09-12 | 2010 | 1.5 | 1 | ULTRA LOW SULFUR DIESEL | DIESEL | 44 | DIESEL | 0.0015 |  | 0.242 | E3GAL | 33.638 | OK | N | 1 | 1 | 1 | 1 | 1 | 1
1191775 | DIGITAL 128 FIRST AVENUE LLC | FKA SENTINEL PROPERTIES NEEDHAM LLC | 128 FIRST AVE |  | NEEDHAM | MA | 021920000 | 128 FIRST AVE |  | NEEDHAM | MA | 024942805 | N | PRIVATE | SM79-7 | DIGITAL 128 FIRST AVENUE LLC | 8573669900 | bmorford@digitalrealtytrust.com | BRIAN | MORFORD | 7814441340 | bmorford@digitalrealtytrust.com | BRIAN | MORFORD | 7814441340 | bmorford@digitalrealtytrust.com | 1 | EMERGENCY DIESEL GENERATOR A |  | ENGINE | CATERPILLAR | 3516B | 2001-04-15 | 2009 | 20.4 | 1 | ULTRA LOW SULFUR DIESEL FUEL | DIESEL | 44 | DIESEL | 0.0015 | 0 | 1.515 | E3GAL | 210.585 | OK | N | 1 | 1 | 52 | 1 | 1 | 22
1191775 | DIGITAL 128 FIRST AVENUE LLC | FKA SENTINEL PROPERTIES NEEDHAM LLC | 128 FIRST AVE |  | NEEDHAM | MA | 021920000 | 128 FIRST AVE |  | NEEDHAM | MA | 024942805 | N | PRIVATE | SM79-7 | DIGITAL 128 FIRST AVENUE LLC | 8573669900 | bmorford@digitalrealtytrust.com | BRIAN | MORFORD | 7814441340 | bmorford@digitalrealtytrust.com | BRIAN | MORFORD | 7814441340 | bmorford@digitalrealtytrust.com | 2 | EMERGENCY DIESEL GENERATOR B |  | ENGINE | CATERPILLAR | 3516B | 2001-04-15 | 2009 | 20.4 | 1 | ULTRA LOW SULFUR DIESEL FUEL | DIESEL | 44 | DIESEL | 0.0015 | 0 | 1.635 | E3GAL | 227.265 | OK | N | 1 | 1 | 52 | 1 | 1 | 22
1191775 | DIGITAL 128 FIRST AVENUE LLC | FKA SENTINEL PROPERTIES NEEDHAM LLC | 128 FIRST AVE |  | NEEDHAM | MA | 021920000 | 128 FIRST AVE |  | NEEDHAM | MA | 024942805 | N | PRIVATE | SM79-7 | DIGITAL 128 FIRST AVENUE LLC | 8573669900 | bmorford@digitalrealtytrust.com | BRIAN | MORFORD | 7814441340 | bmorford@digitalrealtytrust.com | BRIAN | MORFORD | 7814441340 | bmorford@digitalrealtytrust.com | 3 | EMERGENCY DIESEL GENERATOR C |  | ENGINE | CATERPILLAR | 3516B | 2001-04-15 | 2009 | 20.4 | 1 | ULTRA LOW SULFUR DIESEL FUEL | DIESEL | 44 | DIESEL | 0.0015 | 0 | 1.635 | E3GAL | 227.265 | OK | N | 1 | 1 | 52 | 1 | 1 | 22
1191775 | DIGITAL 128 FIRST AVENUE LLC | FKA SENTINEL PROPERTIES NEEDHAM LLC | 128 FIRST AVE |  | NEEDHAM | MA | 021920000 | 128 FIRST AVE |  | NEEDHAM | MA | 024942805 | N | PRIVATE | SM79-7 | DIGITAL 128 FIRST AVENUE LLC | 8573669900 | bmorford@digitalrealtytrust.com | BRIAN | MORFORD | 7814441340 | bmorford@digitalrealtytrust.com | BRIAN | MORFORD | 7814441340 | bmorford@digitalrealtytrust.com | 4 | EMERGENCY DIESEL GENERATOR D |  | ENGINE | CATERPILLAR | 3516B | 2001-04-15 | 2009 | 20.4 | 1 | ULTRA LOW SULFUR DIESEL FUEL | DIESEL | 44 | DIESEL | 0.0015 | 0 | 1.02 | E3GAL | 141.78 | OK | N | 1 | 1 | 52 | 1 | 1 | 22
1191775 | DIGITAL 128 FIRST AVENUE LLC | FKA SENTINEL PROPERTIES NEEDHAM LLC | 128 FIRST AVE |  | NEEDHAM | MA | 021920000 | 128 FIRST AVE |  | NEEDHAM | MA | 024942805 | N | PRIVATE | SM79-7 | DIGITAL 128 FIRST AVENUE LLC | 8573669900 | bmorford@digitalrealtytrust.com | BRIAN | MORFORD | 7814441340 | bmorford@digitalrealtytrust.com | BRIAN | MORFORD | 7814441340 | bmorford@digitalrealtytrust.com | 6 | EMERGENCY DIESEL GENERATOR E |  | ENGINE | CATERPILLAR | 3516B | 2001-04-15 | 2009 | 20.4 | 1 | ULTRA LOW SULFUR DIESEL FUEL | DIESEL | 44 | DIESEL | 0.0015 | 0 | 8.13 | E3GAL | 1130.07 | OK | N | 1 | 1 | 52 | 1 | 1 | 22
1191775 | DIGITAL 128 FIRST AVENUE LLC | FKA SENTINEL PROPERTIES NEEDHAM LLC | 128 FIRST AVE |  | NEEDHAM | MA | 021920000 | 128 FIRST AVE |  | NEEDHAM | MA | 024942805 | N | PRIVATE | SM79-7 | DIGITAL 128 FIRST AVENUE LLC | 8573669900 | bmorford@digitalrealtytrust.com | BRIAN | MORFORD | 7814441340 | bmorford@digitalrealtytrust.com | BRIAN | MORFORD | 7814441340 | bmorford@digitalrealtytrust.com | 7 | EMERGENCY DIESEL GENERATOR F |  | ENGINE | CATERPILLAR | 3526B | 2001-04-15 | 2009 | 20.4 | 1 | ULTRA LOW SULFUR DIESEL FUEL | DIESEL | 44 | DIESEL | 0.0015 | 0 | 8.01 | E3GAL | 1113.39 | OK | N | 1 | 1 | 52 | 1 | 1 | 22
1191775 | DIGITAL 128 FIRST AVENUE LLC | FKA SENTINEL PROPERTIES NEEDHAM LLC | 128 FIRST AVE |  | NEEDHAM | MA | 021920000 | 128 FIRST AVE |  | NEEDHAM | MA | 024942805 | N | PRIVATE | SM79-7 | DIGITAL 128 FIRST AVENUE LLC | 8573669900 | bmorford@digitalrealtytrust.com | BRIAN | MORFORD | 7814441340 | bmorford@digitalrealtytrust.com | BRIAN | MORFORD | 7814441340 | bmorford@digitalrealtytrust.com | 8 | EMERGENCY DIESEL GENERATOR G |  | ENGINE | CATERPILLAR | 3516B | 2001-04-15 | 2009 | 20.4 | 1 | ULTRA LOW SULFUR FUEL | DIESEL | 44 | DIESEL | 0.0015 | 0 | 0.48 | E3GAL | 66.72 | OK | N | 1 | 1 | 52 | 1 | 1 | 22
1191775 | DIGITAL 128 FIRST AVENUE LLC | FKA SENTINEL PROPERTIES NEEDHAM LLC | 128 FIRST AVE |  | NEEDHAM | MA | 021920000 | 128 FIRST AVE |  | NEEDHAM | MA | 024942805 | N | PRIVATE | SM79-7 | DIGITAL 128 FIRST AVENUE LLC | 8573669900 | bmorford@digitalrealtytrust.com | BRIAN | MORFORD | 7814441340 | bmorford@digitalrealtytrust.com | BRIAN | MORFORD | 7814441340 | bmorford@digitalrealtytrust.com | 9 | EMERGENCY DIESEL GENERATOR H |  | ENGINE | CATERPILLAR | 3516B | 2001-04-15 | 2009 | 20.4 | 1 | ULTRA LOW SULFUR DIESEL FUEL | DIESEL | 44 | DIESEL | 0.0015 | 0 | 0.48 | E3GAL | 66.72 | OK | N | 1 | 1 | 52 | 1 | 1 | 22
1191775 | DIGITAL 128 FIRST AVENUE LLC | FKA SENTINEL PROPERTIES NEEDHAM LLC | 128 FIRST AVE |  | NEEDHAM | MA | 021920000 | 128 FIRST AVE |  | NEEDHAM | MA | 024942805 | N | PRIVATE | SM79-7 | DIGITAL 128 FIRST AVENUE LLC | 8573669900 | bmorford@digitalrealtytrust.com | BRIAN | MORFORD | 7814441340 | bmorford@digitalrealtytrust.com | BRIAN | MORFORD | 7814441340 | bmorford@digitalrealtytrust.com | 10 | EMERGENCY DIESEL GENERATOR I |  | ENGINE | CATERPILLAR | 3516B | 2006-01-26 | 2009 | 19 | 1 | ULTRA LOW SULFUR DIESEL FUEL | DIESEL | 44 | DIESEL | 0.0015 | 0 | 0.48 | E3GAL | 66.72 | OK | N | 1 | 1 | 52 | 1 | 1 | 22
1191775 | DIGITAL 128 FIRST AVENUE LLC | FKA SENTINEL PROPERTIES NEEDHAM LLC | 128 FIRST AVE |  | NEEDHAM | MA | 021920000 | 128 FIRST AVE |  | NEEDHAM | MA | 024942805 | N | PRIVATE | SM79-7 | DIGITAL 128 FIRST AVENUE LLC | 8573669900 | bmorford@digitalrealtytrust.com | BRIAN | MORFORD | 7814441340 | bmorford@digitalrealtytrust.com | BRIAN | MORFORD | 7814441340 | bmorford@digitalrealtytrust.com | 11 | EMERGENCY DIESEL GENERATOR J |  | ENGINE | CATERPILLAR | 3516B | 2007-05-22 | 2009 | 19.5 | 1 | ULTRA LOW SULFUR DIESEL FUEL | DIESEL | 44 | DIESEL | 0.0015 | 0 | 0.48 | E3GAL | 66.72 | OK | N | 1 | 1 | 52 | 1 | 1 | 22
1191775 | DIGITAL 128 FIRST AVENUE LLC | FKA SENTINEL PROPERTIES NEEDHAM LLC | 128 FIRST AVE |  | NEEDHAM | MA | 021920000 | 128 FIRST AVE |  | NEEDHAM | MA | 024942805 | N | PRIVATE | SM79-7 | DIGITAL 128 FIRST AVENUE LLC | 8573669900 | bmorford@digitalrealtytrust.com | BRIAN | MORFORD | 7814441340 | bmorford@digitalrealtytrust.com | BRIAN | MORFORD | 7814441340 | bmorford@digitalrealtytrust.com | 12 | EMERGENCY DIESEL GENERATOR K |  | ENGINE | CATERPILLAR | 3516B | 2007-05-22 | 2009 | 19.5 | 1 | ULTRA LOW SULFUR DIESEL FUEL | DIESEL | 44 | DIESEL | 0.0015 | 0 | 0.48 | E3GAL | 66.72 | OK | N | 1 | 1 | 52 | 1 | 1 | 22
1191775 | DIGITAL 128 FIRST AVENUE LLC | FKA SENTINEL PROPERTIES NEEDHAM LLC | 128 FIRST AVE |  | NEEDHAM | MA | 021920000 | 128 FIRST AVE |  | NEEDHAM | MA | 024942805 | N | PRIVATE | SM79-7 | DIGITAL 128 FIRST AVENUE LLC | 8573669900 | bmorford@digitalrealtytrust.com | BRIAN | MORFORD | 7814441340 | bmorford@digitalrealtytrust.com | BRIAN | MORFORD | 7814441340 | bmorford@digitalrealtytrust.com | 13 | EMERGENCY DIESEL GENERATOR L |  | ENGINE | CATERPILLAR | 3516B | 2001-04-15 | 2009 | 19.5 | 1 | ULTRA LOW SULFUR DIESEL FUEL | DIESEL | 44 | DIESEL | 0.0015 | 0 | 0.48 | E3GAL | 66.72 | OK | N | 1 | 1 | 52 | 1 | 1 | 22
1191775 | DIGITAL 128 FIRST AVENUE LLC | FKA SENTINEL PROPERTIES NEEDHAM LLC | 128 FIRST AVE |  | NEEDHAM | MA | 021920000 | 128 FIRST AVE |  | NEEDHAM | MA | 024942805 | N | PRIVATE | SM79-7 | DIGITAL 128 FIRST AVENUE LLC | 8573669900 | bmorford@digitalrealtytrust.com | BRIAN | MORFORD | 7814441340 | bmorford@digitalrealtytrust.com | BRIAN | MORFORD | 7814441340 | bmorford@digitalrealtytrust.com | 14 | EMERGENCY DIESEL GENERATOR M |  | ENGINE | CATERPILLAR | 3516B | 2007-05-22 | 2009 | 19.5 | 1 | ULTRA LOW SULFUR DIESEL FUEL | DIESEL | 44 | DIESEL | 0.0015 | 0 | 0.48 | E3GAL | 66.72 | OK | N | 1 | 1 | 52 | 1 | 1 | 22
1191775 | DIGITAL 128 FIRST AVENUE LLC | FKA SENTINEL PROPERTIES NEEDHAM LLC | 128 FIRST AVE |  | NEEDHAM | MA | 021920000 | 128 FIRST AVE |  | NEEDHAM | MA | 024942805 | N | PRIVATE | SM79-7 | DIGITAL 128 FIRST AVENUE LLC | 8573669900 | bmorford@digitalrealtytrust.com | BRIAN | MORFORD | 7814441340 | bmorford@digitalrealtytrust.com | BRIAN | MORFORD | 7814441340 | bmorford@digitalrealtytrust.com | 15 | EMERGENCY DIESEL GENERATOR N |  | ENGINE | CATERPILLAR | 3516B | 2001-04-15 | 2009 | 19.5 | 1 | ULTRA LOW SULFUR DIESEL FUEL | DIESEL | 44 | DIESEL | 0.0015 | 0 | 0.36 | E3GAL | 50.04 | OK | N | 1 | 1 | 52 | 1 | 1 | 22
1191775 | DIGITAL 128 FIRST AVENUE LLC | FKA SENTINEL PROPERTIES NEEDHAM LLC | 128 FIRST AVE |  | NEEDHAM | MA | 021920000 | 128 FIRST AVE |  | NEEDHAM | MA | 024942805 | N | PRIVATE | SM79-7 | DIGITAL 128 FIRST AVENUE LLC | 8573669900 | bmorford@digitalrealtytrust.com | BRIAN | MORFORD | 7814441340 | bmorford@digitalrealtytrust.com | BRIAN | MORFORD | 7814441340 | bmorford@digitalrealtytrust.com | 16 | EMERGENCY DIESEL GENERATOR O |  | ENGINE | CATERPILLAR | 3516B | 2001-04-15 | 2009 | 19.5 | 1 | ULTRA LOW SULFUR DIESEL FUEL | DIESEL | 44 | DIESEL | 0.0015 | 0 | 0.36 | E3GAL | 50.04 | OK | N | 1 | 1 | 52 | 1 | 1 | 22
1191806 | CENTURYLINK - BOSTON | FKA QUEST COMMUNICATIONS | 1 SUMMER ST |  | BOSTON | MA | 021100000 | 55 CHURCH STREET, 1 ST FLOOR | ATTN: HARLAN PINCUS | WHITE PLAINS | NY | 106010000 | N | PRIVATE | SM25 | QWEST COMMUNICATIONS COMPANY, LLC | 9146867952 | HARLAN.PINCUS@QWEST.COM | DARRELL | LINGK | 3039927096 | Darrell.Lingk@qwest.com | HARLAN | PINCUS | 9146867952 | HARLAN.PINCUS@QWEST.COM | 3 | EMER GEN #3 - DIESEL - 1500 KW - #2 OIL |  | ENGINE | CATERPILLAR | 3512-DITA | 2000-09-12 | 2009 | 15.4 | 1 | DIESEL #2 FUEL OIL | DIESEL | 44 | DIESEL | 0.05 | 0 | 0.733 | E3GAL | 101.887 | OK | N | 1 | 1 | 14 | 1 | 1 | 5
1191811 | DIGITAL 55 MIDDLESEX LLC | FKA SENTINEL DATA CENTERS BEDFORD LLC | 55 MIDDLESEX TPKE |  | BEDFORD | MA | 017300000 | 55 MIDDLESEX TPKE |  | BEDFORD | MA | 017300000 | N | PRIVATE | SM79-7 | DIGITAL 55 MIDDLESEX TURNPIKE, LLC | 7815415134 | wfrick@digitalrealtytrust.com | WILLIAM | FRICK | 7815415134 | wfrick@digitalrealtytrust.com | WILLIAM | FRICK | 7815415134 | wfrick@digitalrealtytrust.com | 1 | EMER GEN #1 - CATERPILLAR 3516B |  | ENGINE | CATERPILLAR | 3516B | 2000-10-01 | 2009 | 19 | 1 | EMER GEN #1- DIESEL | DIESEL | 44 | DIESEL | 0.05 | 0 | 0.609 | E3GAL | 84.651 | OK | N | 1 | 5 | 52 | 1 | 1 | 12
1191811 | DIGITAL 55 MIDDLESEX LLC | FKA SENTINEL DATA CENTERS BEDFORD LLC | 55 MIDDLESEX TPKE |  | BEDFORD | MA | 017300000 | 55 MIDDLESEX TPKE |  | BEDFORD | MA | 017300000 | N | PRIVATE | SM79-7 | DIGITAL 55 MIDDLESEX TURNPIKE, LLC | 7815415134 | wfrick@digitalrealtytrust.com | WILLIAM | FRICK | 7815415134 | wfrick@digitalrealtytrust.com | WILLIAM | FRICK | 7815415134 | wfrick@digitalrealtytrust.com | 2 | EMER GEN #2- CATERPILLAR 3516B |  | ENGINE | CATERPILLAR | 3516B | 2000-10-01 | 2009 | 19 | 1 | EMER GEN #2- DIESEL | DIESEL | 44 | DIESEL | 0.05 | 0 | 0.609 | E3GAL | 84.651 | OK | N | 1 | 1 | 52 | 1 | 1 | 12
1191811 | DIGITAL 55 MIDDLESEX LLC | FKA SENTINEL DATA CENTERS BEDFORD LLC | 55 MIDDLESEX TPKE |  | BEDFORD | MA | 017300000 | 55 MIDDLESEX TPKE |  | BEDFORD | MA | 017300000 | N | PRIVATE | SM79-7 | DIGITAL 55 MIDDLESEX TURNPIKE, LLC | 7815415134 | wfrick@digitalrealtytrust.com | WILLIAM | FRICK | 7815415134 | wfrick@digitalrealtytrust.com | WILLIAM | FRICK | 7815415134 | wfrick@digitalrealtytrust.com | 3 | EMER GEN #3- CATERPILLAR 3516B |  | ENGINE | CATERPILLAR | 3516B | 2000-10-01 | 2009 | 19 | 1 | EMER GEN #3- DIESEL | DIESEL | 44 | DIESEL | 0.05 | 0 | 0.609 | E3GAL | 84.651 | OK | N | 1 | 1 | 52 | 1 | 1 | 12
1191811 | DIGITAL 55 MIDDLESEX LLC | FKA SENTINEL DATA CENTERS BEDFORD LLC | 55 MIDDLESEX TPKE |  | BEDFORD | MA | 017300000 | 55 MIDDLESEX TPKE |  | BEDFORD | MA | 017300000 | N | PRIVATE | SM79-7 | DIGITAL 55 MIDDLESEX TURNPIKE, LLC | 7815415134 | wfrick@digitalrealtytrust.com | WILLIAM | FRICK | 7815415134 | wfrick@digitalrealtytrust.com | WILLIAM | FRICK | 7815415134 | wfrick@digitalrealtytrust.com | 4 | EMER GEN #6- CATERPILLAR 3516B |  | ENGINE | CATERPILLAR | 3516B | 2000-10-01 | 2009 | 19 | 1 | EMER GEN #6- DIESEL | DIESEL | 44 | DIESEL | 0.05 | 0 | 0.609 | E3GAL | 84.651 | OK | N | 1 | 1 | 52 | 1 | 1 | 12
1191811 | DIGITAL 55 MIDDLESEX LLC | FKA SENTINEL DATA CENTERS BEDFORD LLC | 55 MIDDLESEX TPKE |  | BEDFORD | MA | 017300000 | 55 MIDDLESEX TPKE |  | BEDFORD | MA | 017300000 | N | PRIVATE | SM79-7 | DIGITAL 55 MIDDLESEX TURNPIKE, LLC | 7815415134 | wfrick@digitalrealtytrust.com | WILLIAM | FRICK | 7815415134 | wfrick@digitalrealtytrust.com | WILLIAM | FRICK | 7815415134 | wfrick@digitalrealtytrust.com | 5 | EMER GEN #4- CATERPILLAR 3516B |  | ENGINE | CATERPILLAR | 3516B | 2000-10-01 | 2009 | 19 | 1 | EMER GEN #4- DIESEL | DIESEL | 44 | DIESEL | 0.05 | 0 | 0.609 | E3GAL | 84.651 | OK | N | 1 | 1 | 52 | 1 | 1 | 12
1191811 | DIGITAL 55 MIDDLESEX LLC | FKA SENTINEL DATA CENTERS BEDFORD LLC | 55 MIDDLESEX TPKE |  | BEDFORD | MA | 017300000 | 55 MIDDLESEX TPKE |  | BEDFORD | MA | 017300000 | N | PRIVATE | SM79-7 | DIGITAL 55 MIDDLESEX TURNPIKE, LLC | 7815415134 | wfrick@digitalrealtytrust.com | WILLIAM | FRICK | 7815415134 | wfrick@digitalrealtytrust.com | WILLIAM | FRICK | 7815415134 | wfrick@digitalrealtytrust.com | 6 | EMER GEN #5- CAT 3516B |  | ENGINE | CATERPILLAR | 3516B | 2000-10-01 | 2009 | 19 | 1 | EMER GEN #5- DIESEL | DIESEL | 44 | DIESEL | 0.05 | 0 | 0.609 | E3GAL | 84.651 | OK | N | 1 | 1 | 52 | 1 | 1 | 12
1191814 | SAVVIS | FKA EXODUS COMMUNICATIONS | 580 WINTER ST |  | WALTHAM | MA | 021540000 | 2831 MISSION COLLEGE |  | SANTA CLARA | CA | 950540000 | N | PRIVATE | SM150 | SAVVIS COMMUNICATIONS | 3146287000 | jay.quigley@savvis.net | JAY | QUIGLEY | 7815775132 | jay.quigley@savvis.net | JAY | QUIGLEY | 7815775132 | jay.quigley@savvis.net | 1 | EMERGENCY GENERATOR - 1 |  | ENGINE | CATERPILLAR | 3512 | 2000-10-31 | 2010 | 12.8123 | 1 | DIESEL | DIESEL | 44 | DIESEL | 0.0015 | 0 | 154.811 | E6BTU | 154.811 | OK | N | 1 | 1 | 13 | 1 | 1 | 5
1191814 | SAVVIS | FKA EXODUS COMMUNICATIONS | 580 WINTER ST |  | WALTHAM | MA | 021540000 | 2831 MISSION COLLEGE |  | SANTA CLARA | CA | 950540000 | N | PRIVATE | SM150 | SAVVIS COMMUNICATIONS | 3146287000 | jay.quigley@savvis.net | JAY | QUIGLEY | 7815775132 | jay.quigley@savvis.net | JAY | QUIGLEY | 7815775132 | jay.quigley@savvis.net | 2 | EMERGENCY GENERATOR - 2 |  | ENGINE | CATERPILLER | 3512 | 2000-10-31 | 2010 | 12.8123 | 1 | DIESEL | DIESEL | 44 | DIESEL | 0.0015 | 0 | 154.811 | E6BTU | 154.811 | OK | N | 1 | 1 | 13 | 1 | 1 | 5
1191814 | SAVVIS | FKA EXODUS COMMUNICATIONS | 580 WINTER ST |  | WALTHAM | MA | 021540000 | 2831 MISSION COLLEGE |  | SANTA CLARA | CA | 950540000 | N | PRIVATE | SM150 | SAVVIS COMMUNICATIONS | 3146287000 | jay.quigley@savvis.net | JAY | QUIGLEY | 7815775132 | jay.quigley@savvis.net | JAY | QUIGLEY | 7815775132 | jay.quigley@savvis.net | 3 | EMERGENCY GENERATOR - 3 |  | ENGINE | CATERPILLER | 3512 | 2000-10-31 | 2010 | 12.8123 | 1 | DIESEL | DIESEL | 44 | DIESEL | 0.0015 | 0 | 154.811 | E6BTU | 154.811 | OK | N | 1 | 1 | 13 | 1 | 1 | 5
1191814 | SAVVIS | FKA EXODUS COMMUNICATIONS | 580 WINTER ST |  | WALTHAM | MA | 021540000 | 2831 MISSION COLLEGE |  | SANTA CLARA | CA | 950540000 | N | PRIVATE | SM150 | SAVVIS COMMUNICATIONS | 3146287000 | jay.quigley@savvis.net | JAY | QUIGLEY | 7815775132 | jay.quigley@savvis.net | JAY | QUIGLEY | 7815775132 | jay.quigley@savvis.net | 4 | EMERGENCY GENERATOR - 4 |  | ENGINE | CATERPILLER | 3512 | 2000-10-31 | 2010 | 12.8123 | 1 | DIESEL | DIESEL | 44 | DIESEL | 0.0015 | 0 | 154.811 | E6BTU | 154.811 | OK | N | 1 | 1 | 13 | 1 | 1 | 5
1191814 | SAVVIS | FKA EXODUS COMMUNICATIONS | 580 WINTER ST |  | WALTHAM | MA | 021540000 | 2831 MISSION COLLEGE |  | SANTA CLARA | CA | 950540000 | N | PRIVATE | SM150 | SAVVIS COMMUNICATIONS | 3146287000 | jay.quigley@savvis.net | JAY | QUIGLEY | 7815775132 | jay.quigley@savvis.net | JAY | QUIGLEY | 7815775132 | jay.quigley@savvis.net | 5 | EMERGENCY GENERATOR - 5 |  | ENGINE | CATERPILLER | 3512 | 2000-10-31 | 2010 | 12.8123 | 1 | DIESEL | DIESEL | 44 | DIESEL | 0.0015 | 0 | 154.811 | E6BTU | 154.811 | OK | N | 1 | 1 | 13 | 1 | 1 | 5
1191814 | SAVVIS | FKA EXODUS COMMUNICATIONS | 580 WINTER ST |  | WALTHAM | MA | 021540000 | 2831 MISSION COLLEGE |  | SANTA CLARA | CA | 950540000 | N | PRIVATE | SM150 | SAVVIS COMMUNICATIONS | 3146287000 | jay.quigley@savvis.net | JAY | QUIGLEY | 7815775132 | jay.quigley@savvis.net | JAY | QUIGLEY | 7815775132 | jay.quigley@savvis.net | 6 | EMERGENCY GENERATOR - 6 |  | ENGINE | CATERPILLER | 3512 | 2000-10-31 | 2010 | 12.8123 | 1 | DIESEL | DIESEL | 44 | DIESEL | 0.0015 | 0 | 154.811 | E6BTU | 154.811 | OK | N | 1 | 1 | 13 | 1 | 1 | 5
1191819 | BIOGEN IDEC MA INC |  | 15 CAMBRIDGE ST |  | CAMBRIDGE | MA | 021420000 | 14 CAMBRIDGE CENTER |  | CAMBRIDGE | MA | 021420000 | N | PRIVATE | SM80-7 | BIOGEN IDEC MA INC | 6176792000 | thomas.barton@biogenidec.com | THOMAS | BARTON | 6176793716 | thomas.barton@biogenidec.com | KATHLEEN | ROY | 6179145956 | kathleen.roy@biogenidec.com | 9 | BLDG 8 GENERATOR. CATERPILLAR - 3512B DITA. 1500KW |  | ENGINE | CATERPILLAR | 3512B DITA | 2000-01-01 | 2009 | 5 | 1 | LOW SULFUR DIESEL | DIESEL | 44 | DIESEL | 0.003 | 0 | 1.12 | E3GAL | 155.68 | OK | N | 1 | 1 | 12 | 1 | 1 | 4
1191819 | BIOGEN IDEC MA INC |  | 15 CAMBRIDGE ST |  | CAMBRIDGE | MA | 021420000 | 14 CAMBRIDGE CENTER |  | CAMBRIDGE | MA | 021420000 | N | PRIVATE | SM80-7 | BIOGEN IDEC MA INC | 6176792000 | thomas.barton@biogenidec.com | THOMAS | BARTON | 6176793716 | thomas.barton@biogenidec.com | KATHLEEN | ROY | 6179145956 | kathleen.roy@biogenidec.com | 15 | COMBINED GENERATORS(8) <10MMBH - 13.5MMBH | 8 | ENGINE | COMBINED | COMBINED | 1990-01-01 | 2009 | 13.5 | 1 | HIGH SULFUR DIESEL | DIESEL | 44 | DIESEL | 0.003 | 0 | 3.27 | E3GAL | 454.53 | OK | N | 1 | 1 | 12 | 1 | 1 | 4
1191819 | BIOGEN IDEC MA INC |  | 15 CAMBRIDGE ST |  | CAMBRIDGE | MA | 021420000 | 14 CAMBRIDGE CENTER |  | CAMBRIDGE | MA | 021420000 | N | PRIVATE | SM80-7 | BIOGEN IDEC MA INC | 6176792000 | thomas.barton@biogenidec.com | THOMAS | BARTON | 6176793716 | thomas.barton@biogenidec.com | KATHLEEN | ROY | 6179145956 | kathleen.roy@biogenidec.com | 17 | BLDG 6A - C. TURBINE - SOLAR T60 - 58MMBH |  | ENGINE | SOLAR INC | TAURUS 60 | 2005-01-01 | 2009 | 57.83 | 1 | ULTRA LOW SULFUR DIESEL | DIESEL | 44 | DIESEL | 0.003 |  | 11.09 | E3GAL | 1541.51 | OK | Y | 24 | 7 | 52 | 24 | 7 | 22
1191826 | MERCK SHARP & DOHME CORP | FKA MERCK RESEARCH LABORATORIES | 33 AVENUE LOUIS PASTEUR |  | BOSTON | MA | 021150000 | 33 AVENUE LOUIS PASTEUR | ATTN: GREG DECKER, MGR EHS | BOSTON | MA | 021150000 | N | PRIVATE | SM25 | MERCK RESEARCH LABORATORIES | 6179922032 | gregory.decker@merck.com | GARY | O'NEILL | 6179923242 | gary.oneill1@merck.com | GREGORY | DECKER | 6179922032 | gregory.decker@merck.com | 1 | EMER GEN 1 DIESEL 1500 KW |  | ENGINE | CUMMINS ONAN | 1500DFLE | 2003-10-28 | 2011 | 14 | 1 | EMER GEN 1 1500 KW #2 DIESEL | DIESEL | 44 | DIESEL | 0.05 | 0 | 0.522 | E3GAL | 72.558 | OK | N | 1 | 1 | 12 | 1 | 1 | 12
1191826 | MERCK SHARP & DOHME CORP | FKA MERCK RESEARCH LABORATORIES | 33 AVENUE LOUIS PASTEUR |  | BOSTON | MA | 021150000 | 33 AVENUE LOUIS PASTEUR | ATTN: GREG DECKER, MGR EHS | BOSTON | MA | 021150000 | N | PRIVATE | SM25 | MERCK RESEARCH LABORATORIES | 6179922032 | gregory.decker@merck.com | GARY | O'NEILL | 6179923242 | gary.oneill1@merck.com | GREGORY | DECKER | 6179922032 | gregory.decker@merck.com | 2 | EMER GEN 2 DIESEL 1500 KW |  | ENGINE | CUMMINS ONAN | 1500DFLE | 2003-10-28 | 2011 | 14 | 1 | EMER GEN 2 1500 KW NO 2 DIESEL | DIESEL | 44 | DIESEL | 0.05 | 0 | 0.391 | E3GAL | 54.349 | OK | N | 1 | 1 | 12 | 1 | 1 | 12
1191832 | SAVVIS COMMUNICATIONS INC |  | 115 AND 125 SECOND AVE |  | WALTHAM | MA | 024510000 | 115 AND 125 SECOND AVE |  | WALTHAM | MA | 024510000 | N | PRIVATE | SM50 | SAVVIS COMMUNICATIONS | 3146287000 | jay.quigley@savvis.net | JAY | QUIGLEY | 7815775132 | jay.quigley@savvis.net | JAY | QUIGLEY | 7815775132 | jay.quigley@savvis.net | 1 | EMERGENCY GENERATOR - 1 |  | ENGINE | CATERPILLAR | 3516B | 2000-10-07 | 2010 | 19.2116 | 1 | DIESEL | DIESEL | 44 | DIESEL | 0.0015 | 0 | 734.8437 | E6BTU | 734.8437 | OK | N | 1 | 1 | 13 | 1 | 1 | 5
1191832 | SAVVIS COMMUNICATIONS INC |  | 115 AND 125 SECOND AVE |  | WALTHAM | MA | 024510000 | 115 AND 125 SECOND AVE |  | WALTHAM | MA | 024510000 | N | PRIVATE | SM50 | SAVVIS COMMUNICATIONS | 3146287000 | jay.quigley@savvis.net | JAY | QUIGLEY | 7815775132 | jay.quigley@savvis.net | JAY | QUIGLEY | 7815775132 | jay.quigley@savvis.net | 2 | EMERGENCY GENERATOR - 2 |  | ENGINE | CATERPILLAR | 3516B | 2000-10-07 | 2010 | 19.2116 | 1 | DIESEL | DIESEL | 44 | DIESEL | 0.0015 | 0 | 734.8437 | E6BTU | 734.8437 | OK | N | 1 | 1 | 13 | 1 | 1 | 5
1191832 | SAVVIS COMMUNICATIONS INC |  | 115 AND 125 SECOND AVE |  | WALTHAM | MA | 024510000 | 115 AND 125 SECOND AVE |  | WALTHAM | MA | 024510000 | N | PRIVATE | SM50 | SAVVIS COMMUNICATIONS | 3146287000 | jay.quigley@savvis.net | JAY | QUIGLEY | 7815775132 | jay.quigley@savvis.net | JAY | QUIGLEY | 7815775132 | jay.quigley@savvis.net | 3 | EMERGENCY GENERATOR - 3 |  | ENGINE | CATERPILLAR | 3516C | 2006-12-01 | 2010 | 19.0335 | 1 | DIESEL | DIESEL | 44 | DIESEL | 0.0015 | 0 | 728.0314 | E6BTU | 728.0314 | OK | N | 1 | 1 | 13 | 1 | 1 | 5
1191833 | MILLENNIUM PLACE |  | 2 AVERY ST | LEVEL B2 | BOSTON | MA | 021110000 | 2 AVERY ST | LEVEL B2 | BOSTON | MA | 021110000 | N | PRIVATE | SM79-7 | MILLENNIUM PLACE PRIMARY CONDO ASSOC | 6175747262 | jciolfi@mppcondo.com | JOHN | CIOLFI | 6175747262 | jciolfi@mppcondo.com | KEN | LEMAY | 6175747223 | klemay@mppcondo.com | 6 | EMER GEN #1 - CAT 3516B - 2500 KVA - #2 OIL |  | ENGINE | CATAPILLAR | CAT3616B | 2001-06-01 | 2009 | 20 | 1 | EMER GEN #1 - CAT 3516B - 2500 KVA - #2 OIL 0.05 S | DIESEL | 44 | DIESEL | 0.05 | 0 | 0.5 | E3GAL | 69.5 | OK | N | 1 | 1 | 12 | 1 | 1 | 5
1191833 | MILLENNIUM PLACE |  | 2 AVERY ST | LEVEL B2 | BOSTON | MA | 021110000 | 2 AVERY ST | LEVEL B2 | BOSTON | MA | 021110000 | N | PRIVATE | SM79-7 | MILLENNIUM PLACE PRIMARY CONDO ASSOC | 6175747262 | jciolfi@mppcondo.com | JOHN | CIOLFI | 6175747262 | jciolfi@mppcondo.com | KEN | LEMAY | 6175747223 | klemay@mppcondo.com | 7 | EMER GEN #2 - KOHLER 1000 RZM - 1020 KVA - #2 OIL |  | ENGINE | KOHLER | 1000RZM | 2001-06-01 | 2009 | 1 | 1 | EMER GEN #2 - KOHLER 1000 RZM - #2 OIL 0.05 S | DIESEL | 44 | DIESEL | 0.05 | 0 | 0.25 | E3GAL | 34.75 | OK | N | 1 | 1 | 12 | 1 | 1 | 5
1191844 | MASSACHUSETTS INSTITUTE OF TECHNOLOGY |  | 77 MASSACHUSETTS AVE |  | CAMBRIDGE | MA | 021394307 | 77 MASSACHUSETTS AVENUE |  | CAMBRIDGE | MA | 021394307 | N | PRIVATE | OP9 | MASSACHUSETTS INSTITUTE OF TECHNOLOGY | 6174522510 | zhanna@mit.edu | WILLIAM | VAN SCHALKWYK | 6172539492 | billv@mit.edu | ZHANNA | DAVIDOVITZ | 6174522510 | zhanna@mit.edu | 6 | GENERATOR #01-CATERPILLAR #3516B 2MW #2OIL DG-42-6 |  | ENGINE | CATERPILLAR | 3516B | 2000-01-15 | 2011 | 20.2 | 1 | GENERATOR #01-CAT #3516B 2 MW #2 OIL DG426 | DIESEL | 44 | DIESEL | 0.05 | 0 | 5.793 | E3GAL | 805.227 | OK | N | 1 | 1 | 52 | 1 | 1 | 22
1191844 | MASSACHUSETTS INSTITUTE OF TECHNOLOGY |  | 77 MASSACHUSETTS AVE |  | CAMBRIDGE | MA | 021394307 | 77 MASSACHUSETTS AVENUE |  | CAMBRIDGE | MA | 021394307 | N | PRIVATE | OP9 | MASSACHUSETTS INSTITUTE OF TECHNOLOGY | 6174522510 | zhanna@mit.edu | WILLIAM | VAN SCHALKWYK | 6172539492 | billv@mit.edu | ZHANNA | DAVIDOVITZ | 6174522510 | zhanna@mit.edu | 7 | GENERATOR CAT #2 #3508 800 KW #2OIL DG-16-906A |  | ENGINE | CATERPILLAR | 3508 | 1998-03-01 | 2011 | 7.9 | 1 | GENERATOR #02-CAT #3508 800 KW #2 OIL DG16906A | DIESEL | 44 | DIESEL | 0.0015 | 0 | 0.025 | E3GAL | 3.475 | OK | N | 1 | 1 | 8 | 1 | 1 | 3
1191844 | MASSACHUSETTS INSTITUTE OF TECHNOLOGY |  | 77 MASSACHUSETTS AVE |  | CAMBRIDGE | MA | 021394307 | 77 MASSACHUSETTS AVENUE |  | CAMBRIDGE | MA | 021394307 | N | PRIVATE | OP9 | MASSACHUSETTS INSTITUTE OF TECHNOLOGY | 6174522510 | zhanna@mit.edu | WILLIAM | VAN SCHALKWYK | 6172539492 | billv@mit.edu | ZHANNA | DAVIDOVITZ | 6174522510 | zhanna@mit.edu | 8 | GENERATOR #3-CAT #3508 800 KW #2 OIL DG-68-701A |  | ENGINE | CATERPILLAR | 3508 | 1994-06-01 | 2011 | 7.9 | 1 | GENERATOR #03-CAT #3508 800 KW #2 OIL DG68701A | DIESEL | 44 | DIESEL | 0.0015 | 0 | 0.038 | E3GAL | 5.282 | OK | N | 1 | 1 | 8 | 1 | 1 | 2
1191844 | MASSACHUSETTS INSTITUTE OF TECHNOLOGY |  | 77 MASSACHUSETTS AVE |  | CAMBRIDGE | MA | 021394307 | 77 MASSACHUSETTS AVENUE |  | CAMBRIDGE | MA | 021394307 | N | PRIVATE | OP9 | MASSACHUSETTS INSTITUTE OF TECHNOLOGY | 6174522510 | zhanna@mit.edu | WILLIAM | VAN SCHALKWYK | 6172539492 | billv@mit.edu | ZHANNA | DAVIDOVITZ | 6174522510 | zhanna@mit.edu | 9 | GENERATOR #4-CAT #3412 700 KW #2 OIL DG-W34-M40 |  | ENGINE | CATERPILLAR | 3412 | 1999-08-01 | 2010 | 6.57 | 1 | GENERATOR #04-CAT #3412 700 KW #2 OIL DGW34M40 | DIESEL | 44 | DIESEL | 0.0015 | 0 | 0 | E3GAL | 0 | OK | N | 0 | 0 | 0 | 0 | 0 | 0
1191844 | MASSACHUSETTS INSTITUTE OF TECHNOLOGY |  | 77 MASSACHUSETTS AVE |  | CAMBRIDGE | MA | 021394307 | 77 MASSACHUSETTS AVENUE |  | CAMBRIDGE | MA | 021394307 | N | PRIVATE | OP9 | MASSACHUSETTS INSTITUTE OF TECHNOLOGY | 6174522510 | zhanna@mit.edu | WILLIAM | VAN SCHALKWYK | 6172539492 | billv@mit.edu | ZHANNA | DAVIDOVITZ | 6174522510 | zhanna@mit.edu | 10 | GENERATOR #5-CATERPILLAR 3406 400KW #2OIL DG-W91-0 |  | ENGINE | CATERPILLAR | 3406 | 1998-02-01 | 2010 | 3.95 | 1 | GENERATOR #05-CAT #3406 400 KW #2 OIL DGW910 | DIESEL | 44 | DIESEL | 0.0015 | 0 | 0 | E3GAL | 0 | OK | N | 0 | 0 | 0 | 0 | 0 | 0
1191844 | MASSACHUSETTS INSTITUTE OF TECHNOLOGY |  | 77 MASSACHUSETTS AVE |  | CAMBRIDGE | MA | 021394307 | 77 MASSACHUSETTS AVENUE |  | CAMBRIDGE | MA | 021394307 | N | PRIVATE | OP9 | MASSACHUSETTS INSTITUTE OF TECHNOLOGY | 6174522510 | zhanna@mit.edu | WILLIAM | VAN SCHALKWYK | 6172539492 | billv@mit.edu | ZHANNA | DAVIDOVITZ | 6174522510 | zhanna@mit.edu | 11 | GENERATOR #6-CATERPILLAR 3406 300 KW #2OIL-DG-W92 |  | ENGINE | CATERPILLAR | 3406 | 2000-08-01 | 2010 | 3.22 | 1 | GENERATOR #06-CAT #3406 300 KW #2 OIL DGW92 | DIESEL | 44 | DIESEL | 0.0015 | 0 | 0 | E3GAL | 0 | OK | N | 0 | 0 | 0 | 0 | 0 | 0
1191844 | MASSACHUSETTS INSTITUTE OF TECHNOLOGY |  | 77 MASSACHUSETTS AVE |  | CAMBRIDGE | MA | 021394307 | 77 MASSACHUSETTS AVENUE |  | CAMBRIDGE | MA | 021394307 | N | PRIVATE | OP9 | MASSACHUSETTS INSTITUTE OF TECHNOLOGY | 6174522510 | zhanna@mit.edu | WILLIAM | VAN SCHALKWYK | 6172539492 | billv@mit.edu | ZHANNA | DAVIDOVITZ | 6174522510 | zhanna@mit.edu | 12 | GENERATOR #7-KOHLER #30R0ZD81 340KW #2OIL DG-N9A-P |  | ENGINE | KOHLER | 350ROZD81 | 1990-01-01 | 2010 | 3.36 | 1 | GNRTOR #07-KOHLER #R0ZD 340 KW #2 OIL DGN9A | DIESEL | 44 | DIESEL | 0.0015 | 0 | 0 | E3GAL | 0 | OK | N | 0 | 0 | 0 | 0 | 0 | 0
1191844 | MASSACHUSETTS INSTITUTE OF TECHNOLOGY |  | 77 MASSACHUSETTS AVE |  | CAMBRIDGE | MA | 021394307 | 77 MASSACHUSETTS AVENUE |  | CAMBRIDGE | MA | 021394307 | N | PRIVATE | OP9 | MASSACHUSETTS INSTITUTE OF TECHNOLOGY | 6174522510 | zhanna@mit.edu | WILLIAM | VAN SCHALKWYK | 6172539492 | billv@mit.edu | ZHANNA | DAVIDOVITZ | 6174522510 | zhanna@mit.edu | 20 | GENERATOR DIESEL DG E23-008A, N9A | 2 | ENGINE | VARIOUS | VARIOUS | 1980-01-01 | 2011 | 6.57 | 1 | #2 OIL | DIESEL | 44 | DIESEL | 0.0015 | 0 | 0.331 | E3GAL | 46.009 | OK | N | 1 | 1 | 8 | 1 | 1 | 4
1191844 | MASSACHUSETTS INSTITUTE OF TECHNOLOGY |  | 77 MASSACHUSETTS AVE |  | CAMBRIDGE | MA | 021394307 | 77 MASSACHUSETTS AVENUE |  | CAMBRIDGE | MA | 021394307 | N | PRIVATE | OP9 | MASSACHUSETTS INSTITUTE OF TECHNOLOGY | 6174522510 | zhanna@mit.edu | WILLIAM | VAN SCHALKWYK | 6172539492 | billv@mit.edu | ZHANNA | DAVIDOVITZ | 6174522510 | zhanna@mit.edu | 22 | GENERATOR#9-CATERPILLAR #3512B 1500KW DIESEL DG-32 |  | ENGINE | CATERPILLAR | 3512B | 2003-01-01 | 2011 | 15.484 | 1 | GENERATOR #9-CAT #3512B 1,500KW #2 OIL DG32 | DIESEL | 44 | DIESEL | 0.0015 | 0 | 0.054 | E3GAL | 7.506 | OK | N | 1 | 1 | 11 | 1 | 1 | 4
1191844 | MASSACHUSETTS INSTITUTE OF TECHNOLOGY |  | 77 MASSACHUSETTS AVE |  | CAMBRIDGE | MA | 021394307 | 77 MASSACHUSETTS AVENUE |  | CAMBRIDGE | MA | 021394307 | N | PRIVATE | OP9 | MASSACHUSETTS INSTITUTE OF TECHNOLOGY | 6174522510 | zhanna@mit.edu | WILLIAM | VAN SCHALKWYK | 6172539492 | billv@mit.edu | ZHANNA | DAVIDOVITZ | 6174522510 | zhanna@mit.edu | 24 | GENERATOR DIESEL DG NW-15A,NW-15B,8,W34-M40,W91-0 | 5 | ENGINE | VARIOUS | VARIOUS | 1990-07-01 | 2011 | 22.92 | 1 | #2 OIL | DIESEL | 44 | DIESEL | 0.0015 | 0 | 0.485 | E3GAL | 67.415 | OK | N | 1 | 1 | 52 | 1 | 1 | 22
1191844 | MASSACHUSETTS INSTITUTE OF TECHNOLOGY |  | 77 MASSACHUSETTS AVE |  | CAMBRIDGE | MA | 021394307 | 77 MASSACHUSETTS AVENUE |  | CAMBRIDGE | MA | 021394307 | N | PRIVATE | OP9 | MASSACHUSETTS INSTITUTE OF TECHNOLOGY | 6174522510 | zhanna@mit.edu | WILLIAM | VAN SCHALKWYK | 6172539492 | billv@mit.edu | ZHANNA | DAVIDOVITZ | 6174522510 | zhanna@mit.edu | 25 | GENERATOR #11-DELCO AC #4859VB DIESEL DG-NW-15B |  | ENGINE | DELCO AC | E4859VB | 1990-07-01 | 2010 | 3.95 | 1 | GENERATOR #11-DELCO AC #E4859VB-#2 OIL DGNW15B | DIESEL | 44 | DIESEL | 0.0015 | 0 | 0 | E3GAL | 0 | OK | N | 0 | 0 | 0 | 0 | 0 | 0
1191844 | MASSACHUSETTS INSTITUTE OF TECHNOLOGY |  | 77 MASSACHUSETTS AVE |  | CAMBRIDGE | MA | 021394307 | 77 MASSACHUSETTS AVENUE |  | CAMBRIDGE | MA | 021394307 | N | PRIVATE | OP9 | MASSACHUSETTS INSTITUTE OF TECHNOLOGY | 6174522510 | zhanna@mit.edu | WILLIAM | VAN SCHALKWYK | 6172539492 | billv@mit.edu | ZHANNA | DAVIDOVITZ | 6174522510 | zhanna@mit.edu | 26 | GENERATOR DIESEL DG 1-W79 2-W79 | 2 | ENGINE | CATERPILLAR | VARIOUS | 2002-07-01 | 2011 | 10.7 | 1 | #2 OIL | DIESEL | 44 | DIESEL | 0.0015 | 0 | 0.072 | E3GAL | 10.008 | OK | N | 1 | 1 | 10 | 1 | 1 | 5
1191844 | MASSACHUSETTS INSTITUTE OF TECHNOLOGY |  | 77 MASSACHUSETTS AVE |  | CAMBRIDGE | MA | 021394307 | 77 MASSACHUSETTS AVENUE |  | CAMBRIDGE | MA | 021394307 | N | PRIVATE | OP9 | MASSACHUSETTS INSTITUTE OF TECHNOLOGY | 6174522510 | zhanna@mit.edu | WILLIAM | VAN SCHALKWYK | 6172539492 | billv@mit.edu | ZHANNA | DAVIDOVITZ | 6174522510 | zhanna@mit.edu | 27 | GENERATOR #13-CATERPILLAR #3412 DIESEL DG-NW86 |  | ENGINE | CATERPILLAR | 3412 | 2002-07-01 | 2010 | 5.6 | 1 | GENERATOR #13-CAT #3412- 700 KW #2 OIL DGNW86 | DIESEL | 44 | DIESEL | 0.0015 | 0 | 0 | E3GAL | 0 | OK | N | 0 | 0 | 0 | 0 | 0 | 0
1191844 | MASSACHUSETTS INSTITUTE OF TECHNOLOGY |  | 77 MASSACHUSETTS AVE |  | CAMBRIDGE | MA | 021394307 | 77 MASSACHUSETTS AVENUE |  | CAMBRIDGE | MA | 021394307 | N | PRIVATE | OP9 | MASSACHUSETTS INSTITUTE OF TECHNOLOGY | 6174522510 | zhanna@mit.edu | WILLIAM | VAN SCHALKWYK | 6172539492 | billv@mit.edu | ZHANNA | DAVIDOVITZ | 6174522510 | zhanna@mit.edu | 39 | GENERATORS(3)-KOHLER DIESEL DG-W4-W20-W31 | 3 | ENGINE | KOHLER | 150ROZ (287) | 1987-01-01 | 2011 | 2.35 | 1 | GEN # (3)- KOHLER #2 DIESEL DG-W4-W20-W31 | DIESEL | 44 | DIESEL | 0.0015 | 0 | 0.043 | E3GAL | 5.977 | OK | N | 1 | 1 | 52 | 1 | 1 | 22
1191844 | MASSACHUSETTS INSTITUTE OF TECHNOLOGY |  | 77 MASSACHUSETTS AVE |  | CAMBRIDGE | MA | 021394307 | 77 MASSACHUSETTS AVENUE |  | CAMBRIDGE | MA | 021394307 | N | PRIVATE | OP9 | MASSACHUSETTS INSTITUTE OF TECHNOLOGY | 6174522510 | zhanna@mit.edu | WILLIAM | VAN SCHALKWYK | 6172539492 | billv@mit.edu | ZHANNA | DAVIDOVITZ | 6174522510 | zhanna@mit.edu | 40 | GENERATOR #14-CUMMINS #4B 37KW #2 OIL DG-W7 |  | ENGINE | CUMMINS | 4B 3-9-GS/GC | 1994-11-01 | 2010 | 0.35 | 1 | GENERATOR #14-CUMMINS #4B 37KW #2 OIL DGW7 | DIESEL | 44 | DIESEL | 0.0015 | 0 | 0 | E3GAL | 0 | OK | N | 0 | 0 | 0 | 0 | 0 | 0
1191844 | MASSACHUSETTS INSTITUTE OF TECHNOLOGY |  | 77 MASSACHUSETTS AVE |  | CAMBRIDGE | MA | 021394307 | 77 MASSACHUSETTS AVENUE |  | CAMBRIDGE | MA | 021394307 | N | PRIVATE | OP9 | MASSACHUSETTS INSTITUTE OF TECHNOLOGY | 6174522510 | zhanna@mit.edu | WILLIAM | VAN SCHALKWYK | 6172539492 | billv@mit.edu | ZHANNA | DAVIDOVITZ | 6174522510 | zhanna@mit.edu | 42 | GENERATOR #16-CONS POWER 135KW #2 OIL DG-W71 |  | ENGINE | CONSOLIDATED POWER | 135DIT | 1981-01-01 | 2010 | 1.33 | 1 | GENERATOR #16-CONS POWER 135KW #2 OIL DG-W71 | DIESEL | 44 | DIESEL | 0.0015 | 0 | 0 | E3GAL | 0 | OK | N | 0 | 0 | 0 | 0 | 0 | 0
1191844 | MASSACHUSETTS INSTITUTE OF TECHNOLOGY |  | 77 MASSACHUSETTS AVE |  | CAMBRIDGE | MA | 021394307 | 77 MASSACHUSETTS AVENUE |  | CAMBRIDGE | MA | 021394307 | N | PRIVATE | OP9 | MASSACHUSETTS INSTITUTE OF TECHNOLOGY | 6174522510 | zhanna@mit.edu | WILLIAM | VAN SCHALKWYK | 6172539492 | billv@mit.edu | ZHANNA | DAVIDOVITZ | 6174522510 | zhanna@mit.edu | 43 | GENERATOR #17-CATERPILLAR 230 KW DIESEL DG2-W79 |  | ENGINE | CATERPILLAR | 3306 | 2002-07-01 | 2010 | 2.5 | 1 | GEN #17-CATERPILLAR 230 KW #2 OIL DG2-W79 | DIESEL | 44 | DIESEL | 0.0015 | 0 | 0 | E3GAL | 0 | OK | N | 0 | 0 | 0 | 0 | 0 | 0
1191844 | MASSACHUSETTS INSTITUTE OF TECHNOLOGY |  | 77 MASSACHUSETTS AVE |  | CAMBRIDGE | MA | 021394307 | 77 MASSACHUSETTS AVENUE |  | CAMBRIDGE | MA | 021394307 | N | PRIVATE | OP9 | MASSACHUSETTS INSTITUTE OF TECHNOLOGY | 6174522510 | zhanna@mit.edu | WILLIAM | VAN SCHALKWYK | 6172539492 | billv@mit.edu | ZHANNA | DAVIDOVITZ | 6174522510 | zhanna@mit.edu | 47 | GENERATOR #18-ONAN 60 KW #2 OIL DG-E2 |  | ENGINE | ONAN | 60DGCB | 2005-11-01 | 2010 | 0.59 | 1 | GENERATOR #18- ONAN 60 KW #2 OIL DG-E2 | DIESEL | 44 | DIESEL | 0.0015 | 0 | 0 | E3GAL | 0 | OK | N | 0 | 0 | 0 | 0 | 0 | 0
1191844 | MASSACHUSETTS INSTITUTE OF TECHNOLOGY |  | 77 MASSACHUSETTS AVE |  | CAMBRIDGE | MA | 021394307 | 77 MASSACHUSETTS AVENUE |  | CAMBRIDGE | MA | 021394307 | N | PRIVATE | OP9 | MASSACHUSETTS INSTITUTE OF TECHNOLOGY | 6174522510 | zhanna@mit.edu | WILLIAM | VAN SCHALKWYK | 6172539492 | billv@mit.edu | ZHANNA | DAVIDOVITZ | 6174522510 | zhanna@mit.edu | 48 | GENERATOR DIESEL DG E15, NW10, NW15-100 | 3 | ENGINE | VARIOUS | VARIOUS | 1985-01-01 | 2011 | 5.93 | 1 | #2 OIL | DIESEL | 44 | DIESEL | 0.0015 | 0 | 0.068 | E3GAL | 9.452 | OK | N | 1 | 1 | 52 | 1 | 1 | 22
1191844 | MASSACHUSETTS INSTITUTE OF TECHNOLOGY |  | 77 MASSACHUSETTS AVE |  | CAMBRIDGE | MA | 021394307 | 77 MASSACHUSETTS AVENUE |  | CAMBRIDGE | MA | 021394307 | N | PRIVATE | OP9 | MASSACHUSETTS INSTITUTE OF TECHNOLOGY | 6174522510 | zhanna@mit.edu | WILLIAM | VAN SCHALKWYK | 6172539492 | billv@mit.edu | ZHANNA | DAVIDOVITZ | 6174522510 | zhanna@mit.edu | 50 | GENERATOR DG E19, N9B, 48, 62/64, E2, N52-090, W7 | 7 | ENGINE | VARIOUS | VARIOUS | 1994-01-01 | 2011 | 7.14 | 1 | #2 OIL | DIESEL | 44 | DIESEL | 0.0015 | 0 | 0.26 | E3GAL | 36.14 | OK | N | 1 | 1 | 52 | 1 | 1 | 22
1191844 | MASSACHUSETTS INSTITUTE OF TECHNOLOGY |  | 77 MASSACHUSETTS AVE |  | CAMBRIDGE | MA | 021394307 | 77 MASSACHUSETTS AVENUE |  | CAMBRIDGE | MA | 021394307 | N | PRIVATE | OP9 | MASSACHUSETTS INSTITUTE OF TECHNOLOGY | 6174522510 | zhanna@mit.edu | WILLIAM | VAN SCHALKWYK | 6172539492 | billv@mit.edu | ZHANNA | DAVIDOVITZ | 6174522510 | zhanna@mit.edu | 51 | GENERATOR DIESEL DG E40, E51, W71 | 3 | ENGINE | VARIOUS | VARIOUS | 1981-01-01 | 2011 | 2.62 | 1 | #2 OIL | DIESEL | 44 | DIESEL | 0.0015 | 0 | 0.05 | E3GAL | 6.95 | OK | N | 1 | 1 | 52 | 1 | 1 | 22
1191844 | MASSACHUSETTS INSTITUTE OF TECHNOLOGY |  | 77 MASSACHUSETTS AVE |  | CAMBRIDGE | MA | 021394307 | 77 MASSACHUSETTS AVENUE |  | CAMBRIDGE | MA | 021394307 | N | PRIVATE | OP9 | MASSACHUSETTS INSTITUTE OF TECHNOLOGY | 6174522510 | zhanna@mit.edu | WILLIAM | VAN SCHALKWYK | 6172539492 | billv@mit.edu | ZHANNA | DAVIDOVITZ | 6174522510 | zhanna@mit.edu | 52 | GENERATOR #22-CONS PWR 30KW #2 OIL DG-E51 |  | ENGINE | CONSOLIDATED POWER IND | 30 D8 | 1981-01-01 | 2010 | 0.3 | 1 | GENERATOR #22-CONS PWR 30 KW #2 OIL DGE51 | DIESEL | 44 | DIESEL | 0.0015 | 0 | 0 | E3GAL | 0 | OK | N | 0 | 0 | 0 | 0 | 0 | 0
1191844 | MASSACHUSETTS INSTITUTE OF TECHNOLOGY |  | 77 MASSACHUSETTS AVE |  | CAMBRIDGE | MA | 021394307 | 77 MASSACHUSETTS AVENUE |  | CAMBRIDGE | MA | 021394307 | N | PRIVATE | OP9 | MASSACHUSETTS INSTITUTE OF TECHNOLOGY | 6174522510 | zhanna@mit.edu | WILLIAM | VAN SCHALKWYK | 6172539492 | billv@mit.edu | ZHANNA | DAVIDOVITZ | 6174522510 | zhanna@mit.edu | 53 | GEN #46 01- CAT 3512B 1500 KW DIESEL DG46-01 |  | ENGINE | CATERPILLAR | 3512B | 2004-07-01 | 2011 | 15.568 | 1 | GEN #46(2)-CAT 3512B #2 OIL 0.003S DG-46-1 | DIESEL | 44 | DIESEL | 0.0015 | 0 | 0.061 | E3GAL | 8.479 | OK | N | 1 | 1 | 11 | 1 | 1 | 4
1191844 | MASSACHUSETTS INSTITUTE OF TECHNOLOGY |  | 77 MASSACHUSETTS AVE |  | CAMBRIDGE | MA | 021394307 | 77 MASSACHUSETTS AVENUE |  | CAMBRIDGE | MA | 021394307 | N | PRIVATE | OP9 | MASSACHUSETTS INSTITUTE OF TECHNOLOGY | 6174522510 | zhanna@mit.edu | WILLIAM | VAN SCHALKWYK | 6172539492 | billv@mit.edu | ZHANNA | DAVIDOVITZ | 6174522510 | zhanna@mit.edu | 57 | GEN #26-CATERPILLAR 200 KW #2 OIL DG-48 |  | ENGINE | CATERPILLAR | 3208 | 2000-01-01 | 2010 | 1.98 | 1 | GEN #26-CATERPILLLAR 200 KW #2 OIL DG-48 | DIESEL | 44 | DIESEL | 0.0015 | 0 | 0 | E3GAL | 0 | OK | N | 0 | 0 | 0 | 0 | 0 | 0
1191844 | MASSACHUSETTS INSTITUTE OF TECHNOLOGY |  | 77 MASSACHUSETTS AVE |  | CAMBRIDGE | MA | 021394307 | 77 MASSACHUSETTS AVENUE |  | CAMBRIDGE | MA | 021394307 | N | PRIVATE | OP9 | MASSACHUSETTS INSTITUTE OF TECHNOLOGY | 6174522510 | zhanna@mit.edu | WILLIAM | VAN SCHALKWYK | 6172539492 | billv@mit.edu | ZHANNA | DAVIDOVITZ | 6174522510 | zhanna@mit.edu | 58 | GENERATOR #27-KOHLER 45KW #2 OIL DG-N52-090 |  | ENGINE | KOHLER | 20-60ROZJ (4039) | 1999-01-01 | 2010 | 0.56 | 1 | GEN #27-KOHLER 45 KW #2 OIL DG-N5290 | DIESEL | 44 | DIESEL | 0.0015 | 0 | 0 | E3GAL | 0 | OK | N | 0 | 0 | 0 | 0 | 0 | 0
1191844 | MASSACHUSETTS INSTITUTE OF TECHNOLOGY |  | 77 MASSACHUSETTS AVE |  | CAMBRIDGE | MA | 021394307 | 77 MASSACHUSETTS AVENUE |  | CAMBRIDGE | MA | 021394307 | N | PRIVATE | OP9 | MASSACHUSETTS INSTITUTE OF TECHNOLOGY | 6174522510 | zhanna@mit.edu | WILLIAM | VAN SCHALKWYK | 6172539492 | billv@mit.edu | ZHANNA | DAVIDOVITZ | 6174522510 | zhanna@mit.edu | 59 | GENERATOR #28-CATERPILLAR 160KW #2 OIL DG-N9B |  | ENGINE | CATERPILLAR | 3208 | 1999-01-01 | 2010 | 1.58 | 1 | GEN #28-CATERPILLAR 160 KW #2 OIL DG-N9B | DIESEL | 44 | DIESEL | 0.0015 | 0 | 0 | E3GAL | 0 | OK | N | 0 | 0 | 0 | 0 | 0 | 0
1191844 | MASSACHUSETTS INSTITUTE OF TECHNOLOGY |  | 77 MASSACHUSETTS AVE |  | CAMBRIDGE | MA | 021394307 | 77 MASSACHUSETTS AVENUE |  | CAMBRIDGE | MA | 021394307 | N | PRIVATE | OP9 | MASSACHUSETTS INSTITUTE OF TECHNOLOGY | 6174522510 | zhanna@mit.edu | WILLIAM | VAN SCHALKWYK | 6172539492 | billv@mit.edu | ZHANNA | DAVIDOVITZ | 6174522510 | zhanna@mit.edu | 89 | GENERATOR #31-CUMMINS 250KW #2 OIL DG-NW10 |  | ENGINE | CUMMINS | 250NT5-34710E | 1990-01-01 | 2010 | 2.47 | 1 | GENERATOR #31-CUMMINS 250 KW #2 OIL DG-NW10 | DIESEL | 44 | DIESEL | 0.0015 | 0 | 0 | E3GAL | 0 | OK | N | 0 | 0 | 0 | 0 | 0 | 0
1191844 | MASSACHUSETTS INSTITUTE OF TECHNOLOGY |  | 77 MASSACHUSETTS AVE |  | CAMBRIDGE | MA | 021394307 | 77 MASSACHUSETTS AVENUE |  | CAMBRIDGE | MA | 021394307 | N | PRIVATE | OP9 | MASSACHUSETTS INSTITUTE OF TECHNOLOGY | 6174522510 | zhanna@mit.edu | WILLIAM | VAN SCHALKWYK | 6172539492 | billv@mit.edu | ZHANNA | DAVIDOVITZ | 6174522510 | zhanna@mit.edu | 90 | GENERATOR#32-CATERPILLAR#3306B 200KW #2OIL DG-NW15 |  | ENGINE | CATERPILLAR | 3306B | 1985-01-01 | 2010 | 1.98 | 1 | GENERATOR #32-CAT #3306B 200KW #2 OIL DG-NW15 | DIESEL | 44 | DIESEL | 0.0015 | 0 | 0 | E3GAL | 0 | OK | N | 0 | 0 | 0 | 0 | 0 | 0
1191844 | MASSACHUSETTS INSTITUTE OF TECHNOLOGY |  | 77 MASSACHUSETTS AVE |  | CAMBRIDGE | MA | 021394307 | 77 MASSACHUSETTS AVENUE |  | CAMBRIDGE | MA | 021394307 | N | PRIVATE | OP9 | MASSACHUSETTS INSTITUTE OF TECHNOLOGY | 6174522510 | zhanna@mit.edu | WILLIAM | VAN SCHALKWYK | 6172539492 | billv@mit.edu | ZHANNA | DAVIDOVITZ | 6174522510 | zhanna@mit.edu | 94 | GENERATOR DIESEL DG NW30, NW86, W92 |  | ENGINE | VARIOUS | VARIOUS | 2000-01-01 | 2011 | 11.11 | 1 | #2 OIL | DIESEL | 44 | DIESEL | 0.0015 | 0 | 0.095 | E3GAL | 13.205 | OK | N | 1 | 1 | 10 | 1 | 1 | 4
1191844 | MASSACHUSETTS INSTITUTE OF TECHNOLOGY |  | 77 MASSACHUSETTS AVE |  | CAMBRIDGE | MA | 021394307 | 77 MASSACHUSETTS AVENUE |  | CAMBRIDGE | MA | 021394307 | N | PRIVATE | OP9 | MASSACHUSETTS INSTITUTE OF TECHNOLOGY | 6174522510 | zhanna@mit.edu | WILLIAM | VAN SCHALKWYK | 6172539492 | billv@mit.edu | ZHANNA | DAVIDOVITZ | 6174522510 | zhanna@mit.edu | 95 | GENERATOR #34-KOHLER 35KW #2 OIL DG-62/64 |  | ENGINE | KOHLER | 35ROZJ | 2000-09-01 | 2010 | 0.35 | 1 | GENERATOR #34-KOHLER 35 KW #2 OIL DG62/64 | DIESEL | 44 | DIESEL | 0.0015 | 0 | 0 | E3GAL | 0 | OK | N | 0 | 0 | 0 | 0 | 0 | 0
1191844 | MASSACHUSETTS INSTITUTE OF TECHNOLOGY |  | 77 MASSACHUSETTS AVE |  | CAMBRIDGE | MA | 021394307 | 77 MASSACHUSETTS AVENUE |  | CAMBRIDGE | MA | 021394307 | N | PRIVATE | OP9 | MASSACHUSETTS INSTITUTE OF TECHNOLOGY | 6174522510 | zhanna@mit.edu | WILLIAM | VAN SCHALKWYK | 6172539492 | billv@mit.edu | ZHANNA | DAVIDOVITZ | 6174522510 | zhanna@mit.edu | 106 | GENERATOR E-52 CATERPILLAR DIESEL DG-E52 |  | ENGINE | CATERPILLAR | UNKNOWN | 2003-01-01 | 2010 | 1.1 | 1 | DIESEL | DIESEL | 44 | DIESEL | 0.0015 | 0 | 0.006 | E3GAL | 0.834 | OK | N | 1 | 1 | 13 | 0 | 0 | 0
1191844 | MASSACHUSETTS INSTITUTE OF TECHNOLOGY |  | 77 MASSACHUSETTS AVE |  | CAMBRIDGE | MA | 021394307 | 77 MASSACHUSETTS AVENUE |  | CAMBRIDGE | MA | 021394307 | N | PRIVATE | OP9 | MASSACHUSETTS INSTITUTE OF TECHNOLOGY | 6174522510 | zhanna@mit.edu | WILLIAM | VAN SCHALKWYK | 6172539492 | billv@mit.edu | ZHANNA | DAVIDOVITZ | 6174522510 | zhanna@mit.edu | 108 | GENERATOR W-89 OLY/CAT 100KW DIESEL DG-W89 |  | ENGINE | OLYMPIAN/CATERPILLAR | D100P4 | 2006-02-01 | 2011 | 1.1 | 1 | DIESEL | DIESEL | 44 | DIESEL | 0.0015 | 0 | 0.01 | E3GAL | 1.39 | OK | N | 1 | 1 | 9 | 1 | 1 | 3
1191844 | MASSACHUSETTS INSTITUTE OF TECHNOLOGY |  | 77 MASSACHUSETTS AVE |  | CAMBRIDGE | MA | 021394307 | 77 MASSACHUSETTS AVENUE |  | CAMBRIDGE | MA | 021394307 | N | PRIVATE | OP9 | MASSACHUSETTS INSTITUTE OF TECHNOLOGY | 6174522510 | zhanna@mit.edu | WILLIAM | VAN SCHALKWYK | 6172539492 | billv@mit.edu | ZHANNA | DAVIDOVITZ | 6174522510 | zhanna@mit.edu | 109 | GENERATOR CAT#C15 DITA 500KW DIESEL DG-E25 |  | ENGINE | CATERPILLAR | C15 DITA | 2007-01-01 | 2011 | 5.24 | 1 | GENERATOR CAT#C15 DITA 500KW DIESEL DG-E25 | DIESEL | 44 | DIESEL | 0.0015 | 0 | 0.144 | E3GAL | 20.016 | OK | N | 1 | 1 | 10 | 1 | 1 | 4
1191844 | MASSACHUSETTS INSTITUTE OF TECHNOLOGY |  | 77 MASSACHUSETTS AVE |  | CAMBRIDGE | MA | 021394307 | 77 MASSACHUSETTS AVENUE |  | CAMBRIDGE | MA | 021394307 | N | PRIVATE | OP9 | MASSACHUSETTS INSTITUTE OF TECHNOLOGY | 6174522510 | zhanna@mit.edu | WILLIAM | VAN SCHALKWYK | 6172539492 | billv@mit.edu | ZHANNA | DAVIDOVITZ | 6174522510 | zhanna@mit.edu | 113 | GENERATOR DIESEL NW35 - DG-NW35 |  | ENGINE | CATERPILLAR | C-15 - 400KW | 2008-04-01 | 2011 | 4.58 | 1 | DIESEL | DIESEL | 44 | DIESEL | 0.0015 | 0 | 0.04 | E3GAL | 5.56 | OK | N | 1 | 1 | 7 | 1 | 1 | 3
1191844 | MASSACHUSETTS INSTITUTE OF TECHNOLOGY |  | 77 MASSACHUSETTS AVE |  | CAMBRIDGE | MA | 021394307 | 77 MASSACHUSETTS AVENUE |  | CAMBRIDGE | MA | 021394307 | N | PRIVATE | OP9 | MASSACHUSETTS INSTITUTE OF TECHNOLOGY | 6174522510 | zhanna@mit.edu | WILLIAM | VAN SCHALKWYK | 6172539492 | billv@mit.edu | ZHANNA | DAVIDOVITZ | 6174522510 | zhanna@mit.edu | 114 | GENERATOR DIESEL W98 - DG-W98 |  | ENGINE | CATERPILLAR | C-15 - 350KW | 2008-05-01 | 2011 | 4 | 1 | DIESEL | DIESEL | 44 | DIESEL | 0.0015 | 0 | 0.024 | E3GAL | 3.336 | OK | N | 1 | 1 | 8 | 1 | 1 | 3
1191844 | MASSACHUSETTS INSTITUTE OF TECHNOLOGY |  | 77 MASSACHUSETTS AVE |  | CAMBRIDGE | MA | 021394307 | 77 MASSACHUSETTS AVENUE |  | CAMBRIDGE | MA | 021394307 | N | PRIVATE | OP9 | MASSACHUSETTS INSTITUTE OF TECHNOLOGY | 6174522510 | zhanna@mit.edu | WILLIAM | VAN SCHALKWYK | 6172539492 | billv@mit.edu | ZHANNA | DAVIDOVITZ | 6174522510 | zhanna@mit.edu | 121 | DG E14 |  | ENGINE | CATERPILLAR | C27 | 2008-08-15 | 2011 | 6.59 | 1 | DG E14 #2 OIL | DIESEL | 44 | DIESEL | 0.0015 | 0 | 0.149 | E3GAL | 20.711 | OK | N | 1 | 1 | 7 | 1 | 1 | 3
1191844 | MASSACHUSETTS INSTITUTE OF TECHNOLOGY |  | 77 MASSACHUSETTS AVE |  | CAMBRIDGE | MA | 021394307 | 77 MASSACHUSETTS AVENUE |  | CAMBRIDGE | MA | 021394307 | N | PRIVATE | OP9 | MASSACHUSETTS INSTITUTE OF TECHNOLOGY | 6174522510 | zhanna@mit.edu | WILLIAM | VAN SCHALKWYK | 6172539492 | billv@mit.edu | ZHANNA | DAVIDOVITZ | 6174522510 | zhanna@mit.edu | 124 | DIESEL FIRE PUMP - CATERPILLAR #3208 105HP - W51 |  | ENGINE | CATERPILLAR | 3208 | 1995-04-01 | 2011 | 0.7791 | 1 | DIESEL | DIESEL | 44 | DIESEL | 0.0015 | 0 | 0.015 | E3GAL | 2.085 | OK | N | 1 | 1 | 52 | 1 | 1 | 22
1191844 | MASSACHUSETTS INSTITUTE OF TECHNOLOGY |  | 77 MASSACHUSETTS AVE |  | CAMBRIDGE | MA | 021394307 | 77 MASSACHUSETTS AVENUE |  | CAMBRIDGE | MA | 021394307 | N | PRIVATE | OP9 | MASSACHUSETTS INSTITUTE OF TECHNOLOGY | 6174522510 | zhanna@mit.edu | WILLIAM | VAN SCHALKWYK | 6172539492 | billv@mit.edu | ZHANNA | DAVIDOVITZ | 6174522510 | zhanna@mit.edu | 125 | GEN #46 02-CAT 3512B 1500 KW DIESEL DG46-02 |  | ENGINE | CATERPILLAR | 3512B | 2004-07-01 | 2011 | 15.568 | 1 | #2 OIL | DIESEL | 44 | DIESEL | 0.0015 | 0 | 0.061 | E3GAL | 8.479 | OK | N | 1 | 1 | 11 | 1 | 1 | 4
1191844 | MASSACHUSETTS INSTITUTE OF TECHNOLOGY |  | 77 MASSACHUSETTS AVE |  | CAMBRIDGE | MA | 021394307 | 77 MASSACHUSETTS AVENUE |  | CAMBRIDGE | MA | 021394307 | N | PRIVATE | OP9 | MASSACHUSETTS INSTITUTE OF TECHNOLOGY | 6174522510 | zhanna@mit.edu | WILLIAM | VAN SCHALKWYK | 6172539492 | billv@mit.edu | ZHANNA | DAVIDOVITZ | 6174522510 | zhanna@mit.edu | 126 | FIRE PUMP DIESEL DFP E38, N57 | 2 | ENGINE | JOHN DEERE | JU4H-UFAD4G | 2010-09-28 | 2011 | 2.38 | 1 | #2 OIL | DIESEL | 44 | DIESEL | 0.0015 | 0 | 0.084 | E3GAL | 11.676 | OK | N | 1 | 1 | 52 | 1 | 1 | 22
1191844 | MASSACHUSETTS INSTITUTE OF TECHNOLOGY |  | 77 MASSACHUSETTS AVE |  | CAMBRIDGE | MA | 021394307 | 77 MASSACHUSETTS AVENUE |  | CAMBRIDGE | MA | 021394307 | N | PRIVATE | OP9 | MASSACHUSETTS INSTITUTE OF TECHNOLOGY | 6174522510 | zhanna@mit.edu | WILLIAM | VAN SCHALKWYK | 6172539492 | billv@mit.edu | ZHANNA | DAVIDOVITZ | 6174522510 | zhanna@mit.edu | 127 | GENERATOR DIESEL DG-76 |  | ENGINE | CUMMINS | QSK60-G6NR2 | 2010-07-01 | 2011 | 19.31 | 1 | #2 OIL | DIESEL | 44 | DIESEL | 0.0015 | 0 | 0.476 | E3GAL | 66.164 | OK | N | 1 | 1 | 5 | 1 | 1 | 2
1191844 | MASSACHUSETTS INSTITUTE OF TECHNOLOGY |  | 77 MASSACHUSETTS AVE |  | CAMBRIDGE | MA | 021394307 | 77 MASSACHUSETTS AVENUE |  | CAMBRIDGE | MA | 021394307 | N | PRIVATE | OP9 | MASSACHUSETTS INSTITUTE OF TECHNOLOGY | 6174522510 | zhanna@mit.edu | WILLIAM | VAN SCHALKWYK | 6172539492 | billv@mit.edu | ZHANNA | DAVIDOVITZ | 6174522510 | zhanna@mit.edu | 128 | GENERATOR DIESEL DG-E62 |  | ENGINE | CATERPILLAR | C27 | 2010-03-01 | 2011 | 7.49 | 1 | #2 OIL | DIESEL | 44 | DIESEL | 0.0015 | 0 | 0.437 | E3GAL | 60.743 | OK | N | 1 | 1 | 7 | 1 | 1 | 3
1191844 | MASSACHUSETTS INSTITUTE OF TECHNOLOGY |  | 77 MASSACHUSETTS AVE |  | CAMBRIDGE | MA | 021394307 | 77 MASSACHUSETTS AVENUE |  | CAMBRIDGE | MA | 021394307 | N | PRIVATE | OP9 | MASSACHUSETTS INSTITUTE OF TECHNOLOGY | 6174522510 | zhanna@mit.edu | WILLIAM | VAN SCHALKWYK | 6172539492 | billv@mit.edu | ZHANNA | DAVIDOVITZ | 6174522510 | zhanna@mit.edu | 129 | DIESEL GENERATOR W1, W70 | 2 | ENGINE | CUMINS | VARIOUS | 2011-01-01 | 2011 | 9.302 | 1 | ULSD | DIESEL | 44 | DIESEL | 0.0015 | 0 | 0.337 | E3GAL | 46.843 | OK | N | 1 | 1 | 52 | 1 | 1 | 22
1191846 | AXCELIS TECHNOLOGIES INC |  | 108 CHERRY HILL DR |  | BEVERLY | MA | 019150000 | 108 CHERRY HILL DR |  | BEVERLY | MA | 019151053 | N | PRIVATE | NM25 | AXCELIS TECHNOLOGIES INC | 9787879889 | steve.roberge@axcelis.com | STEVE | ROBERGE | 9787879889 | steve.roberge@axcelis.com | STEVEN | ROBERGE | 9787879889 | steve.roberge@axcelis.com | 27 | EMERGENCY GENERATOR |  | ENGINE | CATERPILLAR | CAT 3412C TA DIESEL ENGINE | 1999-07-20 | 2009 | 6.4 | 1 | DIESEL | DIESEL | 44 | DIESEL | 0.005 |  | 0.1346 | E3GAL | 18.7094 | OK | N | 1 | 1 | 52 | 1 | 1 | 22
1191846 | AXCELIS TECHNOLOGIES INC |  | 108 CHERRY HILL DR |  | BEVERLY | MA | 019150000 | 108 CHERRY HILL DR |  | BEVERLY | MA | 019151053 | N | PRIVATE | NM25 | AXCELIS TECHNOLOGIES INC | 9787879889 | steve.roberge@axcelis.com | STEVE | ROBERGE | 9787879889 | steve.roberge@axcelis.com | STEVEN | ROBERGE | 9787879889 | steve.roberge@axcelis.com | 28 | FIRE PUMP |  | ENGINE | JOHN DEERE | 4.5L DEERE | 1999-07-20 | 2009 | 6.4 | 1 | DIESEL | DIESEL | 44 | DIESEL | 0.005 |  | 0.0377 | E3GAL | 5.2403 | OK | N | 1 | 1 | 52 | 1 | 1 | 22
1191847 | CHARLES STARK DRAPER |  | 555 TECHNOLOGY SQ | MS-64 | CAMBRIDGE | MA | 021390000 | 555 TECH SQ MS-64 |  | CAMBRIDGE | MA | 021390000 | N | PRIVATE | NM50 | CHARLES STARK DRAPER LABORATORY INC | 6172582990 | bhsmith@draper.com | ELIZABETH | MORA | 6172584308 | EMora@draper.com | BRADFORD | SMITH | 6172582990 | bhsmith@draper.com | 5 | EMGEN NO.2-CUMMINS KT-1150-GS 300 KWE NO2 OIL |  | ENGINE | CUMMINGS | 500FDR5055AA | 1973-01-01 | 2011 | 3 | 1 | NO. 2 OIL | DIESEL | 44 | DIESEL | 0.0015 | 0 | 0.2164 | E3GAL | 30.0796 | OK | N | 1 | 1 | 52 | 1 | 1 | 21
1191847 | CHARLES STARK DRAPER |  | 555 TECHNOLOGY SQ | MS-64 | CAMBRIDGE | MA | 021390000 | 555 TECH SQ MS-64 |  | CAMBRIDGE | MA | 021390000 | N | PRIVATE | NM50 | CHARLES STARK DRAPER LABORATORY INC | 6172582990 | bhsmith@draper.com | ELIZABETH | MORA | 6172584308 | EMora@draper.com | BRADFORD | SMITH | 6172582990 | bhsmith@draper.com | 13 | EMGEN DOOSAN 600KW COMPUTER ROOM |  | ENGINE | GENERAC/DOOSAN | P222FE/6DWXL2 | 2010-06-26 | 2011 | 6 | 1 | DIESEL | DIESEL | 44 | DIESEL | 0.0015 | 0 | 0.441 | E3GAL | 61.299 | OK | N | 1 | 1 | 52 | 1 | 1 | 21
1191854 | PIEDMONT OPERATING PARTNERSHIP LP | FKA AG/ND 225 METRONORTH LESSEE LLC | 225 PRESIDENTIAL WAY |  | WOBURN | MA | 018011060 | 225 PRESIDENTIAL WAY |  | WOBURN | MA | 018011060 | N | PRIVATE | SM25 | INVESCO REAL ESTATE | 9727157496 | DAVID_BASS@INVESCO.COM | STEPHEN | SJOSTEDT | 3396458222 | STEPHEN_J_SJOSTEDT@RAYTHEON.COM | MICHAEL | DONOHUE | 3396458601 | MICHAEL_E_DONOHUE@RAYTHEON.COM | 3 | BUILDING 27 LIFE SAFETY GENERATOR - OLYMPIAN |  | ENGINE | OLYMPIAN | D150P1 | 2000-09-01 | 2009 | 1.2 | 1 | DIESEL FUEL | DIESEL | 44 | DIESEL | 0.0015 | 0 | 0.03 | E3GAL | 4.17 | OK | N | 1 | 1 | 52 | 1 | 1 | 22
1191854 | PIEDMONT OPERATING PARTNERSHIP LP | FKA AG/ND 225 METRONORTH LESSEE LLC | 225 PRESIDENTIAL WAY |  | WOBURN | MA | 018011060 | 225 PRESIDENTIAL WAY |  | WOBURN | MA | 018011060 | N | PRIVATE | SM25 | INVESCO REAL ESTATE | 9727157496 | DAVID_BASS@INVESCO.COM | STEPHEN | SJOSTEDT | 3396458222 | STEPHEN_J_SJOSTEDT@RAYTHEON.COM | MICHAEL | DONOHUE | 3396458601 | MICHAEL_E_DONOHUE@RAYTHEON.COM | 5 | BUILDING 27 - CRITICAL POWER GENERATOR |  | ENGINE | CATERPILLAR | D3516B | 2001-09-01 | 2009 | 20.4 | 1 | DIESEL FUEL | DIESEL | 44 | DIESEL | 0.0015 | 0 | 0.44 | E3GAL | 61.16 | OK | N | 1 | 1 | 52 | 1 | 1 | 22
1191854 | PIEDMONT OPERATING PARTNERSHIP LP | FKA AG/ND 225 METRONORTH LESSEE LLC | 225 PRESIDENTIAL WAY |  | WOBURN | MA | 018011060 | 225 PRESIDENTIAL WAY |  | WOBURN | MA | 018011060 | N | PRIVATE | SM25 | INVESCO REAL ESTATE | 9727157496 | DAVID_BASS@INVESCO.COM | STEPHEN | SJOSTEDT | 3396458222 | STEPHEN_J_SJOSTEDT@RAYTHEON.COM | MICHAEL | DONOHUE | 3396458601 | MICHAEL_E_DONOHUE@RAYTHEON.COM | 8 | BUILDING 26 LIFE SAFETY GENERATOR |  | ENGINE | OLYMPIAN | D125P1 | 2000-09-01 | 2009 | 1.4 | 1 | DIESEL FUEL | DIESEL | 44 | DIESEL | 0.0015 | 0 | 0.02 | E3GAL | 2.78 | OK | N | 1 | 1 | 52 | 1 | 1 | 22
1191854 | PIEDMONT OPERATING PARTNERSHIP LP | FKA AG/ND 225 METRONORTH LESSEE LLC | 225 PRESIDENTIAL WAY |  | WOBURN | MA | 018011060 | 225 PRESIDENTIAL WAY |  | WOBURN | MA | 018011060 | N | PRIVATE | SM25 | INVESCO REAL ESTATE | 9727157496 | DAVID_BASS@INVESCO.COM | STEPHEN | SJOSTEDT | 3396458222 | STEPHEN_J_SJOSTEDT@RAYTHEON.COM | MICHAEL | DONOHUE | 3396458601 | MICHAEL_E_DONOHUE@RAYTHEON.COM | 9 | BUILDING 26 CRITICAL POWER GENERATOR |  | ENGINE | DETROIT DIESEL | 600DS60 | 2000-09-01 | 2009 | 6.6 | 1 | DIESEL FUEL | DIESEL | 44 | DIESEL | 0.0015 | 0 | 0.12 | E3GAL | 16.68 | OK | N | 1 | 1 | 52 | 1 | 1 | 22
1191855 | ARQULE INCORPORATED |  | 19 PRESIDENTIAL WAY |  | WOBURN | MA | 018015140 | 19 PRESIDENTIAL WAY |  | WOBURN | MA | 018015140 | N | PRIVATE | SM25 | ARQULE INC | 7819940300X664 | nblute@arqule.com | PETER | LAWRENCE | 7819940409 | plawrence@arqule.com | NICOLE | BLUTE | 7819940300X664 | nblute@arqule.com | 4 | EMER GEN #1 - CATERPILLAR 3508 - #2 OIL 0.003 S |  | ENGINE | CATERPILLAR | 3508 | 1999-10-01 | 2011 | 6 | 1 | EMER GEN #1 - CATERPILLAR 3508 #2 OIL 0.003 | DIESEL | 44 | DIESEL | 0.0015 | 0 | 0.34 | E3GAL | 47.26 | OK | N | 1 | 1 | 12 | 1 | 1 | 5
1191856 | WORLD TRADE CENTER WEST OFFICE BUILDING |  | 151 NORTHERN AVE |  | BOSTON | MA | 021100000 | 155 SEAPORT BOULEVARD |  | BOSTON | MA | 022100000 | N | PRIVATE | SM25 | WEST OFFICE OPERATING LIMITED PARTNERSHIP C/O PEMBROKE REAL ESTATE | 6173855502 | james.macdonald@pembrokere.com | JASON | WALEGA | 6173854723 | jason.walega@cbre-ne.com | DAVID | CIAMPOLILLO | 6173854727 | david.ciampolillo@fmr.com | 1 | CATERPILLAR #1 DIESEL |  | ENGINE | MILTON CAT | 3512 | 2001-01-01 | 2011 | 117.4 | 1 | CATERPILLAR #1 DIESEL | DIESEL | 44 | DIESEL | 0.003 | 0 | 714 | E3GAL | 99246 | OK | N | 1 | 1 | 52 | 1 | 1 | 21
1191857 | SUNGARD AVAILABILITY SERVICES LP | FKA VERICENTER INC | 109 BROOKLINE AVE |  | BOSTON | MA | 022150000 | 680 EAST SWEDESFORD RD |  | WAYNE | PA | 190870000 | N | PRIVATE | SM25 | SUNGARD AVAILABILITY SERVICES LP | 2154461191 | robert.salvatore@sungard.com | EDWARD | MCKEEVER | 4845822626 | ed.mckeever@sungard.com | ROBERT | SALVATORE | 2154461191 | robert.salvatore@sungard.com | 1 | GENERATOR #1 CATERPILLAR #3516 |  | ENGINE | CATERPILLAR | 3516 | 2001-03-01 | 2011 | 20 | 1 | GENERATOR #1 CATERPILLAR #3516 | DIESEL | 44 | DIESEL | 0.05 |  | 0.3 | E3GAL | 41.7 | OK | N | 1 | 1 | 52 | 1 | 1 | 20
1191857 | SUNGARD AVAILABILITY SERVICES LP | FKA VERICENTER INC | 109 BROOKLINE AVE |  | BOSTON | MA | 022150000 | 680 EAST SWEDESFORD RD |  | WAYNE | PA | 190870000 | N | PRIVATE | SM25 | SUNGARD AVAILABILITY SERVICES LP | 2154461191 | robert.salvatore@sungard.com | EDWARD | MCKEEVER | 4845822626 | ed.mckeever@sungard.com | ROBERT | SALVATORE | 2154461191 | robert.salvatore@sungard.com | 2 | GENERATOR #2 CATERPILLAR #3516 |  | ENGINE | CATERPILLAR | 3516 | 2001-03-01 | 2011 | 20 | 1 | GENERATOR #2 CATERPILLAR #3516 | DIESEL | 44 | DIESEL | 0.05 |  | 0.28 | E3GAL | 38.92 | OK | N | 1 | 1 | 52 | 1 | 1 | 20
1191864 | BOSTON PROPERTIES INCORPORATED |  | 800 BOYLSTON ST |  | BOSTON | MA | 021990000 | 800 BOYLSTON STREET, SUITE 1900 |  | BOSTON | MA | 021990000 | N | PRIVATE | SM25 | BOSTON PROPERTIES INC | 6172362300 | jbertoni@bostonproperties.com | PETER | SEE | 6172362310 | psee@bostonproperties.com | JOSEPH | BERTONI | 6172362300 | jbertoni@bostonproperties.com | 1 | EM GEN A, TOWER LOADING DOCK, CAT 3512-1250 KW |  | ENGINE | CATERPILLAR | 3512 | 1997-06-30 | 2010 | 12.41 | 1 | EM GEN A - CAT 3512 1400 KW #2 OIL | DIESEL | 44 | DIESEL | 0.0015 | 0 | 2.59 | E3GAL | 360.01 | OK | N | 1 | 1 | 29 | 1 | 1 | 10
1191864 | BOSTON PROPERTIES INCORPORATED |  | 800 BOYLSTON ST |  | BOSTON | MA | 021990000 | 800 BOYLSTON STREET, SUITE 1900 |  | BOSTON | MA | 021990000 | N | PRIVATE | SM25 | BOSTON PROPERTIES INC | 6172362300 | jbertoni@bostonproperties.com | PETER | SEE | 6172362310 | psee@bostonproperties.com | JOSEPH | BERTONI | 6172362300 | jbertoni@bostonproperties.com | 2 | EMGEN B, TOWER LOADING DOCK, CAT 3512 1250 KW |  | ENGINE | CATERPILLAR | 3512 | 1997-02-01 | 2010 | 12.41 | 1 | EM GEN B - CAT 3512-1200 KW | DIESEL | 44 | DIESEL | 0.0015 | 0 | 2.5 | E3GAL | 347.5 | OK | N | 1 | 1 | 28 | 1 | 1 | 10
1191864 | BOSTON PROPERTIES INCORPORATED |  | 800 BOYLSTON ST |  | BOSTON | MA | 021990000 | 800 BOYLSTON STREET, SUITE 1900 |  | BOSTON | MA | 021990000 | N | PRIVATE | SM25 | BOSTON PROPERTIES INC | 6172362300 | jbertoni@bostonproperties.com | PETER | SEE | 6172362310 | psee@bostonproperties.com | JOSEPH | BERTONI | 6172362300 | jbertoni@bostonproperties.com | 3 | EM GEN L, RETAIL LOWER B BLOCK,CAT 3512B - 1250 KW |  | ENGINE | CATERPILLAR | 3512 | 1993-01-01 | 2010 | 12.41 | 1 | EM GEN L - CAT 3512 1200 KW | DIESEL | 44 | DIESEL | 0.0015 | 0 | 0.714 | E3GAL | 99.246 | OK | N | 1 | 1 | 8 | 1 | 1 | 4
1191864 | BOSTON PROPERTIES INCORPORATED |  | 800 BOYLSTON ST |  | BOSTON | MA | 021990000 | 800 BOYLSTON STREET, SUITE 1900 |  | BOSTON | MA | 021990000 | N | PRIVATE | SM25 | BOSTON PROPERTIES INC | 6172362300 | jbertoni@bostonproperties.com | PETER | SEE | 6172362310 | psee@bostonproperties.com | JOSEPH | BERTONI | 6172362300 | jbertoni@bostonproperties.com | 4 | EM GEN O, 111 HUNTINGTON, CAT 3512B 1400 KW |  | ENGINE | CATERPILLAR | 3512B | 2000-06-30 | 2010 | 15.32 | 1 | EM GEN O - CAT 3512 1400 KW | DIESEL | 44 | DIESEL | 0.0015 | 0 | 1.212 | E3GAL | 168.468 | OK | N | 1 | 1 | 11 | 1 | 1 | 5
1191864 | BOSTON PROPERTIES INCORPORATED |  | 800 BOYLSTON ST |  | BOSTON | MA | 021990000 | 800 BOYLSTON STREET, SUITE 1900 |  | BOSTON | MA | 021990000 | N | PRIVATE | SM25 | BOSTON PROPERTIES INC | 6172362300 | jbertoni@bostonproperties.com | PETER | SEE | 6172362310 | psee@bostonproperties.com | JOSEPH | BERTONI | 6172362300 | jbertoni@bostonproperties.com | 5 | EM ENG I, GARAGE, FIRE PUMP - CUMMINS NTA-855F |  | ENGINE | CUMMINS | NTA-855F | 1984-01-01 | 2010 | 2.38 | 1 | FIRE PUMP - CUMMINS NTA-855F | DIESEL | 44 | DIESEL | 0.0015 | 0 | 0.137 | E3GAL | 19.043 | OK | N | 1 | 1 | 8 | 1 | 1 | 4
1191864 | BOSTON PROPERTIES INCORPORATED |  | 800 BOYLSTON ST |  | BOSTON | MA | 021990000 | 800 BOYLSTON STREET, SUITE 1900 |  | BOSTON | MA | 021990000 | N | PRIVATE | SM25 | BOSTON PROPERTIES INC | 6172362300 | jbertoni@bostonproperties.com | PETER | SEE | 6172362310 | psee@bostonproperties.com | JOSEPH | BERTONI | 6172362300 | jbertoni@bostonproperties.com | 6 | EM GEN J, 101 HUNTINGTON, CUMMINS 500FOC36FC 300KW |  | ENGINE | CUMMINS | 500FOC36FC | 1971-01-01 | 2010 | 3.07 | 1 | EM GEN J - CUMMUNS 500FOC | DIESEL | 44 | DIESEL | 0.0015 | 0 | 0.199 | E3GAL | 27.661 | OK | N | 1 | 1 | 9 | 1 | 1 | 4
1191864 | BOSTON PROPERTIES INCORPORATED |  | 800 BOYLSTON ST |  | BOSTON | MA | 021990000 | 800 BOYLSTON STREET, SUITE 1900 |  | BOSTON | MA | 021990000 | N | PRIVATE | SM25 | BOSTON PROPERTIES INC | 6172362300 | jbertoni@bostonproperties.com | PETER | SEE | 6172362310 | psee@bostonproperties.com | JOSEPH | BERTONI | 6172362300 | jbertoni@bostonproperties.com | 7 | EM GEN K, 101 HUNTINGTON, CAT 3406 500 KW |  | ENGINE | CATERPILLAR | 3406 | 1991-01-01 | 2010 | 4 | 1 | EM GEN K - CAT 3406 500 KW | DIESEL | 44 | DIESEL | 0.0015 | 0 | 0.259 | E3GAL | 36.001 | OK | N | 1 | 1 | 9 | 1 | 1 | 4
1191864 | BOSTON PROPERTIES INCORPORATED |  | 800 BOYLSTON ST |  | BOSTON | MA | 021990000 | 800 BOYLSTON STREET, SUITE 1900 |  | BOSTON | MA | 021990000 | N | PRIVATE | SM25 | BOSTON PROPERTIES INC | 6172362300 | jbertoni@bostonproperties.com | PETER | SEE | 6172362310 | psee@bostonproperties.com | JOSEPH | BERTONI | 6172362300 | jbertoni@bostonproperties.com | 8 | EM GEN M, GARAGE, CAT 3412 500 KW |  | ENGINE | CATERPILLAR | 3412 | 1996-01-01 | 2010 | 5.59 | 1 | EM GEN M - CAT 3412 500 KW | DIESEL | 44 | DIESEL | 0.0015 | 0 | 0.724 | E3GAL | 100.636 | OK | N | 1 | 1 | 18 | 1 | 1 | 8
1191865 | 650 MAIN STREET LEASEHOLD LLC | FKA SHIRE PHARMACEUTICALS | 700 MAIN ST |  | CAMBRIDGE | MA | 021390000 | 238 MAIN ST, #200 | C/O MIT INVESTMENT MANAGEMENT COMPANY | CAMBRIDGE | MA | 021420000 | N | PRIVATE | NM99 | SHIRE HUMAN GENETIC THERAPIES INC | 6176134836 | pgodding@shire.com | PAUL | GODDING | 6176134836 | pgodding@shire.com | PAUL | GODDING | 6176134836 | pgodding@shire.com | 4 | GENERATOR #1-CATERPILLAR #CAT3512B DIESEL |  | ENGINE | CATERPILLAR | CAT3512B | 2002-01-01 | 2009 | 15 | 1 | GENERATOR #1-CATERPILLAR #CAT3512B #2 OIL@.05O/OS | DIESEL | 44 | DIESEL | 0.0015 | 0 | 195 | E6BTU | 195 | OK | N | 1 | 1 | 52 | 1 | 1 | 22
1191866 | NETVIEW INVESTMENTS LLC | FKA SUN MICROSYSTEMS INC | 1 NETWORK DR |  | BURLINGTON | MA | 018030000 | 15 THIRD AVE | C/O NORDBLOM CO | BURLINGTON | MA | 018030000 | N | PRIVATE | SM25 | NETVIEW | 7812384875 | cstern@nordblom.com | CHAD | STERN | 7812384820 | cstern@nordblom.com | CHAD | STERN | 7812384820 | cstern@nordblom.com | 7 | EMER GEN BUR 01 - CAT 3412 - DIESEL |  | ENGINE | CATERPILLAR | 3412 | 1998-09-01 | 2010 | 6 | 1 | EMER GEN BUR 01 CATERPILLAR 3412 NO.2 OIL 0.05 PERC S | DIESEL | 44 | DIESEL | 0.05 | 0 | 0.803 | E3GAL | 111.617 | OK | N | 1 | 1 | 13 | 1 | 1 | 8
1191866 | NETVIEW INVESTMENTS LLC | FKA SUN MICROSYSTEMS INC | 1 NETWORK DR |  | BURLINGTON | MA | 018030000 | 15 THIRD AVE | C/O NORDBLOM CO | BURLINGTON | MA | 018030000 | N | PRIVATE | SM25 | NETVIEW | 7812384875 | cstern@nordblom.com | CHAD | STERN | 7812384820 | cstern@nordblom.com | CHAD | STERN | 7812384820 | cstern@nordblom.com | 8 | EMER GEN BUR 02 - CAT 3412 - DIESEL |  | ENGINE | CAT | 3412 | 1998-09-01 | 2010 | 6 | 1 | EMER GEN BUR 02 CATERPILLAR 3412 #2 OIL 0.05 PERC S | DIESEL | 44 | DIESEL | 0 | 0 | 0.803 | E3GAL | 111.617 | OK | N | 1 | 1 | 13 | 1 | 1 | 8
1191866 | NETVIEW INVESTMENTS LLC | FKA SUN MICROSYSTEMS INC | 1 NETWORK DR |  | BURLINGTON | MA | 018030000 | 15 THIRD AVE | C/O NORDBLOM CO | BURLINGTON | MA | 018030000 | N | PRIVATE | SM25 | NETVIEW | 7812384875 | cstern@nordblom.com | CHAD | STERN | 7812384820 | cstern@nordblom.com | CHAD | STERN | 7812384820 | cstern@nordblom.com | 9 | EMER GEN #BUR 03 - CAT 3406 - DIESEL |  | ENGINE | CATERPILLAR | 3406 | 1998-09-01 | 2010 | 4 | 1 | EMER GEN BUR 03 CATERPILLAR 3406 DIESEL | DIESEL | 44 | DIESEL | 0.05 | 0 | 0.502 | E3GAL | 69.778 | OK | N | 1 | 1 | 13 | 1 | 1 | 8
1191866 | NETVIEW INVESTMENTS LLC | FKA SUN MICROSYSTEMS INC | 1 NETWORK DR |  | BURLINGTON | MA | 018030000 | 15 THIRD AVE | C/O NORDBLOM CO | BURLINGTON | MA | 018030000 | N | PRIVATE | SM25 | NETVIEW | 7812384875 | cstern@nordblom.com | CHAD | STERN | 7812384820 | cstern@nordblom.com | CHAD | STERN | 7812384820 | cstern@nordblom.com | 10 | EMER GEN BUR 04 CATERPILLAR 3412 DIESEL |  | ENGINE | CAT | 3412 | 1998-09-01 | 2010 | 8 | 1 | EMER GEN BUR 04 CATERPILLAR 3412 DIESEL | DIESEL | 44 | DIESEL | 0.05 | 0 | 1.07 | E3GAL | 148.73 | OK | N | 1 | 1 | 13 | 1 | 1 | 8
1191866 | NETVIEW INVESTMENTS LLC | FKA SUN MICROSYSTEMS INC | 1 NETWORK DR |  | BURLINGTON | MA | 018030000 | 15 THIRD AVE | C/O NORDBLOM CO | BURLINGTON | MA | 018030000 | N | PRIVATE | SM25 | NETVIEW | 7812384875 | cstern@nordblom.com | CHAD | STERN | 7812384820 | cstern@nordblom.com | CHAD | STERN | 7812384820 | cstern@nordblom.com | 11 | EMER GEN BUR 05 - CAT 3412 - #2 OIL |  | ENGINE | CAT | 3412 | 1998-09-01 | 2010 | 6 | 1 | EMER GEN BUR 05 CATERPILLAR 3412 | DIESEL | 44 | DIESEL | 0.05 | 0 | 0.802 | E3GAL | 111.478 | OK | N | 1 | 1 | 13 | 1 | 1 | 8
1191866 | NETVIEW INVESTMENTS LLC | FKA SUN MICROSYSTEMS INC | 1 NETWORK DR |  | BURLINGTON | MA | 018030000 | 15 THIRD AVE | C/O NORDBLOM CO | BURLINGTON | MA | 018030000 | N | PRIVATE | SM25 | NETVIEW | 7812384875 | cstern@nordblom.com | CHAD | STERN | 7812384820 | cstern@nordblom.com | CHAD | STERN | 7812384820 | cstern@nordblom.com | 12 | EMER GEN BUR 06 - CATERPILLAR 3412B - DIESEL |  | ENGINE | CAT | 3512 | 1998-09-01 | 2010 | 13 | 1 | EMER GEN BUR 06 CATERPILLAR 3412B DIESEL | DIESEL | 44 | DIESEL | 0.05 | 0 | 1.8 | E3GAL | 250.2 | OK | N | 1 | 1 | 13 | 1 | 1 | 8
1191866 | NETVIEW INVESTMENTS LLC | FKA SUN MICROSYSTEMS INC | 1 NETWORK DR |  | BURLINGTON | MA | 018030000 | 15 THIRD AVE | C/O NORDBLOM CO | BURLINGTON | MA | 018030000 | N | PRIVATE | SM25 | NETVIEW | 7812384875 | cstern@nordblom.com | CHAD | STERN | 7812384820 | cstern@nordblom.com | CHAD | STERN | 7812384820 | cstern@nordblom.com | 13 | EMER GEN CUP 01 CAT 3142 DIESEL |  | ENGINE | CAT | 3412 | 1998-09-01 | 2010 | 8 | 1 | EMER GEN CUP 01 CATERPILLAR 3412 DIESEL | DIESEL | 44 | DIESEL | 0.05 | 0 | 1.07 | E3GAL | 148.73 | OK | N | 1 | 1 | 13 | 1 | 1 | 8
1191867 | LINCOLN STREET PROPERTY OWNER LLC | FKA GALE COMPANY-STATE STREET FINANCIAL | 1 LINCOLN ST |  | BOSTON | MA | 021160000 | FORTIS PROPERTY GROUP, LLC | 45 MAIN ST. SUITE 302 | BROOKLYN | NY | 021110000 | N | PRIVATE | SM25 | FORTIS PROPERTY GROUP, LLC | 7189077713 | mmankowich@fortispropertygroup.com | MICHAEL | MANKOWICH | 7189077713 | mmankowich@fortispropertygroup.com | MICHAEL | MANKOWICH | 7189077713 | mmankowich@fortispropertygroup.com | 5 | EMER GENERATOR BASE BUILDING- CAT 3516B |  | ENGINE | CATERPILLAR | 3516B | 2002-02-01 | 2011 | 20.356 | 1 | EMER GENERATOR BASE BUILDING | DIESEL | 44 | DIESEL | 0.0015 | 0 | 1.047 | E3GAL | 145.533 | OK | N | 1 | 1 | 26 | 1 | 1 | 11
1191872 | MASSDOT HIGHWAY DIVISION | FKA MA TURNPIKE AUTHORITY | 55 DORCHESTER AVE | CA/T VENTILATION BUILDING 1 | BOSTON | MA | 021110000 | MASSDOT HIGHWAY DIVISION | 668 SOUTH AVE, ATTN: RICK MCCULLOUGH | WESTON | MA | 024930000 | Y | STATE | SM25 | MASSDOT HIGHWAY DIVISION | 6179516000 | Rick.Mccullough@state.ma.us | RICK | MCCULLOUGH | 7814315020 | Rick.Mccullough@state.ma.us | RICK | MCCULLOUGH | 7814315020 | Rick.Mccullough@state.ma.us | 1 | EU #1-CATERPILLER ENGINE-#2 FUEL OIL |  | ENGINE | CATERPILLER | 3516B | 2001-11-27 | 2009 | 16.39 | 1 | DIESEL | DIESEL | 44 | DIESEL | 0.0015 | 0 | 0.351 | E3GAL | 48.789 | OK | N | 1 | 1 | 52 | 1 | 1 | 22
1191874 | PFIZER GLOBAL RESEARCH & DEVELOPMENT |  | 620 MEMORIAL DR |  | CAMBRIDGE | MA | 021390000 | 35 CAMBRIDGEARK DRIVE | ATTN: ENVIRONMENTAL LEAD | CAMBRIDGE | MA | 021390000 | N | PRIVATE | NM25 | PFIZER INC | 6176658019 | david.m.howe@pfizer.com | MEHBOOB | MURJI | 4843545434 | mebs.murji@pfizer.com | DAVID | HOWE | 6176658019 | david.m.howe@pfizer.com | 6 | EMER GEN #1 - CATERPILLAR 3306B DIESEL |  | ENGINE | CAT | 3306B | 1995-01-01 | 2011 | 3 | 1 | ULSD | DIESEL | 44 | DIESEL | 0 | 0 | 0.1 | E3GAL | 13.9 | OK | N | 1 | 1 | 26 | 1 | 1 | 17
1191875 | MASSDOT HIGHWAY DIVISION | FKA MA TURNPIKE AUTHORITY | 300 MASSPORT HAUL RD | CA/T VENTILATION BUILDING #5 | BOSTON | MA | 022100000 | MASSDOT HIGHWAY DIVISION | 668 SOUTH AVE, ATTN: RICK MCCULLOUGH | WESTON | MA | 024930000 | Y | STATE | SM25 | MASSDOT HIGHWAY DIVISION | 6179516000 | Rick.Mccullough@state.ma.us | RICK | MCCULLOUGH | 7814315020 | Rick.Mccullough@state.ma.us | RICK | MCCULLOUGH | 7814315020 | Rick.Mccullough@state.ma.us | 2 | EU #1-CATERPILLER-GENERATOR |  | ENGINE | CATERPILLER | 3512B | 2001-01-01 | 2009 | 13.19 | 1 | DIESEL | DIESEL | 44 | DIESEL | 0.0015 | 0 | 0.283 | E3GAL | 39.337 | OK | N | 1 | 1 | 52 | 1 | 1 | 22
1191877 | VERIZON NEW ENGLAND |  | 41 BELVIDERE ST |  | BOSTON | MA | 021150000 | VERIZON C/O WILLIAM IRWIN | 2 HAMPSHIRE ST. | LAWRENCE | MA | 018400000 | N | UTILITY | SM25 | VERIZON NEW ENGLAND INC | 9788373604 | b.irwin@verizon.com | WILLIAM | IRWIN | 9788373604 | b.irwin@verizon.com | WILLIAM | IRWIN | 9788373604 | b.irwin@verizon.com | 1 | GENERATOR #1-SOLAR #T1020S8 DIESEL .05S |  | ENGINE | SOLAR | T1020S-8 | 1973-01-01 | 2010 | 13 | 1 | GENERATOR #1-SOLAR #T1020S8 DIESEL | DIESEL | 44 | DIESEL | 0.05 | 0 | 1.53 | E3GAL | 212.67 | OK | N | 1 | 1 | 50 | 1 | 1 | 16
1191877 | VERIZON NEW ENGLAND |  | 41 BELVIDERE ST |  | BOSTON | MA | 021150000 | VERIZON C/O WILLIAM IRWIN | 2 HAMPSHIRE ST. | LAWRENCE | MA | 018400000 | N | UTILITY | SM25 | VERIZON NEW ENGLAND INC | 9788373604 | b.irwin@verizon.com | WILLIAM | IRWIN | 9788373604 | b.irwin@verizon.com | WILLIAM | IRWIN | 9788373604 | b.irwin@verizon.com | 2 | GENERATOR #20SOLAR #KS15992DIESEL 0.05 SULFUR |  | ENGINE | SOLAR | KS-15991 | 1973-01-01 | 2010 | 13 | 1 | GENERATOR #2-SOLAR #KS15992 DIESEL | DIESEL | 44 | DIESEL | 0.05 | 0 | 1.67 | E3GAL | 232.13 | OK | N | 1 | 1 | 52 | 1 | 1 | 16
1191891 | VERIZON MASSACHUSETTS |  | 787 WASHINGTON ST |  | NEWTON | MA | 024600000 | 33 WINTER STREET |  | HAVERHILL | MA | 018305758 | N | UTILITY | NM25 | VERIZON MASSACHUSETTS | 9784691661 | b.irwin@verizon.com | WILLIAM | IRWIN | 9784691661 | b.irwin@verizon.com | WILLIAM | IRWIN | 9784691661 | b.irwin@verizon.com | 2 | EMER GEN #1- DETROIT DIESEL 12V71TA- #2 OIL 0.05S |  | ENGINE | DETROIT DIESEL | 12V71TA | 1992-01-01 | 2008 | 5.4135 | 1 | EMER GEN #1- DETROIT DIESEL 12V71TA #2 OIL .05S | DIESEL | 44 | DIESEL | 0.05 | 0 | 0.718 | E3GAL | 99.802 | OK | N | 1 | 1 | 12 | 1 | 1 | 4
1191891 | VERIZON MASSACHUSETTS |  | 787 WASHINGTON ST |  | NEWTON | MA | 024600000 | 33 WINTER STREET |  | HAVERHILL | MA | 018305758 | N | UTILITY | NM25 | VERIZON MASSACHUSETTS | 9784691661 | b.irwin@verizon.com | WILLIAM | IRWIN | 9784691661 | b.irwin@verizon.com | WILLIAM | IRWIN | 9784691661 | b.irwin@verizon.com | 3 | EMER GEN #2- DETROIT DIESEL 2111-1 #2 OIL 0.05S |  | ENGINE | DETROIT DIESEL | 2111-1 | 1996-01-01 | 2008 | 9 | 1 | EMER GEN #2- DETROIT DIESEL 2111-1 #2 OIL .05S | DIESEL | 44 | DIESEL | 0.05 | 0 | 1.195 | E3GAL | 166.105 | OK | N | 1 | 1 | 12 | 1 | 1 | 4
1191892 | BABSON COLLEGE |  | 231 FOREST ST |  | BABSON PARK | MA | 024570000 | 231 FOREST ST | ATTN: SHELLEY KAPLAN | BABSON PARK | MA | 024570000 | N | PRIVATE | SM25 | BABSON COLLEGE | 7812394444 | skaplan1@babson.edu | SHELLEY | KAPLAN | 7812395840 | skaplan1@babson.edu | MARY | MCGEOGHEGAN | 7818310563 | mmcgeoghegan@innovativesafety.net | 16 | EMER GEN (6) - NATURAL GAS | 6 | ENGINE | KOHLER | 250 R2D | 1994-01-01 | 2011 | 9.57 | 3 | EMER GEN (1)- HORN COMPUTER CTR #2 OIL 0.3 S | DIESEL | 44 | DIESEL | 0.3 | 0 | 0.5 | E3GAL | 69.5 | OK | N | 1 | 1 | 52 | 1 | 1 | 22
1191892 | BABSON COLLEGE |  | 231 FOREST ST |  | BABSON PARK | MA | 024570000 | 231 FOREST ST | ATTN: SHELLEY KAPLAN | BABSON PARK | MA | 024570000 | N | PRIVATE | SM25 | BABSON COLLEGE | 7812394444 | skaplan1@babson.edu | SHELLEY | KAPLAN | 7812395840 | skaplan1@babson.edu | MARY | MCGEOGHEGAN | 7818310563 | mmcgeoghegan@innovativesafety.net | 17 | EMER GEN #3- BECC AND HORN - #2 OIL | 2 | ENGINE | SUPERIOR | 300R161 | 2002-01-01 | 2011 | 10 | 1 | EMER GEN (2) BECC HORN #2 OIL 0.3S | DIESEL | 44 | DIESEL | 0.3 | 0 | 2 | E3GAL | 278 | OK | N | 1 | 1 | 52 | 1 | 1 | 22
1191894 | ORGANOGENESIS INC |  | 150 DAN RD |  | CANTON | MA | 020210000 | 150 DAN ROAD |  | CANTON | MA | 020210000 | N | PRIVATE | SM50 | ORGANOGENESIS INC | 7815750775 | mbovarnick@organo.com | GARY S. | GILLHEENEY | 7814011011 | GGILLHEENEY@ORGANO.COM | MARCIA | BOVARNICK | 7814011208 | MBOVARNICK@ORGANO.COM | 5 | EMER GEN #1 - KOHLER 350ROZD-71 - DIESEL |  | ENGINE | KOHLER | 350ROZD-71 | 1995-01-01 | 2011 | 4.2 | 1 | EM GEN #1- KOHLER 350 NOT IN SERVICE | DIESEL | 44 | DIESEL | 0.0015 | 0 | 0.11 | E3GAL | 15.29 | OK | N | 1 | 1 | 10 | 1 | 1 | 5
1191894 | ORGANOGENESIS INC |  | 150 DAN RD |  | CANTON | MA | 020210000 | 150 DAN ROAD |  | CANTON | MA | 020210000 | N | PRIVATE | SM50 | ORGANOGENESIS INC | 7815750775 | mbovarnick@organo.com | GARY S. | GILLHEENEY | 7814011011 | GGILLHEENEY@ORGANO.COM | MARCIA | BOVARNICK | 7814011208 | MBOVARNICK@ORGANO.COM | 11 | EM GEN #2 CATERPILLER XQ-500 DIESEL |  | ENGINE | CATERPILLAR | XQ-500 | 2006-03-11 | 2011 | 5.082 | 1 | DIESEL | DIESEL | 44 | DIESEL | 0.0015 |  | 0.1331 | E3GAL | 18.5009 | OK | N | 1 | 1 | 10 | 1 | 1 | 5
1191894 | ORGANOGENESIS INC |  | 150 DAN RD |  | CANTON | MA | 020210000 | 150 DAN ROAD |  | CANTON | MA | 020210000 | N | PRIVATE | SM50 | ORGANOGENESIS INC | 7815750775 | mbovarnick@organo.com | GARY S. | GILLHEENEY | 7814011011 | GGILLHEENEY@ORGANO.COM | MARCIA | BOVARNICK | 7814011208 | MBOVARNICK@ORGANO.COM | 18 | 150 DAN - 220KW TEMPORARY GENERATOR |  | ENGINE | MQ WHISPER WATT | DCA220SSVU | 2011-08-03 | 2011 | 1.764 | 1 | LOW-SULFUR DIESEL | DIESEL | 44 | DIESEL | 0.0015 |  | 0.0378 | E3GAL | 5.2542 | OK | N | 1 | 1 | 5 | 1 | 1 | 2
1191894 | ORGANOGENESIS INC |  | 150 DAN RD |  | CANTON | MA | 020210000 | 150 DAN ROAD |  | CANTON | MA | 020210000 | N | PRIVATE | SM50 | ORGANOGENESIS INC | 7815750775 | mbovarnick@organo.com | GARY S. | GILLHEENEY | 7814011011 | GGILLHEENEY@ORGANO.COM | MARCIA | BOVARNICK | 7814011208 | MBOVARNICK@ORGANO.COM | 19 | 85 DAN - 300 KW EMERGENCY GENERATOR |  | ENGINE | CATERPILLAR | 3406BDT | 1976-01-01 | 2011 | 3.206 | 1 | LOW SULFUR DIESEL | DIESEL | 44 | DIESEL | 0.0015 |  | 0.5954 | E3GAL | 82.7606 | OK | N | 1 | 1 | 52 | 1 | 1 | 22
1191899 | MWRA DEER ISLAND |  | DEER IS | 190 TAFTS AVENUE | WINTHROP | MA | 021520000 | 100 FIRST AVENUE |  | BOSTON | MA | 021290000 | N | STATE | OP7.5 | ATER RESOURCES AUTHORITY, MASSACHUSETTS W | 6177882552 | leon.lataille@mwra.state.ma.us | MICHAEL | HORNBROOK | 6177884359 | michael.hornbrook@mwra.state.ma.us | LEON | LATAILLE | 6177882552 | leon.lataille@mwra.state.ma.us | 34 | GENERATOR #5-KOHLER 50 KWE 0.5 MMBTU/HR |  | ENGINE | KOHLER | 50 | 1990-01-01 | 2011 | 0.5 | 1 | EMER GEN #5- KOHLER 50 KWE #2 OIL-0.05 S | DIESEL | 44 | DIESEL | 0.05 | 0 | 0 | E3GAL | 0 | OK | N | 0 | 0 | 0 | 0 | 0 | 0
1191901 | RB KENDALL FEE LLC | FKA THE BEAL COMPANIES LLP | 1 KENDALL SQ | SUITE B4201 | CAMBRIDGE | MA | 021390000 | 1 KENDALL SQ | SUITE B4201 | CAMBRIDGE | MA | 021390000 | N | PRIVATE | NM25 | RB KENDALL FEE LLC | 6172523335 | tmurphy@onekendallsquare.com | TIM | MURPHY | 6172523335 | tmurphy@onekendallsquare.com | TIM | MURPHY | 6172523335 | tmurphy@onekendallsquare.com | 5 | CUMMINS FIRE PUMP ENGINE 7 |  | ENGINE | CUMMINS | V504-F1 | 1985-10-01 | 2011 | 3 | 1 | OIL | DIESEL | 44 | DIESEL | 0.05 |  | 0.5 | E3GAL | 69.5 | OK | Y | 24 | 7 | 52 | 24 | 7 | 22
1191902 | MASSPORT AUTHORITY HANSCOM FIELD CIVILIA |  | GRIFFIS RD | BLDG 1714 | BEDFORD | MA | 017300000 | LOGAN OFFICE CENTER | 1 HARBORSIDE DR | EAST BOSTON | MA | 021280000 | N | STATE | SM25 | MASSPORT AUTHORITY HANBM-0043 | 6179735500 | KBeasley@massport.com | PATRICIA | HAEDERLE | 6175683525 | PHaederle@massport.com | KEITH | BEASLEY | 6175683508 | KBeasley@massport.com | 1 | AIRFIELD LIGHTING VAULT GENERATOR DETROIT 71237305 |  | ENGINE | DETROIT DIESEL | 71237305 | 2001-07-02 | 2009 | 3.7 | 1 | ULSD DIESEL | DIESEL | 44 | DIESEL | 0.0015 | 0 | 0.0621 | E3GAL | 8.6319 | OK | N | 1 | 1 | 6 | 1 | 1 | 3
1191902 | MASSPORT AUTHORITY HANSCOM FIELD CIVILIA |  | GRIFFIS RD | BLDG 1714 | BEDFORD | MA | 017300000 | LOGAN OFFICE CENTER | 1 HARBORSIDE DR | EAST BOSTON | MA | 021280000 | N | STATE | SM25 | MASSPORT AUTHORITY HANBM-0043 | 6179735500 | KBeasley@massport.com | PATRICIA | HAEDERLE | 6175683525 | PHaederle@massport.com | KEITH | BEASLEY | 6175683508 | KBeasley@massport.com | 3 | SNOWMELTER ENGINE |  | ENGINE | JOHN DEERE | 6068H | 2004-12-22 | 2009 | 1.4 | 1 | ULSD DIESEL | DIESEL | 44 | DIESEL | 0.0015 | 0 | 0 | E3GAL | 0 | OK | N | 0 | 0 | 0 | 0 | 0 | 0
1191902 | MASSPORT AUTHORITY HANSCOM FIELD CIVILIA |  | GRIFFIS RD | BLDG 1714 | BEDFORD | MA | 017300000 | LOGAN OFFICE CENTER | 1 HARBORSIDE DR | EAST BOSTON | MA | 021280000 | N | STATE | SM25 | MASSPORT AUTHORITY HANBM-0043 | 6179735500 | KBeasley@massport.com | PATRICIA | HAEDERLE | 6175683525 | PHaederle@massport.com | KEITH | BEASLEY | 6175683508 | KBeasley@massport.com | 7 | OLD T HANGARS GENERATOR ONAN OTUDD100-4/1202C |  | ENGINE | ONAN | OTUDD100-4/1202C | 2009-01-01 | 2009 | 0.7 | 1 | ULSD DIESEL | DIESEL | 44 | DIESEL | 0.0015 |  | 0.0055 | E3GAL | 0.7645 | OK | N | 1 | 1 | 52 | 1 | 1 | 22
1191902 | MASSPORT AUTHORITY HANSCOM FIELD CIVILIA |  | GRIFFIS RD | BLDG 1714 | BEDFORD | MA | 017300000 | LOGAN OFFICE CENTER | 1 HARBORSIDE DR | EAST BOSTON | MA | 021280000 | N | STATE | SM25 | MASSPORT AUTHORITY HANBM-0043 | 6179735500 | KBeasley@massport.com | PATRICIA | HAEDERLE | 6175683525 | PHaederle@massport.com | KEITH | BEASLEY | 6175683508 | KBeasley@massport.com | 8 | PINE HILL T HANGARS GENERATOR ONAN 60DWJ-4R8/5308B |  | ENGINE | ONAN | 60DWJ-4R8/5308B | 2009-01-01 | 2009 | 0.7 | 1 | ULSD DIESEL | DIESEL | 44 | DIESEL | 0.0015 |  | 0.005 | E3GAL | 0.695 | OK | N | 1 | 1 | 52 | 1 | 1 | 22
1191911 | VERIZON WIRELESS |  | 4620 WASHINGTON ST |  | BOSTON | MA | 021310000 | 400 FRIEBERG PARKWAY |  | WESTBOROUGH | MA | 015810000 | N | UTILITY | SM25 | VERIZON WIRELESS | 5083303339 | renauwi@ne.verizonwireless.com | WILLIAM | RENAUD | 5083303300 | renauwi@ne.verizonwireless.com | WILLIAM | RENAUD | 5083303330 | renauwi@ne.verizonwireless.com | 1 | GENERATOR #1-CATERPILLAR #3508B DIESEL |  | ENGINE | CATERPILLAR | 3508B | 2003-03-07 | 2009 | 10.3 | 1 | GENERATOR #1-CATERPILLAR #3508B DIESEL | DIESEL | 44 | DIESEL | 0.0015 | 0 | 2.944 | E3GAL | 409.216 | OK | N | 1 | 1 | 52 | 1 | 1 | 22
1191911 | VERIZON WIRELESS |  | 4620 WASHINGTON ST |  | BOSTON | MA | 021310000 | 400 FRIEBERG PARKWAY |  | WESTBOROUGH | MA | 015810000 | N | UTILITY | SM25 | VERIZON WIRELESS | 5083303339 | renauwi@ne.verizonwireless.com | WILLIAM | RENAUD | 5083303300 | renauwi@ne.verizonwireless.com | WILLIAM | RENAUD | 5083303330 | renauwi@ne.verizonwireless.com | 3 | GENERAC 150KW EMERGENCY GENERATOR (UNIT #2) |  | ENGINE | GENERAC | 9425490100 | 2008-07-07 | 2009 | 1.5162 | 1 | DIESEL | DIESEL | 44 | DIESEL | 0.0015 |  | 0.1899 | E3GAL | 26.3961 | OK | N | 1 | 1 | 32 | 1 | 1 | 11
1191912 | LIFE TECHNOLOGIES | FKA APPLIED BIOSYSTEMS LLC | 2 PRESTON CT |  | BEDFORD | MA | 017300000 | 35 WIGGINS AVE |  | BEDFORD | MA | 017300000 | N | PRIVATE | SM25 | LIFE TECHNOLOGIES | 7812805638 | dave.goodwin@lifetech.com | DAVID | GOODWIN | 7812805638 | dave.goodwin@lifetech.com | DAVID | GOODWIN | 7812805638 | dave.goodwin@lifetech.com | 3 | EMER GEN #1- CATERPILLAR 3406 |  | ENGINE | CATERPILLAR | SR4B | 2003-01-01 | 2010 | 2.9 | 1 | DIESEL FUEL | DIESEL | 44 | DIESEL | 0.05 | 0 | 0.0875 | E3GAL | 12.1625 | OK | N | 1 | 1 | 52 | 1 | 1 | 22
1191913 | MASSDOT HIGHWAY DIVISION | FKA MA TURNPIKE AUTHORITY | 136 BLACKSTONE ST |  | BOSTON | MA | 021090000 | MASSDOT HIGHWAY DIVISION | 668 SOUTH AVE, ATTN: RICK MCCULLOUGH | WESTON | MA | 024930000 | Y | STATE | SM25 | MASSDOT HIGHWAY DIVISION | 6179516000 | Rick.Mccullough@state.ma.us | RICK | MCCULLOUGH | 7814315020 | Rick.Mccullough@state.ma.us | RICK | MCCULLOUGH | 7814315020 | Rick.Mccullough@state.ma.us | 2 | EU #1-CATERPILLER ENGINE-#2 FUEL OIL |  | ENGINE | CATERPILLER | 3512B | 2002-12-13 | 2009 | 12.19 | 1 | DIESEL | DIESEL | 44 | DIESEL | 0.0015 | 0 | 0.283 | E3GAL | 39.337 | OK | N | 1 | 1 | 52 | 1 | 1 | 22
1191913 | MASSDOT HIGHWAY DIVISION | FKA MA TURNPIKE AUTHORITY | 136 BLACKSTONE ST |  | BOSTON | MA | 021090000 | MASSDOT HIGHWAY DIVISION | 668 SOUTH AVE, ATTN: RICK MCCULLOUGH | WESTON | MA | 024930000 | Y | STATE | SM25 | MASSDOT HIGHWAY DIVISION | 6179516000 | Rick.Mccullough@state.ma.us | RICK | MCCULLOUGH | 7814315020 | Rick.Mccullough@state.ma.us | RICK | MCCULLOUGH | 7814315020 | Rick.Mccullough@state.ma.us | 3 | EU #2-CATERPILLER ENGINE-#2 FUEL OIL |  | ENGINE | CATERPILLER | 3508 | 2002-12-13 | 2009 | 6.6 | 1 | DIESEL | DIESEL | 44 | DIESEL | 0.0015 | 0 | 0.149 | E3GAL | 20.711 | OK | N | 1 | 1 | 52 | 1 | 1 | 22
1191914 | STATE STREET BANK | SSB REALTY LLC | 1 LINCOLN ST |  | BOSTON | MA | 021110000 | 1776 HERITAGE DRIVE |  | QUINCY | MA | 021690000 | N | PRIVATE | SM50 | ONE LINCOLN CENTER | 6179858369 | dsfields@statestreet.com | DEREK | FIELDS | 6179856728 | dsfields@statestreet.com | DEREK | FIELDS | 6179856728 | dsfields@statestreet.com | 1 | EMER GEN #1- CATERPILLAR 3512B - DIESEL |  | ENGINE | CATERPILLAR | 3512B | 2002-01-01 | 2011 | 14 | 1 | EMER GEN #1- CATERPILLAR 3512B DIESEL | DIESEL | 44 | DIESEL | 0.0015 | 0 | 0.101 | E3GAL | 14.039 | OK | N | 1 | 1 | 26 | 1 | 1 | 11
1191914 | STATE STREET BANK | SSB REALTY LLC | 1 LINCOLN ST |  | BOSTON | MA | 021110000 | 1776 HERITAGE DRIVE |  | QUINCY | MA | 021690000 | N | PRIVATE | SM50 | ONE LINCOLN CENTER | 6179858369 | dsfields@statestreet.com | DEREK | FIELDS | 6179856728 | dsfields@statestreet.com | DEREK | FIELDS | 6179856728 | dsfields@statestreet.com | 2 | EMER GEN #2- CATERPILLAR 3512B - DIESEL |  | ENGINE | CATERPILLAR | 3512B | 2002-01-01 | 2011 | 14.5 | 1 | EMER GEN #2- CATERPILLAR 3512B | DIESEL | 44 | DIESEL | 0.0015 | 0 | 0.169 | E3GAL | 23.491 | OK | N | 1 | 1 | 26 | 1 | 1 | 11
1191914 | STATE STREET BANK | SSB REALTY LLC | 1 LINCOLN ST |  | BOSTON | MA | 021110000 | 1776 HERITAGE DRIVE |  | QUINCY | MA | 021690000 | N | PRIVATE | SM50 | ONE LINCOLN CENTER | 6179858369 | dsfields@statestreet.com | DEREK | FIELDS | 6179856728 | dsfields@statestreet.com | DEREK | FIELDS | 6179856728 | dsfields@statestreet.com | 3 | EMER GEN #3- CATERPILLAR 3512B DIESEL |  | ENGINE | CATERPILLAR | 3512B | 2002-01-01 | 2011 | 14.5 | 1 | EMER GEN #3- CATERPILLAR 3512B | DIESEL | 44 | DIESEL | 0.0015 | 0 | 0.0034 | E3GAL | 0.4726 | OK | N | 1 | 1 | 26 | 1 | 1 | 11
1191914 | STATE STREET BANK | SSB REALTY LLC | 1 LINCOLN ST |  | BOSTON | MA | 021110000 | 1776 HERITAGE DRIVE |  | QUINCY | MA | 021690000 | N | PRIVATE | SM50 | ONE LINCOLN CENTER | 6179858369 | dsfields@statestreet.com | DEREK | FIELDS | 6179856728 | dsfields@statestreet.com | DEREK | FIELDS | 6179856728 | dsfields@statestreet.com | 4 | EMER GEN #4- CATERPILLAR 3512B DIESEL |  | ENGINE | CATERPILLAR | 3512B | 2002-01-01 | 2011 | 14.5 | 1 | EMER GEN #4- CATERPILLAR 3512B | DIESEL | 44 | DIESEL | 0.0015 | 0 | 0.225 | E3GAL | 31.275 | OK | N | 1 | 1 | 26 | 1 | 1 | 11
1191915 | NOVARTIS INSTITUTES FOR BIOMEDICAL RESEA |  | 100 TECHNOLOGY DR |  | CAMBRIDGE | MA | 021390000 | 250 MASSACHUSETTS AVE | HEALTH, SAFETY AND ENVIRONMENT | CAMBRIDGE | MA | 021390000 | N | PRIVATE | SM25 | NOVARTIS INSTITUTE FOR BIOMEDICAL RESEARCH INC. | 6178714785 | john.flynn@novartis.com | BARRY | COHEN | 6178715255 | barryd.cohen@novartis.com | JOHN | FLYNN | 6178713046 | ronald.vickers@novartis.com | 1 | 1000 KW EMERGENCY GENERATOR |  | ENGINE | CATERPILLAR | 3512B | 2003-01-01 | 2010 | 15.4 | 1 | GENERATOR #1-CATERPILLAR #3512B DIESEL | DIESEL | 44 | DIESEL | 0 | 0 | 0.124 | E3GAL | 17.236 | OK | N | 1 | 1 | 52 | 1 | 1 | 22
1191919 | FW OLIN COLLEGE OF ENGINEERING |  | 1000 OLIN WAY |  | NEEDHAM | MA | 024920000 | 1735 GREAT PLAIN AVE |  | NEEDHAM | MA | 024920000 | N | PRIVATE | SM50 | FW OLIN COLLEGE OF ENGINEERING | 7812922315 | Joseph.McDonald@olin.edu | JOSEPH | MCDONALD | 7812922315 | Joseph.McDonald@olin.edu | JOSEPH | MCDONALD | 7812922315 | Joseph.McDonald@olin.edu | 1 | EMER GEN 1- CAT 3512B - NO 2 DIESEL 0.05 PERCENT S |  | ENGINE | CATERPILLAR | 3512B | 2001-01-01 | 2009 | 15.5 | 1 | EMER GEN 1 - CATERPILLAR 3512B NO 2 OIL 0.05 S | DIESEL | 44 | DIESEL | 0.05 | 0 | 0.441 | E3GAL | 61.299 | OK | N | 1 | 1 | 26 | 1 | 1 | 11
1191920 | BMR 675 WEST KENDALL STREET LLC |  | 675 WEST KENDALL ST |  | CAMBRIDGE | MA | 021420000 | 17190 BERNARDO CENTER DR | BIOMED REALTY TRUST | SAN DIEGO | CA | 921280000 | N | PRIVATE | SM25 | BMR-675 WEST KENDALL STREET LLC | 6172252440 | russell.garland@biomedrealty.com | RUSSELL | GARLAND | 6172252440 | russell.garland@biomedrealty.com | MICHAEL | DELUGA | 6172252440 | michael.deluga@biomedrealty.com | 1 | GENERATOR #1 |  | ENGINE | CATERPILLAR | 3512B | 2002-01-01 | 2011 | 13.958 | 1 | GENERATOR #1 | DIESEL | 44 | DIESEL | 0.0015 | 0 | 2.193 | E3GAL | 304.827 | OK | N | 1 | 1 | 52 | 1 | 1 | 10
1191921 | AMGEN |  | 360 BINNEY ST | BLDG 1000 | CAMBRIDGE | MA | 021420000 | 360 BINNEY ST |  | CAMBRIDGE | MA | 021420000 | N | PRIVATE | SM25 | AMGEN | 6174445253 | dbarlas@amgen.com | DEMETRA | BARLAS | 6174445253 | dbarlas@amgen.com | DEMETRA | BARLAS | 6174445253 | dbarlas@amgen.com | 1 | EMER GEN #1- CATERPILLAR 3512 B |  | ENGINE | CATERPILLAR | 3512B | 2002-09-18 | 2011 | 14.6 | 1 | EMER GEN #1- ULSD 0.003 PERCENT SULFUR | DIESEL | 44 | DIESEL | 0.003 | 0 | 0.118 | E3GAL | 16.402 | OK | N | 1 | 1 | 52 | 1 | 1 | 22
1191921 | AMGEN |  | 360 BINNEY ST | BLDG 1000 | CAMBRIDGE | MA | 021420000 | 360 BINNEY ST |  | CAMBRIDGE | MA | 021420000 | N | PRIVATE | SM25 | AMGEN | 6174445253 | dbarlas@amgen.com | DEMETRA | BARLAS | 6174445253 | dbarlas@amgen.com | DEMETRA | BARLAS | 6174445253 | dbarlas@amgen.com | 2 | EMER GEN #2- CATERPILLAR 3512B |  | ENGINE | CATERPILLAR | 3512B | 2005-04-10 | 2011 | 14.658 | 1 | EMER GEN #2- ULSD 0.003 PERCENT SULFUR | DIESEL | 44 | DIESEL | 0.003 | 0 | 0.118 | E3GAL | 16.402 | OK | N | 1 | 1 | 52 | 1 | 1 | 22
1191925 | CABOT ROAD VEF ADVISORS VI LLC | FKA CABOT ROAD PARTNERS LLC | 1-3 CABOT RD |  | MEDFORD | MA | 021555141 | ONE CABOT RD | C/O WINTHROP MANAGEMENT LP | MEDFORD | MA | 021555141 | N | PRIVATE | SM25 | WELLINGTON 3 | 7813963122 | kgonzalez@winthropmanagement.com | KATHY | GONZALEZ | 7813963122 | kgonzalez@winthropmanagement.com | KATHY | GONZALEZ | 7813963122 | kgonzalez@winthropmanagement.com | 1 | 1 - GENERATOR - CATERPILLAR #3516A DIESEL |  | ENGINE | CATERPILLAR | 3516 | 1989-01-01 | 2011 | 18.025 | 1 | GENERATORS(3)-CATERPILLAR #3516A DIESEL | DIESEL | 44 | DIESEL | 0.3 | 0 | 2.9734 | E3GAL | 413.3026 | OK | N | 1 | 1 | 26 | 1 | 1 | 11
1191925 | CABOT ROAD VEF ADVISORS VI LLC | FKA CABOT ROAD PARTNERS LLC | 1-3 CABOT RD |  | MEDFORD | MA | 021555141 | ONE CABOT RD | C/O WINTHROP MANAGEMENT LP | MEDFORD | MA | 021555141 | N | PRIVATE | SM25 | WELLINGTON 3 | 7813963122 | kgonzalez@winthropmanagement.com | KATHY | GONZALEZ | 7813963122 | kgonzalez@winthropmanagement.com | KATHY | GONZALEZ | 7813963122 | kgonzalez@winthropmanagement.com | 2 | 2 - GENERATOR - CATERPILLAR #3516A DIESEL |  | ENGINE | CATERPILLAR | 3516 | 1989-01-01 | 2011 | 18.025 | 1 | 2 - GENERATOR - CATERPILLAR #3516A DIESEL | DIESEL | 44 | DIESEL | 0.3 | 0 | 2.9734 | E3GAL | 413.3026 | OK | N | 1 | 1 | 26 | 1 | 1 | 11
1191925 | CABOT ROAD VEF ADVISORS VI LLC | FKA CABOT ROAD PARTNERS LLC | 1-3 CABOT RD |  | MEDFORD | MA | 021555141 | ONE CABOT RD | C/O WINTHROP MANAGEMENT LP | MEDFORD | MA | 021555141 | N | PRIVATE | SM25 | WELLINGTON 3 | 7813963122 | kgonzalez@winthropmanagement.com | KATHY | GONZALEZ | 7813963122 | kgonzalez@winthropmanagement.com | KATHY | GONZALEZ | 7813963122 | kgonzalez@winthropmanagement.com | 3 | 3 - GENERATOR - CATERPILLAR #3516A DIESEL |  | ENGINE | CATERPILLAR | 3516 | 1989-01-01 | 2011 | 18.025 | 1 | 3 - GENERATOR - CATERPILLAR #3516A DIESEL | DIESEL | 44 | DIESEL | 0.3 | 0 | 2.9734 | E3GAL | 413.3026 | OK | N | 1 | 1 | 26 | 1 | 1 | 11
1191927 | MASSDOT HIGHWAY DIVISION | FKA MA TURNPIKE AUTHORITY | 42 ACCOLON WAY | CA/T VENTILATION BUILDING #8 | BOSTON | MA | 021140000 | MASSDOT HIGHWAY DIVISION | 668 SOUTH AVE, ATTN: RICK MCCULLOUGH | WESTON | MA | 024930000 | Y | STATE | SM25 | MASSDOT HIGHWAY DIVISION | 6179516000 | Rick.Mccullough@state.ma.us | RICK | MCCULLOUGH | 7814315020 | Rick.Mccullough@state.ma.us | RICK | MCCULLOUGH | 7814315020 | Rick.Mccullough@state.ma.us | 2 | EU#1-CATERPILLER ENGINE-#2 FUEL OIL |  | ENGINE | CATERPILLER | 3512B | 2002-08-01 | 2009 | 13.19 | 1 | DIESEL | DIESEL | 44 | DIESEL | 0.0015 | 0 | 0.282 | E3GAL | 39.198 | OK | N | 1 | 1 | 52 | 1 | 1 | 22
1191931 | MKS INSTRUMENTS INC |  | 6 SHATTUCK RD |  | ANDOVER | MA | 018100000 | 2 TECH DR | SUITE 201 | ANDOVER | MA | 018100000 | N | PRIVATE | SM25 | MKS INSTRUMENTS INC | 9786455500 | phil_zucchi@mksinst.com | PHIL | ZUCCHI | 9786455550 | phil_zucchi@mksinst.com | DANIEL | SHEA | 9786455656 | dan_shea@mksinst.com | 1 | EMERGENCY GENERATOR |  | ENGINE | CATERPILLAR | 3512 | 2003-03-01 | 2011 | 10.9 | 1 | LOW SULFUR DIESEL | DIESEL | 44 | DIESEL | 0 | 0 | 1.084 | E3GAL | 150.676 | OK | N | 1 | 1 | 52 | 1 | 1 | 21
1191936 | RIVERPARK INVESTORS LP | FKA TERADYNE INC | 300 RIVER PARK DR |  | NORTH READING | MA | 018640000 | 200 FIFTH AVE | C/O DIVCO WEST, FL 1 | WALTHAM | MA | 024510000 | N | PRIVATE | NM25 | TERADYNE INC | 9783702287 |  | RICHARD | LUPIEN | 9783702333 | Rich.Lupien@Teradyne.com | DEBRA | PULPI | 9783702287 |  | 5 | GENERATOR#2-KOHLER #250REOZD DIESEL |  | ENGINE | KOHLER | 250REOZD | 2001-01-01 | 2006 | 0 | 1 | GENERATOR #2-KOHLER #250REOZD DIESEL | DIESEL | 44 | DIESEL | 0.5 | 0 | 0.02 | E6BTU | 0.02 | CHECK | N | 1 | 1 | 52 | 1 | 1 | 16
1191937 | BOSTON CONVENTION & EXIBITION CENTER |  | 415 SUMMER ST |  | BOSTON | MA | 021270000 | 415 SUMMER STREET |  | BOSTON | MA | 022100000 | N | LOCAL GOVERNMENT | SM50 | BOSTON CONVENTION AND EXHIBITION CENTER | 6179542000 | jhaley@massconvention.com | JACK | HALEY | 6176542435 | jhaley@massconvention.com | JACK | HALEY | 6176542435 | jhaley@massconvention.com | 4 | PUMP #1-NORTH FIRE PUMP - DEUTZ #NDCBF4M1013EC |  | ENGINE | DEUTZ | #NDCBF4M1013EC | 2003-09-01 | 2010 | 1 | 1 | PUMP #1- NORTH FIRE PUMP - DEUTZ #NDCBF4M1013EC | DIESEL | 44 | DIESEL | 0.3 | 0.1 | 0.046 | E3GAL | 6.394 | OK | N | 1 | 1 | 52 | 1 | 1 | 22
1191937 | BOSTON CONVENTION & EXIBITION CENTER |  | 415 SUMMER ST |  | BOSTON | MA | 021270000 | 415 SUMMER STREET |  | BOSTON | MA | 022100000 | N | LOCAL GOVERNMENT | SM50 | BOSTON CONVENTION AND EXHIBITION CENTER | 6179542000 | jhaley@massconvention.com | JACK | HALEY | 6176542435 | jhaley@massconvention.com | JACK | HALEY | 6176542435 | jhaley@massconvention.com | 5 | PUMP #2-SOUTH FIRE PUMP - DEUTZ #NDCBF6M1013E |  | ENGINE | DEUTZ | #NDCBF6M1013E | 2003-09-01 | 2010 | 1 | 1 | PUMP #2- SOUTH FIRE PUMP - DEUTZ #NDCBF6M1013E DIE | DIESEL | 44 | DIESEL | 0.3 | 0.1 | 0.052 | E3GAL | 7.228 | OK | N | 1 | 1 | 52 | 1 | 1 | 22
1191937 | BOSTON CONVENTION & EXIBITION CENTER |  | 415 SUMMER ST |  | BOSTON | MA | 021270000 | 415 SUMMER STREET |  | BOSTON | MA | 022100000 | N | LOCAL GOVERNMENT | SM50 | BOSTON CONVENTION AND EXHIBITION CENTER | 6179542000 | jhaley@massconvention.com | JACK | HALEY | 6176542435 | jhaley@massconvention.com | JACK | HALEY | 6176542435 | jhaley@massconvention.com | 9 | GENERATOR #1-CATERPILLAR 3512B EMERGENCY |  | ENGINE | CATERPILLAR | 3512B | 2003-09-01 | 2010 | 15.15 | 1 | GENERATOR #1-CATERPILLAR 3512B EMERGENCY DIESEL | DIESEL | 44 | DIESEL | 0.0013 | 0.1 | 1.288 | E3GAL | 179.032 | OK | N | 1 | 1 | 52 | 1 | 1 | 22
1191937 | BOSTON CONVENTION & EXIBITION CENTER |  | 415 SUMMER ST |  | BOSTON | MA | 021270000 | 415 SUMMER STREET |  | BOSTON | MA | 022100000 | N | LOCAL GOVERNMENT | SM50 | BOSTON CONVENTION AND EXHIBITION CENTER | 6179542000 | jhaley@massconvention.com | JACK | HALEY | 6176542435 | jhaley@massconvention.com | JACK | HALEY | 6176542435 | jhaley@massconvention.com | 10 | GENERATOR #2 - CATERPILLAR C9 DITA EMERGENCY |  | ENGINE | CATERPILLAR | C9 DITA | 2008-06-30 | 2010 | 2.66 | 1 | C9 DITA - DIESEL | DIESEL | 44 | DIESEL | 0.0015 | 0 | 0.057 | E3GAL | 7.923 | OK | N | 1 | 1 | 26 | 1 | 1 | 12
1191940 | NOVARTIS INSTITUTES FOR BIOMEDICAL RESEA |  | 254 MASSACHUSETTS AVE | 250 MASSACHUSETTS AVE | CAMBRIDGE | MA | 021390000 | 250 MASSACHUSETTS AVE | ATTN: JOHN FLYNN HSE | CAMBRIDGE | MA | 021390000 | N | PRIVATE | SM25 | NOVARTIS INSTITUTES FOR BIOMEDICAL RESEARCH INC. | 6178714785 | john.flynn@novartis.com | BARRY | COHEN | 6178715255 | barryd.cohen@novartis.com | JOHN | FLYNN | 6178714785 | john.flynn@novartis.com | 12 | 2000 KW EMERGENCY GENERATOR |  | ENGINE | CATERPILLAR | 3516B | 2004-03-02 | 2010 | 20.4 | 1 | DIESEL FUEL | DIESEL | 44 | DIESEL | 0.003 | 0 | 0.208 | E3GAL | 28.912 | OK | N | 1 | 1 | 52 | 1 | 1 | 22
1191940 | NOVARTIS INSTITUTES FOR BIOMEDICAL RESEA |  | 254 MASSACHUSETTS AVE | 250 MASSACHUSETTS AVE | CAMBRIDGE | MA | 021390000 | 250 MASSACHUSETTS AVE | ATTN: JOHN FLYNN HSE | CAMBRIDGE | MA | 021390000 | N | PRIVATE | SM25 | NOVARTIS INSTITUTES FOR BIOMEDICAL RESEARCH INC. | 6178714785 | john.flynn@novartis.com | BARRY | COHEN | 6178715255 | barryd.cohen@novartis.com | JOHN | FLYNN | 6178714785 | john.flynn@novartis.com | 13 | 1400 KW EMERGENCY GENERATOR |  | ENGINE | CATERPILLAR | 3512B | 2004-03-02 | 2010 | 14.6 | 1 | DIESEL FUEL | DIESEL | 44 | DIESEL | 0.003 | 0 | 2.612 | E3GAL | 363.068 | OK | N | 1 | 1 | 52 | 1 | 1 | 22
1191942 | AT&T |  | 480 ARSENAL ST |  | WATERTOWN | MA | 024720000 | 1458 BLUEBELL DR. |  | LIVERMORE | CA | 945510000 | N | UTILITY | SM50 | AT AND T | 9259610291 | waldenb@att.com | BARBARE | WALDEN | 9259610291 | waldenb@att.com | BARBARA | WALDEN | 9259610291 | waldenb@att.com | 1 | EMER GEN #1- CATERPILLAR 3516B- #2 OIL |  | ENGINE | CATERPILLAR | 3516B | 2002-06-01 | 2010 | 19 | 1 | EMER GEN 1- CATERPILLAR 3516B NO 2 OIL 0.003S | DIESEL | 44 | DIESEL | 0.01 | 0 | 0.262 | E3GAL | 36.418 | OK | N | 1 | 1 | 26 | 1 | 1 | 1
1191942 | AT&T |  | 480 ARSENAL ST |  | WATERTOWN | MA | 024720000 | 1458 BLUEBELL DR. |  | LIVERMORE | CA | 945510000 | N | UTILITY | SM50 | AT AND T | 9259610291 | waldenb@att.com | BARBARE | WALDEN | 9259610291 | waldenb@att.com | BARBARA | WALDEN | 9259610291 | waldenb@att.com | 2 | EMER GEN #2- CATERPILLAR 3516B- #2 DIESEL |  | ENGINE | CATERPILLAR | 3516B | 2002-06-01 | 2010 | 19 | 1 | EMER GEN 2- CATERPILLAR 3516B- 2 OIL 0.003S | DIESEL | 44 | DIESEL | 0.01 | 0 | 0.656 | E3GAL | 91.184 | OK | N | 1 | 1 | 26 | 1 | 1 | 1
1191942 | AT&T |  | 480 ARSENAL ST |  | WATERTOWN | MA | 024720000 | 1458 BLUEBELL DR. |  | LIVERMORE | CA | 945510000 | N | UTILITY | SM50 | AT AND T | 9259610291 | waldenb@att.com | BARBARE | WALDEN | 9259610291 | waldenb@att.com | BARBARA | WALDEN | 9259610291 | waldenb@att.com | 3 | EMER GEN 3- CAT 3516B - 2 DIESEL |  | ENGINE | CATERPILLAR | 3516B | 2002-06-01 | 2010 | 19 | 1 | EMER GEN 3- CATERPILLAR 3516B- 2 OIL 0.003S | DIESEL | 44 | DIESEL | 0.01 | 0 | 0.742 | E3GAL | 103.138 | OK | N | 1 | 1 | 26 | 1 | 1 | 1
1191942 | AT&T |  | 480 ARSENAL ST |  | WATERTOWN | MA | 024720000 | 1458 BLUEBELL DR. |  | LIVERMORE | CA | 945510000 | N | UTILITY | SM50 | AT AND T | 9259610291 | waldenb@att.com | BARBARE | WALDEN | 9259610291 | waldenb@att.com | BARBARA | WALDEN | 9259610291 | waldenb@att.com | 4 | EMER GEN 4- CAT 3516B - 2 OIL |  | ENGINE | CATERPILLAR | 3516B | 2002-06-01 | 2010 | 19 | 1 | EMER GEN 4- CATERPILLAR 3516B- 2 OIL 0.003S | DIESEL | 44 | DIESEL | 0.01 | 0 | 0.823 | E3GAL | 114.397 | OK | N | 1 | 1 | 26 | 1 | 1 | 1
1191942 | AT&T |  | 480 ARSENAL ST |  | WATERTOWN | MA | 024720000 | 1458 BLUEBELL DR. |  | LIVERMORE | CA | 945510000 | N | UTILITY | SM50 | AT AND T | 9259610291 | waldenb@att.com | BARBARE | WALDEN | 9259610291 | waldenb@att.com | BARBARA | WALDEN | 9259610291 | waldenb@att.com | 9 | EMERGENCY GENERATOR 2-1 CATERPILLAR CAT 3516C TA |  | ENGINE | CATERPILLAR | CAT 3516C TA | 2008-04-22 | 2010 | 19 | 1 | DISTILLATE FUEL OIL @ | DIESEL | 44 | DIESEL | 0.01 | 0 | 0.821 | E3GAL | 114.119 | OK | N | 1 | 1 | 26 | 1 | 1 | 1
1191942 | AT&T |  | 480 ARSENAL ST |  | WATERTOWN | MA | 024720000 | 1458 BLUEBELL DR. |  | LIVERMORE | CA | 945510000 | N | UTILITY | SM50 | AT AND T | 9259610291 | waldenb@att.com | BARBARE | WALDEN | 9259610291 | waldenb@att.com | BARBARA | WALDEN | 9259610291 | waldenb@att.com | 10 | EMERGENCY GENERATOR 2-2 CATERPILLAR CAT 3516C TA |  | ENGINE | CATERPILLAR | CAT 3516C TA | 2008-04-22 | 2010 | 19 | 1 | DISTILLATE FUEL OIL 2 | DIESEL | 44 | DIESEL | 0.01 | 0 | 0.695 | E3GAL | 96.605 | OK | N | 1 | 1 | 26 | 1 | 1 | 1
1191942 | AT&T |  | 480 ARSENAL ST |  | WATERTOWN | MA | 024720000 | 1458 BLUEBELL DR. |  | LIVERMORE | CA | 945510000 | N | UTILITY | SM50 | AT AND T | 9259610291 | waldenb@att.com | BARBARE | WALDEN | 9259610291 | waldenb@att.com | BARBARA | WALDEN | 9259610291 | waldenb@att.com | 11 | EMERGENCY GENERATOR 2-3 CATERPILLAR CAT 3516C TA |  | ENGINE | CATERPILLAR | CAT 3516C TA | 2008-04-22 | 2010 | 19 | 1 | DISTILLATE FUEL OIL 2 | DIESEL | 44 | DIESEL | 0.01 | 0 | 0.291 | E3GAL | 40.449 | OK | N | 1 | 1 | 26 | 1 | 1 | 1
1191942 | AT&T |  | 480 ARSENAL ST |  | WATERTOWN | MA | 024720000 | 1458 BLUEBELL DR. |  | LIVERMORE | CA | 945510000 | N | UTILITY | SM50 | AT AND T | 9259610291 | waldenb@att.com | BARBARE | WALDEN | 9259610291 | waldenb@att.com | BARBARA | WALDEN | 9259610291 | waldenb@att.com | 12 | EMERGENCY GENERATOR 2-4 CATERPILLAR CAT3516C TA |  | ENGINE | CATERPILLAR | CAT 3516C TA | 2008-04-22 | 2010 | 19 | 1 | DISTILLATE FUEL OIL 2 | DIESEL | 44 | DIESEL | 0.01 | 0 | 0.855 | E3GAL | 118.845 | OK | N | 1 | 1 | 26 | 1 | 1 | 1
1191945 | BOSTON CHILDRENS HOSPITAL |  | 1 BLACKFAN CIR |  | BOSTON | MA | 021150000 | 300 LONGWOOD AVE |  | BOSTON | MA | 021150000 | N | PRIVATE | SM25 | CHILDRENS HOSPITAL BOSTON | 6173556140 | charles.weinstein@childrens.harvard.edu | PAUL | WILLIAMS | 6173554511 | paul.williams@childrens.harvard.edu | DAVID | SUMARGO | 6173554512 | david.sumargo@childrens.harvard.edu | 1 | GENERATOR #1-CATERPILLAR #3512B #2 OIL |  | ENGINE | CATERPILLAR | 3512B | 2004-01-01 | 2011 | 12.5 | 1 | DIESEL | DIESEL | 44 | DIESEL | 0.003 | 0 | 0.499 | E3GAL | 69.361 | OK | N | 1 | 1 | 12 | 1 | 1 | 5
1191945 | BOSTON CHILDRENS HOSPITAL |  | 1 BLACKFAN CIR |  | BOSTON | MA | 021150000 | 300 LONGWOOD AVE |  | BOSTON | MA | 021150000 | N | PRIVATE | SM25 | CHILDRENS HOSPITAL BOSTON | 6173556140 | charles.weinstein@childrens.harvard.edu | PAUL | WILLIAMS | 6173554511 | paul.williams@childrens.harvard.edu | DAVID | SUMARGO | 6173554512 | david.sumargo@childrens.harvard.edu | 2 | GENERATOR #2-CATERPILLAR #3512B #2 OIL |  | ENGINE | CATERPILLAR | 3512B | 2004-01-01 | 2011 | 12.5 | 1 | DIESEL | DIESEL | 44 | DIESEL | 0.003 | 0 | 0.521 | E3GAL | 72.419 | OK | N | 1 | 1 | 12 | 1 | 1 | 5
1191946 | ENDICOTT COLLEGE |  | 376 HALE ST |  | BEVERLY | MA | 019150000 | 376 HALE ST | ATTN: DENNIS J MONACO | BEVERLY | MA | 019150000 | N | PRIVATE | NM50 | ENDICOTT COLLEGE | 9782322357 | DMONACO@ENDICOTT.EDU | DENNIS | MONACO | 9782322351 | DMONACO@ENDICOTT.EDU | DENNIS | MONACO | 9783232351 | DMONACO@ENDICOTT.EDU | 8 | DIESEL FUEL FIRED GENERATOR |  | ENGINE | CUMMINS | DGBC | 1999-05-01 | 2009 | 0.47 | 1 | DIESEL FUEL | DIESEL | 44 | DIESEL | 0.05 | 0 | 0.09 | E3GAL | 12.51 | OK | N | 1 | 1 | 52 | 1 | 1 | 22
1191947 | EMD SERONO RESEARCH INSTITUTE INC |  | 1 TECHNOLOGY PL |  | ROCKLAND | MA | 023700000 | ONE TECHNOLOGY PLACE |  | ROCKLAND | MA | 023700000 | N | PRIVATE | SM25 | EMD SERONO INC | 7816812711 | Jeff.Hyman@EMDSerono.com | JEFF | HYMAN | 7816812711 | Jeff.Hyman@EMDSerono.com | JEFF | HYMAN | 7816812711 | Jeff.Hyman@EMDSerono.com | 4 | GENERATOR 1: ONAN 400 KW |  | ENGINE | CUMMINGS | NTA-855-G5 | 2001-06-15 | 2010 | 2.3 | 1 | DIESEL NO.2 FUEL | DIESEL | 44 | DIESEL | 0 | 0.1 | 0.125 | E3GAL | 17.375 | OK | N | 1 | 1 | 24 | 1 | 1 | 12
1191947 | EMD SERONO RESEARCH INSTITUTE INC |  | 1 TECHNOLOGY PL |  | ROCKLAND | MA | 023700000 | ONE TECHNOLOGY PLACE |  | ROCKLAND | MA | 023700000 | N | PRIVATE | SM25 | EMD SERONO INC | 7816812711 | Jeff.Hyman@EMDSerono.com | JEFF | HYMAN | 7816812711 | Jeff.Hyman@EMDSerono.com | JEFF | HYMAN | 7816812711 | Jeff.Hyman@EMDSerono.com | 5 | GENERATOR 2: CATERPILLER 3406 300KW |  | ENGINE | CATEPILLAR | 3406 | 2002-02-22 | 2010 | 1.7 | 1 | DIESEL FUEL #2 | DIESEL | 44 | DIESEL | 0 | 0 | 0.097 | E3GAL | 13.483 | OK | N | 1 | 1 | 28 | 1 | 1 | 14
1191947 | EMD SERONO RESEARCH INSTITUTE INC |  | 1 TECHNOLOGY PL |  | ROCKLAND | MA | 023700000 | ONE TECHNOLOGY PLACE |  | ROCKLAND | MA | 023700000 | N | PRIVATE | SM25 | EMD SERONO INC | 7816812711 | Jeff.Hyman@EMDSerono.com | JEFF | HYMAN | 7816812711 | Jeff.Hyman@EMDSerono.com | JEFF | HYMAN | 7816812711 | Jeff.Hyman@EMDSerono.com | 6 | GENERATOR 3: CATERPILLAR D125-6 125KW |  | ENGINE | CATERPILLAR | D125-6 | 2007-01-01 | 2010 | 0.711 | 1 | DIESEL FUEL #2 | DIESEL | 44 | DIESEL | 0 | 0 | 0.02 | E3GAL | 2.78 | OK | N | 1 | 1 | 8 | 1 | 1 | 4
1191948 | BOSTON WATER AND SEWER COMMISSION |  | 120 MALDEN ST |  | BOSTON | MA | 021192540 | 980 HARRISON AVE |  | BOSTON | MA | 021192540 | N | LOCAL GOVERNMENT | SM25 | BOSTON WATER AND SEWER UNION PARK PUMPING | 6174515235 | mcleary@woodardcurran.com | MARK | CLEARY | 6174515235 | mcleary@woodardcurran.com | MARK | CLEARY | 6174515235 | mcleary@woodardcurran.com | 7 | CATERPILLAR GENERATOR |  | ENGINE | CATERPILLAR | SR4B | 2005-12-01 | 2010 | 12.222 | 1 | ULSD | DIESEL | 44 | DIESEL | 0.3 | 0.1 | 113.6 | E6BTU | 113.6 | OK | N | 2 | 1 | 12 | 2 | 1 | 22
1191951 | MASSDOT HIGHWAY DIVISION | FKA MA TURNPIKE AUTHORITY | 257 CONGRESS ST |  | BOSTON | MA | 021100000 | MASSDOT HIGHWAY DIVISION | 668 SOUTH AVE, ATTN: RICK MCCULLOUGH | WESTON | MA | 024930000 | Y | STATE | SM25 | MASSDOT HIGHWAY DIVISION | 6179516000 | Rick.Mccullough@state.ma.us | RICK | MCCULLOUGH | 7814315020 | Rick.Mccullough@state.ma.us | RICK | MCCULLOUGH | 7814315020 | Rick.Mccullough@state.ma.us | 2 | EU #1-CATERPILLER-GENERATOR |  | ENGINE | CATERPILLER | 3512B | 2003-01-01 | 2009 | 13.19 | 1 | DIESEL | DIESEL | 44 | DIESEL | 0.0015 | 0 | 0.282 | E3GAL | 39.198 | OK | N | 1 | 1 | 52 | 1 | 1 | 22
1191952 | MASSACHUSETTS BIOLOGIC LABORATORIES | FKA UMASS MEDICAL SCHOOL MBL | 460 WALK HILL ST |  | MATTAPAN | MA | 021260000 | 460 WALK HILL ST |  | MATTAPAN | MA | 021260000 | Y | STATE | SM25 | WORCESTER CITY CAMPUS CORP. | 5088565120 | mike.pietila@umassmed.edu | FRANK | FAZIO | 6174743254 | Frank.Fazio@umassmed.edu | MICHAEL | PIETILA | 6174743004 | mike.pietila@umassmed.edu | 2 | EMER GEN #1- CATERPILLAR 3516B #2 OIL |  | ENGINE | CATEPILLIAR | 3516B | 2004-01-01 | 2011 | 20.666 | 1 | #2 OIL | DIESEL | 44 | DIESEL | 0.003 | 0 | 0.113 | E3GAL | 15.707 | OK | N | 1 | 1 | 52 | 1 | 1 | 22
1191952 | MASSACHUSETTS BIOLOGIC LABORATORIES | FKA UMASS MEDICAL SCHOOL MBL | 460 WALK HILL ST |  | MATTAPAN | MA | 021260000 | 460 WALK HILL ST |  | MATTAPAN | MA | 021260000 | Y | STATE | SM25 | WORCESTER CITY CAMPUS CORP. | 5088565120 | mike.pietila@umassmed.edu | FRANK | FAZIO | 6174743254 | Frank.Fazio@umassmed.edu | MICHAEL | PIETILA | 6174743004 | mike.pietila@umassmed.edu | 8 | EMER.GEN. # 2 - CATEPILLIAR 3512C #2 OIL 0.003 S |  | ENGINE | CATEPILLIAR | 3512C | 2009-06-16 | 2011 | 13.975 | 1 | # 2 OIL | DIESEL | 44 | DIESEL | 0.003 | 0 | 0.04 | E3GAL | 5.56 | OK | N | 1 | 1 | 52 | 1 | 1 | 22
1191953 | MASSACHUSETTS GENERAL HOSPITAL |  | 165 175 185 CAMBRIDGE ST |  | BOSTON | MA | 021140000 | 55 FRUIT ST | WEH-B, DIR EH+S | BOSTON | MA | 021140000 | N | PRIVATE | SM25 | MASS GENERAL HOSPITAL | 6177265169 | RCASTALDO@PARTNERS.ORG | ROBERT | CASTALDO | 6177262425 | RCASTALDO@PARTNERS.ORG | ROBERT | CASTALDO | 6177262425 | RCASTALDO@PARTNERS.ORG | 1 | EMER GEN #1-CATERPILLAR 3516 DITA- ULSD |  | ENGINE | CATERPILLAR | 3516B DITA | 2004-08-01 | 2011 | 21 | 1 | ULSD | DIESEL | 44 | DIESEL | 0.0015 | 0.1 | 1.24 | E3GAL | 172.36 | OK | N | 1 | 1 | 52 | 1 | 1 | 4
1191953 | MASSACHUSETTS GENERAL HOSPITAL |  | 165 175 185 CAMBRIDGE ST |  | BOSTON | MA | 021140000 | 55 FRUIT ST | WEH-B, DIR EH+S | BOSTON | MA | 021140000 | N | PRIVATE | SM25 | MASS GENERAL HOSPITAL | 6177265169 | RCASTALDO@PARTNERS.ORG | ROBERT | CASTALDO | 6177262425 | RCASTALDO@PARTNERS.ORG | ROBERT | CASTALDO | 6177262425 | RCASTALDO@PARTNERS.ORG | 4 | EMERG. GEN. #3 CATERPILLAR 3456 ULSD LIFE SAFETY |  | ENGINE | CATERPILLAR | 3456 | 2004-08-01 | 2011 | 5.88 | 1 | ULSD | DIESEL | 44 | DIESEL | 0.0015 | 0.1 | 0.378 | E3GAL | 52.542 | OK | N | 1 | 1 | 12 | 1 | 1 | 3
1191954 | BANK OF NEW YORK MELLON FINANCIAL CORP | FKA MELLON FINANCIAL CORP | 135 SANTILLI HWY |  | EVERETT | MA | 021490000 | 135 SANTILLI HWY |  | EVERETT | MA | 021490000 | N | PRIVATE | SM25 | BANK OF NEW YORK MELLON FINANCIAL CORPORATION | 6173829355 | mike.cook@am.jll.com | MIKE | COOK | 6173829355 | mike.cook@am.jll.com | MIKE | COOK | 6173829355 | mike.cook@am.jll.com | 2 | UNIT#1 DIESEL EMERGENCY GENERATOR 20.7 MMBTU/HR |  | ENGINE | CATERPILLAR EMERGENCY DIESEL | 3516B | 2005-11-11 | 2009 | 20.7 | 1 | TRANSPORTATION DIESEL FUEL | DIESEL | 44 | DIESEL | 0.003 | 0 | 0.696 | E3GAL | 96.744 | OK | N | 1 | 1 | 23 | 1 | 1 | 22
1191954 | BANK OF NEW YORK MELLON FINANCIAL CORP | FKA MELLON FINANCIAL CORP | 135 SANTILLI HWY |  | EVERETT | MA | 021490000 | 135 SANTILLI HWY |  | EVERETT | MA | 021490000 | N | PRIVATE | SM25 | BANK OF NEW YORK MELLON FINANCIAL CORPORATION | 6173829355 | mike.cook@am.jll.com | MIKE | COOK | 6173829355 | mike.cook@am.jll.com | MIKE | COOK | 6173829355 | mike.cook@am.jll.com | 3 | UNIT# 2 DIESEL EMERGENCY GEN 7.84 MMBTU/HR |  | ENGINE | KATOLIGHT EMERGENCY GEN | DX750FRX4 | 1999-01-01 | 2009 | 7.84 | 1 | DIESEL FUEL | DIESEL | 44 | DIESEL | 0.05 | 0 | 0.405 | E3GAL | 56.295 | OK | N | 1 | 1 | 52 | 1 | 1 | 22
1191955 | FIDELITY INVESTMENTS |  | 245 SUMMER ST |  | BOSTON | MA | 021080000 | 245 SUMMER STREET |  | BOSTON | MA | 021090000 | N | PRIVATE | SM79-7 | FIDELITY INVESTMENTS | 6173928861 | joseph.b.maselli@fmr.com | JOSEPH | MASELLI | 6175639937 | joseph.b.maselli@fmr.com | JOSEPH | MASELLI | 6175639937 | joseph.b.maselli@fmr.com | 2 | EMERGENCY GENERATOR #1 |  | ENGINE | CATERPILLAR | 3516B | 2005-06-01 | 2011 | 20.6 | 1 | ULTRA LOW SULFUR DIESEL | DIESEL | 44 | DIESEL | 0.0015 |  | 4.129 | E3GAL | 573.931 | OK | N | 1 | 1 | 12 | 1 | 1 | 5
1191955 | FIDELITY INVESTMENTS |  | 245 SUMMER ST |  | BOSTON | MA | 021080000 | 245 SUMMER STREET |  | BOSTON | MA | 021090000 | N | PRIVATE | SM79-7 | FIDELITY INVESTMENTS | 6173928861 | joseph.b.maselli@fmr.com | JOSEPH | MASELLI | 6175639937 | joseph.b.maselli@fmr.com | JOSEPH | MASELLI | 6175639937 | joseph.b.maselli@fmr.com | 3 | EMERGENCY GENERATOR |  | ENGINE | CATERPILLAR | 3456 | 2005-06-01 | 2011 | 5.08 | 1 | ULTRA LOW SULFUR DIESEL | DIESEL | 44 | DIESEL | 0.0015 |  | 0.835 | E3GAL | 116.065 | OK | N | 1 | 1 | 12 | 1 | 1 | 5
1191955 | FIDELITY INVESTMENTS |  | 245 SUMMER ST |  | BOSTON | MA | 021080000 | 245 SUMMER STREET |  | BOSTON | MA | 021090000 | N | PRIVATE | SM79-7 | FIDELITY INVESTMENTS | 6173928861 | joseph.b.maselli@fmr.com | JOSEPH | MASELLI | 6175639937 | joseph.b.maselli@fmr.com | JOSEPH | MASELLI | 6175639937 | joseph.b.maselli@fmr.com | 5 | EMERGENCY GENERATOR #2 |  | ENGINE | CATERPILLAR | 3516B | 2005-06-01 | 2011 | 20.6 | 1 | ULTRA LOW SULFUR DIESEL | DIESEL | 44 | DIESEL | 0.0015 | 0 | 5.014 | E3GAL | 696.946 | OK | N | 1 | 1 | 12 | 1 | 1 | 5
1191955 | FIDELITY INVESTMENTS |  | 245 SUMMER ST |  | BOSTON | MA | 021080000 | 245 SUMMER STREET |  | BOSTON | MA | 021090000 | N | PRIVATE | SM79-7 | FIDELITY INVESTMENTS | 6173928861 | joseph.b.maselli@fmr.com | JOSEPH | MASELLI | 6175639937 | joseph.b.maselli@fmr.com | JOSEPH | MASELLI | 6175639937 | joseph.b.maselli@fmr.com | 6 | EMERGENCY GENERATOR #3 |  | ENGINE | CATERPILLAR | 3516B | 2005-06-01 | 2011 | 20.6 | 1 | ULTRA LOW SULFUR DIESEL | DIESEL | 44 | DIESEL | 0.0015 | 0 | 5.456 | E3GAL | 758.384 | OK | N | 1 | 1 | 12 | 1 | 1 | 5
1191955 | FIDELITY INVESTMENTS |  | 245 SUMMER ST |  | BOSTON | MA | 021080000 | 245 SUMMER STREET |  | BOSTON | MA | 021090000 | N | PRIVATE | SM79-7 | FIDELITY INVESTMENTS | 6173928861 | joseph.b.maselli@fmr.com | JOSEPH | MASELLI | 6175639937 | joseph.b.maselli@fmr.com | JOSEPH | MASELLI | 6175639937 | joseph.b.maselli@fmr.com | 7 | EMERGENCY GENERATOR #4 |  | ENGINE | CATERPILLAR | 3516B | 2005-06-01 | 2011 | 20.6 | 1 | ULTRA LOW SULFUR DIESEL | DIESEL | 44 | DIESEL | 0.0015 | 0 | 5.456 | E3GAL | 758.384 | OK | N | 1 | 1 | 12 | 1 | 1 | 5
1191955 | FIDELITY INVESTMENTS |  | 245 SUMMER ST |  | BOSTON | MA | 021080000 | 245 SUMMER STREET |  | BOSTON | MA | 021090000 | N | PRIVATE | SM79-7 | FIDELITY INVESTMENTS | 6173928861 | joseph.b.maselli@fmr.com | JOSEPH | MASELLI | 6175639937 | joseph.b.maselli@fmr.com | JOSEPH | MASELLI | 6175639937 | joseph.b.maselli@fmr.com | 8 | EMERGENCY GENERATOR #5 |  | ENGINE | CATERPILLAR | 3516B | 2005-06-01 | 2011 | 20.6 | 1 | ULTRA LOW SULFUR DIESEL | DIESEL | 44 | DIESEL | 0.0015 | 0 | 4.571 | E3GAL | 635.369 | OK | N | 1 | 1 | 12 | 1 | 1 | 5
1191957 | MUSEUM OF SCIENCE |  | OBRIEN HWY | SCIENCE PARK | BOSTON | MA | 021141099 | OBRIEN HWY | SCIENCE PARK | BOSTON | MA | 021141099 | N | PRIVATE | NM25 | MUSEUM OF SCIENCE | 6175890100 | information@mos.org | JONATHAN | BURKE | 6175890313 | jburke@mos.org | PAUL | IPPOLITO | 6175890154 | PIPPOLITO@mos.org | 5 | DIESEL GENERATOR - CUMMINS #1 |  | ENGINE | CUMMINS | DSHAC 200KW | 1987-01-01 | 2009 | 0.7 | 1 | DIESEL | DIESEL | 44 | DIESEL | 0.05 |  | 0.077 | E3GAL | 10.703 | OK | N | 1 | 1 | 13 | 1 | 1 | 6
1191957 | MUSEUM OF SCIENCE |  | OBRIEN HWY | SCIENCE PARK | BOSTON | MA | 021141099 | OBRIEN HWY | SCIENCE PARK | BOSTON | MA | 021141099 | N | PRIVATE | NM25 | MUSEUM OF SCIENCE | 6175890100 | information@mos.org | JONATHAN | BURKE | 6175890313 | jburke@mos.org | PAUL | IPPOLITO | 6175890154 | PIPPOLITO@mos.org | 6 | DIESEL GENERATOR - CUMMINS #2 |  | ENGINE | CUMMINS | UNKNOWN 125 KW | 1950-01-01 | 2009 | 0.4 | 1 | DIESEL | DIESEL | 44 | DIESEL | 0.05 |  | 0.035 | E3GAL | 4.865 | OK | N | 1 | 1 | 13 | 1 | 1 | 6
1191957 | MUSEUM OF SCIENCE |  | OBRIEN HWY | SCIENCE PARK | BOSTON | MA | 021141099 | OBRIEN HWY | SCIENCE PARK | BOSTON | MA | 021141099 | N | PRIVATE | NM25 | MUSEUM OF SCIENCE | 6175890100 | information@mos.org | JONATHAN | BURKE | 6175890313 | jburke@mos.org | PAUL | IPPOLITO | 6175890154 | PIPPOLITO@mos.org | 7 | DIESEL GENERATOR - ONAN |  | ENGINE | ONAN | UNKNOWN 70KW | 1954-01-01 | 2009 | 0.2 | 1 | DIESEL | DIESEL | 44 | DIESEL | 0.05 |  | 0.012 | E3GAL | 1.668 | OK | N | 1 | 1 | 13 | 1 | 1 | 6
1191961 | MILLENNIUM PHARMACEUTICALS INC |  | 35 LANDSDOWNE ST |  | CAMBRIDGE | MA | 021390000 | 40 LANDSDOWNE ST |  | CAMBRIDGE | MA | 021390000 | N | PRIVATE | SM50 | MILLENNIUM PHARMACEUTICALS INC | 6176797022 | tim.sullivan@mpi.com | MARK | HERNON | 6175514917 | mark.hernon@mpi.com | TIMOTHY | SULLIVAN | 6176797022 | tim.sullivan@mpi.com | 13 | 45-CUMMINS-KTA19-G4 - 500 KW |  | ENGINE | CUMMINS | KTA19-G4 | 1998-01-01 | 2009 | 4.8 | 1 | DIESEL FUEL | DIESEL | 44 | DIESEL | 0.0015 |  | 0.023 | E3GAL | 3.197 | OK | N | 1 | 1 | 12 | 1 | 1 | 5
1191961 | MILLENNIUM PHARMACEUTICALS INC |  | 35 LANDSDOWNE ST |  | CAMBRIDGE | MA | 021390000 | 40 LANDSDOWNE ST |  | CAMBRIDGE | MA | 021390000 | N | PRIVATE | SM50 | MILLENNIUM PHARMACEUTICALS INC | 6176797022 | tim.sullivan@mpi.com | MARK | HERNON | 6175514917 | mark.hernon@mpi.com | TIMOTHY | SULLIVAN | 6176797022 | tim.sullivan@mpi.com | 14 | 75-CUMMINS-KTA38-G4 - 9.8 MMBTU/HR |  | ENGINE | ONAN | 1000DFJD | 1998-01-01 | 2009 | 9.797 | 1 | DIESEL FUEL | DIESEL | 44 | DIESEL | 0.0015 |  | 0.055 | E3GAL | 7.645 | OK | N | 1 | 1 | 15 | 1 | 1 | 5
1191962 | E INK CORP |  | 733 CONCORD AVE |  | CAMBRIDGE | MA | 021380000 | 733 CONCORD AVE |  | CAMBRIDGE | MA | 021380000 | N | PRIVATE | SM50 | E INK CORPORATION | 6174996088 | KJONES@EINK.COM | KEN | JONES | 6174996091 | KJONES@EINK.COM | KEN | JONES | 6174996091 | KJONES@EINK.COM | 1 | EMERGENCY GENERATOR |  | ENGINE | CATERPILLAR | SR4B | 2006-12-31 | 2009 | 8 | 1 | DIESEL FUEL (LESS THAN 15 PPM SULFUR) | DIESEL | 44 | DIESEL | 0.0015 | 0 | 0.048 | E3GAL | 6.672 | OK | N | 1 | 1 | 52 | 1 | 1 | 22
1191966 | MASSPORT AUTHORITY CONLEY TERMINAL |  | 940 EAST FIRST ST | CASTLE ISLAND | SOUTH BOSTON | MA | 021270000 | LOGAN OFFICE CENTER |  | BOSTON | MA | 021280000 | N | STATE | SM25 | MASSPORT AUTHORITY CONBM-0004 | 6175683514 | KBeasley@massport.com | PATRICIA | HAEDERLE | 6175683525 | PHaederle@massport.com | KEITH | BEASLEY | 6175683508 | KBeasley@massport.com | 6 | ADMIN BUILDING GENERATOR #5 KOHLER 800REOZM |  | ENGINE | KOHLER | 800REOZM | 2009-01-01 | 2009 | 8.708 | 1 | ULSD DIESEL | DIESEL | 44 | DIESEL | 0.0015 |  | 2.3823 | E3GAL | 331.1397 | OK | N | 1 | 1 | 52 | 1 | 1 | 22
1191966 | MASSPORT AUTHORITY CONLEY TERMINAL |  | 940 EAST FIRST ST | CASTLE ISLAND | SOUTH BOSTON | MA | 021270000 | LOGAN OFFICE CENTER |  | BOSTON | MA | 021280000 | N | STATE | SM25 | MASSPORT AUTHORITY CONBM-0004 | 6175683514 | KBeasley@massport.com | PATRICIA | HAEDERLE | 6175683525 | PHaederle@massport.com | KEITH | BEASLEY | 6175683508 | KBeasley@massport.com | 8 | OLD WHITE FUEL BUILD GENERATOR #4 KOHLER 30REOZJ |  | ENGINE | KOHLER | 30REOZJB | 2009-01-01 | 2009 | 0.406 | 1 | ULSD DIESEL | DIESEL | 44 | DIESEL | 0.0015 |  | 0.1041 | E3GAL | 14.4699 | OK | N | 1 | 1 | 52 | 1 | 1 | 22
1191966 | MASSPORT AUTHORITY CONLEY TERMINAL |  | 940 EAST FIRST ST | CASTLE ISLAND | SOUTH BOSTON | MA | 021270000 | LOGAN OFFICE CENTER |  | BOSTON | MA | 021280000 | N | STATE | SM25 | MASSPORT AUTHORITY CONBM-0004 | 6175683514 | KBeasley@massport.com | PATRICIA | HAEDERLE | 6175683525 | PHaederle@massport.com | KEITH | BEASLEY | 6175683508 | KBeasley@massport.com | 9 | MAIN GATE GENERATOR #3 KOHLER 30REOZJB |  | ENGINE | KOHLER | 30REOZJB | 2009-01-01 | 2009 | 0.406 | 1 | ULSD DIESEL | DIESEL | 44 | DIESEL | 0.0015 |  | 0.2796 | E3GAL | 38.8644 | OK | N | 1 | 1 | 52 | 1 | 1 | 22
1191972 | WBZ TV |  | 1170 SOLDIERS FIELD RD |  | BOSTON | MA | 021340000 | 1170 SOLDIERS FIELD RD |  | BOSTON | MA | 021340000 | N | PRIVATE | SM25 | CBS | 6177877000 | sloan@boston.cbs.com | PETER | SLOAN | 6177877300 | PWSLOAN@CBS.COM | PETER | SLOAN | 6177877000X7300 | PWSLOAN@CBS.COM | 3 | GENERATOR #1 (360KW) |  | ENGINE | CUMMINS | UNKNOWN | 1978-01-01 | 2009 | 3.416 | 1 | #2 OIL (0.3 PCT SULFUR CONTENT) | DIESEL | 44 | DIESEL | 0.3 | 0 | 0 | E3GAL | 0 | OK | N | 1 | 1 | 52 | 1 | 1 | 1
1191972 | WBZ TV |  | 1170 SOLDIERS FIELD RD |  | BOSTON | MA | 021340000 | 1170 SOLDIERS FIELD RD |  | BOSTON | MA | 021340000 | N | PRIVATE | SM25 | CBS | 6177877000 | sloan@boston.cbs.com | PETER | SLOAN | 6177877300 | PWSLOAN@CBS.COM | PETER | SLOAN | 6177877000X7300 | PWSLOAN@CBS.COM | 5 | GENERATOR #3 (1500KW) |  | ENGINE | CUMMINS | 1500 DFLE-4813 | 2005-12-01 | 2009 | 14.5 | 1 | #2 OIL (0.05 PCT LOW SULFUR) | DIESEL | 44 | DIESEL | 0.05 | 0 | 44.856 | E3GAL | 6234.984 | OK | N | 1 | 1 | 52 | 1 | 1 | 22
1191974 | MERCER HR OUTSOURCING LLC |  | 1 INVESTORS WAY |  | NORWOOD | MA | 020620000 | MERCER ATTN: NANCY MCDERMOTT | ONE INVESTORS WAY | NORWOOD | MA | 020620000 | N | PRIVATE | SM25 | MERCER | 8573626938 | Nancy.McDermott@Mercer.com | NANCY | MCDERMOTT | 8573626938 | Nancy.McDermott@Mercer.com | MARGO | JAY | 8008255343 | mjay@eheinc.com | 1 | GENERATOR #1-CATERPILLAR #3508BDITA 910 KW ULSD |  | ENGINE | CATERPILLAR | 3508B DITA | 1999-11-17 | 2011 | 9.38 | 1 | GENERATOR #1-CATERPILLAR 3508B ULSD | DIESEL | 44 | DIESEL | 0.0015 | 0 | 1.7563 | E3GAL | 244.1257 | OK | N | 1 | 1 | 12 | 1 | 1 | 5
1191974 | MERCER HR OUTSOURCING LLC |  | 1 INVESTORS WAY |  | NORWOOD | MA | 020620000 | MERCER ATTN: NANCY MCDERMOTT | ONE INVESTORS WAY | NORWOOD | MA | 020620000 | N | PRIVATE | SM25 | MERCER | 8573626938 | Nancy.McDermott@Mercer.com | NANCY | MCDERMOTT | 8573626938 | Nancy.McDermott@Mercer.com | MARGO | JAY | 8008255343 | mjay@eheinc.com | 2 | GENERATOR #2-CATERPILLAR 3508BDITA 910 KW ULSD |  | ENGINE | CATERPILLAR | 3508B DITA | 1999-11-09 | 2011 | 9.38 | 1 | GENERATOR #2-CATERPILLAR 3508B ULSD | DIESEL | 44 | DIESEL | 0.0015 | 0 | 1.7563 | E3GAL | 244.1257 | OK | N | 1 | 1 | 12 | 1 | 1 | 5
1191974 | MERCER HR OUTSOURCING LLC |  | 1 INVESTORS WAY |  | NORWOOD | MA | 020620000 | MERCER ATTN: NANCY MCDERMOTT | ONE INVESTORS WAY | NORWOOD | MA | 020620000 | N | PRIVATE | SM25 | MERCER | 8573626938 | Nancy.McDermott@Mercer.com | NANCY | MCDERMOTT | 8573626938 | Nancy.McDermott@Mercer.com | MARGO | JAY | 8008255343 | mjay@eheinc.com | 3 | GENERATOR #3-CATERPILLAR #3508BDITA 910 KW ULSD |  | ENGINE | CATERPILLAR | 3508B DITA | 1999-11-18 | 2011 | 9.38 | 1 | GENERATOR #3-CATERPILLAR 3508B ULSD | DIESEL | 44 | DIESEL | 0.0015 | 0 | 1.7563 | E3GAL | 244.1257 | OK | N | 1 | 1 | 12 | 1 | 1 | 5
1191974 | MERCER HR OUTSOURCING LLC |  | 1 INVESTORS WAY |  | NORWOOD | MA | 020620000 | MERCER ATTN: NANCY MCDERMOTT | ONE INVESTORS WAY | NORWOOD | MA | 020620000 | N | PRIVATE | SM25 | MERCER | 8573626938 | Nancy.McDermott@Mercer.com | NANCY | MCDERMOTT | 8573626938 | Nancy.McDermott@Mercer.com | MARGO | JAY | 8008255343 | mjay@eheinc.com | 4 | GENERATOR #4-OLYMPIAN #D200P4 ULSD 15 PPM SULFUR |  | ENGINE | OLYMPIAN | D200P4 | 1999-12-01 | 2011 | 2.268 | 1 | GENERATOR #4-OLYMPIAN #D200P4 ULSD | DIESEL | 44 | DIESEL | 0.0015 | 0 | 0.1 | E3GAL | 13.9 | OK | N | 1 | 1 | 12 | 1 | 1 | 5
1191975 | BROAD INSTITUTE |  | 7 CAMBRIDGE CTR |  | CAMBRIDGE | MA | 021420000 | 7 CAMBRIDGE CTR |  | CAMBRIDGE | MA | 021420000 | N | PRIVATE | SM50 | BROAD INSTITUTE THE | 6177148466 | rokeefe@broadinstitute.org | RHONDA | O'KEEFE | 6177147180 | rokeefe@broadinstitute.org | MARGO | JAY | 8008255343 | mjay@eheinc.com | 2 | 2000 KW EMERGENCY GENERATOR (CATERPILLAR) |  | ENGINE | CATERPILLAR | 3516B | 2005-06-01 | 2009 | 20.65 | 1 | ULTRA LOW SULFUR DIESEL | DIESEL | 44 | DIESEL | 0.0015 |  | 0.205 | E3GAL | 28.495 | OK | N | 1 | 1 | 5 | 1 | 1 | 3
1191977 | FENWAY VENTURES LLC |  | 144-160 BROOKLINE AVE |  | BOSTON | MA | 021150000 | 180 BROOKLINE AVE |  | BOSTON | MA | 021150000 | N | PRIVATE | SM50 | FEN-RES LLC | 6178745649 | NRecupero@Samuelsre.com | GEOFF | KAHL | 6178745647 | gkahl@amuelsre.com | NICHOLAS | RECUPERO | 6178745649 | NRecupero@samuelsre.com | 1 | EMERGENCY DIESEL GENERATOR NO. 1 |  | ENGINE | CATERPILLAR | 3508B | 2005-09-01 | 2010 | 10.3 | 1 | DIESEL OIL | DIESEL | 44 | DIESEL | 0 | 0 | 0.015 | E3GAL | 2.085 | OK | N | 1 | 1 | 26 | 1 | 1 | 22
1191978 | BLUE CROSS BLUE SHIELD OF MASSACHUSETTS |  | 25 TECHNOLOGY PL |  | HINGHAM | MA | 020430000 | 401 PARK DRIVE |  | BOSTON | MA | 022153326 | N | PRIVATE | SM25 | BLUECROSS BLUESHIELD OF MASSACHUSETTS | 6172463592 | lawrence.healey@bcbsma.com | LAWRENCE | HEALEY | 6172463592 | Lawrence.Healey@bcbsma.com | RICHARD | PAGE | 6172465619 | richard.page@bcbsma.com | 2 | DIESEL GENERATOR 1 |  | ENGINE | CATERPILLAR | 3516B | 2006-04-01 | 2009 | 20.7 | 1 | DIESEL FUEL | DIESEL | 44 | DIESEL | 0.0015 | 0 | 0.375 | E3GAL | 52.125 | OK | N | 1 | 1 | 52 | 1 | 7 | 22
1191978 | BLUE CROSS BLUE SHIELD OF MASSACHUSETTS |  | 25 TECHNOLOGY PL |  | HINGHAM | MA | 020430000 | 401 PARK DRIVE |  | BOSTON | MA | 022153326 | N | PRIVATE | SM25 | BLUECROSS BLUESHIELD OF MASSACHUSETTS | 6172463592 | lawrence.healey@bcbsma.com | LAWRENCE | HEALEY | 6172463592 | Lawrence.Healey@bcbsma.com | RICHARD | PAGE | 6172465619 | richard.page@bcbsma.com | 3 | DIESEL GENERATOR 2 |  | ENGINE | CATERPILLAR | 3516B | 2006-04-01 | 2009 | 20.7 | 1 | DIESEL OIL | DIESEL | 44 | DIESEL | 0.0015 | 0 | 0.375 | E3GAL | 52.125 | OK | N | 1 | 1 | 52 | 1 | 1 | 22
1191979 | HOBBS BOOK MANAGMENT |  | 1151 BOSTON PROVIDENCE TPKE |  | NORWOOD | MA | 020620000 | FACTORY MUTUAL ENGINEERING CORPORATION | 1151 BOSTON TURNPIKE | NORWOOD | MA | 020620000 | N | PRIVATE | SM25 | FACTORY MUTUAL ENGINEERING CORPORATION | 7818902128 | thomas.dusel@hobbsbrook.com | KEVIN | GAMMONS | 7818902128 | kevin.gammons@hobbsbrook.com | FRANK | HERMAN | 7812554322 | frank.herman@hobbsbrook.com | 2 | EMER GEN #2- ONAN 400 KW - NO. 2 ULSD |  | ENGINE | ONAN | 1119-2364 C | 2004-01-01 | 2011 | 3.9867 | 1 | EMER GEN #2- ONAN 400 KW NO. 2 OIL ULTRA LOW SULF | DIESEL | 44 | DIESEL | 0.0022 | 0 | 0.3218 | E3GAL | 44.7302 | OK | N | 1 | 1 | 26 | 1 | 1 | 10
1191979 | HOBBS BOOK MANAGMENT |  | 1151 BOSTON PROVIDENCE TPKE |  | NORWOOD | MA | 020620000 | FACTORY MUTUAL ENGINEERING CORPORATION | 1151 BOSTON TURNPIKE | NORWOOD | MA | 020620000 | N | PRIVATE | SM25 | FACTORY MUTUAL ENGINEERING CORPORATION | 7818902128 | thomas.dusel@hobbsbrook.com | KEVIN | GAMMONS | 7818902128 | kevin.gammons@hobbsbrook.com | FRANK | HERMAN | 7812554322 | frank.herman@hobbsbrook.com | 11 | EMER GEN #1 - CATERPILLAR 750 KW - NO. 2 OIL ULSD |  | ENGINE | CATERPILLAR | 197-8091 | 2005-01-01 | 2011 | 7.261 | 1 | EMERG. GEN. 1 - CATERPILLAR 750 KW - NO. 2 ULS | DIESEL | 44 | DIESEL | 0.0022 | 0 | 0.0748 | E3GAL | 10.3972 | OK | N | 1 | 1 | 26 | 1 | 1 | 10
1191979 | HOBBS BOOK MANAGMENT |  | 1151 BOSTON PROVIDENCE TPKE |  | NORWOOD | MA | 020620000 | FACTORY MUTUAL ENGINEERING CORPORATION | 1151 BOSTON TURNPIKE | NORWOOD | MA | 020620000 | N | PRIVATE | SM25 | FACTORY MUTUAL ENGINEERING CORPORATION | 7818902128 | thomas.dusel@hobbsbrook.com | KEVIN | GAMMONS | 7818902128 | kevin.gammons@hobbsbrook.com | FRANK | HERMAN | 7812554322 | frank.herman@hobbsbrook.com | 18 | EU #18 CLARKE DIESEL FIRE PUMP BLDG 28 |  | ENGINE | JOHN DEERE | JU4H-UFADJG | 2011-07-01 | 2011 | 2.055 | 1 | DIESEL | DIESEL | 44 | DIESEL | 0.022 | 0 | 0.0318 | E3GAL | 4.4202 | OK | N | 1 | 1 | 4 | 1 | 1 | 2
1191983 | MWRA INTERMEDIATE PUMP STATION |  | 1 BRIDGE ST |  | WEYMOUTH | MA | 021880000 | 100 FIRST AVENUE |  | BOSTON | MA | 021290000 | N | STATE | NM25 | MASSACHUSETTS WATER RESOURCES AUTHORITY | 6177882552 | leon.lataille@mwra.state.ma.us | MICHAEL | HORNBROOK | 6177884359 | michael.hornbrook@mwra.state.ma.us | LEON | LATAILLE | 6177882552 | leon.lataille@mwra.state.ma.us | 1 | EMERGENCY GENERATOR |  | ENGINE | DETROIT DIESEL | 16V4000 | 2004-10-01 | 2009 | 18.883 | 1 | NO.2 FUEL OIL | DIESEL | 44 | DIESEL | 0.0015 |  | 2.26 | E3GAL | 314.14 | OK | N | 2 | 1 | 12 | 2 | 1 | 5
1191991 | BOSTON FINANCIAL DATA SERVICES INC |  | 30 DAN RD |  | CANTON | MA | 020210000 | 2000 CROWN COLONY DRIVE | ATTN: PETER JACKSON | QUINCY | MA | 021690000 | N | PRIVATE | SM25 | BOSTON FINANCIAL DATA SERVICES INC | 6174833481 | PJACKSON@bostonfinancial.com | PETER | JACKSON | 6174833481 | PJACKSON@bostonfinancial.com | PETER | JACKSON | 6174833481 | PJACKSON@bostonfinancial.com | 1 | EMERGENCY GENERATOR #1 |  | ENGINE | CATERPILLAR | 3512B | 2006-03-21 | 2009 | 15.764 | 1 | #2 FUEL OIL | DIESEL | 44 | DIESEL | 0.0015 | 0 | 0.2598 | E3GAL | 36.1122 | OK | N | 1 | 1 | 52 | 1 | 1 | 22
1191993 | BMR BLACKFAN CIRCLE LLC | FKA CENTER FOR LIFE SCIENCE BOSTON | 3 BLACKFAN CIR |  | BOSTON | MA | 021150000 | 3 BLACKFAN CIR | BMR-BLACKFAN CIRCLE LLC | BOSTON | MA | 021150000 | N | PRIVATE | SM80-7 | CENTER FOR LIFE SCIENCE BOSTON | 6172250909 | doug.cuff@biomedrealty.com | RUSSELL | GARLAND | 6172252440 | russell.garland@biomedrealty.com | PETER | DAMIANO | 6172252440 | peter.damiano@biomedrealty.com | 3 | EGEN 1 |  | ENGINE | CATERPILAR | 3516B | 2007-01-01 | 2010 | 20.65 | 1 | ULSD | DIESEL | 44 | DIESEL | 0 | 0 | 0.324 | E3GAL | 45.036 | OK | N | 1 | 1 | 52 | 1 | 1 | 22
1191993 | BMR BLACKFAN CIRCLE LLC | FKA CENTER FOR LIFE SCIENCE BOSTON | 3 BLACKFAN CIR |  | BOSTON | MA | 021150000 | 3 BLACKFAN CIR | BMR-BLACKFAN CIRCLE LLC | BOSTON | MA | 021150000 | N | PRIVATE | SM80-7 | CENTER FOR LIFE SCIENCE BOSTON | 6172250909 | doug.cuff@biomedrealty.com | RUSSELL | GARLAND | 6172252440 | russell.garland@biomedrealty.com | PETER | DAMIANO | 6172252440 | peter.damiano@biomedrealty.com | 4 | EGEN 2 |  | ENGINE | CATERPILLAR | 3516B | 2007-01-01 | 2010 | 20.65 | 1 | ULSD | DIESEL | 44 | DIESEL | 0 | 0 | 0.32 | E3GAL | 44.48 | OK | N | 1 | 1 | 52 | 1 | 1 | 22
1191993 | BMR BLACKFAN CIRCLE LLC | FKA CENTER FOR LIFE SCIENCE BOSTON | 3 BLACKFAN CIR |  | BOSTON | MA | 021150000 | 3 BLACKFAN CIR | BMR-BLACKFAN CIRCLE LLC | BOSTON | MA | 021150000 | N | PRIVATE | SM80-7 | CENTER FOR LIFE SCIENCE BOSTON | 6172250909 | doug.cuff@biomedrealty.com | RUSSELL | GARLAND | 6172252440 | russell.garland@biomedrealty.com | PETER | DAMIANO | 6172252440 | peter.damiano@biomedrealty.com | 9 | EGEN 3 |  | ENGINE | CATERPILLAR | 3516B | 2007-01-01 | 2010 | 20.65 | 1 | ULSD | DIESEL | 44 | DIESEL | 0 | 0 | 0.107 | E3GAL | 14.873 | OK | N | 1 | 1 | 52 | 1 | 1 | 22
1191993 | BMR BLACKFAN CIRCLE LLC | FKA CENTER FOR LIFE SCIENCE BOSTON | 3 BLACKFAN CIR |  | BOSTON | MA | 021150000 | 3 BLACKFAN CIR | BMR-BLACKFAN CIRCLE LLC | BOSTON | MA | 021150000 | N | PRIVATE | SM80-7 | CENTER FOR LIFE SCIENCE BOSTON | 6172250909 | doug.cuff@biomedrealty.com | RUSSELL | GARLAND | 6172252440 | russell.garland@biomedrealty.com | PETER | DAMIANO | 6172252440 | peter.damiano@biomedrealty.com | 10 | EGEN 4 |  | ENGINE | CATERPILLAR | 3512B | 2007-01-01 | 2010 | 15.764 | 1 | ULSD | DIESEL | 44 | DIESEL | 0 | 0 | 0.0049 | E3GAL | 0.6811 | OK | N | 1 | 1 | 52 | 1 | 1 | 22
1192022 | WGBH |  | 1 GUEST ST |  | BOSTON | MA | 021350000 | 1 GUEST ST |  | BOSTON | MA | 021350000 | N | PRIVATE | SM25 | WGBH | 6173005400 | david_price@wgbh.org | DAVID | PRICE | 6173002801 | david_price@wgbh.org | DAVID | PRICE | 6173002801 | david_price@wgbh.org | 1 | CATERPILLAR 1500 KW EMERGENCY GENERATOR |  | ENGINE | CATERPILLAR | SR4B | 2006-06-01 | 2010 | 15.988 | 1 | ULTRA LOW SULFUR DISTILLATE | DIESEL | 44 | DIESEL | 0.3 | 0.1 | 2.17 | E3GAL | 301.63 | OK | N | 1 | 1 | 52 | 1 | 1 | 22
1192032 | PUTNAM INVESTMENTS INC |  | 1 POST OFFICE SQ |  | BOSTON | MA | 021090000 | 1 POST OFFICE SQ |  | BOSTON | MA | 021090000 | N | PRIVATE | NM25 | PUTNAM INVESTMENTS INC | 6177608331 | guido_costa@putnam.com | GUIDO | COSTA | 6177608331 | guido_costa@putnam.com | MARGO | JAY | 8008255343 | mjay@eheinc.com | 1 | CATERPILLAR 1250 KW EMERGENCY GENERATOR |  | ENGINE | CATERPILLAR | 3512 DITA | 1998-06-20 | 2009 | 12.55 | 1 | ULTRA LOW SULFUR DIESEL | DIESEL | 44 | DIESEL | 0.0015 | 0 | 0.3262 | E3GAL | 45.3418 | OK | N | 7 | 1 | 1 | 0 | 0 | 0
1192129 | TL EDWARDS INC |  | 100 WALES AVE REAR |  | AVON | MA | 023220000 | PO BOX 507 |  | AVON | MA | 023220000 | N | PRIVATE | SM80-R | TL EDWARDS INC | 5085832029 | CFraser@TLEdwards.net | TERRY | EDWARDS | 5085832029 | CFraser@TLEdwards.net | TERRY | EDWARDS | 5085832029 | CFraser@TLEdwards.net | 3 | GENERATOR #1-CATERPILLAR 3406T #2 OIL |  | ENGINE | CATERPILLAR | 3406 | 1990-01-01 | 2011 | 2.7 | 1 | GENERATOR #1-CATERPILLAR 3406T #2 OIL | DIESEL | 44 | DIESEL | 0.0015 | 0 | 9.276 | E3GAL | 1289.364 | OK | N | 8 | 6 | 39 | 8 | 6 | 22
1192145 | BRIDGEWATER STATE UNIVERSITY |  | 200 GREAT HILL DR |  | BRIDGEWATER | MA | 023240000 | 200 GREAT HILL DR |  | BRIDGEWATER | MA | 023250000 | Y | STATE | SM79-R | BRIDGEWATER STATE COLLEGE | 5085312751 | pdelaney@bridgew.edu | PATRICIA | DELANEY | 5085312751 | pdelaney@bridgew.edu | PATRICIA | DELANEY | 5085312751 | pdelaney@bridgew.edu | 24 | PP GEN #1-ONAN 85DFB-4R8/ID 0.175 MMBTU/HR |  | ENGINE | ONAN | 85DFB-4R8/ID | 1965-01-01 | 2010 | 1 | 1 | #2 OIL-0.3S | DIESEL | 44 | DIESEL | 0.3 |  | 1 | E3GAL | 139 | OK | N | 1 | 1 | 52 | 1 | 7 | 22
1192145 | BRIDGEWATER STATE UNIVERSITY |  | 200 GREAT HILL DR |  | BRIDGEWATER | MA | 023240000 | 200 GREAT HILL DR |  | BRIDGEWATER | MA | 023250000 | Y | STATE | SM79-R | BRIDGEWATER STATE COLLEGE | 5085312751 | pdelaney@bridgew.edu | PATRICIA | DELANEY | 5085312751 | pdelaney@bridgew.edu | PATRICIA | DELANEY | 5085312751 | pdelaney@bridgew.edu | 25 | GYM GEN #2-ONAN 82-DGB-4R-9/ID 0.385 MMBTU/HR |  | ENGINE | ONAN | 82-DGB-4R-9/ID | 1986-01-01 | 2010 | 1 | 1 | 2 OIL | DIESEL | 44 | DIESEL | 0.3 | 0 | 0.001 | E3GAL | 0.139 | OK | N | 1 | 1 | 52 | 1 | 1 | 22
1192145 | BRIDGEWATER STATE UNIVERSITY |  | 200 GREAT HILL DR |  | BRIDGEWATER | MA | 023240000 | 200 GREAT HILL DR |  | BRIDGEWATER | MA | 023250000 | Y | STATE | SM79-R | BRIDGEWATER STATE COLLEGE | 5085312751 | pdelaney@bridgew.edu | PATRICIA | DELANEY | 5085312751 | pdelaney@bridgew.edu | PATRICIA | DELANEY | 5085312751 | pdelaney@bridgew.edu | 27 | APTS GEN#4-HOPP CO B40/450-44 0.116 MMBTU/HR |  | ENGINE | HOPP | B40/450-44 | 1960-01-01 | 2010 | 1 | 1 | 2 OIL | DIESEL | 44 | DIESEL | 0.3 | 0 | 1 | E3GAL | 139 | OK | N | 1 | 1 | 52 | 1 | 7 | 22
1192145 | BRIDGEWATER STATE UNIVERSITY |  | 200 GREAT HILL DR |  | BRIDGEWATER | MA | 023240000 | 200 GREAT HILL DR |  | BRIDGEWATER | MA | 023250000 | Y | STATE | SM79-R | BRIDGEWATER STATE COLLEGE | 5085312751 | pdelaney@bridgew.edu | PATRICIA | DELANEY | 5085312751 | pdelaney@bridgew.edu | PATRICIA | DELANEY | 5085312751 | pdelaney@bridgew.edu | 28 | EMER GEN #5 - SHEA/DURGIN HALLS |  | ENGINE | OLYMPIA | 200P41 | 1979-01-01 | 2011 | 1.896 | 1 | DIESEL | DIESEL | 44 | DIESEL | 0.3 | 0 | 0.284 | E3GAL | 39.476 | OK | N | 1 | 1 | 21 | 1 | 1 | 9
1192145 | BRIDGEWATER STATE UNIVERSITY |  | 200 GREAT HILL DR |  | BRIDGEWATER | MA | 023240000 | 200 GREAT HILL DR |  | BRIDGEWATER | MA | 023250000 | Y | STATE | SM79-R | BRIDGEWATER STATE COLLEGE | 5085312751 | pdelaney@bridgew.edu | PATRICIA | DELANEY | 5085312751 | pdelaney@bridgew.edu | PATRICIA | DELANEY | 5085312751 | pdelaney@bridgew.edu | 29 | POPE GEN #6-OLYMPIAN 60ROZJ 21 KVA |  | ENGINE | OLYMPIAN | 60R0ZJ | 1974-01-01 | 2010 | 1 | 1 | 2 OIL | DIESEL | 44 | DIESEL | 0.3 |  | 1 | E3GAL | 139 | OK | N | 1 | 7 | 52 | 1 | 1 | 22
1192145 | BRIDGEWATER STATE UNIVERSITY |  | 200 GREAT HILL DR |  | BRIDGEWATER | MA | 023240000 | 200 GREAT HILL DR |  | BRIDGEWATER | MA | 023250000 | Y | STATE | SM79-R | BRIDGEWATER STATE COLLEGE | 5085312751 | pdelaney@bridgew.edu | PATRICIA | DELANEY | 5085312751 | pdelaney@bridgew.edu | PATRICIA | DELANEY | 5085312751 | pdelaney@bridgew.edu | 30 | SCOTT GEN#7-GENERAC 92A02762-5 0.116 MMBTU/HR |  | ENGINE | GENERAC | 92A02762-5 | 1992-01-01 | 2010 | 0.01 | 1 | 2 OIL | DIESEL | 44 | DIESEL | 0.3 | 0 | 1 | E3GAL | 139 | CHECK | N | 1 | 7 | 52 | 1 | 1 | 22
1192145 | BRIDGEWATER STATE UNIVERSITY |  | 200 GREAT HILL DR |  | BRIDGEWATER | MA | 023240000 | 200 GREAT HILL DR |  | BRIDGEWATER | MA | 023250000 | Y | STATE | SM79-R | BRIDGEWATER STATE COLLEGE | 5085312751 | pdelaney@bridgew.edu | PATRICIA | DELANEY | 5085312751 | pdelaney@bridgew.edu | PATRICIA | DELANEY | 5085312751 | pdelaney@bridgew.edu | 31 | EMER GEN #8 - WOODWARD HALL |  | ENGINE | KOHLER | 60R0ZJ | 2002-01-01 | 2011 | 0.588 | 1 | DIESEL | DIESEL | 44 | DIESEL | 0.3 | 0 | 0.135 | E3GAL | 18.765 | OK | N | 1 | 1 | 32 | 1 | 1 | 7
1192145 | BRIDGEWATER STATE UNIVERSITY |  | 200 GREAT HILL DR |  | BRIDGEWATER | MA | 023240000 | 200 GREAT HILL DR |  | BRIDGEWATER | MA | 023250000 | Y | STATE | SM79-R | BRIDGEWATER STATE COLLEGE | 5085312751 | pdelaney@bridgew.edu | PATRICIA | DELANEY | 5085312751 | pdelaney@bridgew.edu | PATRICIA | DELANEY | 5085312751 | pdelaney@bridgew.edu | 35 | EMER GEN #12 - MILES/DINARDO HALLS |  | ENGINE | GENERAC | 07402912 | 1988-01-01 | 2011 | 1.043 | 1 | DIESEL | DIESEL | 44 | DIESEL | 0.3 | 0 | 0.137 | E3GAL | 19.043 | OK | N | 1 | 1 | 18 | 1 | 1 | 7
1192145 | BRIDGEWATER STATE UNIVERSITY |  | 200 GREAT HILL DR |  | BRIDGEWATER | MA | 023240000 | 200 GREAT HILL DR |  | BRIDGEWATER | MA | 023250000 | Y | STATE | SM79-R | BRIDGEWATER STATE COLLEGE | 5085312751 | pdelaney@bridgew.edu | PATRICIA | DELANEY | 5085312751 | pdelaney@bridgew.edu | PATRICIA | DELANEY | 5085312751 | pdelaney@bridgew.edu | 37 | EMER GEN #14 - CAMPUS CENTER |  | ENGINE | ONAN | 45EM 4RS 4139A | 1995-01-01 | 2011 | 0.427 | 1 | DIESEL | DIESEL | 44 | DIESEL | 0.3 | 0 | 0.059 | E3GAL | 8.201 | OK | N | 1 | 1 | 19 | 1 | 1 | 8
1192145 | BRIDGEWATER STATE UNIVERSITY |  | 200 GREAT HILL DR |  | BRIDGEWATER | MA | 023240000 | 200 GREAT HILL DR |  | BRIDGEWATER | MA | 023250000 | Y | STATE | SM79-R | BRIDGEWATER STATE COLLEGE | 5085312751 | pdelaney@bridgew.edu | PATRICIA | DELANEY | 5085312751 | pdelaney@bridgew.edu | PATRICIA | DELANEY | 5085312751 | pdelaney@bridgew.edu | 38 | EMER GEN #15 - TILLINGHAST HALL |  | ENGINE | GENERAC | 97A005545 | 1995-01-01 | 2011 | 0.332 | 1 | DIESEL | DIESEL | 44 | DIESEL | 0.3 | 0 | 0.044 | E3GAL | 6.116 | OK | N | 1 | 1 | 18 | 1 | 1 | 7
1192145 | BRIDGEWATER STATE UNIVERSITY |  | 200 GREAT HILL DR |  | BRIDGEWATER | MA | 023240000 | 200 GREAT HILL DR |  | BRIDGEWATER | MA | 023250000 | Y | STATE | SM79-R | BRIDGEWATER STATE COLLEGE | 5085312751 | pdelaney@bridgew.edu | PATRICIA | DELANEY | 5085312751 | pdelaney@bridgew.edu | PATRICIA | DELANEY | 5085312751 | pdelaney@bridgew.edu | 65 | EMER GEN #10 - EAST HALL |  | ENGINE | SDMO | JS100VC | 2002-03-01 | 2011 | 0.806 | 1 | DIESEL | DIESEL | 44 | DIESEL | 0.3 | 0 | 0.103 | E3GAL | 14.317 | OK | N | 1 | 1 | 18 | 24 | 7 | 7
1192145 | BRIDGEWATER STATE UNIVERSITY |  | 200 GREAT HILL DR |  | BRIDGEWATER | MA | 023240000 | 200 GREAT HILL DR |  | BRIDGEWATER | MA | 023250000 | Y | STATE | SM79-R | BRIDGEWATER STATE COLLEGE | 5085312751 | pdelaney@bridgew.edu | PATRICIA | DELANEY | 5085312751 | pdelaney@bridgew.edu | PATRICIA | DELANEY | 5085312751 | pdelaney@bridgew.edu | 66 | EMER GEN #21 - EAST CAMPUS COMMONS |  | ENGINE | SDMO | JS100VC | 2002-03-01 | 2011 | 0.806 | 1 | DIESEL | DIESEL | 44 | DIESEL | 0.3 | 0 | 0.121 | E3GAL | 16.819 | OK | N | 1 | 1 | 21 | 1 | 1 | 9
1192145 | BRIDGEWATER STATE UNIVERSITY |  | 200 GREAT HILL DR |  | BRIDGEWATER | MA | 023240000 | 200 GREAT HILL DR |  | BRIDGEWATER | MA | 023250000 | Y | STATE | SM79-R | BRIDGEWATER STATE COLLEGE | 5085312751 | pdelaney@bridgew.edu | PATRICIA | DELANEY | 5085312751 | pdelaney@bridgew.edu | PATRICIA | DELANEY | 5085312751 | pdelaney@bridgew.edu | 67 | EMER GEN #21 - TINSLEY CENTER |  | ENGINE | SDMO | D200P4 | 2002-03-01 | 2011 | 1.896 | 1 | DIESEL | DIESEL | 44 | DIESEL | 0.3 | 0 | 0.235 | E3GAL | 32.665 | OK | N | 1 | 1 | 17 | 1 | 1 | 8
1192145 | BRIDGEWATER STATE UNIVERSITY |  | 200 GREAT HILL DR |  | BRIDGEWATER | MA | 023240000 | 200 GREAT HILL DR |  | BRIDGEWATER | MA | 023250000 | Y | STATE | SM79-R | BRIDGEWATER STATE COLLEGE | 5085312751 | pdelaney@bridgew.edu | PATRICIA | DELANEY | 5085312751 | pdelaney@bridgew.edu | PATRICIA | DELANEY | 5085312751 | pdelaney@bridgew.edu | 70 | EMER GEN #16 - BOYDEN HALL |  | ENGINE | OLYMPIAN | D200P4 | 2004-04-01 | 2011 | 1.896 | 1 | DIESEL | DIESEL | 44 | DIESEL | 0.3 | 0 | 0.228 | E3GAL | 31.692 | OK | N | 1 | 1 | 17 | 1 | 1 | 8
1192145 | BRIDGEWATER STATE UNIVERSITY |  | 200 GREAT HILL DR |  | BRIDGEWATER | MA | 023240000 | 200 GREAT HILL DR |  | BRIDGEWATER | MA | 023250000 | Y | STATE | SM79-R | BRIDGEWATER STATE COLLEGE | 5085312751 | pdelaney@bridgew.edu | PATRICIA | DELANEY | 5085312751 | pdelaney@bridgew.edu | PATRICIA | DELANEY | 5085312751 | pdelaney@bridgew.edu | 71 | EMER GEN #17 - HARRINGTON HALL |  | ENGINE | SUPERIOR | 125R161 | 2002-04-01 | 2011 | 1.185 | 1 | DIESEL | DIESEL | 44 | DIESEL | 0.3 | 0 | 0.16 | E3GAL | 22.24 | OK | N | 1 | 1 | 19 | 1 | 1 | 7
1192145 | BRIDGEWATER STATE UNIVERSITY |  | 200 GREAT HILL DR |  | BRIDGEWATER | MA | 023240000 | 200 GREAT HILL DR |  | BRIDGEWATER | MA | 023250000 | Y | STATE | SM79-R | BRIDGEWATER STATE COLLEGE | 5085312751 | pdelaney@bridgew.edu | PATRICIA | DELANEY | 5085312751 | pdelaney@bridgew.edu | PATRICIA | DELANEY | 5085312751 | pdelaney@bridgew.edu | 72 | EMER GEN #18 - OPERATIONS CENTER |  | ENGINE | CATERPILLAR | SR4B | 2003-01-01 | 2011 | 2.844 | 1 | DIESEL | DIESEL | 44 | DIESEL | 0.3 | 0 | 0.343 | E3GAL | 47.677 | OK | N | 1 | 1 | 17 | 1 | 1 | 6
1192145 | BRIDGEWATER STATE UNIVERSITY |  | 200 GREAT HILL DR |  | BRIDGEWATER | MA | 023240000 | 200 GREAT HILL DR |  | BRIDGEWATER | MA | 023250000 | Y | STATE | SM79-R | BRIDGEWATER STATE COLLEGE | 5085312751 | pdelaney@bridgew.edu | PATRICIA | DELANEY | 5085312751 | pdelaney@bridgew.edu | PATRICIA | DELANEY | 5085312751 | pdelaney@bridgew.edu | 83 | EMER GEN #24 - CRIMSON HALL |  | ENGINE | CUMMINS | DQDAA-5778817 | 2007-04-01 | 2011 | 2.37 | 1 | DIESEL | DIESEL | 44 | DIESEL | 0.3 | 0 | 0.32 | E3GAL | 44.48 | OK | N | 1 | 1 | 19 | 1 | 1 | 7
1192145 | BRIDGEWATER STATE UNIVERSITY |  | 200 GREAT HILL DR |  | BRIDGEWATER | MA | 023240000 | 200 GREAT HILL DR |  | BRIDGEWATER | MA | 023250000 | Y | STATE | SM79-R | BRIDGEWATER STATE COLLEGE | 5085312751 | pdelaney@bridgew.edu | PATRICIA | DELANEY | 5085312751 | pdelaney@bridgew.edu | PATRICIA | DELANEY | 5085312751 | pdelaney@bridgew.edu | 86 | EMER GEN #25 - GREAT HILL APARTMENTS |  | ENGINE | CATERPILLAR | D40-4 | 2007-01-01 | 2011 | 0.379 | 1 | DIESEL | DIESEL | 44 | DIESEL | 0.3 | 0 | 0.048 | E3GAL | 6.672 | OK | N | 1 | 1 | 18 | 1 | 1 | 7
1192145 | BRIDGEWATER STATE UNIVERSITY |  | 200 GREAT HILL DR |  | BRIDGEWATER | MA | 023240000 | 200 GREAT HILL DR |  | BRIDGEWATER | MA | 023250000 | Y | STATE | SM79-R | BRIDGEWATER STATE COLLEGE | 5085312751 | pdelaney@bridgew.edu | PATRICIA | DELANEY | 5085312751 | pdelaney@bridgew.edu | PATRICIA | DELANEY | 5085312751 | pdelaney@bridgew.edu | 87 | EMER GEN #27 - POPE HALL |  | ENGINE | CATERPILLAR | D150-8 | 2008-01-01 | 2011 | 1.422 | 1 | DIESEL | DIESEL | 44 | DIESEL | 0.3 | 0 | 0.182 | E3GAL | 25.298 | OK | N | 1 | 1 | 18 | 1 | 1 | 8
1192145 | BRIDGEWATER STATE UNIVERSITY |  | 200 GREAT HILL DR |  | BRIDGEWATER | MA | 023240000 | 200 GREAT HILL DR |  | BRIDGEWATER | MA | 023250000 | Y | STATE | SM79-R | BRIDGEWATER STATE COLLEGE | 5085312751 | pdelaney@bridgew.edu | PATRICIA | DELANEY | 5085312751 | pdelaney@bridgew.edu | PATRICIA | DELANEY | 5085312751 | pdelaney@bridgew.edu | 88 | EMER GEN #28 - POWER PLANT |  | ENGINE | KOHLER | 125REOZJD | 2009-09-01 | 2011 | 1.232 | 1 | DIESEL | DIESEL | 44 | DIESEL | 0.3 | 0 | 0.148 | E3GAL | 20.572 | OK | N | 1 | 1 | 17 | 1 | 1 | 7
1192145 | BRIDGEWATER STATE UNIVERSITY |  | 200 GREAT HILL DR |  | BRIDGEWATER | MA | 023240000 | 200 GREAT HILL DR |  | BRIDGEWATER | MA | 023250000 | Y | STATE | SM79-R | BRIDGEWATER STATE COLLEGE | 5085312751 | pdelaney@bridgew.edu | PATRICIA | DELANEY | 5085312751 | pdelaney@bridgew.edu | PATRICIA | DELANEY | 5085312751 | pdelaney@bridgew.edu | 89 | EMER GEN #26 - SCOTT HALL |  | ENGINE | CATERPILLAR | D150-8 | 2008-01-01 | 2011 | 1.422 | 1 | DIESEL | DIESEL | 44 | DIESEL | 0.3 | 0 | 0.176 | E3GAL | 24.464 | OK | N | 1 | 1 | 17 | 1 | 1 | 7
1192145 | BRIDGEWATER STATE UNIVERSITY |  | 200 GREAT HILL DR |  | BRIDGEWATER | MA | 023240000 | 200 GREAT HILL DR |  | BRIDGEWATER | MA | 023250000 | Y | STATE | SM79-R | BRIDGEWATER STATE COLLEGE | 5085312751 | pdelaney@bridgew.edu | PATRICIA | DELANEY | 5085312751 | pdelaney@bridgew.edu | PATRICIA | DELANEY | 5085312751 | pdelaney@bridgew.edu | 91 | EMER GEN #30 - CONANT SCIENCE BUILDING |  | ENGINE | KOHLER | 800REOZMB | 2011-09-01 | 2011 | 7.679 | 1 | DIESEL | DIESEL | 44 | DIESEL | 0.3 | 0 | 0 | E3GAL | 0 | OK | N | 0 | 0 | 0 | 0 | 0 | 0
1192151 | BRIDGEWATER CORRECTIONAL COMPLEX |  | 15 ADMINISTRATION RD |  | BRIDGEWATER | MA | 023240000 | DEPT OF CORRECTION | 50 MAPLE ST | MILFORD | MA | 017570000 | Y | STATE | OP3 | BRIDGEWATER CORRECTIONAL COMPLEX | 5082793801 | mggrant@doc.state.ma.us | MICHAEL | GRANT | 5082793800 | mggrant@doc.st.ma.us | FRANCIS | BAKER | 5082793849 | tbaker@doc.state.ma.us | 5 | EMER GEN #EMU-4 - CAT 3412 #2 DIESEL |  | ENGINE | CATEPILLAR | 3412 | 1986-09-07 | 2011 | 5 | 1 | EMER GEN #EMU-4 - CAT 3412 #2 OIL 0.3S | DIESEL | 44 | DIESEL | 0.3 | 0 | 3.339 | E3GAL | 464.121 | OK | N | 1 | 1 | 26 | 1 | 1 | 17
1192151 | BRIDGEWATER CORRECTIONAL COMPLEX |  | 15 ADMINISTRATION RD |  | BRIDGEWATER | MA | 023240000 | DEPT OF CORRECTION | 50 MAPLE ST | MILFORD | MA | 017570000 | Y | STATE | OP3 | BRIDGEWATER CORRECTIONAL COMPLEX | 5082793801 | mggrant@doc.state.ma.us | MICHAEL | GRANT | 5082793800 | mggrant@doc.st.ma.us | FRANCIS | BAKER | 5082793849 | tbaker@doc.state.ma.us | 7 | EMER GEN #EMU-6 - CAT 399 |  | ENGINE | CATERPILLAR | D-399 | 1974-03-01 | 2011 | 7.84 | 1 | EMER GEN #EMU-6 - CAT 399 #2 OIL 0.3S | DIESEL | 44 | DIESEL | 0.3 | 0 | 1.747 | E3GAL | 242.833 | OK | N | 1 | 1 | 26 | 1 | 1 | 17
1192151 | BRIDGEWATER CORRECTIONAL COMPLEX |  | 15 ADMINISTRATION RD |  | BRIDGEWATER | MA | 023240000 | DEPT OF CORRECTION | 50 MAPLE ST | MILFORD | MA | 017570000 | Y | STATE | OP3 | BRIDGEWATER CORRECTIONAL COMPLEX | 5082793801 | mggrant@doc.state.ma.us | MICHAEL | GRANT | 5082793800 | mggrant@doc.st.ma.us | FRANCIS | BAKER | 5082793849 | tbaker@doc.state.ma.us | 8 | EMER GEN #EMU-7 - CAT 3508 |  | ENGINE | CATERPILLAR | 3508 | 1990-06-06 | 2011 | 9.6 | 1 | EMER GEN #EMU-7 - CAT 3508 #2 OIL 0.3S | DIESEL | 44 | DIESEL | 0.3 | 0 | 0 | E3GAL | 0 | OK | N | 1 | 1 | 52 | 1 | 1 | 17
1192151 | BRIDGEWATER CORRECTIONAL COMPLEX |  | 15 ADMINISTRATION RD |  | BRIDGEWATER | MA | 023240000 | DEPT OF CORRECTION | 50 MAPLE ST | MILFORD | MA | 017570000 | Y | STATE | OP3 | BRIDGEWATER CORRECTIONAL COMPLEX | 5082793801 | mggrant@doc.state.ma.us | MICHAEL | GRANT | 5082793800 | mggrant@doc.st.ma.us | FRANCIS | BAKER | 5082793849 | tbaker@doc.state.ma.us | 9 | EMER GEN #EMU-8 - CUMMINS KTA-2300 |  | ENGINE | CUMMINS | KTA-2300-G2 | 1992-03-01 | 2011 | 8.4 | 1 | EMER GEN #EMU-8 - CUMMINS KTA-2300 #2 OIL 0.3S | DIESEL | 44 | DIESEL | 0.3 | 0 | 1.812 | E3GAL | 251.868 | OK | N | 1 | 1 | 52 | 1 | 1 | 17
1192151 | BRIDGEWATER CORRECTIONAL COMPLEX |  | 15 ADMINISTRATION RD |  | BRIDGEWATER | MA | 023240000 | DEPT OF CORRECTION | 50 MAPLE ST | MILFORD | MA | 017570000 | Y | STATE | OP3 | BRIDGEWATER CORRECTIONAL COMPLEX | 5082793801 | mggrant@doc.state.ma.us | MICHAEL | GRANT | 5082793800 | mggrant@doc.st.ma.us | FRANCIS | BAKER | 5082793849 | tbaker@doc.state.ma.us | 10 | EMER GEN #EMU-9 - DETROIT 310DIT #2 OIL |  | ENGINE | DETROIT DIESEL | 8V92T | 1985-03-01 | 2011 | 3.79 | 1 | EMER GEN #EMU-9 - DETROIT 310 DIT #2 OIL 0.3S | DIESEL | 44 | DIESEL | 0.3 | 0 | 0.434 | E3GAL | 60.326 | OK | N | 1 | 1 | 52 | 1 | 1 | 17
1192151 | BRIDGEWATER CORRECTIONAL COMPLEX |  | 15 ADMINISTRATION RD |  | BRIDGEWATER | MA | 023240000 | DEPT OF CORRECTION | 50 MAPLE ST | MILFORD | MA | 017570000 | Y | STATE | OP3 | BRIDGEWATER CORRECTIONAL COMPLEX | 5082793801 | mggrant@doc.state.ma.us | MICHAEL | GRANT | 5082793800 | mggrant@doc.st.ma.us | FRANCIS | BAKER | 5082793849 | tbaker@doc.state.ma.us | 11 | EMER GEN #EMU-10 - DETROIT I-6 |  | ENGINE | DETROIT DIESEL | 106/37305 | 1984-02-15 | 2011 | 2.52 | 1 | EMER GEN EMU-10 - DETROIT I-6 #2 OIL 0.3S | DIESEL | 44 | DIESEL | 0.3 | 0 | 0.17 | E3GAL | 23.63 | OK | N | 1 | 1 | 52 | 1 | 1 | 17
1192151 | BRIDGEWATER CORRECTIONAL COMPLEX |  | 15 ADMINISTRATION RD |  | BRIDGEWATER | MA | 023240000 | DEPT OF CORRECTION | 50 MAPLE ST | MILFORD | MA | 017570000 | Y | STATE | OP3 | BRIDGEWATER CORRECTIONAL COMPLEX | 5082793801 | mggrant@doc.state.ma.us | MICHAEL | GRANT | 5082793800 | mggrant@doc.st.ma.us | FRANCIS | BAKER | 5082793849 | tbaker@doc.state.ma.us | 12 | EMER GEN #EMU-11 - CUMMINS 6CT-8.3 |  | ENGINE | CUMMINS | 6CT-8.3 | 1993-01-03 | 2011 | 1.68 | 1 | EMER GEN EMU-11 - CUMMINS 6CT #2 OIL 0.3S | DIESEL | 44 | DIESEL | 0.3 | 0 | 0.445 | E3GAL | 61.855 | OK | N | 1 | 1 | 52 | 1 | 1 | 17
1192151 | BRIDGEWATER CORRECTIONAL COMPLEX |  | 15 ADMINISTRATION RD |  | BRIDGEWATER | MA | 023240000 | DEPT OF CORRECTION | 50 MAPLE ST | MILFORD | MA | 017570000 | Y | STATE | OP3 | BRIDGEWATER CORRECTIONAL COMPLEX | 5082793801 | mggrant@doc.state.ma.us | MICHAEL | GRANT | 5082793800 | mggrant@doc.st.ma.us | FRANCIS | BAKER | 5082793849 | tbaker@doc.state.ma.us | 13 | EMER GEN #EMU-12 - CUMMINS 4BT-3.9 |  | ENGINE | CUMMINS | 4BT-3.9 | 1993-03-01 | 2011 | 0.63 | 1 | EMER GEN EMU-12 - CUMMINS 4BT #2 OIL 0.3S | DIESEL | 44 | DIESEL | 0.3 | 0 | 0.245 | E3GAL | 34.055 | OK | N | 1 | 1 | 52 | 1 | 1 | 17
1192151 | BRIDGEWATER CORRECTIONAL COMPLEX |  | 15 ADMINISTRATION RD |  | BRIDGEWATER | MA | 023240000 | DEPT OF CORRECTION | 50 MAPLE ST | MILFORD | MA | 017570000 | Y | STATE | OP3 | BRIDGEWATER CORRECTIONAL COMPLEX | 5082793801 | mggrant@doc.state.ma.us | MICHAEL | GRANT | 5082793800 | mggrant@doc.st.ma.us | FRANCIS | BAKER | 5082793849 | tbaker@doc.state.ma.us | 14 | EMER GEN #EMU-13 - DETROIT 803 |  | ENGINE | DETROIT DIESEL | 806/37416 | 1989-01-13 | 2011 | 3.5 | 1 | EMER GEN EMU-13 - DETROIT 803 #2 OIL 0.3S | DIESEL | 44 | DIESEL | 0.3 | 0 | 0.245 | E3GAL | 34.055 | OK | N | 1 | 1 | 52 | 1 | 1 | 17
1192151 | BRIDGEWATER CORRECTIONAL COMPLEX |  | 15 ADMINISTRATION RD |  | BRIDGEWATER | MA | 023240000 | DEPT OF CORRECTION | 50 MAPLE ST | MILFORD | MA | 017570000 | Y | STATE | OP3 | BRIDGEWATER CORRECTIONAL COMPLEX | 5082793801 | mggrant@doc.state.ma.us | MICHAEL | GRANT | 5082793800 | mggrant@doc.st.ma.us | FRANCIS | BAKER | 5082793849 | tbaker@doc.state.ma.us | 15 | EMER GEN #EMU-14 - LISTER B5649 |  | ENGINE | LISTER | B-5649 | 1991-05-01 | 2011 | 0.035 | 1 | EMER GEN EMU-14 - LISTER B-5649 #2 OIL 0.3S | DIESEL | 44 | DIESEL | 0.3 | 0 | 0.03 | E3GAL | 4.17 | OK | N | 1 | 1 | 52 | 1 | 1 | 17
1192151 | BRIDGEWATER CORRECTIONAL COMPLEX |  | 15 ADMINISTRATION RD |  | BRIDGEWATER | MA | 023240000 | DEPT OF CORRECTION | 50 MAPLE ST | MILFORD | MA | 017570000 | Y | STATE | OP3 | BRIDGEWATER CORRECTIONAL COMPLEX | 5082793801 | mggrant@doc.state.ma.us | MICHAEL | GRANT | 5082793800 | mggrant@doc.st.ma.us | FRANCIS | BAKER | 5082793849 | tbaker@doc.state.ma.us | 23 | GENERATOR- TURBO-DIESEL |  | ENGINE | KOHLER | 1600REOZM | 2005-11-01 | 2011 | 18.7 | 1 | GENERATOR-GAS TURBINE DIESEL | DIESEL | 44 | DIESEL | 0.03 | 0 | 28.8 | E3GAL | 4003.2 | OK | N | 1 | 1 | 52 | 1 | 1 | 17
1192184 | GOOD SAMARITAN MEDICAL CENTER |  | 235 NORTH PEARL ST |  | BROCKTON | MA | 024010000 | 235 N PEARL STREET |  | BROCKTON | MA | 023010000 | N | PRIVATE | SM79-7 | STEWARD HEALTH CARE SYSTEM LLC | 6174194757 | Scott.Kenyon@Steward.org | SEAN | BRENNAN | 5084273266 | Sean.Brennan@Steward.org | MARGO | JAY | 8008255343 | mjay@eheinc.com | 4 | GENERATOR #1-ONAN 200 KW ULTRA LOW SULFUR DIESEL |  | ENGINE | ONAN | 200DFP-4XR8/3898B | 1966-01-01 | 2011 | 1.96 | 1 | GENERATOR #1-ONAN 200 KW ULTRA LOW SULFUR DIESEL | DIESEL | 44 | DIESEL | 0.0015 | 0 | 0.227 | E3GAL | 31.553 | OK | N | 1 | 1 | 26 | 1 | 1 | 11
1192184 | GOOD SAMARITAN MEDICAL CENTER |  | 235 NORTH PEARL ST |  | BROCKTON | MA | 024010000 | 235 N PEARL STREET |  | BROCKTON | MA | 023010000 | N | PRIVATE | SM79-7 | STEWARD HEALTH CARE SYSTEM LLC | 6174194757 | Scott.Kenyon@Steward.org | SEAN | BRENNAN | 5084273266 | Sean.Brennan@Steward.org | MARGO | JAY | 8008255343 | mjay@eheinc.com | 5 | GENERATOR #2-ONAN 200 KW ULTRA LOW SULFUR DIESEL |  | ENGINE | ONAN | 200DFP-4XR8/3898B | 1966-01-01 | 2011 | 1.96 | 1 | GENERATOR #2-ONAN 200KW ULTRA LOW SULFUR DI | DIESEL | 44 | DIESEL | 0.0015 | 0 | 0.072 | E3GAL | 10.008 | OK | N | 1 | 1 | 6 | 1 | 1 | 3
1192184 | GOOD SAMARITAN MEDICAL CENTER |  | 235 NORTH PEARL ST |  | BROCKTON | MA | 024010000 | 235 N PEARL STREET |  | BROCKTON | MA | 023010000 | N | PRIVATE | SM79-7 | STEWARD HEALTH CARE SYSTEM LLC | 6174194757 | Scott.Kenyon@Steward.org | SEAN | BRENNAN | 5084273266 | Sean.Brennan@Steward.org | MARGO | JAY | 8008255343 | mjay@eheinc.com | 6 | GENERATOR #3-CUMMINS 300KW 3.57 MMBTU/HR |  | ENGINE | CUMMINS | 500FDR 505 1BA W | 1977-01-01 | 2011 | 3.57 | 1 | GENERATOR #3-CUMMINS 300KW ULSD | DIESEL | 44 | DIESEL | 0.0015 | 0 | 0.431 | E3GAL | 59.909 | OK | N | 1 | 1 | 26 | 1 | 1 | 11
1192184 | GOOD SAMARITAN MEDICAL CENTER |  | 235 NORTH PEARL ST |  | BROCKTON | MA | 024010000 | 235 N PEARL STREET |  | BROCKTON | MA | 023010000 | N | PRIVATE | SM79-7 | STEWARD HEALTH CARE SYSTEM LLC | 6174194757 | Scott.Kenyon@Steward.org | SEAN | BRENNAN | 5084273266 | Sean.Brennan@Steward.org | MARGO | JAY | 8008255343 | mjay@eheinc.com | 7 | GENERATOR #4-CAT/GENERAC 200KW 2.24 MMBTU/HR ULSD |  | ENGINE | GENERAC | 94A02776-S | 1994-01-01 | 2011 | 2.24 | 1 | GENERATOR #4-CAT/OLYMPIAN 200KW ULTRAA LOW SULFUR | DIESEL | 44 | DIESEL | 0.0015 | 0 | 0.244 | E3GAL | 33.916 | OK | N | 1 | 1 | 26 | 1 | 1 | 11
1192184 | GOOD SAMARITAN MEDICAL CENTER |  | 235 NORTH PEARL ST |  | BROCKTON | MA | 024010000 | 235 N PEARL STREET |  | BROCKTON | MA | 023010000 | N | PRIVATE | SM79-7 | STEWARD HEALTH CARE SYSTEM LLC | 6174194757 | Scott.Kenyon@Steward.org | SEAN | BRENNAN | 5084273266 | Sean.Brennan@Steward.org | MARGO | JAY | 8008255343 | mjay@eheinc.com | 8 | GENERATOR #5-GENERAC 100 KW 1.54 MMBTU/HR |  | ENGINE | GENERAC | 95A 028785-S | 1995-01-01 | 2011 | 1.54 | 1 | GENERATOR #5-CATERPILLAR 100KW ULSD | DIESEL | 44 | DIESEL | 0.0015 | 0 | 0.139 | E3GAL | 19.321 | OK | N | 1 | 1 | 26 | 1 | 1 | 11
1192184 | GOOD SAMARITAN MEDICAL CENTER |  | 235 NORTH PEARL ST |  | BROCKTON | MA | 024010000 | 235 N PEARL STREET |  | BROCKTON | MA | 023010000 | N | PRIVATE | SM79-7 | STEWARD HEALTH CARE SYSTEM LLC | 6174194757 | Scott.Kenyon@Steward.org | SEAN | BRENNAN | 5084273266 | Sean.Brennan@Steward.org | MARGO | JAY | 8008255343 | mjay@eheinc.com | 19 | EMERGENCY GENERATOR #6 CATERPILLAR 600KW 3412 ULSD |  | ENGINE | CATERPILLAR | 3412 | 2004-01-01 | 2011 | 6.44 | 1 | ULTRA LOW SULFUR DIESEL | DIESEL | 44 | DIESEL | 0.0015 | 0 | 0.894 | E3GAL | 124.266 | OK | N | 1 | 1 | 26 | 1 | 1 | 11
1192229 | VA HEALTHCARE SYSTEM BROCKTON |  | 940 BELMONT ST |  | BROCKTON | MA | 024010000 | 940 BELMONT STREET |  | BROCKTON | MA | 024010000 | N | FEDERAL | SM79-7 | VA BOSTON HEALTH CARE SYSTEM | 5085834500 | RICHARD.EPPLEY@VA.GOV | GLENN | BENSON | 5085834500 | Glenn.Benson@va.gov | PETER | LOPES | 5085834500X61145 | Peter.Lopes@va.gov | 4 | GENERATOR #1-CUMMIMS A79526A 250KW |  | ENGINE | CUMMINS | A79526A | 1998-01-01 | 2009 | 4 | 1 | GENERATOR #1-CUMMINS 250 KW | DIESEL | 44 | DIESEL | 0.0015 | 0.05 | 0.109 | E3GAL | 15.151 | OK | N | 1 | 1 | 12 | 1 | 1 | 5
1192229 | VA HEALTHCARE SYSTEM BROCKTON |  | 940 BELMONT ST |  | BROCKTON | MA | 024010000 | 940 BELMONT STREET |  | BROCKTON | MA | 024010000 | N | FEDERAL | SM79-7 | VA BOSTON HEALTH CARE SYSTEM | 5085834500 | RICHARD.EPPLEY@VA.GOV | GLENN | BENSON | 5085834500 | Glenn.Benson@va.gov | PETER | LOPES | 5085834500X61145 | Peter.Lopes@va.gov | 5 | GENERATOR #2-CATERPILLAR 3508DITA 750KW |  | ENGINE | CATERPILLAR | 3508DITA | 1998-06-06 | 2009 | 9 | 1 | GENERATOR #2-CATERPILLAR 750 KW | DIESEL | 44 | DIESEL | 0.0015 | 0.01 | 0.763 | E3GAL | 106.057 | OK | N | 1 | 1 | 12 | 1 | 1 | 5
1192229 | VA HEALTHCARE SYSTEM BROCKTON |  | 940 BELMONT ST |  | BROCKTON | MA | 024010000 | 940 BELMONT STREET |  | BROCKTON | MA | 024010000 | N | FEDERAL | SM79-7 | VA BOSTON HEALTH CARE SYSTEM | 5085834500 | RICHARD.EPPLEY@VA.GOV | GLENN | BENSON | 5085834500 | Glenn.Benson@va.gov | PETER | LOPES | 5085834500X61145 | Peter.Lopes@va.gov | 6 | GENERATOR #3-FERMONT 400027-001 250KW |  | ENGINE | FERMONT | 400027-001 | 1979-01-01 | 2009 | 2 | 1 | GENERATOR #3-FERMONT 250 KW | DIESEL | 44 | DIESEL | 0.0015 | 0.05 | 0.049 | E3GAL | 6.811 | OK | N | 1 | 1 | 12 | 1 | 1 | 5
1192229 | VA HEALTHCARE SYSTEM BROCKTON |  | 940 BELMONT ST |  | BROCKTON | MA | 024010000 | 940 BELMONT STREET |  | BROCKTON | MA | 024010000 | N | FEDERAL | SM79-7 | VA BOSTON HEALTH CARE SYSTEM | 5085834500 | RICHARD.EPPLEY@VA.GOV | GLENN | BENSON | 5085834500 | Glenn.Benson@va.gov | PETER | LOPES | 5085834500X61145 | Peter.Lopes@va.gov | 7 | EMERGENCY GENERATOR #4-FERMONT 200KW |  | ENGINE | FERMONT | UNKNOWN | 1980-01-01 | 2009 | 2 | 1 | EMERGENCY GENERATOR #4-FERMONT 200KW | DIESEL | 44 | DIESEL | 0.0015 | 0.05 | 0.051 | E3GAL | 7.089 | OK | N | 1 | 1 | 12 | 1 | 1 | 5
1192229 | VA HEALTHCARE SYSTEM BROCKTON |  | 940 BELMONT ST |  | BROCKTON | MA | 024010000 | 940 BELMONT STREET |  | BROCKTON | MA | 024010000 | N | FEDERAL | SM79-7 | VA BOSTON HEALTH CARE SYSTEM | 5085834500 | RICHARD.EPPLEY@VA.GOV | GLENN | BENSON | 5085834500 | Glenn.Benson@va.gov | PETER | LOPES | 5085834500X61145 | Peter.Lopes@va.gov | 24 | GENERATOR #5-CONSOL POWER 450 KW |  | ENGINE | CONSOL POWER | UNKNOWN | 1990-07-01 | 2009 | 4.4 | 1 | GENERATOR #5-CONSOL POWER 450 KW | DIESEL | 44 | DIESEL | 0.0015 | 0.05 | 0.099 | E3GAL | 13.761 | OK | N | 1 | 1 | 12 | 1 | 1 | 5
1192229 | VA HEALTHCARE SYSTEM BROCKTON |  | 940 BELMONT ST |  | BROCKTON | MA | 024010000 | 940 BELMONT STREET |  | BROCKTON | MA | 024010000 | N | FEDERAL | SM79-7 | VA BOSTON HEALTH CARE SYSTEM | 5085834500 | RICHARD.EPPLEY@VA.GOV | GLENN | BENSON | 5085834500 | Glenn.Benson@va.gov | PETER | LOPES | 5085834500X61145 | Peter.Lopes@va.gov | 25 | GEN #6-POWER TECH 400 KW |  | ENGINE | POWER TECH | UNKNOWN | 1990-07-01 | 2009 | 4.2 | 1 | GENERATOR #6-POWER TECH 400 KW | DIESEL | 44 | DIESEL | 0.0015 | 0.05 | 0.099 | E3GAL | 13.761 | OK | N | 1 | 1 | 12 | 1 | 1 | 5
1192275 | SHRINERS HOSPITAL |  | 51 BLOSSOM ST |  | BOSTON | MA | 021140000 | 51 BLOSSOM ST |  | BOSTON | MA | 021140000 | N | PRIVATE | NM25 | SHRINERS HOSPITAL | 6177223000 | KKeating@Shrinenet.org | KEVIN | KEATING | 6173714790 | KKeating@Shrinenet.org | KEVIN | KEATING | 6173714790 | KKeating@Shrinenet.org | 1 | CATERPILLAR GENERATOR MODEL SR4 |  | ENGINE | CATERPILLAR | MODEL SR4 | 1997-01-01 | 2009 | 5.5 | 1 | ULTRA LOW SULFUR DIESEL | DIESEL | 44 | DIESEL | 0.0015 |  | 1.705 | E3GAL | 236.995 | OK | N | 1 | 6 | 48 | 1 | 6 | 22
1192288 | EQUITY INDUSTRIAL GHEB LLP |  | 600 NORTH BEDFORD ST |  | EAST BRIDGEWATER | MA | 023330000 | 145 ROSEMARY ST #6 |  | NEEDHAM | MA | 024940000 | N | PRIVATE | SM25 | EQUITY INDUSTRIAL GHEB LTD PARTNERSHP | 7814499000X1243 | ckibbee@eipcorp.net | CHARLES | KIBBEE | 7814491243 | ckibbee@eipcorp.net | CHARLES | KIBBEE | 7814499000 | ckibbee@eipcorp.net | 41 | GENERATOR-ALLIS CHAMER #649 #2 OIL |  | ENGINE | ALLIS CHALMERS | 649 | 1988-01-01 | 2008 | 1 | 1 | GENERATOR #1-ALLIS CHALMER #649 #2 OIL | DIESEL | 44 | DIESEL | 0.3 | 0.1 | 0.05 | E3GAL | 6.95 | OK | N | 1 | 1 | 52 | 1 | 1 | 20
1192324 | STONEHILL COLLEGE |  | 320 WASHINGTON ST |  | NORTH EASTON | MA | 023570000 | 320 WASHINGTON ST |  | NORTH EASTON | MA | 023570000 | N | PRIVATE | NM99 | STONEHILL COLLEGE | 5085651361 | jkelleher@stonehill.edu | JOE | KELLEHER | 5085651361 | jkelleher@stonehill.edu | JOE | KELLEHER | 5085651361 | jkelleher@stonehill.edu | 6 | EMERGENCY ENGINE - DUFFY HALL |  | ENGINE | CUMMINS | DQDAA-7523942 | 2009-01-14 | 2010 | 0.3 | 1 | DIESEL FUEL | DIESEL | 44 | DIESEL | 0.2 |  | 0.6 | E3GAL | 83.4 | OK | N | 1 | 1 | 13 | 1 | 1 | 6
1192343 | CONCORD CARLISLE HIGH SCHOOL |  | 500 WALDEN ST |  | CONCORD | MA | 017420000 | 120 MERIAM ROAD | ATTN:JOHN FLAHERTY | CONCORD | MA | 017420000 | Y | LOCAL GOVERNMENT | NM25 | CONCORD CARLISLE REGIONAL HIGH SCHOOL | 9783181400 | jflaherty@colonial.net | JOHN | FLAHERTY | 9782021121 | jflaherty@colonial.net | DAVID | ANDERSON | 9782021161 | danderson@colonial.net | 6 | EMERGNECY GENERATOR #1 - KOHLER 100 KW DIESEL |  | ENGINE | KOHLER | 100R07J71 | 1994-08-30 | 2009 | 3.861 | 1 | EMERGENCY GENERATOR #1 - DIESEL | DIESEL | 44 | DIESEL | 0.5 | 0 | 1.544 | E3GAL | 214.616 | OK | N | 1 | 1 | 52 | 1 | 1 | 22
1192436 | 3M |  | 30 COMMERCE RD |  | ROCKLAND | MA | 023700000 | 30 COMMERCE RD |  | ROCKLAND | MA | 023700000 | N | PRIVATE | SM80-7 | 3M | 6517373594 | tcnelson@mmm.com | TERRENCE | PIKUL | 7814212204 | tpikul@mmm.com | MICHAEL | PILLA | 7814212233 | mpilla@mmm.com | 10 | CLARKE FIRE PUMP |  | ENGINE | JOHN DEERE | JU4HUF50 | 2004-12-01 | 2011 | 0.64 | 1 | DIESEL FUEL OIL | DIESEL | 44 | DIESEL | 0.3 | 0 | 0.127 | E3GAL | 17.653 | OK | N | 1 | 1 | 52 | 1 | 1 | 22
1192436 | 3M |  | 30 COMMERCE RD |  | ROCKLAND | MA | 023700000 | 30 COMMERCE RD |  | ROCKLAND | MA | 023700000 | N | PRIVATE | SM80-7 | 3M | 6517373594 | tcnelson@mmm.com | TERRENCE | PIKUL | 7814212204 | tpikul@mmm.com | MICHAEL | PILLA | 7814212233 | mpilla@mmm.com | 11 | JOHN DEERE EMERGENCY GENERATOR |  | ENGINE | JOHN DEERE | 6090HF484B | 2011-07-11 | 2011 | 2.61 | 1 | DIESEL FUEL OIL | DIESEL | 44 | DIESEL | 0.3 | 0 | 0.22 | E3GAL | 30.58 | OK | N | 1 | 1 | 52 | 1 | 1 | 22
1192496 | GODDARD CENTER |  | 909 SUMNER ST |  | STOUGHTON | MA | 020720000 | 909 SUMNER STREET |  | STOUGHTON | MA | 020720000 | N | PRIVATE | SM50 | GODDARD CENTER FOR TRANSITIONAL CARE | 7812978239 | Robert.Gunderson@kindredhealthcare.com | ROBERT | GUNDERSON | 7812978626 | Robert.Gunderson@kindredhealthcare.com | JOHN | CASEY | 7812978200 | John.Casey@kindredhealthcare.com | 7 | GENERATOR #3-KATOLIGHT 250KVA DISTILLATE OIL |  | ENGINE | KATOLIGHT | D275FRD4 | 1972-01-01 | 2009 | 3 | 1 | GENERATOR #3-KATOLIGHT 250 KVA DISTILLATE OIL | DIESEL | 44 | DIESEL | 0.3 | 0 | 0.1 | E3GAL | 13.9 | OK | N | 1 | 1 | 52 | 1 | 1 | 22
1192496 | GODDARD CENTER |  | 909 SUMNER ST |  | STOUGHTON | MA | 020720000 | 909 SUMNER STREET |  | STOUGHTON | MA | 020720000 | N | PRIVATE | SM50 | GODDARD CENTER FOR TRANSITIONAL CARE | 7812978239 | Robert.Gunderson@kindredhealthcare.com | ROBERT | GUNDERSON | 7812978626 | Robert.Gunderson@kindredhealthcare.com | JOHN | CASEY | 7812978200 | John.Casey@kindredhealthcare.com | 8 | GENERATOR #4-KATOLIGHT 300KVA |  | ENGINE | KATOLIGHT | D30GFR24 | 1982-01-01 | 2009 | 3 | 1 | GENERATOR #4-KATOLIGHT 300 KVA DIESEL | DIESEL | 44 | DIESEL | 0.3 | 0 | 0.1 | E3GAL | 13.9 | OK | N | 1 | 1 | 52 | 1 | 1 | 22
1192497 | NEW ENGLAND SINAI HOSPITAL |  | 150 YORK ST |  | STOUGHTON | MA | 020720000 | 150 YORK ST |  | STOUGHTON | MA | 020720000 | N | PRIVATE | NM25 | NEW ENGLAND SINAI HOSPITAL | 7813440600 | jdonahue@nesinai.org | JOHN | DONAHUE | 7812971177 | jdonahue@nesinai.org | JOHN | DONAHUE | 7812971178 | jdonahue@nesinai.org | 5 | GENERATOR #1 - CATERPILLAR |  | ENGINE | CATERPILLAR | 3406 | 1997-01-01 | 2010 | 2.9 | 1 | DIESEL FUEL | DIESEL | 44 | DIESEL | 0.0015 | 0.1 | 0.3832 | E3GAL | 53.2648 | OK | N | 1 | 1 | 52 | 1 | 1 | 22
1192497 | NEW ENGLAND SINAI HOSPITAL |  | 150 YORK ST |  | STOUGHTON | MA | 020720000 | 150 YORK ST |  | STOUGHTON | MA | 020720000 | N | PRIVATE | NM25 | NEW ENGLAND SINAI HOSPITAL | 7813440600 | jdonahue@nesinai.org | JOHN | DONAHUE | 7812971177 | jdonahue@nesinai.org | JOHN | DONAHUE | 7812971178 | jdonahue@nesinai.org | 6 | GENERATOR #2 - GENERAC |  | ENGINE | GENERAC | 3285B | 1988-01-01 | 2010 | 1.6 | 1 | DIESEL | DIESEL | 44 | DIESEL | 0.0015 | 0.1 | 0.2114 | E3GAL | 29.3846 | OK | N | 1 | 1 | 52 | 1 | 1 | 22
1192561 | WHITMAN HANSON REGIONAL SCHOOL |  | FRANKLIN ST |  | WHITMAN | MA | 023820000 | FRANKLIN ST |  | WHITMAN | MA | 023820000 | Y | LOCAL GOVERNMENT | NM99 | WHITMAN HANSON REG | 7814470471 |  | ERNEST | SANDLAND | 7816187535 | ernest.sandland@whrsd.org | ERNEST | SANDLAND | 7814477000 |  | 7 | EMERGENCY GENERATOR |  | ENGINE | CATERPILLAR | 750 EKW | 2004-11-01 | 2006 | 7.49 | 1 | DIESEL | DIESEL | 44 | DIESEL | 0.05 | 0 | 1 | E3GAL | 139 | OK | N | 1 | 1 | 12 | 1 | 1 | 5
1192800 | LANDMARK CENTER |  | 401 PARK DR |  | BOSTON | MA | 022150000 | 401 PARK DR, SUITE 202 | LANDMARK CENTER MANAGEMENT | BOSTON | MA | 022150000 | N | PRIVATE | SM25 | LANDMARK CENTER PARK DRIVE LLC | 6172473434 | info@samuelsre.com | JASON | BANSFIELD | 6176035600 | jbansfield@samuelsre.com | JASON | BANSFIELD | 6176035600X601 | jbansfield@samuelsre.com | 1 | LMC-CATGENERATOR-01 |  | ENGINE | CATERPILLAR | 3512DBITA | 1999-06-01 | 2011 | 14.1 | 1 | DIESEL FUEL | DIESEL | 44 | DIESEL | 0.0015 | 0 | 0.1 | E3GAL | 13.9 | OK | N | 1 | 1 | 52 | 1 | 1 | 2
1192879 | LEVEL 3 COMMUNICATIONS LLC |  | 300 BENT ST |  | CAMBRIDGE | MA | 021410000 | 1025 ELDORADO BLVD | STE 43C-506 | BROOMFIELD | CO | 800210000 | N | PRIVATE | SM25 | LEVEL 3 COMMUNICATIONS LLC | 7208880676 | bob.gurdikian@level3.com | ROBERT | GURDIKIAN | 7208880676 | bob.gurdikian@level3.com | ROBERT | GURDIKIAN | 7208880676 | bob.gurdikian@level3.com | 1 | EMERGENCY GENERATOR |  | ENGINE | CATERPILLAR | 3516B | 1998-11-29 | 2009 | 19.5 | 1 | DIESEL FUEL | DIESEL | 44 | DIESEL | 0.3 |  | 0.9891 | E3GAL | 137.4849 | OK | N | 1 | 1 | 6 | 1 | 1 | 6
1192955 | EARTHLINK BUSINESS |  | 313 BOSTON POST RD W |  | MARLBOROUGH | MA | 017520000 | 313 BOSTON POST RD W |  | MARLBOROUGH | MA | 017520000 | N | PRIVATE | SM25 | EARTHLINK BUSINESS | 4048150770 | investorrelations@corp.earthlink.net | JOSEPH | HAINES | 2562417956 | jhaines@corp.earthlink.com | RIC | LAVELLE | 5082816844 | rlavelle@corp.earthlink.com | 1 | EMERGENCY GENERATE NUMBER 1 |  | ENGINE | CATERPILLAR | 3516 | 2001-05-31 | 2011 | 20.4 | 1 | #2 DIESEL | DIESEL | 44 | DIESEL | 0.015 | 0 | 1 | E3GAL | 139 | OK | N | 1 | 1 | 52 | 1 | 1 | 22
1192998 | MEDFORD HIGH SCHOOL |  | 489 WINTHROP ST |  | MEDFORD | MA | 021550000 | 489 WINTHROP ST |  | MEDFORD | MA | 021550000 | Y | LOCAL GOVERNMENT | NM25 | CITY OF MEDFORD PUBLIC SCHOOLS | 7813932300 | pedwards@medford.k12.ma.us | PAUL | EDWARDS | 7813932208 | pedwards@medford.k12.ma.us | PAUL | EDWARDS | 7813932208 | pedwards@medford.k12.ma.us | 2 | EMERGENCY GENERATOR #2 (BOILER ROOM) |  | ENGINE | ALLIS CHALMERS | 25000 | 1970-01-01 | 2010 | 2.1 | 1 | DIESEL | DIESEL | 44 | DIESEL | 0.05 |  | 0.1985 | E3GAL | 27.5915 | OK | N | 1 | 1 | 52 | 1 | 1 | 22
1192998 | MEDFORD HIGH SCHOOL |  | 489 WINTHROP ST |  | MEDFORD | MA | 021550000 | 489 WINTHROP ST |  | MEDFORD | MA | 021550000 | Y | LOCAL GOVERNMENT | NM25 | CITY OF MEDFORD PUBLIC SCHOOLS | 7813932300 | pedwards@medford.k12.ma.us | PAUL | EDWARDS | 7813932208 | pedwards@medford.k12.ma.us | PAUL | EDWARDS | 7813932208 | pedwards@medford.k12.ma.us | 3 | EMERGENCY GENERATOR #1 (MECHANICAL ROOM) |  | ENGINE | ALLIS CHALMERS | 16000-H | 1970-01-01 | 2010 | 2.1 | 1 | DIESEL | DIESEL | 44 | DIESEL | 0.05 |  | 0.2621 | E3GAL | 36.4319 | OK | N | 1 | 1 | 52 | 1 | 1 | 22
1193020 | BELMONT HIGH SCHOOL |  | 221 CONCORD AVE |  | BELMONT | MA | 024780000 | 221 CONCORD AVE |  | BELMONT | MA | 024780000 | Y | LOCAL GOVERNMENT | NM25 | BELMONT PUBLIC SCHOOLS | 6179935430 | adicologero@belmont.k12.ma.us | ANTHONY | DICOLOGERO | 6179935435 | adicologero@belmont.k12.ma.us | ALFRED | DOMENICI | 6179935437 | adomenici@belmont.k12.ma.us | 4 | KOHLER 180KW EMERGENCY GENERATOR |  | ENGINE | KOHLER | 180REOZJB | 2006-01-01 | 2010 | 1.69 | 1 | DIESEL FUEL | DIESEL | 44 | DIESEL | 0.05 | 0.1 | 0.2093 | E3GAL | 29.0927 | OK | N | 1 | 1 | 52 | 1 | 1 | 20
1193104 | INTERNAP NETWORK SERVICES |  | 70 INNERBELT RD |  | SOMERVILLE | MA | 021430000 | 70 INNERBELT RD |  | SOMERVILLE | MA | 021430000 | N | PRIVATE | SM50 | INTERNAP NETWORK SERVICES | 6173161428 | ncrowley@internap.com | STEVEN | ORCHARD | 4043029867 | sorch@internap.com | NEIL | CROWLEY | 6173161496 | ncrowley@internap.com | 1 | MILTON CAT 1 |  | ENGINE | CATERPILLAR | 3412 | 1999-04-01 | 2009 | 7.63 | 1 | ULTRA LOW SULFUR DIESEL FUEL OIL | DIESEL | 44 | DIESEL | 0.003 |  | 6.682 | E3GAL | 928.798 | OK | N | 1 | 1 | 52 | 1 | 1 | 22
1193104 | INTERNAP NETWORK SERVICES |  | 70 INNERBELT RD |  | SOMERVILLE | MA | 021430000 | 70 INNERBELT RD |  | SOMERVILLE | MA | 021430000 | N | PRIVATE | SM50 | INTERNAP NETWORK SERVICES | 6173161428 | ncrowley@internap.com | STEVEN | ORCHARD | 4043029867 | sorch@internap.com | NEIL | CROWLEY | 6173161496 | ncrowley@internap.com | 2 | MILTON CAT 2 |  | ENGINE | MILTON CATERPILLAR | SR-4B | 2006-03-23 | 2009 | 20.36 | 1 | ULTRA LOW SULFUR DIESEL FUEL OIL | DIESEL | 44 | DIESEL | 0.003 |  | 20.747 | E3GAL | 2883.833 | OK | N | 1 | 1 | 52 | 1 | 1 | 22
1193104 | INTERNAP NETWORK SERVICES |  | 70 INNERBELT RD |  | SOMERVILLE | MA | 021430000 | 70 INNERBELT RD |  | SOMERVILLE | MA | 021430000 | N | PRIVATE | SM50 | INTERNAP NETWORK SERVICES | 6173161428 | ncrowley@internap.com | STEVEN | ORCHARD | 4043029867 | sorch@internap.com | NEIL | CROWLEY | 6173161496 | ncrowley@internap.com | 3 | MILTON CAT 3 |  | ENGINE | MILTON CATERPILLAR | SR-4B | 2006-03-23 | 2009 | 15.89 | 1 | ULTRA LOW SULFUR DIESEL FUEL OIL | DIESEL | 44 | DIESEL | 0.003 |  | 3.39 | E3GAL | 471.21 | OK | N | 1 | 1 | 52 | 1 | 1 | 22
1193104 | INTERNAP NETWORK SERVICES |  | 70 INNERBELT RD |  | SOMERVILLE | MA | 021430000 | 70 INNERBELT RD |  | SOMERVILLE | MA | 021430000 | N | PRIVATE | SM50 | INTERNAP NETWORK SERVICES | 6173161428 | ncrowley@internap.com | STEVEN | ORCHARD | 4043029867 | sorch@internap.com | NEIL | CROWLEY | 6173161496 | ncrowley@internap.com | 4 | MILTON CAT 4 |  | ENGINE | MILTON CATERPILLAR | SR-4B | 2006-03-23 | 2009 | 15.89 | 1 | ULTRA LOW SULFUR DIESEL FUEL OIL | DIESEL | 44 | DIESEL | 0.003 |  | 3.39 | E3GAL | 471.21 | OK | N | 1 | 1 | 52 | 1 | 1 | 22
1193104 | INTERNAP NETWORK SERVICES |  | 70 INNERBELT RD |  | SOMERVILLE | MA | 021430000 | 70 INNERBELT RD |  | SOMERVILLE | MA | 021430000 | N | PRIVATE | SM50 | INTERNAP NETWORK SERVICES | 6173161428 | ncrowley@internap.com | STEVEN | ORCHARD | 4043029867 | sorch@internap.com | NEIL | CROWLEY | 6173161496 | ncrowley@internap.com | 5 | MILTON CAT 5 |  | ENGINE | MILTON CATERPILLAR | SR-4B | 2006-03-23 | 2009 | 20.36 | 1 | ULTRA LOW SULFUR DIESEL FUEL OIL | DIESEL | 44 | DIESEL | 0.003 |  | 13.685 | E3GAL | 1902.215 | OK | N | 1 | 1 | 52 | 1 | 1 | 22
1193104 | INTERNAP NETWORK SERVICES |  | 70 INNERBELT RD |  | SOMERVILLE | MA | 021430000 | 70 INNERBELT RD |  | SOMERVILLE | MA | 021430000 | N | PRIVATE | SM50 | INTERNAP NETWORK SERVICES | 6173161428 | ncrowley@internap.com | STEVEN | ORCHARD | 4043029867 | sorch@internap.com | NEIL | CROWLEY | 6173161496 | ncrowley@internap.com | 6 | MILTON CAT 6 |  | ENGINE | MILTON CATERPILLAR | SR-4B | 2006-03-23 | 2009 | 20.36 | 1 | ULTRA LOW SULFUR DIESEL FUEL OIL | DIESEL | 44 | DIESEL | 0.003 |  | 13.642 | E3GAL | 1896.238 | OK | N | 1 | 1 | 52 | 1 | 1 | 22
1193104 | INTERNAP NETWORK SERVICES |  | 70 INNERBELT RD |  | SOMERVILLE | MA | 021430000 | 70 INNERBELT RD |  | SOMERVILLE | MA | 021430000 | N | PRIVATE | SM50 | INTERNAP NETWORK SERVICES | 6173161428 | ncrowley@internap.com | STEVEN | ORCHARD | 4043029867 | sorch@internap.com | NEIL | CROWLEY | 6173161496 | ncrowley@internap.com | 7 | BALDOR 7 |  | ENGINE | BALDOR | IDLC-2000 | 2009-01-15 | 2009 | 20.36 | 1 | ULTRA LOW SULFUR DIESEL FUEL OIL | DIESEL | 44 | DIESEL | 0.003 |  | 3.143 | E3GAL | 436.877 | OK | N | 1 | 1 | 52 | 1 | 1 | 22
1193104 | INTERNAP NETWORK SERVICES |  | 70 INNERBELT RD |  | SOMERVILLE | MA | 021430000 | 70 INNERBELT RD |  | SOMERVILLE | MA | 021430000 | N | PRIVATE | SM50 | INTERNAP NETWORK SERVICES | 6173161428 | ncrowley@internap.com | STEVEN | ORCHARD | 4043029867 | sorch@internap.com | NEIL | CROWLEY | 6173161496 | ncrowley@internap.com | 8 | BALDOR 8 |  | ENGINE | BALDOR | IDLC-2000 | 2009-01-15 | 2009 | 20.36 | 1 | ULTRA LOW SULFUR DIESEL FUEL OIL | DIESEL | 44 | DIESEL | 0.003 |  | 3.143 | E3GAL | 436.877 | OK | N | 1 | 1 | 52 | 1 | 1 | 22
1193104 | INTERNAP NETWORK SERVICES |  | 70 INNERBELT RD |  | SOMERVILLE | MA | 021430000 | 70 INNERBELT RD |  | SOMERVILLE | MA | 021430000 | N | PRIVATE | SM50 | INTERNAP NETWORK SERVICES | 6173161428 | ncrowley@internap.com | STEVEN | ORCHARD | 4043029867 | sorch@internap.com | NEIL | CROWLEY | 6173161496 | ncrowley@internap.com | 9 | BALDOR 9 |  | ENGINE | BALDOR | IDLC-2000 | 2009-01-15 | 2009 | 20.36 | 1 | ULTRA LOW SULFUR DIESEL FUEL OIL | DIESEL | 44 | DIESEL | 0.003 |  | 3.317 | E3GAL | 461.063 | OK | N | 1 | 1 | 52 | 1 | 1 | 22
1193116 | BLUE CROSS BLUE SHIELD OF MASSACHUSETTS |  | 1 ENTERPRISE DR |  | QUINCY | MA | 021690000 | LANDMARK CENTER | 401 PARK DR | BOSTON | MA | 022153326 | N | PRIVATE | SM25 | BLUE CROSS BLUE SHIELD OF MASSACHUSETTS | 6172463592 | Lawrence.Healey@bcbsma.com | LAWRENCE | HEALEY | 6172463592 | lawrence.healey@bcbsma.com | RICHARD | PAGE | 6172465619 | richard.page@bcbsma.com | 1 | 400 KW EMERGENCY DIESEL D1 |  | ENGINE | CATERPILLAR | 3406CDITA | 1990-01-01 | 2009 | 4.088 | 1 | DIESEL OIL | DIESEL | 44 | DIESEL | 0.0015 | 0 | 160 | E3GAL | 22240 | OK | N | 1 | 1 | 52 | 1 | 1 | 22
1193116 | BLUE CROSS BLUE SHIELD OF MASSACHUSETTS |  | 1 ENTERPRISE DR |  | QUINCY | MA | 021690000 | LANDMARK CENTER | 401 PARK DR | BOSTON | MA | 022153326 | N | PRIVATE | SM25 | BLUE CROSS BLUE SHIELD OF MASSACHUSETTS | 6172463592 | Lawrence.Healey@bcbsma.com | LAWRENCE | HEALEY | 6172463592 | lawrence.healey@bcbsma.com | RICHARD | PAGE | 6172465619 | richard.page@bcbsma.com | 2 | 800 KW EMERGENCY DIESEL D2 |  | ENGINE | CATERPILLAR | 3408DITA | 1990-01-01 | 2009 | 8.302 | 1 | DIESEL OIL | DIESEL | 44 | DIESEL | 0.0015 | 0 | 0.288 | E3GAL | 40.032 | OK | N | 1 | 1 | 52 | 1 | 1 | 22
1193131 | BOSTON SCIENTIFIC CORP |  | 100 BOSTON SCIENTIFIC WAY |  | MARLBOROUGH | MA | 017520000 | BOSTON SCIENTIFIC CORP | 100 BOSTON SCIENTIFIC WAY | MARLBOROUGH | MA | 017520000 | N | PRIVATE | SM50 | BOSTON SCIENTIFIC CORPORATION | 5086525640 | pedretts@bsci.com | STEVEN | PEDRETTI | 5086525640 | pedretts@bsci.com | MARGO | JAY | 8008255343 | mjay@eheinc.com | 1 | EMERGENCY GENERATORS (4) MISC.- @ 500 KW OR LESS | 4 | ENGINE | KOHLER | 500ROZD71 | 1986-01-01 | 2009 | 13.244 | 1 | #2 FUEL OIL- ULTRA LOW SULFUR DIESEL | DIESEL | 44 | DIESEL | 0.0015 |  | 1.1416 | E3GAL | 158.6824 | OK | N | 1 | 1 | 17 | 1 | 1 | 7
1193134 | 100 FEDERAL STREET | FKA 100 FEDERAL STREET LIMITED PARTNERSH | 100 FEDERAL ST |  | BOSTON | MA | 021100000 | 800 BOYLSTON ST | STE 1900 BOSTON PROPERTIES | BOSTON | MA | 021998103 | N | PRIVATE | NM25 | 100 FEDERAL STREET LIMITED PARTNERSHIP | 6173383972 |  | TERENCE | FARRELL | 6174343093 | terence.j.farrell@bankofamerica.com | PAUL | GAVIN | 6173383972 | PGavin@trammellcrow.com | 1 | EMERGENCY GENERATOR |  | ENGINE | CATERPILLAR | CAT3412 | 2002-05-14 | 2006 | 2.28 | 1 | DIESEL | DIESEL | 44 | DIESEL | 0.16 | 0.001 | 1.3 | E3GAL | 180.7 | OK | N | 1 | 1 | 52 | 1 | 1 | 20
1193134 | 100 FEDERAL STREET | FKA 100 FEDERAL STREET LIMITED PARTNERSH | 100 FEDERAL ST |  | BOSTON | MA | 021100000 | 800 BOYLSTON ST | STE 1900 BOSTON PROPERTIES | BOSTON | MA | 021998103 | N | PRIVATE | NM25 | 100 FEDERAL STREET LIMITED PARTNERSHIP | 6173383972 |  | TERENCE | FARRELL | 6174343093 | terence.j.farrell@bankofamerica.com | PAUL | GAVIN | 6173383972 | PGavin@trammellcrow.com | 2 | EMERGENCY GENERATOR |  | ENGINE | CATERPILLAR | CAT3412 | 1985-09-05 | 2006 | 2.26 | 1 | DIESEL | DIESEL | 44 | DIESEL | 0.16 | 0.001 | 1.755 | E3GAL | 243.945 | OK | N | 1 | 1 | 52 | 1 | 1 | 20
1193134 | 100 FEDERAL STREET | FKA 100 FEDERAL STREET LIMITED PARTNERSH | 100 FEDERAL ST |  | BOSTON | MA | 021100000 | 800 BOYLSTON ST | STE 1900 BOSTON PROPERTIES | BOSTON | MA | 021998103 | N | PRIVATE | NM25 | 100 FEDERAL STREET LIMITED PARTNERSHIP | 6173383972 |  | TERENCE | FARRELL | 6174343093 | terence.j.farrell@bankofamerica.com | PAUL | GAVIN | 6173383972 | PGavin@trammellcrow.com | 3 | EMERGENCY GENERATOR |  | ENGINE | CATERPILLER | CAT 3412 | 1996-09-20 | 2006 | 3 | 1 | DIESEL | DIESEL | 44 | DIESEL | 0.16 | 0.001 | 1.284 | E3GAL | 178.476 | OK | N | 1 | 1 | 52 | 1 | 1 | 20
1193134 | 100 FEDERAL STREET | FKA 100 FEDERAL STREET LIMITED PARTNERSH | 100 FEDERAL ST |  | BOSTON | MA | 021100000 | 800 BOYLSTON ST | STE 1900 BOSTON PROPERTIES | BOSTON | MA | 021998103 | N | PRIVATE | NM25 | 100 FEDERAL STREET LIMITED PARTNERSHIP | 6173383972 |  | TERENCE | FARRELL | 6174343093 | terence.j.farrell@bankofamerica.com | PAUL | GAVIN | 6173383972 | PGavin@trammellcrow.com | 4 | EMERGENCY GENERATOR |  | ENGINE | CATERPILLAR | CAT3412 | 1985-09-05 | 2006 | 2.26 | 1 | DIESEL | DIESEL | 44 | DIESEL | 0.16 | 0.001 | 1.784 | E3GAL | 247.976 | OK | N | 1 | 1 | 52 | 1 | 1 | 20
1193134 | 100 FEDERAL STREET | FKA 100 FEDERAL STREET LIMITED PARTNERSH | 100 FEDERAL ST |  | BOSTON | MA | 021100000 | 800 BOYLSTON ST | STE 1900 BOSTON PROPERTIES | BOSTON | MA | 021998103 | N | PRIVATE | NM25 | 100 FEDERAL STREET LIMITED PARTNERSHIP | 6173383972 |  | TERENCE | FARRELL | 6174343093 | terence.j.farrell@bankofamerica.com | PAUL | GAVIN | 6173383972 | PGavin@trammellcrow.com | 5 | EMERGENCY GENERATOR |  | ENGINE | CATERPILLAR | CAT3412 | 2001-10-15 | 2006 | 2.28 | 1 | DIESEL | DIESEL | 44 | DIESEL | 0.16 | 0.001 | 1.332 | E3GAL | 185.148 | OK | N | 1 | 1 | 52 | 1 | 1 | 20
1193138 | BOCH COLLISION CENTER |  | 1201 PROVIDENCE HWY |  | NORWOOD | MA | 020620000 | 1201 PROVIDENCE HWY |  | NORWOOD | MA | 020620000 | N | PRIVATE | NM99 | BOCH COLLISION CENTER | 7812556262 | michealc@boch.com | MICHAEL | CLEMMEY | 7812556262 | michaelclemmey@boch.com | BOB | BROWN | 7812556299 | bbrown@bochcollision.com | 2 | EMERGENCY GENERATOR |  | ENGINE | KATOLIGHT | SP SERIES 125 KW | 2003-03-01 | 2009 | 1.274 | 1 | DIESEL FUEL | DIESEL | 44 | DIESEL | 0.3 |  | 0.16 | E3GAL | 22.24 | OK | N | 1 | 1 | 52 | 1 | 1 | 22
1193152 | MARKLEY BOSTON LLC |  | 1 SUMMER ST |  | BOSTON | MA | 021100000 | 1 SUMMER ST |  | BOSTON | MA | 021100000 | N | PRIVATE | SM50 | MARKLEY BOSTON LLC | 2136223000 | Desson@markleygroup.com | DONALD | ESSON | 6174516464 | Desson@markleygroup.com | DONALD | ESSON | 6174516464 | Desson@markleygroup.com | 1 | EMGEN-ENRON A,B, 8-3,4,5,6 | 6 | ENGINE | CATERPILLAR | 3512 | 2011-06-01 | 2011 | 15 | 1 | #2 DIESEL | DIESEL | 44 | DIESEL | 0.0015 |  | 1 | E3GAL | 139 | OK | N | 1 | 1 | 13 | 1 | 1 | 4
1193152 | MARKLEY BOSTON LLC |  | 1 SUMMER ST |  | BOSTON | MA | 021100000 | 1 SUMMER ST |  | BOSTON | MA | 021100000 | N | PRIVATE | SM50 | MARKLEY BOSTON LLC | 2136223000 | Desson@markleygroup.com | DONALD | ESSON | 6174516464 | Desson@markleygroup.com | DONALD | ESSON | 6174516464 | Desson@markleygroup.com | 2 | EMGEM PILLER #1,2,3 | 3 | ENGINE | CATERPILLAR | 3516B | 2002-06-01 | 2011 | 19.3 | 1 | #2 DIESEL OIL | DIESEL | 44 | DIESEL | 0.0015 |  | 1 | E3GAL | 139 | OK | N | 1 | 1 | 13 | 1 | 1 | 4
1193152 | MARKLEY BOSTON LLC |  | 1 SUMMER ST |  | BOSTON | MA | 021100000 | 1 SUMMER ST |  | BOSTON | MA | 021100000 | N | PRIVATE | SM50 | MARKLEY BOSTON LLC | 2136223000 | Desson@markleygroup.com | DONALD | ESSON | 6174516464 | Desson@markleygroup.com | DONALD | ESSON | 6174516464 | Desson@markleygroup.com | 3 | EMGEN-ICG-1,2 | 2 | ENGINE | CATERPILLAR | 3412 | 2003-04-02 | 2011 | 12.2 | 1 | #2 DIESEL | DIESEL | 44 | DIESEL | 0.0015 |  | 0.5 | E3GAL | 69.5 | OK | N | 1 | 1 | 13 | 1 | 1 | 4
1193152 | MARKLEY BOSTON LLC |  | 1 SUMMER ST |  | BOSTON | MA | 021100000 | 1 SUMMER ST |  | BOSTON | MA | 021100000 | N | PRIVATE | SM50 | MARKLEY BOSTON LLC | 2136223000 | Desson@markleygroup.com | DONALD | ESSON | 6174516464 | Desson@markleygroup.com | DONALD | ESSON | 6174516464 | Desson@markleygroup.com | 4 | EMGEN EXCEL |  | ENGINE | CATERPILLAR | 3508 | 2003-07-05 | 2011 | 9.8 | 1 | #2 DIESEL | DIESEL | 44 | DIESEL | 0.0015 |  | 0.5 | E3GAL | 69.5 | OK | N | 1 | 1 | 13 | 1 | 1 | 4
1193152 | MARKLEY BOSTON LLC |  | 1 SUMMER ST |  | BOSTON | MA | 021100000 | 1 SUMMER ST |  | BOSTON | MA | 021100000 | N | PRIVATE | SM50 | MARKLEY BOSTON LLC | 2136223000 | Desson@markleygroup.com | DONALD | ESSON | 6174516464 | Desson@markleygroup.com | DONALD | ESSON | 6174516464 | Desson@markleygroup.com | 5 | EMGEN UNIVERSAL |  | ENGINE | CATERPILLAR | 3508 | 2005-07-17 | 2011 | 9.8 | 1 | #2 DIESEL | DIESEL | 44 | DIESEL | 0.0015 |  | 0.25 | E3GAL | 34.75 | OK | N | 1 | 1 | 13 | 1 | 1 | 4
1193153 | EMC |  | 228 SOUTH ST |  | HOPKINTON | MA | 017480000 | 228C SOUTH ST |  | HOPKINTON | MA | 017489103 | N | PRIVATE | NM25 | EMC CORPORATION | 5082492057 | Deanna.Trudeau@emc.com | DANIEL | FITZGERALD | 5084351000 | Dan.Fitzgerald@emc.com | DEANNA | TRUDEAU | 5082492057 | Deanna.Trudeau@emc.com | 4 | EU4, EGEN - CATERPILLAR 3412 - NO. 2 ULSD 15 PPM S |  | ENGINE | CATERPILLAR | 3412 | 1999-08-01 | 2011 | 4.97 | 1 | NO. 2 FUEL OIL - 15 PPM SULFUR | DIESEL | 44 | DIESEL | 0.0015 |  | 0.7442 | E3GAL | 103.4438 | OK | N | 1 | 1 | 52 | 1 | 1 | 10
1193153 | EMC |  | 228 SOUTH ST |  | HOPKINTON | MA | 017480000 | 228C SOUTH ST |  | HOPKINTON | MA | 017489103 | N | PRIVATE | NM25 | EMC CORPORATION | 5082492057 | Deanna.Trudeau@emc.com | DANIEL | FITZGERALD | 5084351000 | Dan.Fitzgerald@emc.com | DEANNA | TRUDEAU | 5082492057 | Deanna.Trudeau@emc.com | 6 | EGEN#2, CAT C15 500KW - NO. 2 ULSD |  | ENGINE | CATERPILLAR | C15 | 2011-03-15 | 2011 | 5.12 | 1 | NO. 2 FUEL OIL - 15 PPM SULFUR | DIESEL | 44 | DIESEL | 0.0015 |  | 0.2768 | E3GAL | 38.4752 | OK | N | 1 | 1 | 52 | 1 | 1 | 22
1193180 | NEW ENGLAND BIOLABS |  | 240 COUNTY RD |  | IPSWICH | MA | 019380000 | 240 COUNTY RD |  | IPSWICH | MA | 019380000 | N | PRIVATE | NM25 | NEW ENGLAND BIOLABS | 9783807338 | ANDREWS@NEB.COM | CHERYL | ANDREWS | 9783807338 | ANDREWS@NEB.COM | CHERYL | ANDREWS | 9783807338 | ANDREWS@NEB.COM | 13 | WWTP GENERATOR 1 |  | ENGINE | CATERPILLAR | 3412 | 2004-10-06 | 2010 | 5.48 | 1 | DIESEL FUEL | DIESEL | 44 | DIESEL | 0.0015 | 0.2 | 0.391 | E3GAL | 54.349 | OK | N | 1 | 1 | 52 | 1 | 1 | 22
1193180 | NEW ENGLAND BIOLABS |  | 240 COUNTY RD |  | IPSWICH | MA | 019380000 | 240 COUNTY RD |  | IPSWICH | MA | 019380000 | N | PRIVATE | NM25 | NEW ENGLAND BIOLABS | 9783807338 | ANDREWS@NEB.COM | CHERYL | ANDREWS | 9783807338 | ANDREWS@NEB.COM | CHERYL | ANDREWS | 9783807338 | ANDREWS@NEB.COM | 14 | WWTP GENERATOR 2 |  | ENGINE | CATERPILLAR | 3412 | 2004-10-06 | 2010 | 5.48 | 1 | DIESEL FUEL | DIESEL | 44 | DIESEL | 0.0015 | 0.2 | 0.391 | E3GAL | 54.349 | OK | N | 1 | 1 | 52 | 1 | 1 | 22
1193180 | NEW ENGLAND BIOLABS |  | 240 COUNTY RD |  | IPSWICH | MA | 019380000 | 240 COUNTY RD |  | IPSWICH | MA | 019380000 | N | PRIVATE | NM25 | NEW ENGLAND BIOLABS | 9783807338 | ANDREWS@NEB.COM | CHERYL | ANDREWS | 9783807338 | ANDREWS@NEB.COM | CHERYL | ANDREWS | 9783807338 | ANDREWS@NEB.COM | 15 | WWTP GENERATOR 3 |  | ENGINE | CATERPILLAR | 3412 | 2004-10-06 | 2010 | 5.48 | 1 | DIESEL FUEL | DIESEL | 44 | DIESEL | 0.0015 | 0.2 | 0.391 | E3GAL | 54.349 | OK | N | 1 | 1 | 52 | 1 | 1 | 22
1193184 | TIAX LLC | FKA EISAI RESEARCH INSTITUTE | 35 HARTWELL AVE |  | LEXINGTON | MA | 024200000 | 35 HARTWELL AVE |  | LEXINGTON | MA | 024200000 | N | PRIVATE | NM25 | EISAI RESEARCH INSTITUTE | 9787941117 | John_Bristol@eri.eisai.com | FRANK | AISEI | 7813235234 | frank_aiesi@eri.eisai.com | FRANK | AIESI | 7813235234 | frank_aiesi@eri.eisai.com | 4 | EMERGENCY GENERATOR ENGINE |  | ENGINE | CUMMINS | DQAE | 2008-01-01 | 2008 | 2.6965 | 1 | DIESEL | DIESEL | 44 | DIESEL | 0.0015 | 0 | 1.009 | E3GAL | 140.251 | OK | N | 1 | 1 | 52 | 1 | 1 | 22
1193188 | ANIKA THERAPEUTICS INC |  | 32 WIGGINS AVE |  | BEDFORD | MA | 017300000 | 32 WIGGINS AVE |  | BEDFORD | MA | 017300000 | N | PRIVATE | NM99 | ANIKA THERAPEUTICS | 7814579000 | glima@anikatherapeutics.com | FRANK | LUPPINO | 7814579000 | fluppino@anikatherapeutics.com | GEORGE | LIMA | 7814579239 | glima@anikatherapeutics.com | 14 | 150 KW EMERGENCY GENERATOR (STDBY) |  | ENGINE | CUMMINS | DSHAA-5869291 | 2007-11-01 | 2009 | 1.91 | 1 | DIESEL | DIESEL | 44 | DIESEL | 0 |  | 0.12 | E3GAL | 16.68 | OK | N | 1 | 1 | 52 | 1 | 1 | 20
1193188 | ANIKA THERAPEUTICS INC |  | 32 WIGGINS AVE |  | BEDFORD | MA | 017300000 | 32 WIGGINS AVE |  | BEDFORD | MA | 017300000 | N | PRIVATE | NM99 | ANIKA THERAPEUTICS | 7814579000 | glima@anikatherapeutics.com | FRANK | LUPPINO | 7814579000 | fluppino@anikatherapeutics.com | GEORGE | LIMA | 7814579239 | glima@anikatherapeutics.com | 15 | 350 KW EMERGENCY GENERATOR (STDBY) |  | ENGINE | CUMMINS | DFEG-5940676 | 2008-06-01 | 2009 | 3.34 | 1 | DIESEL | DIESEL | 44 | DIESEL | 0 |  | 0.234 | E3GAL | 32.526 | OK | N | 1 | 1 | 52 | 1 | 1 | 20
1193189 | EVERETT HIGH SCHOOL |  | 100 ELM ST |  | EVERETT | MA | 021490000 | 121 VINE ST | ATTN: ASSISTANT SUPERINTENDENT OF SCHOOL | EVERETT | MA | 021490000 | Y | LOCAL GOVERNMENT | NM99 | CITY OF EVERETT - SCHOOL DEPARTMENT | 6173942400 | ldefeo@everett.k12.ma.us | THOMAS | STELLA | 6173897950 | tstella@everett.k12.ma.us | THOMAS | STELLA | 6173897950 | tstella@everett.k12.ma.us | 4 | KOHLER EMERGENCY GENERATOR |  | ENGINE | KOHLER | 600RE OZM | 2007-08-01 | 2009 | 5.63 | 1 | DIESEL | DIESEL | 44 | DIESEL | 0.05 | 0.1 | 1.408 | E3GAL | 195.712 | OK | N | 1 | 1 | 26 | 1 | 1 | 4
1193191 | ENGLISH SCHOOL |  | 105 WOODVILLE ST |  | EVERETT | MA | 021490000 | 121 VINE ST | ATTN DR THOMAS STELLA | EVERETT | MA | 021490000 | Y | LOCAL GOVERNMENT | NM99 | CITY OF EVERETT - SCHOOL DEPARTMENT | 6173942400 | tstella@everett.k12.ma.us | THOMAS | STELLA | 6173942400 | tstella@everett.k12.ma.us | LONA | DEFEO | 6173942442 | ldefeo@everett.k12.ma.us | 3 | EU#3 - OLYMPIAN EMERGENCY GENERATOR |  | ENGINE | OLYMPIAN | D30P1 | 2001-01-01 | 2010 | 0.282 | 1 | DIESEL | DIESEL | 44 | DIESEL | 0.05 | 0.1 | 0.026 | E3GAL | 3.614 | OK | N | 1 | 1 | 52 | 1 | 1 | 22
1193193 | MANULIFE FINANCIAL US OPERATIONS |  | 601 CONGRESS ST |  | BOSTON | MA | 021170737 | 601 CONGRESS ST |  | BOSTON | MA | 021170737 | N | PRIVATE | SM25 | MANULIFE FINANCIAL US OPERATIONS HDQRTS | 6176632236 | bconroy@jhancock.com | TIM | GALLAGHER | 6176632236 | tgallagher@manulifeusa.com | BRIAN | CONROY | 6176633000 | bconroy@jhancock.com | 1 | UNIT 1 |  | ENGINE | CATERPILLAR | 3512B | 2004-06-01 | 2009 | 12.4 | 1 | ULSD | DIESEL | 44 | DIESEL | 0.05 |  | 0.278 | E3GAL | 38.642 | OK | N | 1 | 1 | 26 | 1 | 1 | 13
1193193 | MANULIFE FINANCIAL US OPERATIONS |  | 601 CONGRESS ST |  | BOSTON | MA | 021170737 | 601 CONGRESS ST |  | BOSTON | MA | 021170737 | N | PRIVATE | SM25 | MANULIFE FINANCIAL US OPERATIONS HDQRTS | 6176632236 | bconroy@jhancock.com | TIM | GALLAGHER | 6176632236 | tgallagher@manulifeusa.com | BRIAN | CONROY | 6176633000 | bconroy@jhancock.com | 1 | UNIT 1 |  | ENGINE | CATERPILLAR | 3512B | 2004-06-01 | 2009 | 12.4 | 2 | ULSD | DIESEL | 44 | DIESEL | 0.05 |  | 0.278 | E3GAL | 38.642 | OK | N | 1 | 1 | 26 | 1 | 1 | 13
1193194 | BANK OF AMERICA |  | 200 EXCHANGE ST |  | MALDEN | MA | 021485514 | 200 EXCHANGE ST | MS-MA6-545-03-08 | MALDEN | MA | 021485514 | N | PRIVATE | NM25 | BANK OF AMERICA C/O JAY WYTIAZ | 4124311773 | JAY.WYTIAZ@CBRE.COM | JAY | WYTIAZ | 4124311773 | jay.wytiaz@cbre.com | PATRICIA | BOISVERT | 7813975284 | PATRICIA.BOISVERT@CBRE.COM | 1 | GEN-ONE |  | ENGINE | CATERPILLAR | SR-4 | 1985-12-01 | 2007 | 9.7818 | 1 | DIESEL | DIESEL | 44 | DIESEL | 0.3 | 0.1 | 5.1073 | E3GAL | 709.9147 | OK | N | 1 | 1 | 12 | 1 | 1 | 9
1193194 | BANK OF AMERICA |  | 200 EXCHANGE ST |  | MALDEN | MA | 021485514 | 200 EXCHANGE ST | MS-MA6-545-03-08 | MALDEN | MA | 021485514 | N | PRIVATE | NM25 | BANK OF AMERICA C/O JAY WYTIAZ | 4124311773 | JAY.WYTIAZ@CBRE.COM | JAY | WYTIAZ | 4124311773 | jay.wytiaz@cbre.com | PATRICIA | BOISVERT | 7813975284 | PATRICIA.BOISVERT@CBRE.COM | 2 | GEN-TWO |  | ENGINE | CATERPILLAR | SR-4 | 1985-12-01 | 2007 | 9.7818 | 1 | DIESEL | DIESEL | 44 | DIESEL | 0.3 | 0.1 | 4.9294 | E3GAL | 685.1866 | OK | N | 1 | 1 | 12 | 1 | 1 | 9
1193194 | BANK OF AMERICA |  | 200 EXCHANGE ST |  | MALDEN | MA | 021485514 | 200 EXCHANGE ST | MS-MA6-545-03-08 | MALDEN | MA | 021485514 | N | PRIVATE | NM25 | BANK OF AMERICA C/O JAY WYTIAZ | 4124311773 | JAY.WYTIAZ@CBRE.COM | JAY | WYTIAZ | 4124311773 | jay.wytiaz@cbre.com | PATRICIA | BOISVERT | 7813975284 | PATRICIA.BOISVERT@CBRE.COM | 3 | GEN-THR |  | ENGINE | CATERPILLAR | SR-4 | 1985-12-01 | 2007 | 9.7818 | 1 | DIESEL | DIESEL | 44 | DIESEL | 0.3 | 0.1 | 5.0958 | E3GAL | 708.3162 | OK | N | 1 | 1 | 12 | 1 | 1 | 9
1193196 | BANK OF AMERICA |  | 1025 MAIN ST |  | WALTHAM | MA | 024510000 | 1025 MAIN ST |  | WALTHAM | MA | 024510000 | N | PRIVATE | NM25 | BANK OF AMERICA C/O PATRICIA BOISVERT | 7813975284 | patricia.boisvert@cbre.com | PATRICIA | BOISVERT | 7813975284 | patricia.boisvert@cbre.com | PATRICIA | BOISVERT | 7813975284 | patricia.boisvert@cbre.com | 1 | B1-GEN1 |  | ENGINE | CATERPILLAR | 3406B | 1987-12-01 | 2010 | 3.4387 | 1 | DIESEL | DIESEL | 44 | DIESEL | 0 |  | 7.0782 | E3GAL | 983.8698 | OK | N | 1 | 1 | 12 | 1 | 1 | 9
1193196 | BANK OF AMERICA |  | 1025 MAIN ST |  | WALTHAM | MA | 024510000 | 1025 MAIN ST |  | WALTHAM | MA | 024510000 | N | PRIVATE | NM25 | BANK OF AMERICA C/O PATRICIA BOISVERT | 7813975284 | patricia.boisvert@cbre.com | PATRICIA | BOISVERT | 7813975284 | patricia.boisvert@cbre.com | PATRICIA | BOISVERT | 7813975284 | patricia.boisvert@cbre.com | 3 | B2-GEN1 |  | ENGINE | CATERPILLAR | SR-4 | 1985-12-01 | 2010 | 13.015 | 1 | DIESEL | DIESEL | 44 | DIESEL | 0 |  | 52.25 | E3GAL | 7262.75 | OK | N | 3 | 4 | 37 | 1 | 1 | 9
1193202 | CUBIST PHARMACEUTICALS INC |  | 65 HAYDEN AVE |  | LEXINGTON | MA | 024200000 | 65 HAYDEN AVE |  | LEXINGTON | MA | 024210000 | N | PRIVATE | SM25 | CUBIST PHARMACEUTICALS | 7818608660 | steve.lewis@cubist.com | DAVID | MCGIRR | 7818608526 | david.mcgirr@cubist.com | STEVE | NAUGLER | 7818608382 | steve.naugler@cubist.com | 3 | NEW BUILDING EMERGENCY GENERATOR |  | ENGINE | KOHLER | 500REOZVB | 2008-08-15 | 2009 | 0.01 | 1 | LOW-SULFUR DIESEL FUEL | DIESEL | 44 | DIESEL | 0.05 | 0 | 0.8354 | E3GAL | 116.1206 | CHECK | N | 1 | 1 | 52 | 1 | 1 | 22
1193202 | CUBIST PHARMACEUTICALS INC |  | 65 HAYDEN AVE |  | LEXINGTON | MA | 024200000 | 65 HAYDEN AVE |  | LEXINGTON | MA | 024210000 | N | PRIVATE | SM25 | CUBIST PHARMACEUTICALS | 7818608660 | steve.lewis@cubist.com | DAVID | MCGIRR | 7818608526 | david.mcgirr@cubist.com | STEVE | NAUGLER | 7818608382 | steve.naugler@cubist.com | 4 | OLD BUILDING EMERGENCY GENERATOR |  | ENGINE | KOHLER | 500ROZD-4 | 2001-09-11 | 2009 | 0.01 | 1 | LOW SULFUR DIESEL FUEL | DIESEL | 44 | DIESEL | 0.05 | 0 | 0.8143 | E3GAL | 113.1877 | CHECK | N | 1 | 1 | 52 | 1 | 1 | 22
1193203 | ONE HAMPSHIRE AT KENDALL SQUARE CONDOMIN |  | 1 HAMPSHIRE ST |  | CAMBRIDGE | MA | 021390000 | 1 HAMPSHIRE ST |  | CAMBRIDGE | MA | 021390000 | N | PRIVATE | NM50 | ONE HAMPSHIRE AT KENDALL SQUARE CONDOMIN | 6175777190 | Don.Domoretsky@am.jll.com | AMALEA | WALKER | 6175777190 | Amalea.Walker@am.jll.com | STEPHEN | SLOCOMB | 9784616214 | sslocomb@epsilonassociates.com | 2 | EMERGENCY GENERATOR - DETROIT 500 KWE |  | ENGINE | DETROIT | 81237305 | 1984-01-01 | 2010 | 4.27 | 1 | NO 2 FUEL OIL | DIESEL | 44 | DIESEL | 0.0015 | 0 | 0.125 | E3GAL | 17.375 | OK | N | 1 | 1 | 26 | 1 | 1 | 20
1193205 | BOSTON FINANCIAL DATA SERVICES INC |  | 2000 CROWN COLONY DR |  | QUINCY | MA | 021690000 | 2000 CROWN COLONY DR |  | QUINCY | MA | 021690000 | N | PRIVATE | SM25 | BOSTON FINANCIAL DATA SERVICES | 6177864118 | pjackson@bostonfinancial.com | PETER | JACKSON | 6174834381 | PJACKSON@bostonfinancial.com | PETER | JACKSON | 6174834381 | PJACKSON@bostonfinancial.com | 1 | 1000 KW EMERGENCY DIESEL GENERATOR |  | ENGINE | CATERPILLAR | 3508B DITA | 2000-01-01 | 2009 | 10.332 | 1 | DIESEL FUEL | DIESEL | 44 | DIESEL | 0.0015 |  | 0.2598 | E3GAL | 36.1122 | OK | N | 1 | 1 | 52 | 1 | 1 | 22
1193205 | BOSTON FINANCIAL DATA SERVICES INC |  | 2000 CROWN COLONY DR |  | QUINCY | MA | 021690000 | 2000 CROWN COLONY DR |  | QUINCY | MA | 021690000 | N | PRIVATE | SM25 | BOSTON FINANCIAL DATA SERVICES | 6177864118 | pjackson@bostonfinancial.com | PETER | JACKSON | 6174834381 | PJACKSON@bostonfinancial.com | PETER | JACKSON | 6174834381 | PJACKSON@bostonfinancial.com | 2 | 1500 KW EMERGENCY GENERATOR |  | ENGINE | CATERPILLAR | 3512B DITA | 2000-01-01 | 2009 | 15.484 | 1 | ULSD FUEL | DIESEL | 44 | DIESEL | 0.0015 | 0 | 0.3428 | E3GAL | 47.6492 | OK | N | 1 | 1 | 52 | 1 | 1 | 22
1193217 | LAHEY CLINIC NORTH |  | 1 ESSEX DR |  | PEABODY | MA | 019600000 | 1 ESSEX CENTER DR |  | PEABODY | MA | 019600000 | N | PRIVATE | SM50 | LAHEY CLINIC FOUNDATION INC. | 7817445203 | harry.roberge@lahey.org | ROBERT J. | SCHNEIDER | 9785384000 | Robert.J.Schneider@lahey.org | HARRY | ROBERGE | 9785384165 | harry.roberge@lahey.org | 6 | DIESEL EMERGENCY GENERATOR |  | ENGINE | CATERPILLAR | 3508 | 1993-01-01 | 2010 | 8.24 | 1 | DIESEL FUEL | DIESEL | 44 | DIESEL | 0.0015 | 0 | 1.03 | E3GAL | 143.17 | OK | N | 1 | 1 | 52 | 1 | 1 | 22
1193217 | LAHEY CLINIC NORTH |  | 1 ESSEX DR |  | PEABODY | MA | 019600000 | 1 ESSEX CENTER DR |  | PEABODY | MA | 019600000 | N | PRIVATE | SM50 | LAHEY CLINIC FOUNDATION INC. | 7817445203 | harry.roberge@lahey.org | ROBERT J. | SCHNEIDER | 9785384000 | Robert.J.Schneider@lahey.org | HARRY | ROBERGE | 9785384165 | harry.roberge@lahey.org | 13 | DIESEL EMERGENCY GENERATOR 2 |  | ENGINE | CATERPILLAR | C15 | 2009-02-18 | 2010 | 1.71 | 1 | DIESEL FUEL | DIESEL | 44 | DIESEL | 0.0015 |  | 0.194 | E3GAL | 26.966 | OK | N | 1 | 1 | 52 | 1 | 1 | 22
1193248 | NATICK MALL |  | 300 SPEEN ST |  | NATICK | MA | 017600000 | 300 SPEEN ST | 1245 WORCESTER STREET SUITE 1218 | NATICK | MA | 017600000 | N | PRIVATE | NM50 | NATICK MALL EXPANSION PROJECT | 5086554800 | Adam.Skrzypczak@ggp.com | ADAM | SKRZYPCZAK | 5086554800 | Adam.Skrzypczak@ggp.com | ADAM | SKRZYPCZAK | 5086554800 | Adam.Skrzypczak@ggp.com | 4 | 350 KW EMERGENCY GENERATOR |  | ENGINE | CATERPILLAR | SR4/9Y-0436 | 1994-09-01 | 2010 | 3.717 | 1 | ULTRA LOW SULFUR DIESEL | DIESEL | 44 | DIESEL | 0.0015 | 0 | 0.078 | E3GAL | 10.842 | OK | N | 1 | 1 | 52 | 1 | 1 | 21
1193248 | NATICK MALL |  | 300 SPEEN ST |  | NATICK | MA | 017600000 | 300 SPEEN ST | 1245 WORCESTER STREET SUITE 1218 | NATICK | MA | 017600000 | N | PRIVATE | NM50 | NATICK MALL EXPANSION PROJECT | 5086554800 | Adam.Skrzypczak@ggp.com | ADAM | SKRZYPCZAK | 5086554800 | Adam.Skrzypczak@ggp.com | ADAM | SKRZYPCZAK | 5086554800 | Adam.Skrzypczak@ggp.com | 5 | 2000 KW EMERGENCY GENERATOR |  | ENGINE | CUMMINS | QSK60 | 2007-06-01 | 2010 | 19.3 | 1 | ULTRA LOW SULFUR DIESEL | DIESEL | 44 | DIESEL | 0.0015 |  | 0.416 | E3GAL | 57.824 | OK | N | 1 | 1 | 1 | 1 | 1 | 1
1193267 | BMR ROGERS STREET LLC | FKA LYME PROPERTIES ROGERS STREET LLC | 320 BENT ST |  | CAMBRIDGE | MA | 021410000 | 17190 BERNARDO CENTER DR | BIOMED REALTY TRUST | SAN DIEGO | CA | 921280000 | N | PRIVATE | NM50 | BMR-ROGERS STREET LLC | 6172252440 | russell.garland@biomedrealty.com | RUSSELL | GARLAND | 6172252440 | russell.garland@biomedrealty.com | CHRISTOPHER | KILDAY | 6172252440 | christopher.kilday@biomedrealty.com | 5 | 301 BINNEY ST EGEN |  | ENGINE | ONAN CUMMINS | DSCHAC-5777753 | 2007-10-01 | 2011 | 2.38 | 1 | ULSD | DIESEL | 44 | DIESEL | 0.0015 | 0 | 0.228 | E3GAL | 31.692 | OK | N | 1 | 1 | 52 | 1 | 1 | 5
1193268 | RSA |  | 174-176 MIDDLESEX TPKE |  | BEDFORD | MA | 017300000 | 228C SOUTH STREET |  | HOPKINTON | MA | 017489103 | N | PRIVATE | NM25 | EMC CORPORATION | 5082492057 | Deanna.Trudeau@emc.com | DANIEL | FITZGERALD | 5084351000 | Dan.Fitzgerald@emc.com | DEANNA | TRUDEAU | 5082492057 | Deanna.Trudeau@emc.com | 1 | EU-1, EMGEN 1- CAT 3412- BLDG 3- ULSD 15 PPM S |  | ENGINE | CATERPILLAR | 3412 | 2001-06-07 | 2011 | 8.13 | 1 | NO. 2 FUEL OIL (ULSD) 15 PPM SULFUR | DIESEL | 44 | DIESEL | 0.0015 | 0 | 1.172 | E3GAL | 162.908 | OK | N | 1 | 1 | 26 | 1 | 1 | 10
1193268 | RSA |  | 174-176 MIDDLESEX TPKE |  | BEDFORD | MA | 017300000 | 228C SOUTH STREET |  | HOPKINTON | MA | 017489103 | N | PRIVATE | NM25 | EMC CORPORATION | 5082492057 | Deanna.Trudeau@emc.com | DANIEL | FITZGERALD | 5084351000 | Dan.Fitzgerald@emc.com | DEANNA | TRUDEAU | 5082492057 | Deanna.Trudeau@emc.com | 2 | EU2, EMGEN 2- CAT 3412- BLDG 4- DIESEL 15 PPM S |  | ENGINE | CATERPILLAR | 3412 | 2001-06-07 | 2011 | 8.13 | 1 | NO. 2 FUEL OIL ULSD 15 PPM SULFUR | DIESEL | 44 | DIESEL | 0.0015 | 0 | 0.1758 | E3GAL | 24.4362 | OK | N | 1 | 1 | 26 | 1 | 1 | 10
1193269 | LIBERTY MUTUAL INSURANCE |  | 230 HANSCOM DR |  | BEDFORD | MA | 017300000 | LIBERTY MUTUAL INSURANCE COMPANY | 9 RIVERSIDE RD | WESTON | MA | 024930000 | N | PRIVATE | NM25 | LIBERTY MUTUAL INSURANCE | 7812748114 | richard.barry@libertymutual.com | RICHARD | BARRY | 7818918900 | richard.barry@libertymutual.com | RICHARD | BARRY | 7818918900X27311 | richard.barry@libertymutual.com | 2 | EMERGENCY GENERATOR |  | ENGINE | CATERPILLAR | 3412 | 2005-04-08 | 2011 | 9.1 | 1 | DIESEL OIL | DIESEL | 44 | DIESEL | 0.0015 | 1 | 1.72 | E3GAL | 239.08 | OK | N | 1 | 1 | 52 | 1 | 1 | 22
1193312 | MASS GENERAL HOSPITAL DANVERS CENTER | FOR OUTPATIENT CARE | 102 ENDICOTT ST |  | DANVERS | MA | 019230000 | 102 ENDICOTT ST | ATTN: BUILDINGS AND GROUNDS | DANVERS | MA | 019230000 | N | PRIVATE | SM25 | PARTNERS HEALTHCARE SYSTEM INC | 6177268880 | RCASTALDO@PARTNERS.ORG | ROBERT | CASTALDO | 6177268880 | RCASTALDO@PARTNERS.ORG | ROBERT | CASTALDO | 6177268880 | RCASTALDO@PARTNERS.ORG | 6 | EMERGENCY GENERATOR |  | ENGINE | CUMMINS | 1500DQGAB | 2008-07-15 | 2010 | 15.316 | 1 | ULTRA LOW SULFUR DIESEL | DIESEL | 44 | DIESEL | 0.0015 |  | 2.068 | E3GAL | 287.452 | OK | N | 1 | 1 | 13 | 1 | 1 | 3
1193314 | STATE STREET OFFICE PARK |  | 1200 CROWN COLONY DR |  | QUINCY | MA | 021690000 | 1200 CROWN COLONY DR |  | QUINCY | MA | 021690000 | N | PRIVATE | SM25 | STATE STREET OFFICE PARK | 6176893400 | Frederick.Duplissa@cbre.com | FREDERICK | DUPLISSA | 6176644348 | Frederick.Duplissa@cbre.com | FREDERICK | DUPLISSA | 6179858369 | Frederick.Duplissa@cbre.com | 1 | CAT 32 DITA |  | ENGINE | CATERPILLAR | C32 | 2007-03-18 | 2010 | 10.08 | 1 | ULTRA LOW SULFUR DIESEL | DIESEL | 44 | DIESEL | 0.0015 | 0 | 0.7975 | E3GAL | 110.8525 | OK | N | 1 | 1 | 11 | 1 | 1 | 5
1193314 | STATE STREET OFFICE PARK |  | 1200 CROWN COLONY DR |  | QUINCY | MA | 021690000 | 1200 CROWN COLONY DR |  | QUINCY | MA | 021690000 | N | PRIVATE | SM25 | STATE STREET OFFICE PARK | 6176893400 | Frederick.Duplissa@cbre.com | FREDERICK | DUPLISSA | 6176644348 | Frederick.Duplissa@cbre.com | FREDERICK | DUPLISSA | 6179858369 | Frederick.Duplissa@cbre.com | 2 | CAT 3412 |  | ENGINE | CATERPILLAR | 3412 | 2001-01-01 | 2010 | 7.56 | 1 | ULTRA LOW SULFUR DIESEL | DIESEL | 44 | DIESEL | 0.0015 | 0 | 0.3806 | E3GAL | 52.9034 | OK | N | 1 | 1 | 7 | 1 | 1 | 4
1193314 | STATE STREET OFFICE PARK |  | 1200 CROWN COLONY DR |  | QUINCY | MA | 021690000 | 1200 CROWN COLONY DR |  | QUINCY | MA | 021690000 | N | PRIVATE | SM25 | STATE STREET OFFICE PARK | 6176893400 | Frederick.Duplissa@cbre.com | FREDERICK | DUPLISSA | 6176644348 | Frederick.Duplissa@cbre.com | FREDERICK | DUPLISSA | 6179858369 | Frederick.Duplissa@cbre.com | 3 | CAT 3412 |  | ENGINE | CATERPILLAR | 3412 | 2001-01-01 | 2010 | 7.56 | 1 | ULTRA LOW SULFUR DIESEL | DIESEL | 44 | DIESEL | 0.0015 | 0 | 0.435 | E3GAL | 60.465 | OK | N | 1 | 1 | 8 | 1 | 1 | 4
1193321 | FRAMINGHAM HIGH SCHOOL |  | 115 A ST |  | FRAMINGHAM | MA | 017010000 | 14 VERNON STREET |  | FRAMINGHAM | MA | 017010000 | Y | LOCAL GOVERNMENT | NM99 | STACY SCOTT, SUPERINTENDENT OF FRAMINGHAM PUBLIC SCHOOLS | 5086269117 | SSCOTT@framingham.k12.ma.us | MATTHEW | TORTI | 5086269111 | mtorti@framingham.k12.ma.us | MATTHEW | TORTI | 5086269111 | mtorti@framingham.k12.ma.us | 4 | J WING GENERATOR |  | ENGINE | CAT | 3456 | 2003-08-12 | 2011 | 4.706 | 1 | DIESEL | DIESEL | 44 | DIESEL | 0.015 | 0 | 0.275 | E3GAL | 38.225 | OK | N | 1 | 1 | 52 | 24 | 7 | 22
1193321 | FRAMINGHAM HIGH SCHOOL |  | 115 A ST |  | FRAMINGHAM | MA | 017010000 | 14 VERNON STREET |  | FRAMINGHAM | MA | 017010000 | Y | LOCAL GOVERNMENT | NM99 | STACY SCOTT, SUPERINTENDENT OF FRAMINGHAM PUBLIC SCHOOLS | 5086269117 | SSCOTT@framingham.k12.ma.us | MATTHEW | TORTI | 5086269111 | mtorti@framingham.k12.ma.us | MATTHEW | TORTI | 5086269111 | mtorti@framingham.k12.ma.us | 7 | A WING GENERATOR |  | ENGINE | CAT | 3412 | 2003-08-11 | 2011 | 6.175 | 1 | DIESEL | DIESEL | 44 | DIESEL | 0.015 | 0 | 0.25 | E3GAL | 34.75 | OK | N | 1 | 1 | 52 | 24 | 7 | 22
1193370 | SAVVIS COMMUNICATIONS | BOS1 | 600 WINTER ST |  | WALTHAM | MA | 024510000 | 115 2ND AVE |  | WALTHAM | MA | 024510000 | N | PRIVATE | NM25 | SAVVIS COMMUNICATIONS | 3146287000 | jay.quigley@savvis.net | JAY | QUIGLEY | 7815775132 | jay.quigley@savvis.net | JAY | QUIGLEY | 7815775132 | jay.quigley@savvis.net | 1 | EMERGENCY GENERATOR - 1 |  | ENGINE | CATERPILLAR | 3508B | 1999-04-11 | 2010 | 10.0991 | 1 | DIESEL | DIESEL | 44 | DIESEL | 0.0015 | 0 | 136.3379 | E6BTU | 136.3379 | OK | N | 1 | 1 | 13 | 1 | 1 | 5
1193370 | SAVVIS COMMUNICATIONS | BOS1 | 600 WINTER ST |  | WALTHAM | MA | 024510000 | 115 2ND AVE |  | WALTHAM | MA | 024510000 | N | PRIVATE | NM25 | SAVVIS COMMUNICATIONS | 3146287000 | jay.quigley@savvis.net | JAY | QUIGLEY | 7815775132 | jay.quigley@savvis.net | JAY | QUIGLEY | 7815775132 | jay.quigley@savvis.net | 2 | EMERGENCY GENERATOR - 2 |  | ENGINE | CATERPILLAR | 3508B | 1999-04-11 | 2010 | 10.0991 | 1 | DIESEL | DIESEL | 44 | DIESEL | 0.0015 | 0 | 136.3379 | E6BTU | 136.3379 | OK | N | 1 | 1 | 13 | 1 | 1 | 5
1193370 | SAVVIS COMMUNICATIONS | BOS1 | 600 WINTER ST |  | WALTHAM | MA | 024510000 | 115 2ND AVE |  | WALTHAM | MA | 024510000 | N | PRIVATE | NM25 | SAVVIS COMMUNICATIONS | 3146287000 | jay.quigley@savvis.net | JAY | QUIGLEY | 7815775132 | jay.quigley@savvis.net | JAY | QUIGLEY | 7815775132 | jay.quigley@savvis.net | 3 | EMERGENCY GENERATOR - 3 |  | ENGINE | CATERPILLAR | 3508B | 1999-04-11 | 2010 | 10.0991 | 1 | DIESEL | DIESEL | 44 | DIESEL | 0.0015 | 0 | 136.3379 | E6BTU | 136.3379 | OK | N | 1 | 1 | 13 | 1 | 1 | 5
1193372 | VERTEX PHARMACEUTICALS INC |  | 130 WAVERLY ST |  | CAMBRIDGE | MA | 021390000 | 130 WAVERLY ST | ATTN: EHS DIRECTOR | CAMBRIDGE | MA | 021390000 | N | PRIVATE | NM99 | VERTEX PHARMACEUTICALS INC | 6174446100 | brian_days@vrtx.com | BRIAN | DAYS | 6174446607 | brian_days@vrtx.com | BRIAN | DAYS | 6174446607 | brian_days@vrtx.com | 3 | DIESEL STANDBY GENERATORS | 2 | ENGINE | CATERPILLAR | 3412 | 2001-04-27 | 2009 | 11.424 | 1 | STANDBY GENERATOR DIESEL | DIESEL | 44 | DIESEL | 0.0015 | 0 | 0.852 | E3GAL | 118.428 | OK | N | 1 | 1 | 19 | 1 | 1 | 8
1193373 | VERTEX PHARMACEUTICALS INC |  | 675 WEST KENDALL ST |  | CAMBRIDGE | MA | 021420000 | 130 WAVERLY STREET | ATTN: EHS DIRECTOR | CAMBRIDGE | MA | 021390000 | N | PRIVATE | NM99 | VERTEX PHARMACEUTICALS INC | 6174446100 | brian_days@vrtx.com | BRIAN | DAYS | 6174446607 | brian_days@vrtx.com | BRIAN | DAYS | 6174446607 | brian_days@vrtx.com | 1 | DIESEL STANDBY GENERATORS | 2 | ENGINE | CATEPILLAR | 3412 | 2003-10-17 | 2009 | 11.979 | 1 | STANDBY GENERATOR DIESEL | DIESEL | 44 | DIESEL | 0.0015 | 0 | 0.53 | E3GAL | 73.67 | OK | N | 1 | 1 | 19 | 1 | 1 | 8
1193400 | SPRINT WOBURN PCS SWITCH |  | 93 COMMERCE WAY |  | WOBURN | MA | 018010000 | PO BOX 7994 |  | SHAWNEE MISSION | KS | 662070994 | N | PRIVATE | SM25 | SPRINT WOBURN PCS SWITCH | 8773474457 | ehscompliance@sprint.com | JASON | LEONE | 7035928312 | jason.leone@sprint.com | JASON | LEONE | 8773474457 | jason.leone@sprint.com | 1 | EMERGENCY GENERATOR- #2 DIESEL |  | ENGINE | CUMMINS | QST30-G5 NR2 | 2008-12-01 | 2011 | 9.9 | 1 | #2 DIESEL | DIESEL | 44 | DIESEL | 0.0015 | 0 | 2.44 | E3GAL | 339.16 | OK | N | 1 | 1 | 42 | 1 | 1 | 4
1193403 | HSL NEWBRIDGE ON THE CHARLES |  | 7000 GREAT MEADOW RD |  | DEDHAM | MA | 020260000 | 5000 GREAT MEADOW RD | FACILITIES | DEDHAM | MA | 020260000 | N | PRIVATE | SM25 | HSL NEWBRIDGE ON THE CHARLES | 7812349150 | engineering@hsl.harvard.edu | KEVIN | COALTER | 7812349160 | kevincoalter@hsl.harvard.edu | KEVIN | COALTER | 7812349160 | kevincoalter@hsl.harvard.edu | 9 | GENERATOR 1D |  | ENGINE | KOHLER | 400RE0ZDD | 2008-01-01 | 2010 | 1.36 | 1 | ULTRA LOW DYED DIESEL | DIESEL | 44 | DIESEL | 0.0015 |  | 0.5 | E3GAL | 69.5 | OK | N | 1 | 5 | 52 | 1 | 5 | 20
1193403 | HSL NEWBRIDGE ON THE CHARLES |  | 7000 GREAT MEADOW RD |  | DEDHAM | MA | 020260000 | 5000 GREAT MEADOW RD | FACILITIES | DEDHAM | MA | 020260000 | N | PRIVATE | SM25 | HSL NEWBRIDGE ON THE CHARLES | 7812349150 | engineering@hsl.harvard.edu | KEVIN | COALTER | 7812349160 | kevincoalter@hsl.harvard.edu | KEVIN | COALTER | 7812349160 | kevincoalter@hsl.harvard.edu | 9 | GENERATOR 1D |  | ENGINE | KOHLER | 400RE0ZDD | 2008-01-01 | 2010 | 1.36 | 2 | #2 DIESEL 15PPM | DIESEL | 44 | DIESEL | 0.0015 |  | 0.5 | E3GAL | 69.5 | OK | N | 1 | 5 | 52 | 1 | 5 | 20
1193403 | HSL NEWBRIDGE ON THE CHARLES |  | 7000 GREAT MEADOW RD |  | DEDHAM | MA | 020260000 | 5000 GREAT MEADOW RD | FACILITIES | DEDHAM | MA | 020260000 | N | PRIVATE | SM25 | HSL NEWBRIDGE ON THE CHARLES | 7812349150 | engineering@hsl.harvard.edu | KEVIN | COALTER | 7812349160 | kevincoalter@hsl.harvard.edu | KEVIN | COALTER | 7812349160 | kevincoalter@hsl.harvard.edu | 10 | GENERATOR 1J |  | ENGINE | KOHLER | 2000REOZMB | 2008-01-01 | 2010 | 1 | 1 | ULTRA LOW DYED DIESEL | DIESEL | 44 | DIESEL | 0.0015 |  | 0.75 | E3GAL | 104.25 | OK | N | 1 | 1 | 52 | 1 | 1 | 20
1193403 | HSL NEWBRIDGE ON THE CHARLES |  | 7000 GREAT MEADOW RD |  | DEDHAM | MA | 020260000 | 5000 GREAT MEADOW RD | FACILITIES | DEDHAM | MA | 020260000 | N | PRIVATE | SM25 | HSL NEWBRIDGE ON THE CHARLES | 7812349150 | engineering@hsl.harvard.edu | KEVIN | COALTER | 7812349160 | kevincoalter@hsl.harvard.edu | KEVIN | COALTER | 7812349160 | kevincoalter@hsl.harvard.edu | 10 | GENERATOR 1J |  | ENGINE | KOHLER | 2000REOZMB | 2008-01-01 | 2010 | 1 | 2 | #2 DIESEL FUEL | DIESEL | 44 | DIESEL | 0.0015 |  | 2.2 | E3GAL | 305.8 | OK | N | 1 | 1 | 52 | 1 | 1 | 20
1193416 | ATLANTIC WHARF | FKA RUSSIA WHARF | 280 CONGRESS ST |  | BOSTON | MA | 021090000 | 280 CONGRESS ST | STE 210, C/O BOSTON PROPERTIES LTD PARTN | BOSTON | MA | 022100000 | N | PRIVATE | SM25 | ATLANTIC WHARF | 6172363306 | jarsenault@bostonproperties.com | JULIA | ARSENAULT | 6176037181 | jarsenault@bostonproperties.com | JULIA | ARSENAULT | 6176037181 | jarsenault@bostonproperties.com | 1 | EG#1 (BASE BUILDING GENERATOR) |  | ENGINE | CATERPILLAR | 3516C | 2011-01-01 | 2011 | 19.31 | 1 | DIESEL | DIESEL | 44 | DIESEL | 0.0015 | 0 | 2.327 | E3GAL | 323.453 | OK | N | 1 | 1 | 12 | 1 | 1 | 5
1193416 | ATLANTIC WHARF | FKA RUSSIA WHARF | 280 CONGRESS ST |  | BOSTON | MA | 021090000 | 280 CONGRESS ST | STE 210, C/O BOSTON PROPERTIES LTD PARTN | BOSTON | MA | 022100000 | N | PRIVATE | SM25 | ATLANTIC WHARF | 6172363306 | jarsenault@bostonproperties.com | JULIA | ARSENAULT | 6176037181 | jarsenault@bostonproperties.com | JULIA | ARSENAULT | 6176037181 | jarsenault@bostonproperties.com | 2 | EG#2 STACK (TENANT STANDBY GENERATOR #1) |  | ENGINE | CATERPILLAR | 3512C | 2011-01-01 | 2011 | 14.57 | 1 | DIESEL | DIESEL | 44 | DIESEL | 0.0015 | 0 | 0.1258 | E3GAL | 17.4862 | OK | N | 1 | 1 | 6 | 1 | 1 | 3
1193416 | ATLANTIC WHARF | FKA RUSSIA WHARF | 280 CONGRESS ST |  | BOSTON | MA | 021090000 | 280 CONGRESS ST | STE 210, C/O BOSTON PROPERTIES LTD PARTN | BOSTON | MA | 022100000 | N | PRIVATE | SM25 | ATLANTIC WHARF | 6172363306 | jarsenault@bostonproperties.com | JULIA | ARSENAULT | 6176037181 | jarsenault@bostonproperties.com | JULIA | ARSENAULT | 6176037181 | jarsenault@bostonproperties.com | 3 | EG#3 STACK (TENANT STANDBY GENERATOR #2) |  | ENGINE | CATERPILLAR | 3512C | 2011-01-01 | 2011 | 14.57 | 1 | DIESEL | DIESEL | 44 | DIESEL | 0.0015 | 0 | 0.1258 | E3GAL | 17.4862 | OK | N | 1 | 1 | 6 | 1 | 1 | 3
1193432 | BOSTON DESIGN CENTER |  | 1 DESIGN CENTER PL | STE 337 | BOSTON | MA | 022100000 | ONE DESIGN CENTER PLACE | STE 337, ATTN: DIRECTOR OF FACILITIES | BOSTON | MA | 022100000 | N | PRIVATE | NM25 | BOSTON DESIGN CENTER | 6174495507 | siacovino@bostondesign.com | JULIE | ROGOWSKI | 6174495508 | jrogowski@bostondesign.com | STEPHEN | IACOVINO | 6174495507 | siacovino@bostondesign.com | 1 | EMERGENCY GENERATOR |  | ENGINE | DETROIT DIESEL | 712237305 | 1985-06-01 | 2010 | 0.0086 | 1 | DIESEL FUEL | DIESEL | 44 | DIESEL | 0 |  | 0.108 | E3GAL | 15.012 | OK | N | 2 | 1 | 12 | 2 | 1 | 5
1193432 | BOSTON DESIGN CENTER |  | 1 DESIGN CENTER PL | STE 337 | BOSTON | MA | 022100000 | ONE DESIGN CENTER PLACE | STE 337, ATTN: DIRECTOR OF FACILITIES | BOSTON | MA | 022100000 | N | PRIVATE | NM25 | BOSTON DESIGN CENTER | 6174495507 | siacovino@bostondesign.com | JULIE | ROGOWSKI | 6174495508 | jrogowski@bostondesign.com | STEPHEN | IACOVINO | 6174495507 | siacovino@bostondesign.com | 2 | FIRE PUMP |  | ENGINE | CUMMINS | V-378-F1 | 1985-06-18 | 2010 | 0.0045 | 1 | DIESEL | DIESEL | 44 | DIESEL | 0.01 |  | 0.054 | E3GAL | 7.506 | OK | N | 1 | 1 | 12 | 1 | 1 | 5
1193450 | GT CRYSTAL SYSTEMS LLC |  | 27 CONGRESS ST |  | SALEM | MA | 019700000 | 27 CONGRESS ST |  | SALEM | MA | 019700000 | N | PRIVATE | NM25 | GT CRYSTAL SYSTEMS LLC | 9787450088 | karin.adams@gtsolar.com | DAVID | BAER | 9787450088 | David.Baer@gtsolar.com | KARIN | ADAMS | 9787450088X359 | karin.adams@gtsolar.com | 1 | 405 KW EMERGENCY GENERATOR - 27 CONGRESS STREET |  | ENGINE | CUMMINS ENGINE COMPANY | 433RSL-4021 | 1979-10-27 | 2009 | 4.3 | 1 | ULTRA-LOW SULFUR DIESEL FUEL | DIESEL | 44 | DIESEL | 0.001 |  | 0.05 | E3GAL | 6.95 | OK | N | 1 | 1 | 52 | 1 | 1 | 21
1193450 | GT CRYSTAL SYSTEMS LLC |  | 27 CONGRESS ST |  | SALEM | MA | 019700000 | 27 CONGRESS ST |  | SALEM | MA | 019700000 | N | PRIVATE | NM25 | GT CRYSTAL SYSTEMS LLC | 9787450088 | karin.adams@gtsolar.com | DAVID | BAER | 9787450088 | David.Baer@gtsolar.com | KARIN | ADAMS | 9787450088X359 | karin.adams@gtsolar.com | 2 | 1 MW EMERGENCY GENERATOR - 35 CONGRESS STREET |  | ENGINE | CUMMINS (ONAN) ENGINE COMPANY | 1000DFHD-2411B | 2002-02-25 | 2009 | 9.7 | 1 | ULTRA-LOW SULFUR DIESEL FUEL | DIESEL | 44 | DIESEL | 0.001 |  | 0.233 | E3GAL | 32.387 | OK | N | 1 | 1 | 52 | 1 | 1 | 21
1193490 | NATIONAL GRID USA SERVICE COMPANY INC |  | 40 SYLVAN RD |  | WALTHAM | MA | 024510000 | 40 SYLVAN RD |  | WALTHAM | MA | 024510000 | N | UTILITY | SM25 | NATIONAL GRID USA SERVICE COMPANY, INC. | 7819072296 | SCOTT.GARDNER@US.NGRID.COM | ROBERT | TEETZ | 5165452577 | ROBERT.TEETZ@US.NGRID.COM | WILLIAM | HOWARD | 4017847505 | WILLIAM.HOWARD@US.NGRID.COM | 1 | CATERPILLAR EMERGENCY GENERATOR (1000KW) |  | ENGINE | CATERPILLAR | C32 | 2008-11-01 | 2010 | 10.4 | 1 | ULTRA LOW SULFUR DIESEL | DIESEL | 44 | DIESEL | 0.0015 | 0 | 0.092 | E3GAL | 12.788 | OK | N | 1 | 1 | 12 | 1 | 1 | 5
1193490 | NATIONAL GRID USA SERVICE COMPANY INC |  | 40 SYLVAN RD |  | WALTHAM | MA | 024510000 | 40 SYLVAN RD |  | WALTHAM | MA | 024510000 | N | UTILITY | SM25 | NATIONAL GRID USA SERVICE COMPANY, INC. | 7819072296 | SCOTT.GARDNER@US.NGRID.COM | ROBERT | TEETZ | 5165452577 | ROBERT.TEETZ@US.NGRID.COM | WILLIAM | HOWARD | 4017847505 | WILLIAM.HOWARD@US.NGRID.COM | 1 | CATERPILLAR EMERGENCY GENERATOR (1000KW) |  | ENGINE | CATERPILLAR | C32 | 2008-11-01 | 2010 | 10.4 | 2 | ULTRA LOW SULFUR DIESEL | DIESEL | 44 | DIESEL | 0.0015 | 0 | 0.0743 | E3GAL | 10.3277 | OK | N | 1 | 1 | 12 | 1 | 1 | 5
1193505 | DIGITAL REALTY TRUST DATA CENTER 140 |  | 200 QUANNAPOWITT PKWY |  | WAKEFIELD | MA | 018801312 | 451 D ST | SUITE 912 | BOSTON | MA | 022100000 | N | PRIVATE | SM25 | DIGITAL GIP WAKEFIELD LLC | 7815417081 | cshaw@digitalrealtytrust.com | CHRISTINE | SHAW | 7815417081 | cshaw@digitalrealty.com | CHRISTINE | SHAW | 7815417081 | cshaw@digitalrealty.com | 1 | GEN 1B |  | ENGINE | CUMMINS | DOKAB - 5861673 | 2010-10-01 | 2011 | 19.6 | 1 | ULTRA LOW SULFUR DIESEL FUEL | DIESEL | 44 | DIESEL | 0.0015 | 0 | 0.75 | E3GAL | 104.25 | OK | N | 1 | 1 | 12 | 1 | 1 | 5
1193505 | DIGITAL REALTY TRUST DATA CENTER 140 |  | 200 QUANNAPOWITT PKWY |  | WAKEFIELD | MA | 018801312 | 451 D ST | SUITE 912 | BOSTON | MA | 022100000 | N | PRIVATE | SM25 | DIGITAL GIP WAKEFIELD LLC | 7815417081 | cshaw@digitalrealtytrust.com | CHRISTINE | SHAW | 7815417081 | cshaw@digitalrealty.com | CHRISTINE | SHAW | 7815417081 | cshaw@digitalrealty.com | 6 | GEN - HOUSE |  | ENGINE | CUMMINS | UNKNOWN | 1957-12-01 | 2011 | 1 | 1 | ULTRA LOW SULFUR DIOESEL FUEL | DIESEL | 44 | DIESEL | 0.0015 | 0 | 0.1 | E3GAL | 13.9 | OK | N | 1 | 1 | 12 | 1 | 1 | 5
1193505 | DIGITAL REALTY TRUST DATA CENTER 140 |  | 200 QUANNAPOWITT PKWY |  | WAKEFIELD | MA | 018801312 | 451 D ST | SUITE 912 | BOSTON | MA | 022100000 | N | PRIVATE | SM25 | DIGITAL GIP WAKEFIELD LLC | 7815417081 | cshaw@digitalrealtytrust.com | CHRISTINE | SHAW | 7815417081 | cshaw@digitalrealty.com | CHRISTINE | SHAW | 7815417081 | cshaw@digitalrealty.com | 7 | GEN 1A |  | ENGINE | CUMMINS | DOKAB-5861673 | 2010-10-01 | 2011 | 19.6 | 1 | ULTRA LOW SULFUR DIESEL FUEL | DIESEL | 44 | DIESEL | 0.0015 | 0 | 0.75 | E3GAL | 104.25 | OK | N | 1 | 1 | 12 | 1 | 1 | 5
1193508 | SEVEN CAMBRIDGE CENTER | BOSTON PROPERTIES INC | 7 CAMBRIDGE CTR |  | CAMBRIDGE | MA | 021420000 | 7 CAMBRIDGE CTR |  | CAMBRIDGE | MA | 021420000 | N | PRIVATE | SM50 | BOSTON PROPERTIES | 6177147207 | edoherty@bostonproperties.com | PETER | SEE | 6172362310 | psee@bostonproperties.com | MATHEW | ROOME | 6177147204 | MRoome@BostonProperties.com | 4 | EMERGENCY GENERATOR #1 CATERPILLAR 3412 750 KW |  | ENGINE | CATERPILLAR | 3412 | 2005-11-24 | 2011 | 8.33 | 1 | ULTRA LOW SULFUR DIESEL | DIESEL | 44 | DIESEL | 0.0015 | 0 | 0.518 | E3GAL | 72.002 | OK | N | 1 | 1 | 12 | 1 | 1 | 12
1193520 | 99 HIGH STREET |  | 99 HIGH ST |  | BOSTON | MA | 021100000 | 99 HIGH ST | 17TH FL, ATTN: DIRECTOR OF OPERATIONS | BOSTON | MA | 021100000 | N |  | NM25 | 99 HIGH STREET | 6174574689 | Michael.McGloin@am.jll.com | MICHAEL | MCGLOIN | 6174574689 | Michael.McGloin@am.jll.com | STEPHEN | SLOCOMB | 9784616214 | sslocomb@epsilonassociates.com | 3 | EMERGENCY GENERATOR |  | ENGINE | CATERPILLAR | CAT | 1990-01-01 | 2011 | 7 | 1 | ULSD | DIESEL | 44 | DIESEL | 0.0015 |  | 1.3 | E3GAL | 180.7 | OK | N | 1 | 1 | 52 | 1 | 1 | 22
1193537 | TJX COMPANIES INC THE |  | 770 COCHITUATE RD |  | FRAMINGHAM | MA | 017010000 | 770 COCHITUATE RD | HOME OFFICE MAINTENENCE DEPT. XIN | FRAMINGHAM | MA | 017010000 | N | PRIVATE | NM50 | TJX CORPORATE HEADQUARTERS | 5083902470 | Frank_Manzella@tjx.com | MICHAEL | BROGAN | 5083901000 | Mike_Brogan@tjx.com | FRANK | MANZELLA | 5083902470 | Frank_Manzella@tjx.com | 11 | TOWER T EMERGENCY GENERATOR |  | ENGINE | CATERPILLAR | SR4-B | 2000-05-08 | 2010 | 6.186 | 1 | DIESEL | DIESEL | 44 | DIESEL | 0.0015 | 0 | 1.624 | E3GAL | 225.736 | OK | N | 1 | 1 | 52 | 1 | 1 | 22
1193537 | TJX COMPANIES INC THE |  | 770 COCHITUATE RD |  | FRAMINGHAM | MA | 017010000 | 770 COCHITUATE RD | HOME OFFICE MAINTENENCE DEPT. XIN | FRAMINGHAM | MA | 017010000 | N | PRIVATE | NM50 | TJX CORPORATE HEADQUARTERS | 5083902470 | Frank_Manzella@tjx.com | MICHAEL | BROGAN | 5083901000 | Mike_Brogan@tjx.com | FRANK | MANZELLA | 5083902470 | Frank_Manzella@tjx.com | 27 | TOWER J EMERGENCY GENERATOR |  | ENGINE | CATERPILLAR | SR-4 | 1987-12-14 | 2010 | 1.88 | 1 | DIESEL | DIESEL | 44 | DIESEL | 0.0015 | 0 | 0.3174 | E3GAL | 44.1186 | OK | N | 1 | 1 | 52 | 1 | 1 | 22
1193537 | TJX COMPANIES INC THE |  | 770 COCHITUATE RD |  | FRAMINGHAM | MA | 017010000 | 770 COCHITUATE RD | HOME OFFICE MAINTENENCE DEPT. XIN | FRAMINGHAM | MA | 017010000 | N | PRIVATE | NM50 | TJX CORPORATE HEADQUARTERS | 5083902470 | Frank_Manzella@tjx.com | MICHAEL | BROGAN | 5083901000 | Mike_Brogan@tjx.com | FRANK | MANZELLA | 5083902470 | Frank_Manzella@tjx.com | 32 | TOWER X EMERGENCY GENERATOR |  | ENGINE | CATERPILLAR | SR4T | 1989-12-12 | 2010 | 1.88 | 1 | DIESEL | DIESEL | 44 | DIESEL | 0.0015 |  | 0.3174 | E3GAL | 44.1186 | OK | N | 1 | 1 | 52 | 1 | 1 | 22
1193537 | TJX COMPANIES INC THE |  | 770 COCHITUATE RD |  | FRAMINGHAM | MA | 017010000 | 770 COCHITUATE RD | HOME OFFICE MAINTENENCE DEPT. XIN | FRAMINGHAM | MA | 017010000 | N | PRIVATE | NM50 | TJX CORPORATE HEADQUARTERS | 5083902470 | Frank_Manzella@tjx.com | MICHAEL | BROGAN | 5083901000 | Mike_Brogan@tjx.com | FRANK | MANZELLA | 5083902470 | Frank_Manzella@tjx.com | 34 | DIESEL FIRE PUMP |  | ENGINE | CUMMINS | NT3801F | 1971-08-19 | 2010 | 1.995 | 1 | DIESEL | DIESEL | 44 | DIESEL | 0.0015 |  | 0.1005 | E3GAL | 13.9695 | OK | N | 1 | 1 | 12 | 1 | 1 | 5
1194006 | NSTAR GAS |  | 157 CORDAVILLE RD |  | SOUTHBOROUGH | MA | 017720000 | 1 NSTAR WAY, NE250 |  | WESTWOOD | MA | 020909230 | N | UTILITY | NM25 | NSTAR GAS COMPANY | 7814413806 | Thomas.Orourke@nstar.com | DONALD | ANASTASIA | 7814413410 | Donald.Anastasia@nstar.com | THOMAS | O'ROURKE | 7814413806 | thomas.orourke@nstar.com | 6 | EMERGENCY GENERATOR #1-CATERPILLAR 3412 600KWE |  | ENGINE | CATERPILLAR | 3412 | 1991-08-01 | 2010 | 6 | 1 | DIESEL | DIESEL | 44 | DIESEL | 0.0015 | 0 | 0.5 | E3GAL | 69.5 | OK | N | 1 | 1 | 52 | 1 | 1 | 20
1194015 | INTEL MASSACHUSETTS INC |  | 75 REED RD |  | HUDSON | MA | 017492895 | 75 REED RD |  | HUDSON | MA | 017492895 | N | PRIVATE | SM80-7 | INTEL CORP | 9785534000 | daniel.mchugh@intel.com | JEFF | FADDEN | 9785534977 | Jeffrey.D.Fadden@Intel.com | DANIEL | MCHUGH | 9785534000 | daniel.mchugh@intel.com | 6 | HD1 EMERGENCY GENERATOR - 750 KW |  | ENGINE | CATERPILLAR | 3508 | 1988-10-01 | 2011 | 7.854 | 1 | DIESEL | DIESEL | 44 | DIESEL | 0.0015 | 0 | 0.1898 | E3GAL | 26.3822 | OK | N | 1 | 1 | 24 | 1 | 1 | 12
1194015 | INTEL MASSACHUSETTS INC |  | 75 REED RD |  | HUDSON | MA | 017492895 | 75 REED RD |  | HUDSON | MA | 017492895 | N | PRIVATE | SM80-7 | INTEL CORP | 9785534000 | daniel.mchugh@intel.com | JEFF | FADDEN | 9785534977 | Jeffrey.D.Fadden@Intel.com | DANIEL | MCHUGH | 9785534000 | daniel.mchugh@intel.com | 13 | FAB 17 GENERATORS (4 GENERATORS) | 4 | ENGINE | CATERPILLAR | 3512 | 1993-09-01 | 2011 | 12.11 | 1 | #2 DIESEL OIL | DIESEL | 44 | DIESEL | 0.0015 | 0 | 1.3585 | E3GAL | 188.8315 | OK | N | 1 | 1 | 24 | 1 | 1 | 12
1194015 | INTEL MASSACHUSETTS INC |  | 75 REED RD |  | HUDSON | MA | 017492895 | 75 REED RD |  | HUDSON | MA | 017492895 | N | PRIVATE | SM80-7 | INTEL CORP | 9785534000 | daniel.mchugh@intel.com | JEFF | FADDEN | 9785534977 | Jeffrey.D.Fadden@Intel.com | DANIEL | MCHUGH | 9785534000 | daniel.mchugh@intel.com | 25 | HD2 GENERATORS | 2 | ENGINE | CATERPILLAR | 3508B | 2003-07-01 | 2011 | 9.4 | 1 | DIESEL | DIESEL | 44 | DIESEL | 0.0015 |  | 0.4672 | E3GAL | 64.9408 | OK | N | 1 | 1 | 24 | 1 | 1 | 12
1194015 | INTEL MASSACHUSETTS INC |  | 75 REED RD |  | HUDSON | MA | 017492895 | 75 REED RD |  | HUDSON | MA | 017492895 | N | PRIVATE | SM80-7 | INTEL CORP | 9785534000 | daniel.mchugh@intel.com | JEFF | FADDEN | 9785534977 | Jeffrey.D.Fadden@Intel.com | DANIEL | MCHUGH | 9785534000 | daniel.mchugh@intel.com | 34 | FAB 17 CPS GENERATOR |  | ENGINE | CATERPILLAR | 3512B | 1993-09-01 | 2011 | 58.1 | 1 | #2 DIESEL OIL - 0.05 S | DIESEL | 44 | DIESEL | 0.0015 |  | 0.5215 | E3GAL | 72.4885 | OK | N | 1 | 1 | 24 | 1 | 1 | 12
1194015 | INTEL MASSACHUSETTS INC |  | 75 REED RD |  | HUDSON | MA | 017492895 | 75 REED RD |  | HUDSON | MA | 017492895 | N | PRIVATE | SM80-7 | INTEL CORP | 9785534000 | daniel.mchugh@intel.com | JEFF | FADDEN | 9785534977 | Jeffrey.D.Fadden@Intel.com | DANIEL | MCHUGH | 9785534000 | daniel.mchugh@intel.com | 35 | HD1 - FIRE PUMP |  | ENGINE | CUMMINS | V-504-F2 | 1993-09-01 | 2011 | 12.81 | 1 | DIESEL | DIESEL | 44 | DIESEL | 0.0015 |  | 0.0911 | E3GAL | 12.6629 | OK | N | 1 | 1 | 24 | 1 | 1 | 12
1194017 | EMC CORPORATION |  | 171 SOUTH ST |  | HOPKINTON | MA | 017480000 | 228C SOUTH STREET |  | HOPKINTON | MA | 017489103 | N | PRIVATE | SM50 | EMC CORPORATION | 5082492057 | Deanna.Trudeau@emc.com | DANIEL | FITZGERALD | 5084351000 | Dan.Fitzgerald@emc.com | DEANNA | TRUDEAU | 5082492057 | Deanna.Trudeau@emc.com | 1 | EU1, EMGEN #1 -CATERPILLAR 3516B -#2 OIL ULSD |  | ENGINE | CATERPILLAR | 3516B | 2001-09-01 | 2011 | 20.36 | 1 | ULTRA LOW SULFUR DIESEL - 15 PPM SULFUR | DIESEL | 44 | DIESEL | 0.0015 | 0 | 2.4718 | E3GAL | 343.5802 | OK | N | 2 | 1 | 26 | 2 | 1 | 10
1194017 | EMC CORPORATION |  | 171 SOUTH ST |  | HOPKINTON | MA | 017480000 | 228C SOUTH STREET |  | HOPKINTON | MA | 017489103 | N | PRIVATE | SM50 | EMC CORPORATION | 5082492057 | Deanna.Trudeau@emc.com | DANIEL | FITZGERALD | 5084351000 | Dan.Fitzgerald@emc.com | DEANNA | TRUDEAU | 5082492057 | Deanna.Trudeau@emc.com | 3 | EU3, EMGEN 3 -KOHLER 500 ROZD-515KWE- # 2 OIL ULSD |  | ENGINE | KOHLER | 500 ROZD | 1995-05-01 | 2011 | 7.42 | 1 | ULTRA LOW SULFUR DIESEL - 15 PPM | DIESEL | 44 | DIESEL | 0.0015 | 0 | 0.9222 | E3GAL | 128.1858 | OK | N | 1 | 1 | 26 | 1 | 1 | 10
1194017 | EMC CORPORATION |  | 171 SOUTH ST |  | HOPKINTON | MA | 017480000 | 228C SOUTH STREET |  | HOPKINTON | MA | 017489103 | N | PRIVATE | SM50 | EMC CORPORATION | 5082492057 | Deanna.Trudeau@emc.com | DANIEL | FITZGERALD | 5084351000 | Dan.Fitzgerald@emc.com | DEANNA | TRUDEAU | 5082492057 | Deanna.Trudeau@emc.com | 4 | EU4, EMGEN #4 -KOHLER 600 ROZD-600 KWE-#2 OIL ULSD |  | ENGINE | KOHLER | 600 ROZD | 1996-01-01 | 2011 | 8.68 | 1 | ULTRA LOW SULFUR DIESEL - 15 PPM SULFUR | DIESEL | 44 | DIESEL | 0.0015 | 0 | 2.7404 | E3GAL | 380.9156 | OK | N | 1 | 1 | 26 | 1 | 1 | 10
1194017 | EMC CORPORATION |  | 171 SOUTH ST |  | HOPKINTON | MA | 017480000 | 228C SOUTH STREET |  | HOPKINTON | MA | 017489103 | N | PRIVATE | SM50 | EMC CORPORATION | 5082492057 | Deanna.Trudeau@emc.com | DANIEL | FITZGERALD | 5084351000 | Dan.Fitzgerald@emc.com | DEANNA | TRUDEAU | 5082492057 | Deanna.Trudeau@emc.com | 13 | EU-13 - EMGEN #5 -KOHLER300ROZD- #2 OIL ULSD |  | ENGINE | KOHLER | 300ROZD | 2005-04-30 | 2011 | 4.34 | 1 | ULTRA LOW SULFUR DIESEL - 15 PPM SULFUR | DIESEL | 44 | DIESEL | 0.0015 |  | 0.7533 | E3GAL | 104.7087 | OK | N | 1 | 1 | 26 | 1 | 1 | 10
1194017 | EMC CORPORATION |  | 171 SOUTH ST |  | HOPKINTON | MA | 017480000 | 228C SOUTH STREET |  | HOPKINTON | MA | 017489103 | N | PRIVATE | SM50 | EMC CORPORATION | 5082492057 | Deanna.Trudeau@emc.com | DANIEL | FITZGERALD | 5084351000 | Dan.Fitzgerald@emc.com | DEANNA | TRUDEAU | 5082492057 | Deanna.Trudeau@emc.com | 16 | EMGEN #5 - CAT 3516C - #2 FUEL OIL ULSD |  | ENGINE | CATERPILLAR | 3516C TA | 2009-05-01 | 2011 | 24.045 | 1 | ULTRA LOW SULFUR DIESEL - 15 PPM SULFUR | DIESEL | 44 | DIESEL | 0.0015 | 0 | 3.1714 | E3GAL | 440.8246 | OK | N | 1 | 1 | 26 | 1 | 1 | 10
1195127 | TRESCA BROTHERS SAND & GRAVEL |  | 66 MAIN ST |  | MILLIS | MA | 020540000 | 66 MAIN ST |  | MILLIS | MA | 020540000 | N | PRIVATE | SM50 | TRESCA BROTHERS SAND AND GRAVEL | 5083762957 | jtresca629@aol.com | JOHN | TRESCA | 5083762957 | jtresca629@aol.com | FRANCIS | ROSSI | 5083762957 | fdr1418@aol.com | 6 | EMER GEN #1-CAT 3412 500 KWE #2 DIESEL 15 PPM S |  | ENGINE | CATERPILLAR | CAT 3412 | 1988-01-01 | 2009 | 500 | 1 | EMER GEN #1- CATAPILLER 3412 550 KW DIESEL 0.05S | DIESEL | 44 | DIESEL | 0.0015 | 0 | 0.24 | E3GAL | 33.36 | OK | N | 1 | 1 | 12 | 1 | 1 | 22
1195127 | TRESCA BROTHERS SAND & GRAVEL |  | 66 MAIN ST |  | MILLIS | MA | 020540000 | 66 MAIN ST |  | MILLIS | MA | 020540000 | N | PRIVATE | SM50 | TRESCA BROTHERS SAND AND GRAVEL | 5083762957 | jtresca629@aol.com | JOHN | TRESCA | 5083762957 | jtresca629@aol.com | FRANCIS | ROSSI | 5083762957 | fdr1418@aol.com | 18 | OFFICE EMERGENCY GENERATOR - OLYMPIAN D20P4S |  | ENGINE | OLYMPIAN | D20P4S | 2007-11-01 | 2009 | 0.265 | 1 | DIESEL | DIESEL | 44 | DIESEL | 0.0015 | 0 | 0.028 | E3GAL | 3.892 | OK | N | 1 | 1 | 12 | 1 | 1 | 5
1197301 | ANALOG DEVICES INCORPORATED |  | 1 TECHNOLOGY WAY |  | NORWOOD | MA | 020620000 | PO BOX 9106 |  | NORWOOD | MA | 020629106 | N | PRIVATE | NM25 | ANALOG DEVICES INC | 7813294700 | MICHAEL.FERDENZI@ANALOG.COM | JOSE | LUGO | 7814613476 | JOSE.LUGO@ANALOG.COM | JOSE | LUGO | 7814613476 | JOSE.LUGO@ANALOG.COM | 17 | GENERATOR #2-CATERPILLAR #3406 DIESEL G2 |  | ENGINE | CATERPILLAR | 3406 | 2003-01-01 | 2010 | 0.2766 | 1 | GENERATOR #1-CATERPILLAR #3406 DIESEL G1 | DIESEL | 44 | DIESEL | 0.0015 | 0 | 0.364 | E3GAL | 50.596 | OK | N | 1 | 1 | 52 | 1 | 1 | 22
1197301 | ANALOG DEVICES INCORPORATED |  | 1 TECHNOLOGY WAY |  | NORWOOD | MA | 020620000 | PO BOX 9106 |  | NORWOOD | MA | 020629106 | N | PRIVATE | NM25 | ANALOG DEVICES INC | 7813294700 | MICHAEL.FERDENZI@ANALOG.COM | JOSE | LUGO | 7814613476 | JOSE.LUGO@ANALOG.COM | JOSE | LUGO | 7814613476 | JOSE.LUGO@ANALOG.COM | 18 | GENERATOR #3-CATERPILLAR #3412 DIESEL |  | ENGINE | CATERPILLAR | 3412 | 2003-01-02 | 2010 | 6.45 | 1 | GENERATOR #3-CATERPILLAR #3412 DIESEL G2 | DIESEL | 44 | DIESEL | 0.0015 | 0 | 0.837 | E3GAL | 116.343 | OK | N | 1 | 1 | 52 | 1 | 1 | 22
1197654 | WHEELABRATOR SAUGUS INC | FKA WHEELABRATOR SAUGUS JV | 100 SALEM TPKE |  | SAUGUS | MA | 019060000 | 100 SALEM TPKE |  | SAUGUS | MA | 019060000 | N | PRIVATE | OP19 | WHEELABRATOR SAUGUS INC | 7812337600 | jgosine@wm.com | JAIRAJ | GOSINE | 7812337600 | jgosine@wm.com | RICHARD | FALK | 6039293153 | rfalk@wm.com | 4 | DIESEL FIRE PUMP |  | ENGINE | CATERPILLAR | 3306 DI | 1990-01-01 | 2011 | 1.75 | 1 | DIESEL | DIESEL | 44 | DIESEL | 0.0015 | 0 | 0.056 | E3GAL | 7.784 | OK | N | 1 | 1 | 7 | 1 | 1 | 4
1197654 | WHEELABRATOR SAUGUS INC | FKA WHEELABRATOR SAUGUS JV | 100 SALEM TPKE |  | SAUGUS | MA | 019060000 | 100 SALEM TPKE |  | SAUGUS | MA | 019060000 | N | PRIVATE | OP19 | WHEELABRATOR SAUGUS INC | 7812337600 | jgosine@wm.com | JAIRAJ | GOSINE | 7812337600 | jgosine@wm.com | RICHARD | FALK | 6039293153 | rfalk@wm.com | 5 | DIESEL EMERGENCY GENERATOR |  | ENGINE | CUMMINS | 4 BT-3.9 | 1990-01-01 | 2011 | 0.77 | 1 | DIESEL | DIESEL | 44 | DIESEL | 0.0015 | 0 | 0.047 | E3GAL | 6.533 | OK | N | 1 | 1 | 9 | 1 | 1 | 4
1198062 | WALTHAM SCHOOL DEPT |  | 617 LEXINGTON ST |  | WALTHAM | MA | 021540000 | 617 LEXINGTON ST |  | WALTHAM | MA | 024520000 | Y | LOCAL GOVERNMENT | NM25 | CITY OF WALTHAM PUBLIC SCHOOLS | 7813145607 |  | JOHN (SKIP) | BANDINI | 7813145607 | skip@k12.waltham.ma.us | JOHN(SKIP) | BANDINI | 7813145607 | skip@k12.waltham.ma.us | 5 | GENERATOR |  | ENGINE | CUMMINS | 500F0042RB | 1968-09-01 | 2008 | 1 | 1 | DIESEL | DIESEL | 44 | DIESEL | 0.3 | 0 | 0.175 | E3GAL | 24.325 | OK | N | 1 | 1 | 52 | 1 | 1 | 22
1200001 | SEMASS PARTNERSHIP |  | 141 CRANBERRY HWY | RTE 28 | ROCHESTER | MA | 027700000 | 141 CRANBERRY HIGHWAY |  | WEST WAREHAM | MA | 025761504 | N | PRIVATE | OP35 | SEMASS PARTNERSHIP | 5082914400 | mdavis@covantaenergy.com | MARK | DAVIS | 5082914400 | MDavis@COVANTAENERGY.com | WILLIAM | CAMPBELL | 5082914400 | wcampbell@covantaenergy.com | 25 | GENERATOR #1-CUMMINS #6BTAS.9GC #2 OIL |  | ENGINE | CUMMINS | 6BTAS.9GC | 1988-01-01 | 2011 | 2.8 | 1 | GENERATOR #1-CUMMINS #6BTAS #2 OIL | DIESEL | 44 | DIESEL | 0.3 | 0 | 1.258 | E3GAL | 174.862 | OK | N | 1 | 1 | 52 | 1 | 1 | 22
1200001 | SEMASS PARTNERSHIP |  | 141 CRANBERRY HWY | RTE 28 | ROCHESTER | MA | 027700000 | 141 CRANBERRY HIGHWAY |  | WEST WAREHAM | MA | 025761504 | N | PRIVATE | OP35 | SEMASS PARTNERSHIP | 5082914400 | mdavis@covantaenergy.com | MARK | DAVIS | 5082914400 | MDavis@COVANTAENERGY.com | WILLIAM | CAMPBELL | 5082914400 | wcampbell@covantaenergy.com | 26 | FIRE PUMP #1-CUMMINS NT855F4 #2 OIL |  | ENGINE | CUMMINS | NT855F4 | 1988-01-01 | 2011 | 3 | 1 | FIRE PUMP #1-CUMMINS NT855F4 #2 OIL | DIESEL | 44 | DIESEL | 0.3 | 0 | 0.861 | E3GAL | 119.679 | OK | N | 1 | 1 | 52 | 1 | 2 | 22
1200001 | SEMASS PARTNERSHIP |  | 141 CRANBERRY HWY | RTE 28 | ROCHESTER | MA | 027700000 | 141 CRANBERRY HIGHWAY |  | WEST WAREHAM | MA | 025761504 | N | PRIVATE | OP35 | SEMASS PARTNERSHIP | 5082914400 | mdavis@covantaenergy.com | MARK | DAVIS | 5082914400 | MDavis@COVANTAENERGY.com | WILLIAM | CAMPBELL | 5082914400 | wcampbell@covantaenergy.com | 30 | WASH PUMP |  | ENGINE | CUMMINS | UNKNOWN | 1988-01-01 | 2011 | 2.8 | 1 | WASH PUMP-CUMMINS #2 OIL | DIESEL | 44 | DIESEL | 0.3 | 1 | 1.306 | E3GAL | 181.534 | OK | N | 1 | 1 | 52 | 1 | 1 | 22
1200002 | EMS CUP LLC |  | 34 FOREST ST |  | ATTLEBORO | MA | 027030000 | 39 PERRY AVENUE |  | ATTLEBORO | MA | 027030000 | N | PRIVATE | OP3 | EMS CUP, LLC | 5083422115 | mkaravolis@emsclad.com | PAUL | DUFFY | 5083422269 | pduffy@emsclad.com | MICHAEL | KARAVOLIS | 5083422115 | mkaravolis@emsclad.com | 8 | EU19 - EMERGENCY GENERATOR B-6 |  | ENGINE | CATEPILLAR | 3412 | 1983-01-12 | 2011 | 5.14 | 1 | DIESEL | DIESEL | 44 | DIESEL | 0.0015 |  | 0.888 | E3GAL | 123.432 | OK | N | 1 | 1 | 52 | 1 | 1 | 22
1200002 | EMS CUP LLC |  | 34 FOREST ST |  | ATTLEBORO | MA | 027030000 | 39 PERRY AVENUE |  | ATTLEBORO | MA | 027030000 | N | PRIVATE | OP3 | EMS CUP, LLC | 5083422115 | mkaravolis@emsclad.com | PAUL | DUFFY | 5083422269 | pduffy@emsclad.com | MICHAEL | KARAVOLIS | 5083422115 | mkaravolis@emsclad.com | 9 | SMALL COMBUSTION UNITS - DIESEL | 4 | ENGINE | CATERPILLAR | VARIOUS | 1977-01-01 | 2006 | 6.4 | 1 | DIESEL | DIESEL | 44 | DIESEL | 0.3 |  | 0.323 | E3GAL | 44.897 | OK | N | 1 | 1 | 12 | 1 | 1 | 5
1200003 | ATTLEBORO WATER POLLUTION CONTROL FAC |  | POND ST |  | ATTLEBORO | MA | 027030000 | 77 PARK STREET |  | ATTLEBORO | MA | 027030000 | Y | LOCAL GOVERNMENT | NM99 | ATTLEBORO WATER POL | 7742031820 | waterpollutionoperations@cityofattleboro.us | PAUL | KENNEDY | 7742031820 | waterpollutionoperations@cityofattleboro.us | PAUL | KENNEDY | 7742031820 | waterpollutionoperations@cityofattleboro.us | 32 | KOHLER GENERATOR |  | ENGINE | MITSUBISHI | D1000 37.1A60 | 2005-01-01 | 2010 | 10.336 | 1 | DIESEL 0.05S | DIESEL | 44 | DIESEL | 0.05 | 0 | 0.825 | E3GAL | 114.675 | OK | N | 2 | 1 | 52 | 1 | 1 | 22
1200014 | AT&T FAIRHAVEN |  | 200 MILL RD |  | FAIRHAVEN | MA | 027190000 | 2600 COMINO RAMON | ROOM 3E450Z | SAN RAMON | CA | 945830000 | N | PRIVATE | SM79-R | MILL BRIDGE HOLDINGS LLC | 0000000000 | bw2989@att.com | BARBARA | WALDEN | 9259610291 | bw2989@att.com | BARBARA | WALDEN | 9259610291 | bw2989@att.com | 6 | GENERATOR #9 -GENERAL MOTORS 7125-7320 2.8 MMBTU |  | ENGINE | GENERAL MOTORS | 7125-7320 | 1974-08-01 | 2011 | 3 | 1 | GENERATOR 4 GENERAL MOTORS 7125 2 OIL-0.3S | DIESEL | 44 | DIESEL | 0.0015 | 0 | 0.32 | E3GAL | 44.48 | OK | N | 1 | 1 | 32 | 1 | 2 | 12
1200015 | ACUSHNET CO |  | 333 BRIDGE ST |  | FAIRHAVEN | MA | 027190000 | PO BOX 965 |  | FAIRHAVEN | MA | 027190965 | N | PRIVATE | NM25 | COMPANY HEADQUARTERS FACILITY, ACUSHNET C | 5089792000 | ebizhelp@acushnetgolf.com | CHARLES | SANDS | 5089793565 | Charles_Sands@acushnetgolf.com | ERIC | LASTOWKA | 5089108827 | eric_lastowka@acushnetgolf.com | 5 | GENERATOR #1-CATERPILLAR 3412 5.1 MMBTU/HR |  | ENGINE | CATERPILLAR | 3412 | 1993-01-28 | 2009 | 5 | 1 | GENERATOR #1-CATERPILLAR 3412 | DIESEL | 44 | DIESEL | 0.12 | 0 | 0.1124 | E3GAL | 15.6236 | OK | N | 1 | 1 | 52 | 1 | 1 | 22
1200015 | ACUSHNET CO |  | 333 BRIDGE ST |  | FAIRHAVEN | MA | 027190000 | PO BOX 965 |  | FAIRHAVEN | MA | 027190965 | N | PRIVATE | NM25 | COMPANY HEADQUARTERS FACILITY, ACUSHNET C | 5089792000 | ebizhelp@acushnetgolf.com | CHARLES | SANDS | 5089793565 | Charles_Sands@acushnetgolf.com | ERIC | LASTOWKA | 5089108827 | eric_lastowka@acushnetgolf.com | 7 | FIRE PUMP #1-CUMMINS 6 BTA 5.9-F1 1.4 MMBTU/HR |  | ENGINE | CUMMINS | 6 BTA | 1994-01-01 | 2009 | 1.42 | 1 | FIRE PUMP #1-CUMMINS 6 BTA 5.9-F1 | DIESEL | 44 | DIESEL | 0.12 | 0 | 0.0323 | E3GAL | 4.4897 | OK | N | 1 | 1 | 26 | 1 | 1 | 13
1200025 | DARTMOUTH POWER ASSOCATES |  | 1 ENERGY RD |  | DARTMOUTH | MA | 027470000 | 1 ENERGY ROAD |  | DARTMOUTH | MA | 027470000 | N | UTILITY | OP7.5 | DARTMOUTH POWER ASSOCIATES | 5089950269X2222 | PFrey@morrisenergy.com | PETER | FREY | 5089950269 | pfrey@morrisenergy.com | PETER | FREY | 5089950269 | pfrey@morrisenergy.com | 2 | STARTER DIESEL ENGINE |  | ENGINE | DETROIT DIESEL | 12V71IT | 1992-01-05 | 2011 | 4.7 | 1 | STARTER DIESEL ENGINE | DIESEL | 44 | DIESEL | 0.0015 | 0 | 1.7846 | E3GAL | 248.0594 | OK | N | 1 | 5 | 35 | 1 | 5 | 22
1200025 | DARTMOUTH POWER ASSOCATES |  | 1 ENERGY RD |  | DARTMOUTH | MA | 027470000 | 1 ENERGY ROAD |  | DARTMOUTH | MA | 027470000 | N | UTILITY | OP7.5 | DARTMOUTH POWER ASSOCIATES | 5089950269X2222 | PFrey@morrisenergy.com | PETER | FREY | 5089950269 | pfrey@morrisenergy.com | PETER | FREY | 5089950269 | pfrey@morrisenergy.com | 3 | DIESEL FIRE PUMP |  | ENGINE | CUMMINS | 6BTA5.9-F | 1992-05-01 | 2011 | 1.288 | 1 | DIESEL FIRE PUMP | DIESEL | 44 | DIESEL | 0.3 | 0 | 0.24 | E3GAL | 33.36 | OK | N | 1 | 1 | 26 | 1 | 1 | 11
1200045 | WHEATON COLLEGE |  | 25 EAST MAIN ST |  | NORTON | MA | 027660000 | 25 EAST MAIN STREET |  | NORTON | MA | 027660000 | N | PRIVATE | SM80-R | WHEATON COLLEGE | 5082868200 | dnadeau@wheatoncollege.edu | JOHN | SULLIVAN | 5082863484 | jsulliva@Wheatoncollege.edu | DAVID | NADEAU | 5082863885 | dnadeau@wheatoncollege.edu | 11 | GENERATOR #11 - SCIENCE CENTER - SUPERIOR XPKXL03 |  | ENGINE | SUPERIOR | XPKXL03 9AK1 | 2000-06-01 | 2011 | 0.56 | 1 | #2OIL - 0.3 PERCENT S | DIESEL | 44 | DIESEL | 0.3 | 0.038 | 0.3168 | E3GAL | 44.0352 | OK | N | 1 | 1 | 52 | 1 | 1 | 22
1200045 | WHEATON COLLEGE |  | 25 EAST MAIN ST |  | NORTON | MA | 027660000 | 25 EAST MAIN STREET |  | NORTON | MA | 027660000 | N | PRIVATE | SM80-R | WHEATON COLLEGE | 5082868200 | dnadeau@wheatoncollege.edu | JOHN | SULLIVAN | 5082863484 | jsulliva@Wheatoncollege.edu | DAVID | NADEAU | 5082863885 | dnadeau@wheatoncollege.edu | 14 | GENERATOR #14 - HAAS - KOHLER 30ROZ571 |  | ENGINE | KOHLER | 30ROZ571 | 1991-01-01 | 2011 | 0.434 | 1 | #2 OIL - 0.3 PERCENT S | DIESEL | 44 | DIESEL | 0.3 | 0.038 | 0.3363 | E3GAL | 46.7457 | OK | N | 1 | 7 | 52 | 1 | 7 | 22
1200054 | GENON CANAL LLC |  | 9 FREEZER RD |  | SANDWICH | MA | 025630000 | TRAINING CENTER | 9 FREEZER RD | SANDWICH | MA | 025630000 | N | UTILITY | OP14 | GENON CANAL, LLC | 7173383511 | leo.rajter@genon.com | LEO C. | RAJTER | 7173383511 | leo.rajter@genon.com | VINCENT | DEVITA | 8457868070 | vincent.devita@genon.com | 5 | GENERATOR #1-CUMMINS 350KW #2 OIL-0.05S |  | ENGINE | CUMMINS | UNKNOWN | 1968-07-01 | 2011 | 4.1 | 1 | GENERATOR #1-CUMMINS 350KW-74 GAL #2 OIL-0.05S | DIESEL | 44 | DIESEL | 0.05 | 0 | 0.017 | E3GAL | 2.363 | OK | N | 1 | 1 | 45 | 1 | 1 | 22
1200054 | GENON CANAL LLC |  | 9 FREEZER RD |  | SANDWICH | MA | 025630000 | TRAINING CENTER | 9 FREEZER RD | SANDWICH | MA | 025630000 | N | UTILITY | OP14 | GENON CANAL, LLC | 7173383511 | leo.rajter@genon.com | LEO C. | RAJTER | 7173383511 | leo.rajter@genon.com | VINCENT | DEVITA | 8457868070 | vincent.devita@genon.com | 6 | GENERATOR #2-CUMMINS 350KW #2 OIL-0.05S |  | ENGINE | CUMMINS | UNKNOWN | 1976-02-01 | 2011 | 4.1 | 1 | GENERATOR #2-CUMMINS 350KW-69 GAL #2 OIL-0.05S | DIESEL | 44 | DIESEL | 0.05 | 0 | 0.0223 | E3GAL | 3.0997 | OK | N | 1 | 1 | 52 | 1 | 1 | 22
1200055 | 102ND INTELLIGENCE WING |  | 158 REILLY ST |  | OTIS AFB | MA | 025421330 | 156 REILLY STREET BOX 46 | 102ND ENVIRONMENTAL MANAGEMENT OFFICE | OTIS ANG BASE | MA | 025421330 | N | FEDERAL | SM80-7 | 102ND INTELLIGENCE WING MASSACHUSETTS AIR NATIONAL GUARD | 5089684328 | ANTHONY.SCHIAVI@ANG.AF.MIL | EMILY | WARE | 5089684328 | ROSE.WARE@ANG.AF.MIL | EMILY | WARE | 5089684328 | ROSE.WARE@ANG.AF.MIL | 2 | GENERATOR 1-KOHLER 180ROZJ81 180KW BLDG 104 |  | ENGINE | KOHLER | 180ROZJ81 | 1991-04-01 | 2009 | 2 | 1 | GENERATOR 1 KOHLER 180ROZJ81 180KW 2 OIL-0.05 S | DIESEL | 44 | DIESEL | 0.05 | 0 | 1 | E3GAL | 139 | OK | N | 1 | 1 | 4 | 1 | 1 | 1
1200055 | 102ND INTELLIGENCE WING |  | 158 REILLY ST |  | OTIS AFB | MA | 025421330 | 156 REILLY STREET BOX 46 | 102ND ENVIRONMENTAL MANAGEMENT OFFICE | OTIS ANG BASE | MA | 025421330 | N | FEDERAL | SM80-7 | 102ND INTELLIGENCE WING MASSACHUSETTS AIR NATIONAL GUARD | 5089684328 | ANTHONY.SCHIAVI@ANG.AF.MIL | EMILY | WARE | 5089684328 | ROSE.WARE@ANG.AF.MIL | EMILY | WARE | 5089684328 | ROSE.WARE@ANG.AF.MIL | 32 | GENERATOR #12-KOHLER 35RO81 35KW BLDG 201 |  | ENGINE | KOHLER | 35RO81 | 1993-02-11 | 2009 | 1 | 1 | GENERATOR #12-KOHLER 35KW #2 OIL-0.05 S B201 | DIESEL | 44 | DIESEL | 0.05 | 0 | 1 | E3GAL | 139 | OK | N | 1 | 1 | 4 | 1 | 1 | 1
1200055 | 102ND INTELLIGENCE WING |  | 158 REILLY ST |  | OTIS AFB | MA | 025421330 | 156 REILLY STREET BOX 46 | 102ND ENVIRONMENTAL MANAGEMENT OFFICE | OTIS ANG BASE | MA | 025421330 | N | FEDERAL | SM80-7 | 102ND INTELLIGENCE WING MASSACHUSETTS AIR NATIONAL GUARD | 5089684328 | ANTHONY.SCHIAVI@ANG.AF.MIL | EMILY | WARE | 5089684328 | ROSE.WARE@ANG.AF.MIL | EMILY | WARE | 5089684328 | ROSE.WARE@ANG.AF.MIL | 34 | GENERATOR #13-CUMMINS MED-009B 200KW BLDG 430 |  | ENGINE | CUMMINS | MED-009B | 1998-01-01 | 2009 | 1 | 1 | GENERATOR #13-CUMMINS 200KW #2 OIL-0.05 S B432 | DIESEL | 44 | DIESEL | 0.05 | 0 | 1 | E3GAL | 139 | OK | N | 1 | 2 | 50 | 1 | 2 | 18
1200055 | 102ND INTELLIGENCE WING |  | 158 REILLY ST |  | OTIS AFB | MA | 025421330 | 156 REILLY STREET BOX 46 | 102ND ENVIRONMENTAL MANAGEMENT OFFICE | OTIS ANG BASE | MA | 025421330 | N | FEDERAL | SM80-7 | 102ND INTELLIGENCE WING MASSACHUSETTS AIR NATIONAL GUARD | 5089684328 | ANTHONY.SCHIAVI@ANG.AF.MIL | EMILY | WARE | 5089684328 | ROSE.WARE@ANG.AF.MIL | EMILY | WARE | 5089684328 | ROSE.WARE@ANG.AF.MIL | 57 | GENERATOR #27-KOHLER 10ROP-81 10KW BLDG 9003/166A |  | ENGINE | KOHLER | 10ROP-81 | 1967-12-01 | 2009 | 1 | 1 | GENERATOR #27-ONAN 17.5KW #2 OIL-0.05 S B166A | DIESEL | 44 | DIESEL | 0.05 | 0 | 1 | E3GAL | 139 | OK | N | 1 | 1 | 4 | 1 | 1 | 1
1200055 | 102ND INTELLIGENCE WING |  | 158 REILLY ST |  | OTIS AFB | MA | 025421330 | 156 REILLY STREET BOX 46 | 102ND ENVIRONMENTAL MANAGEMENT OFFICE | OTIS ANG BASE | MA | 025421330 | N | FEDERAL | SM80-7 | 102ND INTELLIGENCE WING MASSACHUSETTS AIR NATIONAL GUARD | 5089684328 | ANTHONY.SCHIAVI@ANG.AF.MIL | EMILY | WARE | 5089684328 | ROSE.WARE@ANG.AF.MIL | EMILY | WARE | 5089684328 | ROSE.WARE@ANG.AF.MIL | 93 | CUMMINGS GENERATOR 1 AT BLDG 158 |  | ENGINE | CUMMINGS | DFEJ-5938249 | 2008-06-15 | 2009 | 0.01 | 1 | CUMMINGS GENERATOR 2 FUEL OIL | DIESEL | 44 | DIESEL | 0.05 | 0 | 0.3 | E3GAL | 41.7 | OK | N | 1 | 1 | 25 | 1 | 1 | 6
1200055 | 102ND INTELLIGENCE WING |  | 158 REILLY ST |  | OTIS AFB | MA | 025421330 | 156 REILLY STREET BOX 46 | 102ND ENVIRONMENTAL MANAGEMENT OFFICE | OTIS ANG BASE | MA | 025421330 | N | FEDERAL | SM80-7 | 102ND INTELLIGENCE WING MASSACHUSETTS AIR NATIONAL GUARD | 5089684328 | ANTHONY.SCHIAVI@ANG.AF.MIL | EMILY | WARE | 5089684328 | ROSE.WARE@ANG.AF.MIL | EMILY | WARE | 5089684328 | ROSE.WARE@ANG.AF.MIL | 93 | CUMMINGS GENERATOR 1 AT BLDG 158 |  | ENGINE | CUMMINGS | DFEJ-5938249 | 2008-06-15 | 2009 | 0.01 | 2 | DIESEL | DIESEL | 44 | DIESEL | 0.05 | 0 | 0.3 | E3GAL | 41.7 | OK | N | 1 | 1 | 25 | 1 | 1 | 6
1200055 | 102ND INTELLIGENCE WING |  | 158 REILLY ST |  | OTIS AFB | MA | 025421330 | 156 REILLY STREET BOX 46 | 102ND ENVIRONMENTAL MANAGEMENT OFFICE | OTIS ANG BASE | MA | 025421330 | N | FEDERAL | SM80-7 | 102ND INTELLIGENCE WING MASSACHUSETTS AIR NATIONAL GUARD | 5089684328 | ANTHONY.SCHIAVI@ANG.AF.MIL | EMILY | WARE | 5089684328 | ROSE.WARE@ANG.AF.MIL | EMILY | WARE | 5089684328 | ROSE.WARE@ANG.AF.MIL | 94 | CATERPILLAR GENERATOR AT BLDG 3132 |  | ENGINE | CATERPILLAR | LC6 | 2008-06-15 | 2009 | 0.01 | 1 | DIESEL | DIESEL | 44 | DIESEL | 0.05 | 0 | 0.36 | E3GAL | 50.04 | OK | N | 1 | 1 | 26 | 1 | 1 | 6
1200056 | US AIR FORCE CAPE COD |  | 1 FLATROCK HILL RD |  | BOURNE | MA | 025610428 | PO BOX 0428 |  | SAGAMORE | MA | 025610428 | N | FEDERAL | SM80-R | CAPE COD AIR FORCE STATION | 5089683227 | shawn.smith@capecod.af.mil | SHAWN A. | SMITH, LT COL, USAF | 5089683277 | shawn.smith@capecod.af.mil | STEPHANIE | SYLER | 5089683321 | stephanie.syler.ctr@capecod.af.mil | 1 | EU-1 DIESEL GENERATOR FDS16A5 #2 DF OIL-ULSDF |  | ENGINE | GE | 7FDS16A5 | 1987-06-01 | 2011 | 14.42 | 1 | #2 ULSDF | DIESEL | 44 | DIESEL | 0.0015 | 0 | 19.9305 | E3GAL | 2770.3395 | OK | N | 3 | 2 | 32 | 2 | 2 | 17
1200056 | US AIR FORCE CAPE COD |  | 1 FLATROCK HILL RD |  | BOURNE | MA | 025610428 | PO BOX 0428 |  | SAGAMORE | MA | 025610428 | N | FEDERAL | SM80-R | CAPE COD AIR FORCE STATION | 5089683227 | shawn.smith@capecod.af.mil | SHAWN A. | SMITH, LT COL, USAF | 5089683277 | shawn.smith@capecod.af.mil | STEPHANIE | SYLER | 5089683321 | stephanie.syler.ctr@capecod.af.mil | 2 | EU-2 DIESEL GENERATOR 7FDS16A5 #2 DF OIL-0.3PER.S |  | ENGINE | GE | 7FDS16A5 | 1987-07-01 | 2011 | 14.42 | 1 | ULSDF | DIESEL | 44 | DIESEL | 0.0015 | 0 | 25.6367 | E3GAL | 3563.5013 | OK | N | 3 | 2 | 42 | 3 | 3 | 14
1200056 | US AIR FORCE CAPE COD |  | 1 FLATROCK HILL RD |  | BOURNE | MA | 025610428 | PO BOX 0428 |  | SAGAMORE | MA | 025610428 | N | FEDERAL | SM80-R | CAPE COD AIR FORCE STATION | 5089683227 | shawn.smith@capecod.af.mil | SHAWN A. | SMITH, LT COL, USAF | 5089683277 | shawn.smith@capecod.af.mil | STEPHANIE | SYLER | 5089683321 | stephanie.syler.ctr@capecod.af.mil | 3 | EU-3 DIESEL GENERATOR #7FDS16A5 #2 DF OIL-0.3PER S |  | ENGINE | GE | 7FDS16A5 | 1987-11-18 | 2011 | 14.42 | 1 | ULSDF | DIESEL | 44 | DIESEL | 0.0015 | 0 | 19.6009 | E3GAL | 2724.5251 | OK | N | 3 | 2 | 32 | 2 | 2 | 18
1200056 | US AIR FORCE CAPE COD |  | 1 FLATROCK HILL RD |  | BOURNE | MA | 025610428 | PO BOX 0428 |  | SAGAMORE | MA | 025610428 | N | FEDERAL | SM80-R | CAPE COD AIR FORCE STATION | 5089683227 | shawn.smith@capecod.af.mil | SHAWN A. | SMITH, LT COL, USAF | 5089683277 | shawn.smith@capecod.af.mil | STEPHANIE | SYLER | 5089683321 | stephanie.syler.ctr@capecod.af.mil | 4 | EU 4-GE DIESEL ENGINE #7FDS16A6 #2 OIL-0.3PER.S |  | ENGINE | GE | 7FDS16A6 | 1990-04-01 | 2011 | 14.42 | 1 | EU 4- ULSDF | DIESEL | 44 | DIESEL | 0.0015 | 0 | 29.6002 | E3GAL | 4114.4278 | OK | N | 3 | 3 | 48 | 4 | 2 | 18
1200056 | US AIR FORCE CAPE COD |  | 1 FLATROCK HILL RD |  | BOURNE | MA | 025610428 | PO BOX 0428 |  | SAGAMORE | MA | 025610428 | N | FEDERAL | SM80-R | CAPE COD AIR FORCE STATION | 5089683227 | shawn.smith@capecod.af.mil | SHAWN A. | SMITH, LT COL, USAF | 5089683277 | shawn.smith@capecod.af.mil | STEPHANIE | SYLER | 5089683321 | stephanie.syler.ctr@capecod.af.mil | 5 | EU-5 DIESEL GENERATOR FDS16A6 #2 DF OIL 0.3PER.S |  | ENGINE | GE | 7FDS16A6 | 1991-01-10 | 2011 | 14.42 | 1 | EU #5 - ULSDF | DIESEL | 44 | DIESEL | 0.0015 | 0 | 25.1526 | E3GAL | 3496.2114 | OK | N | 2 | 3 | 41 | 3 | 2 | 18
1200056 | US AIR FORCE CAPE COD |  | 1 FLATROCK HILL RD |  | BOURNE | MA | 025610428 | PO BOX 0428 |  | SAGAMORE | MA | 025610428 | N | FEDERAL | SM80-R | CAPE COD AIR FORCE STATION | 5089683227 | shawn.smith@capecod.af.mil | SHAWN A. | SMITH, LT COL, USAF | 5089683277 | shawn.smith@capecod.af.mil | STEPHANIE | SYLER | 5089683321 | stephanie.syler.ctr@capecod.af.mil | 10 | 5 SMALL ENGINES -2 COMP ENGINES, 3 EMER GEN | 5 | ENGINE | 2 CATS, 1 DETROIT, 1 JOHN DEERE, 1 LOMB | COMBINED | 1979-05-01 | 2011 | 4.6101 | 1 | ULSDF | DIESEL | 44 | DIESEL | 0.0015 | 0 | 1.1846 | E3GAL | 164.6594 | OK | N | 2 | 2 | 38 | 2 | 2 | 22
1200056 | US AIR FORCE CAPE COD |  | 1 FLATROCK HILL RD |  | BOURNE | MA | 025610428 | PO BOX 0428 |  | SAGAMORE | MA | 025610428 | N | FEDERAL | SM80-R | CAPE COD AIR FORCE STATION | 5089683227 | shawn.smith@capecod.af.mil | SHAWN A. | SMITH, LT COL, USAF | 5089683277 | shawn.smith@capecod.af.mil | STEPHANIE | SYLER | 5089683321 | stephanie.syler.ctr@capecod.af.mil | 21 | KOHLER/JOHN DEERE ENGINE |  | ENGINE | JOHN DEERE | 4045HF285H | 2008-03-01 | 2011 | 0.5617 | 1 | ULSDF | DIESEL | 44 | DIESEL | 0.0015 |  | 0.1021 | E3GAL | 14.1919 | OK | N | 1 | 1 | 25 | 1 | 1 | 12
1200061 | DOMINION ENERGY-BRAYTON POINT LLC |  | 1 BRAYTON POINT RD |  | SOMERSET | MA | 027260000 | P.O. BOX 440 |  | SOMERSET | MA | 027260440 | N | UTILITY | OP271 | DOMINION ENERGY BRAYTON POINT LLC | 8042732929 | peter.m.balkus@dom.com | PETER | BALKUS | 508.646.5230 | peter.m.balkus@dom.com | SHEILA | MEDEIROS | 5086465260 | sheila.a.medeiros@dom.com | 5 | DIESEL GENERATOR NO 1 |  | ENGINE | GENERAL MOTORS | 20-645-E4 | 1967-01-01 | 2011 | 28 | 1 | NO 2 FUEL OIL | DIESEL | 44 | DIESEL | 0.001 | 0 | 7.922 | E3GAL | 1101.158 | OK | N | 8 | 3 | 25 | 8 | 3 | 10
1200061 | DOMINION ENERGY-BRAYTON POINT LLC |  | 1 BRAYTON POINT RD |  | SOMERSET | MA | 027260000 | P.O. BOX 440 |  | SOMERSET | MA | 027260440 | N | UTILITY | OP271 | DOMINION ENERGY BRAYTON POINT LLC | 8042732929 | peter.m.balkus@dom.com | PETER | BALKUS | 508.646.5230 | peter.m.balkus@dom.com | SHEILA | MEDEIROS | 5086465260 | sheila.a.medeiros@dom.com | 6 | DIESEL GENERATOR NO 2 |  | ENGINE | GENERAL MOTORS | 20-645-E4 | 1967-01-01 | 2011 | 28 | 1 | NO 2 FUEL OIL | DIESEL | 44 | DIESEL | 0.001 | 0 | 6.602 | E3GAL | 917.678 | OK | N | 8 | 3 | 17 | 8 | 3 | 11
1200061 | DOMINION ENERGY-BRAYTON POINT LLC |  | 1 BRAYTON POINT RD |  | SOMERSET | MA | 027260000 | P.O. BOX 440 |  | SOMERSET | MA | 027260440 | N | UTILITY | OP271 | DOMINION ENERGY BRAYTON POINT LLC | 8042732929 | peter.m.balkus@dom.com | PETER | BALKUS | 508.646.5230 | peter.m.balkus@dom.com | SHEILA | MEDEIROS | 5086465260 | sheila.a.medeiros@dom.com | 7 | DIESEL GENERATOR NO 3 |  | ENGINE | GENERAL MOTORS | 20-645-E4 | 1967-01-01 | 2011 | 28 | 1 | NO 2 FUEL OIL | DIESEL | 44 | DIESEL | 0.001 | 0 | 8.067 | E3GAL | 1121.313 | OK | N | 8 | 3 | 23 | 8 | 3 | 10
1200061 | DOMINION ENERGY-BRAYTON POINT LLC |  | 1 BRAYTON POINT RD |  | SOMERSET | MA | 027260000 | P.O. BOX 440 |  | SOMERSET | MA | 027260440 | N | UTILITY | OP271 | DOMINION ENERGY BRAYTON POINT LLC | 8042732929 | peter.m.balkus@dom.com | PETER | BALKUS | 508.646.5230 | peter.m.balkus@dom.com | SHEILA | MEDEIROS | 5086465260 | sheila.a.medeiros@dom.com | 8 | DIESEL GENERATOR NO 4 |  | ENGINE | GENERAL MOTORS | 20-645-E4 | 1967-01-01 | 2011 | 28 | 1 | NO 2 FUEL OIL | DIESEL | 44 | DIESEL | 0.001 | 0 | 7.923 | E3GAL | 1101.297 | OK | N | 8 | 4 | 23 | 8 | 3 | 10
1200061 | DOMINION ENERGY-BRAYTON POINT LLC |  | 1 BRAYTON POINT RD |  | SOMERSET | MA | 027260000 | P.O. BOX 440 |  | SOMERSET | MA | 027260440 | N | UTILITY | OP271 | DOMINION ENERGY BRAYTON POINT LLC | 8042732929 | peter.m.balkus@dom.com | PETER | BALKUS | 508.646.5230 | peter.m.balkus@dom.com | SHEILA | MEDEIROS | 5086465260 | sheila.a.medeiros@dom.com | 52 | LEAD EMERGENCY FIRE PUMP DIESEL ENGINE |  | ENGINE | CUMMINS | CFP11E-F10 | 2009-12-01 | 2011 | 2.46 | 1 | ULTRA LOW SULFUR DIESEL | DIESEL | 44 | DIESEL | 0.0015 | 0 | 0.2617 | E3GAL | 36.3763 | OK | N | 9 | 1 | 1 | 0 | 0 | 0
1200061 | DOMINION ENERGY-BRAYTON POINT LLC |  | 1 BRAYTON POINT RD |  | SOMERSET | MA | 027260000 | P.O. BOX 440 |  | SOMERSET | MA | 027260440 | N | UTILITY | OP271 | DOMINION ENERGY BRAYTON POINT LLC | 8042732929 | peter.m.balkus@dom.com | PETER | BALKUS | 508.646.5230 | peter.m.balkus@dom.com | SHEILA | MEDEIROS | 5086465260 | sheila.a.medeiros@dom.com | 53 | BACKUP EMERGENCY FIRE PUMP DIESEL ENGINE |  | ENGINE | CUMMINS | 6BTA5.9F1 | 1994-01-01 | 2011 | 1.43 | 1 | DIESEL | DIESEL | 44 | DIESEL | 0.17 | 0 | 0.0406 | E3GAL | 5.6434 | OK | N | 1 | 1 | 52 | 1 | 1 | 22
1200067 | TAUNTON MUNICIPAL LIGHT PLANT | CLEARY FLOOD STATION | 1314 SOMERSET AVE |  | TAUNTON | MA | 027800000 | PO BOX 870 | 55 WEIR ST | TAUNTON | MA | 027800870 | Y | UTILITY | OP5.5 | TAUNTON MUNICIPAL LIGHTING PLANT | 5088245844 | richardvelez@tmlp.com | RICHARD | VELEZ | 5088243120 | richardvelez@tmlp.com | RICHARD | VELEZ | 5088243120 | richardvelez@tmlp.com | 6 | ENGINE 1- DETROIT 7123-7000 |  | ENGINE | DETROIT DIESEL | 7123-7000 | 1975-01-01 | 2011 | 4.3 | 1 | ENGINE 1 - DETROIT 7123-7000 | DIESEL | 44 | DIESEL | 0 | 0 | 0.0204 | E3GAL | 2.8356 | OK | N | 1 | 4 | 19 | 1 | 4 | 9
1200075 | ISP FREETOWN FINE CHEMICALS |  | 238 SOUTH MAIN ST |  | FREETOWN | MA | 027170000 | 238 S MAIN STREET |  | ASSONET | MA | 027020000 | N | PRIVATE | SM80-7 | ISP FREETOWN FINE CHEMICALS INC | 5082357132 | wgonzalez@ispcorp.com | WANDA | GONZALEZ | 5082357101 | wgonzalez@ispcorp.com | ERIC | MORIN | 5082357131 | emorin@ispcorp.com | 3 | GENERATOR #1-CUMMINS PTD0200CM 250KWE BLDG #F9 |  | ENGINE | CUMMINGS | PTD0200CM | 1978-01-01 | 2010 | 5 | 1 | GENERATOR #1-CUMMINS PTD0200CM #2 OIL-0.3PERCENTS | DIESEL | 44 | DIESEL | 0.05 | 0 | 0.259 | E3GAL | 36.001 | OK | N | 1 | 1 | 52 | 1 | 1 | 22
1200075 | ISP FREETOWN FINE CHEMICALS |  | 238 SOUTH MAIN ST |  | FREETOWN | MA | 027170000 | 238 S MAIN STREET |  | ASSONET | MA | 027020000 | N | PRIVATE | SM80-7 | ISP FREETOWN FINE CHEMICALS INC | 5082357132 | wgonzalez@ispcorp.com | WANDA | GONZALEZ | 5082357101 | wgonzalez@ispcorp.com | ERIC | MORIN | 5082357131 | emorin@ispcorp.com | 5 | GENERATOR #3-KOHLER 125ROZ271 150 KWE BLDG F13 |  | ENGINE | KOHLER/CUMMINGS | 125ROZ271 | 1992-01-01 | 2010 | 5 | 1 | GENERATOR #3-KOHLER 125ROZ271 #2 OIL-0.3PERCENTS | DIESEL | 44 | DIESEL | 0.05 | 0 | 0.084 | E3GAL | 11.676 | OK | N | 1 | 1 | 52 | 1 | 1 | 22
1200075 | ISP FREETOWN FINE CHEMICALS |  | 238 SOUTH MAIN ST |  | FREETOWN | MA | 027170000 | 238 S MAIN STREET |  | ASSONET | MA | 027020000 | N | PRIVATE | SM80-7 | ISP FREETOWN FINE CHEMICALS INC | 5082357132 | wgonzalez@ispcorp.com | WANDA | GONZALEZ | 5082357101 | wgonzalez@ispcorp.com | ERIC | MORIN | 5082357131 | emorin@ispcorp.com | 6 | GENERATOR #4-KOHLER/DETROIT 250 RO2D 423 HP F-14 |  | ENGINE | DETROIT DIESEL | 250R02D | 1994-01-01 | 2010 | 1 | 1 | GENERATOR #4-KOHLER 250 R02DR #2 OIL-0.3PERCENTS | DIESEL | 44 | DIESEL | 0.05 | 0 | 0.118 | E3GAL | 16.402 | OK | N | 1 | 1 | 52 | 1 | 1 | 22
1200075 | ISP FREETOWN FINE CHEMICALS |  | 238 SOUTH MAIN ST |  | FREETOWN | MA | 027170000 | 238 S MAIN STREET |  | ASSONET | MA | 027020000 | N | PRIVATE | SM80-7 | ISP FREETOWN FINE CHEMICALS INC | 5082357132 | wgonzalez@ispcorp.com | WANDA | GONZALEZ | 5082357101 | wgonzalez@ispcorp.com | ERIC | MORIN | 5082357131 | emorin@ispcorp.com | 8 | FIRE PUMP #6-FAIRBANKS MORSE K2H 212HP BLDG F203 |  | ENGINE | FAIRBANKS-MORSE | SERIAL# K2H2009236 | 1964-01-01 | 2010 | 5 | 1 | FIRE PUMP #6-FAIRBANKS MORSE #2 OIL-0.3PERCENTS | DIESEL | 44 | DIESEL | 0.05 | 0 | 0.092 | E3GAL | 12.788 | OK | N | 1 | 1 | 52 | 1 | 1 | 22
1200075 | ISP FREETOWN FINE CHEMICALS |  | 238 SOUTH MAIN ST |  | FREETOWN | MA | 027170000 | 238 S MAIN STREET |  | ASSONET | MA | 027020000 | N | PRIVATE | SM80-7 | ISP FREETOWN FINE CHEMICALS INC | 5082357132 | wgonzalez@ispcorp.com | WANDA | GONZALEZ | 5082357101 | wgonzalez@ispcorp.com | ERIC | MORIN | 5082357131 | emorin@ispcorp.com | 22 | BLDG. #F-2 GENERATOR KOHLER 300REOZDB - #2 OIL |  | ENGINE | KOHLER | 300REOZDB | 2006-02-01 | 2010 | 12.152 | 1 | IC ENGINE - RECIP - #2 DIESEL | DIESEL | 44 | DIESEL | 0.05 | 0 | 0.186 | E3GAL | 25.854 | OK | N | 1 | 1 | 52 | 1 | 1 | 22
1200086 | STURDY MEMORIAL HOSP |  | 211 PARK ST |  | ATTLEBORO | MA | 027030963 | 211 PARK ST |  | ATTLEBORO | MA | 027030963 | N | PRIVATE | SM25 | STURDY MEMORIAL HOSPITAL | 5082225200 | dboyer@sturdymemorial.org | DANN | BOYER | 5082225200 | dboyer@sturdymemorial.org | DANN | BOYER | 5082225200 | dboyer@sturdymemorial.org | 6 | GENERATOR #2-ONAN 300 DFCB |  | ENGINE | CUMMINS | NTA-855-G2 | 1996-03-12 | 2011 | 3.15 | 1 | DIESEL OIL | DIESEL | 44 | DIESEL | 0.3 | 0 | 0.305 | E3GAL | 42.395 | OK | N | 1 | 1 | 52 | 1 | 1 | 19
1200086 | STURDY MEMORIAL HOSP |  | 211 PARK ST |  | ATTLEBORO | MA | 027030963 | 211 PARK ST |  | ATTLEBORO | MA | 027030963 | N | PRIVATE | SM25 | STURDY MEMORIAL HOSPITAL | 5082225200 | dboyer@sturdymemorial.org | DANN | BOYER | 5082225200 | dboyer@sturdymemorial.org | DANN | BOYER | 5082225200 | dboyer@sturdymemorial.org | 7 | GENERATOR #4-KOHLER MOD 175ROZ81 |  | ENGINE | KOHLER | 175R0Z81 | 1979-01-01 | 2011 | 1.988 | 1 | DIESEL OIL | DIESEL | 44 | DIESEL | 0.3 | 0 | 0.156 | E3GAL | 21.684 | OK | N | 1 | 1 | 32 | 1 | 1 | 15
1200086 | STURDY MEMORIAL HOSP |  | 211 PARK ST |  | ATTLEBORO | MA | 027030963 | 211 PARK ST |  | ATTLEBORO | MA | 027030963 | N | PRIVATE | SM25 | STURDY MEMORIAL HOSPITAL | 5082225200 | dboyer@sturdymemorial.org | DANN | BOYER | 5082225200 | dboyer@sturdymemorial.org | DANN | BOYER | 5082225200 | dboyer@sturdymemorial.org | 8 | GENERATOR #3-CONSOLIDATED #450D6TT1 |  | ENGINE | CUMMINS | 450D6TT1 | 1988-03-31 | 2011 | 4.5 | 1 | DIESEL OIL | DIESEL | 44 | DIESEL | 0.3 | 0 | 0.427 | E3GAL | 59.353 | OK | N | 1 | 1 | 39 | 1 | 1 | 17
1200086 | STURDY MEMORIAL HOSP |  | 211 PARK ST |  | ATTLEBORO | MA | 027030963 | 211 PARK ST |  | ATTLEBORO | MA | 027030963 | N | PRIVATE | SM25 | STURDY MEMORIAL HOSPITAL | 5082225200 | dboyer@sturdymemorial.org | DANN | BOYER | 5082225200 | dboyer@sturdymemorial.org | DANN | BOYER | 5082225200 | dboyer@sturdymemorial.org | 18 | GENERATOR #5 CATERPILLAR (LEFT) |  | ENGINE | CATERPILLAR | 3412 | 2005-08-17 | 2011 | 6 | 1 | DIESEL OIL | DIESEL | 44 | DIESEL | 0.3 | 0 | 0.569 | E3GAL | 79.091 | OK | N | 1 | 1 | 37 | 1 | 1 | 14
1200086 | STURDY MEMORIAL HOSP |  | 211 PARK ST |  | ATTLEBORO | MA | 027030963 | 211 PARK ST |  | ATTLEBORO | MA | 027030963 | N | PRIVATE | SM25 | STURDY MEMORIAL HOSPITAL | 5082225200 | dboyer@sturdymemorial.org | DANN | BOYER | 5082225200 | dboyer@sturdymemorial.org | DANN | BOYER | 5082225200 | dboyer@sturdymemorial.org | 19 | GENERATOR #6 CATERPILLAR (RIGHT) |  | ENGINE | CATERPILLAR | 3412 | 2005-08-17 | 2011 | 6 | 1 | DIESEL OIL | DIESEL | 44 | DIESEL | 0.3 | 0 | 0.642 | E3GAL | 89.238 | OK | N | 1 | 1 | 42 | 1 | 1 | 19
1200086 | STURDY MEMORIAL HOSP |  | 211 PARK ST |  | ATTLEBORO | MA | 027030963 | 211 PARK ST |  | ATTLEBORO | MA | 027030963 | N | PRIVATE | SM25 | STURDY MEMORIAL HOSPITAL | 5082225200 | dboyer@sturdymemorial.org | DANN | BOYER | 5082225200 | dboyer@sturdymemorial.org | DANN | BOYER | 5082225200 | dboyer@sturdymemorial.org | 22 | DIESEL FIRE PUMP #1 |  | ENGINE | JOHN DEERE COMPANY | JU4HUF50 | 2006-03-28 | 2011 | 0.63 | 1 | DISTILLATE OIL | DIESEL | 44 | DIESEL | 0.3 | 0 | 0.039 | E3GAL | 5.421 | OK | N | 1 | 1 | 26 | 1 | 1 | 11
1200090 | MASS MARITIME ACADEMY |  | 101 ACADEMY DR |  | BOURNE | MA | 025320000 | 101 ACADEMY DRIVE |  | BUZZARDS BAY | MA | 025320000 | Y | STATE | SM79-R | MASS MARITIME ACADEMY | 5088305000 | pokeefe@maritime.edu | PAUL | O KEEFE | 5088305063 | pokeefe@maritime.edu | PAUL | O KEEFE | 5088305000 | POKEEFE@MARITIME.EDU | 5 | EMER GEN 1- CATERPILLAR 3406 |  | ENGINE | CATERPILLAR | 3406 | 2004-04-01 | 2011 | 3.726 | 1 | EMER GEN 1- CATERPILLAR 3406 | DIESEL | 44 | DIESEL | 0.05 | 0 | 0.875 | E3GAL | 121.625 | OK | N | 1 | 1 | 52 | 1 | 1 | 22
1200090 | MASS MARITIME ACADEMY |  | 101 ACADEMY DR |  | BOURNE | MA | 025320000 | 101 ACADEMY DRIVE |  | BUZZARDS BAY | MA | 025320000 | Y | STATE | SM79-R | MASS MARITIME ACADEMY | 5088305000 | pokeefe@maritime.edu | PAUL | O KEEFE | 5088305063 | pokeefe@maritime.edu | PAUL | O KEEFE | 5088305000 | POKEEFE@MARITIME.EDU | 8 | GENERATOR 4-ALLIS CHAMERS 670T 0.938 MMBTU/HR |  | ENGINE | ALLIS CHALMERS | 670T | 1971-10-31 | 2011 | 1.38 | 1 | EMER GEN #4-ALLIS CHAMERS 670T | DIESEL | 44 | DIESEL | 0.05 | 0 | 0.189 | E3GAL | 26.271 | OK | N | 1 | 1 | 52 | 1 | 1 | 22
1200090 | MASS MARITIME ACADEMY |  | 101 ACADEMY DR |  | BOURNE | MA | 025320000 | 101 ACADEMY DRIVE |  | BUZZARDS BAY | MA | 025320000 | Y | STATE | SM79-R | MASS MARITIME ACADEMY | 5088305000 | pokeefe@maritime.edu | PAUL | O KEEFE | 5088305063 | pokeefe@maritime.edu | PAUL | O KEEFE | 5088305000 | POKEEFE@MARITIME.EDU | 9 | EMER GEN 5- PERKINS 1306-E87T - MMBTU/HR |  | ENGINE | PERKINS | 1306-E87T | 2003-08-01 | 2011 | 1.587 | 1 | EMER GEN 5- PERKINS 1306-E87T 2 OIL | DIESEL | 44 | DIESEL | 0.05 | 0 | 0.301 | E3GAL | 41.839 | OK | N | 1 | 1 | 52 | 1 | 1 | 22
1200090 | MASS MARITIME ACADEMY |  | 101 ACADEMY DR |  | BOURNE | MA | 025320000 | 101 ACADEMY DRIVE |  | BUZZARDS BAY | MA | 025320000 | Y | STATE | SM79-R | MASS MARITIME ACADEMY | 5088305000 | pokeefe@maritime.edu | PAUL | O KEEFE | 5088305063 | pokeefe@maritime.edu | PAUL | O KEEFE | 5088305000 | POKEEFE@MARITIME.EDU | 33 | DORMITORY EGENERATOR |  | ENGINE | CATERPILLAR | C15 350 KW | 2006-12-01 | 2011 | 4.0158 | 1 | DIESEL FUEL | DIESEL | 44 | DIESEL | 0.05 |  | 0.97 | E3GAL | 134.83 | OK | N | 1 | 1 | 52 | 1 | 1 | 22
1200090 | MASS MARITIME ACADEMY |  | 101 ACADEMY DR |  | BOURNE | MA | 025320000 | 101 ACADEMY DRIVE |  | BUZZARDS BAY | MA | 025320000 | Y | STATE | SM79-R | MASS MARITIME ACADEMY | 5088305000 | pokeefe@maritime.edu | PAUL | O KEEFE | 5088305063 | pokeefe@maritime.edu | PAUL | O KEEFE | 5088305000 | POKEEFE@MARITIME.EDU | 34 | GYM EGENERATOR |  | ENGINE | CATERPILLAR | D150P1 | 2006-05-01 | 2011 | 1.6282 | 1 | DIESEL FUEL | DIESEL | 44 | DIESEL | 0.05 |  | 0.412 | E3GAL | 57.268 | OK | N | 1 | 1 | 52 | 1 | 1 | 22
1200091 | UMASS DARTMOUTH |  | 285 OLD WESTPORT RD |  | DARTMOUTH | MA | 027140000 | 285 OLD WESTPORT RD |  | DARTMOUTH | MA | 027470000 | Y | STATE | OP6 | UMASS DARTMOUTH | 5089998053 | sfilardi@umassd.edu | SALVATORE G. | FILARDI | 5089998053 | sfilardi@umassd.edu | SALVATORE | FILARDI | 5089998053 | sfilardi@umassd.edu | 7 | EMER GEN (17)-CUMMINS 1945 KW TOTAL #2 OIL | 17 | ENGINE | VARIES | VARIES | 1999-01-01 | 2011 | 18.3 | 1 | GENERATORS #1(17)-CUMMINS #2 OIL | DIESEL | 44 | DIESEL | 0.0015 | 0 | 3.8893 | E3GAL | 540.6127 | OK | N | 1 | 1 | 52 | 1 | 1 | 22
1200104 | GOLD MEDAL BAKERY |  | 21 PENN ST |  | FALL RIVER | MA | 027240000 | 21 PENN ST |  | FALL RIVER | MA | 027240000 | N | PRIVATE | SM80-7 | GOLD MEDAL BAKERY INC | 8006427568 | dparent@goldmedalbakery.com | DEBRA | PARENT | 8006427568 | dparent@goldmedalbakery.com | DEBRA | PARENT | 8006427568X310 | dparent@goldmedalbakery.com | 17 | EMERGENCY GENERATOR #1 |  | ENGINE | CATERPILLAR | 3516B DITA | 2004-12-01 | 2010 | 20.2 | 1 | DIESEL | DIESEL | 44 | DIESEL | 0 | 0 | 3.27 | E3GAL | 454.53 | OK | N | 1 | 1 | 12 | 1 | 1 | 5
1200104 | GOLD MEDAL BAKERY |  | 21 PENN ST |  | FALL RIVER | MA | 027240000 | 21 PENN ST |  | FALL RIVER | MA | 027240000 | N | PRIVATE | SM80-7 | GOLD MEDAL BAKERY INC | 8006427568 | dparent@goldmedalbakery.com | DEBRA | PARENT | 8006427568 | dparent@goldmedalbakery.com | DEBRA | PARENT | 8006427568X310 | dparent@goldmedalbakery.com | 18 | EMERGENCY GENERATOR #2 |  | ENGINE | CATERPILLAR | 3512B DITA | 2004-12-01 | 2010 | 15.3 | 1 | DIESEL | DIESEL | 44 | DIESEL | 0 | 0 | 2.585 | E3GAL | 359.315 | OK | N | 1 | 1 | 12 | 1 | 1 | 5
1200117 | ST ANNES HOSPITAL |  | 795 MIDDLE ST |  | FALL RIVER | MA | 027210000 | 795 MIDDLE ST |  | FALL RIVER | MA | 027210000 | N | PRIVATE | SM80-R | STEWARD HEALTHCARE | 6174194719 | BARRY.DULONG@STEWARD.ORG | BARRY | DULONG | 5086745741 | BARRY.DULONG@STEWARD.ORG | BARRY | DULONG | 5082355004 | BARRY.DULONG@STEWARD.ORG | 6 | GENERATOR #2-SUPERIOR #865R161 #2 OIL |  | ENGINE | SUPERIOR | 865R161 | 1986-01-01 | 2011 | 3.8 | 1 | GENERATOR #2-SUPERIOR #865R161 #2 OIL | DIESEL | 44 | DIESEL | 0.0015 | 0 | 0.079 | E3GAL | 10.981 | OK | N | 1 | 1 | 30 | 1 | 1 | 11
1200117 | ST ANNES HOSPITAL |  | 795 MIDDLE ST |  | FALL RIVER | MA | 027210000 | 795 MIDDLE ST |  | FALL RIVER | MA | 027210000 | N | PRIVATE | SM80-R | STEWARD HEALTHCARE | 6174194719 | BARRY.DULONG@STEWARD.ORG | BARRY | DULONG | 5086745741 | BARRY.DULONG@STEWARD.ORG | BARRY | DULONG | 5082355004 | BARRY.DULONG@STEWARD.ORG | 7 | GENERATOR #3-SUPERIOR #365R161 365KW #2 OIL |  | ENGINE | SUPERIOR | 365R161 | 1981-01-01 | 2011 | 2.9 | 1 | GENERATOR #1-SUPERIOR #365R161 #2 OIL | DIESEL | 44 | DIESEL | 0.0015 | 0 | 0.217 | E3GAL | 30.163 | OK | N | 1 | 1 | 26 | 1 | 1 | 11
1200117 | ST ANNES HOSPITAL |  | 795 MIDDLE ST |  | FALL RIVER | MA | 027210000 | 795 MIDDLE ST |  | FALL RIVER | MA | 027210000 | N | PRIVATE | SM80-R | STEWARD HEALTHCARE | 6174194719 | BARRY.DULONG@STEWARD.ORG | BARRY | DULONG | 5086745741 | BARRY.DULONG@STEWARD.ORG | BARRY | DULONG | 5082355004 | BARRY.DULONG@STEWARD.ORG | 15 | GENERATOR # 1 CATERPILLAR C15 350 KW |  | ENGINE | CATERPILLAR | C15 | 2010-12-30 | 2011 | 4.865 | 1 | GENERATOR #4 CATERPILLAR C15 350 KW #2 | DIESEL | 44 | DIESEL | 0.0015 | 0 | 0.139 | E3GAL | 19.321 | OK | N | 1 | 1 | 12 | 0 | 0 | 0
1200123 | CHARLTON MEMORIAL HOSPITAL |  | 363 HIGHLAND AVE |  | FALL RIVER | MA | 027200000 | 363 HIGHLAND AVENUE |  | FALL RIVER | MA | 027200000 | N | PRIVATE | SM80-R | CHARLTON MEMORIAL HOSPITAL | 5089615140 | leblanccg@southcoast.org | CHRISTOPHER | LEBLANC | 5089615140 | leblanccg@southcoast.org | CHRISTOPHER | LEBLANC | 5089615140 | leblanccg@southcoast.org | 5 | GENERATOR #1 - DETROIT DIESEL #12V71T |  | ENGINE | DETROIT | 12V71T | 1983-01-03 | 2011 | 4.62 | 1 | #2 OIL | DIESEL | 44 | DIESEL | 0.015 | 0 | 0.6096 | E3GAL | 84.7344 | OK | N | 1 | 1 | 52 | 1 | 1 | 22
1200123 | CHARLTON MEMORIAL HOSPITAL |  | 363 HIGHLAND AVE |  | FALL RIVER | MA | 027200000 | 363 HIGHLAND AVENUE |  | FALL RIVER | MA | 027200000 | N | PRIVATE | SM80-R | CHARLTON MEMORIAL HOSPITAL | 5089615140 | leblanccg@southcoast.org | CHRISTOPHER | LEBLANC | 5089615140 | leblanccg@southcoast.org | CHRISTOPHER | LEBLANC | 5089615140 | leblanccg@southcoast.org | 6 | GENERATOR #2 - DETROIT DIESEL #12V71T |  | ENGINE | DETROIT | 12V71T | 1983-01-01 | 2011 | 4.62 | 1 | #2 OIL | DIESEL | 44 | DIESEL | 0.015 | 0 | 0.6986 | E3GAL | 97.1054 | OK | N | 1 | 1 | 52 | 1 | 1 | 22
1200123 | CHARLTON MEMORIAL HOSPITAL |  | 363 HIGHLAND AVE |  | FALL RIVER | MA | 027200000 | 363 HIGHLAND AVENUE |  | FALL RIVER | MA | 027200000 | N | PRIVATE | SM80-R | CHARLTON MEMORIAL HOSPITAL | 5089615140 | leblanccg@southcoast.org | CHRISTOPHER | LEBLANC | 5089615140 | leblanccg@southcoast.org | CHRISTOPHER | LEBLANC | 5089615140 | leblanccg@southcoast.org | 7 | GENERATOR #4 - CUMMINS NTA855-G3 |  | ENGINE | CUMMINS | NTA855-G3 | 1997-02-01 | 2011 | 3.5 | 1 | #2 OIL | DIESEL | 44 | DIESEL | 0.015 | 0 | 0.6096 | E3GAL | 84.7344 | OK | N | 1 | 1 | 52 | 1 | 1 | 22
1200123 | CHARLTON MEMORIAL HOSPITAL |  | 363 HIGHLAND AVE |  | FALL RIVER | MA | 027200000 | 363 HIGHLAND AVENUE |  | FALL RIVER | MA | 027200000 | N | PRIVATE | SM80-R | CHARLTON MEMORIAL HOSPITAL | 5089615140 | leblanccg@southcoast.org | CHRISTOPHER | LEBLANC | 5089615140 | leblanccg@southcoast.org | CHRISTOPHER | LEBLANC | 5089615140 | leblanccg@southcoast.org | 8 | GENERATOR #5 - CUMMINS #NTA855-G3 |  | ENGINE | CUMMINS | NTA855-G3 | 1997-02-01 | 2011 | 3.5 | 1 | #2 OIL | DIESEL | 44 | DIESEL | 0.015 | 0 | 0.6696 | E3GAL | 93.0744 | OK | N | 1 | 1 | 52 | 1 | 1 | 22
1200123 | CHARLTON MEMORIAL HOSPITAL |  | 363 HIGHLAND AVE |  | FALL RIVER | MA | 027200000 | 363 HIGHLAND AVENUE |  | FALL RIVER | MA | 027200000 | N | PRIVATE | SM80-R | CHARLTON MEMORIAL HOSPITAL | 5089615140 | leblanccg@southcoast.org | CHRISTOPHER | LEBLANC | 5089615140 | leblanccg@southcoast.org | CHRISTOPHER | LEBLANC | 5089615140 | leblanccg@southcoast.org | 9 | GENERATOR (ONAN/CUMMINS) - CUMMINS KTA-38 |  | ENGINE | CUMMINS/ONAN | KTA-38 | 2000-01-01 | 2011 | 9.8 | 1 | #2 OIL | DIESEL | 44 | DIESEL | 0.015 | 0 | 2.1237 | E3GAL | 295.1943 | OK | N | 1 | 1 | 52 | 1 | 1 | 22
1200123 | CHARLTON MEMORIAL HOSPITAL |  | 363 HIGHLAND AVE |  | FALL RIVER | MA | 027200000 | 363 HIGHLAND AVENUE |  | FALL RIVER | MA | 027200000 | N | PRIVATE | SM80-R | CHARLTON MEMORIAL HOSPITAL | 5089615140 | leblanccg@southcoast.org | CHRISTOPHER | LEBLANC | 5089615140 | leblanccg@southcoast.org | CHRISTOPHER | LEBLANC | 5089615140 | leblanccg@southcoast.org | 13 | GENERATOR (FIRE PUMP) - CUMMINS #N855F |  | ENGINE | CUMMINS | N-855F | 1982-10-10 | 2011 | 1.274 | 1 | #2 OIL | DIESEL | 44 | DIESEL | 0.015 | 0 | 0.2848 | E3GAL | 39.5872 | OK | N | 1 | 1 | 52 | 1 | 1 | 22
1200123 | CHARLTON MEMORIAL HOSPITAL |  | 363 HIGHLAND AVE |  | FALL RIVER | MA | 027200000 | 363 HIGHLAND AVENUE |  | FALL RIVER | MA | 027200000 | N | PRIVATE | SM80-R | CHARLTON MEMORIAL HOSPITAL | 5089615140 | leblanccg@southcoast.org | CHRISTOPHER | LEBLANC | 5089615140 | leblanccg@southcoast.org | CHRISTOPHER | LEBLANC | 5089615140 | leblanccg@southcoast.org | 15 | DIESEL GENERATOR - JOHN DEERE |  | ENGINE | JOHN DEERE | 80RE0ZJC | 2006-03-27 | 2011 | 2.3 | 1 | #2 FUEL OIL | DIESEL | 44 | DIESEL | 0.015 |  | 0.046 | E3GAL | 6.394 | OK | N | 1 | 1 | 52 | 1 | 1 | 20
1200124 | FALMOUTH HOSPITAL |  | 10 HEUN DR |  | FALMOUTH | MA | 025402599 | 100 TER HEUN DR |  | FALMOUTH | MA | 025402599 | Y | PRIVATE | NM25 | FALMOUTH HOSPITAL | 5085485300 | swing@capecodhealth.org | EDWARD | BROWNE | 5088625125 | ebrowne@capecodhealth.org | FALMOUT HOSPITAL | MEYERHOFF | 5085485300X3715 | gmeyerhoff@capecodhealth.org | 10 | GENERATOR #1-CATERPILLAR #3412CTA DIESEL |  | ENGINE | CATERPILLAR | 3412 | 2002-04-01 | 2010 | 5.4 | 1 | GENERATOR #1-CATERPILLAR #3412CTA DIESEL | DIESEL | 44 | DIESEL | 0.03 | 0 | 0.69 | E3GAL | 95.91 | OK | N | 1 | 1 | 52 | 1 | 1 | 5
1200124 | FALMOUTH HOSPITAL |  | 10 HEUN DR |  | FALMOUTH | MA | 025402599 | 100 TER HEUN DR |  | FALMOUTH | MA | 025402599 | Y | PRIVATE | NM25 | FALMOUTH HOSPITAL | 5085485300 | swing@capecodhealth.org | EDWARD | BROWNE | 5088625125 | ebrowne@capecodhealth.org | FALMOUT HOSPITAL | MEYERHOFF | 5085485300X3715 | gmeyerhoff@capecodhealth.org | 11 | GENERATOR #2-CATERPILLAR #3406TZ DIESEL |  | ENGINE | CATERPILLAR | 3406 | 1996-03-01 | 2010 | 3.3 | 1 | GENERATOR #2-CATERPILLAR #3406TA DIESEL | DIESEL | 44 | DIESEL | 0.3 | 0 | 0.05 | E3GAL | 6.95 | OK | N | 1 | 1 | 52 | 1 | 1 | 5
1200125 | INVENSYS SYSTEMS |  | 38 NEPONSET AVE |  | FOXBOROUGH | MA | 020350000 | 38 NEPONSET AVENUE N31-1M |  | FOXBOROUGH | MA | 020350000 | N | PRIVATE | SM80-R | INVENSYS SYSTEMS INC | 5085493620 | Not@applicable.org | JOSEPH | CONLON | 5085493893 | joseph.conlon@invensys.com | DAVID | MCMILLAN | 5085493141 | david.mcmillan@invensys.com | 31 | EMER GEN # 8-CATERPILLAR D330 NO.2 OIL |  | ENGINE | CATERPILLAR | D330 | 1967-01-01 | 2011 | 4.32 | 1 | EMER GEN #8-CATERPILLAR D330 NO.2 OIL | DIESEL | 44 | DIESEL | 0.05 | 0 | 2.6368 | E3GAL | 366.5152 | OK | N | 2 | 4 | 10 | 6 | 3 | 3
1200125 | INVENSYS SYSTEMS |  | 38 NEPONSET AVE |  | FOXBOROUGH | MA | 020350000 | 38 NEPONSET AVENUE N31-1M |  | FOXBOROUGH | MA | 020350000 | N | PRIVATE | SM80-R | INVENSYS SYSTEMS INC | 5085493620 | Not@applicable.org | JOSEPH | CONLON | 5085493893 | joseph.conlon@invensys.com | DAVID | MCMILLAN | 5085493141 | david.mcmillan@invensys.com | 34 | EMER GEN #11-CATERPILLAR D330 #2 DIESEL |  | ENGINE | CATERPILLAR | D330 | 1968-01-01 | 2011 | 4.32 | 1 | EMER GEN #11-CATERPILLAR D330 NO2 OIL | DIESEL | 44 | DIESEL | 0.05 | 0 | 2.3936 | E3GAL | 332.7104 | OK | N | 5 | 3 | 5 | 5 | 2 | 5
1200125 | INVENSYS SYSTEMS |  | 38 NEPONSET AVE |  | FOXBOROUGH | MA | 020350000 | 38 NEPONSET AVENUE N31-1M |  | FOXBOROUGH | MA | 020350000 | N | PRIVATE | SM80-R | INVENSYS SYSTEMS INC | 5085493620 | Not@applicable.org | JOSEPH | CONLON | 5085493893 | joseph.conlon@invensys.com | DAVID | MCMILLAN | 5085493141 | david.mcmillan@invensys.com | 37 | EMER GEN EG-14- KOHLER RO83 - #2 DIESEL |  | ENGINE | KOHLER | 500ROZD4 | 2001-01-01 | 2011 | 5.0895 | 1 | EMER GEN #EG-14- KOHLER NO2 OIL | DIESEL | 44 | DIESEL | 0.05 | 0 | 4.3694 | E3GAL | 607.3466 | OK | N | 3 | 3 | 13 | 7 | 3 | 3
1200128 | DEAN COLLEGE |  | 99 MAIN ST |  | FRANKLIN | MA | 020380000 | 99 MAIN ST |  | FRANKLIN | MA | 020380000 | N | PRIVATE | NM99 | DEAN COLLEGE | 5085411622 | BKELLY@DEAN.EDU | BRIAN | KELLY | 5085411622 | BKELLY@DEAN.EDU | BRIAN | KELLY | 5085411622 | BKELLY@DEAN.EDU | 15 | EU#15 - GENERATOR - CATERPILLAR D30-6S |  | ENGINE | CATERPILLAR | D30-6S | 2007-06-01 | 2011 | 0.4 | 1 | #2 FUEL OIL | DIESEL | 44 | DIESEL | 0.0015 | 0 | 0.01 | E3GAL | 1.39 | OK | N | 1 | 1 | 52 | 1 | 1 | 22
1200128 | DEAN COLLEGE |  | 99 MAIN ST |  | FRANKLIN | MA | 020380000 | 99 MAIN ST |  | FRANKLIN | MA | 020380000 | N | PRIVATE | NM99 | DEAN COLLEGE | 5085411622 | BKELLY@DEAN.EDU | BRIAN | KELLY | 5085411622 | BKELLY@DEAN.EDU | BRIAN | KELLY | 5085411622 | BKELLY@DEAN.EDU | 16 | EU#16 - GENERATOR - KOHLER 500 REOZVB |  | ENGINE | KOHLER | 500 REOZVB | 2010-10-01 | 2011 | 5.0784 | 1 | #2 FUEL OIL | DIESEL | 44 | DIESEL | 0.0015 | 0 | 0.025 | E3GAL | 3.475 | OK | N | 1 | 1 | 52 | 1 | 1 | 22
1200130 | CAPE COD HOSPITAL |  | 27 PARK ST |  | BARNSTABLE | MA | 026300000 | 27 PARK STREET |  | HYANNIS | MA | 026010000 | N | PRIVATE | SM79-R | CAPE COD HOSPITAL | 5087711800 | WPHafferty@capecodhealth.org | WILLIAM | HAFFERTY | 5088627224 | WPHafferty@capecodhealth.org | WILLIAM | HAFFERTY | 5088627224 | WPHafferty@capecodhealth.org | 15 | EMER GEN #1 - CAT 3508B 1000 KW ULTRA LOW S.D. |  | ENGINE | CATERPILLAR | 3508B | 1999-06-01 | 2011 | 9.7 | 2 | ULTRA LOW SULFUR DIESEL | DIESEL | 44 | DIESEL | 0.0015 | 0 | 2.089 | E3GAL | 290.371 | OK | N | 1 | 1 | 52 | 1 | 1 | 22
1200130 | CAPE COD HOSPITAL |  | 27 PARK ST |  | BARNSTABLE | MA | 026300000 | 27 PARK STREET |  | HYANNIS | MA | 026010000 | N | PRIVATE | SM79-R | CAPE COD HOSPITAL | 5087711800 | WPHafferty@capecodhealth.org | WILLIAM | HAFFERTY | 5088627224 | WPHafferty@capecodhealth.org | WILLIAM | HAFFERTY | 5088627224 | WPHafferty@capecodhealth.org | 17 | E. GEN #3-GENERAC 98A05575-5 200 KW ULSD |  | ENGINE | GENERAC | 98A05575-5 | 1999-01-01 | 2011 | 2.66 | 2 | ULTRA LOW SULFUR DIESEL | DIESEL | 44 | DIESEL | 0.0015 | 0 | 0.6615 | E3GAL | 91.9485 | OK | N | 1 | 1 | 52 | 1 | 1 | 22
1200130 | CAPE COD HOSPITAL |  | 27 PARK ST |  | BARNSTABLE | MA | 026300000 | 27 PARK STREET |  | HYANNIS | MA | 026010000 | N | PRIVATE | SM79-R | CAPE COD HOSPITAL | 5087711800 | WPHafferty@capecodhealth.org | WILLIAM | HAFFERTY | 5088627224 | WPHafferty@capecodhealth.org | WILLIAM | HAFFERTY | 5088627224 | WPHafferty@capecodhealth.org | 18 | EMER GEN #4-CAT 3508B 1000 KW ULTRA LOWSULFUR DIES |  | ENGINE | CATERPILLAR | 3508B | 1999-06-01 | 2011 | 9.74 | 2 | ULTRA LOW SULFUR DIESEL | DIESEL | 44 | DIESEL | 0.0015 | 0 | 2.0426 | E3GAL | 283.9214 | OK | N | 1 | 1 | 52 | 1 | 1 | 22
1200130 | CAPE COD HOSPITAL |  | 27 PARK ST |  | BARNSTABLE | MA | 026300000 | 27 PARK STREET |  | HYANNIS | MA | 026010000 | N | PRIVATE | SM79-R | CAPE COD HOSPITAL | 5087711800 | WPHafferty@capecodhealth.org | WILLIAM | HAFFERTY | 5088627224 | WPHafferty@capecodhealth.org | WILLIAM | HAFFERTY | 5088627224 | WPHafferty@capecodhealth.org | 24 | EMERGENCY GENERATOR #5 1000 KW ULTRA LOW S.D. |  | ENGINE | CATERPILLAR | 3508 | 2006-01-01 | 2011 | 9.8 | 2 | ULTRA LOW SULFUR DIESEL | DIESEL | 44 | DIESEL | 0.0015 | 0 | 2.1355 | E3GAL | 296.8345 | OK | N | 1 | 1 | 52 | 1 | 1 | 22
1200135 | MILFORD REGIONAL MEDICAL CENTER INC |  | 14 PROSPECT ST |  | MILFORD | MA | 017570000 | 14 PROSPECT STREET |  | MILFORD | MA | 017570000 | N | PRIVATE | SM25 | MILFORD REGIONAL MEDICAL CENTER | 5084731190 | joeboz@milreg.org | JOSEPH | BOCZANOWSKI | 5084731190 | joeboz@milreg.org | JOSEPH | BOCZANOWSKI | 5084731190 | joeboz@milreg.org | 12 | EMER GEN #1- CAT 3508B- 1000 KW DIESEL 15PPM S |  | ENGINE | CATERPILLAR | 3508B | 2003-12-01 | 2011 | 9.8 | 1 | EMER GEN #1-CATERPILLAR 3508B-1 MW ULSD | DIESEL | 44 | DIESEL | 0.0015 | 0 | 1.47 | E3GAL | 204.33 | OK | N | 1 | 1 | 12 | 1 | 1 | 3
1200135 | MILFORD REGIONAL MEDICAL CENTER INC |  | 14 PROSPECT ST |  | MILFORD | MA | 017570000 | 14 PROSPECT STREET |  | MILFORD | MA | 017570000 | N | PRIVATE | SM25 | MILFORD REGIONAL MEDICAL CENTER | 5084731190 | joeboz@milreg.org | JOSEPH | BOCZANOWSKI | 5084731190 | joeboz@milreg.org | JOSEPH | BOCZANOWSKI | 5084731190 | joeboz@milreg.org | 13 | EMER GEN #2-CAT 3508B 1000KW DIESEL 15PPM S |  | ENGINE | CATERPILLAR | 3508B | 2003-12-01 | 2011 | 9.8 | 1 | EMER GEN #2-CATERPILLAR 3508B-1 MW ULSD | DIESEL | 44 | DIESEL | 0.0015 | 0 | 2.52 | E3GAL | 350.28 | OK | N | 1 | 1 | 12 | 1 | 1 | 3
1200137 | AR METALLIZING LTD |  | 24 FORGE PKWY | 24 NATIONAL DR | FRANKLIN | MA | 020380000 | 24 NATIONAL DRIVE | FORGE PARK | FRANKLIN | MA | 020380000 | N | PRIVATE | OP3 | VACUMET CORP | 5085417700 | mark.whittaker@vacumet.com | WILLIAM | BRENGEL | 5085417721 | bill.brengel@vacumet.com | MARK | WHITTAKER | 5085417764 | mark.whittaker@vacumet.com | 19 | EMER GEN #2 - 250 KW DIESEL |  | ENGINE | CATERPILLAR | 3306ATAAC/SR4B-446 | 2002-01-01 | 2011 | 2.6 | 1 | GENERATOR #2- NUMBER 2 OIL 0.3 PERCENT S | DIESEL | 44 | DIESEL | 0.3 | 0 | 0.0406 | E3GAL | 5.6434 | OK | N | 1 | 1 | 52 | 1 | 1 | 22
1200154 | ST LUKES HOSPITAL |  | 101 PAGE ST |  | NEW BEDFORD | MA | 027400000 | 101 PAGE ST |  | NEW BEDFORD | MA | 027400000 | N | PRIVATE | SM80-R | SOUTHCOAST HEALTH SYSTEM | 5089615140 | leblanccg@southcoast.org | CHRISTOPHER | LEBLANC | 5089615140 | leblanccg@southcoast.org | CHRISTOPHER | LEBLANC | 5089615140X5140 | leblanccg@southcoast.org | 7 | GENERATOR #3-CAPERPILLER 3412 DITA |  | ENGINE | CATERPILLAR | 3412 | 1999-12-15 | 2011 | 6.3 | 1 | GENERATOR #3-CATERPILLER 3412 370 GALS DITA | DIESEL | 44 | DIESEL | 0.015 | 0 | 0.3192 | E3GAL | 44.3688 | OK | N | 1 | 1 | 52 | 1 | 1 | 22
1200154 | ST LUKES HOSPITAL |  | 101 PAGE ST |  | NEW BEDFORD | MA | 027400000 | 101 PAGE ST |  | NEW BEDFORD | MA | 027400000 | N | PRIVATE | SM80-R | SOUTHCOAST HEALTH SYSTEM | 5089615140 | leblanccg@southcoast.org | CHRISTOPHER | LEBLANC | 5089615140 | leblanccg@southcoast.org | CHRISTOPHER | LEBLANC | 5089615140X5140 | leblanccg@southcoast.org | 8 | GENERATOR #4-CATERPILLAR #3406DITA #2 OIL |  | ENGINE | CATERPILLAR | 3406 | 1994-11-20 | 2011 | 1.4 | 1 | GENERATOR #4-CATERPILLAR 3406 140GALS#2 OIL | DIESEL | 44 | DIESEL | 0.015 | 0 | 0.2648 | E3GAL | 36.8072 | OK | N | 1 | 1 | 52 | 1 | 1 | 22
1200154 | ST LUKES HOSPITAL |  | 101 PAGE ST |  | NEW BEDFORD | MA | 027400000 | 101 PAGE ST |  | NEW BEDFORD | MA | 027400000 | N | PRIVATE | SM80-R | SOUTHCOAST HEALTH SYSTEM | 5089615140 | leblanccg@southcoast.org | CHRISTOPHER | LEBLANC | 5089615140 | leblanccg@southcoast.org | CHRISTOPHER | LEBLANC | 5089615140X5140 | leblanccg@southcoast.org | 23 | GENERATOR #5, CUMMINS 750DFHA #2 FUEL OIL |  | ENGINE | CUMMINS | 750DFHA | 2006-03-15 | 2011 | 8 | 1 | GENERATOR #5, CUMMINS 750DFHA #2 FUEL OIL | DIESEL | 44 | DIESEL | 0.015 | 0 | 0.3245 | E3GAL | 45.1055 | OK | N | 1 | 1 | 52 | 1 | 1 | 22
1200154 | ST LUKES HOSPITAL |  | 101 PAGE ST |  | NEW BEDFORD | MA | 027400000 | 101 PAGE ST |  | NEW BEDFORD | MA | 027400000 | N | PRIVATE | SM80-R | SOUTHCOAST HEALTH SYSTEM | 5089615140 | leblanccg@southcoast.org | CHRISTOPHER | LEBLANC | 5089615140 | leblanccg@southcoast.org | CHRISTOPHER | LEBLANC | 5089615140X5140 | leblanccg@southcoast.org | 24 | GENERATOR #6, CUMMINS 750DFHA #2 FUEL OIL |  | ENGINE | CUMMINS | 750DFHA | 2006-03-15 | 2011 | 8 | 1 | GENERATOR #6, CUMMINS 750DFHA #2 FUEL OIL | DIESEL | 44 | DIESEL | 0.015 | 0 | 0.3562 | E3GAL | 49.5118 | OK | N | 1 | 1 | 52 | 1 | 1 | 22
1200154 | ST LUKES HOSPITAL |  | 101 PAGE ST |  | NEW BEDFORD | MA | 027400000 | 101 PAGE ST |  | NEW BEDFORD | MA | 027400000 | N | PRIVATE | SM80-R | SOUTHCOAST HEALTH SYSTEM | 5089615140 | leblanccg@southcoast.org | CHRISTOPHER | LEBLANC | 5089615140 | leblanccg@southcoast.org | CHRISTOPHER | LEBLANC | 5089615140X5140 | leblanccg@southcoast.org | 25 | MISC. SMALL EMERGENCY GENERATORS - DIESEL | 2 | ENGINE | VARIOUS | VARIOUS | 2006-03-01 | 2011 | 9.53 | 1 | #2 DIESEL | DIESEL | 44 | DIESEL | 0.015 |  | 0.0061 | E3GAL | 0.8479 | OK | N | 1 | 1 | 52 | 1 | 1 | 22
1200155 | ALLEGHENY LUDLUM LLC | NEW BEDORD FACILITY | 1357 EAST RODNEY FRENCH BLVD |  | NEW BEDFORD | MA | 027440000 | 100 RIVER ROAD |  | BRACKENRIDGE | PA | 150140000 | N | PRIVATE | SM79-R | ALLEGHENY LUDLUM, LLC | 7242265947 | Deborah.Calderazzo@ATImetals.com | DEBORAH | CALDERAZZO | 7242265947 | Deborah.Calderazzo@ATImetals.com | DEBORAH | CALDERAZZO | 7242265947 | Deborah.Calderazzo@ATImetals.com | 4 | EMERGENCY GENERATOR NO. 1 2.4 MMBTU/HR |  | ENGINE | CATERPILLAR | 3408 | 1993-10-01 | 2011 | 2.4 | 1 | NO. 2 OIL - 0.3S | DIESEL | 44 | DIESEL | 0.3 | 0 | 0.244 | E3GAL | 33.916 | OK | N | 1 | 1 | 52 | 1 | 1 | 22
1200159 | NEW ENGLAND GAS COMPANY |  | 120 CHARLES ST |  | FALL RIVER | MA | 027240000 | P.O. BOX 911 | 45 NORTH MAIN STREET | FALL RIVER | MA | 027202133 | N | PRIVATE | SM80-R | NEW ENGLAND GAS COMPANY | 5089653565 | kevin.england@sug.com | KEVIN | ENGLAND | 5087301048 | kevin.england@sug.com | KEVIN | ENGLAND | 5087301048 | kevin.england@sug.com | 1 | COMPRESSOR #1-CATERPILLAR D333 1.2 MMBTU/HR BD29 |  | ENGINE | CATERPILLAR | D333 | 1963-01-01 | 2011 | 1.2 | 1 | COMPRESSOR #1 CATERPILLAR D333 #2 OIL 0.31 S | DIESEL | 44 | DIESEL | 0.01 | 0 | 0.012 | E3GAL | 1.668 | OK | N | 1 | 1 | 52 | 1 | 1 | 20
1200159 | NEW ENGLAND GAS COMPANY |  | 120 CHARLES ST |  | FALL RIVER | MA | 027240000 | P.O. BOX 911 | 45 NORTH MAIN STREET | FALL RIVER | MA | 027202133 | N | PRIVATE | SM80-R | NEW ENGLAND GAS COMPANY | 5089653565 | kevin.england@sug.com | KEVIN | ENGLAND | 5087301048 | kevin.england@sug.com | KEVIN | ENGLAND | 5087301048 | kevin.england@sug.com | 2 | COMPRESSOR #2-CATERPILLAR D333 1.2 MMBTU/HR BD29 |  | ENGINE | CATERPILLAR | D333 | 1963-01-01 | 2011 | 1.2 | 1 | COMPRESSOR #2-CATERPILLAR D333 #2 OIL-0.31S | DIESEL | 44 | DIESEL | 0.01 | 0 | 0.012 | E3GAL | 1.668 | OK | N | 1 | 7 | 52 | 1 | 1 | 20
1200159 | NEW ENGLAND GAS COMPANY |  | 120 CHARLES ST |  | FALL RIVER | MA | 027240000 | P.O. BOX 911 | 45 NORTH MAIN STREET | FALL RIVER | MA | 027202133 | N | PRIVATE | SM80-R | NEW ENGLAND GAS COMPANY | 5089653565 | kevin.england@sug.com | KEVIN | ENGLAND | 5087301048 | kevin.england@sug.com | KEVIN | ENGLAND | 5087301048 | kevin.england@sug.com | 3 | COMPRESSOR #3-CATERPILLAR D333 1.2 MMBTU/HR BD29 |  | ENGINE | CATERPILLAR | D333 | 1963-01-01 | 2011 | 1.2 | 1 | COMPRESSOR #3-CATERPILLAR D333 #2 OIL-0.31S | DIESEL | 44 | DIESEL | 0.01 | 0 | 0.012 | E3GAL | 1.668 | OK | N | 1 | 1 | 52 | 1 | 1 | 20
1200159 | NEW ENGLAND GAS COMPANY |  | 120 CHARLES ST |  | FALL RIVER | MA | 027240000 | P.O. BOX 911 | 45 NORTH MAIN STREET | FALL RIVER | MA | 027202133 | N | PRIVATE | SM80-R | NEW ENGLAND GAS COMPANY | 5089653565 | kevin.england@sug.com | KEVIN | ENGLAND | 5087301048 | kevin.england@sug.com | KEVIN | ENGLAND | 5087301048 | kevin.england@sug.com | 4 | COMPRESSOR #4-CATERPILLAR D333 1.2 MMBTU/HR BD29 |  | ENGINE | CATERPILLAR | D333 | 1963-01-01 | 2011 | 1.2 | 1 | COMPRESSOR #4-CATERPILLAR D333 #2 OIL-0.31S | DIESEL | 44 | DIESEL | 0.01 | 0 | 0.012 | E3GAL | 1.668 | OK | N | 1 | 1 | 52 | 1 | 1 | 20
1200159 | NEW ENGLAND GAS COMPANY |  | 120 CHARLES ST |  | FALL RIVER | MA | 027240000 | P.O. BOX 911 | 45 NORTH MAIN STREET | FALL RIVER | MA | 027202133 | N | PRIVATE | SM80-R | NEW ENGLAND GAS COMPANY | 5089653565 | kevin.england@sug.com | KEVIN | ENGLAND | 5087301048 | kevin.england@sug.com | KEVIN | ENGLAND | 5087301048 | kevin.england@sug.com | 5 | COMPRESSOR #5-CATERPILLAR D333 1.2 MMBTU/HR BD29 |  | ENGINE | CATERPILLAR | D333 | 1963-01-01 | 2011 | 1.2 | 1 | COMPRESSOR #5-CATERPILLAR D333 #2 OIL-0.31S | DIESEL | 44 | DIESEL | 0.01 | 0 | 0.012 | E3GAL | 1.668 | OK | N | 1 | 1 | 16 | 1 | 1 | 20
1200163 | ENTERGY NUCLEAR GENERATION COMPANY |  | 600 ROCKY HILL RD |  | PLYMOUTH | MA | 023600000 | 600 ROCKY HILL RD |  | PLYMOUTH | MA | 023600000 | N | UTILITY | SM50 | ENTERGY NUCLEAR GENERATION COMPANY | 5088308990 | rsmit26@entergy.com | RALPH | DODDS | 5088307800 | rdodds@entergy.com | JACOB | SCHEFFER | 5088308323 | jscheff@entergy.com | 3 | GENERATOR #1-ALCO 251F18GS #2 DIESEL |  | ENGINE | ALCO | 251F18GS | 1970-01-01 | 2011 | 25 | 1 | GENERATOR #1-ALCO 251F18GS #2 DIESEL | DIESEL | 44 | DIESEL | 0.05 | 0.01 | 5.521 | E3GAL | 767.419 | OK | N | 5 | 1 | 12 | 2 | 1 | 22
1200163 | ENTERGY NUCLEAR GENERATION COMPANY |  | 600 ROCKY HILL RD |  | PLYMOUTH | MA | 023600000 | 600 ROCKY HILL RD |  | PLYMOUTH | MA | 023600000 | N | UTILITY | SM50 | ENTERGY NUCLEAR GENERATION COMPANY | 5088308990 | rsmit26@entergy.com | RALPH | DODDS | 5088307800 | rdodds@entergy.com | JACOB | SCHEFFER | 5088308323 | jscheff@entergy.com | 4 | GENERATOR #2-ALCO 251F18GS #2 DIESEL |  | ENGINE | ALCO | 251F18GS | 1970-01-01 | 2011 | 25 | 1 | GENERATOR #2-ALCO 251F18GS #2 DIESEL | DIESEL | 44 | DIESEL | 0.05 | 0.01 | 10.384 | E3GAL | 1443.376 | OK | N | 2 | 1 | 12 | 2 | 1 | 22
1200163 | ENTERGY NUCLEAR GENERATION COMPANY |  | 600 ROCKY HILL RD |  | PLYMOUTH | MA | 023600000 | 600 ROCKY HILL RD |  | PLYMOUTH | MA | 023600000 | N | UTILITY | SM50 | ENTERGY NUCLEAR GENERATION COMPANY | 5088308990 | rsmit26@entergy.com | RALPH | DODDS | 5088307800 | rdodds@entergy.com | JACOB | SCHEFFER | 5088308323 | jscheff@entergy.com | 5 | GENERATOR #3-CUMMINS 350DEM #2 DIESEL 3.5MMBT TSC |  | ENGINE | CUMMINS | 350DFM | 1985-01-01 | 2011 | 3.5 | 1 | GENERATOR #3-CUMMINS #350DFM #2 DIESEL | DIESEL | 44 | DIESEL | 0.05 | 0.01 | 0.656 | E3GAL | 91.184 | OK | N | 2 | 1 | 12 | 2 | 1 | 9
1200163 | ENTERGY NUCLEAR GENERATION COMPANY |  | 600 ROCKY HILL RD |  | PLYMOUTH | MA | 023600000 | 600 ROCKY HILL RD |  | PLYMOUTH | MA | 023600000 | N | UTILITY | SM50 | ENTERGY NUCLEAR GENERATION COMPANY | 5088308990 | rsmit26@entergy.com | RALPH | DODDS | 5088307800 | rdodds@entergy.com | JACOB | SCHEFFER | 5088308323 | jscheff@entergy.com | 6 | GENERATOR #4-ALCO 251-F #2 DIESEL SBO EDG |  | ENGINE | ALCO | 251-F | 1988-10-04 | 2011 | 21 | 1 | GENERATOR #4-ALCO 251-F #2 DIESEL | DIESEL | 44 | DIESEL | 0.05 | 0.01 | 1.1 | E3GAL | 152.9 | OK | N | 2 | 1 | 4 | 2 | 1 | 6
1200163 | ENTERGY NUCLEAR GENERATION COMPANY |  | 600 ROCKY HILL RD |  | PLYMOUTH | MA | 023600000 | 600 ROCKY HILL RD |  | PLYMOUTH | MA | 023600000 | N | UTILITY | SM50 | ENTERGY NUCLEAR GENERATION COMPANY | 5088308990 | rsmit26@entergy.com | RALPH | DODDS | 5088307800 | rdodds@entergy.com | JACOB | SCHEFFER | 5088308323 | jscheff@entergy.com | 7 | FIRE PUMP #1-CATERPILLAR 3406 #2 DIESEL |  | ENGINE | CATERPILLAR | 3406 | 1980-01-01 | 2011 | 2.2 | 1 | FIRE PUMP #1-CATERPILLAR 3406 #2 DIESEL | DIESEL | 44 | DIESEL | 0.05 | 0.01 | 0.081 | E3GAL | 11.259 | OK | N | 2 | 1 | 12 | 2 | 1 | 5
1200163 | ENTERGY NUCLEAR GENERATION COMPANY |  | 600 ROCKY HILL RD |  | PLYMOUTH | MA | 023600000 | 600 ROCKY HILL RD |  | PLYMOUTH | MA | 023600000 | N | UTILITY | SM50 | ENTERGY NUCLEAR GENERATION COMPANY | 5088308990 | rsmit26@entergy.com | RALPH | DODDS | 5088307800 | rdodds@entergy.com | JACOB | SCHEFFER | 5088308323 | jscheff@entergy.com | 8 | GENERATOR #5-CUMMINS KTA-19-G2 SECURITY #2 DIESEL |  | ENGINE | CUMMINS | KTA 19-G2 | 1993-06-01 | 2011 | 3.6 | 1 | GENERATOR #5-CUMMINS KTA-19-G2 SECURITY #2 DIESEL | DIESEL | 44 | DIESEL | 0.05 | 0.01 | 0.401 | E3GAL | 55.739 | OK | N | 1 | 1 | 52 | 1 | 1 | 21
1200163 | ENTERGY NUCLEAR GENERATION COMPANY |  | 600 ROCKY HILL RD |  | PLYMOUTH | MA | 023600000 | 600 ROCKY HILL RD |  | PLYMOUTH | MA | 023600000 | N | UTILITY | SM50 | ENTERGY NUCLEAR GENERATION COMPANY | 5088308990 | rsmit26@entergy.com | RALPH | DODDS | 5088307800 | rdodds@entergy.com | JACOB | SCHEFFER | 5088308323 | jscheff@entergy.com | 22 | WASTEWATER TREATMENT PLANT EMERGENCY DIESEL |  | ENGINE | JOHN DEERE | 4239T | 1991-01-01 | 2011 | 0.644 | 1 | #2 DIESEL | DIESEL | 44 | DIESEL | 0.05 | 0 | 0.235 | E3GAL | 32.665 | OK | N | 1 | 1 | 52 | 1 | 1 | 22
1200163 | ENTERGY NUCLEAR GENERATION COMPANY |  | 600 ROCKY HILL RD |  | PLYMOUTH | MA | 023600000 | 600 ROCKY HILL RD |  | PLYMOUTH | MA | 023600000 | N | UTILITY | SM50 | ENTERGY NUCLEAR GENERATION COMPANY | 5088308990 | rsmit26@entergy.com | RALPH | DODDS | 5088307800 | rdodds@entergy.com | JACOB | SCHEFFER | 5088308323 | jscheff@entergy.com | 24 | K-117 DIESEL AIR COMPRESSOR |  | ENGINE | CATERPILLAR | 3406 | 2004-01-07 | 2011 | 2.2 | 1 | #2 DIESEL | DIESEL | 44 | DIESEL | 0.05 | 0 | 0.119 | E3GAL | 16.541 | OK | N | 2 | 1 | 12 | 2 | 1 | 5
1200171 | MORTON HOSPITAL |  | 88 WASHINGTON ST |  | TAUNTON | MA | 027800000 | 88 WASHINGTON STREET |  | TAUNTON | MA | 027800000 | N | PRIVATE | SM50 | PUTNAM INVESTMENTS INC | 6177608331 | guido_costa@putnam.com | HARRY | LEMIEUX | 5088287003 | hlemieux@mortonhospital.org | CHRIS | LEBLANC | 5088287451 | cleblanc@mortonhospital.org | 5 | GENERATOR #1-DETROIT 8V-92TAB 3.8 MMBTU/HR |  | ENGINE | DETROIT | 8V-92TAB | 1996-04-01 | 2009 | 3.8 | 1 | GENERATOR 1-DETROIT 8V-92TAB 2 OIL-0.3 S | DIESEL | 44 | DIESEL | 0.3 | 0 | 0.1575 | E3GAL | 21.8925 | OK | N | 1 | 1 | 52 | 1 | 1 | 12
1200171 | MORTON HOSPITAL |  | 88 WASHINGTON ST |  | TAUNTON | MA | 027800000 | 88 WASHINGTON STREET |  | TAUNTON | MA | 027800000 | N | PRIVATE | SM50 | PUTNAM INVESTMENTS INC | 6177608331 | guido_costa@putnam.com | HARRY | LEMIEUX | 5088287003 | hlemieux@mortonhospital.org | CHRIS | LEBLANC | 5088287451 | cleblanc@mortonhospital.org | 6 | GENERATOR #2-CATERPILLAR #SR-4 5.278 MMBTU/HR |  | ENGINE | CATERPILLAR | SR-4 | 1983-01-01 | 2009 | 5.28 | 1 | GENERATOR 2-CATERPILLAR SR-4 DIESEL-0.04 S | DIESEL | 44 | DIESEL | 0.3 | 0 | 0.12 | E3GAL | 16.68 | OK | N | 1 | 1 | 52 | 1 | 1 | 12
1200171 | MORTON HOSPITAL |  | 88 WASHINGTON ST |  | TAUNTON | MA | 027800000 | 88 WASHINGTON STREET |  | TAUNTON | MA | 027800000 | N | PRIVATE | SM50 | PUTNAM INVESTMENTS INC | 6177608331 | guido_costa@putnam.com | HARRY | LEMIEUX | 5088287003 | hlemieux@mortonhospital.org | CHRIS | LEBLANC | 5088287451 | cleblanc@mortonhospital.org | 7 | EMERGENCY GENERATOR #3-CATERPILLAR #CAT3306 |  | ENGINE | CATERPILLAR | 3306 | 2003-01-03 | 2009 | 3 | 1 | GENERATOR 3-CATERPILLAR CAT3306 DIESEL-0.04 S | DIESEL | 44 | DIESEL | 0.3 | 0 | 0.21 | E3GAL | 29.19 | OK | N | 1 | 1 | 52 | 1 | 1 | 12
1200174 | TAUNTON STATE HOSPITAL |  | 60 HODGES AVE |  | TAUNTON | MA | 027800997 | PO BOX 4007 |  | TAUNTON | MA | 027800997 | Y | STATE | NM99 | TAUNTON STATE HOSPITAL | 5089773240 | james.condon@dmh.state.ma.us | JAMES | CONDON | 5089773240 | james.condon@dmh.state.ma.us | JAMES | CONDON | 5089773240 | james.condon@dmh.state.ma.us | 8 | GENERATORS 3 | 3 | ENGINE | CATERPILLAR | 1W9602 | 1993-10-01 | 2010 | 24 | 1 | 20300101 | DIESEL | 44 | DIESEL | 1 | 1 | 0.005 | E3GAL | 0.695 | OK | N | 1 | 1 | 50 | 0 | 0 | 0
1200180 | L&S INDUSTRIES INC |  | 72 SOUTH MAIN ST |  | ACUSHNET | MA | 027430000 | PO BOX 50097 | 32 LAMBETH STREET | NEW BEDFORD | MA | 027450000 | N | PRIVATE | NM25 | L S INDUSTRIES INC | 5089954654 | lsconcrete@aol.com | DANIEL | MCNAUGHT | 5089954654 | lsconcrete@aol.com | DAVE | ALLEN | 6172279000X1032 | dallen@bostonsand.com | 10 | EMERGENCY GENERATOR |  | ENGINE | KOHLER / JOHN DEERE | 230REOZJD | 2009-11-25 | 2010 | 2.2057 | 1 | #2 OIL | DIESEL | 44 | DIESEL | 0.0015 | 0 | 0.204 | E3GAL | 28.356 | OK | N | 1 | 1 | 40 | 1 | 1 | 17
1200211 | AGGREGATE INDUSTRIES |  | GREAT WESTERN RD |  | DENNIS | MA | 026380000 | 1715 BROADWAY |  | SAUGUS | MA | 019060000 | N | PRIVATE | NM50 | AGGREGATE INDUSTRIES NORTHEAST REGION | 7813074051 | Lisa.Young@aggregate-us.com | LISA | YOUNG | 7813074051 | Lisa.Young@aggregate-us.com | LISA | YOUNG | 7813074051 | Lisa.Young@aggregate-us.com | 3 | PUGMILL AND SCREEN DIESEL | 2 | ENGINE | JOHN DEERE | 6068GFL503 | 1983-01-01 | 2011 | 0.7866 | 1 | DIESEL | DIESEL | 44 | DIESEL | 0.0015 |  | 0.08 | E3GAL | 11.12 | OK | N | 1 | 1 | 38 | 1 | 1 | 22
1200254 | ACUSHNET COMPANY PLANT #2 |  | 256 SAMUEL BARNETT BLVD |  | DARTMOUTH | MA | 027140000 | PO BOX 965 |  | FAIRHAVEN | MA | 027190000 | N | PRIVATE | SM80-7 | ACUSHNET COMPANY | 5089792655 | FRANK_RIZZOTTI@ACUSHNETGOLF.COM | FRANK | RIZZOTTI | 5089792167 | FRANK_RIZZOTTI@AcushnetGolf.com | ALICE | TATRO | 5089792154 | ALICE_TATRO@AcushnetGolf.com | 3 | EMERGENCY GENERATOR - KRAFT 400 ROZ (#2 OIL) |  | ENGINE | KRAFT | 400 ROZ | 1989-01-10 | 2009 | 4.06 | 1 | DIESEL | DIESEL | 44 | DIESEL | 0.3 | 0 | 0.265 | E3GAL | 36.835 | OK | N | 1 | 1 | 52 | 1 | 1 | 22
1200270 | EMC CORPORATION |  | 50 CONSTITUTION BLVD |  | FRANKLIN | MA | 020380000 | 228C SOUTH ST |  | HOPKINTON | MA | 017489103 | N | PRIVATE | NM99 | EMC CORP | 5082492057 | Deanna.Trudeau@EMC.COM | DANIEL | FITZGERALD | 5084351000 | Dan.Fitzgerald@EMC.COM | DEANNA | TRUDEAU | 5082492057 | Deanna.Trudeau@EMC.COM | 6 | GENERATOR 1 - CATERPILLAR 3412 - NO. 2 15 PPM S |  | ENGINE | CATERPILLAR | 3412 | 1998-01-01 | 2011 | 7.21 | 1 | GENERATOR 1 - CATERPILLAR 3412 - NO. 2 OIL 15 PPM | DIESEL | 44 | DIESEL | 0.0015 | 0 | 0.52 | E3GAL | 72.28 | OK | N | 1 | 1 | 52 | 1 | 1 | 10
1200270 | EMC CORPORATION |  | 50 CONSTITUTION BLVD |  | FRANKLIN | MA | 020380000 | 228C SOUTH ST |  | HOPKINTON | MA | 017489103 | N | PRIVATE | NM99 | EMC CORP | 5082492057 | Deanna.Trudeau@EMC.COM | DANIEL | FITZGERALD | 5084351000 | Dan.Fitzgerald@EMC.COM | DEANNA | TRUDEAU | 5082492057 | Deanna.Trudeau@EMC.COM | 7 | GENERATOR 2 - CATERPILLAR 3412 - NO. 2 15 PPM S |  | ENGINE | CATERPILLAR | 3412 | 1998-01-01 | 2011 | 7.21 | 1 | GENERATOR 2 - CATERPILLAR 3412 - NO. 2 OIL 15 PPM | DIESEL | 44 | DIESEL | 0.0015 | 0 | 0.468 | E3GAL | 65.052 | OK | N | 1 | 1 | 52 | 1 | 1 | 10
1200270 | EMC CORPORATION |  | 50 CONSTITUTION BLVD |  | FRANKLIN | MA | 020380000 | 228C SOUTH ST |  | HOPKINTON | MA | 017489103 | N | PRIVATE | NM99 | EMC CORP | 5082492057 | Deanna.Trudeau@EMC.COM | DANIEL | FITZGERALD | 5084351000 | Dan.Fitzgerald@EMC.COM | DEANNA | TRUDEAU | 5082492057 | Deanna.Trudeau@EMC.COM | 8 | GENERATOR 3 - CATERPILLAR 3412 - NO. 2 15 PPM S |  | ENGINE | CATERPILLAR | 3412 | 1998-01-01 | 2011 | 7.12 | 1 | GENERATOR 3 - CATERPILLAR 3412 NO. 2 OIL 15 PP | DIESEL | 44 | DIESEL | 0.0015 | 0 | 0.468 | E3GAL | 65.052 | OK | N | 1 | 1 | 52 | 1 | 1 | 10
1200270 | EMC CORPORATION |  | 50 CONSTITUTION BLVD |  | FRANKLIN | MA | 020380000 | 228C SOUTH ST |  | HOPKINTON | MA | 017489103 | N | PRIVATE | NM99 | EMC CORP | 5082492057 | Deanna.Trudeau@EMC.COM | DANIEL | FITZGERALD | 5084351000 | Dan.Fitzgerald@EMC.COM | DEANNA | TRUDEAU | 5082492057 | Deanna.Trudeau@EMC.COM | 9 | GENERATOR 4 - CATERPILLAR 3406 - NO. 2 15 PPM S |  | ENGINE | CATERPILLAR | 3406 | 1998-01-01 | 2011 | 4.93 | 1 | GENERATOR 4 - CATERPILLAR 3406 - NO. 2 OIL 15 PPM | DIESEL | 44 | DIESEL | 0.0015 | 0 | 0.576 | E3GAL | 80.064 | OK | N | 1 | 1 | 52 | 1 | 1 | 10
1200270 | EMC CORPORATION |  | 50 CONSTITUTION BLVD |  | FRANKLIN | MA | 020380000 | 228C SOUTH ST |  | HOPKINTON | MA | 017489103 | N | PRIVATE | NM99 | EMC CORP | 5082492057 | Deanna.Trudeau@EMC.COM | DANIEL | FITZGERALD | 5084351000 | Dan.Fitzgerald@EMC.COM | DEANNA | TRUDEAU | 5082492057 | Deanna.Trudeau@EMC.COM | 11 | GENERATOR 5 - CATERPILLAR C27 |  | ENGINE | CATERPILLAR | C27 | 2011-01-20 | 2011 | 7.84 | 1 | GENERATOR 5 - CATERPILLAR C72 ULSD | DIESEL | 44 | DIESEL | 0.0015 | 0 | 0.6178 | E3GAL | 85.8742 | OK | N | 1 | 1 | 52 | 1 | 1 | 10
1200276 | DIGHTON POWER LLC |  | 1450 SOMERSET AVE |  | DIGHTON | MA | 027150000 | 1450 SOMERSET AVE |  | DIGHTON | MA | 027150000 | N | PRIVATE | OP7.5 | DIGHTON POWER LLC | 5086695300X103 | MJOYCE@EQPWR.COM | MICHAEL | JOYCE | 5086695300 | MJOYCE@EQPWR.COM | SCOTT | PATERSON | 5086695300X102 | spaterson@eqpwr.com | 2 | FIRE PUMP #1 - #2 OIL 0.05PER CENT S |  | ENGINE | CUMMINS | 6BTA5.9 - F1 | 1999-04-09 | 2011 | 1.5 | 1 | FIRE PUMP #1 - #2 OIL 0.05 PER CENT S | DIESEL | 44 | DIESEL | 0.05 | 0 | 0.105 | E3GAL | 14.595 | OK | N | 1 | 1 | 52 | 1 | 1 | 22
1200278 | OCEAN SPRAY CRANBERRIES INC |  | 152 BRIDGE ST |  | MIDDLEBOROUGH | MA | 023460000 | 152 BRIDGE ST |  | MIDDLEBOROUGH | MA | 023460000 | N | PRIVATE | OP3 | OCEAN SPRAY CRAN INC | 5089474940 | elarson@oceanspray.com | EARL | LARSON | 5089465720 | elarson@oceanspray.com | PATRICIA | GALLAGHER | 5089465896 | pgallagher@oceanspray.com | 6 | 3 STANDBY GENERATORS | 3 | ENGINE | VARIOUS | VARIOUS | 1976-01-01 | 2011 | 3.1 | 1 | GENERATORS #1(2) #2 OIL-0.3 PERCENT SULFUR | DIESEL | 44 | DIESEL | 0.3 | 0 | 0.271 | E3GAL | 37.669 | OK | N | 1 | 1 | 52 | 1 | 1 | 22
1200278 | OCEAN SPRAY CRANBERRIES INC |  | 152 BRIDGE ST |  | MIDDLEBOROUGH | MA | 023460000 | 152 BRIDGE ST |  | MIDDLEBOROUGH | MA | 023460000 | N | PRIVATE | OP3 | OCEAN SPRAY CRAN INC | 5089474940 | elarson@oceanspray.com | EARL | LARSON | 5089465720 | elarson@oceanspray.com | PATRICIA | GALLAGHER | 5089465896 | pgallagher@oceanspray.com | 17 | EMERGENCY GENERATOR #4W |  | ENGINE | CUMMINS | KTA10-G2 | 1989-11-21 | 2011 | 4.06 | 1 | #2 OIL - 0.3 PERCENT SULFUR | DIESEL | 44 | DIESEL | 0.3 | 0 | 1.056 | E3GAL | 146.784 | OK | N | 1 | 1 | 52 | 1 | 1 | 22
1200280 | WATERS TECHNOLOGIES CORPORATION |  | 34 MAPLE ST |  | MILFORD | MA | 017570000 | 34 MAPLE ST |  | MILFORD | MA | 017570000 | N | PRIVATE | NM50 | WATERS CORPORATION | 5084782000X2399 | peter_hicks@waters.com | PETER | HICKS | 5084822399 | peter_hicks@waters.com | ROGER | EYDENBERG | 5084823078X3078 | roger_eydenberg@waters.com | 23 | GENERATOR NO. 5 5 TECH DRIVE |  | ENGINE | CUMMINS OWEN | 750 DQFAA | 2006-10-01 | 2011 | 2.561 | 1 | FUEL OIL NO. 2 | DIESEL | 44 | DIESEL | 0.03 |  | 0.2 | E3GAL | 27.8 | OK | N | 1 | 1 | 52 | 1 | 1 | 22
1200280 | WATERS TECHNOLOGIES CORPORATION |  | 34 MAPLE ST |  | MILFORD | MA | 017570000 | 34 MAPLE ST |  | MILFORD | MA | 017570000 | N | PRIVATE | NM50 | WATERS CORPORATION | 5084782000X2399 | peter_hicks@waters.com | PETER | HICKS | 5084822399 | peter_hicks@waters.com | ROGER | EYDENBERG | 5084823078X3078 | roger_eydenberg@waters.com | 24 | EMERGENCY GENERATOR NO. 3 5 TECH DRIVE BLDG A |  | ENGINE | ONAN | 300 | 1986-10-01 | 2011 | 1.025 | 1 | FUEL OIL NO. 2 | DIESEL | 44 | DIESEL | 0.03 |  | 0.2 | E3GAL | 27.8 | OK | N | 1 | 1 | 52 | 1 | 1 | 22
1200280 | WATERS TECHNOLOGIES CORPORATION |  | 34 MAPLE ST |  | MILFORD | MA | 017570000 | 34 MAPLE ST |  | MILFORD | MA | 017570000 | N | PRIVATE | NM50 | WATERS CORPORATION | 5084782000X2399 | peter_hicks@waters.com | PETER | HICKS | 5084822399 | peter_hicks@waters.com | ROGER | EYDENBERG | 5084823078X3078 | roger_eydenberg@waters.com | 25 | EMERGENCY GENERATOR NO. 4 5 TECH DRIVE BUILDING B |  | ENGINE | ONAN | 300 | 1986-10-01 | 2011 | 1.025 | 1 | DIESEL | DIESEL | 44 | DIESEL | 0.03 |  | 0.2 | E3GAL | 27.8 | OK | N | 1 | 1 | 52 | 1 | 1 | 22
1200284 | NANTUCKET ELECTRIC COMPANY |  | 32 BUNKER RD |  | NANTUCKET | MA | 025540000 | 2 WINDY WAY #374 |  | NANTUCKET | MA | 025540000 | N | UTILITY | OP3 | NANTUCKET ELECTRIC CO | 5083258223 | Steven.Holdgate@us.ngrid.com | KATHY | LYFORD | 5088606231 | Kathy.Lyford@us.ngrid.com | GEORGE | LIPKA | 6174437545 | george.lipka@tetratech.com | 11 | BUILDING BACK-UP GENERATOR |  | ENGINE | ONAN / CUMMINS | 6CTA8.3-G2 | 2006-02-10 | 2011 | 1.974 | 1 | ULSD | DIESEL | 44 | DIESEL | 0.0015 | 0 | 0.5978 | E3GAL | 83.0942 | OK | N | 1 | 1 | 52 | 1 | 1 | 22
1200284 | NANTUCKET ELECTRIC COMPANY |  | 32 BUNKER RD |  | NANTUCKET | MA | 025540000 | 2 WINDY WAY #374 |  | NANTUCKET | MA | 025540000 | N | UTILITY | OP3 | NANTUCKET ELECTRIC CO | 5083258223 | Steven.Holdgate@us.ngrid.com | KATHY | LYFORD | 5088606231 | Kathy.Lyford@us.ngrid.com | GEORGE | LIPKA | 6174437545 | george.lipka@tetratech.com | 12 | BLACK-START GENERATOR |  | ENGINE | CATERPILLAR | C15 | 2007-06-22 | 2011 | 4.1 | 1 | ULSD | DIESEL | 44 | DIESEL | 0.0015 | 0 | 0.2636 | E3GAL | 36.6404 | OK | N | 1 | 1 | 12 | 1 | 1 | 5
1200335 | BORO SAND & STONE CORPORATION |  | 192 PLAIN ST |  | NORTH ATTLEBOROUGH | MA | 027600000 | 192 PLAIN ST |  | NORTH ATTLEBORO | MA | 027600000 | N | PRIVATE | NM25 | BORO SAND AND STONE CORP | 5086992911 | Dlowell@borocorp.com | THOMAS | WALSH | 5086992911 | Dlowell@borocorp.com | THOMAS | WALSH | 5086992911 | Dlowell@borocorp.com | 5 | WASH PLANT #1-CATERPILLAR 3412 6.2 MMBTU/HR |  | ENGINE | CATERPILLAR | 3412 | 2005-03-01 | 2009 | 6.2 | 1 | GENERATOR #1-CATERPILLAR 3412 #2 OIL-0.3S | DIESEL | 44 | DIESEL | 0.3 | 0 | 41 | E3GAL | 5699 | OK | N | 10 | 5 | 52 | 10 | 5 | 22
1200335 | BORO SAND & STONE CORPORATION |  | 192 PLAIN ST |  | NORTH ATTLEBOROUGH | MA | 027600000 | 192 PLAIN ST |  | NORTH ATTLEBORO | MA | 027600000 | N | PRIVATE | NM25 | BORO SAND AND STONE CORP | 5086992911 | Dlowell@borocorp.com | THOMAS | WALSH | 5086992911 | Dlowell@borocorp.com | THOMAS | WALSH | 5086992911 | Dlowell@borocorp.com | 17 | RECLAIM PLANT - CATERPILLAR GENERATORS | 2 | ENGINE | CATERPILLAR | CATERPILLAR C9 AND C15 | 2004-03-01 | 2009 | 14.4 | 1 | #2 DIESEL FUEL | DIESEL | 44 | DIESEL | 0.3 |  | 4.08 | E3GAL | 567.12 | OK | N | 10 | 5 | 39 | 10 | 5 | 22
1200352 | GENON CANAL LLC - OAK BLUFFS |  | 200 EDGARTOWN RD |  | OAK BLUFFS | MA | 025570000 | 9 FREEZER RD T CTR |  | SANDWICH | MA | 025630000 | N | UTILITY | OP3 | GENON CANAL LLC | 7173383511 | leo.rajter@genon.com | LEO C. | RAJTER | 7173383511 | leo.rajter@genon.com | VINCENT | DEVITA | 8457868070 | vincent.devita@genon.com | 1 | GENERATOR #1-GENERAL MOTORS MP-45-20 2500KW |  | ENGINE | GENERAL MOTORS | MP-45-20 | 1969-05-01 | 2011 | 29 | 1 | GENERATOR #1-GENERAL MOTORS MP-45-20 #2 OIL 0.3S | DIESEL | 44 | DIESEL | 0.3 | 0 | 163.0788 | E3GAL | 22667.9532 | OK | N | 19 | 7 | 18 | 18 | 7 | 14
1200352 | GENON CANAL LLC - OAK BLUFFS |  | 200 EDGARTOWN RD |  | OAK BLUFFS | MA | 025570000 | 9 FREEZER RD T CTR |  | SANDWICH | MA | 025630000 | N | UTILITY | OP3 | GENON CANAL LLC | 7173383511 | leo.rajter@genon.com | LEO C. | RAJTER | 7173383511 | leo.rajter@genon.com | VINCENT | DEVITA | 8457868070 | vincent.devita@genon.com | 2 | GENERATOR #2-GENERAL MOTORS GM-45-20 2500KW |  | ENGINE | GENERAL MOTORS | MP-45-20 | 1969-05-01 | 2011 | 29 | 1 | GENERATOR #2-GENERAL MOTORS MP-45-20 #2 OIL 0.3S | DIESEL | 44 | DIESEL | 0.3 | 0 | 154.1769 | E3GAL | 21430.5891 | OK | N | 22 | 7 | 19 | 22 | 7 | 15
1200352 | GENON CANAL LLC - OAK BLUFFS |  | 200 EDGARTOWN RD |  | OAK BLUFFS | MA | 025570000 | 9 FREEZER RD T CTR |  | SANDWICH | MA | 025630000 | N | UTILITY | OP3 | GENON CANAL LLC | 7173383511 | leo.rajter@genon.com | LEO C. | RAJTER | 7173383511 | leo.rajter@genon.com | VINCENT | DEVITA | 8457868070 | vincent.devita@genon.com | 3 | GENERATOR #3-GENERAL MOTORS MP-45-20 2500KW |  | ENGINE | GENERAL MOTORS | MP-45-29 | 1969-05-01 | 2011 | 29 | 1 | GENERATOR #3-GENERAL MOTORS MP-45-20 #2 OIL 0.3S | DIESEL | 44 | DIESEL | 0.3 | 0 | 153.0184 | E3GAL | 21269.5576 | OK | N | 21 | 7 | 18 | 21 | 7 | 14
1200389 | MCCABE SAND & GRAVEL CO |  | 120 BERKLEY ST |  | TAUNTON | MA | 027800000 | 120 BERKLEY ST |  | TAUNTON | MA | 027800000 | N | PRIVATE | NM25 | MCCABE SAND AND GRAVEL C | 5088230771 | ROBERTMURPHY@TMLP.NET | ROBERT | MURPHY | 5088230771 | ROBERTMURPHY@TMLP.COM | ROBERT | GALLAGHER | 4014232409 | R.GALLAGHER@COX.NET | 4 | STANDBY EMERGENCY DIESEL GENERATOR |  | ENGINE | CATERPILLAR | 3208NA | 1984-01-01 | 2011 | 1.041 | 1 | DIESEL OIL | DIESEL | 44 | DIESEL | 0.0009 | 0 | 0.0076 | E3GAL | 1.0564 | OK | N | 4 | 1 | 1 | 0 | 0 | 0
1200389 | MCCABE SAND & GRAVEL CO |  | 120 BERKLEY ST |  | TAUNTON | MA | 027800000 | 120 BERKLEY ST |  | TAUNTON | MA | 027800000 | N | PRIVATE | NM25 | MCCABE SAND AND GRAVEL C | 5088230771 | ROBERTMURPHY@TMLP.NET | ROBERT | MURPHY | 5088230771 | ROBERTMURPHY@TMLP.COM | ROBERT | GALLAGHER | 4014232409 | R.GALLAGHER@COX.NET | 4 | STANDBY EMERGENCY DIESEL GENERATOR |  | ENGINE | CATERPILLAR | 3208NA | 1984-01-01 | 2011 | 1.041 | 2 | DIESEL OIL | DIESEL | 44 | DIESEL | 0.0009 | 0 | 0.0076 | E3GAL | 1.0564 | OK | N | 4 | 1 | 1 | 0 | 0 | 0
1200400 | TOBEY HOSPITAL |  | 43 HIGH ST |  | WAREHAM | MA | 025710000 | 43 HIGH ST |  | WAREHAM | MA | 025710000 | N | PRIVATE | NM99 | TOBEY HOSPITAL | 5082734310 | PachecoA@southcoast.org | ANTONIO | PACHECO | 5082734310 | PachecoA@southcoast.org | ANTONIO | PACHECO | 5082734310 | PachecoA@southcoast.org | 5 | EMERGENCY GENERATOR, UNIT #5 |  | ENGINE | MITSUBISHI | S6R | 2001-12-04 | 2009 | 2.05 | 1 | DIESEL | DIESEL | 44 | DIESEL | 1 |  | 0.0461 | E3GAL | 6.4079 | OK | N | 1 | 1 | 52 | 1 | 1 | 22
1200404 | AGGREGATE INDUSTRIES |  | 400 GREEN ST |  | WRENTHAM | MA | 020930000 | 1715 BROADWAY |  | SAUGUS | MA | 019060000 | N | PRIVATE | SM80-7 | AGGREGATE INDUSTRIES NORTHEAST REGION | 7813074051 | Lisa.Young@aggregate-us.com | LISA | YOUNG | 7813074051 | Lisa.Young@aggregate-us.com | LISA | YOUNG | 7813074051 | Lisa.Young@aggregate-us.com | 4 | UNIT #5 - SHREDDER ENGINE - JOHNDEERE - DISTILLATE |  | ENGINE | JOHN DEERE | 6125HF070 | 2003-01-01 | 2011 | 2.82 | 1 | SHREDDER ENGINE #5 - DISTILLATE FUEL OIL | DIESEL | 44 | DIESEL | 0.003 | 0.001 | 0 | E3GAL | 0 | OK | N | 10 | 6 | 40 | 10 | 6 | 22
1200404 | AGGREGATE INDUSTRIES |  | 400 GREEN ST |  | WRENTHAM | MA | 020930000 | 1715 BROADWAY |  | SAUGUS | MA | 019060000 | N | PRIVATE | SM80-7 | AGGREGATE INDUSTRIES NORTHEAST REGION | 7813074051 | Lisa.Young@aggregate-us.com | LISA | YOUNG | 7813074051 | Lisa.Young@aggregate-us.com | LISA | YOUNG | 7813074051 | Lisa.Young@aggregate-us.com | 5 | UNIT #7 - SCREEN ENGINE - CUMMINS - DISTILLATE |  | ENGINE | CUMMINS | 65 HP | 2003-01-01 | 2011 | 0.48 | 1 | SCREEN ENGINE #7 - DISTILLATE FUEL OIL | DIESEL | 44 | DIESEL | 0.003 | 0.001 | 0 | E3GAL | 0 | OK | N | 10 | 6 | 40 | 10 | 6 | 22
1200404 | AGGREGATE INDUSTRIES |  | 400 GREEN ST |  | WRENTHAM | MA | 020930000 | 1715 BROADWAY |  | SAUGUS | MA | 019060000 | N | PRIVATE | SM80-7 | AGGREGATE INDUSTRIES NORTHEAST REGION | 7813074051 | Lisa.Young@aggregate-us.com | LISA | YOUNG | 7813074051 | Lisa.Young@aggregate-us.com | LISA | YOUNG | 7813074051 | Lisa.Young@aggregate-us.com | 6 | UNIT #8 - PORTABLE WATER PUMP ENGINE - DISTILLATE |  | ENGINE | KUBOTA | 905-E | 2003-01-01 | 2011 | 0.21 | 1 | WATER PUMP ENGINE #8 - DISTILLATE FUEL OIL | DIESEL | 44 | DIESEL | 0.003 | 0.001 | 0 | E3GAL | 0 | OK | N | 10 | 6 | 40 | 10 | 6 | 22
1200471 | DARTMOUTH WWTP |  | 759 RUSSELLS MILLS RD |  | DARTMOUTH | MA | 027480000 | 759 RUSSELLS MILLS RD |  | DARTMOUTH | MA | 027481172 | Y | LOCAL GOVERNMENT | SM25 | DARTMOUTH WWTP | 5089990740X214 | Ccardoso@town.dartmouth.ma.us | CARLOS | CARDOSO | 5089990740 | Ccardoso@town.dartmouth.ma.us | CARLOS | CARDOSO | 5089990740X214 | Ccardoso@town.dartmouth.ma.us | 5 | CUMMINS GENERATOR SLUDGE HANDLING BUILDING |  | ENGINE | CUMMINS | VTA28G52GC2 | 1993-03-11 | 2009 | 6 | 1 | DIESEL | DIESEL | 44 | DIESEL | 0.3 | 0 | 0.084 | E3GAL | 11.676 | OK | N | 1 | 1 | 1 | 1 | 1 | 1
1200471 | DARTMOUTH WWTP |  | 759 RUSSELLS MILLS RD |  | DARTMOUTH | MA | 027480000 | 759 RUSSELLS MILLS RD |  | DARTMOUTH | MA | 027481172 | Y | LOCAL GOVERNMENT | SM25 | DARTMOUTH WWTP | 5089990740X214 | Ccardoso@town.dartmouth.ma.us | CARLOS | CARDOSO | 5089990740 | Ccardoso@town.dartmouth.ma.us | CARLOS | CARDOSO | 5089990740X214 | Ccardoso@town.dartmouth.ma.us | 6 | CUMMINS GENERATOR DEWATERING BUILDING |  | ENGINE | CUMMINS | 500FOC36FCW | 1994-04-01 | 2009 | 0.01 | 1 | DIESEL | DIESEL | 44 | DIESEL | 0.3 | 0 | 0 | E6BTU | 0 | OK | N | 1 | 1 | 1 | 1 | 1 | 1
1200471 | DARTMOUTH WWTP |  | 759 RUSSELLS MILLS RD |  | DARTMOUTH | MA | 027480000 | 759 RUSSELLS MILLS RD |  | DARTMOUTH | MA | 027481172 | Y | LOCAL GOVERNMENT | SM25 | DARTMOUTH WWTP | 5089990740X214 | Ccardoso@town.dartmouth.ma.us | CARLOS | CARDOSO | 5089990740 | Ccardoso@town.dartmouth.ma.us | CARLOS | CARDOSO | 5089990740X214 | Ccardoso@town.dartmouth.ma.us | 7 | CUMMINS GENERATOR OPERATIONS BUILDING |  | ENGINE | CUMMINS | K7A | 1993-04-26 | 2009 | 0.01 | 1 | DIESEL | DIESEL | 44 | DIESEL | 0.3 | 0 | 0 | E6BTU | 0 | OK | N | 2 | 1 | 1 | 2 | 1 | 1
1200475 | DIGHTON REHOBOTH REGIONAL HIGH SCHOOL |  | 2700 REGIONAL RD |  | NORTH DIGHTON | MA | 027640000 | 2700 REGIONAL RD |  | NORTH DIGHTON | MA | 027640000 | Y | LOCAL GOVERNMENT | NM25 | DIGHTON REHOBOTH REGIONAL SCHOOL DISTRICT | 5082524500 | rreino@drregional.org | RICHARD | REINO | 5082525000 | rreino@drregional.org | RICHARD | REINO | 5082525000X134 | rreino@drregional.org | 4 | EMERGENCY GENERATOR - KOHLER POWER SYSTEMS 400 |  | ENGINE | DETROIT DIESEL | 6063HK35 | 2003-09-01 | 2010 | 4.2 | 1 | ULTRA LOW SULFUR DIESEL | DIESEL | 44 | DIESEL | 0.0015 | 0 | 0.35 | E3GAL | 48.65 | OK | N | 1 | 1 | 40 | 1 | 1 | 12
1200499 | ZAPP PRECISION STRIP INC |  | 266 SAMUEL BARNET BLVD |  | DARTMOUTH | MA | 027140000 | 266 SAMUEL BARNET BLVD |  | DARTMOUTH | MA | 027470000 | N | PRIVATE | SM25 | ZAPP PRECISION STRIP, INC. | 5089986300 | jthompson@zapp.com | JOHN | THOMPSON | 5089986300 | jthompson@zapp.com | JOHN | MARSHALL | 5089986300X109 | jmarshall@zapp.com | 3 | EMER GEN #1-CAT 3406C 300 KWE DIESEL |  | ENGINE | CATERPILLAR | 3406C | 2000-01-01 | 2011 | 3.2 | 1 | EMER GEN #1-CAT 3406C 300 KWE DIESEL | DIESEL | 44 | DIESEL | 0.0015 | 0 | 0.8664 | E3GAL | 120.4296 | OK | N | 1 | 1 | 26 | 1 | 1 | 11
1200503 | DEPUY ORTHOPAEDICS INC |  | 325 PARAMOUNT DR |  | RAYNHAM | MA | 027670000 | 325 PARAMOUNT DRIVE |  | RAYNHAM | MA | 027670350 | N | PRIVATE | NM25 | DEPUY ORTHOPAEDICS | 5088808100 | jpalmate@its.jnj.com | PATRICK | BRADY | 5088283388 | pbrady@its.jnj.com | JEAN | PALMATEER | 5088283098 | jpalmate@its.jnj.com | 10 | FIRE PUMP #1- DIESEL |  | ENGINE | ITT | 8000 | 1990-07-01 | 2011 | 1 | 1 | DIESEL, 0.3 PERCENT SULFUR | DIESEL | 44 | DIESEL | 0.3 | 0 | 0.25 | E3GAL | 34.75 | OK | N | 1 | 1 | 26 | 1 | 1 | 11
1200515 | NEW ENGLAND PATRIOTS STADIUM |  | 60 WASHINGTON ST |  | FOXBOROUGH | MA | 020350000 | 60 WASHINGTON ST |  | FOXBOROUGH | MA | 020350000 | N | PRIVATE | NM99 | FOXBOROUGH REALTY ASSOCIATES LLC | 5085438200 | pauls@rwcb.com | PAUL | SCHAFFMAN | 8604253712 | pauls@rwcb.com | JIM | NOLAN | 5085438200 | jimn@patriots.com | 3 | STADIUM EMERGENCY GENERATOR |  | ENGINE | CAT | CAT 3516B | 2002-01-01 | 2009 | 20 | 1 | DIESEL | DIESEL | 44 | DIESEL | 0.05 | 0 | 3.38 | E3GAL | 469.82 | OK | N | 1 | 1 | 26 | 1 | 1 | 10
1200515 | NEW ENGLAND PATRIOTS STADIUM |  | 60 WASHINGTON ST |  | FOXBOROUGH | MA | 020350000 | 60 WASHINGTON ST |  | FOXBOROUGH | MA | 020350000 | N | PRIVATE | NM99 | FOXBOROUGH REALTY ASSOCIATES LLC | 5085438200 | pauls@rwcb.com | PAUL | SCHAFFMAN | 8604253712 | pauls@rwcb.com | JIM | NOLAN | 5085438200 | jimn@patriots.com | 10 | LIFT STATION AND WW FACILITY GENERATORS | 2 | ENGINE | DETROIT DIESEL | VARIOUS | 2002-01-01 | 2009 | 5 | 1 | LIFT STATION AND WASTEWATER PLANT GENERATORS | DIESEL | 44 | DIESEL | 0.05 |  | 0.5 | E3GAL | 69.5 | OK | N | 1 | 1 | 26 | 1 | 1 | 10
1200522 | ASSOCIATES OF CAPE COD INC |  | 124 BERNARD EAST SAINT JEAN DR |  | FALMOUTH | MA | 025400000 | 124 BERNARD EAST SAINT JEAN DR |  | FALMOUTH | MA | 025364445 | N | PRIVATE | NM50 | ASSOCIATES OF CAPE COD INC | 5085403444 | ajmeuse@acciusa.com | ARTHUR | MEUSE | 5085403808 | ajmeuse@acciusa.com | MICHAEL | LEWANDOWSKI | 5085403808X3251 | mlewandowski@acciusa.com | 5 | 80 KW STANDBY DIESEL GENERATOR |  | ENGINE | GENERAC | 50 DT | 2001-10-06 | 2010 | 0.7784 | 1 | DIESEL | DIESEL | 44 | DIESEL | 0.005 | 0.002 | 0.05 | E3GAL | 6.95 | OK | N | 1 | 1 | 52 | 1 | 1 | 22
1200522 | ASSOCIATES OF CAPE COD INC |  | 124 BERNARD EAST SAINT JEAN DR |  | FALMOUTH | MA | 025400000 | 124 BERNARD EAST SAINT JEAN DR |  | FALMOUTH | MA | 025364445 | N | PRIVATE | NM50 | ASSOCIATES OF CAPE COD INC | 5085403444 | ajmeuse@acciusa.com | ARTHUR | MEUSE | 5085403808 | ajmeuse@acciusa.com | MICHAEL | LEWANDOWSKI | 5085403808X3251 | mlewandowski@acciusa.com | 6 | 1000 KW STANDBY DIESEL GENERATOR |  | ENGINE | CATERPILLER | C 32 TA | 2001-10-06 | 2010 | 3.706 | 1 | DIESEL | DIESEL | 44 | DIESEL | 1 | 1 | 0.8 | E3GAL | 111.2 | OK | N | 1 | 1 | 52 | 1 | 1 | 22
1200548 | FALMOUTH HIGH SCHOOL |  | 874 GIFFORD ST |  | FALMOUTH | MA | 025400000 | 340 TEATICKET HGWY |  | FALMOUTH | MA | 025360000 | Y | LOCAL GOVERNMENT | NM50 | FALMOUTH PUBLIC SCHOOL | 5085480151X137 | mdupuis@falmouth.k12.ma.us | MARCEL | SANCHEZ | 5085402200 | msanchez@falmouth.k12.ma.us | MARCEL | SANCHEZ | 5085402200X4007 | msanchez@falmouth.k12.ma.us | 6 | CUMMINS GENERATOR |  | ENGINE | CUMMINS | GENSET 900 DFHC | 2007-07-05 | 2011 | 9.6 | 1 | DIESEL ONE | DIESEL | 44 | DIESEL | 0.15 |  | 0.14 | E3GAL | 19.46 | OK | N | 1 | 1 | 52 | 1 | 1 | 16
1200555 | WOODS HOLE OCEAN INSTITUTE |  | 360 WOODS HOLE RD |  | FALMOUTH | MA | 025400000 | 86 WATER STREET |  | WOODS HOLE | MA | 025431047 | N | PRIVATE | NM25 | WOODS HOLE OCEAN INSTITUTION | 5082892702 | dderosier@whoi.edu | EMILY | SCHORER | 5082893562 | eschorer@whoi.edu | DAVID | DEROSIER | 5082892289 | dderosier@whoi.edu | 8 | LARGE STATIONARY DIESEL FUEL FIRED GENERATORS | 2 | ENGINE | VARIES | VARIES | 1990-01-01 | 2011 | 9.8656 | 1 | DIESEL | DIESEL | 44 | DIESEL | 0.0015 | 0.2 | 0.588 | E3GAL | 81.732 | OK | Y | 24 | 7 | 52 | 24 | 7 | 22
1200555 | WOODS HOLE OCEAN INSTITUTE |  | 360 WOODS HOLE RD |  | FALMOUTH | MA | 025400000 | 86 WATER STREET |  | WOODS HOLE | MA | 025431047 | N | PRIVATE | NM25 | WOODS HOLE OCEAN INSTITUTION | 5082892702 | dderosier@whoi.edu | EMILY | SCHORER | 5082893562 | eschorer@whoi.edu | DAVID | DEROSIER | 5082892289 | dderosier@whoi.edu | 9 | STATIONARY DIESEL FUEL FIRED GENERATORS | 7 | ENGINE | VARIES | VARIES | 1990-01-01 | 2011 | 15.77 | 1 | DIESEL | DIESEL | 44 | DIESEL | 0.0015 | 0.2 | 1.288 | E3GAL | 179.032 | OK | Y | 24 | 7 | 52 | 24 | 7 | 22
1200569 | SANDWICH HIGH SCHOOL |  | QUAKER MEETING HOUSE RD |  | SANDWICH | MA | 025630000 | QUAKER MEETING HOUSE RD |  | SANDWICH | MA | 025630000 | Y | LOCAL GOVERNMENT | NM50 | SANDWICH JUNIOR SENIOR HIGH SCHOOL | 5088881054X12 | ahall@sandwich.k12.ma.us | ALAN | HALL | 5088881054 | ahall@sandwich.k12.ma.us | ALAN | HALL | 5088881054X12 | ahall@sandwich.k12.ma.us | 6 | BOILERSTACK 6 |  | ENGINE | KOHLER | 250R071 | 1975-01-01 | 2011 | 200 | 1 | DIESEL | DIESEL | 44 | DIESEL | 0.2 | 0 | 0.0001 | E3GAL | 0.0139 | OK | N | 1 | 1 | 52 | 24 | 7 | 12
1200610 | CARVER MARION WAREHAM REGIONAL REFUSE |  | 118 FEDERAL RD |  | CARVER | MA | 023300000 | COVANTA SEMASS LP | 141 CRANBERRY HWY | WEST WAREHAM | MA | 025760000 | Y | LOCAL GOVERNMENT | SM50 | COVANTA ENERGY | 5082914435 | wcampbell@covantaenergy.com | MARK | DAVIS | 5082914464 | mdavis@covantaenergy.com | WILLIAM | CAMPBELL | 5082914435 | wcampbell@covantaenergy.com | 3 | DIESEL GENERATORS/PUMPS | 3 | ENGINE | VARIOUS | VARIOUS | 1995-01-01 | 2011 | 20.55 | 1 | DISTILLATE FUEL OIL | DIESEL | 44 | DIESEL | 0.05 |  | 0.383 | E3GAL | 53.237 | OK | N | 12 | 7 | 52 | 12 | 7 | 22
1200619 | ACUSHNET COMPANY - BALL PLANT III |  | 215 DUCHAINE BLVD |  | NEW BEDFORD | MA | 027450000 | PO BOX 965 |  | FAIRHAVEN | MA | 027190965 | N | PRIVATE | SM80-7 | ACUSHNET CO | 5089792000 | daniel_gendreau@acushnetgolf.com | DANIEL | GENDREAU | 5089108800 | daniel_gendreau@acushnetgolf.com | DANIEL | KIRICHOK | 5089108831 | daniel_kirichok@acushnetgolf.com | 1 | EMER GEN NO 1- CATERPILLAR DM2275 - NO 2 DIESEL |  | ENGINE | CATERPILLAR | DM2275 | 2003-03-01 | 2009 | 4.06 | 1 | EMER GEN NO 1- CATERPILLAR DM2275 | DIESEL | 44 | DIESEL | 0.3 | 0 | 1.411 | E3GAL | 196.129 | OK | N | 3 | 1 | 14 | 4 | 1 | 6
1200636 | WESTERBEKE CORP |  | 150 JOHN HANCOCK RD |  | TAUNTON | MA | 027800000 | 150 JOHN HANCOCK RD |  | TAUNTON | MA | 027800000 | N | PRIVATE | SM25 | WESTERBEKE CORP | 5088237677 | GHaidemenos@westerbeke.com | GREG | HAIDEMENOS | 5088237677 | GHaidemenos@westerbeke.com | GREG | HAIDEMENOS | 5088237677 | GHaidemenos@westerbeke.com | 1 | GENERATOR-WESTERBEKE DIESEL |  | ENGINE | WESTERBEKE | VARIES | 2000-09-01 | 2010 | 3 | 1 | GENERATOR-WESTERBEKE DIESEL | DIESEL | 44 | DIESEL | 0.05 | 0 | 78.54 | E6BTU | 78.54 | OK | N | 9 | 5 | 52 | 9 | 5 | 22
1200676 | MARSH & MCLENNAN COMPANIES | WAS PUTNAM INVESTMENTS | 100 FINANCIAL PARK | 431 WASHINGTON ST | FRANKLIN | MA | 020380000 | 100 FINANCIAL PARK | 431 WASHINGTON ST | FRANKLIN | MA | 020380000 | N | PRIVATE | NM50 | MARSH AND MCLENNAN COMPANIES | 2123455881 | john.mantzouranis@mmc.com | RICHARD | RENKAS | 5085532031 | richard.c.renkas@mmc.com | MARGO | JAY | 8008255343 | mjay@eheinc.com | 3 | EMER GEN #3 - CAT 3508 - ULSD |  | ENGINE | CATERPILLAR | 3508 SR4 | 1994-01-01 | 2010 | 9 | 1 | EMER GEN #3 - CATERPILLAR 3508 - ULSD | DIESEL | 44 | DIESEL | 0.0015 | 0 | 0.4963 | E3GAL | 68.9857 | OK | N | 3 | 1 | 4 | 1 | 1 | 2
1200676 | MARSH & MCLENNAN COMPANIES | WAS PUTNAM INVESTMENTS | 100 FINANCIAL PARK | 431 WASHINGTON ST | FRANKLIN | MA | 020380000 | 100 FINANCIAL PARK | 431 WASHINGTON ST | FRANKLIN | MA | 020380000 | N | PRIVATE | NM50 | MARSH AND MCLENNAN COMPANIES | 2123455881 | john.mantzouranis@mmc.com | RICHARD | RENKAS | 5085532031 | richard.c.renkas@mmc.com | MARGO | JAY | 8008255343 | mjay@eheinc.com | 4 | EMER GEN #4 - CAT 3508 - ULSD |  | ENGINE | CATERPILLAR | 3508 SR4 | 1994-01-01 | 2010 | 9 | 1 | EMER GEN #4 - CATERPILLAR 3508 - ULSD | DIESEL | 44 | DIESEL | 0.0015 | 0 | 0.496 | E3GAL | 68.944 | OK | N | 3 | 1 | 4 | 1 | 1 | 2
1200676 | MARSH & MCLENNAN COMPANIES | WAS PUTNAM INVESTMENTS | 100 FINANCIAL PARK | 431 WASHINGTON ST | FRANKLIN | MA | 020380000 | 100 FINANCIAL PARK | 431 WASHINGTON ST | FRANKLIN | MA | 020380000 | N | PRIVATE | NM50 | MARSH AND MCLENNAN COMPANIES | 2123455881 | john.mantzouranis@mmc.com | RICHARD | RENKAS | 5085532031 | richard.c.renkas@mmc.com | MARGO | JAY | 8008255343 | mjay@eheinc.com | 5 | EMER GEN #5 - CATERPILLAR 3508 - ULSD |  | ENGINE | CATERPILLAR | 3508 SR4 | 1998-01-01 | 2010 | 9 | 1 | EMER GEN #5 - CATERPILLAR 3508 - ULSD | DIESEL | 44 | DIESEL | 0.0015 | 0 | 0.4963 | E3GAL | 68.9857 | OK | N | 3 | 1 | 4 | 1 | 1 | 2
1200676 | MARSH & MCLENNAN COMPANIES | WAS PUTNAM INVESTMENTS | 100 FINANCIAL PARK | 431 WASHINGTON ST | FRANKLIN | MA | 020380000 | 100 FINANCIAL PARK | 431 WASHINGTON ST | FRANKLIN | MA | 020380000 | N | PRIVATE | NM50 | MARSH AND MCLENNAN COMPANIES | 2123455881 | john.mantzouranis@mmc.com | RICHARD | RENKAS | 5085532031 | richard.c.renkas@mmc.com | MARGO | JAY | 8008255343 | mjay@eheinc.com | 6 | EMER GEN (LIFE SAFTY) #6 - ONAN ST50 - ULSD |  | ENGINE | ONAN | ST 50 | 1981-01-01 | 2010 | 1 | 1 | EMER GEN (LIFE SAFETY) #6-ONAN ST50 ULSD | DIESEL | 44 | DIESEL | 0.0015 | 0 | 0.005 | E3GAL | 0.695 | OK | N | 1 | 1 | 1 | 0 | 0 | 0
1200676 | MARSH & MCLENNAN COMPANIES | WAS PUTNAM INVESTMENTS | 100 FINANCIAL PARK | 431 WASHINGTON ST | FRANKLIN | MA | 020380000 | 100 FINANCIAL PARK | 431 WASHINGTON ST | FRANKLIN | MA | 020380000 | N | PRIVATE | NM50 | MARSH AND MCLENNAN COMPANIES | 2123455881 | john.mantzouranis@mmc.com | RICHARD | RENKAS | 5085532031 | richard.c.renkas@mmc.com | MARGO | JAY | 8008255343 | mjay@eheinc.com | 9 | GENERATOR(FIRE PUMP)-CUMMINS #NT855F DIESEL |  | ENGINE | CUMMINS | NT 855F | 1985-01-01 | 2010 | 1.638 | 1 | GENERATOR(FIRE PUMP)-CUMMINS #NT855F ULSD | DIESEL | 44 | DIESEL | 0.0015 | 0 | 0.012 | E3GAL | 1.668 | OK | N | 1 | 1 | 1 | 0 | 0 | 0
1200828 | WRENTHAM DEVELOPMENTAL CENTER |  | EMERALD ST BOX 144 |  | WRENTHAM | MA | 020930000 | EMERALD STREET P.O. 144 |  | WRENTHAM | MA | 020930000 | Y | STATE | SM80-R | WRENTHAM DEVELOPMENTAL CENTER | 5083843116 | nicholas.daluisio@dmr.state.ma.us | NICHOLAS | D'ALUISIO | 5083841601 | nicholas.daluisio@dmr.state.ma.us | JAMES | FARRANDS | 5083845534 | James.Farrands@state.ma.us | 6 | GENERATOR #10-ALLIS CHALMERS #607T DIESEL |  | ENGINE | ALLIS CHALMERS | 607T | 1980-01-01 | 2011 | 1 | 1 | DIESEL | DIESEL | 44 | DIESEL | 0.3 | 0 | 1.293 | E3GAL | 179.727 | OK | N | 1 | 1 | 52 | 1 | 1 | 22
1200828 | WRENTHAM DEVELOPMENTAL CENTER |  | EMERALD ST BOX 144 |  | WRENTHAM | MA | 020930000 | EMERALD STREET P.O. 144 |  | WRENTHAM | MA | 020930000 | Y | STATE | SM80-R | WRENTHAM DEVELOPMENTAL CENTER | 5083843116 | nicholas.daluisio@dmr.state.ma.us | NICHOLAS | D'ALUISIO | 5083841601 | nicholas.daluisio@dmr.state.ma.us | JAMES | FARRANDS | 5083845534 | James.Farrands@state.ma.us | 7 | GENERATOR #11-WHITE #4014080 DIESEL |  | ENGINE | WHITE | 4014080 | 1980-01-01 | 2011 | 1 | 1 | DIESEL | DIESEL | 44 | DIESEL | 0.3 | 0 | 1.578 | E3GAL | 219.342 | OK | N | 1 | 1 | 52 | 1 | 1 | 22
1200828 | WRENTHAM DEVELOPMENTAL CENTER |  | EMERALD ST BOX 144 |  | WRENTHAM | MA | 020930000 | EMERALD STREET P.O. 144 |  | WRENTHAM | MA | 020930000 | Y | STATE | SM80-R | WRENTHAM DEVELOPMENTAL CENTER | 5083843116 | nicholas.daluisio@dmr.state.ma.us | NICHOLAS | D'ALUISIO | 5083841601 | nicholas.daluisio@dmr.state.ma.us | JAMES | FARRANDS | 5083845534 | James.Farrands@state.ma.us | 8 | GENERATOR #12-WHITE #4015933 DIESEL |  | ENGINE | WHITE | 4015933 | 1980-01-01 | 2011 | 1 | 1 | DIESEL | DIESEL | 44 | DIESEL | 0.3 | 0 | 1.711 | E3GAL | 237.829 | OK | N | 1 | 1 | 52 | 1 | 1 | 22
1200828 | WRENTHAM DEVELOPMENTAL CENTER |  | EMERALD ST BOX 144 |  | WRENTHAM | MA | 020930000 | EMERALD STREET P.O. 144 |  | WRENTHAM | MA | 020930000 | Y | STATE | SM80-R | WRENTHAM DEVELOPMENTAL CENTER | 5083843116 | nicholas.daluisio@dmr.state.ma.us | NICHOLAS | D'ALUISIO | 5083841601 | nicholas.daluisio@dmr.state.ma.us | JAMES | FARRANDS | 5083845534 | James.Farrands@state.ma.us | 9 | GENERATOR #13-CATERPILLAR #3306PC DIESEL |  | ENGINE | CATERPILLAR | N/A | 1985-01-01 | 2011 | 1 | 1 | DIESEL | DIESEL | 44 | DIESEL | 0.3 | 0 | 1.229 | E3GAL | 170.831 | OK | N | 1 | 1 | 52 | 1 | 1 | 22
1200828 | WRENTHAM DEVELOPMENTAL CENTER |  | EMERALD ST BOX 144 |  | WRENTHAM | MA | 020930000 | EMERALD STREET P.O. 144 |  | WRENTHAM | MA | 020930000 | Y | STATE | SM80-R | WRENTHAM DEVELOPMENTAL CENTER | 5083843116 | nicholas.daluisio@dmr.state.ma.us | NICHOLAS | D'ALUISIO | 5083841601 | nicholas.daluisio@dmr.state.ma.us | JAMES | FARRANDS | 5083845534 | James.Farrands@state.ma.us | 10 | GENERATOR #14-CATERPILLAR #3306PC DIESEL |  | ENGINE | CATAPILLAR | N/A | 1980-01-01 | 2011 | 1 | 1 | DIESEL | DIESEL | 44 | DIESEL | 0.3 | 0 | 0.153 | E3GAL | 21.267 | OK | N | 1 | 1 | 52 | 1 | 1 | 22
1200828 | WRENTHAM DEVELOPMENTAL CENTER |  | EMERALD ST BOX 144 |  | WRENTHAM | MA | 020930000 | EMERALD STREET P.O. 144 |  | WRENTHAM | MA | 020930000 | Y | STATE | SM80-R | WRENTHAM DEVELOPMENTAL CENTER | 5083843116 | nicholas.daluisio@dmr.state.ma.us | NICHOLAS | D'ALUISIO | 5083841601 | nicholas.daluisio@dmr.state.ma.us | JAMES | FARRANDS | 5083845534 | James.Farrands@state.ma.us | 11 | GENERATOR #15-JOHN DEERE #6466AF009 DIESEL |  | ENGINE | JOHN DEERE | 64664F0009701RG | 1980-01-01 | 2011 | 1 | 1 | DIESEL | DIESEL | 44 | DIESEL | 0.3 | 0 | 2.781 | E3GAL | 386.559 | OK | N | 1 | 1 | 52 | 1 | 1 | 22
1200828 | WRENTHAM DEVELOPMENTAL CENTER |  | EMERALD ST BOX 144 |  | WRENTHAM | MA | 020930000 | EMERALD STREET P.O. 144 |  | WRENTHAM | MA | 020930000 | Y | STATE | SM80-R | WRENTHAM DEVELOPMENTAL CENTER | 5083843116 | nicholas.daluisio@dmr.state.ma.us | NICHOLAS | D'ALUISIO | 5083841601 | nicholas.daluisio@dmr.state.ma.us | JAMES | FARRANDS | 5083845534 | James.Farrands@state.ma.us | 12 | GENERATOR #16-CUMMINS #NT85662 DIESEL |  | ENGINE | CUMMINS | NT855GZ | 1980-01-01 | 2011 | 1 | 1 | DIESEL | DIESEL | 44 | DIESEL | 0.3 | 0 | 2.983 | E3GAL | 414.637 | OK | N | 1 | 1 | 52 | 1 | 1 | 22
1200828 | WRENTHAM DEVELOPMENTAL CENTER |  | EMERALD ST BOX 144 |  | WRENTHAM | MA | 020930000 | EMERALD STREET P.O. 144 |  | WRENTHAM | MA | 020930000 | Y | STATE | SM80-R | WRENTHAM DEVELOPMENTAL CENTER | 5083843116 | nicholas.daluisio@dmr.state.ma.us | NICHOLAS | D'ALUISIO | 5083841601 | nicholas.daluisio@dmr.state.ma.us | JAMES | FARRANDS | 5083845534 | James.Farrands@state.ma.us | 13 | GENERATOR #17-CUMMINS #NT855G2 DIESEL |  | ENGINE | CUMMINS | NT855G2 | 1987-01-01 | 2011 | 1 | 1 | DIESEL | DIESEL | 44 | DIESEL | 0.3 | 0 | 3.054 | E3GAL | 424.506 | OK | N | 1 | 1 | 52 | 1 | 1 | 22
1200828 | WRENTHAM DEVELOPMENTAL CENTER |  | EMERALD ST BOX 144 |  | WRENTHAM | MA | 020930000 | EMERALD STREET P.O. 144 |  | WRENTHAM | MA | 020930000 | Y | STATE | SM80-R | WRENTHAM DEVELOPMENTAL CENTER | 5083843116 | nicholas.daluisio@dmr.state.ma.us | NICHOLAS | D'ALUISIO | 5083841601 | nicholas.daluisio@dmr.state.ma.us | JAMES | FARRANDS | 5083845534 | James.Farrands@state.ma.us | 14 | GENERATOR #18-WHITE #XH3446877 DIESEL |  | ENGINE | WHITE | XH3446877D2300 | 1987-01-01 | 2011 | 1 | 1 | DIESEL | DIESEL | 44 | DIESEL | 0.3 | 0 | 1.581 | E3GAL | 219.759 | OK | N | 1 | 1 | 52 | 1 | 1 | 22
1200836 | USCG AIR STATION CAPE COD |  | BLDG 5216 |  | BUZZARDS BAY | MA | 025425024 | USCG AIR STATION CAPE COD | BUILDING 5216, EHS DEPARTMENT | BUZZARDS BAY | MA | 025420000 | N | FEDERAL | SM80-R | US COAST GUARD | 5089686480 | Paul.E.rendon@uscg.mil | PAUL | RENDON | 5089686480 | Paul.E.Rendon@uscg.mil | KIRKPATRICK | ELIZABETH | 5089686696 | elizabeth.l.kirkpatrick@uscg.mil | 34 | GENERATOR #1-CUMMINS NT 85562 BLDG 3172 |  | ENGINE | CUMMINS | NT 85562 | 1987-02-01 | 2011 | 3 | 1 | DIESEL | DIESEL | 44 | DIESEL | 0.05 |  | 0.9635 | E3GAL | 133.9265 | OK | N | 1 | 1 | 6 | 0 | 0 | 0
1200836 | USCG AIR STATION CAPE COD |  | BLDG 5216 |  | BUZZARDS BAY | MA | 025425024 | USCG AIR STATION CAPE COD | BUILDING 5216, EHS DEPARTMENT | BUZZARDS BAY | MA | 025420000 | N | FEDERAL | SM80-R | US COAST GUARD | 5089686480 | Paul.E.rendon@uscg.mil | PAUL | RENDON | 5089686480 | Paul.E.Rendon@uscg.mil | KIRKPATRICK | ELIZABETH | 5089686696 | elizabeth.l.kirkpatrick@uscg.mil | 36 | GENERATOR #3 BLDG 3161 |  | ENGINE | DETRIOT | UNKNOWN | 1969-05-01 | 2011 | 1 | 1 | DIESEL | DIESEL | 44 | DIESEL | 0.05 | 0 | 1.4805 | E3GAL | 205.7895 | OK | N | 1 | 1 | 12 | 0 | 0 | 0
1200836 | USCG AIR STATION CAPE COD |  | BLDG 5216 |  | BUZZARDS BAY | MA | 025425024 | USCG AIR STATION CAPE COD | BUILDING 5216, EHS DEPARTMENT | BUZZARDS BAY | MA | 025420000 | N | FEDERAL | SM80-R | US COAST GUARD | 5089686480 | Paul.E.rendon@uscg.mil | PAUL | RENDON | 5089686480 | Paul.E.Rendon@uscg.mil | KIRKPATRICK | ELIZABETH | 5089686696 | elizabeth.l.kirkpatrick@uscg.mil | 38 | FIRE PUMP #1 3173 |  | ENGINE | CUMMINS | NT 855F4 | 1987-02-01 | 2011 | 3 | 1 | DIESEL | DIESEL | 44 | DIESEL | 0.05 | 0 | 0.0273 | E3GAL | 3.7947 | OK | N | 1 | 1 | 12 | 0 | 0 | 0
1200836 | USCG AIR STATION CAPE COD |  | BLDG 5216 |  | BUZZARDS BAY | MA | 025425024 | USCG AIR STATION CAPE COD | BUILDING 5216, EHS DEPARTMENT | BUZZARDS BAY | MA | 025420000 | N | FEDERAL | SM80-R | US COAST GUARD | 5089686480 | Paul.E.rendon@uscg.mil | PAUL | RENDON | 5089686480 | Paul.E.Rendon@uscg.mil | KIRKPATRICK | ELIZABETH | 5089686696 | elizabeth.l.kirkpatrick@uscg.mil | 39 | FIRE PUMP #2 3173 |  | ENGINE | CUMMINS | NT 855F4 | 1987-02-01 | 2011 | 3 | 1 | DIESEL | DIESEL | 44 | DIESEL | 0.05 | 0 | 0.0291 | E3GAL | 4.0449 | OK | N | 1 | 1 | 12 | 0 | 0 | 0
1200836 | USCG AIR STATION CAPE COD |  | BLDG 5216 |  | BUZZARDS BAY | MA | 025425024 | USCG AIR STATION CAPE COD | BUILDING 5216, EHS DEPARTMENT | BUZZARDS BAY | MA | 025420000 | N | FEDERAL | SM80-R | US COAST GUARD | 5089686480 | Paul.E.rendon@uscg.mil | PAUL | RENDON | 5089686480 | Paul.E.Rendon@uscg.mil | KIRKPATRICK | ELIZABETH | 5089686696 | elizabeth.l.kirkpatrick@uscg.mil | 40 | FIRE PUMP #3 3173 |  | ENGINE | CUMMINS | NT3801F | 1987-02-01 | 2011 | 3 | 1 | DIESEL | DIESEL | 44 | DIESEL | 0.05 | 0 | 0.0255 | E3GAL | 3.5445 | OK | N | 1 | 1 | 12 | 0 | 0 | 0
1200836 | USCG AIR STATION CAPE COD |  | BLDG 5216 |  | BUZZARDS BAY | MA | 025425024 | USCG AIR STATION CAPE COD | BUILDING 5216, EHS DEPARTMENT | BUZZARDS BAY | MA | 025420000 | N | FEDERAL | SM80-R | US COAST GUARD | 5089686480 | Paul.E.rendon@uscg.mil | PAUL | RENDON | 5089686480 | Paul.E.Rendon@uscg.mil | KIRKPATRICK | ELIZABETH | 5089686696 | elizabeth.l.kirkpatrick@uscg.mil | 41 | GENERATOR #4- BD5201 |  | ENGINE | CUMMINS | 6BT5.9 | 1990-01-01 | 2011 | 1 | 1 | DIESWEL | DIESEL | 44 | DIESEL | 0.05 | 0.1 | 0.3966 | E3GAL | 55.1274 | OK | N | 1 | 1 | 12 | 0 | 0 | 0
1200836 | USCG AIR STATION CAPE COD |  | BLDG 5216 |  | BUZZARDS BAY | MA | 025425024 | USCG AIR STATION CAPE COD | BUILDING 5216, EHS DEPARTMENT | BUZZARDS BAY | MA | 025420000 | N | FEDERAL | SM80-R | US COAST GUARD | 5089686480 | Paul.E.rendon@uscg.mil | PAUL | RENDON | 5089686480 | Paul.E.Rendon@uscg.mil | KIRKPATRICK | ELIZABETH | 5089686696 | elizabeth.l.kirkpatrick@uscg.mil | 91 | EPG BLDG 4600 |  | ENGINE | ONAN | 600-ODFX-4R | 2008-01-01 | 2011 | 0.035 | 1 | DIESEL | DIESEL | 44 | DIESEL | 0.005 |  | 0.15 | E3GAL | 20.85 | OK | N | 1 | 1 | 52 | 1 | 1 | 2
1200836 | USCG AIR STATION CAPE COD |  | BLDG 5216 |  | BUZZARDS BAY | MA | 025425024 | USCG AIR STATION CAPE COD | BUILDING 5216, EHS DEPARTMENT | BUZZARDS BAY | MA | 025420000 | N | FEDERAL | SM80-R | US COAST GUARD | 5089686480 | Paul.E.rendon@uscg.mil | PAUL | RENDON | 5089686480 | Paul.E.Rendon@uscg.mil | KIRKPATRICK | ELIZABETH | 5089686696 | elizabeth.l.kirkpatrick@uscg.mil | 97 | BLDG 711 DIESEL EPG |  | ENGINE | UNKNOWN | 70854 | 2009-06-01 | 2011 | 3 | 1 | DIESEL | DIESEL | 44 | DIESEL | 0.05 |  | 0.054 | E3GAL | 7.506 | OK | N | 1 | 1 | 52 | 1 | 1 | 2
1200836 | USCG AIR STATION CAPE COD |  | BLDG 5216 |  | BUZZARDS BAY | MA | 025425024 | USCG AIR STATION CAPE COD | BUILDING 5216, EHS DEPARTMENT | BUZZARDS BAY | MA | 025420000 | N | FEDERAL | SM80-R | US COAST GUARD | 5089686480 | Paul.E.rendon@uscg.mil | PAUL | RENDON | 5089686480 | Paul.E.Rendon@uscg.mil | KIRKPATRICK | ELIZABETH | 5089686696 | elizabeth.l.kirkpatrick@uscg.mil | 98 | BLDG 195 DIESEL EPG |  | ENGINE | KOHLER | FAST RESPONSE 20 | 2009-06-01 | 2011 | 3 | 1 | DIESEL | DIESEL | 44 | DIESEL | 0.05 |  | 0.029 | E3GAL | 4.031 | OK | N | 1 | 1 | 52 | 1 | 1 | 2
1200836 | USCG AIR STATION CAPE COD |  | BLDG 5216 |  | BUZZARDS BAY | MA | 025425024 | USCG AIR STATION CAPE COD | BUILDING 5216, EHS DEPARTMENT | BUZZARDS BAY | MA | 025420000 | N | FEDERAL | SM80-R | US COAST GUARD | 5089686480 | Paul.E.rendon@uscg.mil | PAUL | RENDON | 5089686480 | Paul.E.Rendon@uscg.mil | KIRKPATRICK | ELIZABETH | 5089686696 | elizabeth.l.kirkpatrick@uscg.mil | 99 | BLDG 614 DIESEL EPG |  | ENGINE | WHITE | UNKNOWN | 2009-06-01 | 2011 | 3 | 1 | DIESEL | DIESEL | 44 | DIESEL | 0.05 |  | 0.0256 | E3GAL | 3.5584 | OK | N | 1 | 1 | 52 | 1 | 1 | 2
1200836 | USCG AIR STATION CAPE COD |  | BLDG 5216 |  | BUZZARDS BAY | MA | 025425024 | USCG AIR STATION CAPE COD | BUILDING 5216, EHS DEPARTMENT | BUZZARDS BAY | MA | 025420000 | N | FEDERAL | SM80-R | US COAST GUARD | 5089686480 | Paul.E.rendon@uscg.mil | PAUL | RENDON | 5089686480 | Paul.E.Rendon@uscg.mil | KIRKPATRICK | ELIZABETH | 5089686696 | elizabeth.l.kirkpatrick@uscg.mil | 100 | BLDG 131 DIESEL EPG |  | ENGINE | MARATHON | UNKNOWN | 2009-06-01 | 2011 | 3 | 1 | DIESEL | DIESEL | 44 | DIESEL | 0.05 |  | 0.023 | E3GAL | 3.197 | OK | N | 1 | 1 | 52 | 1 | 1 | 2
1200836 | USCG AIR STATION CAPE COD |  | BLDG 5216 |  | BUZZARDS BAY | MA | 025425024 | USCG AIR STATION CAPE COD | BUILDING 5216, EHS DEPARTMENT | BUZZARDS BAY | MA | 025420000 | N | FEDERAL | SM80-R | US COAST GUARD | 5089686480 | Paul.E.rendon@uscg.mil | PAUL | RENDON | 5089686480 | Paul.E.Rendon@uscg.mil | KIRKPATRICK | ELIZABETH | 5089686696 | elizabeth.l.kirkpatrick@uscg.mil | 103 | BLDG 124 DIESEL EPG |  | ENGINE | UNKNOWN | 60-BT | 2009-06-01 | 2011 | 3 | 1 | DIESEL | DIESEL | 44 | DIESEL | 0.05 |  | 0.013 | E3GAL | 1.807 | OK | N | 1 | 1 | 52 | 1 | 1 | 2
1200836 | USCG AIR STATION CAPE COD |  | BLDG 5216 |  | BUZZARDS BAY | MA | 025425024 | USCG AIR STATION CAPE COD | BUILDING 5216, EHS DEPARTMENT | BUZZARDS BAY | MA | 025420000 | N | FEDERAL | SM80-R | US COAST GUARD | 5089686480 | Paul.E.rendon@uscg.mil | PAUL | RENDON | 5089686480 | Paul.E.Rendon@uscg.mil | KIRKPATRICK | ELIZABETH | 5089686696 | elizabeth.l.kirkpatrick@uscg.mil | 104 | BLDG 146 DIESEL EPG |  | ENGINE | UNKNOWN | SR-7 | 2009-06-01 | 2011 | 3 | 1 | DIESEL | DIESEL | 44 | DIESEL | 0.05 |  | 0.037 | E3GAL | 5.143 | OK | N | 1 | 1 | 52 | 1 | 1 | 2
1200856 | ST GOBAIN CONTAINERS | VERALLIA | 1 NATIONAL ST |  | MILFORD | MA | 017573618 | 1 NATIONAL ST |  | MILFORD | MA | 017573618 | N | PRIVATE | OP11 | SAINT-GOBAIN CONTAINERS, INC. | 7657417200 | Robert.A.Metzger@saint-gobain.com | MICHAEL | EVANS | 5086347219 | Michael.Evans@saint-gobain.com | MIA | DECELLES | 5086347217 | Mia.Decelles@saint-gobain.com | 22 | GENERATOR 1 |  | ENGINE | UNKNOWN | UNKNOWN | 1973-01-01 | 2011 | 0.5 | 1 | DIESEL FUEL | DIESEL | 44 | DIESEL | 0.05 |  | 0.162 | E3GAL | 22.518 | OK | N | 1 | 1 | 12 | 1 | 1 | 5
1200856 | ST GOBAIN CONTAINERS | VERALLIA | 1 NATIONAL ST |  | MILFORD | MA | 017573618 | 1 NATIONAL ST |  | MILFORD | MA | 017573618 | N | PRIVATE | OP11 | SAINT-GOBAIN CONTAINERS, INC. | 7657417200 | Robert.A.Metzger@saint-gobain.com | MICHAEL | EVANS | 5086347219 | Michael.Evans@saint-gobain.com | MIA | DECELLES | 5086347217 | Mia.Decelles@saint-gobain.com | 27 | GENERATOR 2 |  | ENGINE | ONAN | QSX15-G9 NR2 | 2010-10-29 | 2011 | 4 | 1 | DIESEL FUEL | DIESEL | 44 | DIESEL | 0.05 |  | 0.737 | E3GAL | 102.443 | OK | N | 1 | 1 | 12 | 0 | 0 | 0
1200875 | ACUSHNET COMPANY |  | 700 BELLEVILLE AVE |  | NEW BEDFORD | MA | 027400000 | PO BOX 965 |  | FAIRHAVEN | MA | 027190965 | N | PRIVATE | SM79-7 | ACUSHNET COMPANY | 5089792000 | ebizhelp@acushnetgolf.com | JOSEPH | LERMAN | 5089792533 | Joseph_Lerman@AcushnetGolf.com | ERIC | LASTOWKA | 5089108827 | Eric_Lastowka@AcushnetGolf.com | 3 | GENERATOR #1-OLYMPIAN D100P1 1.1MMBTU/HR-DIESEL |  | ENGINE | OLYMPIAN | D100P1 | 2001-11-01 | 2009 | 1.1 | 1 | #2 OIL-0.3 PERCENT SULFUR | DIESEL | 44 | DIESEL | 0 | 0 | 0.056 | E3GAL | 7.784 | OK | N | 1 | 1 | 52 | 1 | 1 | 7
1200902 | GENON CANAL LLC - WEST TISBURY |  | FIRE LN 5 |  | WEST TISBURY | MA | 025750000 | 9 FREEZER RD T CTR |  | SANDWICH | MA | 025630000 | N | UTILITY | OP3 | GENON CANAL LLC | 7173383511 | leo.rajter@genon.com | LEO C. | RAJTER | 7173383511 | leo.rajter@genon.com | VINCENT | DEVITA | 8457868070 | vincent.devita@genon.com | 1 | GENERATOR #1-GENERAL MOTORS MP-45-20 2500 KW |  | ENGINE | GENERAL MOTORS | MP-45-20 | 1975-01-01 | 2011 | 29 | 1 | GENERATOR #1-GENERAL MOTORS MP-45-20 #2 OIL 0.3S | DIESEL | 44 | DIESEL | 0.3 | 0 | 50.6913 | E3GAL | 7046.0907 | OK | N | 17 | 7 | 10 | 16 | 7 | 8
1200902 | GENON CANAL LLC - WEST TISBURY |  | FIRE LN 5 |  | WEST TISBURY | MA | 025750000 | 9 FREEZER RD T CTR |  | SANDWICH | MA | 025630000 | N | UTILITY | OP3 | GENON CANAL LLC | 7173383511 | leo.rajter@genon.com | LEO C. | RAJTER | 7173383511 | leo.rajter@genon.com | VINCENT | DEVITA | 8457868070 | vincent.devita@genon.com | 2 | GENERATOR #2-GENERAL MOTORS MP-45-20 2500 KW |  | ENGINE | GENERAL MOTORS | MP-45-20 | 1975-01-01 | 2011 | 29 | 1 | GENERATOR #2-GENERAL MOTORS MP-45-20 #2 OIL 0.3S | DIESEL | 44 | DIESEL | 0.3 | 0 | 77.3328 | E3GAL | 10749.2592 | OK | N | 17 | 7 | 12 | 17 | 7 | 11
1200906 | SYSCO BOSTON LLC |  | 380 SOUTH WORCESTER ST |  | NORTON | MA | 027660000 | 380 SOUTH WORCESTER ST |  | NORTON | MA | 027660000 | N | PRIVATE | NM25 | SYSCO BOSTON LLC | 5082851000X1209 | bryant.thaire@hal.sysco.com | THAIRE | BRYANT | 5082851101 | bryant.thaire@hal.sysco.com | STEVEN | MEDEIROS | 5082851117 | medeiros.steven@hal.sysco.com | 4 | GENERATOR #1-CATERPILLAR DIESEL #2 OIL |  | ENGINE | CATAPILLAR | 3512 | 1990-02-01 | 2008 | 12 | 1 | GENERATOR #1-CATERPILLAR DIESEL #2 OIL | DIESEL | 44 | DIESEL | 0.12 | 0 | 4 | E3GAL | 556 | OK | N | 1 | 1 | 52 | 1 | 1 | 20
1200906 | SYSCO BOSTON LLC |  | 380 SOUTH WORCESTER ST |  | NORTON | MA | 027660000 | 380 SOUTH WORCESTER ST |  | NORTON | MA | 027660000 | N | PRIVATE | NM25 | SYSCO BOSTON LLC | 5082851000X1209 | bryant.thaire@hal.sysco.com | THAIRE | BRYANT | 5082851101 | bryant.thaire@hal.sysco.com | STEVEN | MEDEIROS | 5082851117 | medeiros.steven@hal.sysco.com | 6 | GENERATOR #2-CATERPILLAR #3412 DIESEL |  | ENGINE | CATAPILLAR | 3412 | 1990-03-01 | 2008 | 5 | 1 | GENERATOR #2-CATERPILLAR DIESEL | DIESEL | 44 | DIESEL | 0.12 | 0 | 5 | E3GAL | 695 | OK | N | 1 | 1 | 52 | 1 | 1 | 20
1200912 | FALL RIVER SSI |  | 1979 BAY ST |  | FALL RIVER | MA | 027240000 | 1979 BAY STREET |  | FALL RIVER | MA | 027241663 | Y | LOCAL GOVERNMENT | NM99 | FALL RIVER WWTP | 5086724530 | marc.laferriere@veoliawaterna.com | MARC | LAFERRIERE | 5086798241 | marc.laferriere@veoliawaterna.com | MARC | LAFERRIERE | 5086724530 | marc.laferriere@veoliawaterna.com | 5 | GENERATOR #1-SOLAR GEI-SA-NA 1200 HP TURBINE |  | ENGINE | SOLAR | GE-SA-NA-1200 | 1982-12-01 | 2009 | 13 | 1 | GENERATOR #1-SOLAR GEI-SA-NA 1200 #2 OIL-0.3S | DIESEL | 44 | DIESEL | 0.3 | 0 | 0.0091 | E3GAL | 1.2649 | OK | N | 1 | 1 | 1 | 1 | 1 | 1
1200920 | GENERAL DYNAMICS C4 SYSTEMS |  | 400 JOHN QUINCY ADAMS RD |  | TAUNTON | MA | 027800000 | 400 JOHN QUINCY ADAMS RD |  | TAUNTON | MA | 027800000 | N | PRIVATE | NM25 | GENERAL DYNAMICS C4 SYSTEMS | 5088804000 | Ron.Levesque@gdc4s.com | RON | LEVESQUE | 5088804452 | Ron.Levesque@gdc4s.com | ERIC | CARDINAL | 5088804432 | Eric.Cardinal@gdc4s.com | 39 | BUILDING 88 EMERGENCY GENERATOR |  | ENGINE | CUMMINS DIESEL | 350DFCC | 2004-04-15 | 2009 | 3.29 | 1 | DIESEL FUEL | DIESEL | 44 | DIESEL | 0.3 | 0 | 0.2624 | E3GAL | 36.4736 | OK | N | 1 | 1 | 52 | 1 | 1 | 22
1200920 | GENERAL DYNAMICS C4 SYSTEMS |  | 400 JOHN QUINCY ADAMS RD |  | TAUNTON | MA | 027800000 | 400 JOHN QUINCY ADAMS RD |  | TAUNTON | MA | 027800000 | N | PRIVATE | NM25 | GENERAL DYNAMICS C4 SYSTEMS | 5088804000 | Ron.Levesque@gdc4s.com | RON | LEVESQUE | 5088804452 | Ron.Levesque@gdc4s.com | ERIC | CARDINAL | 5088804432 | Eric.Cardinal@gdc4s.com | 40 | BUILDING 80 EMERGENCY POWER GENERATOR |  | ENGINE | CONSOLIDATED POWER INDUSTRIES | 210D12T | 1987-06-01 | 2009 | 1.96 | 1 | DIESEL FUEL | DIESEL | 44 | DIESEL | 0.3 | 0 | 0.142 | E3GAL | 19.738 | OK | N | 1 | 1 | 52 | 1 | 1 | 22
1200920 | GENERAL DYNAMICS C4 SYSTEMS |  | 400 JOHN QUINCY ADAMS RD |  | TAUNTON | MA | 027800000 | 400 JOHN QUINCY ADAMS RD |  | TAUNTON | MA | 027800000 | N | PRIVATE | NM25 | GENERAL DYNAMICS C4 SYSTEMS | 5088804000 | Ron.Levesque@gdc4s.com | RON | LEVESQUE | 5088804452 | Ron.Levesque@gdc4s.com | ERIC | CARDINAL | 5088804432 | Eric.Cardinal@gdc4s.com | 41 | BUILDING 80 DIESEL FIRE PUMP GENERATOR |  | ENGINE | CUMMINS DIESEL | NT-495-FP | 1987-06-01 | 2009 | 0.43 | 1 | DIESEL FUEL | DIESEL | 44 | DIESEL | 0.3 | 0 | 0.208 | E3GAL | 28.912 | OK | N | 1 | 1 | 52 | 1 | 1 | 22
1200920 | GENERAL DYNAMICS C4 SYSTEMS |  | 400 JOHN QUINCY ADAMS RD |  | TAUNTON | MA | 027800000 | 400 JOHN QUINCY ADAMS RD |  | TAUNTON | MA | 027800000 | N | PRIVATE | NM25 | GENERAL DYNAMICS C4 SYSTEMS | 5088804000 | Ron.Levesque@gdc4s.com | RON | LEVESQUE | 5088804452 | Ron.Levesque@gdc4s.com | ERIC | CARDINAL | 5088804432 | Eric.Cardinal@gdc4s.com | 54 | BLD 80 DATA CENTER CATERPILLAR GENERATOR 300EKW |  | ENGINE | CATERPILLAR | C9 ATAAC 300EKW | 2006-04-15 | 2009 | 2.951 | 1 | DIESEL FUEL-#2 | DIESEL | 44 | DIESEL | 0.3 | 0 | 0.1272 | E3GAL | 17.6808 | OK | N | 1 | 1 | 52 | 1 | 1 | 22
1200941 | TYCO HEALTHCARE GROUP LP |  | 665 WEST ST |  | MANSFIELD | MA | 020480000 | 665 WEST ST |  | MANSFIELD | MA | 020480000 | N | PRIVATE | NM25 | KENDALL HEALTH CARE |  |  | MATTHEW | NICOLELLA | 5082618044 | matthew.nicolella@covidien.com | WILLIAM | HARRISON | 5082618586 | william.harrison@tycohealthcare.com | 1 | BUILDING 3 EMERGENCY GENERATOR |  | ENGINE | CATERPILLAR | 3412/SR4 | 2001-06-01 | 2006 | 2.737 | 1 | DIESEL FUEL | DIESEL | 44 | DIESEL | 0.2 |  | 0.6 | E3GAL | 83.4 | OK | N | 1 | 1 | 12 | 1 | 1 | 5
1200941 | TYCO HEALTHCARE GROUP LP |  | 665 WEST ST |  | MANSFIELD | MA | 020480000 | 665 WEST ST |  | MANSFIELD | MA | 020480000 | N | PRIVATE | NM25 | KENDALL HEALTH CARE |  |  | MATTHEW | NICOLELLA | 5082618044 | matthew.nicolella@covidien.com | WILLIAM | HARRISON | 5082618586 | william.harrison@tycohealthcare.com | 3 | BUILDING 4A EMERGENCY GENERATOR |  | ENGINE | DETROIT DIESEL | 350KW | 1998-01-01 | 2006 | 1.195 | 1 | DIESEL FUEL | DIESEL | 44 | DIESEL | 0.02 |  | 0.6 | E3GAL | 83.4 | OK | N | 1 | 1 | 12 | 1 | 1 | 5
1200968 | WL BYRNE INC |  | 210 WOOD ST |  | MIDDLEBOROUGH | MA | 023460000 | 210 WOOD ST |  | MIDDLEBOROUGH | MA | 023460000 | N | PRIVATE | NM25 | BYRNE SAND AND GRAVEL CO INC | 5089470724 | bsandg@verizon.net | DONALD J. | GALLANT, SR. | 5089470724 | bsandg@verizon.net | DONALD | GALLANT, SR. | 5089470724 | bsandg@verizon.net | 3 | GENERATOR 1 - 3406 DITA |  | ENGINE | CATERPILLAR | 3406 DITA | 1987-08-01 | 2010 | 3.752 | 1 | # 2 DIESEL FUEL OIL | DIESEL | 44 | DIESEL | 0.0015 | 0 | 0 | E3GAL | 0 | OK | N | 4 | 1 | 14 | 4 | 1 | 6
1200968 | WL BYRNE INC |  | 210 WOOD ST |  | MIDDLEBOROUGH | MA | 023460000 | 210 WOOD ST |  | MIDDLEBOROUGH | MA | 023460000 | N | PRIVATE | NM25 | BYRNE SAND AND GRAVEL CO INC | 5089470724 | bsandg@verizon.net | DONALD J. | GALLANT, SR. | 5089470724 | bsandg@verizon.net | DONALD | GALLANT, SR. | 5089470724 | bsandg@verizon.net | 4 | GENERATOR 2 - 3406 BDITA |  | ENGINE | CATERPILLAR | 3406 BDITA | 1991-03-05 | 2010 | 3.822 | 1 | # 2 DIESEL FUEL OIL | DIESEL | 44 | DIESEL | 0.0015 | 0 | 0 | E3GAL | 0 | OK | N | 0 | 0 | 0 | 0 | 0 | 0
1200968 | WL BYRNE INC |  | 210 WOOD ST |  | MIDDLEBOROUGH | MA | 023460000 | 210 WOOD ST |  | MIDDLEBOROUGH | MA | 023460000 | N | PRIVATE | NM25 | BYRNE SAND AND GRAVEL CO INC | 5089470724 | bsandg@verizon.net | DONALD J. | GALLANT, SR. | 5089470724 | bsandg@verizon.net | DONALD | GALLANT, SR. | 5089470724 | bsandg@verizon.net | 20 | EMERGENCY GENERATOR - KATOLIGHT UNIT 3 |  | ENGINE | KATOLIGHT | D90ARX4 | 1973-01-01 | 2010 | 0.25 | 1 | # 2 DIESEL FUEL | DIESEL | 44 | DIESEL | 0.0015 | 0 | 0 | E3GAL | 0 | OK | N | 1 | 1 | 20 | 0 | 0 | 0
1201060 | PAVESTONE CO |  | 18 COWAN DR |  | MIDDLEBOROUGH | MA | 023460000 | 18 COWAN DR |  | MIDDLEBOROUGH | MA | 023463703 | N | PRIVATE | SM25 | PAVESTONE COMPANY | 5089476001 | Dean.Irwin@pavestone.com | DEAN | IRWIN | 5089476001 | Dean.Irwin@Pavestone.com | DEAN | IRWIN | 5089476001 | Dean.Irwin@Pavestone.com | 2 | ROCK CRUSHER ENGINE |  | ENGINE | CUMMINS | QSL9 | 2005-11-01 | 2009 | 2.1 | 1 | DIESEL OIL | DIESEL | 44 | DIESEL | 0.3 | 1 | 4.15 | E3GAL | 576.85 | OK | N | 4 | 3 | 30 | 4 | 3 | 22
1201508 | NITTO DENKO AVECIA INC |  | 155 FORTUNE BLVD |  | MILFORD | MA | 017570000 | 155 FORTUNE BLVD |  | MILFORD | MA | 017570000 | N | PRIVATE | NM25 | AVECIA BIOTECHNOLOGY INC | 5084827500 | rich.beauregard@aveciabiotech.com | DETLEF | RETHAGE | 5085322685 | Detlef.Rethage@AveciaBiotech.com | RICHARD | BEAUREGARD | 5084827751 | rich.beauregard@aveciabiotech.com | 2 | EMERGENCY GENERATOR |  | ENGINE | CATERPILLAR | 3412 SR4 | 2004-01-01 | 2009 | 5.9 | 1 | DIESEL | DIESEL | 44 | DIESEL | 0.0015 |  | 0.082 | E3GAL | 11.398 | OK | N | 1 | 1 | 52 | 1 | 1 | 22
1201509 | ANP BELLINGHAM |  | 155 MAPLE ST |  | BELLINGHAM | MA | 020190000 | 155 MAPLE ST |  | BELLINGHAM | MA | 020190000 | N | UTILITY | OP7.5 | IPR-GDF SUEZ NORTH AMERICA, INC. | 5089665600 | michael.volpe@gdfsuezna.com | MICHAEL | VOLPE | 5089665606 | michael.volpe@gdfsuezna.com | ROBERT | MAGGIANI | 5089665630 | robert.maggiani@gdfsuezna.com | 3 | GENERATOR #1 - U1 EMERGENCY ENGINE |  | ENGINE | CATERPILLAR | 400-KW | 2002-01-01 | 2011 | 4.1 | 1 | DIESEL FUEL OIL | DIESEL | 44 | DIESEL | 0.05 | 0 | 0.676 | E3GAL | 93.964 | OK | N | 1 | 1 | 52 | 1 | 1 | 22
1201509 | ANP BELLINGHAM |  | 155 MAPLE ST |  | BELLINGHAM | MA | 020190000 | 155 MAPLE ST |  | BELLINGHAM | MA | 020190000 | N | UTILITY | OP7.5 | IPR-GDF SUEZ NORTH AMERICA, INC. | 5089665600 | michael.volpe@gdfsuezna.com | MICHAEL | VOLPE | 5089665606 | michael.volpe@gdfsuezna.com | ROBERT | MAGGIANI | 5089665630 | robert.maggiani@gdfsuezna.com | 4 | GENERATOR #2 - U2 EMERGENCY ENGINE |  | ENGINE | CATERPILLAR | 400-KW | 2002-01-01 | 2011 | 4.1 | 1 | DIESEL FUEL OIL | DIESEL | 44 | DIESEL | 0.05 | 0 | 0.676 | E3GAL | 93.964 | OK | N | 1 | 1 | 52 | 1 | 1 | 22
1201509 | ANP BELLINGHAM |  | 155 MAPLE ST |  | BELLINGHAM | MA | 020190000 | 155 MAPLE ST |  | BELLINGHAM | MA | 020190000 | N | UTILITY | OP7.5 | IPR-GDF SUEZ NORTH AMERICA, INC. | 5089665600 | michael.volpe@gdfsuezna.com | MICHAEL | VOLPE | 5089665606 | michael.volpe@gdfsuezna.com | ROBERT | MAGGIANI | 5089665630 | robert.maggiani@gdfsuezna.com | 5 | GENERATOR #3 - EMERGENCY FIRE PUMP |  | ENGINE | CUMMINS | FP-1 | 2001-01-01 | 2011 | 1.8 | 1 | DIESEL FUEL OIL | DIESEL | 44 | DIESEL | 0.05 | 0 | 0.309 | E3GAL | 42.951 | OK | N | 1 | 1 | 52 | 1 | 1 | 22
1201550 | BELLINGHAM COGENERATION | NORTHEAST ENERGY ASSOCIATES LP | 92 DEPOT ST |  | BELLINGHAM | MA | 020190000 | PO BOX 1213 |  | BELLINGHAM | MA | 020190000 | N | PRIVATE | OP10 | NORTHEAST ENERGY ASSOCIATES, LP | 4019462883X233 | Jonathan.Bain@nexteraenergy.com | JONATHAN | BAIN | 4019462883 | Jonathan.Bain@nexteraenergy.com | JONATHAN | BAIN | 4019462883X233 | Jonathan.Bain@nexteraenergy.com | 6 | DFP |  | ENGINE | CATERPILLAR | 3306 | 1992-05-04 | 2011 | 9.6 | 1 | #2 FUEL OIL | DIESEL | 44 | DIESEL | 0.0009 | 0 | 1.77 | E3GAL | 246.03 | OK | N | 1 | 1 | 51 | 1 | 1 | 20
1210003 | PHILLIPS ACADEMY |  | 180 MAIN ST |  | ANDOVER | MA | 018104161 | 180 MAIN STREET |  | ANDOVER | MA | 018104161 | N | PRIVATE | SM80-R | PHILLIPS ACADEMY | 9787494320 | hlanglois@andover.edu | HERBERT | LANGLOIS | 9787494324 | hlanglois@andover.edu | HERBERT | LANGLOIS | 9787494324 | hlanglois@andover.edu | 4 | GENERATOR #1-CATERPILLAR 3516 14.77 MMBTU/HR |  | ENGINE | CATERPILLAR | 3516 | 1995-09-01 | 2011 | 14.8 | 1 | GENERATOR #1-CATERPILLAR 3516 #2 OIL | DIESEL | 44 | DIESEL | 0.0015 | 0 | 1.162 | E3GAL | 161.518 | OK | N | 1 | 1 | 52 | 1 | 1 | 20
1210003 | PHILLIPS ACADEMY |  | 180 MAIN ST |  | ANDOVER | MA | 018104161 | 180 MAIN STREET |  | ANDOVER | MA | 018104161 | N | PRIVATE | SM80-R | PHILLIPS ACADEMY | 9787494320 | hlanglois@andover.edu | HERBERT | LANGLOIS | 9787494324 | hlanglois@andover.edu | HERBERT | LANGLOIS | 9787494324 | hlanglois@andover.edu | 12 | GENERATORS FIELD | 3 | ENGINE | CATERPILLAR | 3306 | 2004-01-01 | 2011 | 2.1 | 1 | GENERATORS FIELD | DIESEL | 44 | DIESEL | 0.0015 | 0 | 1.747 | E3GAL | 242.833 | OK | N | 1 | 1 | 20 | 1 | 1 | 10
1210007 | COVANTA HAVERHILL INCORPORATED |  | 100 RECOVERY WAY |  | HAVERHILL | MA | 018350000 | 100 RECOVERY WAY |  | HAVERHILL | MA | 018350000 | N | PRIVATE | OP24 | COVANTA HAVERHILL INC | 9783726288 | gdrew@covantaenergy.com | JOSEPH | BECKER | 9783726288 | jbecker@covantaenergy.com | GEORGE | DREW | 9783726288X3025 | gdrew@covantaenergy.com | 8 | EMERG DIESEL FIRE PUMP 2 |  | ENGINE | JOHN DEERE | JDRG6081H160740 | 2004-02-01 | 2011 | 2.1 | 1 | ULTRA LOW SULFUR DIESEL | DIESEL | 44 | DIESEL | 0 | 0 | 0.551 | E3GAL | 76.589 | OK | N | 1 | 1 | 38 | 1 | 1 | 18
1210007 | COVANTA HAVERHILL INCORPORATED |  | 100 RECOVERY WAY |  | HAVERHILL | MA | 018350000 | 100 RECOVERY WAY |  | HAVERHILL | MA | 018350000 | N | PRIVATE | OP24 | COVANTA HAVERHILL INC | 9783726288 | gdrew@covantaenergy.com | JOSEPH | BECKER | 9783726288 | jbecker@covantaenergy.com | GEORGE | DREW | 9783726288X3025 | gdrew@covantaenergy.com | 14 | LEACH PLNT EMER DIESEL GEN SET |  | ENGINE | ONAN | 4BT3.9 | 1988-05-26 | 2011 | 0.714 | 1 | #2 HEATING OIL | DIESEL | 44 | DIESEL | 0.22 | 0.005 | 0 | E3GAL | 0 | OK | N | 0 | 0 | 0 | 0 | 0 | 0
1210007 | COVANTA HAVERHILL INCORPORATED |  | 100 RECOVERY WAY |  | HAVERHILL | MA | 018350000 | 100 RECOVERY WAY |  | HAVERHILL | MA | 018350000 | N | PRIVATE | OP24 | COVANTA HAVERHILL INC | 9783726288 | gdrew@covantaenergy.com | JOSEPH | BECKER | 9783726288 | jbecker@covantaenergy.com | GEORGE | DREW | 9783726288X3025 | gdrew@covantaenergy.com | 31 | EMER DIESEL FIRE PUMP 1 |  | ENGINE | CLARKE GM DIESEL INC | MD-6 | 1987-09-01 | 2011 | 0.91 | 1 | ULTRA LOW SULFUR DIESEL | DIESEL | 44 | DIESEL | 0 | 0.001 | 0 | E3GAL | 0 | OK | N | 0 | 0 | 0 | 0 | 0 | 0
1210025 | LAWRENCE GENERAL HOSPITAL |  | 1 GENERAL ST |  | LAWRENCE | MA | 018400000 | 1 GENERAL ST |  | LAWRENCE | MA | 018420000 | N | PRIVATE | SM80-R | LAWRENCE GENERAL HOSPITAL | 9786834000 | gerry.leighton@lawrencegeneral.org | GERRY | LEIGHTON | 9789468179 | gerry.leighton@lawrencegeneral.org | JACK | KENNEDY | 9786834000X2225 | John.a.Kennedy@lawrencegeneral.org | 5 | 3 GENERATORS-(150 KW, 250 KW, 350 KW) #2 OIL-0.05S | 3 | ENGINE | DETROIT DIESEL | VARIOUS | 1969-04-03 | 2011 | 7.392 | 1 | GENERATORS #1(3)-150, 250, 350KW #2 OIL-0.3S | DIESEL | 44 | DIESEL | 0.05 | 0.1 | 0.804 | E3GAL | 111.756 | OK | N | 1 | 1 | 52 | 1 | 1 | 20
1210025 | LAWRENCE GENERAL HOSPITAL |  | 1 GENERAL ST |  | LAWRENCE | MA | 018400000 | 1 GENERAL ST |  | LAWRENCE | MA | 018420000 | N | PRIVATE | SM80-R | LAWRENCE GENERAL HOSPITAL | 9786834000 | gerry.leighton@lawrencegeneral.org | GERRY | LEIGHTON | 9789468179 | gerry.leighton@lawrencegeneral.org | JACK | KENNEDY | 9786834000X2225 | John.a.Kennedy@lawrencegeneral.org | 6 | GENERATOR #4-CONS POWER IND 1000KW #2 OIL-0.05S |  | ENGINE | CONSOLIDATED POWER | 1000D3TA | 1991-10-01 | 2011 | 10.64 | 1 | GENERATOR #4-CONS POWER 1000 KWE #2 OIL-0.3S | DIESEL | 44 | DIESEL | 0.05 | 0.1 | 1.892 | E3GAL | 262.988 | OK | N | 1 | 1 | 52 | 1 | 1 | 20
1210040 | UMASS LOWELL SOUTH CAMPUS |  | SOLOMONT WAY | FORMERLY ROLFE ST | LOWELL | MA | 018540000 | 1 UNIVERSITY AVENUE | VFW HIGHWAY | LOWELL | MA | 018540000 | Y | STATE | SM80-R | UNIVERSITY OF MASSACHUSETTS LOWELL | 9789342601 | ask_ap@uml.edu | RICHARD | LEMOINE | 9789342618 | RICHARD_LEMOINE@UML.EDU | RICHARD | LEMOINE | 9789342618 | RICHARD_LEMOINE@UML.EDU | 8 | DIESEL EMER GENS (3)-VARIOUS MFGS #2 OIL 0.0015 S |  | ENGINE | VARIOUS | VARIOUS | 1989-06-01 | 2011 | 6 | 1 | EMER GENS (3) - VARIOUS MFGS #2 OIL 0.0015 S | DIESEL | 44 | DIESEL | 0.0015 | 0.1 | 0.957 | E3GAL | 133.023 | OK | N | 1 | 1 | 12 | 1 | 1 | 5
1210041 | UMASS LOWELL NORTH CAMPUS |  | 1 UNIVERSITY AVE | VETERANS OF FOREIGN WARS HWY | LOWELL | MA | 018540000 | ONE UNIVERSITY AVENUE | VFW HIGHWAY | LOWELL | MA | 018540000 | Y | STATE | SM80-R | UNIVERSITY OF MASSACHUSETTS LOWELL | 9789342601 | ask_ap@uml.edu | RICHARD | LEMOINE | 9789342618 | Richard_Lemoine@uml.edu | RICHARD | LEMOINE | 9789342618 | Richard_Lemoine@uml.edu | 8 | DONAHUE DIESEL GENERATOR - CUMMINS |  | ENGINE | CUMMINS | #6CTA83 | 1989-01-01 | 2011 | 2 | 1 | GENERATOR-CUMMINS #6CTA8.3 DONAHUE #15 DIESEL | DIESEL | 44 | DIESEL | 0.0015 | 0.1 | 0.95 | E3GAL | 132.05 | OK | N | 1 | 1 | 12 | 1 | 1 | 5
1210041 | UMASS LOWELL NORTH CAMPUS |  | 1 UNIVERSITY AVE | VETERANS OF FOREIGN WARS HWY | LOWELL | MA | 018540000 | ONE UNIVERSITY AVENUE | VFW HIGHWAY | LOWELL | MA | 018540000 | Y | STATE | SM80-R | UNIVERSITY OF MASSACHUSETTS LOWELL | 9789342601 | ask_ap@uml.edu | RICHARD | LEMOINE | 9789342618 | Richard_Lemoine@uml.edu | RICHARD | LEMOINE | 9789342618 | Richard_Lemoine@uml.edu | 10 | EMER GENS (7) - OLYMPIAN DIESEL |  | ENGINE | OLYMPIAN | VARIOUS | 1997-01-01 | 2011 | 9 | 1 | EMER GEN (7) - OLYMPIAN #2 OIL 0.0015 S | DIESEL | 44 | DIESEL | 0.0015 | 0.1 | 5.238 | E3GAL | 728.082 | OK | N | 1 | 1 | 12 | 1 | 1 | 5
1210041 | UMASS LOWELL NORTH CAMPUS |  | 1 UNIVERSITY AVE | VETERANS OF FOREIGN WARS HWY | LOWELL | MA | 018540000 | ONE UNIVERSITY AVENUE | VFW HIGHWAY | LOWELL | MA | 018540000 | Y | STATE | SM80-R | UNIVERSITY OF MASSACHUSETTS LOWELL | 9789342601 | ask_ap@uml.edu | RICHARD | LEMOINE | 9789342618 | Richard_Lemoine@uml.edu | RICHARD | LEMOINE | 9789342618 | Richard_Lemoine@uml.edu | 22 | UC GENERATOR #1-CUMMINS VTA12-800-GC 500KW DIESEL |  | ENGINE | CUMMINS | VTA12-800 | 1987-07-01 | 2011 | 5.316 | 1 | GENERATOR 1-CUMMINS VTA12-800-GC | DIESEL | 44 | DIESEL | 0.05 | 0 | 0.599 | E3GAL | 83.261 | OK | N | 1 | 1 | 52 | 1 | 1 | 5
1210041 | UMASS LOWELL NORTH CAMPUS |  | 1 UNIVERSITY AVE | VETERANS OF FOREIGN WARS HWY | LOWELL | MA | 018540000 | ONE UNIVERSITY AVENUE | VFW HIGHWAY | LOWELL | MA | 018540000 | Y | STATE | SM80-R | UNIVERSITY OF MASSACHUSETTS LOWELL | 9789342601 | ask_ap@uml.edu | RICHARD | LEMOINE | 9789342618 | Richard_Lemoine@uml.edu | RICHARD | LEMOINE | 9789342618 | Richard_Lemoine@uml.edu | 23 | UC GENERATOR #2-CUMMINS VTA12-800-GC 500KW DIESEL |  | ENGINE | CUMMINS | VTA12-800 | 1987-08-01 | 2011 | 5.316 | 1 | GENERATOR 2-CUMMINS VTA12-800-GC | DIESEL | 44 | DIESEL | 0.05 | 0 | 0.599 | E3GAL | 83.261 | OK | N | 1 | 1 | 52 | 1 | 1 | 5
1210041 | UMASS LOWELL NORTH CAMPUS |  | 1 UNIVERSITY AVE | VETERANS OF FOREIGN WARS HWY | LOWELL | MA | 018540000 | ONE UNIVERSITY AVENUE | VFW HIGHWAY | LOWELL | MA | 018540000 | Y | STATE | SM80-R | UNIVERSITY OF MASSACHUSETTS LOWELL | 9789342601 | ask_ap@uml.edu | RICHARD | LEMOINE | 9789342618 | Richard_Lemoine@uml.edu | RICHARD | LEMOINE | 9789342618 | Richard_Lemoine@uml.edu | 24 | UC GENERATOR #3-CUMMINS NT855-G2 200KW DIESEL |  | ENGINE | CUMMINS | NT855 | 1985-03-01 | 2011 | 2.918 | 1 | GENERATOR 3-CUMMINS NT855-G2 | DIESEL | 44 | DIESEL | 0.05 | 0 | 0.3 | E3GAL | 41.7 | OK | N | 1 | 1 | 52 | 1 | 1 | 5
1210053 | 1600 OSGOOD STREET LLC |  | 1600 OSGOOD ST |  | NORTH ANDOVER | MA | 018450000 | 1600 OSGOOD ST |  | NORTH ANDOVER | MA | 018450000 | N | PRIVATE | SM80-R | 1600 OSGOOD STREET LLC | 9786815004 | ndenault@ozzyproperties.com | NORMAN | DENAULT | 9786815004 | ndenault@ozzyproperties.com | NORMAN | DENAULT | 9786815004X104 | ndenault@ozzyproperties.com | 10 | GENERATOR #5-CATERPILLAR DIESEL-3.5 MMBTU/HR BLG40 |  | ENGINE | CATERPILLAR | SR4 | 1997-10-01 | 2011 | 3.5 | 1 | GENERATOR #5-CATERPILLAR #2 OIL-0.3 | DIESEL | 44 | DIESEL | 0.3 | 0 | 0.1012 | E3GAL | 14.0668 | OK | N | 1 | 1 | 52 | 1 | 1 | 22
1210053 | 1600 OSGOOD STREET LLC |  | 1600 OSGOOD ST |  | NORTH ANDOVER | MA | 018450000 | 1600 OSGOOD ST |  | NORTH ANDOVER | MA | 018450000 | N | PRIVATE | SM80-R | 1600 OSGOOD STREET LLC | 9786815004 | ndenault@ozzyproperties.com | NORMAN | DENAULT | 9786815004 | ndenault@ozzyproperties.com | NORMAN | DENAULT | 9786815004X104 | ndenault@ozzyproperties.com | 33 | GM FIRE PUMP #1 1.12 MMBTU/HR DIESEL BLG#40 |  | ENGINE | GM | UNKNOWN | 1955-01-01 | 2011 | 1.12 | 1 | FIRE PUMP #1-GM DIESEL | DIESEL | 44 | DIESEL | 0.3 | 0 | 0.0312 | E3GAL | 4.3368 | OK | N | 1 | 1 | 52 | 1 | 1 | 22
1210053 | 1600 OSGOOD STREET LLC |  | 1600 OSGOOD ST |  | NORTH ANDOVER | MA | 018450000 | 1600 OSGOOD ST |  | NORTH ANDOVER | MA | 018450000 | N | PRIVATE | SM80-R | 1600 OSGOOD STREET LLC | 9786815004 | ndenault@ozzyproperties.com | NORMAN | DENAULT | 9786815004 | ndenault@ozzyproperties.com | NORMAN | DENAULT | 9786815004X104 | ndenault@ozzyproperties.com | 38 | GENERATOR #6-CATERPILLER DIESEL 9.5MMBTU/HR BLG 20 |  | ENGINE | CATERPILLAR | SR4 | 1999-01-01 | 2011 | 10 | 1 | GENERATOR #6-CATERPILLER #3508 DIESEL DATA CENTER | DIESEL | 44 | DIESEL | 0.3 | 0 | 0.3361 | E3GAL | 46.7179 | OK | N | 1 | 1 | 52 | 1 | 1 | 22
1210081 | EISAI RESEARCH INSTITUTE |  | 4 CORPORATE DR |  | ANDOVER | MA | 018102441 | 4 CORPORATE DRIVE |  | ANDOVER | MA | 018102447 | N | PRIVATE | SM79-7 | EISAI RESEARCH INSTITUTE OF BOSTON INC | 9788374825 | John_Bristol@EISAI.com | JOHN | BRISTOL | 9788374825 | John_Bristol@EISAI.com | JOHN | BRISTOL | 9788374825 | John_Bristol@EISAI.com | 13 | EMERGENCY GENERATOR ENGINE 2 |  | ENGINE | CATERPILLAR | 3508B | 2005-01-01 | 2009 | 10.3 | 1 | DIESEL | DIESEL | 44 | DIESEL | 0.0015 | 0 | 0.331 | E3GAL | 46.009 | OK | N | 1 | 1 | 52 | 1 | 1 | 22
1210081 | EISAI RESEARCH INSTITUTE |  | 4 CORPORATE DR |  | ANDOVER | MA | 018102441 | 4 CORPORATE DRIVE |  | ANDOVER | MA | 018102447 | N | PRIVATE | SM79-7 | EISAI RESEARCH INSTITUTE OF BOSTON INC | 9788374825 | John_Bristol@EISAI.com | JOHN | BRISTOL | 9788374825 | John_Bristol@EISAI.com | JOHN | BRISTOL | 9788374825 | John_Bristol@EISAI.com | 14 | EMERGENCY GENERATOR ENGINE 3 |  | ENGINE | CATERPILLAR | C9 | 2008-12-10 | 2009 | 3.155 | 1 | DIESEL | DIESEL | 44 | DIESEL | 0.0015 | 0 | 0.598 | E3GAL | 83.122 | OK | N | 1 | 1 | 52 | 1 | 1 | 22
1210129 | BALLARD MATERIAL PRODUCTS |  | 2 INDUSTRIAL AVE |  | LOWELL | MA | 018515199 | 2 INDUSTRIAL AVE |  | LOWELL | MA | 018515199 | N | PRIVATE | SM79-7 | BALLARD MATERIAL PRODUCTS | 9784545594 | Donald.Berman@ballard.com | DONALD | BERMAN | 9784455594 | donald.berman@ballard.com | DONALD | BERMAN | 9784545594 | Donald.Berman@ballard.com | 8 | GENERATOR #1-KOHLER 200ROZD 200KW |  | ENGINE | KOHLER | 200ROZD | 1997-01-01 | 2009 | 2.2704 | 2 | GENERATOR #1-KOHLER 200KW | DIESEL | 44 | DIESEL | 0.5 | 0 | 0.206 | E3GAL | 28.634 | OK | N | 1 | 1 | 12 | 1 | 1 | 8
1210129 | BALLARD MATERIAL PRODUCTS |  | 2 INDUSTRIAL AVE |  | LOWELL | MA | 018515199 | 2 INDUSTRIAL AVE |  | LOWELL | MA | 018515199 | N | PRIVATE | SM79-7 | BALLARD MATERIAL PRODUCTS | 9784545594 | Donald.Berman@ballard.com | DONALD | BERMAN | 9784455594 | donald.berman@ballard.com | DONALD | BERMAN | 9784545594 | Donald.Berman@ballard.com | 36 | GENERATOR #2-KOHLER 300ROZD71 |  | ENGINE | KOHLER | 300ROZD71 | 1981-01-01 | 2009 | 3 | 1 | GENERATOR #2-KOHLER 300ROZD71 | DIESEL | 44 | DIESEL | 0.3 | 0 | 0.4719 | E3GAL | 65.5941 | OK | N | 1 | 1 | 21 | 1 | 1 | 8
1210153 | LANTHEUS MEDICAL IMAGING INC | FKA BRISTOL MYERS SQUIBB MEDICAL IMAGING | 331 TREBLE COVE RD |  | BILLERICA | MA | 018620000 | 331 TREBLE COVE RD |  | NORTH BILLERICA | MA | 018620000 | N | PRIVATE | SM79-R | LANTHEUS MEDICAL IMAGING INC | 9786718242 | Francis.Roy@LANTHEUS.com | FRANCIS | ROY | 9786718242 | Francis.Roy@LANTHEUS.com | DEBORAH | GATTENBY | 9784367808 | Deborah.Gattenby@LANTHEUS.com | 1 | B110 GENERATOR-CATERPILLAR #3456500 DIESEL |  | ENGINE | CATERPILLAR | 3456/500 W | 2004-01-01 | 2011 | 5 | 1 | GENERATOR-CATERPILLAR #3456500 DIESEL | DIESEL | 44 | DIESEL | 0.3 | 0 | 2.758 | E3GAL | 383.362 | OK | N | 1 | 1 | 19 | 1 | 1 | 11
1210153 | LANTHEUS MEDICAL IMAGING INC | FKA BRISTOL MYERS SQUIBB MEDICAL IMAGING | 331 TREBLE COVE RD |  | BILLERICA | MA | 018620000 | 331 TREBLE COVE RD |  | NORTH BILLERICA | MA | 018620000 | N | PRIVATE | SM79-R | LANTHEUS MEDICAL IMAGING INC | 9786718242 | Francis.Roy@LANTHEUS.com | FRANCIS | ROY | 9786718242 | Francis.Roy@LANTHEUS.com | DEBORAH | GATTENBY | 9784367808 | Deborah.Gattenby@LANTHEUS.com | 11 | EMER GEN 250 GEN - KOHLER - #2 DIESEL 0.3SULFUR |  | ENGINE | KOHLER | 8123-7416 | 1990-01-01 | 2011 | 7 | 1 | #2 OIL-0.3SULFUR | DIESEL | 44 | DIESEL | 0.3 | 0 | 4.83 | E3GAL | 671.37 | OK | N | 1 | 1 | 37 | 1 | 1 | 4
1210153 | LANTHEUS MEDICAL IMAGING INC | FKA BRISTOL MYERS SQUIBB MEDICAL IMAGING | 331 TREBLE COVE RD |  | BILLERICA | MA | 018620000 | 331 TREBLE COVE RD |  | NORTH BILLERICA | MA | 018620000 | N | PRIVATE | SM79-R | LANTHEUS MEDICAL IMAGING INC | 9786718242 | Francis.Roy@LANTHEUS.com | FRANCIS | ROY | 9786718242 | Francis.Roy@LANTHEUS.com | DEBORAH | GATTENBY | 9784367808 | Deborah.Gattenby@LANTHEUS.com | 12 | PORT GEN-#1 #2 OIL-0.3S |  | ENGINE | CUMMINGS | 680FDR7026 | 1981-01-01 | 2011 | 5 | 1 | PORT GEN #1- DETROIT 540DIT #2 OIL-0.3S | DIESEL | 44 | DIESEL | 0.3 | 0 | 5.613 | E3GAL | 780.207 | OK | N | 1 | 1 | 14 | 1 | 1 | 4
1210153 | LANTHEUS MEDICAL IMAGING INC | FKA BRISTOL MYERS SQUIBB MEDICAL IMAGING | 331 TREBLE COVE RD |  | BILLERICA | MA | 018620000 | 331 TREBLE COVE RD |  | NORTH BILLERICA | MA | 018620000 | N | PRIVATE | SM79-R | LANTHEUS MEDICAL IMAGING INC | 9786718242 | Francis.Roy@LANTHEUS.com | FRANCIS | ROY | 9786718242 | Francis.Roy@LANTHEUS.com | DEBORAH | GATTENBY | 9784367808 | Deborah.Gattenby@LANTHEUS.com | 13 | PORT GEN 02 #2 OIL-0.3S |  | ENGINE | CUMMINGS | 680FDR7026 | 1981-01-01 | 2011 | 5 | 1 | PORT GEN 02 #3-DETROIT 540DIT #2 OIL-0.3S | DIESEL | 44 | DIESEL | 0.3 | 0 | 5.848 | E3GAL | 812.872 | OK | N | 1 | 1 | 28 | 3 | 1 | 3
1210153 | LANTHEUS MEDICAL IMAGING INC | FKA BRISTOL MYERS SQUIBB MEDICAL IMAGING | 331 TREBLE COVE RD |  | BILLERICA | MA | 018620000 | 331 TREBLE COVE RD |  | NORTH BILLERICA | MA | 018620000 | N | PRIVATE | SM79-R | LANTHEUS MEDICAL IMAGING INC | 9786718242 | Francis.Roy@LANTHEUS.com | FRANCIS | ROY | 9786718242 | Francis.Roy@LANTHEUS.com | DEBORAH | GATTENBY | 9784367808 | Deborah.Gattenby@LANTHEUS.com | 14 | 500 GEN 01 #2 OIL-0.3S |  | ENGINE | CUMMINS | 680FDR7026 | 1981-01-01 | 2011 | 5 | 1 | 500 GEN 01 #4-CUMMINS 680FDR7026 #2 OIL-0.3S | DIESEL | 44 | DIESEL | 0.3 | 0 | 4.325 | E3GAL | 601.175 | OK | N | 1 | 1 | 20 | 4 | 1 | 4
1210153 | LANTHEUS MEDICAL IMAGING INC | FKA BRISTOL MYERS SQUIBB MEDICAL IMAGING | 331 TREBLE COVE RD |  | BILLERICA | MA | 018620000 | 331 TREBLE COVE RD |  | NORTH BILLERICA | MA | 018620000 | N | PRIVATE | SM79-R | LANTHEUS MEDICAL IMAGING INC | 9786718242 | Francis.Roy@LANTHEUS.com | FRANCIS | ROY | 9786718242 | Francis.Roy@LANTHEUS.com | DEBORAH | GATTENBY | 9784367808 | Deborah.Gattenby@LANTHEUS.com | 15 | 500 GEN 02 #2 OIL-0.3S |  | ENGINE | CUMMINS | 680FDR7026 | 1981-01-01 | 2011 | 5 | 1 | 500 GEN 02 #5-CUMMINS 680FDR7026 #2 OIL-0.3S | DIESEL | 44 | DIESEL | 0.3 | 0 | 4.436 | E3GAL | 616.604 | OK | N | 1 | 1 | 21 | 1 | 1 | 4
1210153 | LANTHEUS MEDICAL IMAGING INC | FKA BRISTOL MYERS SQUIBB MEDICAL IMAGING | 331 TREBLE COVE RD |  | BILLERICA | MA | 018620000 | 331 TREBLE COVE RD |  | NORTH BILLERICA | MA | 018620000 | N | PRIVATE | SM79-R | LANTHEUS MEDICAL IMAGING INC | 9786718242 | Francis.Roy@LANTHEUS.com | FRANCIS | ROY | 9786718242 | Francis.Roy@LANTHEUS.com | DEBORAH | GATTENBY | 9784367808 | Deborah.Gattenby@LANTHEUS.com | 16 | 200 GEN #6 - CAT 3412 #2 OIL-0.3S |  | ENGINE | SOUTHWORTH MILTON | 3512TA | 1994-06-01 | 2011 | 12 | 1 | 200 GEN #6-CATERPILLAR 3412 #2 OIL-0.3S | DIESEL | 44 | DIESEL | 0.3 | 0 | 12.232 | E3GAL | 1700.248 | OK | N | 1 | 1 | 20 | 5 | 1 | 4
1210153 | LANTHEUS MEDICAL IMAGING INC | FKA BRISTOL MYERS SQUIBB MEDICAL IMAGING | 331 TREBLE COVE RD |  | BILLERICA | MA | 018620000 | 331 TREBLE COVE RD |  | NORTH BILLERICA | MA | 018620000 | N | PRIVATE | SM79-R | LANTHEUS MEDICAL IMAGING INC | 9786718242 | Francis.Roy@LANTHEUS.com | FRANCIS | ROY | 9786718242 | Francis.Roy@LANTHEUS.com | DEBORAH | GATTENBY | 9784367808 | Deborah.Gattenby@LANTHEUS.com | 89 | B200 NEW MANUFACTURING EMERGENCY GEN 03 |  | ENGINE | KOHLER | 500REOZV | 2005-01-01 | 2011 | 5.6 | 1 | DIESEL #2 | DIESEL | 44 | DIESEL | 0.3 | 0 | 4.432 | E3GAL | 616.048 | OK | N | 1 | 1 | 35 | 5 | 1 | 4
1210156 | MIDDLESEX HOUSE OF CORRECTION |  | 269 TREBLE COVE RD |  | BILLERICA | MA | 018210000 | 269 TREBLE COVE ROAD |  | BILLERICA | MA | 018210000 | Y | STATE | SM25 | MIDDLESEX COUNTY HOUSE OF CORRECTION | 9786671711 | pmurphy@sdm.state.ma.us | JOSEPH | KLIMASZEWSKI | 9786671711 | jklimaszewski@SDM.STATE.MA.US | MURPHY | PATRICK | 9786671711 | pmurphy@sdm.state.ma.us | 6 | GENERATOR #1-ONAN 500-ODFY-9XR/1D DIESEL |  | ENGINE | CUMMINGS ENGINE | VTA28G1 | 1986-12-01 | 2010 | 5 | 1 | GENERATOR #1-ONAN 500 DIESEL | DIESEL | 44 | DIESEL | 0.3 | 0 | 0.75 | E3GAL | 104.25 | OK | N | 1 | 1 | 26 | 1 | 1 | 21
1210156 | MIDDLESEX HOUSE OF CORRECTION |  | 269 TREBLE COVE RD |  | BILLERICA | MA | 018210000 | 269 TREBLE COVE ROAD |  | BILLERICA | MA | 018210000 | Y | STATE | SM25 | MIDDLESEX COUNTY HOUSE OF CORRECTION | 9786671711 | pmurphy@sdm.state.ma.us | JOSEPH | KLIMASZEWSKI | 9786671711 | jklimaszewski@SDM.STATE.MA.US | MURPHY | PATRICK | 9786671711 | pmurphy@sdm.state.ma.us | 8 | GENERATOR #3-KOHLER 125 R0Z281 DIESEL |  | ENGINE | CUMMINGS ENGINE | 125ROZ281 | 1988-08-01 | 2010 | 1 | 1 | GENERATOR #3-KOHLER 125 ROZ281 DIESEL | DIESEL | 44 | DIESEL | 0 | 0 | 0.25 | E3GAL | 34.75 | OK | N | 1 | 1 | 26 | 1 | 1 | 21
1210156 | MIDDLESEX HOUSE OF CORRECTION |  | 269 TREBLE COVE RD |  | BILLERICA | MA | 018210000 | 269 TREBLE COVE ROAD |  | BILLERICA | MA | 018210000 | Y | STATE | SM25 | MIDDLESEX COUNTY HOUSE OF CORRECTION | 9786671711 | pmurphy@sdm.state.ma.us | JOSEPH | KLIMASZEWSKI | 9786671711 | jklimaszewski@SDM.STATE.MA.US | MURPHY | PATRICK | 9786671711 | pmurphy@sdm.state.ma.us | 15 | GENERATOR #5-KOHLER 60 KW 60EOZJB DIESEL |  | ENGINE | CUMMINGS | 60EOZJB | 2006-06-01 | 2010 | 0.006 | 1 | DIESEL | DIESEL | 44 | DIESEL | 0 | 0 | 0.005 | E3GAL | 0.695 | OK | N | 1 | 1 | 16 | 1 | 1 | 21
1210156 | MIDDLESEX HOUSE OF CORRECTION |  | 269 TREBLE COVE RD |  | BILLERICA | MA | 018210000 | 269 TREBLE COVE ROAD |  | BILLERICA | MA | 018210000 | Y | STATE | SM25 | MIDDLESEX COUNTY HOUSE OF CORRECTION | 9786671711 | pmurphy@sdm.state.ma.us | JOSEPH | KLIMASZEWSKI | 9786671711 | jklimaszewski@SDM.STATE.MA.US | MURPHY | PATRICK | 9786671711 | pmurphy@sdm.state.ma.us | 16 | GENERATOR #6 -3412S/N IEZ060208 DIESEL |  | ENGINE | CATERPILLA | 3412S/N IEZ060208 | 1988-09-01 | 2010 | 7.25 | 1 | DIESEL | DIESEL | 44 | DIESEL | 0.3 | 0 | 0.005 | E3GAL | 0.695 | OK | N | 1 | 1 | 52 | 1 | 1 | 21
1210156 | MIDDLESEX HOUSE OF CORRECTION |  | 269 TREBLE COVE RD |  | BILLERICA | MA | 018210000 | 269 TREBLE COVE ROAD |  | BILLERICA | MA | 018210000 | Y | STATE | SM25 | MIDDLESEX COUNTY HOUSE OF CORRECTION | 9786671711 | pmurphy@sdm.state.ma.us | JOSEPH | KLIMASZEWSKI | 9786671711 | jklimaszewski@SDM.STATE.MA.US | MURPHY | PATRICK | 9786671711 | pmurphy@sdm.state.ma.us | 17 | GENERATOR #7-3412S/N IEZ06202 |  | ENGINE | CATERPILLA | 3412S/N IEZ06202 | 2000-06-01 | 2010 | 7.25 | 1 | DIESEL | DIESEL | 44 | DIESEL | 0.0003 | 0 | 1.2 | E3GAL | 166.8 | OK | N | 1 | 1 | 52 | 1 | 1 | 21
1210165 | UNIVERSITY CROSSING | FKA WHITESTONE INVESTMENT PROPERTIES LLC | 220 PAWTUCKET ST |  | LOWELL | MA | 018540000 | 220 PAWTUCKET STREET |  | LOWELL | MA | 018540000 | Y | STATE | NM50 | UNIVERSITY OF MASSACHUSETTS LOWELL | 9786544973 | ask_ap@uml.edu | RICHARD | LEMOINE | 9789342618 | richard_lemoine@uml.edu | RICHARD | LEMOINE | 9789342618 | richard_lemoine@uml.edu | 7 | GENERATOR #1-CUMMINS VTA12-800-GC 500KW DIESEL |  | ENGINE | CUMMINS | VTA12-800 | 1987-07-01 | 2010 | 2 | 1 | GENERATOR 1-CUMMINS VTA12-800-GC | DIESEL | 44 | DIESEL | 0.05 | 0 | 0.085 | E3GAL | 11.815 | OK | N | 1 | 1 | 52 | 1 | 1 | 5
1210165 | UNIVERSITY CROSSING | FKA WHITESTONE INVESTMENT PROPERTIES LLC | 220 PAWTUCKET ST |  | LOWELL | MA | 018540000 | 220 PAWTUCKET STREET |  | LOWELL | MA | 018540000 | Y | STATE | NM50 | UNIVERSITY OF MASSACHUSETTS LOWELL | 9786544973 | ask_ap@uml.edu | RICHARD | LEMOINE | 9789342618 | richard_lemoine@uml.edu | RICHARD | LEMOINE | 9789342618 | richard_lemoine@uml.edu | 8 | GENERATOR #2-CUMMINS VTA12-800-GC 500KW DIESEL |  | ENGINE | CUMMINS | VTA12-800 | 1987-08-01 | 2010 | 2 | 1 | GENERATOR 2-CUMMINS VTA12-800-GC | DIESEL | 44 | DIESEL | 0.05 | 0 | 0.085 | E3GAL | 11.815 | OK | N | 1 | 1 | 52 | 1 | 1 | 5
1210165 | UNIVERSITY CROSSING | FKA WHITESTONE INVESTMENT PROPERTIES LLC | 220 PAWTUCKET ST |  | LOWELL | MA | 018540000 | 220 PAWTUCKET STREET |  | LOWELL | MA | 018540000 | Y | STATE | NM50 | UNIVERSITY OF MASSACHUSETTS LOWELL | 9786544973 | ask_ap@uml.edu | RICHARD | LEMOINE | 9789342618 | richard_lemoine@uml.edu | RICHARD | LEMOINE | 9789342618 | richard_lemoine@uml.edu | 9 | GENERATOR #3-CUMMINS NT855-G2 200KW DIESEL |  | ENGINE | CUMMINS | NT855 | 1985-03-01 | 2010 | 1 | 1 | GENERATOR 3-CUMMINS NT855-G2 | DIESEL | 44 | DIESEL | 0.05 | 0 | 0.08 | E3GAL | 11.12 | OK | N | 1 | 1 | 52 | 1 | 1 | 5
1210181 | LOWELL GENERAL HOSPITAL SAINTS CAMPUS | FKA ST MEMORIAL MEDICAL | 1 HOSPITAL DR |  | LOWELL | MA | 018520000 | PO BOX 30 |  | LOWELL | MA | 018530000 | Y | PRIVATE | SM79-R | SAINTS MEDICAL CENTER | 9784581411 | jcasagrande@saintsmed.org | JUDITH | CASAGRANDE | 9789348303 | jcasagrande@saintsmed.org | ARTHUR | MORIN | 9789348440 | amorin@saintsmed.org | 5 | GENERATORS #1(2)-CUMMINS VTA-12-800-GS 500KW | 2 | ENGINE | CUMMINS | VTA-12-800-GS | 1976-01-01 | 2011 | 10 | 1 | GENERATORS #1(2)-CUMMINS (500KW) #2 OIL-0.3S | DIESEL | 44 | DIESEL | 0.3 | 0 | 1.425 | E3GAL | 198.075 | OK | N | 1 | 1 | 52 | 1 | 1 | 22
1210181 | LOWELL GENERAL HOSPITAL SAINTS CAMPUS | FKA ST MEMORIAL MEDICAL | 1 HOSPITAL DR |  | LOWELL | MA | 018520000 | PO BOX 30 |  | LOWELL | MA | 018530000 | Y | PRIVATE | SM79-R | SAINTS MEDICAL CENTER | 9784581411 | jcasagrande@saintsmed.org | JUDITH | CASAGRANDE | 9789348303 | jcasagrande@saintsmed.org | ARTHUR | MORIN | 9789348440 | amorin@saintsmed.org | 6 | GENERATOR #2-CATERPILLAR OT6188 4.8 MMBTU/HR |  | ENGINE | CATERPILLAR | OT6188 | 1991-12-01 | 2011 | 4.8 | 1 | GENERATOR #2-CATERPILLAR OT6188 #2 OIL-0.3S | DIESEL | 44 | DIESEL | 0.3 | 0 | 0.245 | E3GAL | 34.055 | OK | N | 1 | 1 | 52 | 1 | 1 | 22
1210185 | MERRIMACK MUTUAL FIRE INSURANCE COMPANY |  | 95 OLD RIVER RD |  | ANDOVER | MA | 018100000 | 95 OLD RIVER ROAD |  | ANDOVER | MA | 018100000 | N | PRIVATE | SM25 | MERRIMACK MUTUAL FIRE INSURANCE COMPANY | 9784753300 | AGORRIE@ANDOVERCOS.COM | ALAN | GORRIE | 9784753300 | AGORRIE@ANDOVERCOS.COM | ALAN | GORRIE | 9784753300 | AGORRIE@ANDOVERCOS.COM | 3 | GENERATOR #1-CATERPILLAR #3508 7.6 MMBTU/HR |  | ENGINE | CATERPILLAR | 3508 | 1992-08-15 | 2011 | 7.6 | 1 | GENERATOR #1-CATERPILLAR #3508 LOW SULPHUR DIESEL | DIESEL | 44 | DIESEL | 0.3 | 0 | 1.6 | E3GAL | 222.4 | OK | N | 1 | 1 | 52 | 1 | 1 | 20
1210185 | MERRIMACK MUTUAL FIRE INSURANCE COMPANY |  | 95 OLD RIVER RD |  | ANDOVER | MA | 018100000 | 95 OLD RIVER ROAD |  | ANDOVER | MA | 018100000 | N | PRIVATE | SM25 | MERRIMACK MUTUAL FIRE INSURANCE COMPANY | 9784753300 | AGORRIE@ANDOVERCOS.COM | ALAN | GORRIE | 9784753300 | AGORRIE@ANDOVERCOS.COM | ALAN | GORRIE | 9784753300 | AGORRIE@ANDOVERCOS.COM | 4 | GENERATOR #2-CATERPILLAR #3508 7.6 MMBTU/HR |  | ENGINE | CATERPILLAR | 3508 | 1992-08-15 | 2011 | 7.6 | 1 | GENERATOR #2-CATERPILLER #3508 LOW SULPHUR DIESEL | DIESEL | 44 | DIESEL | 0.3 | 0 | 1.972 | E3GAL | 274.108 | OK | N | 1 | 1 | 52 | 1 | 1 | 20
1210195 | LOWELL REGIONAL WWTP |  | FIRST STREET BLVD |  | LOWELL | MA | 018500000 | FIRST STREET BLVD |  | LOWELL | MA | 018500000 | Y | PRIVATE | NM99 | LOWELL REGIONAL WASTEWATER UTILITY | 9786741601 | myoung@lowellma.gov | KEITH | MURRAY | 9786741630 | kmurray@lowellma.gov | MARK | YOUNG | 9786741601 | myoung@lowellma.gov | 7 | GENERATOR #108-SOLAR GSE1000 #2 OIL-0.3S |  | ENGINE | SOLAR | CDE 1000 | 1980-01-01 | 2011 | 8 | 1 | DIESEL | DIESEL | 44 | DIESEL | 0.3 | 0 | 0.1 | E3GAL | 13.9 | OK | N | 5 | 1 | 24 | 5 | 1 | 22
1210195 | LOWELL REGIONAL WWTP |  | FIRST STREET BLVD |  | LOWELL | MA | 018500000 | FIRST STREET BLVD |  | LOWELL | MA | 018500000 | Y | PRIVATE | NM99 | LOWELL REGIONAL WASTEWATER UTILITY | 9786741601 | myoung@lowellma.gov | KEITH | MURRAY | 9786741630 | kmurray@lowellma.gov | MARK | YOUNG | 9786741601 | myoung@lowellma.gov | 8 | GENERATOR #112-SOLAR #GEISAMA #2 OIL 0.3S |  | ENGINE | SOLAR | GEISAMA | 1980-01-01 | 2011 | 8 | 1 | DIESEL | DIESEL | 44 | DIESEL | 0.3 | 0 | 1.302 | E3GAL | 180.978 | OK | N | 2 | 1 | 12 | 1 | 1 | 1
1210195 | LOWELL REGIONAL WWTP |  | FIRST STREET BLVD |  | LOWELL | MA | 018500000 | FIRST STREET BLVD |  | LOWELL | MA | 018500000 | Y | PRIVATE | NM99 | LOWELL REGIONAL WASTEWATER UTILITY | 9786741601 | myoung@lowellma.gov | KEITH | MURRAY | 9786741630 | kmurray@lowellma.gov | MARK | YOUNG | 9786741601 | myoung@lowellma.gov | 9 | GENERATOR #115-CUMMINS #750DGTI #2 OIL-0.3S |  | ENGINE | CUMMINS | 750DGTI | 1987-01-01 | 2011 | 3 | 1 | DIESEL | DIESEL | 44 | DIESEL | 0.3 | 0 | 0.12 | E3GAL | 16.68 | OK | N | 1 | 1 | 12 | 1 | 1 | 1
1210195 | LOWELL REGIONAL WWTP |  | FIRST STREET BLVD |  | LOWELL | MA | 018500000 | FIRST STREET BLVD |  | LOWELL | MA | 018500000 | Y | PRIVATE | NM99 | LOWELL REGIONAL WASTEWATER UTILITY | 9786741601 | myoung@lowellma.gov | KEITH | MURRAY | 9786741630 | kmurray@lowellma.gov | MARK | YOUNG | 9786741601 | myoung@lowellma.gov | 10 | GENERATOR #114-CATERPILLAR 3408CAT #2 OIL-0.3S |  | ENGINE | CATEROILLAR | 3408 | 1986-01-01 | 2011 | 7 | 1 | #2 OIL-0.3S | DIESEL | 44 | DIESEL | 0.0015 | 0 | 0.128 | E3GAL | 17.792 | OK | N | 3 | 1 | 12 | 0 | 0 | 0
1210195 | LOWELL REGIONAL WWTP |  | FIRST STREET BLVD |  | LOWELL | MA | 018500000 | FIRST STREET BLVD |  | LOWELL | MA | 018500000 | Y | PRIVATE | NM99 | LOWELL REGIONAL WASTEWATER UTILITY | 9786741601 | myoung@lowellma.gov | KEITH | MURRAY | 9786741630 | kmurray@lowellma.gov | MARK | YOUNG | 9786741601 | myoung@lowellma.gov | 23 | GENERATOR #116 - PRINCETON BLVD |  | ENGINE | 150K WHITE | D4800T | 1983-11-04 | 2011 | 1 | 1 | DIESEL | DIESEL | 44 | DIESEL | 0.3 |  | 0.0275 | E3GAL | 3.8225 | OK | N | 1 | 1 | 52 | 1 | 1 | 22
1210195 | LOWELL REGIONAL WWTP |  | FIRST STREET BLVD |  | LOWELL | MA | 018500000 | FIRST STREET BLVD |  | LOWELL | MA | 018500000 | Y | PRIVATE | NM99 | LOWELL REGIONAL WASTEWATER UTILITY | 9786741601 | myoung@lowellma.gov | KEITH | MURRAY | 9786741630 | kmurray@lowellma.gov | MARK | YOUNG | 9786741601 | myoung@lowellma.gov | 24 | GENERATOR #117 - VARNUM AVE |  | ENGINE | 150K WHITE | D4800TAH | 1984-06-05 | 2011 | 1 | 1 | DIESEL | DIESEL | 44 | DIESEL | 0.3 |  | 0.472 | E3GAL | 65.608 | OK | N | 1 | 1 | 52 | 1 | 1 | 22
1210195 | LOWELL REGIONAL WWTP |  | FIRST STREET BLVD |  | LOWELL | MA | 018500000 | FIRST STREET BLVD |  | LOWELL | MA | 018500000 | Y | PRIVATE | NM99 | LOWELL REGIONAL WASTEWATER UTILITY | 9786741601 | myoung@lowellma.gov | KEITH | MURRAY | 9786741630 | kmurray@lowellma.gov | MARK | YOUNG | 9786741601 | myoung@lowellma.gov | 25 | GENERATOR #118 - PAWTUCKET BLVD |  | ENGINE | 150K WHITE | 150D8T1 | 1981-10-01 | 2011 | 4 | 1 | DIESEL | DIESEL | 44 | DIESEL | 0.3 |  | 0.766 | E3GAL | 106.474 | OK | N | 1 | 1 | 52 | 1 | 1 | 22
1210195 | LOWELL REGIONAL WWTP |  | FIRST STREET BLVD |  | LOWELL | MA | 018500000 | FIRST STREET BLVD |  | LOWELL | MA | 018500000 | Y | PRIVATE | NM99 | LOWELL REGIONAL WASTEWATER UTILITY | 9786741601 | myoung@lowellma.gov | KEITH | MURRAY | 9786741630 | kmurray@lowellma.gov | MARK | YOUNG | 9786741601 | myoung@lowellma.gov | 37 | GENERATOR # 124 (CAT GENERATOR) |  | ENGINE | CATERILLAR, INC. | 3512C | 2011-03-01 | 2011 | 13.1 | 1 | DIESEL | DIESEL | 44 | DIESEL | 0.3 | 0 | 1.84 | E3GAL | 255.76 | OK | N | 1 | 1 | 24 | 1 | 1 | 22
1210197 | NIP OWNER LLC | FKA NATIONAL INDUSTRIAL PORTFOLIO LLC | 495 WOBURN ST |  | TEWKSBURY | MA | 018760000 | 43 BROAD ST | STE C404, PM REALTY GROUP | HUDSON | MA | 017490000 | N | PRIVATE | SM79-R | NIP OWNER, LLC | 3109438704 | hho@hackmancapital.com | MARC | LAVOIE | 9787634100 | MLaVoie@pmrg.com | MARC | LAVOIE | 9787634100 | MLaVoie@pmrg.com | 2 | CLARKE FIRE PUMP #1-JOHN DEERE 6081A DIESEL ENGINE |  | ENGINE | JOHN DEERE | 6081AF001 | 2006-01-01 | 2011 | 0.537 | 1 | DIESEL FUEL | DIESEL | 44 | DIESEL | 0.05 |  | 0.0457 | E3GAL | 6.3523 | OK | N | 1 | 1 | 13 | 24 | 7 | 22
1210201 | MERRIMACK VALLEY HOSPITAL A STEWARD | FAMILY HOSPITAL INC | 140 LINCOLN AVE |  | HAVERHILL | MA | 018301830 | 140 LINCOLN AVE |  | HAVERHILL | MA | 018301830 | N | PRIVATE | SM25 | MERRIMACK VALLEY HOSPITAL DBA | 9783742000 | mark.pitchford@merrimackvalleyhospital.com | MARK | PITCHFORD | 9785218176 | mark.pitchford@merrimackvalleyhospital.com | MARK | PITCHFORD | 9785218176 | mark.pitchford@merrimackvalleyhospital.com | 7 | GENERATOR #7-CONSOLIDATED POWER 410KW |  | ENGINE | CONSOLIDATED POWER | 410KW | 1983-03-01 | 2011 | 4 | 1 | DIESEL | DIESEL | 44 | DIESEL | 0.0015 | 0 | 0.6269 | E3GAL | 87.1391 | OK | N | 1 | 1 | 12 | 1 | 1 | 5
1210201 | MERRIMACK VALLEY HOSPITAL A STEWARD | FAMILY HOSPITAL INC | 140 LINCOLN AVE |  | HAVERHILL | MA | 018301830 | 140 LINCOLN AVE |  | HAVERHILL | MA | 018301830 | N | PRIVATE | SM25 | MERRIMACK VALLEY HOSPITAL DBA | 9783742000 | mark.pitchford@merrimackvalleyhospital.com | MARK | PITCHFORD | 9785218176 | mark.pitchford@merrimackvalleyhospital.com | MARK | PITCHFORD | 9785218176 | mark.pitchford@merrimackvalleyhospital.com | 8 | GENERATOR #8-CONSOLIDATED POWER 410KW |  | ENGINE | CONSOLIDATED POWER | 410KW | 1983-03-01 | 2011 | 4 | 1 | DIESEL | DIESEL | 44 | DIESEL | 0.0015 | 0 | 0 | E3GAL | 0 | OK | N | 1 | 1 | 12 | 1 | 1 | 5
1210201 | MERRIMACK VALLEY HOSPITAL A STEWARD | FAMILY HOSPITAL INC | 140 LINCOLN AVE |  | HAVERHILL | MA | 018301830 | 140 LINCOLN AVE |  | HAVERHILL | MA | 018301830 | N | PRIVATE | SM25 | MERRIMACK VALLEY HOSPITAL DBA | 9783742000 | mark.pitchford@merrimackvalleyhospital.com | MARK | PITCHFORD | 9785218176 | mark.pitchford@merrimackvalleyhospital.com | MARK | PITCHFORD | 9785218176 | mark.pitchford@merrimackvalleyhospital.com | 9 | FIRE PUMP #1 |  | ENGINE | PEERLESS PUMP | 5-AF-10 | 1983-03-01 | 2011 | 1 | 1 | DIESEL | DIESEL | 44 | DIESEL | 0.0015 | 0 | 0.1741 | E3GAL | 24.1999 | OK | N | 1 | 1 | 52 | 1 | 1 | 22
1210212 | POLARTEC LLC | FKA MALDEN MILLS | 46 STAFFORD ST |  | LAWRENCE | MA | 018412422 | 46 STAFFORD ST |  | LAWRENCE | MA | 018412422 | N | PRIVATE | OP3 | POLARTEC, LLC | 9786856341 | hajjarj@polartec.com | ANDREW J. | VECCHIONE | 9786595405 | vecchionea@polartec.com | JIHAD | HAJJAR | 9785573452 | hajjarj@polartec.com | 9 | FIRE PUMP #1-CUMMINS 6BTA5.9F1 #2 OIL-0.25PERS,PH |  | ENGINE | CUMMINS | 6BTA5.9F1 | 1994-06-30 | 2011 | 1 | 1 | FIRE PUMP #1-CUMMINS 6BTA4.9F1 #2 OIL-0.25PERS | DIESEL | 44 | DIESEL | 0.25 | 0 | 0.028 | E3GAL | 3.892 | OK | N | 1 | 1 | 48 | 1 | 1 | 22
1210212 | POLARTEC LLC | FKA MALDEN MILLS | 46 STAFFORD ST |  | LAWRENCE | MA | 018412422 | 46 STAFFORD ST |  | LAWRENCE | MA | 018412422 | N | PRIVATE | OP3 | POLARTEC, LLC | 9786856341 | hajjarj@polartec.com | ANDREW J. | VECCHIONE | 9786595405 | vecchionea@polartec.com | JIHAD | HAJJAR | 9785573452 | hajjarj@polartec.com | 10 | FIRE PUMP#2-CUMMINS6BA5.9F1 1.456MMBTU/HR2OIL B12 |  | ENGINE | CUMMINS 6BA5.9F1 | 6BA5.9F1 | 1998-02-01 | 2010 | 1 | 1 | FIRE PUMP#2-CUMMINS 6BA5.9F1 #2OIL-0.25PERS | DIESEL | 44 | DIESEL | 0.25 | 0 | 0.112 | E3GAL | 15.568 | OK | N | 1 | 1 | 48 | 1 | 1 | 22
1210212 | POLARTEC LLC | FKA MALDEN MILLS | 46 STAFFORD ST |  | LAWRENCE | MA | 018412422 | 46 STAFFORD ST |  | LAWRENCE | MA | 018412422 | N | PRIVATE | OP3 | POLARTEC, LLC | 9786856341 | hajjarj@polartec.com | ANDREW J. | VECCHIONE | 9786595405 | vecchionea@polartec.com | JIHAD | HAJJAR | 9785573452 | hajjarj@polartec.com | 11 | FIRE PUMP#3-CUMMMINS6BA5.9F1 1.456 MMBTU/HR MAR BL |  | ENGINE | CUMMINS 6BA5.9F1 | 6BA5.9F1 | 1998-06-01 | 2011 | 1 | 1 | FIRE PUMP#3-CUMMINS 6BAR.9F1 #2OIL-0.25PERS | DIESEL | 44 | DIESEL | 0.25 | 0 | 0.028 | E3GAL | 3.892 | OK | N | 1 | 1 | 12 | 1 | 1 | 6
1210213 | STEWARD HOLY FAMILY HOSPITAL INC | FKA CARITAS HOLY FAMILY HOSPITAL | 70 EAST ST |  | METHUEN | MA | 018440000 | 70 EAST ST |  | METHUEN | MA | 018440000 | N | PRIVATE | SM50 | STEWARD HEALTH CARE SYSTEM | 6174194700 | john.carciero@steward.org | JOHN | CARCIERO | 9786870156 | john.carciero@steward.org | JOHN | CARCIERO | 9786870156X2181 | john.carciero@steward.org | 5 | GENERATOR #4- 800KW CATERPILAR 3412 |  | ENGINE | CATERPILAR | 3412 | 2004-01-01 | 2011 | 7.84 | 1 | DIESEL FUEL | DIESEL | 44 | DIESEL | 0.0015 | 0 | 0.9724 | E3GAL | 135.1636 | OK | N | 1 | 1 | 52 | 1 | 1 | 22
1210213 | STEWARD HOLY FAMILY HOSPITAL INC | FKA CARITAS HOLY FAMILY HOSPITAL | 70 EAST ST |  | METHUEN | MA | 018440000 | 70 EAST ST |  | METHUEN | MA | 018440000 | N | PRIVATE | SM50 | STEWARD HEALTH CARE SYSTEM | 6174194700 | john.carciero@steward.org | JOHN | CARCIERO | 9786870156 | john.carciero@steward.org | JOHN | CARCIERO | 9786870156X2181 | john.carciero@steward.org | 15 | GENERATOR #1 - 800KW CATERPILLAR C27 TA ENGINE |  | ENGINE | CATERPILLAR | C27 TA | 2011-01-01 | 2011 | 7.8364 | 1 | DIESEL FUEL | DIESEL | 44 | DIESEL | 0.0015 | 0 | 0.6864 | E3GAL | 95.4096 | OK | N | 1 | 1 | 52 | 1 | 1 | 22
1210213 | STEWARD HOLY FAMILY HOSPITAL INC | FKA CARITAS HOLY FAMILY HOSPITAL | 70 EAST ST |  | METHUEN | MA | 018440000 | 70 EAST ST |  | METHUEN | MA | 018440000 | N | PRIVATE | SM50 | STEWARD HEALTH CARE SYSTEM | 6174194700 | john.carciero@steward.org | JOHN | CARCIERO | 9786870156 | john.carciero@steward.org | JOHN | CARCIERO | 9786870156X2181 | john.carciero@steward.org | 16 | GENERATOR #2 - 800 KW CATERPILLAR C27 TA ENGINE |  | ENGINE | CATERPILLAR | C27 TA | 2011-01-01 | 2011 | 7.8364 | 1 | DIESEL FUEL | DIESEL | 44 | DIESEL | 0.0015 | 0 | 1.716 | E3GAL | 238.524 | OK | N | 1 | 1 | 52 | 1 | 1 | 22
1210216 | PHILIPS MEDICAL SYSTEMS |  | 3000 MINUTEMAN RD |  | ANDOVER | MA | 018101032 | 3000 MINUTEMAN ROAD MS0268 |  | ANDOVER | MA | 018101032 | N | PRIVATE | SM79-R | PHILIPS ELECTRONICS NORTH AMERICA CORPORATION | 9786871501 | pat.hunt@philips.com | PETER | OHANIAN | 9786593397 | peter.ohanian@philips.com | PATRICK | HUNT | 9786593214 | pat.hunt@philips.com | 4 | GENERATOR #4 ONAN-CUMMINGS ENGINE SERIAL #10493322 |  | ENGINE | ONAN | 10493322 | 1976-01-01 | 2011 | 2.576 | 1 | LOW SULFUR DIESEL NO 2 FUEL OIL | DIESEL | 44 | DIESEL | 0.0015 | 0 | 0.637 | E3GAL | 88.543 | OK | N | 1 | 1 | 36 | 1 | 1 | 10
1210216 | PHILIPS MEDICAL SYSTEMS |  | 3000 MINUTEMAN RD |  | ANDOVER | MA | 018101032 | 3000 MINUTEMAN ROAD MS0268 |  | ANDOVER | MA | 018101032 | N | PRIVATE | SM79-R | PHILIPS ELECTRONICS NORTH AMERICA CORPORATION | 9786871501 | pat.hunt@philips.com | PETER | OHANIAN | 9786593397 | peter.ohanian@philips.com | PATRICK | HUNT | 9786593214 | pat.hunt@philips.com | 14 | G #2 CUMMINGS ENGINE, S# 37191000, BLDG.1 |  | ENGINE | CUMMINGS | KTA19-G3 | 2000-03-01 | 2011 | 4.34 | 1 | GENERATOR #2, #2 FUEL OIL, BLDG.1 | DIESEL | 44 | DIESEL | 0.0015 | 0 | 1.339 | E3GAL | 186.121 | OK | N | 1 | 1 | 28 | 1 | 1 | 12
1210216 | PHILIPS MEDICAL SYSTEMS |  | 3000 MINUTEMAN RD |  | ANDOVER | MA | 018101032 | 3000 MINUTEMAN ROAD MS0268 |  | ANDOVER | MA | 018101032 | N | PRIVATE | SM79-R | PHILIPS ELECTRONICS NORTH AMERICA CORPORATION | 9786871501 | pat.hunt@philips.com | PETER | OHANIAN | 9786593397 | peter.ohanian@philips.com | PATRICK | HUNT | 9786593214 | pat.hunt@philips.com | 18 | G#6 CATERPILLAR ENGINE, S# 4RG0196, BLD.4 |  | ENGINE | CATERPILLAR | 4RG0196 | 1994-01-01 | 2011 | 4.9 | 1 | GENERATOR #6, #2 FUEL OIL, BLDG.4 | DIESEL | 44 | DIESEL | 0.0015 | 0 | 1.505 | E3GAL | 209.195 | OK | N | 1 | 1 | 27 | 1 | 1 | 11
1210216 | PHILIPS MEDICAL SYSTEMS |  | 3000 MINUTEMAN RD |  | ANDOVER | MA | 018101032 | 3000 MINUTEMAN ROAD MS0268 |  | ANDOVER | MA | 018101032 | N | PRIVATE | SM79-R | PHILIPS ELECTRONICS NORTH AMERICA CORPORATION | 9786871501 | pat.hunt@philips.com | PETER | OHANIAN | 9786593397 | peter.ohanian@philips.com | PATRICK | HUNT | 9786593214 | pat.hunt@philips.com | 22 | G#5 ONAN, CUMMINGS ENGINE, S#30348924, BLDG.3 |  | ENGINE | ONAN | 350DFCC | 1995-01-01 | 2011 | 3.598 | 1 | GENERATOR #5, #2FUEL OIL, BLDG.3 | DIESEL | 44 | DIESEL | 0.0015 | 0 | 1.411 | E3GAL | 196.129 | OK | N | 1 | 1 | 36 | 1 | 1 | 17
1210216 | PHILIPS MEDICAL SYSTEMS |  | 3000 MINUTEMAN RD |  | ANDOVER | MA | 018101032 | 3000 MINUTEMAN ROAD MS0268 |  | ANDOVER | MA | 018101032 | N | PRIVATE | SM79-R | PHILIPS ELECTRONICS NORTH AMERICA CORPORATION | 9786871501 | pat.hunt@philips.com | PETER | OHANIAN | 9786593397 | peter.ohanian@philips.com | PATRICK | HUNT | 9786593214 | pat.hunt@philips.com | 36 | G#1 CATERPILLAR ENGINE, S#1EZ03824, BLDG.1 |  | ENGINE | CATERPILLAR | 3412C | 2003-07-01 | 2011 | 6.958 | 1 | GENERATOR #1, #2 FUEL OIL, BLDG.1 | DIESEL | 44 | DIESEL | 0.0015 | 0 | 2.137 | E3GAL | 297.043 | OK | N | 1 | 1 | 42 | 1 | 1 | 13
1210216 | PHILIPS MEDICAL SYSTEMS |  | 3000 MINUTEMAN RD |  | ANDOVER | MA | 018101032 | 3000 MINUTEMAN ROAD MS0268 |  | ANDOVER | MA | 018101032 | N | PRIVATE | SM79-R | PHILIPS ELECTRONICS NORTH AMERICA CORPORATION | 9786871501 | pat.hunt@philips.com | PETER | OHANIAN | 9786593397 | peter.ohanian@philips.com | PATRICK | HUNT | 9786593214 | pat.hunt@philips.com | 64 | G#3 OLYMPIAN, PERKINS ENGINE, S#5PKXL04-XLJ1, B1 |  | ENGINE | PERKINS | 5PKXL04-XLJ1(2430/1800) | 2005-07-25 | 2011 | 0.882 | 1 | GENERATOR #3, #2 FUEL OIL, BLDG.1 | DIESEL | 44 | DIESEL | 0.0015 | 0 | 0.311 | E3GAL | 43.229 | OK | N | 1 | 1 | 26 | 1 | 1 | 10
1210217 | MSPCA METHUEN |  | 400 BROADWAY ST |  | METHUEN | MA | 018440000 | 400 BROADWAY STREET |  | METHUEN | MA | 018440000 | N | PRIVATE | NM25 | MSPCA METHUEN | 9786877453 | dgordon@mspca.org | DAVID | GORDON | 9786850632 | dgordon@mspca.org | EDWARD | BENN | 4013774600 | edbenn@erssservices.com | 6 | BACKUP GENERATOR |  | ENGINE | KOHLER | 125RER02JF | 2010-06-01 | 2010 | 1.3 | 1 | #2 FUEL OIL | DIESEL | 44 | DIESEL | 0.0015 | 0 | 0 | E3GAL | 0 | OK | N | 1 | 1 | 12 | 1 | 1 | 5
1210218 | SHAWSHEEN VALLEY SCHOOL |  | 100 COOK ST |  | BILLERICA | MA | 018210000 | 100 COOK STREET |  | BILLERICA | MA | 018210000 | N | PRIVATE | NM25 | SHAWSHEEN V SCHOOL | 9786713666 | joenick@shawsheen.tec.ma.us | JOE | NICKERSON | 9786713666 | joenick@shawsheen.tec.ma.us | JOE | NICKERSON | 9786713666 | joenick@shawsheen.tec.ma.us | 4 | EMERGENCY GENERATOR |  | ENGINE | GM | UNKNOWN | 2000-01-01 | 2008 | 2.67 | 1 | DIESEL | DIESEL | 44 | DIESEL | 0.0001 | 0 | 0.4966 | E3GAL | 69.0274 | OK | N | 1 | 1 | 51 | 1 | 1 | 22
1210232 | CROSSPOINT LIMITED |  | 1 INDUSTRIAL AVE |  | LOWELL | MA | 018510000 | 900 CHELMSFORD ST |  | LOWELL | MA | 018510000 | N | PRIVATE | NM25 | CROSSPOINT LIMITED PARTNERSHIP | 9784536666 | LAUREN@YALEUSA.COM | LAUREN | WHITTON | 9784536666 | LAUREN@YALEUSA.COM | MIKE | HOLMES | 9784413215 | MIKE_HOLMES@EMCORGROUP.COM | 2 | GENERATOR |  | ENGINE | CUMMINS | 680 FDR 7026 CCW | 1995-01-01 | 2010 | 10 | 1 | GENERATOR #2 DIESEL OIL | DIESEL | 44 | DIESEL | 0 | 0 | 1 | E3GAL | 139 | OK | N | 1 | 1 | 52 | 1 | 1 | 20
1210241 | BROOKS SCHOOL |  | 1160 GREAT POND RD |  | NORTH ANDOVER | MA | 018450000 | 1160 GREAT POND RD |  | NORTH ANDOVER | MA | 018450000 | N | PRIVATE | SM25 | BROOKS SCHOOL THE | 9786866101 | jtrovage@brooksschool.org | JOHN | TROVAGE | 9787256280 | jtrovage@brooksschool.org | JOHN | TROVAGE | 9787256264 | jtrovage@brooksschool.org | 6 | GENERATOR #2-JOHN DEERE #4039D #2 OIL 0.3 S |  | ENGINE | JOHN DEERE | 4039D | 1990-01-01 | 2009 | 0.56 | 1 | GENERATOR #2-JOHN DEERE 4039D #2 OIL 0.3 S | DIESEL | 44 | DIESEL | 0.3 | 0 | 0.036 | E3GAL | 5.004 | OK | N | 1 | 1 | 12 | 1 | 1 | 3
1210241 | BROOKS SCHOOL |  | 1160 GREAT POND RD |  | NORTH ANDOVER | MA | 018450000 | 1160 GREAT POND RD |  | NORTH ANDOVER | MA | 018450000 | N | PRIVATE | SM25 | BROOKS SCHOOL THE | 9786866101 | jtrovage@brooksschool.org | JOHN | TROVAGE | 9787256280 | jtrovage@brooksschool.org | JOHN | TROVAGE | 9787256264 | jtrovage@brooksschool.org | 7 | GENERATOR #3-CATERPILLAR #CD060 #2 OIL-0.3 S |  | ENGINE | CATERPILLAR | CD060 | 1994-01-01 | 2009 | 0.7 | 1 | GENERATOR #3-CATERPILLAR CD060 #2 OIL 0.3 S | DIESEL | 44 | DIESEL | 0.3 | 0 | 0.0564 | E3GAL | 7.8396 | OK | N | 1 | 1 | 19 | 1 | 1 | 6
1210241 | BROOKS SCHOOL |  | 1160 GREAT POND RD |  | NORTH ANDOVER | MA | 018450000 | 1160 GREAT POND RD |  | NORTH ANDOVER | MA | 018450000 | N | PRIVATE | SM25 | BROOKS SCHOOL THE | 9786866101 | jtrovage@brooksschool.org | JOHN | TROVAGE | 9787256280 | jtrovage@brooksschool.org | JOHN | TROVAGE | 9787256264 | jtrovage@brooksschool.org | 17 | GENERATOR #4-DETROIT DIESEL 6063TK36 #2 OIL |  | ENGINE | DETROIT DIESEL | 6063TK36 | 2001-01-01 | 2009 | 3.052 | 1 | GENERATOR #4-DETROIT DIESEL 6063TK36 #2 OIL 0.3 S | DIESEL | 44 | DIESEL | 0.3 | 0 | 0.2386 | E3GAL | 33.1654 | OK | N | 1 | 1 | 15 | 1 | 1 | 5
1210242 | GREATER LAWRENCE SANITARY DISTRICT |  | 240 CHARLES ST |  | NORTH ANDOVER | MA | 018450000 | 240 CHARLES ST |  | NORTH ANDOVER | MA | 018451649 | Y | LOCAL GOVERNMENT | NM50 | GREATER LAWRENCE SANITARY DISTRICT | 9786851612 | rhogan@glsd.org | STEPHEN | HARWOOD | 9786851612 | SHARWOOD@GLSD.ORG | RICHARD | HOGAN | 9786851612 | rhogan@glsd.org | 8 | GENERATOR 1CUMMINS PN3003643 250KW 2 OIL0.3S |  | ENGINE | CUMMINS | UNKNOWN | 1977-01-01 | 2011 | 2 | 1 | GENERATOR 1-CUMMINS 250KW 2 OIL0.3S | DIESEL | 44 | DIESEL | 0.05 | 0 | 0.01 | E3GAL | 1.39 | OK | N | 1 | 1 | 12 | 1 | 1 | 12
1210255 | TEWKSBURY HOSPITAL |  | 365 EAST ST |  | TEWKSBURY | MA | 018760000 | 365 EAST STREET |  | TEWKSBURY | MA | 018760000 | Y | STATE | SM79-7 | MA DEPARTMENT OF PUBLIC HEALTH | 9788517321 | bill.kelleher@state.ma.us | WILLIAM | KELLEHER | 9788517321 | bill.kelleher@state.ma.us | KENNETH | BLAUVELT | 9788517321X2025 | kenneth.blauvelt@state.ma.us | 4 | GENERATOR #1-CATERPILLAR 750 KW DIESEL |  | ENGINE | CATERPILLAR | 3412 | 1973-01-01 | 2011 | 5 | 2 | GENERATOR #1-CATERPILLAR 750 KW DIESEL | DIESEL | 44 | DIESEL | 0.3 | 0.1 | 1.875 | E3GAL | 260.625 | OK | N | 1 | 1 | 26 | 1 | 1 | 21
1210255 | TEWKSBURY HOSPITAL |  | 365 EAST ST |  | TEWKSBURY | MA | 018760000 | 365 EAST STREET |  | TEWKSBURY | MA | 018760000 | Y | STATE | SM79-7 | MA DEPARTMENT OF PUBLIC HEALTH | 9788517321 | bill.kelleher@state.ma.us | WILLIAM | KELLEHER | 9788517321 | bill.kelleher@state.ma.us | KENNETH | BLAUVELT | 9788517321X2025 | kenneth.blauvelt@state.ma.us | 5 | GENERATOR #2-CATERPILLAR 750 KW DIESEL |  | ENGINE | CATERPILLAR | 3412 | 1973-01-01 | 2011 | 5 | 1 | GENERATOR #2-CATERPILLAR 750 KW DIESEL | DIESEL | 44 | DIESEL | 0.3 | 0.1 | 1.875 | E3GAL | 260.625 | OK | N | 1 | 1 | 26 | 1 | 1 | 21
1210255 | TEWKSBURY HOSPITAL |  | 365 EAST ST |  | TEWKSBURY | MA | 018760000 | 365 EAST STREET |  | TEWKSBURY | MA | 018760000 | Y | STATE | SM79-7 | MA DEPARTMENT OF PUBLIC HEALTH | 9788517321 | bill.kelleher@state.ma.us | WILLIAM | KELLEHER | 9788517321 | bill.kelleher@state.ma.us | KENNETH | BLAUVELT | 9788517321X2025 | kenneth.blauvelt@state.ma.us | 6 | GENERATOR #3-CATERPILLAR 559KW DIESEL |  | ENGINE | CATERPILLAR | 559 | 1994-07-20 | 2011 | 5 | 1 | GENERATOR #3-CATERPILLAR 559KW DIESEL | DIESEL | 44 | DIESEL | 0.3 | 0.1 | 0.874 | E3GAL | 121.486 | OK | N | 1 | 1 | 26 | 1 | 1 | 21
1210255 | TEWKSBURY HOSPITAL |  | 365 EAST ST |  | TEWKSBURY | MA | 018760000 | 365 EAST STREET |  | TEWKSBURY | MA | 018760000 | Y | STATE | SM79-7 | MA DEPARTMENT OF PUBLIC HEALTH | 9788517321 | bill.kelleher@state.ma.us | WILLIAM | KELLEHER | 9788517321 | bill.kelleher@state.ma.us | KENNETH | BLAUVELT | 9788517321X2025 | kenneth.blauvelt@state.ma.us | 13 | GENERATOR #5 KOHLER 140 KW DIESEL |  | ENGINE | KOHLER | 135REOZJC | 2006-07-01 | 2011 | 10 | 1 | GENERATOR #5 KOHLER 140 KW DIESEL | DIESEL | 44 | DIESEL | 0.3 | 0 | 0.0448 | E3GAL | 6.2272 | OK | N | 1 | 1 | 52 | 1 | 1 | 21
1210261 | WHEELABRATOR NORTH ANDOVER INCORPORATED |  | 285 HOLT RD |  | NORTH ANDOVER | MA | 018450000 | 285 HOLT ROAD |  | NORTH ANDOVER | MA | 018450000 | N | PRIVATE | OP20 | WHEELABRATOR NORTH ANDOVER INC | 9786889011 | semerson@wm.com | SCOTT | EMERSON | 9786889011 | semerson@wm.com | RICHARD | FALK | 6039293153 | rfalk@wm.com | 3 | DIESEL FIRE PUMP |  | ENGINE | CUMMINS | NT8-55-F3 | 1985-01-01 | 2011 | 0.866 | 1 | DIESEL | DIESEL | 44 | DIESEL | 0.0015 | 0 | 0.1298 | E3GAL | 18.0422 | OK | N | 1 | 1 | 26 | 1 | 1 | 10
1210265 | LOWELL COGENERATION COMPANY LLP | FKA LOWELL COGEN COMPANY | 282 WESTERN AVE |  | LOWELL | MA | 018520000 | 282 WESTERN AVENUE |  | LOWELL | MA | 018520000 | N | PRIVATE | OP7.5 | LOWELL COGENERATION COMPANY L.P. | 9784539680 | WGreig@morrisenergy.com | WES | GREIG | 9784539680 | WGreig@morrisenergy.com | WES | GREIG | 9784539680 | WGreig@morrisenergy.com | 9 | EMERGENCY FIRE PUMP ENGINE - CUMMINS V378F1 |  | ENGINE | CUMMINS | V378F1 | 1988-10-18 | 2011 | 0.798 | 1 | DIESEL | DIESEL | 44 | DIESEL | 0.0015 | 0 | 0.0778 | E3GAL | 10.8142 | OK | N | 1 | 1 | 26 | 1 | 1 | 11
1210284 | COLONIAL GAS TEWKSBURY LNG | FKA KEYSPAN ENERGY-TEWKSBURY | 50 CHAPMAN RD |  | TEWKSBURY | MA | 018760000 | 50 CHAPMAN RD |  | TEWKSBURY | MA | 018760000 | N | UTILITY | SM80-R | COLONIAL GAS D/B/A NATIONAL GRID | 7819071000 | ezra.mccarthy@nationalgrid.com | ROBERT | TEETZ | 5165452577 | robert.teetz@us.ngrid.com | EZRA | MCCARTHY | 7819073645 | ezra.mccarthy@nationalgrid.com | 4 | CATERPILLAR D-364 EMERGENCY GENERATOR #1 |  | ENGINE | CATERPILLAR | D-364 | 1971-01-01 | 2010 | 2 | 1 | EMERGENCY GEN #1-CATERPILLAR D364 #2 OIL-0.3S | DIESEL | 44 | DIESEL | 0.3 | 0 | 0 | E3GAL | 0 | OK | N | 1 | 1 | 6 | 24 | 7 | 22
1210293 | PUTNAM INVESTMENTS |  | 7 SHATTUCK RD |  | ANDOVER | MA | 018100000 | PUTNAM INVESTMENTS ATTN: BRIAN POWERS | 7 SHATTUCK RD | ANDOVER | MA | 018100000 | N | PRIVATE | SM79-7 | PUTNAM INVESTMENTS | 6177608331 | Guido_Costa@Putnam.com | BRIAN | POWERS | 6177609247 | Brian_Powers@Putnam.com | MARGO | JAY | 8008255343 | mjay@eheinc.com | 3 | GENERATOR #1-CATERPILLAR 3508B ULSD 15 PPM SULFUR |  | ENGINE | CATERPILLAR | 3508B | 1996-10-01 | 2011 | 9.31 | 1 | GENERATOR #1-CATERPILLAR 3508B ULSD 15 PPM SULF | DIESEL | 44 | DIESEL | 0.0015 | 0.01 | 1.242 | E3GAL | 172.638 | OK | N | 2 | 1 | 12 | 2 | 1 | 5
1210293 | PUTNAM INVESTMENTS |  | 7 SHATTUCK RD |  | ANDOVER | MA | 018100000 | PUTNAM INVESTMENTS ATTN: BRIAN POWERS | 7 SHATTUCK RD | ANDOVER | MA | 018100000 | N | PRIVATE | SM79-7 | PUTNAM INVESTMENTS | 6177608331 | Guido_Costa@Putnam.com | BRIAN | POWERS | 6177609247 | Brian_Powers@Putnam.com | MARGO | JAY | 8008255343 | mjay@eheinc.com | 4 | GENERATOR #2-CATERPILLAR 3508B ULSD 15 PPM SULFUR |  | ENGINE | CATERPILLAR | 3508B | 1996-10-01 | 2011 | 9.31 | 1 | GENERATOR #2-CATERPILLAR 3508B ULSD 15 PPM SUL | DIESEL | 44 | DIESEL | 0.0015 | 0.01 | 1.242 | E3GAL | 172.638 | OK | N | 2 | 1 | 12 | 2 | 1 | 5
1210293 | PUTNAM INVESTMENTS |  | 7 SHATTUCK RD |  | ANDOVER | MA | 018100000 | PUTNAM INVESTMENTS ATTN: BRIAN POWERS | 7 SHATTUCK RD | ANDOVER | MA | 018100000 | N | PRIVATE | SM79-7 | PUTNAM INVESTMENTS | 6177608331 | Guido_Costa@Putnam.com | BRIAN | POWERS | 6177609247 | Brian_Powers@Putnam.com | MARGO | JAY | 8008255343 | mjay@eheinc.com | 5 | GENERATOR #3-CATERPILLAR 3508B ULSD 15 PPM SULFU |  | ENGINE | CATERPILLAR | 3508B | 1996-10-01 | 2011 | 9.31 | 1 | GENERATOR #3-CATERPILLAR 3508B ULSD | DIESEL | 44 | DIESEL | 0.0015 | 0.001 | 1.242 | E3GAL | 172.638 | OK | N | 2 | 1 | 12 | 2 | 1 | 5
1210293 | PUTNAM INVESTMENTS |  | 7 SHATTUCK RD |  | ANDOVER | MA | 018100000 | PUTNAM INVESTMENTS ATTN: BRIAN POWERS | 7 SHATTUCK RD | ANDOVER | MA | 018100000 | N | PRIVATE | SM79-7 | PUTNAM INVESTMENTS | 6177608331 | Guido_Costa@Putnam.com | BRIAN | POWERS | 6177609247 | Brian_Powers@Putnam.com | MARGO | JAY | 8008255343 | mjay@eheinc.com | 6 | GENERATOR #4- KOHLER/JOHN DEERE- ULSD 15 PPM SULF |  | ENGINE | KOHLER POWER SYSTEMS/ JOHN DEERE | 150ROZJ71 | 1985-01-01 | 2011 | 1.68 | 1 | GENERATOR #4-KOHLER/JOHN DEERE ULSD | DIESEL | 44 | DIESEL | 0.0015 | 0 | 0.05 | E3GAL | 6.95 | OK | N | 1 | 1 | 6 | 1 | 1 | 3
1210309 | 100 MINUTEMAN LLC | FKA MINUTEMAN LIMITED PA | 100 MINUTEMAN RD |  | ANDOVER | MA | 018100000 | ONE MINUTEMAN ROAD | C/O BRICKSTONE PROPERTIES | ANDOVER | MA | 018101049 | N | PRIVATE | SM50 | 100 MINUTEMAN LLC | 9787493000 | KDISKIN@BRICKSTONECO.COM | JOHN | BAKER | 3106070003 | jbaker@brickstoneco.com | KEN | DISKIN | 9787493000 | KDISKIN@BRICKSTONECO.COM | 3 | GENERATOR #1-CUMMINS 410 KW #2 OIL |  | ENGINE | CUMMINS | 502FDR | 1993-07-15 | 2010 | 4.5 | 1 | #2 FUEL OIL, DIESEL | DIESEL | 44 | DIESEL | 0.3 | 0 | 1.081 | E3GAL | 150.259 | OK | N | 1 | 1 | 52 | 1 | 1 | 22
1210309 | 100 MINUTEMAN LLC | FKA MINUTEMAN LIMITED PA | 100 MINUTEMAN RD |  | ANDOVER | MA | 018100000 | ONE MINUTEMAN ROAD | C/O BRICKSTONE PROPERTIES | ANDOVER | MA | 018101049 | N | PRIVATE | SM50 | 100 MINUTEMAN LLC | 9787493000 | KDISKIN@BRICKSTONECO.COM | JOHN | BAKER | 3106070003 | jbaker@brickstoneco.com | KEN | DISKIN | 9787493000 | KDISKIN@BRICKSTONECO.COM | 4 | GENERATOR #2-CATERPILLAR 3512 #2 OIL |  | ENGINE | CATERPILLAR | 3512 | 1996-07-01 | 2010 | 12.5 | 1 | #2 FUEL OIL | DIESEL | 44 | DIESEL | 0.3 | 0 | 4.1 | E3GAL | 569.9 | OK | N | 1 | 1 | 52 | 1 | 1 | 22
1210309 | 100 MINUTEMAN LLC | FKA MINUTEMAN LIMITED PA | 100 MINUTEMAN RD |  | ANDOVER | MA | 018100000 | ONE MINUTEMAN ROAD | C/O BRICKSTONE PROPERTIES | ANDOVER | MA | 018101049 | N | PRIVATE | SM50 | 100 MINUTEMAN LLC | 9787493000 | KDISKIN@BRICKSTONECO.COM | JOHN | BAKER | 3106070003 | jbaker@brickstoneco.com | KEN | DISKIN | 9787493000 | KDISKIN@BRICKSTONECO.COM | 11 | EMERGENCY GENERATOR 3 |  | ENGINE | CUMMINS | QSX15-G9 NONROAD 2 | 2010-07-01 | 2010 | 4.816 | 1 | ULSD | DIESEL | 44 | DIESEL | 0.0015 |  | 0.795 | E3GAL | 110.505 | OK | N | 1 | 1 | 52 | 1 | 1 | 22
1210312 | HEWLETT PACKARD CORPORATION |  | 165 DASCOMB RD |  | ANDOVER | MA | 018100000 | 165 DASCOMB ROAD |  | ANDOVER | MA | 018100000 | N | PRIVATE | SM25 | HEWLETT PACKARD CORP | 9784743105 | William.Robichaud@hp.com | STEVEN | FONTAINE | 5083230448 | steven.fontaine@hp.com | WILLIAM | ROBICHAUD | 9784743105 | William.Robichaud@hp.com | 3 | GENERATOR #1-CATERPILLAR #3512 STD 10.9 MMBTU/HR |  | ENGINE | CATERPILLAR | 3512 | 1987-12-01 | 2010 | 10.9 | 1 | 2 OIL | DIESEL | 44 | DIESEL | 0.29 | 0 | 0.957 | E3GAL | 133.023 | OK | N | 1 | 1 | 12 | 1 | 1 | 5
1210312 | HEWLETT PACKARD CORPORATION |  | 165 DASCOMB RD |  | ANDOVER | MA | 018100000 | 165 DASCOMB ROAD |  | ANDOVER | MA | 018100000 | N | PRIVATE | SM25 | HEWLETT PACKARD CORP | 9784743105 | William.Robichaud@hp.com | STEVEN | FONTAINE | 5083230448 | steven.fontaine@hp.com | WILLIAM | ROBICHAUD | 9784743105 | William.Robichaud@hp.com | 4 | GENERATOR #2-CATERPILLAR #3508 7.5 MMBTU/HR |  | ENGINE | CATERPILLAR | 3508 | 1987-12-01 | 2010 | 7.5 | 1 | 2 OIL | DIESEL | 44 | DIESEL | 0.29 | 0 | 0.704 | E3GAL | 97.856 | OK | N | 1 | 1 | 12 | 1 | 1 | 5
1210312 | HEWLETT PACKARD CORPORATION |  | 165 DASCOMB RD |  | ANDOVER | MA | 018100000 | 165 DASCOMB ROAD |  | ANDOVER | MA | 018100000 | N | PRIVATE | SM25 | HEWLETT PACKARD CORP | 9784743105 | William.Robichaud@hp.com | STEVEN | FONTAINE | 5083230448 | steven.fontaine@hp.com | WILLIAM | ROBICHAUD | 9784743105 | William.Robichaud@hp.com | 5 | FIRE PUMP #1-CATERPILLAR #3208 1.9 MMBTU/HR |  | ENGINE | CATERPILLAR | 3208 | 1987-12-01 | 2010 | 2 | 1 | 2 OIL | DIESEL | 44 | DIESEL | 0.29 | 0 | 0.325 | E3GAL | 45.175 | OK | N | 1 | 1 | 52 | 1 | 1 | 20
1210316 | LOWELL GENERAL HOSPITAL |  | 295 VARNUM AVE |  | LOWELL | MA | 018540000 | 295 VARNUM AVE |  | LOWELL | MA | 018540000 | N | PRIVATE | SM25 | LOWELL GENERAL HOSPITAL | 9789376000X6288 | rfauvel@LowellGeneral.org | ROGER | FAUVEL | 9789376537 | RFauvel@LowellGeneral.org | ROGER | FAUVEL | 9789376288 | RFauvel@LowellGeneral.org | 15 | KOHLER GENERATOR IS |  | ENGINE | KOHLER | 275REOZJD | 2008-05-30 | 2009 | 2.75 | 1 | #2 DISTILLATION FUEL OIL 0.0015 SULFUR | DIESEL | 44 | DIESEL | 0.0015 |  | 0 | E3GAL | 0 | OK | N | 0 | 0 | 0 | 0 | 0 | 0
1210319 | AVAYA CORPORATION | FKA NORTEL NETWORKS INCORPORATED | 2 WALL ST |  | BILLERICA | MA | 018213465 | 600 TECHNOLOGY PARK DRIVE |  | BILLERICA | MA | 018210000 | N | PRIVATE | SM25 | GUTIERREZ CORPORATION | 7812727000 | dpotenza@gutirez.com | KEVIN | HOURIHAN | 9782881808 | thgagnon@nortel.com | KEVIN | HOURIHAN | 9782881808 | thgagnon@nortel.com | 1 | GENERATOR #1 - BL600 - CATERPILLAR #3512 - DIESEL |  | ENGINE | CATERPILLAR | 3512 | 1990-03-08 | 2009 | 10.1533 | 1 | DEISEL #2 | DIESEL | 44 | DIESEL | 0.3 | 0 | 0.0638 | E3GAL | 8.8682 | OK | N | 1 | 1 | 9 | 1 | 1 | 6
1210319 | AVAYA CORPORATION | FKA NORTEL NETWORKS INCORPORATED | 2 WALL ST |  | BILLERICA | MA | 018213465 | 600 TECHNOLOGY PARK DRIVE |  | BILLERICA | MA | 018210000 | N | PRIVATE | SM25 | GUTIERREZ CORPORATION | 7812727000 | dpotenza@gutirez.com | KEVIN | HOURIHAN | 9782881808 | thgagnon@nortel.com | KEVIN | HOURIHAN | 9782881808 | thgagnon@nortel.com | 2 | GENERATOR #2 - BL600 - CATERPILLAR #3512 - DIESEL |  | ENGINE | CATERPILLAR | 3512 | 1990-03-08 | 2009 | 10.153 | 1 | DEISEL #2 | DIESEL | 44 | DIESEL | 0.3 | 0 | 0.107 | E3GAL | 14.873 | OK | N | 1 | 1 | 9 | 1 | 1 | 6
1210319 | AVAYA CORPORATION | FKA NORTEL NETWORKS INCORPORATED | 2 WALL ST |  | BILLERICA | MA | 018213465 | 600 TECHNOLOGY PARK DRIVE |  | BILLERICA | MA | 018210000 | N | PRIVATE | SM25 | GUTIERREZ CORPORATION | 7812727000 | dpotenza@gutirez.com | KEVIN | HOURIHAN | 9782881808 | thgagnon@nortel.com | KEVIN | HOURIHAN | 9782881808 | thgagnon@nortel.com | 3 | EMER GEN #3 - BL600 - CAT 3408 - DIESEL |  | ENGINE | CATERPILLAR | 3408 | 1990-03-08 | 2009 | 4 | 1 | DEISEL #2 | DIESEL | 44 | DIESEL | 0.3 | 0 | 0.061 | E3GAL | 8.479 | OK | N | 1 | 1 | 9 | 1 | 1 | 6
1210330 | MA COM TECHNOLOGY SOLUTIONS INC | FKA MA COM INC | 100 CHELMSFORD ST |  | LOWELL | MA | 018510000 | 100 CHELMSFORD ST |  | LOWELL | MA | 018510000 | N | PRIVATE | SM79-7 | M/A-COM TECHNOLOGY SOLUTIONS, INC. | 9786562500 | joseph.yaris@macomtech.com | ROBERT | MILLS | 9786562731 | Robert.Mills@macomtech.com | KELLEY | BEGIN | 8004465518 | kbegin@woodardcurran.com | 3 | GENERATOR #1-CUMMINS 400KW |  | ENGINE | CUMMINS | KTA-1150-GC-2 | 1983-01-01 | 2011 | 3.5 | 1 | DIESEL | DIESEL | 44 | DIESEL | 0.0015 | 0 | 1.4635 | E3GAL | 203.4265 | OK | N | 3 | 1 | 12 | 3 | 1 | 5
1210341 | VICOR CORPORATION |  | 400 FEDERAL ST |  | ANDOVER | MA | 018100000 | 25 FRONTAGE ROAD |  | ANDOVER | MA | 018100000 | N | PRIVATE | SM79-7 | VICOR CORPORATION | 9784702900 | rzengilowski@vicr.com | RICHARD | ZENGILOWSKI | 9784707950 | rzengilowski@vicr.com | ED | GOMES | 9787497730 | egomes@vicr.com | 14 | EMERGENCY GENERATOR - 400 KW |  | ENGINE | CATERPILLAR | 3406TA | 2002-04-13 | 2009 | 4.088 | 1 | DIESEL | DIESEL | 44 | DIESEL | 0.3 | 0 | 0.0706 | E3GAL | 9.8134 | OK | N | 1 | 1 | 52 | 1 | 1 | 22
1210362 | TANNER STREET GENERATION LLC | FKA MONTGOMERY LENERGIA POWER PARTNERSHI | 2 TANNER ST |  | LOWELL | MA | 018520000 | 2 TANNER ST |  | LOWELL | MA | 018520000 | N | PRIVATE | OP3 | TANNER STREET GENERATION LLC | 2816531680 | Bill.Hellinghausen@EDFTrading.com | DOUGLAS | MCGRATH | 9784465095 | dmcgrath@purenergyllc.com | DOUGLAS | MCGRATH | 9784465095 | dmcgrath@purenergyllc.com | 4 | ENGINE #1-DETROIT FIRE PUMP #DDFP03DT5068F ULSD |  | ENGINE | DETROIT | DDFP-03DT-5068F | 1998-01-01 | 2011 | 0.756 | 1 | FIRE PUMP ENGINE-DETROIT #DDFP03DT5068F #2 OIL | DIESEL | 44 | DIESEL | 0.0015 | 0 | 0.114 | E3GAL | 15.846 | OK | N | 1 | 1 | 26 | 1 | 1 | 11
1210362 | TANNER STREET GENERATION LLC | FKA MONTGOMERY LENERGIA POWER PARTNERSHI | 2 TANNER ST |  | LOWELL | MA | 018520000 | 2 TANNER ST |  | LOWELL | MA | 018520000 | N | PRIVATE | OP3 | TANNER STREET GENERATION LLC | 2816531680 | Bill.Hellinghausen@EDFTrading.com | DOUGLAS | MCGRATH | 9784465095 | dmcgrath@purenergyllc.com | DOUGLAS | MCGRATH | 9784465095 | dmcgrath@purenergyllc.com | 5 | EMERGENCY GENERATOR-VOLVO #TAD 1631 GE ULSD |  | ENGINE | VOLVO | #TAD 1631 GE | 1999-11-01 | 2011 | 5.6 | 1 | EMERGENCY GENERATOR-VOLVO #TAD 1631GE #2 OIL | DIESEL | 44 | DIESEL | 0.0015 | 0 | 2.167 | E3GAL | 301.213 | OK | N | 1 | 1 | 26 | 1 | 1 | 11
1210362 | TANNER STREET GENERATION LLC | FKA MONTGOMERY LENERGIA POWER PARTNERSHI | 2 TANNER ST |  | LOWELL | MA | 018520000 | 2 TANNER ST |  | LOWELL | MA | 018520000 | N | PRIVATE | OP3 | TANNER STREET GENERATION LLC | 2816531680 | Bill.Hellinghausen@EDFTrading.com | DOUGLAS | MCGRATH | 9784465095 | dmcgrath@purenergyllc.com | DOUGLAS | MCGRATH | 9784465095 | dmcgrath@purenergyllc.com | 7 | GAS TURBINE #2 ROLLS ROYCE TRENT 60 |  | ENGINE | ROLLS ROYCE | TRENT 60 | 2008-10-01 | 2011 | 545 | 2 | ULTRA LOW SULFUR DIESEL | DIESEL | 44 | DIESEL | 0.0015 | 0 | 66.18 | E3GAL | 9199.02 | OK | N | 11 | 4 | 37 | 12 | 5 | 16
1210373 | COBHAM DEFENSE ELECTRONICS SYSTEMS | FKA M/A COM INCORPORATED | 1001 PAWTUCKET BLVD | FORMERLY 1011 PAWTUCKET BLVD | LOWELL | MA | 018530000 | 1001 PAWTUCKET BLVD |  | LOWELL | MA | 018540000 | N | PRIVATE | SM80-7 | COBHAM DEFENSE SYSTEMS - M/A COM INC | 9784424609 | Ralph.Marrone@cobhamdes.com | ROBERT | CANEDO | 9784424464 | Robert.Canedo@cobhamdes.com | ROBERT | CANEDO | 9784424464 | Robert.Canedo@cobhamdes.com | 13 | EMERGENCY GENERATOR ENGINE #1 |  | ENGINE | KOHLER | 500 | 1992-01-01 | 2009 | 5 | 1 | EMERGENCY GENERATOR #1 | DIESEL | 44 | DIESEL | 0.0015 | 0 | 0.5396 | E3GAL | 75.0044 | OK | N | 1 | 1 | 12 | 1 | 1 | 5
1210374 | EISAI RESEARCH INSTITUTE |  | 100 FEDERAL ST |  | ANDOVER | MA | 018100000 | 4 CORPORATE DRIVE |  | ANDOVER | MA | 018102447 | N | PRIVATE | SM79-7 | EISAI RESEARCH INSTITUTE OF BOSTON INC | 9788374825 | John_Bristol@EISAI.com | JOHN | BRISTOL | 9788374825 | John_Bristol@EISAI.com | JOHN | BRISTOL | 9788374825 | John_Bristol@EISAI.com | 2 | GENERATOR 1-CATERPILLAR 3208 |  | ENGINE | CATERPILLAR | CATERPILLAR 3208 | 1996-01-01 | 2009 | 1.5 | 1 | GENERATOR 1-CATERPILLAR 3208 | DIESEL | 44 | DIESEL | 0.0015 | 0 | 0.036 | E3GAL | 5.004 | OK | N | 1 | 1 | 26 | 1 | 1 | 11
1210374 | EISAI RESEARCH INSTITUTE |  | 100 FEDERAL ST |  | ANDOVER | MA | 018100000 | 4 CORPORATE DRIVE |  | ANDOVER | MA | 018102447 | N | PRIVATE | SM79-7 | EISAI RESEARCH INSTITUTE OF BOSTON INC | 9788374825 | John_Bristol@EISAI.com | JOHN | BRISTOL | 9788374825 | John_Bristol@EISAI.com | JOHN | BRISTOL | 9788374825 | John_Bristol@EISAI.com | 7 | GENERATOR #2-CUMMINS DGFA |  | ENGINE | CUMMINS | #DGFA5600500 | 1997-01-01 | 2009 | 1.5 | 1 | GENERATOR 2-CUMMINS | DIESEL | 44 | DIESEL | 0.0015 | 0 | 0.048 | E3GAL | 6.672 | OK | N | 1 | 1 | 26 | 1 | 1 | 11
1210376 | LOWELL REGIONAL WATER UTILITY | LOWELL WATER DEPARTMENT | 815 PAWTUCKET BLVD |  | LOWELL | MA | 018540000 | 815 PAWTUCKET BLVD |  | LOWELL | MA | 018540000 | Y | LOCAL GOVERNMENT | SM25 | LOWELL WATER DEPARTMENT | 9789704242 | dlahiff@lowelma.gov | DANIEL | LAHIFF | 9789704242 | dlahiff@lowellma.gov | ERIC | RYDER | 9789704242 | eryder@lowellma.gov | 1 | EMER GEN #1- 1500DFLE (795 KW) ULSD |  | ENGINE | CUMMINS | KTA50-G9 | 1999-10-15 | 2009 | 7.5 | 1 | EMER GEN #1- 1500DFLE (795 EKW) ULSD | DIESEL | 44 | DIESEL | 0.0015 | 0 | 0.43 | E3GAL | 59.77 | OK | N | 1 | 1 | 12 | 1 | 1 | 6
1210378 | NAVISITE |  | 400 MINUTEMAN PARK |  | ANDOVER | MA | 018100000 | 400 MINUTEMAN ROAD | ATTN: FACILITY MANAGER | ANDOVER | MA | 018100000 | N | PRIVATE | SM50 | NAVISITE INC | 9786843500 | jpluntze@navisite.com | JAMES | PLUNTZE | 9789468611 | jpluntze@navisite.com | CLIFF | MIGNEAULT | 9789468823 | cmigneault@navisite.com | 1 | GENERATOR NO. 1 - CAT 3516B 1.8 MWE NO.2 OIL |  | ENGINE | CATERPILLAR | 3516B | 1999-12-01 | 2011 | 18.47 | 1 | EMER GEN NO.1 - CAT 3516B 1.8 MWE NO.2 OIL | DIESEL | 44 | DIESEL | 0.0015 | 0 | 10.058 | E3GAL | 1398.062 | OK | N | 1 | 1 | 52 | 1 | 1 | 22
1210378 | NAVISITE |  | 400 MINUTEMAN PARK |  | ANDOVER | MA | 018100000 | 400 MINUTEMAN ROAD | ATTN: FACILITY MANAGER | ANDOVER | MA | 018100000 | N | PRIVATE | SM50 | NAVISITE INC | 9786843500 | jpluntze@navisite.com | JAMES | PLUNTZE | 9789468611 | jpluntze@navisite.com | CLIFF | MIGNEAULT | 9789468823 | cmigneault@navisite.com | 2 | EMER GEN NO.2 - CAT 3516B 1.8 MWE NO.2 OIL |  | ENGINE | CATERPILLAR | 3516B | 1999-12-01 | 2011 | 18.48 | 1 | EMER GEN NO. 2 - CAT 3516B 1.8 MWE NO. 2 OIL | DIESEL | 44 | DIESEL | 0.0015 | 0 | 9.9 | E3GAL | 1376.1 | OK | N | 1 | 1 | 52 | 1 | 1 | 22
1210378 | NAVISITE |  | 400 MINUTEMAN PARK |  | ANDOVER | MA | 018100000 | 400 MINUTEMAN ROAD | ATTN: FACILITY MANAGER | ANDOVER | MA | 018100000 | N | PRIVATE | SM50 | NAVISITE INC | 9786843500 | jpluntze@navisite.com | JAMES | PLUNTZE | 9789468611 | jpluntze@navisite.com | CLIFF | MIGNEAULT | 9789468823 | cmigneault@navisite.com | 3 | EMER GEN NO. 3 - CAT 3516B 1.8 MWE NO. 2 OIL |  | ENGINE | CATERPILLAR | 3516B | 1999-12-01 | 2011 | 18.48 | 1 | EMER GEN NO. 3 - CAT 3516B 1.8 MWE NO.2 OIL | DIESEL | 44 | DIESEL | 0.0015 | 0 | 10.19 | E3GAL | 1416.41 | OK | N | 1 | 1 | 52 | 1 | 1 | 22
1210378 | NAVISITE |  | 400 MINUTEMAN PARK |  | ANDOVER | MA | 018100000 | 400 MINUTEMAN ROAD | ATTN: FACILITY MANAGER | ANDOVER | MA | 018100000 | N | PRIVATE | SM50 | NAVISITE INC | 9786843500 | jpluntze@navisite.com | JAMES | PLUNTZE | 9789468611 | jpluntze@navisite.com | CLIFF | MIGNEAULT | 9789468823 | cmigneault@navisite.com | 4 | EMER GEN NO. 4 - CAT 3516B 1.8 MWE NO. 2 OIL |  | ENGINE | CATERPILLAR | 3516B | 1999-12-01 | 2011 | 18.48 | 1 | EMER GEN NO.4 - CAT 3516B 1.8 MWE NO. 2 OIL | DIESEL | 44 | DIESEL | 0.0015 | 0 | 10.335 | E3GAL | 1436.565 | OK | N | 1 | 1 | 52 | 1 | 1 | 22
1210387 | BILLERICA WATER TREATMENT PLANT |  | TREBLE COVE RD |  | BILLERICA | MA | 018210000 | 365 BOSTON ROAD |  | BILLERICA | MA | 018210000 | Y | LOCAL GOVERNMENT | SM25 | BILLERICA WATER TREATMENT PLANT | 9786710957 | jmcgovern@town.billerica.ma.us | JOHN | MCGOVERN | 9786710957 | johnm@town.billerica.ma.us | JOHN | MCGOVERN | 9786710957 | johnm@town.billerica.ma.us | 2 | EMER GEN #1 - RECIP ENGINE - 1000 KW - DIESEL |  | ENGINE | CATERPILLAR | 3508B | 2005-12-01 | 2011 | 9.5003 | 1 | DIESEL | DIESEL | 44 | DIESEL | 0.003 | 0 | 3.37 | E3GAL | 468.43 | OK | N | 3 | 1 | 52 | 2 | 1 | 22
1210387 | BILLERICA WATER TREATMENT PLANT |  | TREBLE COVE RD |  | BILLERICA | MA | 018210000 | 365 BOSTON ROAD |  | BILLERICA | MA | 018210000 | Y | LOCAL GOVERNMENT | SM25 | BILLERICA WATER TREATMENT PLANT | 9786710957 | jmcgovern@town.billerica.ma.us | JOHN | MCGOVERN | 9786710957 | johnm@town.billerica.ma.us | JOHN | MCGOVERN | 9786710957 | johnm@town.billerica.ma.us | 3 | EMER GEN #2 - RECIP ENGINE - 250 KW - DIESEL |  | ENGINE | CATERPILLAR | 3306-DI | 2005-12-01 | 2011 | 2.5489 | 1 | DIESEL | DIESEL | 44 | DIESEL | 0.003 | 0 | 0.601 | E3GAL | 83.539 | OK | N | 3 | 1 | 52 | 2 | 1 | 22
1210396 | MAJILITE MANUFACTURING INC |  | 1530 BROADWAY RD |  | DRACUT | MA | 018260000 | 1530 BROADWAY STREET |  | DRACUT | MA | 018260000 | N | PRIVATE | SM79-7 | MAJILITE MANUFACTURING INC | 9786401110X7410 | blotia@majilite.com | KEN | BOUFFARD | 9784416800 | kbouffard@majilite.com | BIPIN | LOTIA | 9784416800X7430 | blotia@majilite.com | 3 | EMER GEN #1- ALLIS CHALMERS 1100- #2 DIESEL |  | ENGINE | ALICE CHALMERS | 1100 | 1987-01-01 | 2009 | 1.5 | 1 | 2 DIESEL OIL | DIESEL | 44 | DIESEL | 0.3 | 0 | 0.1 | E3GAL | 13.9 | OK | N | 1 | 1 | 26 | 1 | 1 | 4
1210403 | CISCO SYSTEMS, INC. |  | 1414 MASSACHUSETTS AVE |  | BOXBOROUGH | MA | 017190000 | 1414 MASSACHUSETTS AVE |  | BOXBOROUGH | MA | 017190000 | N | PRIVATE | SM25 | CISCO SYSTEMS, INC. | 9789368717 | dbird@cisco.com | DON | BIRD | 9789368717 | dbird@cisco.com | DARYL | BEARDSLEY | 9789360558 | dabeards@cisco.com | 1 | EMERGENCY GENERATOR #1-CATERPILLAR 3512B (DIESEL) |  | ENGINE | CATERPILLAR-EMERGENCY GENERATOR | 3512B | 2000-10-24 | 2009 | 15 | 1 | GENERATOR #1-CATERPILLAR #3512B DIESEL | DIESEL | 44 | DIESEL | 0.0015 | 0 | 2.234 | E3GAL | 310.526 | OK | N | 1 | 1 | 13 | 1 | 1 | 7
1210403 | CISCO SYSTEMS, INC. |  | 1414 MASSACHUSETTS AVE |  | BOXBOROUGH | MA | 017190000 | 1414 MASSACHUSETTS AVE |  | BOXBOROUGH | MA | 017190000 | N | PRIVATE | SM25 | CISCO SYSTEMS, INC. | 9789368717 | dbird@cisco.com | DON | BIRD | 9789368717 | dbird@cisco.com | DARYL | BEARDSLEY | 9789360558 | dabeards@cisco.com | 2 | EMERGENCY GENERATOR #2-CATERPILLAR 3512B (DIESEL) |  | ENGINE | CATERPILLAR-EMERGENCY GENERATOR | 3512B | 2000-10-24 | 2009 | 15 | 1 | GENERATOR #2-CATERPILLAR #3512B DIESEL | DIESEL | 44 | DIESEL | 0.0015 | 0 | 2.234 | E3GAL | 310.526 | OK | N | 1 | 1 | 13 | 1 | 1 | 7
1210403 | CISCO SYSTEMS, INC. |  | 1414 MASSACHUSETTS AVE |  | BOXBOROUGH | MA | 017190000 | 1414 MASSACHUSETTS AVE |  | BOXBOROUGH | MA | 017190000 | N | PRIVATE | SM25 | CISCO SYSTEMS, INC. | 9789368717 | dbird@cisco.com | DON | BIRD | 9789368717 | dbird@cisco.com | DARYL | BEARDSLEY | 9789360558 | dabeards@cisco.com | 3 | LIFE SAFETY GENERATOR - CUMMINS NT855 (DIESEL) |  | ENGINE | CUMMINS-EMERGENCY GENERATOR | NT-855 G/5 | 2000-01-01 | 2009 | 2.5 | 1 | GENERATOR #3-CUMMINS #NT855G15 #2 OIL | DIESEL | 44 | DIESEL | 0.0015 | 0 | 0.7 | E3GAL | 97.3 | OK | N | 1 | 1 | 13 | 1 | 1 | 7
1210403 | CISCO SYSTEMS, INC. |  | 1414 MASSACHUSETTS AVE |  | BOXBOROUGH | MA | 017190000 | 1414 MASSACHUSETTS AVE |  | BOXBOROUGH | MA | 017190000 | N | PRIVATE | SM25 | CISCO SYSTEMS, INC. | 9789368717 | dbird@cisco.com | DON | BIRD | 9789368717 | dbird@cisco.com | DARYL | BEARDSLEY | 9789360558 | dabeards@cisco.com | 4 | FIRE PUMP GENERATOR - CLARK GM DDFP (DIESEL) |  | ENGINE | CLARK / DETROIT | DDFP04AN 7003 | 2000-01-01 | 2009 | 1.179 | 1 | GENERATOR #4-DETROIT DIESEL #DDFP04AN #2 OIL | DIESEL | 44 | DIESEL | 0.0015 | 0 | 0.22 | E3GAL | 30.58 | OK | N | 1 | 1 | 52 | 1 | 1 | 22
1210403 | CISCO SYSTEMS, INC. |  | 1414 MASSACHUSETTS AVE |  | BOXBOROUGH | MA | 017190000 | 1414 MASSACHUSETTS AVE |  | BOXBOROUGH | MA | 017190000 | N | PRIVATE | SM25 | CISCO SYSTEMS, INC. | 9789368717 | dbird@cisco.com | DON | BIRD | 9789368717 | dbird@cisco.com | DARYL | BEARDSLEY | 9789360558 | dabeards@cisco.com | 5 | WWTF GENERATOR - KOHLER 4UA10 (DIESEL) |  | ENGINE | KOHLER | 4UA10 | 2003-06-01 | 2009 | 2.25 | 1 | GENERATOR #5-KOHLER #230REVZJB #2 OIL | DIESEL | 44 | DIESEL | 0.0015 | 0 | 0.076 | E3GAL | 10.564 | OK | N | 1 | 1 | 13 | 1 | 1 | 6
1210411 | VERIZON MASSACHUSETTS |  | 15-20 SHATTUCK RD |  | ANDOVER | MA | 018100000 | 2 HAMPSHIRE ST. | 3RD FLOOR | LAWRENCE | MA | 018300000 | N | PRIVATE | SM79-7 | VERIZON NEW ENGLAND INC | 9788373604 | b.irwin@verizon.com | WILLIAM | IRWIN | 9788373604 | b.irwin@verizon.com | WILLIAM | IRWIN | 9788373604 | b.irwin@verizon.com | 12 | EM GEN #20-1 - CAT 3512 1250 KW - #2 OIL 0.05O/OS |  | ENGINE | CATERPILLAR | 3512 | 1995-01-01 | 2011 | 12 | 1 | EM GEN #20-1 - CAT 3512 1250 KW - #2 OIL 0.05O/OS | DIESEL | 44 | DIESEL | 0.05 | 0 | 2.09 | E3GAL | 290.51 | OK | N | 1 | 1 | 12 | 1 | 1 | 4
1210412 | VERIZON MASSACHUSETTS |  | 900 CHELMSFORD ST |  | LOWELL | MA | 018510000 | VERIZON C/O WILLIAM IRWIN | 2 HAMPSHIRE ST. | LAWRENCE | MA | 018400000 | N | PRIVATE | SM25 | VERIZON NEW ENGLAND INC | 9788373604 | b.irwin@verizon.com | WILLIAM | IRWIN | 6175129182 | b.irwin@verizon.com | WILLIAM | IRWIN | 6175129182 | b.irwin@verizon.com | 1 | EM GEN #1 - CAT 3512DITA 2000 KW - #2 OIL |  | ENGINE | CATERPILLER | 3512-DITA | 1995-04-01 | 2009 | 12 | 1 | EM GEN #1 - CAT 3512DITA 2000 KW - #2 OIL 0.05 S | DIESEL | 44 | DIESEL | 0.05 | 0 | 1.69 | E3GAL | 234.91 | OK | N | 1 | 1 | 12 | 1 | 1 | 5
1210413 | 3M TOUCH SYSTEMS |  | 501 GRIFFIN BROOK PARK DR |  | METHUEN | MA | 018440000 | 501 GRIFFIN BROOK PARK DR |  | METHUEN | MA | 018440000 | N | PRIVATE | SM25 | 3M TOUCH SYSTEMS | 9786599000 | ajarvis2@mmm.com | STEPHEN | BENOIT | 9786599167 | srbenoit@mmm.com | AMANDA | JARVIS | 9786599274 | ajarvis2@mmm.com | 1 | EMERGENCY GENERATOR - STAND BY ENGINE |  | ENGINE | KOHLER | 200ROZD4U9 | 1997-06-01 | 2009 | 2 | 1 | DIESEL FUEL, LOW SULFUR | DIESEL | 44 | DIESEL | 0 | 0 | 0.1126 | E3GAL | 15.6514 | OK | N | 2 | 1 | 52 | 2 | 1 | 22
1210419 | TERADYNE INC |  | 700 RIVER PARK DR |  | NORTH READING | MA | 018640000 | 600 RIVER PARK DR | ATTN: EHS DEPARTMENT | NORTH READING | MA | 018640000 | N | PRIVATE | NM25 | TERADYNE INC | 9783702287 | Debra.Pulpi@Teradyne.com0 | RICHARD | LUPIEN | 6174222333 | Richard.Lupien@Teradyne.com | DEBRA | PULPI | 9783702287 | Debra.Pulpi@Teradyne.com | 4 | GENERATOR KOHLER DIESEL DGDA-5006834P |  | ENGINE | KOHLER | DGDA-5006834P | 2007-06-01 | 2009 | 3.625 | 1 | GENERATOR KOHLER | DIESEL | 44 | DIESEL | 0.5 | 0 | 68.875 | E6BTU | 68.875 | OK | N | 1 | 1 | 52 | 1 | 1 | 22
1210423 | CISCO SYSTEMS INC |  | 200 BEAVER BROOK RD |  | BOXBOROUGH | MA | 017200000 | 1414 MASSACHUSETTS AVE |  | BOXBOROUGH | MA | 017190000 | N | PRIVATE | SM25 | CISCO SYSTEMS, INC. | 9789368717 | dbird@cisco.com | DON | BIRD | 9789368717 | dbird@cisco.com | DARYL | BEARDSLEY | 9789360558 | dabeards@cisco.com | 1 | EMERGENCY GENERATOR (200 #1) - CAT 3512B (DIESEL) |  | ENGINE | CATERPILLAR | 3512B | 2002-11-01 | 2009 | 15.5 | 1 | GENERATOR #1-CATERPILLAR #3512B #2 OIL | DIESEL | 44 | DIESEL | 0.0015 | 0 | 0.271 | E3GAL | 37.669 | OK | N | 1 | 1 | 52 | 1 | 1 | 22
1210423 | CISCO SYSTEMS INC |  | 200 BEAVER BROOK RD |  | BOXBOROUGH | MA | 017200000 | 1414 MASSACHUSETTS AVE |  | BOXBOROUGH | MA | 017190000 | N | PRIVATE | SM25 | CISCO SYSTEMS, INC. | 9789368717 | dbird@cisco.com | DON | BIRD | 9789368717 | dbird@cisco.com | DARYL | BEARDSLEY | 9789360558 | dabeards@cisco.com | 2 | EMERGENCY GENERATOR (200 #2) - CAT 3512B (DIESEL) |  | ENGINE | CATERPILLAR | 3512B | 2002-11-01 | 2009 | 15.5 | 1 | GENERATOR #2-CATERPILLAR #3512B #2 OIL | DIESEL | 44 | DIESEL | 0.0015 | 0 | 0.283 | E3GAL | 39.337 | OK | N | 1 | 1 | 13 | 1 | 1 | 22
1210423 | CISCO SYSTEMS INC |  | 200 BEAVER BROOK RD |  | BOXBOROUGH | MA | 017200000 | 1414 MASSACHUSETTS AVE |  | BOXBOROUGH | MA | 017190000 | N | PRIVATE | SM25 | CISCO SYSTEMS, INC. | 9789368717 | dbird@cisco.com | DON | BIRD | 9789368717 | dbird@cisco.com | DARYL | BEARDSLEY | 9789360558 | dabeards@cisco.com | 3 | EMERGENCY GENERATOR (300) - CAT 3412 (DIESEL) |  | ENGINE | CATERPILLAR | 3412 | 2002-11-15 | 2009 | 5.572 | 1 | GENERATOR #3-CATERPILLAR #3412 #2 OIL | DIESEL | 44 | DIESEL | 0.0015 | 0 | 0.0194 | E3GAL | 2.6966 | OK | N | 1 | 1 | 13 | 1 | 1 | 6
1210423 | CISCO SYSTEMS INC |  | 200 BEAVER BROOK RD |  | BOXBOROUGH | MA | 017200000 | 1414 MASSACHUSETTS AVE |  | BOXBOROUGH | MA | 017190000 | N | PRIVATE | SM25 | CISCO SYSTEMS, INC. | 9789368717 | dbird@cisco.com | DON | BIRD | 9789368717 | dbird@cisco.com | DARYL | BEARDSLEY | 9789360558 | dabeards@cisco.com | 4 | EMERGENCY GENERATOR (500) CAT 3412 (DIESEL) |  | ENGINE | CATERPILLAR | 3412 | 2003-03-01 | 2009 | 8.1 | 1 | GENERATOR #4-CATERPILLAR #3412 #2 OIL | DIESEL | 44 | DIESEL | 0.0015 | 0 | 0.0283 | E3GAL | 3.9337 | OK | N | 1 | 1 | 52 | 1 | 1 | 22
1210423 | CISCO SYSTEMS INC |  | 200 BEAVER BROOK RD |  | BOXBOROUGH | MA | 017200000 | 1414 MASSACHUSETTS AVE |  | BOXBOROUGH | MA | 017190000 | N | PRIVATE | SM25 | CISCO SYSTEMS, INC. | 9789368717 | dbird@cisco.com | DON | BIRD | 9789368717 | dbird@cisco.com | DARYL | BEARDSLEY | 9789360558 | dabeards@cisco.com | 5 | FIRE PUMP GENERATOR - CUMMINS 6CTA (DIESEL) |  | ENGINE | CUMMINS | 6CTA | 2002-12-01 | 2009 | 1.7904 | 1 | GENERATOR #5-CUMMINS ENGINE #3921402 #2 OIL | DIESEL | 44 | DIESEL | 0.0015 | 0 | 0.096 | E3GAL | 13.344 | OK | N | 1 | 1 | 52 | 1 | 1 | 22
1210423 | CISCO SYSTEMS INC |  | 200 BEAVER BROOK RD |  | BOXBOROUGH | MA | 017200000 | 1414 MASSACHUSETTS AVE |  | BOXBOROUGH | MA | 017190000 | N | PRIVATE | SM25 | CISCO SYSTEMS, INC. | 9789368717 | dbird@cisco.com | DON | BIRD | 9789368717 | dbird@cisco.com | DARYL | BEARDSLEY | 9789360558 | dabeards@cisco.com | 6 | WWTF GENERATOR - OLYMPIAN D200P4 (DIESEL) |  | ENGINE | OLYMPIAN (CATERPILLAR) | D200P4 | 2002-12-01 | 2009 | 2 | 1 | GENERATOR #6-OLYMPIAN #D200P4 #2 OIL | DIESEL | 44 | DIESEL | 0.0015 | 0 | 0.0912 | E3GAL | 12.6768 | OK | N | 1 | 1 | 13 | 1 | 1 | 6
1210423 | CISCO SYSTEMS INC |  | 200 BEAVER BROOK RD |  | BOXBOROUGH | MA | 017200000 | 1414 MASSACHUSETTS AVE |  | BOXBOROUGH | MA | 017190000 | N | PRIVATE | SM25 | CISCO SYSTEMS, INC. | 9789368717 | dbird@cisco.com | DON | BIRD | 9789368717 | dbird@cisco.com | DARYL | BEARDSLEY | 9789360558 | dabeards@cisco.com | 7 | GENERATOR #7-PERKINS #MO1 #2 OIL |  | ENGINE | PERKIINS | M01 | 2003-03-01 | 2009 | 2 | 1 | GENERATOR #7-PERKINS #MO1 #2 OIL | DIESEL | 44 | DIESEL | 0.0015 | 0 | 0.0088 | E3GAL | 1.2232 | OK | N | 1 | 1 | 52 | 1 | 1 | 22
1210424 | ENTEGRIS INC |  | 129 CONCORD RD | BLDG 2 | BILLERICA | MA | 018210000 | 129 CONCORD ROAD |  | BILLERICA | MA | 018210000 | N | PRIVATE | SM25 | ENTEGRIS INC | 9784366500 | MICHAEL_BOLKO@entegris.com | MICHAEL | BOLKO | 978.436.6520 | michael_bolko@entegris.com | MICHAEL | BOLKO | 9784366520 | MICHAEL_BOLKO@entegris.com | 6 | EMER GEN 1- CATERPILLAR 3412 NUMBER 2 DIESEL |  | ENGINE | CATERPILLAR | 3412 | 2000-01-01 | 2009 | 7.383 | 1 | EMER GEN 1- CATERPILLAR 3412 NUMBER2 OIL 0.3PERCENTS | DIESEL | 44 | DIESEL | 0.3 | 0 | 10.1 | E6BTU | 10.1 | OK | N | 1 | 1 | 26 | 1 | 1 | 11
1210435 | INTERACTIVE DATA CORPORATION |  | 60 CODMAN HILL RD |  | BOXBOROUGH | MA | 017190000 | 60 CODMAN HILL RD |  | BOXBOROUGH | MA | 017190000 | N | PRIVATE | SM50 | INTERACTIVE DATA CORPORATION | 9787953500 | kevin.strong@interactivedata.com | CELIE | BAUSSAN | 7816878500 | celie.baussan@interactivedata.com | KEVIN | STRONG | 9787953500 | kevin.strong@interactivedata.com | 1 | GENERATOR #1- CATERPILLAR 3512B- ULSD |  | ENGINE | CATERPILLAR | 3512B | 2004-01-01 | 2011 | 15.6 | 1 | GENERATOR 1- CATERPILLAR 3512B ULSD | DIESEL | 44 | DIESEL | 0.0015 | 0 | 2.923 | E3GAL | 406.297 | OK | N | 2 | 1 | 31 | 2 | 1 | 8
1210435 | INTERACTIVE DATA CORPORATION |  | 60 CODMAN HILL RD |  | BOXBOROUGH | MA | 017190000 | 60 CODMAN HILL RD |  | BOXBOROUGH | MA | 017190000 | N | PRIVATE | SM50 | INTERACTIVE DATA CORPORATION | 9787953500 | kevin.strong@interactivedata.com | CELIE | BAUSSAN | 7816878500 | celie.baussan@interactivedata.com | KEVIN | STRONG | 9787953500 | kevin.strong@interactivedata.com | 2 | GENERATOR #2- CATERPILLAR 3512B ULSD |  | ENGINE | CATERPILLAR | 3512B | 2004-01-01 | 2011 | 15.5 | 1 | GENERATOR 2- CATERPILLAR 3512B- ULSD | DIESEL | 44 | DIESEL | 0.0015 | 0 | 3.0579 | E3GAL | 425.0481 | OK | N | 2 | 1 | 34 | 1 | 1 | 12
1210435 | INTERACTIVE DATA CORPORATION |  | 60 CODMAN HILL RD |  | BOXBOROUGH | MA | 017190000 | 60 CODMAN HILL RD |  | BOXBOROUGH | MA | 017190000 | N | PRIVATE | SM50 | INTERACTIVE DATA CORPORATION | 9787953500 | kevin.strong@interactivedata.com | CELIE | BAUSSAN | 7816878500 | celie.baussan@interactivedata.com | KEVIN | STRONG | 9787953500 | kevin.strong@interactivedata.com | 6 | EMERGENCY GENERATOR 3 |  | ENGINE | CATERPILLAR | 3516CDITA | 2009-05-15 | 2011 | 19.4 | 1 | ULSD | DIESEL | 44 | DIESEL | 0.0015 |  | 3.808 | E3GAL | 529.312 | OK | N | 2 | 1 | 27 | 2 | 1 | 9
1210435 | INTERACTIVE DATA CORPORATION |  | 60 CODMAN HILL RD |  | BOXBOROUGH | MA | 017190000 | 60 CODMAN HILL RD |  | BOXBOROUGH | MA | 017190000 | N | PRIVATE | SM50 | INTERACTIVE DATA CORPORATION | 9787953500 | kevin.strong@interactivedata.com | CELIE | BAUSSAN | 7816878500 | celie.baussan@interactivedata.com | KEVIN | STRONG | 9787953500 | kevin.strong@interactivedata.com | 7 | EMERGENCY GENERATOR 4 |  | ENGINE | CATERPILLAR | 3516CDITA | 2009-05-15 | 2011 | 19.4 | 1 | ULSD | DIESEL | 44 | DIESEL | 0.0015 |  | 3.605 | E3GAL | 501.095 | OK | N | 2 | 1 | 25 | 2 | 1 | 21
1210441 | KRAFT FOODS |  | 15 INDEPENDENCE DR |  | DEVENS | MA | 014340000 | 3 LAKES DR |  | NORTHFIELD | IL | 600930000 | N | PRIVATE | NM25 | KRAFT FOODS | 9784863522X3395 | robert.price@kraftfoods.com | ROBERT | PRICE | 7576049412 | robert.price@kraftfoods.com | ROBERT | PRICE | 7576049412 | robert.price@kraftfoods.com | 2 | KOHLER EMERGENCY GENERATOR |  | ENGINE | KOHLER | 350RE02D | 2002-01-01 | 2010 | 12.917 | 1 | DIESEL FUEL | DIESEL | 44 | DIESEL | 0.05 | 0.01 | 0 | E3GAL | 0 | OK | N | 1 | 1 | 52 | 1 | 1 | 22
1210445 | LAWRENCE WATER TREATMENT PLANT |  | 400 WATER ST |  | LAWRENCE | MA | 018400000 | 400 WATER ST |  | LAWRENCE | MA | 018415101 | Y | LOCAL GOVERNMENT | SM25 | CITY OF LAWRENCE | 9786203321 | storissi@cityoflawrence.com | SAMUEL | TORRISI | 9786203321 | storrisi@cityoflawrence.com | SAMUEL | TORRISI | 9786203321 | storrisi@cityoflawrence.com | 1 | GENERATOR #1 - CUMMINS KTA50-G9 1250 KW |  | ENGINE | CUMMINS | DFLC-KTA50-G9 | 2006-04-04 | 2010 | 12.2 | 1 | ULTRA LOW SULFUR DIESEL | DIESEL | 44 | DIESEL | 0 | 0 | 1.5132 | E3GAL | 210.3348 | OK | N | 1 | 1 | 52 | 1 | 1 | 22
1210448 | AMESBURY HIGH SCHOOL |  | HIGHLAND AVE |  | AMESBURY | MA | 019130000 | 10 CONGRESS STREET |  | AMESBURY | MA | 019130000 | Y | LOCAL GOVERNMENT | NM50 | AMESBURY HIGH SCHOOL | 9783884800 | fordb@amesburyma.gov | BRAD | FORD | 9783884800 | fordb@amesburyma.gov | BRAD | FORD | 9783884800X1361 | fordb@amesburyma.gov | 6 | EMERGENCY GENERATOR |  | ENGINE | CATERPILLAR | SR4 | 2005-01-01 | 2011 | 4 | 1 | DIESEL | DIESEL | 44 | DIESEL | 0.3 |  | 2.5696 | E3GAL | 357.1744 | OK | N | 1 | 1 | 52 | 1 | 1 | 22
1210589 | ALCATEL-LUCENT |  | 4 ROBBINS RD |  | WESTFORD | MA | 018860000 | 1 ROBBINS RD | C/O ART BARTLETT | WESTFORD | MA | 018860000 | N | PRIVATE | SM25 | WELLS REIT II - ROBBINS ROAD, LLC | 5083661322 | john.orr@wellsref.com | HEATHER | GRANT | 6309799714 | heather.grant@alcatel-lucent.com | MIKE | AMMERMAN | 9085825589 | micheal.ammerman@alcatel-lucent.com | 1 | CATERPILLAR EMERGENCY GENERATOR |  | ENGINE | CATERPILLAR | 3516B | 2001-12-01 | 2011 | 20.06 | 1 | RED DYE DISTILLATE FUEL OIL | DIESEL | 44 | DIESEL | 0.05 | 0.1 | 0.42 | E3GAL | 58.38 | OK | N | 1 | 1 | 52 | 1 | 1 | 22
1210620 | TORROMEO INDUSTRIES INC | FKA TORROMEO TRUCKING INC | 33 OLD FERRY RD |  | METHUEN | MA | 018440000 | PO BOX 2308 |  | METHUEN | MA | 018440000 | N | PRIVATE | SM25 | TORROMEO INDUSTRIES INC | 9786865634 | rtorromeo@torromeo.com | BRENDA | TORROMEO | 9786865634 | btorromeo@torromeo.com | BRENDA | TORROMEO | 9786835800 | btorromeo@torromeo.com | 7 | CAT GENERATOR |  | ENGINE | CATERPILLAR | 250KW | 1999-12-31 | 2011 | 0.8536 | 1 | DIESEL | DIESEL | 44 | DIESEL | 0.0015 | 0 | 0.06 | E3GAL | 8.34 | OK | N | 1 | 1 | 12 | 1 | 1 | 5
1210627 | BRISTOL MYERS SQUIBB CO | BMS LARGE SCALE CELL CULTURE FACILITY | 38 JACKSON RD |  | DEVENS | MA | 014320000 | 38 JACKSON RD |  | DEVENS | MA | 014340000 | N | PRIVATE | SM79-7 | BRISTOL MYERS SQUIBB CO | 9787846401 | Eamonn.goold@bms.com | EAMONN | GOOLD | 9787846401 | eamonn.goold@bms.com | DANIEL | NOBERINI | 9787846453 | daniel.noberini@bms.com | 2 | 2500 KW GENERATOR 2 |  | ENGINE | CATERPILLAR | 3516C | 2008-08-10 | 2011 | 19.5 | 1 | ULTRA LOW SULFUR DIESEL | DIESEL | 44 | DIESEL | 0.0015 |  | 20.848 | E3GAL | 2897.872 | OK | N | 1 | 1 | 52 | 1 | 1 | 21
1210627 | BRISTOL MYERS SQUIBB CO | BMS LARGE SCALE CELL CULTURE FACILITY | 38 JACKSON RD |  | DEVENS | MA | 014320000 | 38 JACKSON RD |  | DEVENS | MA | 014340000 | N | PRIVATE | SM79-7 | BRISTOL MYERS SQUIBB CO | 9787846401 | Eamonn.goold@bms.com | EAMONN | GOOLD | 9787846401 | eamonn.goold@bms.com | DANIEL | NOBERINI | 9787846453 | daniel.noberini@bms.com | 3 | FIRE PUMP 2 SOUTH |  | ENGINE | CUMMINS | CFP83-F20 | 2008-11-20 | 2011 | 1.6 | 1 | ULTRA LOW SULFUR DIESEL | DIESEL | 44 | DIESEL | 0.0015 | 0 | 0.282 | E3GAL | 39.198 | OK | N | 1 | 1 | 52 | 1 | 1 | 21
1210627 | BRISTOL MYERS SQUIBB CO | BMS LARGE SCALE CELL CULTURE FACILITY | 38 JACKSON RD |  | DEVENS | MA | 014320000 | 38 JACKSON RD |  | DEVENS | MA | 014340000 | N | PRIVATE | SM79-7 | BRISTOL MYERS SQUIBB CO | 9787846401 | Eamonn.goold@bms.com | EAMONN | GOOLD | 9787846401 | eamonn.goold@bms.com | DANIEL | NOBERINI | 9787846453 | daniel.noberini@bms.com | 4 | 2500 KW GENERATOR 1 |  | ENGINE | CATERPILLAR | 3516C | 2008-08-10 | 2011 | 19.5 | 1 | ULTRA LOW SULFUR FUEL | DIESEL | 44 | DIESEL | 0.0015 |  | 20.498 | E3GAL | 2849.222 | OK | N | 1 | 1 | 52 | 1 | 1 | 21
1210627 | BRISTOL MYERS SQUIBB CO | BMS LARGE SCALE CELL CULTURE FACILITY | 38 JACKSON RD |  | DEVENS | MA | 014320000 | 38 JACKSON RD |  | DEVENS | MA | 014340000 | N | PRIVATE | SM79-7 | BRISTOL MYERS SQUIBB CO | 9787846401 | Eamonn.goold@bms.com | EAMONN | GOOLD | 9787846401 | eamonn.goold@bms.com | DANIEL | NOBERINI | 9787846453 | daniel.noberini@bms.com | 6 | FIRE PUMP 1 NORTH |  | ENGINE | CUMMINS | CFP83-F20 | 2008-11-20 | 2011 | 1.6 | 1 | ULTRA LOW SULFUR DIESEL | DIESEL | 44 | DIESEL | 0.0015 |  | 0.282 | E3GAL | 39.198 | OK | N | 1 | 1 | 52 | 1 | 1 | 21
1210627 | BRISTOL MYERS SQUIBB CO | BMS LARGE SCALE CELL CULTURE FACILITY | 38 JACKSON RD |  | DEVENS | MA | 014320000 | 38 JACKSON RD |  | DEVENS | MA | 014340000 | N | PRIVATE | SM79-7 | BRISTOL MYERS SQUIBB CO | 9787846401 | Eamonn.goold@bms.com | EAMONN | GOOLD | 9787846401 | eamonn.goold@bms.com | DANIEL | NOBERINI | 9787846453 | daniel.noberini@bms.com | 7 | 150 KW PORTABLE GENERATOR 4 |  | ENGINE | JOHN DEERE | 6068H285 | 2010-09-01 | 2011 | 45.8 | 1 | ULTRA LOW SULFUR DIESEL | DIESEL | 44 | DIESEL | 0.0015 |  | 0.178 | E3GAL | 24.742 | OK | N | 1 | 1 | 52 | 1 | 1 | 21
1210627 | BRISTOL MYERS SQUIBB CO | BMS LARGE SCALE CELL CULTURE FACILITY | 38 JACKSON RD |  | DEVENS | MA | 014320000 | 38 JACKSON RD |  | DEVENS | MA | 014340000 | N | PRIVATE | SM79-7 | BRISTOL MYERS SQUIBB CO | 9787846401 | Eamonn.goold@bms.com | EAMONN | GOOLD | 9787846401 | eamonn.goold@bms.com | DANIEL | NOBERINI | 9787846453 | daniel.noberini@bms.com | 8 | 750 KW EMERGENCY GENERATOR |  | ENGINE | CATEPILLAR | C27 | 2008-07-01 | 2011 | 38.19 | 1 | DIESEL FUEL | DIESEL | 44 | DIESEL | 0.0015 |  | 1.798 | E3GAL | 249.922 | OK | N | 1 | 1 | 52 | 1 | 1 | 21
1210634 | EVERGREEN SOLAR |  | 112 BARNUM RD |  | DEVENS | MA | 014340000 | BARNUM RD | LOT 2 | DEVENS | MA | 014340000 | N | PRIVATE | SM80-7 | EVERGREEN SOLAR | 5083572221 | LMarkarian@evergreensolar.com | SCOTT | FRIENDS | 9782667305 | sfriends@evergreensolar.com | LINDA | MARKARIAN | 9782667344 | LMarkarian@evergreensolar.com | 5 | EMERGENCY GENERATOR 1 |  | ENGINE | CUMMINS | DQFAD-7063742 | 2008-05-07 | 2008 | 5.6915 | 1 | DIESEL FUEL-EG1 | DIESEL | 44 | DIESEL | 0.0015 | 0 | 0.5 | E3GAL | 69.5 | OK | N | 1 | 1 | 12 | 1 | 1 | 5
1210634 | EVERGREEN SOLAR |  | 112 BARNUM RD |  | DEVENS | MA | 014340000 | BARNUM RD | LOT 2 | DEVENS | MA | 014340000 | N | PRIVATE | SM80-7 | EVERGREEN SOLAR | 5083572221 | LMarkarian@evergreensolar.com | SCOTT | FRIENDS | 9782667305 | sfriends@evergreensolar.com | LINDA | MARKARIAN | 9782667344 | LMarkarian@evergreensolar.com | 6 | EMERGENCY GENERATOR 2 |  | ENGINE | CUMMINS | DQFAD-7226524 | 2008-12-03 | 2008 | 5.6915 | 1 | DIESEL-EG2 | DIESEL | 44 | DIESEL | 0.0015 | 0 | 0.5 | E3GAL | 69.5 | OK | N | 1 | 1 | 4 | 0 | 0 | 0
1210643 | EMD SERONO RESEARCH INSTITUTE INC | FKA EMD LEXINGTON RESEARCH CTR | 45A MIDDLESEX TPKE |  | BILLERICA | MA | 018210000 | 45A MIDDLESEX TPKE |  | BILLERICA | MA | 018213936 | N | PRIVATE | NM25 | EMD SERONO RESEARCH INSTITUTE INC | 9782941117 | GEORGE.LIMA@EMDSERONO.COM | GEORGE | LIMA | 9782941410 | GEORGE.LIMA@EMDSERONO.COM | GEORGE | LIMA | 9782941410 | GEORGE.LIMA@EMDSERONO.COM | 9 | BIOTECH CENTER - GENERATOR #1 - 0.17 MMBTU/HR |  | ENGINE | CATEPILLAR | 3412 | 2002-01-01 | 2010 | 0.17 | 1 | DIESEL | DIESEL | 44 | DIESEL | 0.0015 | 0 | 0.0109 | E3GAL | 1.5151 | OK | N | 1 | 1 | 12 | 1 | 1 | 5
1210643 | EMD SERONO RESEARCH INSTITUTE INC | FKA EMD LEXINGTON RESEARCH CTR | 45A MIDDLESEX TPKE |  | BILLERICA | MA | 018210000 | 45A MIDDLESEX TPKE |  | BILLERICA | MA | 018213936 | N | PRIVATE | NM25 | EMD SERONO RESEARCH INSTITUTE INC | 9782941117 | GEORGE.LIMA@EMDSERONO.COM | GEORGE | LIMA | 9782941410 | GEORGE.LIMA@EMDSERONO.COM | GEORGE | LIMA | 9782941410 | GEORGE.LIMA@EMDSERONO.COM | 10 | RESEARCH CENTER - GENERATOR #1 - 0.1 MMBTU/HR |  | ENGINE | CATEPILLAR | 3406 | 2001-01-01 | 2010 | 0.1 | 1 | DIESEL | DIESEL | 44 | DIESEL | 0.0015 | 0 | 0.0064 | E3GAL | 0.8896 | OK | N | 1 | 1 | 12 | 1 | 1 | 5
1210643 | EMD SERONO RESEARCH INSTITUTE INC | FKA EMD LEXINGTON RESEARCH CTR | 45A MIDDLESEX TPKE |  | BILLERICA | MA | 018210000 | 45A MIDDLESEX TPKE |  | BILLERICA | MA | 018213936 | N | PRIVATE | NM25 | EMD SERONO RESEARCH INSTITUTE INC | 9782941117 | GEORGE.LIMA@EMDSERONO.COM | GEORGE | LIMA | 9782941410 | GEORGE.LIMA@EMDSERONO.COM | GEORGE | LIMA | 9782941410 | GEORGE.LIMA@EMDSERONO.COM | 20 | RESEARCH CENTR (EXP) - GENERATR #2 - 10.4 MMBTU/HR |  | ENGINE | CATERPILLAR | C32 TA | 2010-12-10 | 2010 | 10.4 | 1 | DIESEL | DIESEL | 44 | DIESEL | 0.0015 | 0 | 0.0557 | E3GAL | 7.7423 | OK | N | 1 | 1 | 12 | 1 | 1 | 5
1210647 | GROTON SCHOOL |  | 282 FARMERS ROW |  | GROTON | MA | 014500000 | P.O. BOX 991 | 282 FARMERS ROW | GROTON | MA | 014504991 | N | PRIVATE | NM99 | GROTON SCHOOL | 9784487549 | tdumont@groton.org | TIM | DUMONT | 9784487549 | tdumont@groton.org | AL | MCKIE | 9784487542 | amckie@groton.org | 6 | EMERGENCY GENERATORS - DIESEL | 8 | ENGINE | KOHLER | 135ROZJ | 1980-01-01 | 2011 | 8.5214 | 1 | EMERGENCY GENERATORS - DIESEL | DIESEL | 44 | DIESEL | 0.0015 | 0 | 0.7476 | E3GAL | 103.9164 | OK | N | 1 | 1 | 12 | 1 | 1 | 5
1210660 | NASHOBA VALLEY TECH HS |  | 100 LITTLETON RD |  | WESTFORD | MA | 018860000 | 100 LITTLETON RD |  | WESTFORD | MA | 018860000 | Y | STATE | NM99 | NASHOBA VALLEY TECHNICAL SCHOOL DISTRICT | 7817675353 | jklimkiewicz@nashoba.tec.ma.us | JUDITH | KLIMKIEWICZ | 9786924711 | jklimkiewicz@nashoba.tec.ma.us | GEORGE | KALARITES | 9786924711X3109 | gkalarites@nashoba.tec.ma.us | 9 | EMERGENCY GENERATOR |  | ENGINE | GENERAC POWER SYTEMS, INC. | SD200 | 2002-06-27 | 2011 | 1.959 | 1 | DIESEL FUEL | DIESEL | 44 | DIESEL | 0.0001 | 0 | 0.915 | E3GAL | 127.185 | OK | N | 1 | 1 | 52 | 1 | 1 | 22
1210670 | STAPLES INC |  | 655 ANDOVER ST |  | LAWRENCE | MA | 018430000 | 655 ANDOVER ST |  | LAWRENCE | MA | 018430000 | N | PRIVATE | NM25 | STAPLES INC | 5082535800 | robert.valair@staples.com | ROBERT | VALAIR | 5082535484 | robert.valair@staples.com | CHIP | WALLACE | 9785576406 | chip.wallace@staples.com | 1 | DIESEL GENERATOR 1 |  | ENGINE | CATERPILLAR | 3412 | 1998-01-01 | 2009 | 6.23 | 1 | ULTRA LOW SULFUR DIESEL FUEL | DIESEL | 44 | DIESEL | 0.0015 | 0 | 1.2168 | E3GAL | 169.1352 | OK | N | 1 | 1 | 52 | 1 | 1 | 22
1210706 | CHELMSFORD HIGH SCHOOL |  | 200 RICHARDSON RD |  | CHELMSFORD | MA | 018630000 | 200 RICHARDSON RD |  | CHELMSFORD | MA | 018630000 | Y | LOCAL GOVERNMENT | NM25 | CHELMSFORD HIGH SCHOOL | 9782515100 | gpersichetti@townofchelmsford.us | GARY | PERSICHETTI | 9782443380 | GPERSICHETTI@TOWNOFCHELMSFORD.US | GARY | PERSICHETTI | 9782443380 | GPERSICHETTI@TOWNOFCHELMSFORD.US | 2 | EMERGENCY GENERATOR #1 - CATERPILLAR |  | ENGINE | CATERPILLAR | D150P1 | 2005-07-13 | 2010 | 1.0508 | 1 | EMERGENCY GENERATOR #1 - DIESEL | DIESEL | 44 | DIESEL | 0.5 | 0 | 0.603 | E3GAL | 83.817 | OK | N | 1 | 1 | 52 | 1 | 1 | 22
1210821 | HAVERHILL WWTP |  | 40 SOUTH PORTER ST |  | BRADFORD | MA | 018354083 | 40 SOUTH PORTER ST |  | HAVERHILL | MA | 018354083 | Y | LOCAL GOVERNMENT | NM99 | HAVERHILL WASTE WATER TREATMENT PLANT | 9783742382 | fhaffty@haverhillwater.com | ROBERT E. | WARD | 9783742382 | rward@haverhillwater.com | FRED | HAFFTY | 9783742382 | fhaffty@haverhillwater.com | 6 | GENERATOR #1 SOUTH PORTER |  | ENGINE | CUMMINS | VIT12-700 GS | 1977-05-01 | 2011 | 6 | 1 | GENERATOR #1-CUMMINS SOUTH PORTER #2 OIL-0.22 | DIESEL | 44 | DIESEL | 0.22 | 0 | 0.4 | E3GAL | 55.6 | OK | N | 1 | 1 | 52 | 1 | 1 | 20
1210821 | HAVERHILL WWTP |  | 40 SOUTH PORTER ST |  | BRADFORD | MA | 018354083 | 40 SOUTH PORTER ST |  | HAVERHILL | MA | 018354083 | Y | LOCAL GOVERNMENT | NM99 | HAVERHILL WASTE WATER TREATMENT PLANT | 9783742382 | fhaffty@haverhillwater.com | ROBERT E. | WARD | 9783742382 | rward@haverhillwater.com | FRED | HAFFTY | 9783742382 | fhaffty@haverhillwater.com | 13 | GENERATOR #2 MILL ST |  | ENGINE | CUMMINS | 10DFHD | 2005-01-01 | 2011 | 13 | 1 | DIESEL FUEL | DIESEL | 44 | DIESEL | 0.22 |  | 0.4 | E3GAL | 55.6 | OK | N | 1 | 1 | 52 | 1 | 1 | 20
1210821 | HAVERHILL WWTP |  | 40 SOUTH PORTER ST |  | BRADFORD | MA | 018354083 | 40 SOUTH PORTER ST |  | HAVERHILL | MA | 018354083 | Y | LOCAL GOVERNMENT | NM99 | HAVERHILL WASTE WATER TREATMENT PLANT | 9783742382 | fhaffty@haverhillwater.com | ROBERT E. | WARD | 9783742382 | rward@haverhillwater.com | FRED | HAFFTY | 9783742382 | fhaffty@haverhillwater.com | 14 | AGF GENERATOR |  | ENGINE | CUMMINS | 200DGFC | 2006-01-01 | 2011 | 6 | 1 | AGF GENERATOR | DIESEL | 44 | DIESEL | 0.22 | 0 | 0.4 | E3GAL | 55.6 | OK | N | 1 | 1 | 52 | 1 | 1 | 20
1210901 | US ARMY DEVENS RFTA |  | 30 QUEBEC ST |  | DEVENS | MA | 014340000 | 30 QUEBEC ST - BOX 10 |  | DEVENS | MA | 014344479 | N | FEDERAL | SM80-R | US ARMY GARRISON FORT DEVENS | 9787962126 | Sandy.Burson@us.army.mil | RAYMOND | PRISK | 9787963665 | raymond.prisk@us.army.mil | RON | DEFILIPPO | 9787962644 | ron.defilippo@us.army.mil | 33 | EMERGENCY GENERATORS - DIESEL | 3 | ENGINE | WHITE | UNKNOWN | 1996-01-01 | 2011 | 0.1 | 1 | DIESEL | DIESEL | 44 | DIESEL | 0.0015 |  | 0.1 | E3GAL | 13.9 | OK | N | 1 | 1 | 12 | 1 | 1 | 4
1210905 | NASHOBA VALLEY MEDICAL CENTER | A STEWART FAMILY HOSPITAL INC | 200 GROTON RD |  | AYER | MA | 014320000 | 200 GROTON RD |  | AYER | MA | 014320000 | N | PRIVATE | NM25 | STEWARD HEALTH CARE SYSTEMS, INC. D/B/A NASHOBA VALLEY MEDICAL CENTER | 9787849361 | larry.williams@steward.org | LARRY | WILLIAMS | 9787849000 | larry.williams@steward.org | LARRY | WILLIAMS | 9787849361 | larry.williams@steward.org | 6 | GENERATOR #1-ALLIS CHALMERS 21000 350 HP DIESEL |  | ENGINE | ALLISON CHALMERS | 2100H | 1970-01-01 | 2011 | 2.1 | 1 | DISTILLATE OIL | DIESEL | 44 | DIESEL | 0.24 | 0 | 0.626 | E3GAL | 87.014 | OK | N | 1 | 1 | 12 | 1 | 1 | 5
1210905 | NASHOBA VALLEY MEDICAL CENTER | A STEWART FAMILY HOSPITAL INC | 200 GROTON RD |  | AYER | MA | 014320000 | 200 GROTON RD |  | AYER | MA | 014320000 | N | PRIVATE | NM25 | STEWARD HEALTH CARE SYSTEMS, INC. D/B/A NASHOBA VALLEY MEDICAL CENTER | 9787849361 | larry.williams@steward.org | LARRY | WILLIAMS | 9787849000 | larry.williams@steward.org | LARRY | WILLIAMS | 9787849361 | larry.williams@steward.org | 7 | GENERATOR #2-CUMMINS NT855G 355HP |  | ENGINE | CUMMINS | NT855G | 1980-01-01 | 2011 | 2.66 | 1 | DISTILLATE OIL | DIESEL | 44 | DIESEL | 0.24 | 0 | 0.793 | E3GAL | 110.227 | OK | N | 1 | 1 | 12 | 1 | 1 | 5
1210937 | VITASOY USA |  | 1 NEW ENGLAND WAY |  | AYER | MA | 014320000 | 1 NEW ENGLAND WAY |  | AYER | MA | 014320000 | N | PRIVATE | SM50 | VITASOY USA | 9787726880 | john.wareham@vitasoy-usa.com | JOHN | WAREHAM | 9787726880 | john.wareham@vitasoy-usa.com | GARY | LESS | 9787726880X3130 | gary.less@vitasoy-usa.com | 5 | STK 5 - GENERATOR |  | ENGINE | CUMMINS | 4BT-3.9 | 1987-01-01 | 2009 | 0.01 | 1 | GENERATOR 1-KOHLER 30ROZ271 30KW | DIESEL | 44 | DIESEL | 0.03 | 0 | 0.5 | E3GAL | 69.5 | OK | N | 1 | 1 | 26 | 1 | 1 | 11
1210937 | VITASOY USA |  | 1 NEW ENGLAND WAY |  | AYER | MA | 014320000 | 1 NEW ENGLAND WAY |  | AYER | MA | 014320000 | N | PRIVATE | SM50 | VITASOY USA | 9787726880 | john.wareham@vitasoy-usa.com | JOHN | WAREHAM | 9787726880 | john.wareham@vitasoy-usa.com | GARY | LESS | 9787726880X3130 | gary.less@vitasoy-usa.com | 6 | STK 6 - FIRE PUMP |  | ENGINE | CUMMINS | NT-495-FP | 1986-01-01 | 2009 | 2 | 1 | PUMP ENG-PATTERSON PAC TYPE III | DIESEL | 44 | DIESEL | 0.03 | 0 | 0.1 | E3GAL | 13.9 | OK | N | 1 | 1 | 26 | 1 | 1 | 11
1211013 | RAYTHEON INTEGRATED AIR DEFENSE CENTER |  | 350 LOWELL ST |  | ANDOVER | MA | 018100000 | 350 LOWELL STREET |  | ANDOVER | MA | 018100000 | N | PRIVATE | SM80-R | RAYTHEON COMPANY | 9784705310 | William_W_Longley@raytheon.com | JOSEPH | MARINELLI | 9784709100 | Joseph_J_Marinelli@raytheon.com | WILLIAM W. | LONGLEY | 9784707004 | William_W_Longley@raytheon.com | 77 | GENERATOR #1-CUMMINS 1000KTA51/36036 #2 OIL |  | ENGINE | CUMMINS | 500FDR7114JJW | 1970-01-01 | 2011 | 10.51 | 1 | GENERATOR #1-CUMMINS GAL#2 OIL-0.3 PERCENT S 7214E | DIESEL | 44 | DIESEL | 0.0015 | 0 | 2.68 | E3GAL | 372.52 | OK | N | 1 | 1 | 36 | 1 | 1 | 15
1211013 | RAYTHEON INTEGRATED AIR DEFENSE CENTER |  | 350 LOWELL ST |  | ANDOVER | MA | 018100000 | 350 LOWELL STREET |  | ANDOVER | MA | 018100000 | N | PRIVATE | SM80-R | RAYTHEON COMPANY | 9784705310 | William_W_Longley@raytheon.com | JOSEPH | MARINELLI | 9784709100 | Joseph_J_Marinelli@raytheon.com | WILLIAM W. | LONGLEY | 9784707004 | William_W_Longley@raytheon.com | 83 | GENERATOR #2-CATERPILLAR 3406 400 KW #2 OIL |  | ENGINE | CATERPILLAR | 3406 | 2003-01-01 | 2011 | 4.23 | 1 | EMER GEN #2-CAT 3406 GAL #2 OIL-0.3 7214F | DIESEL | 44 | DIESEL | 0.0015 | 0 | 1.058 | E3GAL | 147.062 | OK | N | 1 | 1 | 35 | 1 | 1 | 15
1211013 | RAYTHEON INTEGRATED AIR DEFENSE CENTER |  | 350 LOWELL ST |  | ANDOVER | MA | 018100000 | 350 LOWELL STREET |  | ANDOVER | MA | 018100000 | N | PRIVATE | SM80-R | RAYTHEON COMPANY | 9784705310 | William_W_Longley@raytheon.com | JOSEPH | MARINELLI | 9784709100 | Joseph_J_Marinelli@raytheon.com | WILLIAM W. | LONGLEY | 9784707004 | William_W_Longley@raytheon.com | 86 | GENERATOR #3 - EMER FIRE PUMP - CUMMINS NT-280-1F |  | ENGINE | CUMMINS | NT-280-1F | 1970-01-01 | 2011 | 1.8 | 1 | EMER FIRE PUMP #3-CUMMINS GAL #2 OIL- 7214G | DIESEL | 44 | DIESEL | 0.0015 | 0 | 0.415 | E3GAL | 57.685 | OK | N | 1 | 1 | 32 | 1 | 1 | 14
1211013 | RAYTHEON INTEGRATED AIR DEFENSE CENTER |  | 350 LOWELL ST |  | ANDOVER | MA | 018100000 | 350 LOWELL STREET |  | ANDOVER | MA | 018100000 | N | PRIVATE | SM80-R | RAYTHEON COMPANY | 9784705310 | William_W_Longley@raytheon.com | JOSEPH | MARINELLI | 9784709100 | Joseph_J_Marinelli@raytheon.com | WILLIAM W. | LONGLEY | 9784707004 | William_W_Longley@raytheon.com | 88 | GENERATOR #5 - LIFT STATION-CUMMINS 500FDR7114JJW |  | ENGINE | CUMMINS | 500FDR7114JJW | 1970-01-01 | 2011 | 2.5 | 1 | EMER LIFT PUMP #1-CUMMINS GAL #2 OIL- 7214J | DIESEL | 44 | DIESEL | 0.0015 | 0 | 0.696 | E3GAL | 96.744 | OK | N | 1 | 1 | 39 | 1 | 1 | 15
1211013 | RAYTHEON INTEGRATED AIR DEFENSE CENTER |  | 350 LOWELL ST |  | ANDOVER | MA | 018100000 | 350 LOWELL STREET |  | ANDOVER | MA | 018100000 | N | PRIVATE | SM80-R | RAYTHEON COMPANY | 9784705310 | William_W_Longley@raytheon.com | JOSEPH | MARINELLI | 9784709100 | Joseph_J_Marinelli@raytheon.com | WILLIAM W. | LONGLEY | 9784707004 | William_W_Longley@raytheon.com | 102 | GENERATOR #1R - CUMMINS 680 FDR #2 OIL |  | ENGINE | CUMMINS | 680FDR7126HHW | 1983-01-01 | 2011 | 5.4 | 1 | GENERATOR #1R - #2 OIL 0.3 | DIESEL | 44 | DIESEL | 0.0015 | 0 | 2.68 | E3GAL | 372.52 | OK | N | 2 | 1 | 35 | 2 | 1 | 19
1211013 | RAYTHEON INTEGRATED AIR DEFENSE CENTER |  | 350 LOWELL ST |  | ANDOVER | MA | 018100000 | 350 LOWELL STREET |  | ANDOVER | MA | 018100000 | N | PRIVATE | SM80-R | RAYTHEON COMPANY | 9784705310 | William_W_Longley@raytheon.com | JOSEPH | MARINELLI | 9784709100 | Joseph_J_Marinelli@raytheon.com | WILLIAM W. | LONGLEY | 9784707004 | William_W_Longley@raytheon.com | 103 | GENERATOR #2R - CATERPILLAR 3412 #2 OIL |  | ENGINE | CUMMINS | 3412 | 1987-01-01 | 2011 | 5.3 | 1 | GENERATOR #2R - CATERPILLAR #2 OIL | DIESEL | 44 | DIESEL | 0.0015 | 0 | 2.951 | E3GAL | 410.189 | OK | N | 2 | 1 | 39 | 2 | 1 | 15
1211013 | RAYTHEON INTEGRATED AIR DEFENSE CENTER |  | 350 LOWELL ST |  | ANDOVER | MA | 018100000 | 350 LOWELL STREET |  | ANDOVER | MA | 018100000 | N | PRIVATE | SM80-R | RAYTHEON COMPANY | 9784705310 | William_W_Longley@raytheon.com | JOSEPH | MARINELLI | 9784709100 | Joseph_J_Marinelli@raytheon.com | WILLIAM W. | LONGLEY | 9784707004 | William_W_Longley@raytheon.com | 110 | GENERATOR #2005-01 - CAT #2 OIL - IT SERVER ROOM |  | ENGINE | CATERPILLAR | 3412 | 2005-01-01 | 2011 | 7.67 | 1 | GENERATOR #2005-01 - CAT #2 OIL | DIESEL | 44 | DIESEL | 0.0015 | 0 | 2.082 | E3GAL | 289.398 | OK | N | 1 | 1 | 38 | 1 | 1 | 16
1211013 | RAYTHEON INTEGRATED AIR DEFENSE CENTER |  | 350 LOWELL ST |  | ANDOVER | MA | 018100000 | 350 LOWELL STREET |  | ANDOVER | MA | 018100000 | N | PRIVATE | SM80-R | RAYTHEON COMPANY | 9784705310 | William_W_Longley@raytheon.com | JOSEPH | MARINELLI | 9784709100 | Joseph_J_Marinelli@raytheon.com | WILLIAM W. | LONGLEY | 9784707004 | William_W_Longley@raytheon.com | 120 | GENERATOR #2007-03-CAT C15-400KW |  | ENGINE | CATTERPILLAR | C15-400KW | 2008-04-01 | 2011 | 4.37 | 1 | DIESEL | DIESEL | 44 | DIESEL | 0.0015 | 0 | 1.462 | E3GAL | 203.218 | OK | N | 1 | 1 | 46 | 1 | 1 | 16
1211013 | RAYTHEON INTEGRATED AIR DEFENSE CENTER |  | 350 LOWELL ST |  | ANDOVER | MA | 018100000 | 350 LOWELL STREET |  | ANDOVER | MA | 018100000 | N | PRIVATE | SM80-R | RAYTHEON COMPANY | 9784705310 | William_W_Longley@raytheon.com | JOSEPH | MARINELLI | 9784709100 | Joseph_J_Marinelli@raytheon.com | WILLIAM W. | LONGLEY | 9784707004 | William_W_Longley@raytheon.com | 122 | GENERATOR #2008-05 - CAT-32 |  | ENGINE | CATERPILLAR | XQ230 | 2009-04-01 | 2011 | 10.18 | 1 | GENERATOR #2008-05 - CAT #2 OIL | DIESEL | 44 | DIESEL | 0.0015 | 0 | 2.967 | E3GAL | 412.413 | OK | N | 1 | 1 | 41 | 1 | 1 | 17
1211013 | RAYTHEON INTEGRATED AIR DEFENSE CENTER |  | 350 LOWELL ST |  | ANDOVER | MA | 018100000 | 350 LOWELL STREET |  | ANDOVER | MA | 018100000 | N | PRIVATE | SM80-R | RAYTHEON COMPANY | 9784705310 | William_W_Longley@raytheon.com | JOSEPH | MARINELLI | 9784709100 | Joseph_J_Marinelli@raytheon.com | WILLIAM W. | LONGLEY | 9784707004 | William_W_Longley@raytheon.com | 123 | EMERGENCY GENERATOR #2010-05 |  | ENGINE | CUMMINS | 4BT3.9 | 1985-01-01 | 2011 | 0.59 | 1 | #2 FUEL OIL | DIESEL | 44 | DIESEL | 0.0015 | 0 | 0.155 | E3GAL | 21.545 | OK | N | 1 | 1 | 37 | 1 | 1 | 15
1211013 | RAYTHEON INTEGRATED AIR DEFENSE CENTER |  | 350 LOWELL ST |  | ANDOVER | MA | 018100000 | 350 LOWELL STREET |  | ANDOVER | MA | 018100000 | N | PRIVATE | SM80-R | RAYTHEON COMPANY | 9784705310 | William_W_Longley@raytheon.com | JOSEPH | MARINELLI | 9784709100 | Joseph_J_Marinelli@raytheon.com | WILLIAM W. | LONGLEY | 9784707004 | William_W_Longley@raytheon.com | 124 | GENERATOR #2011-01 CATERPILLAR D125 SPACE FENCE 1 |  | ENGINE | CATERPILLAR | D125 | 2011-11-01 | 2011 | 1.5 | 1 | DIESEL | DIESEL | 44 | DIESEL | 0.0015 | 0 | 0.128 | E3GAL | 17.792 | OK | N | 1 | 2 | 6 | 0 | 0 | 0
1211013 | RAYTHEON INTEGRATED AIR DEFENSE CENTER |  | 350 LOWELL ST |  | ANDOVER | MA | 018100000 | 350 LOWELL STREET |  | ANDOVER | MA | 018100000 | N | PRIVATE | SM80-R | RAYTHEON COMPANY | 9784705310 | William_W_Longley@raytheon.com | JOSEPH | MARINELLI | 9784709100 | Joseph_J_Marinelli@raytheon.com | WILLIAM W. | LONGLEY | 9784707004 | William_W_Longley@raytheon.com | 125 | GENERATOR #2011-02 CATERPILLAR D125 SPACE FENCE 2 |  | ENGINE | CATERPILLAR | D125 | 2011-11-01 | 2011 | 1.5 | 1 | DIESEL | DIESEL | 44 | DIESEL | 0.0015 | 0 | 0.125 | E3GAL | 17.375 | OK | N | 1 | 2 | 6 | 0 | 0 | 0
1211015 | WYETH LLC | WYETH BIOTECH GENETICS INSTITUTE LLC | 1 BURTT RD |  | ANDOVER | MA | 018100000 | 1 BURTT ROAD |  | ANDOVER | MA | 018100000 | N | PRIVATE | SM80-R | PFIZER (DOING BUSINESS AS WYETH LLC) | 9782471788 | rich.nill@pfizer.com | RICHARD | NILL | 9782471788 | rich.nill@pfizer.com | ANDREW | JONES | 9782472656 | andrew.m.jones@pfizer.com | 3 | GENERATOR #1 CATERPILLAR 3516 #2 OIL |  | ENGINE | CATERPILLAR | 3516 | 1993-06-30 | 2011 | 15.96 | 1 | GENERATOR 1 CATERPILLAR 3516 #2 OIL 0.3 PERCENT S | DIESEL | 44 | DIESEL | 0.005 | 0.001 | 1.819 | E3GAL | 252.841 | OK | N | 1 | 1 | 52 | 1 | 1 | 22
1211015 | WYETH LLC | WYETH BIOTECH GENETICS INSTITUTE LLC | 1 BURTT RD |  | ANDOVER | MA | 018100000 | 1 BURTT ROAD |  | ANDOVER | MA | 018100000 | N | PRIVATE | SM80-R | PFIZER (DOING BUSINESS AS WYETH LLC) | 9782471788 | rich.nill@pfizer.com | RICHARD | NILL | 9782471788 | rich.nill@pfizer.com | ANDREW | JONES | 9782472656 | andrew.m.jones@pfizer.com | 4 | GENERATOR #4 - CATERPILLAR 3516B - #2 OIL |  | ENGINE | CATERPILLAR | 3516B | 2001-09-01 | 2011 | 19.8 | 1 | GENERATOR #4-CATERPILLAR 3516 - #2 OIL 0.03S | DIESEL | 44 | DIESEL | 0.005 | 0.01 | 1.915 | E3GAL | 266.185 | OK | N | 1 | 1 | 52 | 1 | 1 | 22
1211015 | WYETH LLC | WYETH BIOTECH GENETICS INSTITUTE LLC | 1 BURTT RD |  | ANDOVER | MA | 018100000 | 1 BURTT ROAD |  | ANDOVER | MA | 018100000 | N | PRIVATE | SM80-R | PFIZER (DOING BUSINESS AS WYETH LLC) | 9782471788 | rich.nill@pfizer.com | RICHARD | NILL | 9782471788 | rich.nill@pfizer.com | ANDREW | JONES | 9782472656 | andrew.m.jones@pfizer.com | 5 | GENERATOR #2-CATERPILLAR 3516 #2 OIL-0.3S |  | ENGINE | CATERPILLAR | 3516 | 1993-06-30 | 2011 | 15.96 | 2 | GENERATOR #2-CATERPILLAR 3516 #2 OIL-0.3S | DIESEL | 44 | DIESEL | 0.005 | 0.001 | 3.347 | E3GAL | 465.233 | OK | N | 1 | 1 | 52 | 1 | 1 | 22
1211015 | WYETH LLC | WYETH BIOTECH GENETICS INSTITUTE LLC | 1 BURTT RD |  | ANDOVER | MA | 018100000 | 1 BURTT ROAD |  | ANDOVER | MA | 018100000 | N | PRIVATE | SM80-R | PFIZER (DOING BUSINESS AS WYETH LLC) | 9782471788 | rich.nill@pfizer.com | RICHARD | NILL | 9782471788 | rich.nill@pfizer.com | ANDREW | JONES | 9782472656 | andrew.m.jones@pfizer.com | 7 | GENERATOR #3-CATERPILLAR #3516B #2 OIL |  | ENGINE | CATERPILLAR | 3516B | 2001-09-01 | 2011 | 19.8 | 1 | GENERATOR #6-CATERPILLAR 3516 DEG3 #2 OIL 0.03S | DIESEL | 44 | DIESEL | 0.05 | 0.01 | 2.116 | E3GAL | 294.124 | OK | N | 1 | 1 | 52 | 1 | 1 | 22
1211015 | WYETH LLC | WYETH BIOTECH GENETICS INSTITUTE LLC | 1 BURTT RD |  | ANDOVER | MA | 018100000 | 1 BURTT ROAD |  | ANDOVER | MA | 018100000 | N | PRIVATE | SM80-R | PFIZER (DOING BUSINESS AS WYETH LLC) | 9782471788 | rich.nill@pfizer.com | RICHARD | NILL | 9782471788 | rich.nill@pfizer.com | ANDREW | JONES | 9782472656 | andrew.m.jones@pfizer.com | 12 | GENERATOR 5 - CATERPILLAR 3412 5.66 MMBTU/HR |  | ENGINE | CATERPILLAR | 3412 | 2002-09-01 | 2011 | 5.66 | 1 | GENERATOR #5-CATERPILLAR 3412 #2 OIL-0.3S | DIESEL | 44 | DIESEL | 0.05 | 0.01 | 0.493 | E3GAL | 68.527 | OK | N | 1 | 1 | 52 | 1 | 1 | 22
1211015 | WYETH LLC | WYETH BIOTECH GENETICS INSTITUTE LLC | 1 BURTT RD |  | ANDOVER | MA | 018100000 | 1 BURTT ROAD |  | ANDOVER | MA | 018100000 | N | PRIVATE | SM80-R | PFIZER (DOING BUSINESS AS WYETH LLC) | 9782471788 | rich.nill@pfizer.com | RICHARD | NILL | 9782471788 | rich.nill@pfizer.com | ANDREW | JONES | 9782472656 | andrew.m.jones@pfizer.com | 20 | GENERATOR #6 - CATERPILLAR #3508B #2 OIL-0.05S |  | ENGINE | CATERPILLAR | 3508B | 2002-11-01 | 2011 | 9.12 | 1 | GENERATOR #6-CATERPILLAR #3508 B #2 OIL-0.3S | DIESEL | 44 | DIESEL | 0.05 | 0.01 | 0.253 | E3GAL | 35.167 | OK | N | 1 | 1 | 52 | 1 | 1 | 22
1211015 | WYETH LLC | WYETH BIOTECH GENETICS INSTITUTE LLC | 1 BURTT RD |  | ANDOVER | MA | 018100000 | 1 BURTT ROAD |  | ANDOVER | MA | 018100000 | N | PRIVATE | SM80-R | PFIZER (DOING BUSINESS AS WYETH LLC) | 9782471788 | rich.nill@pfizer.com | RICHARD | NILL | 9782471788 | rich.nill@pfizer.com | ANDREW | JONES | 9782472656 | andrew.m.jones@pfizer.com | 25 | BLDG J GENERATOR #7 - CATERPILLAR #3508 #2 OIL |  | ENGINE | CATERPILLAR | 3508 | 2006-10-01 | 2011 | 9.12 | 1 | DIESEL | DIESEL | 44 | DIESEL | 0.05 | 0 | 0.178 | E3GAL | 24.742 | OK | N | 1 | 1 | 52 | 1 | 1 | 22
0420202 | EXXON MOBIL OIL CORPORATION |  | 145 ALBANY ST |  | SPRINGFIELD | MA | 011050000 | 145 ALBANY STREET |  | SPRINGFIELD | MA | 011050000 | N | PRIVATE | OP3 | EXXONMOBIL OIL CORP | 6173812800 | gregory.j.ferrone@exxonmobil.com | GREGORY | FERRONE | 6173812800 | gregory.j.ferrone@exxonmobil.com | MICHAEL | BUTLER | 6173812872 | michael.k.butler@exxonmobil.com | 26 | FIRE PUMP MOTOR |  | FIRE PUMP | DEUTZ | F2L912 | 1985-01-01 | 2011 | 1 | 1 | DIESEL | DIESEL | 44 | DIESEL | 0.1 |  | 0.05 | E3GAL | 6.95 | OK | N | 2 | 1 | 12 | 1 | 1 | 5
1190484 | EXXON MOBIL OIL CORPORATION |  | 52 BEACHAM ST |  | EVERETT | MA | 021490000 | 52 BEACHAM STREET |  | EVERETT | MA | 021490000 | N | PRIVATE | OP3 | EXXON MOBIL OIL CORP | 6173812800 | gregory.j.ferrone@exxonmobil.com | GREGORY | FERRONE | 6173812800 | gregory.j.ferrone@exxonmobil.com | MICHAEL | BUTLER | 6173812872 | michael.k.butler@exxonmobil.com | 72 | FIRE PUMP MOTOR |  | FIRE PUMP | DEUTZ | UNKNOWN | 1985-01-01 | 2011 | 1 | 1 | DIESEL | DIESEL | 44 | DIESEL | 0.1 | 0 | 0.044 | E3GAL | 6.116 | OK | N | 1 | 1 | 12 | 1 | 1 | 5
1190616 | BOSTON MEDICAL CENTE |  | 1 BOSTON MEDICAL CENTER PL |  | BOSTON | MA | 021180000 | 1 BOSTON MEDICAL CENTER PLACE |  | BOSTON | MA | 021180000 | N | PRIVATE | SM50 | BOSTON MEDICAL CENTER CORPORATION | 6175347812 | smonstur@bu.edu | BOB | BIGGIO | 6174142110 | bob.biggio@bmc.org | STEPHEN | MONSTUR | 6176388832 | smonstur@bu.edu | 21 | FIRE PUMP |  | FIRE PUMP | CUMMINS | LL308160 NT85SF3 | 1980-01-01 | 2011 | 2.18 | 1 | ULSD | DIESEL | 44 | DIESEL | 0.0015 | 0 | 0.4 | E3GAL | 55.6 | OK | N | 1 | 1 | 26 | 1 | 1 | 11
1191919 | FW OLIN COLLEGE OF ENGINEERING |  | 1000 OLIN WAY |  | NEEDHAM | MA | 024920000 | 1735 GREAT PLAIN AVE |  | NEEDHAM | MA | 024920000 | N | PRIVATE | SM50 | FW OLIN COLLEGE OF ENGINEERING | 7812922315 | Joseph.McDonald@olin.edu | JOSEPH | MCDONALD | 7812922315 | Joseph.McDonald@olin.edu | JOSEPH | MCDONALD | 7812922315 | Joseph.McDonald@olin.edu | 7 | FIREPUMP |  | FIRE PUMP | FAIRBANKS | SU6H-UF30 | 2000-01-01 | 2009 | 0.093 | 1 | NO. 2 DIESEL FUEL OIL | DIESEL | 44 | DIESEL | 0.05 |  | 0.001 | E3GAL | 0.139 | OK | N | 1 | 1 | 26 | 1 | 1 | 11
1190045 | DSM - NEORESINS |  | 730 MAIN ST |  | WILMINGTON | MA | 018870000 | 730 MAIN STREET |  | WILMINGTON | MA | 018870000 | N | PRIVATE | NM25 | DSM NEORESINS INC | 7656542662 | info@dsm.com | JOHN | WALKER | 7659780276 | John-J.Walker@dsm.com | BRONWYN | BOYLE | 9784956844 | Bronwyn.Boyle@dsm.com | 9 | FIRE PUMP 1 - 1.4 MMBTU/HR |  | FIRE PUMP FOR EMERGENCIES | UNKNOWN | UNKNOWN | 1986-01-01 | 2011 | 1.4 | 1 | NO 2 OIL/DIESEL | DIESEL | 44 | DIESEL | 0.17 | 0 | 0.3 | E3GAL | 41.7 | OK | N | 1 | 1 | 52 | 1 | 1 | 21
0420086 | SOLUTIA INCORPORATED |  | 730 WORCESTER ST |  | SPRINGFIELD | MA | 011511089 | 730 WORCESTER ST |  | SPRINGFIELD | MA | 011511089 | N | PRIVATE | OP16 | SOLUTIA INC | 3146741000 | adstra@solutia.com | DAVID | LAHR | 4137303000 | dwlahr@solutia.com | ALAN | STRATTON | 4137303551 | adstra@solutia.com | 66 | EMERGENCY FIRE PUMP - 89 WAREHOUSE |  | FIRE WATER PUMP | PEERLESS PUMP (STERLING) | 10AEF16 | 1900-01-01 | 2011 | 0.737 | 1 | DIESEL FUEL | DIESEL | 44 | DIESEL | 0.3 | 0 | 0.327 | E3GAL | 45.453 | OK | N | 1 | 1 | 52 | 1 | 1 | 22
1191939 | BOSTON POLICE DEPARTMENT-HEADQUARTERS |  | 1199 TREMONT ST |  | DORCHESTER | MA | 021210000 | 1 SCHROEDER PLAZA |  | BOSTON | MA | 021200000 | N | LOCAL GOVERNMENT | NM25 | BOSTON POLICE CRIME LABORATORY | 6173434690 | loneym.bpd@cityofboston.gov | MICHAEL | LONEY | 6173435975 | loneym.bpd@cityofboston.gov | MICHAEL | LONEY | 6173435975 | loneym.bpd@cityofboston.gov | 4 | CATERPILLAR GENERATOR |  | FIXED | GENERATOR #1-CATERPILLAR | 3412 | 1995-10-01 | 2009 | 45 | 1 | #2 DIESEL | DIESEL | 44 | DIESEL | 0.3 | 0 | 1 | E3GAL | 139 | OK | N | 1 | 1 | 25 | 1 | 6 | 13
1191939 | BOSTON POLICE DEPARTMENT-HEADQUARTERS |  | 1199 TREMONT ST |  | DORCHESTER | MA | 021210000 | 1 SCHROEDER PLAZA |  | BOSTON | MA | 021200000 | N | LOCAL GOVERNMENT | NM25 | BOSTON POLICE CRIME LABORATORY | 6173434690 | loneym.bpd@cityofboston.gov | MICHAEL | LONEY | 6173435975 | loneym.bpd@cityofboston.gov | MICHAEL | LONEY | 6173435975 | loneym.bpd@cityofboston.gov | 4 | CATERPILLAR GENERATOR |  | FIXED | GENERATOR #1-CATERPILLAR | 3412 | 1995-10-01 | 2009 | 45 | 1 | #2 DIESEL | DIESEL | 44 | DIESEL | 0.3 | 0 | 1 | E3GAL | 139 | OK | N | 1 | 1 | 25 | 1 | 6 | 13
1191966 | MASSPORT AUTHORITY CONLEY TERMINAL |  | 940 EAST FIRST ST | CASTLE ISLAND | SOUTH BOSTON | MA | 021270000 | LOGAN OFFICE CENTER |  | BOSTON | MA | 021280000 | N | STATE | SM25 | MASSPORT AUTHORITY CONBM-0004 | 6175683514 | KBeasley@massport.com | PATRICIA | HAEDERLE | 6175683525 | PHaederle@massport.com | KEITH | BEASLEY | 6175683508 | KBeasley@massport.com | 12 | POWER WASHERS (OPERATIONS BUILD AND OLD TOMPKINS) | 3 | FUEL BURNING DEVICE | POWER AMERICA | 1404 | 2009-01-01 | 2009 | 1.0866 | 1 | ULSD DIESEL | DIESEL | 44 | DIESEL | 0.0015 |  | 0.6 | E3GAL | 83.4 | OK | N | 10 | 5 | 52 | 10 | 5 | 22
0420565 | TED ONDRICK COMPANY LLC |  | 58 INDUSTRY RD |  | CHICOPEE | MA | 010200000 | 58 INDUSTRY RD |  | CHICOPEE | MA | 010200000 | N | PRIVATE | SM80-7 | TED ONDRICK COMPANY LLC | 4135922081 | todd@tedondrickco.com | TODD | ONDRICK | 4135922081 | TODD@TEDONDRICKCO.COM | TODD | ONDRICK | 4135922081 | TODD@TEDONDRICKCO.COM | 6 | SOILS PLANT HOT OIL HEATER (CHILDENS #EA75) |  | HOT OIL HEATER | CHILDENS | EA75 | 1990-01-01 | 2011 | 1.2 | 1 | #2 OIL | DIESEL | 44 | DIESEL | 0.3 | 0 | 5.2994 | E3GAL | 736.6166 | OK | Y | 24 | 7 | 52 | 24 | 7 | 22
0420565 | TED ONDRICK COMPANY LLC |  | 58 INDUSTRY RD |  | CHICOPEE | MA | 010200000 | 58 INDUSTRY RD |  | CHICOPEE | MA | 010200000 | N | PRIVATE | SM80-7 | TED ONDRICK COMPANY LLC | 4135922081 | todd@tedondrickco.com | TODD | ONDRICK | 4135922081 | TODD@TEDONDRICKCO.COM | TODD | ONDRICK | 4135922081 | TODD@TEDONDRICKCO.COM | 7 | ASPHALT PLANT HOT OIL HEATER (GENCON #HYCGO100) |  | HOT OIL HEATER | GENCON | HYCO100 | 1990-01-01 | 2011 | 1 | 1 | #2 OIL | DIESEL | 44 | DIESEL | 0.3 | 0 | 23.317 | E3GAL | 3241.063 | OK | N | 8 | 5 | 34 | 8 | 6 | 22
1180403 | STURBRIDGE BUSINESS PARK |  | 660 MAIN ST |  | STURBRIDGE | MA | 015660000 | 1 WALL STREET |  | MANCHESTER | NH | 031010000 | N | PRIVATE | NM25 | WESTON SOLUTIONS INC | 6036565400 | S.COOMBS@WESTONSOLUTIONS.COM | DONALD | GROGAN | 6036565400 | Donald.Grogan@wastonsolutions.com | GARY | VOORHIS | 5088476847 | S.COOMBS@WESTONSOLUTIONS.COM | 9 | HEATER #3-AO SMITH #COF199940 - BUILDING #3 |  | HOT WATER HEATER | AO SMITH | COF 199940 | 1987-01-01 | 2005 | 0.199 | 1 | HEATER #3-AO SMITH #COF199940 - BLDG #3 | DIESEL | 44 | DIESEL | 0.3 | 0 | 1.07 | E3GAL | 148.73 | OK | N | 24 | 7 | 52 | 24 | 7 | 22
1200540 | SENSATA TECHNOLOGIES INC |  | 529 PLEASANT ST |  | ATTLEBORO | MA | 027030000 | 529 PLEASANT ST |  | ATTLEBORO | MA | 027030000 | N | PRIVATE | NM50 | SENSATA TECHNOLOGIES | 5082363800 | melliott@sensata.com | MICHAEL | ELLIOTT | 5082361809 | melliott@sensata.com | MICHAEL | ELLIOTT | 5082361809 | melliott@sensata.com | 1 | COMBUSTION - COMBINED | 3 | LAB FURNACES | CUSTOM | CUSTOM | 1990-01-01 | 2009 | 1.5 | 2 | DIESEL | DIESEL | 44 | DIESEL | 0.3 | 4 | 1.18 | E3GAL | 164.02 | OK | Y | 24 | 7 | 52 | 24 | 7 | 22
1190498 | MASSACHUSETTS GENERAL HOSPITAL |  | 30 BLOSSOM ST | 55 FRUIT STREET | BOSTON | MA | 021140000 | MASSACHUSETTS GENERAL HOSPITAL | 55 FRUIT STREET, WEH/BA RM019 | BOSTON | MA | 021140000 | N | PRIVATE | SM80-R | MASSACHUSETTS GENERAL HOSPITAL | 6177262425 | rcastaldo@partners.org | ROBERT | CASTALDO | 6177262425 | rcastaldo@partners.org | ROBERT | CASTALDO | 6177262425 | rcastaldo@partners.org | 1 | 7 EMERGENCY GENERATORS AND 2 FIRE PUMPS ULSD |  | MISC. DIESEL ENGINES | CAT, CUMMINS, DETROIT DIESEL | MISC | 1990-01-01 | 2011 | 71.88 | 1 | ULSD | DIESEL | 44 | DIESEL | 0 | 0 | 6.656 | E3GAL | 925.184 | OK | N | 1 | 1 | 52 | 1 | 1 | 5
1191902 | MASSPORT AUTHORITY HANSCOM FIELD CIVILIA |  | GRIFFIS RD | BLDG 1714 | BEDFORD | MA | 017300000 | LOGAN OFFICE CENTER | 1 HARBORSIDE DR | EAST BOSTON | MA | 021280000 | N | STATE | SM25 | MASSPORT AUTHORITY HANBM-0043 | 6179735500 | KBeasley@massport.com | PATRICIA | HAEDERLE | 6175683525 | PHaederle@massport.com | KEITH | BEASLEY | 6175683508 | KBeasley@massport.com | 10 | FIELD MAINTENANCE GARAGE POWER WASHER |  | POWER WASHER | HOTSY | UNKNOWN | 2009-01-01 | 2009 | 0.3622 | 1 | ULSD DIESEL | DIESEL | 44 | DIESEL | 0.0015 |  | 0.1 | E3GAL | 13.9 | OK | N | 10 | 7 | 52 | 10 | 7 | 22
1190093 | GENON KENDALL LLC | FKA MIRANT KENDALL LLC | 265 FIRST ST |  | CAMBRIDGE | MA | 021420000 | 265 FIRST ST |  | CAMBRIDGE | MA | 021420000 | N | UTILITY | OP9 | GENON KENDALL LLC | 7173383511 | leo.rajter@genon.com | LEO C. | RAJTER | 7173383511 | leo.rajter@genon.com | VINCENT | DEVITA | 8457868070 | vincent.devita@genon.com | 18 | FIRE PUMP-PERKINS #PDFP06YT DIESEL |  | PUMP AND DIESEL | PUMP: PEERLESS' DIESEL' PERKINS/DETROIT | PUMP: GAEF16/ DIESEL PDFP 06YT | 2002-01-01 | 2011 | 1 | 1 | FIRE PUMP-PERKINS #PDFP06YT DIESEL | DIESEL | 44 | DIESEL | 0.3 | 0 | 0.045 | E3GAL | 6.255 | OK | N | 1 | 1 | 52 | 1 | 1 | 22
0420228 | STYROLUTION AMERICA LLC - INDIAN ORCHARD | STYROLUTION AMERICA LLC | 950 WORCESTER ST |  | SPRINGFIELD | MA | 011511043 | 950 WORCESTER ST |  | INDIAN ORCHARD | MA | 011511043 | N | PRIVATE | NM25 | INEOS NOVA, LLC | 8154231231 | mike.garvey@ineosstyrenics.com | MICHAEL | DUFFY | 4137811441 | mike.duffy@ineosstyrenics.com | MICHAEL | GARVEY | 4137811441 | mike.garvey@ineosstyrenics.com | 15 | GENERATOR - GENERATOR #1 |  | ENGINE | SOLAR TURBINES | T-351N-28 | 1980-01-10 | 2010 | 0.7344 | 1 | GENERATOR #1-SOLAR TURBINE #T351N28 KEROSINE | JET FUEL | 159 | Jet Fuel | 0.1 | 0 | 41.31 | E6BTU | 41.31 | OK | N | 1 | 1 | 12 | 1 | 1 | 5
0420228 | STYROLUTION AMERICA LLC - INDIAN ORCHARD | STYROLUTION AMERICA LLC | 950 WORCESTER ST |  | SPRINGFIELD | MA | 011511043 | 950 WORCESTER ST |  | INDIAN ORCHARD | MA | 011511043 | N | PRIVATE | NM25 | INEOS NOVA, LLC | 8154231231 | mike.garvey@ineosstyrenics.com | MICHAEL | DUFFY | 4137811441 | mike.duffy@ineosstyrenics.com | MICHAEL | GARVEY | 4137811441 | mike.garvey@ineosstyrenics.com | 16 | GENERATOR - GENERATOR #2 |  | ENGINE | SOLAR TURBINES | T-351N-28 | 1980-01-10 | 2010 | 0.7344 | 1 | GENERATOR #2-SOLAR TURBINE #T351N28 KEROSINE | JET FUEL | 159 | Jet Fuel | 0.1 | 0 | 13.77 | E6BTU | 13.77 | OK | N | 1 | 1 | 12 | 1 | 1 | 5
1191604 | HARVARD UNIVERSITY |  | 46 OXFORD ST |  | CAMBRIDGE | MA | 021380000 | 46 BLACKSTONE STREET |  | CAMBRIDGE | MA | 021390000 | N | PRIVATE | OP3 | PRESIDENT AND FELLOWS OF HARVARD COLLGE ACTING BY AND THRU EH AND S | 6174961359 | gordon_reynolds@harvard.edu | GORDON | REYNOLDS | 6174961359 | gordon_reynolds@harvard.edu | GORDON | REYNOLDS | 6174961359 | gordon_reynolds@harvard.edu | 21 | EG < 3 MMBTU/HR INSTALLED PRIOR TO 1990, KEROSENE |  | ENGINE | VARIOUS | VARIOUS | 1987-01-01 | 2011 | 0.06 | 1 | KEROSENE | JET FUEL | 159 | Jet Fuel | 0.5 | 0.1 | 0 | E6BTU | 0 | OK | N | 0 | 0 | 0 | 0 | 0 | 0
1191667 | MBTA SOUTH BOSTON POWER |  | 696 EAST FIRST ST |  | BOSTON | MA | 021270000 | 10 PARK PLAZA | ROOM 6720 | BOSTON | MA | 021160000 | Y | UTILITY | OP7.5 | MBTA SOUTH BOSTON POWER FACILITY | 6172223199 | JMartin@mbta.com | JANIS | KEARNEY | 6172221592 | jkearney@mbta.com | MR. JOHN A. | MARTIN | 6172223199 | JMartin@mbta.com | 1 | TURBINE #1 PRATT AND WHITNEY FT4C-3F (ENGINE A) |  | ENGINE | PRATT & WHITNEY | FT4C-3F | 1979-05-01 | 2011 | 396 | 1 | LOW SULFUR KEROSENE | JET FUEL | 159 | Jet Fuel | 0.05 | 0 | 1231 | E6BTU | 1231 | OK | N | 1 | 1 | 52 | 0 | 0 | 0
1191667 | MBTA SOUTH BOSTON POWER |  | 696 EAST FIRST ST |  | BOSTON | MA | 021270000 | 10 PARK PLAZA | ROOM 6720 | BOSTON | MA | 021160000 | Y | UTILITY | OP7.5 | MBTA SOUTH BOSTON POWER FACILITY | 6172223199 | JMartin@mbta.com | JANIS | KEARNEY | 6172221592 | jkearney@mbta.com | MR. JOHN A. | MARTIN | 6172223199 | JMartin@mbta.com | 2 | TURBINE #2 PRATT AND WHITNEY FT4C-3F (ENGINE B) |  | ENGINE | PRATT AND WHITNEY | FT4C-3F | 1995-02-01 | 2011 | 396 | 1 | LOW SULFUR KEROSENE | JET FUEL | 159 | Jet Fuel | 0.05 | 0 | 10140 | E6BTU | 10140 | OK | N | 1 | 1 | 52 | 1 | 1 | 1
1191729 | VERIZON MASSACHUSETTS |  | 6 BOWDOIN SQ |  | BOSTON | MA | 021140000 | 2 HAMPSHIRE STREET |  | LAWRENCE | MA | 018305758 | N | UTILITY | SM25 | VERIZON NEW ENGLAND INC | 9788373604 | b.irwin@verizon.com | WILLIAM | IRWIN | 9788373604 | b.irwin@verizon.com | WILLIAM | IRWIN | 9788373604 | b.irwin@verizon.com | 3 | GENERATOR #1-SOLAR #T1020S8 KEROSENE |  | ENGINE | SOLAR | T-1020S-8 | 1973-01-01 | 2011 | 12.825 | 1 | GENERATOR #1-SOLAR #T1020S8 722 GALS KEROSENE | JET FUEL | 159 | Jet Fuel | 0.05 | 0 | 110 | E6BTU | 110 | OK | N | 1 | 1 | 12 | 1 | 1 | 5
1191729 | VERIZON MASSACHUSETTS |  | 6 BOWDOIN SQ |  | BOSTON | MA | 021140000 | 2 HAMPSHIRE STREET |  | LAWRENCE | MA | 018305758 | N | UTILITY | SM25 | VERIZON NEW ENGLAND INC | 9788373604 | b.irwin@verizon.com | WILLIAM | IRWIN | 9788373604 | b.irwin@verizon.com | WILLIAM | IRWIN | 9788373604 | b.irwin@verizon.com | 4 | GENERATOR #2-SOLAR T1020S8 KEROSENE |  | ENGINE | SOLAR | T-1020S-8 | 1973-01-01 | 2011 | 12.825 | 1 | GENERATOR #2-SOLAR #T1020S8 750 GALS KEROSENE | JET FUEL | 159 | Jet Fuel | 0.05 | 0 | 138 | E6BTU | 138 | OK | N | 1 | 1 | 12 | 1 | 1 | 5
1191729 | VERIZON MASSACHUSETTS |  | 6 BOWDOIN SQ |  | BOSTON | MA | 021140000 | 2 HAMPSHIRE STREET |  | LAWRENCE | MA | 018305758 | N | UTILITY | SM25 | VERIZON NEW ENGLAND INC | 9788373604 | b.irwin@verizon.com | WILLIAM | IRWIN | 9788373604 | b.irwin@verizon.com | WILLIAM | IRWIN | 9788373604 | b.irwin@verizon.com | 5 | GENERATOR #3-SOLAR #T1020S8 KEROSENE |  | ENGINE | SOLAR | T-1020S-8 | 1973-01-01 | 2011 | 12.825 | 1 | GENERATOR #3-SOLAR #T1020S8 855 GALS KEROSENE | JET FUEL | 159 | Jet Fuel | 0.5 | 0 | 139 | E6BTU | 139 | OK | N | 1 | 1 | 12 | 1 | 1 | 5
1191878 | VERIZON MASSACHUSETTS |  | 210 BENT ST |  | CAMBRIDGE | MA | 021410000 | VERIZON C/O WILLIAM IRWIN | 2 HAMPSHIRE ST. | LAWRENCE | MA | 018400000 | N | PRIVATE | SM25 | VERIZON NEW ENGLAND INC | 9788373604 | b.irwin@verizon.com | WILLIAM | IRWIN | 6175129182 | b.irwin@verizon.com | WILLIAM | IRWIN | 6175129182 | b.irwin@verizon.com | 2 | 2 EMER GEN #1-3 - SOLAR T1020S8 GAS TURB - JET KE |  | ENGINE | SOLAR | T1020S-8 | 1972-01-01 | 2009 | 13 | 1 | EMER GEN #1- SOLAR T1020S-8 - GAS TURB - JET KERO | JET FUEL | 159 | Jet Fuel | 0.05 | 0 | 153.9 | E6BTU | 153.9 | OK | N | 1 | 1 | 12 | 1 | 1 | 5
1191878 | VERIZON MASSACHUSETTS |  | 210 BENT ST |  | CAMBRIDGE | MA | 021410000 | VERIZON C/O WILLIAM IRWIN | 2 HAMPSHIRE ST. | LAWRENCE | MA | 018400000 | N | PRIVATE | SM25 | VERIZON NEW ENGLAND INC | 9788373604 | b.irwin@verizon.com | WILLIAM | IRWIN | 6175129182 | b.irwin@verizon.com | WILLIAM | IRWIN | 6175129182 | b.irwin@verizon.com | 3 | EMER GEN #2- SOLAR T1020S-8 - GAS TURB - JET KERO |  | ENGINE | SOLAR | T1020S-8 | 1972-01-01 | 2009 | 13 | 1 | EMER GEN #2- SOLAR T1020S-8 - GAS TURB - JET KERO | JET FUEL | 159 | Jet Fuel | 0.05 |  | 153.9 | E6BTU | 153.9 | OK | N | 1 | 1 | 12 | 1 | 1 | 5
1191878 | VERIZON MASSACHUSETTS |  | 210 BENT ST |  | CAMBRIDGE | MA | 021410000 | VERIZON C/O WILLIAM IRWIN | 2 HAMPSHIRE ST. | LAWRENCE | MA | 018400000 | N | PRIVATE | SM25 | VERIZON NEW ENGLAND INC | 9788373604 | b.irwin@verizon.com | WILLIAM | IRWIN | 6175129182 | b.irwin@verizon.com | WILLIAM | IRWIN | 6175129182 | b.irwin@verizon.com | 5 | EMER GEN #4- NATCO KG2-3C - GAS TURB- JET KEROSENE |  | ENGINE | NATCO-VIKING | KG2-3C | 1992-01-01 | 2009 | 19.4 | 1 | EMER GEN #4- NATCO KG2-3C - GAS TURBINE- JET KERO | JET FUEL | 159 | Jet Fuel | 0.05 | 0 | 194.4 | E6BTU | 194.4 | OK | N | 1 | 1 | 12 | 1 | 1 | 5
1191888 | 185 FRANKLIN STREET CONDOMINIUM CORPORAT | FKA VERIZON MASSACHUSETTS | 185 FRANKLIN ST |  | BOSTON | MA | 021100000 | VERIZON C/O WILLIAM IRWIN | 2 HAMPSHIRE ST. | LAWRENCE | MA | 018400000 | N | PRIVATE | SM25 | VERIZON NEW ENGLAND INC | 6175129182 | b.irwin@verizon.com | WILLIAM | IRWIN | 6175129182 | b.irwin@verizon.com | WILLIAM | IRWIN | 6175129182 | b.irwin@verizon.com | 12 | EMEER GEN #6 - CUMMINS LTA-10-G1 JET KEROSENE |  | ENGINE | SOLAR | T-4501 | 1993-01-01 | 2010 | 2.3 | 1 | EMER GEN #6 - CUMMINS LTA-10-G1 DIESEL | JET FUEL | 159 | Jet Fuel | 0.05 | 0 | 37.22 | E6BTU | 37.22 | OK | N | 1 | 1 | 10 | 1 | 1 | 5
1200078 | MA ARMY NATIONAL GUARD |  | SOUTH INNER RD | BLD 2828 | BUZZARDS BAY | MA | 025320000 | 1204 WEST INNER ROAD | ATTN: MATTHEW MCKAY | CAMP EDWARDS | MA | 025420000 | N | STATE | NM99 | MA ARMY NATIONAL GUARD CAMP EDWARDS | 5089685908 | matthew.mckay1@us.army.mil | MATTHEW | MCKAY | 5089685908 | matthew.mckay1@us.army.mil | MATTHEW | MCKAY | 5089685908 | matthew.mckay1@us.army.mil | 7 | EMERGENCY GENERATOR #1 - BUILDING 3139 |  | ENGINE | KOHLER | 150REOZJD | 2006-08-01 | 2011 | 0.529 | 1 | JP-8 | JET FUEL | 159 | Jet Fuel | 0.3 |  | 3.1741 | E6BTU | 3.1741 | OK | N | 1 | 1 | 6 | 1 | 1 | 3
1200078 | MA ARMY NATIONAL GUARD |  | SOUTH INNER RD | BLD 2828 | BUZZARDS BAY | MA | 025320000 | 1204 WEST INNER ROAD | ATTN: MATTHEW MCKAY | CAMP EDWARDS | MA | 025420000 | N | STATE | NM99 | MA ARMY NATIONAL GUARD CAMP EDWARDS | 5089685908 | matthew.mckay1@us.army.mil | MATTHEW | MCKAY | 5089685908 | matthew.mckay1@us.army.mil | MATTHEW | MCKAY | 5089685908 | matthew.mckay1@us.army.mil | 8 | EMERGENCY GENERATOR #2 - BUILDING 2816 |  | ENGINE | CAT | C9 | 2007-01-01 | 2011 | 1.0239 | 1 | JP-8 | JET FUEL | 159 | Jet Fuel | 0.3 |  | 53.2428 | E6BTU | 53.2428 | OK | N | 1 | 1 | 52 | 1 | 1 | 22
1200078 | MA ARMY NATIONAL GUARD |  | SOUTH INNER RD | BLD 2828 | BUZZARDS BAY | MA | 025320000 | 1204 WEST INNER ROAD | ATTN: MATTHEW MCKAY | CAMP EDWARDS | MA | 025420000 | N | STATE | NM99 | MA ARMY NATIONAL GUARD CAMP EDWARDS | 5089685908 | matthew.mckay1@us.army.mil | MATTHEW | MCKAY | 5089685908 | matthew.mckay1@us.army.mil | MATTHEW | MCKAY | 5089685908 | matthew.mckay1@us.army.mil | 9 | EMERGENCY GENERATOR #3 - BUILDING 1254 |  | ENGINE | MAGNUM 35 | MMG35 | 2006-04-01 | 2011 | 0.1126 | 1 | JP-8 | JET FUEL | 159 | Jet Fuel | 0.3 |  | 0.4505 | E6BTU | 0.4505 | OK | N | 1 | 1 | 4 | 1 | 1 | 1
1210399 | VERIZON MASSACHUSETTS |  | 2 HAMPSHIRE ST |  | LAWRENCE | MA | 018400000 | VERIZON C/O WILLIAM IRWIN | 2 HAMPSHIRE ST. | LAWRENCE | MA | 018400000 | N | PRIVATE | SM25 | VERIZON NEW ENGLAND INC | 9788373604 | b.irwin@verizon.com | WILLIAM | IRWIN | 6175129182 | b.irwin@verizon.com | WILLIAM | IRWIN | 6175129182 | b.irwin@verizon.com | 3 | DETROIT DIESEL/CUMMINGS EMERGENCY GENERATOR |  | ENGINE | DETROIT DIESEL | 16V4000 | 2004-12-15 | 2009 | 15.5 | 1 | KEROSENE | JET FUEL | 159 | Jet Fuel | 0.05 |  | 403.6 | E6BTU | 403.6 | OK | N | 1 | 1 | 12 | 1 | 1 | 5
1210916 | PEPPERHORN LLC |  | CHAPEL PL |  | PEPPERELL | MA | 014630000 | PO BOX 190 |  | AYER | MA | 014320000 | N | PRIVATE | NM99 | PEPPERHORN LLC | 9787720290 | notavailable@na.com | PETER | HAMILTON | 9787720290 | hamilton@horncorp.com | WALTER | RICHARDS | 9788467034 | notavailable@na.com | 3 | GENERATOR #1-WHITE ENGINE #D2300 KEROSINE |  | ENGINE | WHITE ENGINE | D2300 | 1980-01-01 | 2010 | 0.3809 | 1 | KEROSINE | JET FUEL | 159 | Jet Fuel | 0.04 | 0 | 4.5708 | E6BTU | 4.5708 | OK | N | 1 | 1 | 6 | 1 | 1 | 3
0420288 | MA ANG 104 FIGHTER WING |  | 175 FALCON DR |  | WESTFIELD | MA | 010850000 | 104TH FIGHTER WING MA ANG | 175 FALCON DRIVE | WESTFIELD | MA | 010851480 | Y | FEDERAL | SM25 | MASSACHUSETTS AIR NATIONAL GUARD | 4135689151X6981797 | john.gwosch.1@ang.af.mil | JOHN A. | GWOSCH | 4135689151 | john.gwosch.1@ang.af.mil | JOHN | RICHARDSON | 4135689151X6981710 | john.richardson.1@ang.af.mil | 4 | JET ENGINE TEST STAND-F100-PW-220 JP-8 FUEL |  | ENGINE TEST STAND | PRATT AND WHITNEY | F100-PW-220 | 1980-01-01 | 2011 | 100 | 1 | JET ENGINE TEST STAND-PW JP-8 FUEL | JET FUEL | 159 | Jet Fuel | 0.023 | 0 | 15.169 | E3GAL | n.a. | n.a. | N | 1 | 1 | 12 | 1 | 1 | 6
1170166 | EP ENERGY MASS LLC WOODLAND RD STATION | EP ENERGY MASSACHUSETTS LLC | WOODLAND RD |  | LEE | MA | 012380000 | 15 AGAWAM AVENUE |  | WEST SPRINGFIELD | MA | 010890000 | N | UTILITY | SM80-R | EP ENERGY MASSACHUSETTS, LLC WOODLAND ROAD STATION | 4137304701 | alan.douglass@essentialpowerllc.com | JOHN | BAHRS | 7326238812 | john.bahrs@essentialpowerllc.com | ALAN | DOUGLASS | 4137304701 | alan.douglass@essentialpowerllc.com | 1 | GENERATOR #1-PRATT AND WHITNEY TURBINE/GENERATOR |  | ENGINE | PRATT AND WHITNEY | FT4 | 1969-01-01 | 2011 | 230 | 1 | GENERATOR #1-PANDW TURBINE KEROSENE-A 0.02S | KEROSENE | 162 | KEROSENE | 0.0015 | 0 | 22.147 | E3GAL | 2989.845 | OK | N | 1 | 1 | 11 | 2 | 2 | 5
1170167 | EP ENERGY MASS LLC DOREEN ST STATION | EP ENERGY MASSACHUSETTS LLC | DOREEN ST |  | PITTSFIELD | MA | 012010000 | 15 AGAWAM AVENUE |  | WEST SPRINGFIELD | MA | 010890000 | N | UTILITY | SM80-R | EP ENERGY MASSACHUSETTS, LLC DOREEN STREET STATION | 4137304701 | alan.douglass@essentialpowerllc.com | JOHN | BAHRS | 7326238812 | john.bahrs@essentialpowerllc.com | ALAN | DOUGLASS | 4137304701 | alan.douglass@essentialpowerllc.com | 1 | TURBINE #1-PRATT+WHITNEY GG4 KERO-A JET FUEL |  | ENGINE | PRATT AND WHITNEY | FT4 | 1969-01-01 | 2011 | 230 | 1 | TURBINE #1-PRATT+WHITNEY GG4 KERO-A 0.02S | KEROSENE | 162 | KEROSENE | 0.0015 | 0 | 21.31 | E3GAL | 2876.85 | OK | N | 1 | 1 | 13 | 1 | 1 | 7
1191873 | VERIZON MASSACHUSETTS |  | 21 CITY HALL SQ |  | LYNN | MA | 019010000 | VERIZON C/O WILLIAM IRWIN | 2 HAMPSHIRE ST. | LAWRENCE | MA | 018400000 | N | UTILITY | SM25 | VERIZON NEW ENGLAND INC | 6175129182 | b.irwin@verizon.com | WILLIAM | IRWIN | 6175129182 | b.irwin@verizon.com | WILLIAM | IRWIN | 6175129182 | b.irwin@verizon.com | 1 | EMER GEN #1 - SOLAR KS-1,000 GAS TURBINE KEROSENE |  | ENGINE | SOLAR | KS-1000 | 1982-01-01 | 2009 | 12.8 | 1 | EMER GEN #1- SOLAR KS-1000 GAS TURBINE KEROSENE | KEROSENE | 162 | KEROSENE | 0.05 | 0 | 194.6 | E6BTU | 194.6 | OK | N | 1 | 1 | 12 | 1 | 1 | 1
1191876 | VERIZON MASSACHUSETTS |  | 175 ADAMS ST |  | BOSTON | MA | 021220000 | VERIZON C/O WILLIAM IRWIN | 2 HAMPSHIRE ST. | LAWRENCE | MA | 018400000 | N | PRIVATE | SM25 | VERIZON NEW ENGLAND INC | 9788373604 | b.irwin@verizon.com | WILLIAM | IRWIN | 6175129182 | b.irwin@verizon.com | WILLIAM | IRWIN | 6175129182 | b.irwin@verizon.com | 1 | EMER GEN #1 - SOLAR T1020S-8 GAS TURB JET KERO |  | ENGINE | SOLAR | T-1020S-8 | 1975-01-01 | 2009 | 12.8 | 1 | EMER GEN #1 - SOLAR T1020S-8 GAS TURBINE JET KERO | KEROSENE | 162 | KEROSENE | 0.05 | 0 | 223.4 | E6BTU | 223.4 | OK | N | 1 | 1 | 12 | 1 | 1 | 5
1191878 | VERIZON MASSACHUSETTS |  | 210 BENT ST |  | CAMBRIDGE | MA | 021410000 | VERIZON C/O WILLIAM IRWIN | 2 HAMPSHIRE ST. | LAWRENCE | MA | 018400000 | N | PRIVATE | SM25 | VERIZON NEW ENGLAND INC | 9788373604 | b.irwin@verizon.com | WILLIAM | IRWIN | 6175129182 | b.irwin@verizon.com | WILLIAM | IRWIN | 6175129182 | b.irwin@verizon.com | 4 | EMER GEN #3 - SOLAR T1020S-8 GAS TURB - JET KERO |  | ENGINE | SOLAR | T1020S-8 | 1972-01-01 | 2009 | 13 | 1 | EMER GEN #3- SOLAR T1020S-8 - GAS TURB - JET KERO | KEROSENE | 162 | KEROSENE | 0.05 | 0 | 153.9 | E6BTU | 153.9 | OK | N | 1 | 1 | 26 | 1 | 1 | 5
1191879 | VERIZON MASSACHUSETTS |  | 7 ELM ST |  | MALDEN | MA | 021480000 | VERIZON C/O WILLIAM IRWIN | 2 HAMPSHIRE ST. | LAWRENCE | MA | 018400000 | N | PRIVATE | SM25 | VERIZON NEW ENGLAND INC | 6175129182 | b.irwin@verizon.com | WILLIAM | IRWIN | 6175129182 | b.irwin@verizon.com | WILLIAM | IRWIN | 6175129182 | b.irwin@verizon.com | 1 | EMER GEN #1 - SOLAR TURBINE T1020S-8F - KEROSENE |  | ENGINE | SOLAR | T1020S-8F | 1978-01-01 | 2009 | 12.8 | 1 | EMER GEN #1 - SOLAR TURBINE T1020S-8F KEROSENE | KEROSENE | 162 | KEROSENE | 0.05 | 0 | 291 | E6BTU | 291 | OK | N | 1 | 1 | 12 | 1 | 1 | 5
1191879 | VERIZON MASSACHUSETTS |  | 7 ELM ST |  | MALDEN | MA | 021480000 | VERIZON C/O WILLIAM IRWIN | 2 HAMPSHIRE ST. | LAWRENCE | MA | 018400000 | N | PRIVATE | SM25 | VERIZON NEW ENGLAND INC | 6175129182 | b.irwin@verizon.com | WILLIAM | IRWIN | 6175129182 | b.irwin@verizon.com | WILLIAM | IRWIN | 6175129182 | b.irwin@verizon.com | 2 | EMER GEN #2 - SOLAR TURBINE T1020S-8F KEROSENE |  | ENGINE | SOLAR | T1020S-8F | 1978-01-01 | 2009 | 12.8 | 1 | EMER GEN #2 - SOLAR TURBINE T1020S-8F KEROSENE | KEROSENE | 162 | KEROSENE | 0.05 | 0 | 291.2 | E6BTU | 291.2 | OK | N | 1 | 1 | 12 | 1 | 1 | 5
1191880 | VERIZON MASSACHUSETTS |  | 51 SOUTH BEDFORD ST |  | BURLINGTON | MA | 018030000 | VERIZON C/O WILLIAM IRWIN | 2 HAMPSHIRE ST. | LAWRENCE | MA | 018400000 | N | PRIVATE | SM25 | VERIZON NEW ENGLAND INC | 9788373604 | b.irwin@verizon.com | WILLIAM | IRWIN | 6175129182 | b.irwin@verizon.com | WILLIAM | IRWIN | 6175129182 | b.irwin@verizon.com | 1 | EMER GEN #1 - NATCO-VIKING GAS TURBINE - JET KERO |  | ENGINE | NATCO-VIKING | KG2-3C | 1979-01-01 | 2009 | 19.4 | 1 | EMER GEN #1 - NATCO-VIKING GAS TURBINE - JET KERO | KEROSENE | 162 | KEROSENE | 0.05 | 0 | 262.4 | E6BTU | 262.4 | OK | N | 1 | 1 | 12 | 1 | 1 | 5
1191880 | VERIZON MASSACHUSETTS |  | 51 SOUTH BEDFORD ST |  | BURLINGTON | MA | 018030000 | VERIZON C/O WILLIAM IRWIN | 2 HAMPSHIRE ST. | LAWRENCE | MA | 018400000 | N | PRIVATE | SM25 | VERIZON NEW ENGLAND INC | 9788373604 | b.irwin@verizon.com | WILLIAM | IRWIN | 6175129182 | b.irwin@verizon.com | WILLIAM | IRWIN | 6175129182 | b.irwin@verizon.com | 2 | EMER GEN #2 - NATCO-VIKING GAS TURBINE - JET KERO |  | ENGINE | NATCO-VIKING | KG2-3C | 1979-01-01 | 2009 | 19.4 | 1 | EMER GEN #2 - NATCO-VIKING GAS TURBINE - JET KERO | KEROSENE | 162 | KEROSENE | 0.05 | 0 | 281.88 | E6BTU | 281.88 | OK | N | 1 | 1 | 12 | 1 | 1 | 5
1191880 | VERIZON MASSACHUSETTS |  | 51 SOUTH BEDFORD ST |  | BURLINGTON | MA | 018030000 | VERIZON C/O WILLIAM IRWIN | 2 HAMPSHIRE ST. | LAWRENCE | MA | 018400000 | N | PRIVATE | SM25 | VERIZON NEW ENGLAND INC | 9788373604 | b.irwin@verizon.com | WILLIAM | IRWIN | 6175129182 | b.irwin@verizon.com | WILLIAM | IRWIN | 6175129182 | b.irwin@verizon.com | 3 | EMER GEN #3 - NATCO-VIKING GAS TURBINE - JET KERO |  | ENGINE | NATCO-VIKING | KG2-3C | 1964-01-01 | 2009 | 19.4 | 1 | EMER GEN #3 - NATCO-VIKING GAS TURBINE - JET KERO | KEROSENE | 162 | KEROSENE | 0.05 | 0 | 274.1 | E6BTU | 274.1 | OK | N | 1 | 1 | 12 | 1 | 1 | 5
1191880 | VERIZON MASSACHUSETTS |  | 51 SOUTH BEDFORD ST |  | BURLINGTON | MA | 018030000 | VERIZON C/O WILLIAM IRWIN | 2 HAMPSHIRE ST. | LAWRENCE | MA | 018400000 | N | PRIVATE | SM25 | VERIZON NEW ENGLAND INC | 9788373604 | b.irwin@verizon.com | WILLIAM | IRWIN | 6175129182 | b.irwin@verizon.com | WILLIAM | IRWIN | 6175129182 | b.irwin@verizon.com | 4 | EMER GEN #4 - NATCO-VIKING GAS TURBINE - JET KERO |  | ENGINE | NATCO-VIKING | KG2-3C | 1999-01-01 | 2009 | 19.4 | 1 | EMER GEN #4 - NATCO-VIKING GAS TURBINE - JET KERO | KEROSENE | 162 | KEROSENE | 0.05 | 0 | 276.05 | E6BTU | 276.05 | OK | N | 1 | 1 | 12 | 1 | 1 | 5
1191887 | VERIZON MASSACHUSETTS |  | 10 WARE ST |  | CAMBRIDGE | MA | 021380000 | VERIZON C/O WILLIAM IRWIN | 2 HAMPSHIRE ST. | LAWRENCE | MA | 018400000 | N | PRIVATE | SM25 | VERIZON NEW ENGLAND INC | 9788373604 | b.irwin@verizon.com | WILLIAM | IRWIN | 6175129182 | b.irwin@verizon.com | WILLIAM | IRWIN | 6175129182 | b.irwin@verizon.com | 2 | EMER GEN 31 |  | ENGINE | SOLAR | T-1020S-8 | 1973-01-01 | 2009 | 12.8 | 1 | GENERATOR #1-SOLAR #T1020S8 KEROSINE | KEROSENE | 162 | KEROSENE | 0 | 0 | 31.1 | E6BTU | 31.1 | OK | N | 1 | 1 | 12 | 1 | 1 | 5
1191888 | 185 FRANKLIN STREET CONDOMINIUM CORPORAT | FKA VERIZON MASSACHUSETTS | 185 FRANKLIN ST |  | BOSTON | MA | 021100000 | VERIZON C/O WILLIAM IRWIN | 2 HAMPSHIRE ST. | LAWRENCE | MA | 018400000 | N | PRIVATE | SM25 | VERIZON NEW ENGLAND INC | 6175129182 | b.irwin@verizon.com | WILLIAM | IRWIN | 6175129182 | b.irwin@verizon.com | WILLIAM | IRWIN | 6175129182 | b.irwin@verizon.com | 1 | EMER GEN #1- SOLAR T1020-8K - GAS TURB - JET KERO |  | ENGINE | SOLAR | T-1020S-8K | 1970-01-01 | 2010 | 12.8 | 1 | EMER GEN #1- SOLAR T1020S-8K GAS TURB JET KERO | KEROSENE | 162 | KEROSENE | 0.05 | 0 | 221.44 | E6BTU | 221.44 | OK | N | 1 | 1 | 10 | 1 | 1 | 5
1191888 | 185 FRANKLIN STREET CONDOMINIUM CORPORAT | FKA VERIZON MASSACHUSETTS | 185 FRANKLIN ST |  | BOSTON | MA | 021100000 | VERIZON C/O WILLIAM IRWIN | 2 HAMPSHIRE ST. | LAWRENCE | MA | 018400000 | N | PRIVATE | SM25 | VERIZON NEW ENGLAND INC | 6175129182 | b.irwin@verizon.com | WILLIAM | IRWIN | 6175129182 | b.irwin@verizon.com | WILLIAM | IRWIN | 6175129182 | b.irwin@verizon.com | 2 | EMER GEN #2- SOLAR T1020S-8K GAS TURB - JET KERO |  | ENGINE | SOLAR | T-1020S-8K | 1971-01-01 | 2010 | 12.8 | 1 | EMER GEN #2- SOLAR T1020S-8K GAS TURB JET KERO | KEROSENE | 162 | KEROSENE | 0.05 | 0 | 163.84 | E6BTU | 163.84 | OK | N | 1 | 1 | 10 | 1 | 1 | 5
1191888 | 185 FRANKLIN STREET CONDOMINIUM CORPORAT | FKA VERIZON MASSACHUSETTS | 185 FRANKLIN ST |  | BOSTON | MA | 021100000 | VERIZON C/O WILLIAM IRWIN | 2 HAMPSHIRE ST. | LAWRENCE | MA | 018400000 | N | PRIVATE | SM25 | VERIZON NEW ENGLAND INC | 6175129182 | b.irwin@verizon.com | WILLIAM | IRWIN | 6175129182 | b.irwin@verizon.com | WILLIAM | IRWIN | 6175129182 | b.irwin@verizon.com | 3 | EMER GEN #3- SOLAR T1020S-8K - JET KEROSENE |  | ENGINE | SOLAR | T-1020S-8K | 1971-01-01 | 2010 | 12.8 | 1 | EMER GEN #3- SOLAR T1020S-8K GAS TURB JET KERO | KEROSENE | 162 | KEROSENE | 0.05 | 0 | 238.08 | E6BTU | 238.08 | OK | N | 1 | 1 | 10 | 1 | 1 | 5
1191888 | 185 FRANKLIN STREET CONDOMINIUM CORPORAT | FKA VERIZON MASSACHUSETTS | 185 FRANKLIN ST |  | BOSTON | MA | 021100000 | VERIZON C/O WILLIAM IRWIN | 2 HAMPSHIRE ST. | LAWRENCE | MA | 018400000 | N | PRIVATE | SM25 | VERIZON NEW ENGLAND INC | 6175129182 | b.irwin@verizon.com | WILLIAM | IRWIN | 6175129182 | b.irwin@verizon.com | WILLIAM | IRWIN | 6175129182 | b.irwin@verizon.com | 4 | EMER GEN #4- SOLAR T1020-8K GAS TURB JET KERO |  | ENGINE | SOLAR | T-1020S-8K | 1971-01-01 | 2010 | 12.8 | 1 | EMER GEN #4- SOLAR T1020S-8K GAS TURB JET KERO | KEROSENE | 162 | KEROSENE | 0.05 | 0 | 275.2 | E6BTU | 275.2 | OK | N | 1 | 1 | 10 | 1 | 1 | 5
1191888 | 185 FRANKLIN STREET CONDOMINIUM CORPORAT | FKA VERIZON MASSACHUSETTS | 185 FRANKLIN ST |  | BOSTON | MA | 021100000 | VERIZON C/O WILLIAM IRWIN | 2 HAMPSHIRE ST. | LAWRENCE | MA | 018400000 | N | PRIVATE | SM25 | VERIZON NEW ENGLAND INC | 6175129182 | b.irwin@verizon.com | WILLIAM | IRWIN | 6175129182 | b.irwin@verizon.com | WILLIAM | IRWIN | 6175129182 | b.irwin@verizon.com | 5 | EMER GEN #5- SOLAR T1020S-8K GAS TURBINE JET KERO |  | ENGINE | SOLAR | T-1020S-8K | 1972-01-01 | 2010 | 12.8 | 1 | EMER GEN #5- SOLAR T1020S-8K GAS TURB JET KERO | KEROSENE | 162 | KEROSENE | 0.05 | 0 | 270.08 | E6BTU | 270.08 | OK | N | 1 | 1 | 10 | 1 | 1 | 5
1210020 | ATLANTIC MANAGEMENT CORPORATION | FKA GLOBE NEWSPAPER COMPANY | 72 SALEM RD |  | BILLERICA | MA | 018210000 | 205 NEWBERRY ST |  | FRAMINGHAM | MA | 017010000 | N | PRIVATE | NM99 | GLOBE NEWSPAPER COMPANY INC | 6179293393 | a_schiavi@globe.com | ANTHONY | SCHIAVI | 6179293393 | a_schiavi@globe.com | ANTHONY | SCHIAVI | 6179293393 | a_schiavi@globe.com | 9 | STEAM CLEANER 1-HOTSEY 0.125 MMBTU/HR |  | STEAM WASHER | HOTSEY | 000890 | 1984-12-01 | 2009 | 1 | 1 | STEAM CLEANER 1-HOTSEY KEROSENE | KEROSENE | 162 | KEROSENE | 0.03 | 0.005 | 0 | E3GAL | 0 | OK | N | 2 | 1 | 52 | 2 | 1 | 20
1210403 | CISCO SYSTEMS, INC. |  | 1414 MASSACHUSETTS AVE |  | BOXBOROUGH | MA | 017190000 | 1414 MASSACHUSETTS AVE |  | BOXBOROUGH | MA | 017190000 | N | PRIVATE | SM25 | CISCO SYSTEMS, INC. | 9789368717 | dbird@cisco.com | DON | BIRD | 9789368717 | dbird@cisco.com | DARYL | BEARDSLEY | 9789360558 | dabeards@cisco.com | 6 | WWTF SPACE HEATERS (5)-REZNOR (PROPANE) | 5 | 5 SPACE HEATERS | REZNOR | FE400-5 (3). FE165-5 (2) | 2003-06-01 | 2009 | 1.53 | 1 | SPACE HEATERS(5)-REZNOR PROPANE | LPG | 178 | LPG | 0.0185 | 0 | 6.264 | E3GAL | n.a. | n.a. | N | 24 | 7 | 30 | 24 | 7 | 5
1192041 | FUTURE ELECTRONICS |  | 41 MAIN ST |  | BOLTON | MA | 017400000 | 37 MAIN STREET |  | BOLTON | MA | 017400000 | N | PRIVATE | NM99 | FUTURE ELECTRONICS | 9787792811 | Joe.Prudente@Futureelectronics.com | JOSEPH | PRUDENT | 9787793000 | Joe.Prudente@Futureelectronics.com | JOSEPH | PRUDENTE | 9787793000 | Joe.Prudente@Futureelectronics.com | 5 | BOILER #4-AJAX #HWP 1500 LP GAS |  | BOILER | AJAX BOILER INC. | HNP1500 | 1996-07-31 | 2010 | 2 | 1 | BOILER #4-#HWP 1500 LP GAS | LPG | 178 | LPG | 0.03 | 0 | 0 | E3GAL | n.a. | n.a. | N | 24 | 7 | 30 | 0 | 0 | 0
1210217 | MSPCA METHUEN |  | 400 BROADWAY ST |  | METHUEN | MA | 018440000 | 400 BROADWAY STREET |  | METHUEN | MA | 018440000 | N | PRIVATE | NM25 | MSPCA METHUEN | 9786877453 | dgordon@mspca.org | DAVID | GORDON | 9786850632 | dgordon@mspca.org | EDWARD | BENN | 4013774600 | edbenn@erssservices.com | 4 | COMBINED SMALL BOILERS AND DRYER | 5 | BOILER | WEIL MCLAIN | 488 | 2004-06-01 | 2010 | 3 | 2 | PROPANE | LPG | 178 | LPG | 0 |  | 1.8 | E3GAL | n.a. | n.a. | N | 4 | 7 | 52 | 1 | 7 | 21
1210901 | US ARMY DEVENS RFTA |  | 30 QUEBEC ST |  | DEVENS | MA | 014340000 | 30 QUEBEC ST - BOX 10 |  | DEVENS | MA | 014344479 | N | FEDERAL | SM80-R | US ARMY GARRISON FORT DEVENS | 9787962126 | Sandy.Burson@us.army.mil | RAYMOND | PRISK | 9787963665 | raymond.prisk@us.army.mil | RON | DEFILIPPO | 9787962644 | ron.defilippo@us.army.mil | 32 | PROPANE-FIRED HEATING UNITS - 6 BUILDINGS | 18 | BOILER | BURNHAM | V-907 | 1998-01-01 | 2011 | 2.61 | 1 | PROPANE (LPG) | LPG | 178 | LPG | 0.003 |  | 61.3611 | E3GAL | n.a. | n.a. | N | 8 | 7 | 26 | 8 | 7 | 1
0420155 | BERKSHIRE INDUSTRIES |  | 109 APREMONT WAY |  | WESTFIELD | MA | 010850000 | PO BOX 828 |  | WESTFIELD | MA | 010860000 | N | PRIVATE | NM25 | BERKSHIRE INDUSTRIES INC | 4135688676 | cmills@berkshireindustries.com | CHARLIE | MILLS | 4135688676 | cmills@berkshireindustries.com | CHARLIE | MILLS | 4135688676 | cmills@berkshireindustries.com | 2 | FLUID ELIMINATOR #1-NORDALE 2000 0.25 MMBTU/HR |  | COMBUSTION | NORDALE | NORDALE 2000 | 1986-05-01 | 2010 | 1 | 1 | NATURAL GAS | LPG | 178 | LPG | 0 | 0 | 1 | E3GAL | n.a. | n.a. | N | 10 | 5 | 50 | 24 | 5 | 20
0421001 | BAY STATE GAS CO |  | 1275 UNION STREET EXT |  | WEST SPRINGFIELD | MA | 010890000 | 950 MANIFOLD ROAD |  | WASHINGTON | PA | 153010000 | N | UTILITY | NM50 | BAY STATE GAS COMPANY | 5085800100 | sperry@nisource.com | SCOTT | PERRY | 5088367248 | sperry@nisource.com | JEFF | MCCOMBS | 7242232764 | jmccombs@nisource.com | 3 | EMERGENCY GENERATOR #1 |  | ENGINE | ONAN | 85KR-4R8-1562E | 1960-01-01 | 2010 | 0.91 | 1 | LPG | LPG | 178 | LPG | 0 | 0 | 0.1189 | E3GAL | n.a. | n.a. | N | 1 | 1 | 12 | 1 | 1 | 5
0420121 | ERVING PAPER MILLS |  | 97 EAST MAIN ST |  | ERVING | MA | 013440000 | 97 EAST MAIN ST |  | ERVING | MA | 013440000 | N | PRIVATE | OP7.5 | ERVING PAPER MILLS INC | 4134222700 | tnewton@ervingpapermill.com | THOMAS G | NEWTON | 4134222700 | tnewton@ervingpapermill.com | JULIE | HUBBARD | 4134222700X209 | jhubbard@ervingpapermill.com | 12 | YARD SHACK HEATER |  | FURNACE | LOUISVILLE TIN AND STOVE COMPANY | CDV336 | 1994-09-01 | 2011 | 0.33 | 1 | PROPANE | LPG | 178 | LPG | 0 |  | 0.473 | E3GAL | n.a. | n.a. | N | 8 | 5 | 33 | 8 | 5 | 2
1194009 | RADANT TECHNOLOGIES |  | 255 HUDSON RD |  | STOW | MA | 017751493 | 255 HUDSON RD |  | STOW | MA | 017751493 | N | PRIVATE | NM25 | RADANT TECHNOLOGIES | 9785623866 | rbaldelli@radanttechnologies.com | ROBERT | BALDELLIS | 9785623866 | rbaldelli@radanttechnologies.com | ROBERT | BALDELLI | 9785623866 | rbaldelli@radanttechnologies.com | 2 | OVEN |  | FURNACE | GEHNRICH | 208/3/60 | 1994-01-01 | 2009 | 0.8 | 1 | PROPANE | LPG | 178 | LPG | 0 |  | 22.2 | E3GAL | n.a. | n.a. | N | 18 | 5 | 52 | 18 | 5 | 22
1200838 | CAPE COD AGGREGATES |  | 1550 PHINNEYS LN |  | BARNSTABLE | MA | 026300000 | PO BOX 517 |  | BARNSTABLE | MA | 026300517 | N | PRIVATE | NM50 | CAPE COD AGGREGATES CORP | 5087753716 | tracy@capecodagg.com | SAM | LORUSSO, JR. | 5087754213 | Samjr@capecodagg.com | ROBERT | UMBRELLO | 5087754213 | bob@capecodagg.com | 2 | HEATER #1(PORTABLE)-DAYTON 0.1 MMBTU/HR |  | FURNACE | DAYTONA | DAYTONA - 0.1 | 1997-01-01 | 2010 | 0.1 | 1 | HEATER #1(PORTABLE)-DAYTON PROPANE | LPG | 178 | LPG | 0.01 | 0 | 0.09 | E3GAL | n.a. | n.a. | N | 8 | 5 | 20 | 0 | 0 | 0
1170042 | SPECIALTY MINERALS |  | 260 COLUMBIA ST |  | ADAMS | MA | 012200000 | 260 COLUMBIA ST |  | ADAMS | MA | 012200000 | N | PRIVATE | OP3 | SPECIALTY MINERALS INC | 4137430591 | dave.buttleman@mineralstech.com | JAMES | MULKEY | 4137430591 | jim.mulkey@mineralstech.com | DAVE | BUTTELMAN | 4137430591 | dave.buttleman@mineralstech.com | 56 | 8 SPACE HEATERS,FURNACES+WATER HEATER 9.693 MMBTU | 56 | GAS FIRED SPACE HEATER | UNKNOWN | UNKNOWN | 1980-01-01 | 2011 | 10 | 2 | HEATER 2-DAYTON/MODINE PROPANE GV | LPG | 178 | LPG | 0 |  | 8.8 | E3GAL | n.a. | n.a. | N | 24 | 7 | 24 | 0 | 0 | 0
0420786 | WING MEMORIAL HOSPITAL |  | WRIGHT ST |  | PALMER | MA | 010690000 | 40 WRIGHT STREET |  | PALMER | MA | 010690000 | N | PRIVATE | NM50 | WING MEMORIAL HOSPIT | 4132837651 | Ryan.Moore@umassmemorial.org | GEORGE | NOLAN | 4132845774 | Ryan.Moore@umassmemorial.org | ISABEL | MCCAULEY | 5084719635 | ifmccauley@tighebond.com | 10 | FAIRVIEW ST HVAC - PROPANE |  | HVAC | LENNOX | C23511651 | 1993-01-01 | 2010 | 0.1 | 1 | HVAC - PROPANE | LPG | 178 | LPG | 0 |  | 0.214 | E3GAL | n.a. | n.a. | Y | 24 | 7 | 52 | 24 | 7 | 22
0420484 | CHICOPEE CONCRETE SV |  | 158 NEW LOMBARD RD |  | CHICOPEE | MA | 010200000 | 652 PROSPECT STREET |  | CHICOPEE | MA | 010200000 | N | PRIVATE | SM25 | CHICOPEE CONCRETE SERVICES INC | 4135363370 | louellette@chicopeeconcrete.com | LEO | OUELLETTE | 4135363370 | jay@chicopeeconcrete.com | JASON | OUELLETTE | 4135363370 | jay@chicopeeconcrete.com | 10 | MODINE HD-125/GAYNOR RTH-R75, PROPANE, S.H. GARAGE | 2 | INDUSTRIAL SPACE HEATERS | MODINE/GAYNOR | HD-125/RTH-R75 | 2010-01-01 | 2011 | 0.2 | 1 | PROPANE | LPG | 178 | LPG | 0.44 |  | 10.8085 | E3GAL | n.a. | n.a. | N | 2 | 5 | 20 | 0 | 0 | 0
0420017 | WESTOVER AIR RESERVE BASE |  | 250 PATRIOT AVE |  | CHICOPEE | MA | 010220000 | 439 MSG/CEV | 250 PATRIOT AVENUE, BOX 35 | CHICOPEE | MA | 010221670 | N | FEDERAL | SM50 | WESTOVER AIR RESERVE BASE | 4135573588 | Robert.Swain@westover.af.mil | JOHN B. | MORIARTY | 4135572434 | John.Moriarty@westover.af.mil | GAIL F. | MILLER | 4135573036 | Gail.Miller@westover.af.mil | 59 | EU16-00LPHTRM COMBINED | 3 | INFRA-RED HEATERS | ROBERTS GORDON CORAYVAC | B-10 | 2007-01-01 | 2009 | 0.3 | 1 | PROPANE MUNITIONS | LPG | 178 | LPG | 0.005 |  | 2.9472 | E3GAL | n.a. | n.a. | N | 12 | 7 | 8 | 12 | 7 | 4
1180004 | LS STARRETT COMPANY |  | 121 CRESCENT ST |  | ATHOL | MA | 013310000 | 121 CRESCENT STREET |  | ATHOL | MA | 013310000 | N | PRIVATE | SM80-R | LS STARRETT COMPANY | 9782493551 | envirogroup@starrett.com | JOSEPH | SUMNER | 9782493551 | envirogroup@starrett.com | JEFFREY | BIBEAU | 4135723243 | jpbibeau@tighebond.com | 16 | OVEN #1 - POLLUTION CONTROL PRODUCTS |  | OVEN | POLLUTION CONTROL PRODUCTS | PTR150-1535 | 1985-01-01 | 2011 | 0.3 | 1 | PROPANE | LPG | 178 | LPG | 0 |  | 12.753 | E3GAL | n.a. | n.a. | Y | 24 | 7 | 52 | 24 | 7 | 22
1180004 | LS STARRETT COMPANY |  | 121 CRESCENT ST |  | ATHOL | MA | 013310000 | 121 CRESCENT STREET |  | ATHOL | MA | 013310000 | N | PRIVATE | SM80-R | LS STARRETT COMPANY | 9782493551 | envirogroup@starrett.com | JOSEPH | SUMNER | 9782493551 | envirogroup@starrett.com | JEFFREY | BIBEAU | 4135723243 | jpbibeau@tighebond.com | 17 | OVEN #2 - GEORGE KOCH AND SONS, INC. |  | OVEN | GEORGE KOCH AND SONS, INC. | 915-5185 | 1985-01-01 | 2011 | 2.5 | 1 | PROPANE | LPG | 178 | LPG | 0 |  | 106273 | E3GAL | n.a. | n.a. | Y | 24 | 7 | 52 | 24 | 7 | 22
1191471 | ROGERS FOAM COMPANY |  | 20 VERNON ST |  | SOMERVILLE | MA | 021440000 | 20 VERNON STREET |  | SOMERVILLE | MA | 021453699 | N | PRIVATE | NM50 | ROGERS FOAM CORPORATION | 6176233010 | info@RogersFoam.com | DANIEL C | ARINELLO | 6176233010 | DArinello@rogersfoam.com | DANIEL | ARINELLO | 6176233010X1505 | DArinello@gmail.com | 8 | OVENS - MOLDING CROSSLINKED POLYETHYLENE | 3 | OVEN | RFC | NA | 1993-01-01 | 2011 | 0.037 | 1 | PROPANE | LPG | 178 | LPG | 0 |  | 3.1294 | E3GAL | n.a. | n.a. | N | 16 | 5 | 52 | 16 | 5 | 22
1170006 | PITTSFIELD GENERATING COMPANY LP | MAXIM POWER CORP | 235 MERRILL RD |  | PITTSFIELD | MA | 012010000 | 235 MERRILL RD |  | PITTSFIELD | MA | 012010000 | N | PRIVATE | OP7.5 | PITTSFIELD GENERATING COMPANY LP | 4134426905 | rtaikowski@purenergyllc.com | TIM | EGLIN | 4134426905 |  | RICH | TAIKOWSKI | 4134426905 | rtaikowski@purenergyllc.com | 26 | SPACE HEATER - GAS TURBINE BUILDING - LPG |  | SPACE HEATER | VARIOUS | VARIOUS | 1993-11-29 | 2011 | 6.3 | 1 | SPACE HEATER GAS TURBINE BUILDING | LPG | 178 | LPG | 0.05 |  | 0 | E3GAL | n.a. | n.a. | N | 0 | 0 | 0 | 0 | 0 | 0
1170007 | ADVANCED INFORMATION SYSTEMS/THRU GDDS |  | 540 MERRILL RD |  | PITTSFIELD | MA | 012010000 | 100 PLASTICS AVENUE | ROOM 1716 | PITTSFIELD | MA | 012010000 | N | PRIVATE | SM25 | GENERAL DYNAMICS AIS | 4134942869 | JOHN.BORDEAU@GD-AIS.COM | JOHN | BORDEAU | 4134942869 | JOHN.BORDEAU@GD-AIS.COM | JOHN | BORDEAU | 4134942869 | JOHN.BORDEAU@GD-AIS.COM | 7 | EMERGENCY SPACE HEATERS | 8 | SPACE HEATER | VARIOUS | UNKNOWN | 1997-01-01 | 2011 | 2 | 1 | SPACE HEATERS (8) - TEST USE ONLY 2011 | LPG | 178 | LPG | 0 |  | 0.004 | E3GAL | n.a. | n.a. | N | 1 | 1 | 2 | 1 | 1 | 1
1170036 | WILLIAMS COLLEGE |  | 60 LATHAM ST |  | WILLIAMSTOWN | MA | 012670000 | 60 LATHAM STREET |  | WILLIAMSTOWN | MA | 012670000 | N | PRIVATE | SM80-7 | WILLIAMS COLLEGE | 4135974421 | STEPHEN.P.KLASS@WILLIAMS.EDU | STEPHEN | KLASS | 4135972019 | STEPHEN.P.KLASS@WILLIAMS.EDU | DONALD | CLARK | 4135972019 | DONALD.B.CLARK@WILLIAMS.EDU | 17 | HEATER - LAMBERT GARAGE |  | SPACE HEATER | MISCELLANEOUS | NA | 2011-01-01 | 2011 | 2 | 1 | PROPANE | LPG | 178 | LPG | 0.0002 |  | 0.7243 | E3GAL | n.a. | n.a. | N | 24 | 7 | 26 | 0 | 0 | 0
1180363 | EMC CORPORATION |  | 176 SOUTH ST |  | HOPKINTON | MA | 017480000 | 228C SOUTH STREET |  | HOPKINTON | MA | 017489103 | N | PRIVATE | SM50 | EMC CORPORATION | 5082492057 | Deanna.Trudeau@emc.com | DANIEL | FITZGERALD | 5084351000 | Dan.Fitzgerald@emc.com | DEANNA | TRUDEAU | 5082492057 | Deanna.Trudeau@emc.com | 15 | WWTP JACKSON AND CHURCH HEATER - PROPANE |  | SPACE HEATER | JACKSON & CHURCH HVAC GLOBAL | MU-60-PDD | 2003-01-01 | 2011 | 0.463 | 1 | PROPANE | LPG | 178 | LPG | 0.0254 | 0 | 0.5154 | E3GAL | n.a. | n.a. | N | 1 | 1 | 26 | 1 | 1 | 8
1191966 | MASSPORT AUTHORITY CONLEY TERMINAL |  | 940 EAST FIRST ST | CASTLE ISLAND | SOUTH BOSTON | MA | 021270000 | LOGAN OFFICE CENTER |  | BOSTON | MA | 021280000 | N | STATE | SM25 | MASSPORT AUTHORITY CONBM-0004 | 6175683514 | KBeasley@massport.com | PATRICIA | HAEDERLE | 6175683525 | PHaederle@massport.com | KEITH | BEASLEY | 6175683508 | KBeasley@massport.com | 15 | FUMIGATION BUILDING SPACE HEATER |  | SPACE HEATER | UNKNOWN | UNKNOWN | 2009-01-01 | 2009 | 2.5 | 1 | PROPANE | LPG | 178 | LPG | 0 |  | 0.7003 | E3GAL | n.a. | n.a. | Y | 24 | 7 | 52 | 24 | 7 | 22
1200351 | NEW ENGLAND PLASTIC COATED PRODUCTS |  | 350 OLD COLONY RD |  | NORTON | MA | 027660000 | PO BOX 77 |  | CHARTLEY | MA | 027120000 | N | PRIVATE | NM50 | NEW ENGLAND PLASTIC COATED PRODUCTS | 5082223019 | lsalley@nepcp.com | LEANN | SALLEY | 5082223019 | lsalley@nepcp.com | JOHN | BRADLEY | 6176660096 | jfb@bradleytodd.com | 2 | SPACE HEATERS #2(7)-3 REZNOR,2 DAYTON+1 TAPPEN+1 W |  | SPACE HEATER | REZNOR | A | 1983-01-01 | 2011 | 3 | 1 | PROPANE | LPG | 178 | LPG | 0.01 | 0 | 5 | E3GAL | n.a. | n.a. | N | 10 | 4 | 50 | 0 | 0 | 0
0420007 | MASSPOWER |  | 750 WORCESTER ST |  | SPRINGFIELD | MA | 011510000 | 750 WORCESTER ST |  | INDIAN ORCHARD | MA | 011510000 | N | PRIVATE | OP8 | MASSPOWER | 4137316611 | MJOYCE@EQPWR.COM | MICHAEL | JOYCE | 4137316611 | MJOYCE@EQPWR.COM | SCOTT | PATERSON | 4137316611X3007 | spaterson@eqpwr.com | 6 | 36 HEATERS-32 STERLING GAS+2 DAYTON OIL+2 PROPANE | 36 | SPACE HEATERS | STERLING + DAYTON | VARIOUS | 1993-08-01 | 2011 | 5.08 | 3 | SPACE HEATERS (2) LPG | LPG | 178 | LPG | 0 |  | 0 | E3GAL | n.a. | n.a. | N | 16 | 6 | 32 | 6 | 5 | 4
0420040 | MT TOM GENERATING COMPANY LLC | MOUNT TOM GENERATING STATION | 200 NORTHAMPTON ST |  | HOLYOKE | MA | 010400000 | 200 NORTHAMPTON ST |  | HOLYOKE | MA | 010400000 | N | UTILITY | OP18 | MT. TOM GENERATING COMPANY, LLC | 8608956900 | mike.gwyther@gdfsuezna.com | MIKE | GWYTHER | 4135369562 | Mike.Gwyther@gdfsuezna.com | MILTON | HARRIS | 4135369571 | Milton.Harris@gdfsuezna.com | 6 | SPACE HEATERS - WAREHOUSE, COAL YARD | 2 | SPACE HEATERS | HEIL QUAKER | UNKNOWN | 1980-01-01 | 2011 | 1.25 | 2 | PROPANE | LPG | 178 | LPG | 0 | 0 | 0.4 | E3GAL | n.a. | n.a. | N | 12 | 7 | 28 | 6 | 7 | 6
0420189 | KANZAKI SPECIALTY PAPERS INC |  | 20 CUMMINGS ST |  | WARE | MA | 010820000 | 20 CUMMINGS STREET |  | WARE | MA | 010821716 | N | PRIVATE | SM80-7 | KANZAKI SPECIALTY PAPERS INC | 4139676204 | psawosik@kanzakiusa.com | PETER | SAWOSIK | 4139676204 | psawosik@kanzakiusa.com | DOUGLAS | STELLATO | 4135723215 | dastellato@tighebond.com | 11 | SPACE HEATERS (44)-VARIOUS BRANDS PROPANE | 44 | SPACE HEATERS | JACKSON CHURCH | SDF-200-HAF-GFU | 1988-01-01 | 2011 | 28.907 | 1 | SPACE HEATERS(44) - PROPANE | LPG | 178 | LPG | 0.0185 | 0 | 499.048 | E3GAL | n.a. | n.a. | N | 24 | 7 | 26 | 0 | 0 | 0
1180212 | LIGHTING AND IMAGING SOUTHBRIDGE | SCHOTT NORTH AMERICA INC | 122 CHARLTON ST |  | SOUTHBRIDGE | MA | 015500000 | 122 CHARLTON STREET |  | SOUTHBRIDGE | MA | 015500000 | N | PRIVATE | NM25 | SCHOTT NORTH AMERICA INC | 9148312200 | joe.kosinski@us.schott.com | JOE | KOSINSKI | 5087653243 | joe.kosinski@us.schott.com | JOE | KOSINSKI | 5087653243 | joe.kosinski@us.schott.com | 2 | SPACE HEATERS (22)- PROPANE | 22 | SPACE HEATERS AND THREE SMALL PROPANE BOILERS | MODINE, TELEDYNE LAARS, WM, ETC. | VARIOUS | 1995-01-01 | 2010 | 7.57 | 1 | SPACE HEATERS (22)- VARIOUS MFG - PROPANE | LPG | 178 | LPG | 0.1 | 0 | 21.9 | E3GAL | n.a. | n.a. | N | 24 | 7 | 35 | 24 | 7 | 5
1180957 | WIREWAY HUSKY CORPORATION |  | 150 PRATTS JUNCTION RD |  | STERLING | MA | 015640000 | PO BOX 368 |  | STERLING | MA | 015640000 | N | PRIVATE | SM50 | WIREWAY HUSKY CORP | 9784226716 | rayoung@wirewayhusky.com | MARK | STUART | 9784226716 | mstuart@wirewayhusky.com | MARK | STUART | 9784226716X114 | mstuart@wirewayhusky.com | 1 | 5 SPACEHEATERS - STERLING QVS 1.3 MMBTU/HR |  | SPACE HEATERS-PROPANE FIRED | STERLING | QVS | 1994-08-01 | 2011 | 1.3 | 1 | SPACE HEATERS #1(5)-STERLING PROPANE | LPG | 178 | LPG | 0.01 | 0 | 4.597 | E3GAL | n.a. | n.a. | N | 12 | 5 | 20 | 0 | 0 | 0
0420078 | PALMER PAVING CORP |  | 1000 PAGE BLVD |  | SPRINGFIELD | MA | 011040000 | 25 BLANCHARD STREET | P.O. BOX 47 | PALMER | MA | 010690000 | N | PRIVATE | SM80-7 | PALMER PAVING CORP | 4132838354 | jec@palmerpaving.com | JON | CALLAHAN | 4132838354 | jec@palmerpaving.com | JON | CALLAHAN | 4132838354 | jec@palmerpaving.com | 1 | UNIT 1 ASPHALT DRUM MIX PLANT- STANSTEEL 3 FUELS |  | AGGREGATE DRYER | HAUCK | ECOSTAR II 150 | 2006-03-31 | 2009 | 165 | 1 | DRYER #1- HAUCK ECOSTAR #2 OIL | NO.2 | 58 | Distillate Oil (No. 2) | 0.05 | 0 | 0 | E3GAL | 0 | OK | N | 10 | 6 | 35 | 10 | 6 | 22
0420078 | PALMER PAVING CORP |  | 1000 PAGE BLVD |  | SPRINGFIELD | MA | 011040000 | 25 BLANCHARD STREET | P.O. BOX 47 | PALMER | MA | 010690000 | N | PRIVATE | SM80-7 | PALMER PAVING CORP | 4132838354 | jec@palmerpaving.com | JON | CALLAHAN | 4132838354 | jec@palmerpaving.com | JON | CALLAHAN | 4132838354 | jec@palmerpaving.com | 1 | UNIT 1 ASPHALT DRUM MIX PLANT- STANSTEEL 3 FUELS |  | AGGREGATE DRYER | HAUCK | ECOSTAR II 150 | 2006-03-31 | 2009 | 165 | 5 | ASPHALT HOT OIL HEATER UNIT 2 - NO. 2 OIL | NO.2 | 58 | Distillate Oil (No. 2) | 0.3 | 0 | 84.972 | E3GAL | 11862.0912 | OK | N | 10 | 6 | 35 | 10 | 6 | 22
0420078 | PALMER PAVING CORP |  | 1000 PAGE BLVD |  | SPRINGFIELD | MA | 011040000 | 25 BLANCHARD STREET | P.O. BOX 47 | PALMER | MA | 010690000 | N | PRIVATE | SM80-7 | PALMER PAVING CORP | 4132838354 | jec@palmerpaving.com | JON | CALLAHAN | 4132838354 | jec@palmerpaving.com | JON | CALLAHAN | 4132838354 | jec@palmerpaving.com | 2 | UNIT NO. 4 - RAP PLANT RAP TONNAGE |  | AGGREGATE DRYER | RAP PROCESS MACHINERY | P100AB | 2000-01-01 | 2009 | 34 | 2 | RAP PLANT - UNIT 4 NO 2 OIL- | NO.2 | 58 | Distillate Oil (No. 2) | 0.05 | 0 | 0 | E3GAL | 0 | OK | N | 24 | 7 | 39 | 24 | 7 | 22
0420078 | PALMER PAVING CORP |  | 1000 PAGE BLVD |  | SPRINGFIELD | MA | 011040000 | 25 BLANCHARD STREET | P.O. BOX 47 | PALMER | MA | 010690000 | N | PRIVATE | SM80-7 | PALMER PAVING CORP | 4132838354 | jec@palmerpaving.com | JON | CALLAHAN | 4132838354 | jec@palmerpaving.com | JON | CALLAHAN | 4132838354 | jec@palmerpaving.com | 2 | UNIT NO. 4 - RAP PLANT RAP TONNAGE |  | AGGREGATE DRYER | RAP PROCESS MACHINERY | P100AB | 2000-01-01 | 2009 | 34 | 5 | UNIT NO. 5 - HOT OIL HEATER NO. 2 OIL | NO.2 | 58 | Distillate Oil (No. 2) | 0.05 |  | 0 | E3GAL | 0 | OK | N | 24 | 7 | 39 | 24 | 7 | 22
0420224 | PALMER PAVING CORP |  | 23 ARTHUR ST |  | EASTHAMPTON | MA | 010270000 | 25 BLANCHARD STREET |  | PALMER | MA | 010690000 | N | PRIVATE | SM79-7 | PALMER PAVING CORPORATION | 4132838354 | jec@palmerpaving.com | JON | CALLAHAN | 4132838354 | jec@palmerpaving.com | FRED | HUGLI | 4132838354 | fhugli@palmerpaving.com | 1 | ROTARY AGGREGATE DRYER- ASPHALT PRODUCTION |  | AGGREGATE DRYER | GENCO | AF-75 | 1996-06-01 | 2010 | 125 | 2 | DRYER BURNER #1-GENCO AF-75 #2 OIL | NO.2 | 58 | Distillate Oil (No. 2) | 0.0015 | 0 | 0 | E3GAL | 0 | OK | N | 9 | 6 | 36 | 9 | 6 | 22
1180136 | OXFORD ASPHALT & PAVING |  | 190 OLD WEBSTER RD |  | OXFORD | MA | 015400000 | 190 OLD WEBSTER RD |  | OXFORD | MA | 015400000 | N | PRIVATE | SM79-7 | OXFORD ASPHALT INC | 5087919251 | romanyak@aol.com | JAMES | AMORELLO | 5089870321 | romanyak@aol.com | JIM | AMORELLO | 5089870321 | romanyak@aol.com | 1 | ASPHALT PRODUCTION 250 TPH |  | AGGREGATE DRYER | BARBER-GREENE | DC-65T | 1980-01-01 | 2011 | 75.6 | 1 | ROTARY DRYER 540 GPH NO.2 FUEL OIL | NO.2 | 58 | Distillate Oil (No. 2) | 0.05 | 0 | 160.283 | E3GAL | 22375.5068 | OK | N | 8 | 6 | 37 | 8 | 6 | 22
1180136 | OXFORD ASPHALT & PAVING |  | 190 OLD WEBSTER RD |  | OXFORD | MA | 015400000 | 190 OLD WEBSTER RD |  | OXFORD | MA | 015400000 | N | PRIVATE | SM79-7 | OXFORD ASPHALT INC | 5087919251 | romanyak@aol.com | JAMES | AMORELLO | 5089870321 | romanyak@aol.com | JIM | AMORELLO | 5089870321 | romanyak@aol.com | 1 | ASPHALT PRODUCTION 250 TPH |  | AGGREGATE DRYER | BARBER-GREENE | DC-65T | 1980-01-01 | 2011 | 75.6 | 2 | ASPHALT PRODUCTION 250 TONS PER HOUR | NO.2 | 58 | Distillate Oil (No. 2) | 0 | 0 | 82618 | TON | n.a. | n.a. | N | 8 | 6 | 37 | 8 | 6 | 22
1200211 | AGGREGATE INDUSTRIES |  | GREAT WESTERN RD |  | DENNIS | MA | 026380000 | 1715 BROADWAY |  | SAUGUS | MA | 019060000 | N | PRIVATE | NM50 | AGGREGATE INDUSTRIES NORTHEAST REGION | 7813074051 | Lisa.Young@aggregate-us.com | LISA | YOUNG | 7813074051 | Lisa.Young@aggregate-us.com | LISA | YOUNG | 7813074051 | Lisa.Young@aggregate-us.com | 2 | ASPHALT HEATER |  | ASPHALT HEATER | AMERICAN HEATING COMPANY | NA | 1983-01-01 | 2011 | 2.1 | 1 | #2 FUEL OIL | NO.2 | 58 | Distillate Oil (No. 2) | 0.015 | 0 | 0 | E3GAL | 0 | OK | N | 12 | 5 | 39 | 12 | 5 | 22
0420224 | PALMER PAVING CORP |  | 23 ARTHUR ST |  | EASTHAMPTON | MA | 010270000 | 25 BLANCHARD STREET |  | PALMER | MA | 010690000 | N | PRIVATE | SM79-7 | PALMER PAVING CORPORATION | 4132838354 | jec@palmerpaving.com | JON | CALLAHAN | 4132838354 | jec@palmerpaving.com | FRED | HUGLI | 4132838354 | fhugli@palmerpaving.com | 2 | ASPHALT HEATER #1 #2 OIL |  | ASPHALT TANK HEATER | STANSTEEL | UNK | 2008-04-01 | 2010 | 2.2 | 1 | ASPHALT HEATER #1 #2 OIL | NO.2 | 58 | Distillate Oil (No. 2) | 0.05 | 0 | 0 | E3GAL | 0 | OK | N | 24 | 7 | 39 | 24 | 7 | 22
0420001 | STONY BROOK ENERGY CENTER |  | MOODY ST |  | LUDLOW | MA | 010560000 | 327 MOODY STREET |  | LUDLOW | MA | 010560000 | N | UTILITY | OP9 | MASS MUNICIPAL WHOLESALE ELECTRIC COMPANY | 4135890141 | mmwec@mmwec.org | DECURZIO | RONALD | 4133081358 | rdecurzio@mmwec.org | MICHAEL | DIMAURO | 4133081243 | MDIMAURO@MMWEC.ORG | 6 | AUX BOILER #A-KEELER #DS-40 #2 OIL |  | BOILER | E. KEELER CO. | DS-40 | 1981-11-01 | 2011 | 49 | 1 | AUX BOILER A-KEELER DS-40 #2 OIL | NO.2 | 58 | Distillate Oil (No. 2) | 0.235 | 0.005 | 50.732 | E3GAL | 7082.1872 | OK | N | 4 | 4 | 26 | 1 | 2 | 22
0420001 | STONY BROOK ENERGY CENTER |  | MOODY ST |  | LUDLOW | MA | 010560000 | 327 MOODY STREET |  | LUDLOW | MA | 010560000 | N | UTILITY | OP9 | MASS MUNICIPAL WHOLESALE ELECTRIC COMPANY | 4135890141 | mmwec@mmwec.org | DECURZIO | RONALD | 4133081358 | rdecurzio@mmwec.org | MICHAEL | DIMAURO | 4133081243 | MDIMAURO@MMWEC.ORG | 7 | AUX BOILER #B-KEELER #DS-40 #2 OIL |  | BOILER | E. KEELER CO. | DS-40 | 1981-11-01 | 2011 | 49 | 1 | AUX BOILER B-KEELER DS-40 #2 OIL | NO.2 | 58 | Distillate Oil (No. 2) | 0.235 | 0.005 | 55.321 | E3GAL | 7722.8116 | OK | N | 3 | 3 | 52 | 1 | 2 | 22
0420001 | STONY BROOK ENERGY CENTER |  | MOODY ST |  | LUDLOW | MA | 010560000 | 327 MOODY STREET |  | LUDLOW | MA | 010560000 | N | UTILITY | OP9 | MASS MUNICIPAL WHOLESALE ELECTRIC COMPANY | 4135890141 | mmwec@mmwec.org | DECURZIO | RONALD | 4133081358 | rdecurzio@mmwec.org | MICHAEL | DIMAURO | 4133081243 | MDIMAURO@MMWEC.ORG | 17 | 17 |  | BOILER | BRYAN BOILERS | DR650-W-FDO | 2005-11-01 | 2011 | 0.644 | 1 | NO. 2 FUEL OIL | NO.2 | 58 | Distillate Oil (No. 2) | 0.235 | 0 | 2.593 | E3GAL | 361.9828 | OK | N | 6 | 7 | 30 | 0 | 0 | 0
0420004 | UMASS AMHERST CAMPUS |  | 360 CAMPUS CENTER WAY | PHYSICAL PLANT DEPT | AMHERST | MA | 010030000 | 360 CAMPUS CENTER WAY | PHYSICAL PLANT DEPT | AMHERST | MA | 010030000 | Y | STATE | OP9 | UNIVERSITY OF MASSACHUSETTS AMHERST | 4135452682 | DROBINSON@EHS.UMASS.EDU | DON | ROBINSON | 4135452682 | DROBINSON@EHS.UMASS.EDU | RAY | JACKSON | 4135456444 | rjackson@facil.umass.edu | 21 | SMALL BOILERS - VARIOUS (4 UNITS) - #2 OIL | 3 | BOILER | H.B. SMITH | UNKNOWN | 1970-01-01 | 2011 | 1.59 | 1 | SMALL BOILERS - VARIOUS (6) #2 OIL 0.3 S | NO.2 | 58 | Distillate Oil (No. 2) | 0.3 | 0 | 5.964 | E3GAL | 832.5744 | OK | N | 6 | 7 | 11 | 1 | 5 | 3
0420004 | UMASS AMHERST CAMPUS |  | 360 CAMPUS CENTER WAY | PHYSICAL PLANT DEPT | AMHERST | MA | 010030000 | 360 CAMPUS CENTER WAY | PHYSICAL PLANT DEPT | AMHERST | MA | 010030000 | Y | STATE | OP9 | UNIVERSITY OF MASSACHUSETTS AMHERST | 4135452682 | DROBINSON@EHS.UMASS.EDU | DON | ROBINSON | 4135452682 | DROBINSON@EHS.UMASS.EDU | RAY | JACKSON | 4135456444 | rjackson@facil.umass.edu | 34 | BOILER #200-HP (EMISSION UNIT #16A) |  | BOILER | RENTECH | HIGH PRESSURE D-TYPE WATERTUBE | 2008-01-04 | 2011 | 180 | 2 | ULTRA-LOW SULFUR DIESEL | NO.2 | 58 | Distillate Oil (No. 2) | 0.0015 | 0 | 560.52 | E3GAL | 78248.592 | OK | N | 24 | 7 | 25 | 24 | 7 | 5
0420004 | UMASS AMHERST CAMPUS |  | 360 CAMPUS CENTER WAY | PHYSICAL PLANT DEPT | AMHERST | MA | 010030000 | 360 CAMPUS CENTER WAY | PHYSICAL PLANT DEPT | AMHERST | MA | 010030000 | Y | STATE | OP9 | UNIVERSITY OF MASSACHUSETTS AMHERST | 4135452682 | DROBINSON@EHS.UMASS.EDU | DON | ROBINSON | 4135452682 | DROBINSON@EHS.UMASS.EDU | RAY | JACKSON | 4135456444 | rjackson@facil.umass.edu | 35 | BOILER #300-LP (EMISSION UNIT #16B) |  | BOILER | RENTECH | HIGH PRESSURE BOILER D TYPE WATERTUBE | 2008-01-16 | 2011 | 180 | 2 | ULTRA-LOW SULFUR DIESEL | NO.2 | 58 | Distillate Oil (No. 2) | 0.0015 | 0 | 833.28 | E3GAL | 116325.888 | OK | N | 24 | 7 | 25 | 24 | 7 | 20
0420004 | UMASS AMHERST CAMPUS |  | 360 CAMPUS CENTER WAY | PHYSICAL PLANT DEPT | AMHERST | MA | 010030000 | 360 CAMPUS CENTER WAY | PHYSICAL PLANT DEPT | AMHERST | MA | 010030000 | Y | STATE | OP9 | UNIVERSITY OF MASSACHUSETTS AMHERST | 4135452682 | DROBINSON@EHS.UMASS.EDU | DON | ROBINSON | 4135452682 | DROBINSON@EHS.UMASS.EDU | RAY | JACKSON | 4135456444 | rjackson@facil.umass.edu | 36 | BOILER #400-LP (EMISSION UNIT #16B) |  | BOILER | RENTECH | LOW PRESSURE D-TYPE WATERTUBE | 2008-01-12 | 2011 | 162 | 2 | ULTRA-LOW SULFUR DIESEL | NO.2 | 58 | Distillate Oil (No. 2) | 0.0015 | 0 | 861.78 | E3GAL | 120304.488 | OK | N | 24 | 6 | 21 | 24 | 6 | 8
0420017 | WESTOVER AIR RESERVE BASE |  | 250 PATRIOT AVE |  | CHICOPEE | MA | 010220000 | 439 MSG/CEV | 250 PATRIOT AVENUE, BOX 35 | CHICOPEE | MA | 010221670 | N | FEDERAL | SM50 | WESTOVER AIR RESERVE BASE | 4135573588 | Robert.Swain@westover.af.mil | JOHN B. | MORIARTY | 4135572434 | John.Moriarty@westover.af.mil | GAIL F. | MILLER | 4135573036 | Gail.Miller@westover.af.mil | 5 | EU13-0096BLR #5-DF B. 6645 |  | BOILER | CLEAVER BROOKS | CB.200-175A | 1977-01-11 | 2009 | 6.823 | 1 | 2 FUEL OIL - 0.3 PCT S | NO.2 | 58 | Distillate Oil (No. 2) | 0.3 | 0 | 2.5977 | E3GAL | 362.6389 | OK | N | 24 | 7 | 52 | 24 | 7 | 10
0420017 | WESTOVER AIR RESERVE BASE |  | 250 PATRIOT AVE |  | CHICOPEE | MA | 010220000 | 439 MSG/CEV | 250 PATRIOT AVENUE, BOX 35 | CHICOPEE | MA | 010221670 | N | FEDERAL | SM50 | WESTOVER AIR RESERVE BASE | 4135573588 | Robert.Swain@westover.af.mil | JOHN B. | MORIARTY | 4135572434 | John.Moriarty@westover.af.mil | GAIL F. | MILLER | 4135573036 | Gail.Miller@westover.af.mil | 6 | EU13-0086BLR #06-DF B. 5100 |  | BOILER | CLEAVER BROOKS | CB-200-150 | 1976-12-23 | 2009 | 6.277 | 1 | 2 OIL-0.3 PCT S | NO.2 | 58 | Distillate Oil (No. 2) | 0.3 | 0.001 | 6.0064 | E3GAL | 838.4934 | OK | N | 24 | 7 | 52 | 24 | 7 | 16
0420017 | WESTOVER AIR RESERVE BASE |  | 250 PATRIOT AVE |  | CHICOPEE | MA | 010220000 | 439 MSG/CEV | 250 PATRIOT AVENUE, BOX 35 | CHICOPEE | MA | 010221670 | N | FEDERAL | SM50 | WESTOVER AIR RESERVE BASE | 4135573588 | Robert.Swain@westover.af.mil | JOHN B. | MORIARTY | 4135572434 | John.Moriarty@westover.af.mil | GAIL F. | MILLER | 4135573036 | Gail.Miller@westover.af.mil | 7 | EU13-0087BLR #7 DF B. 5100 |  | BOILER | CLEAVER BROOKS | CB200-150 | 1976-12-23 | 2009 | 6.277 | 2 | BOILER #7-CLEAVER BROOKS NATURAL GAS BLDG 5100 | NO.2 | 58 | Distillate Oil (No. 2) | 0.3 | 0.001 | 6.0064 | E3GAL | 838.4934 | OK | N | 24 | 7 | 52 | 24 | 7 | 16
0420017 | WESTOVER AIR RESERVE BASE |  | 250 PATRIOT AVE |  | CHICOPEE | MA | 010220000 | 439 MSG/CEV | 250 PATRIOT AVENUE, BOX 35 | CHICOPEE | MA | 010221670 | N | FEDERAL | SM50 | WESTOVER AIR RESERVE BASE | 4135573588 | Robert.Swain@westover.af.mil | JOHN B. | MORIARTY | 4135572434 | John.Moriarty@westover.af.mil | GAIL F. | MILLER | 4135573036 | Gail.Miller@westover.af.mil | 8 | EU13-0088BLR #8 DF B 5100 |  | BOILER | CLEAVER BROOKS | CB200-100 | 1976-12-23 | 2009 | 4.184 | 1 | 2 OIL-0.3 PCT S | NO.2 | 58 | Distillate Oil (No. 2) | 0.3 | 0.001 | 4.0042 | E3GAL | 558.9863 | OK | N | 24 | 7 | 52 | 24 | 7 | 16
0420017 | WESTOVER AIR RESERVE BASE |  | 250 PATRIOT AVE |  | CHICOPEE | MA | 010220000 | 439 MSG/CEV | 250 PATRIOT AVENUE, BOX 35 | CHICOPEE | MA | 010221670 | N | FEDERAL | SM50 | WESTOVER AIR RESERVE BASE | 4135573588 | Robert.Swain@westover.af.mil | JOHN B. | MORIARTY | 4135572434 | John.Moriarty@westover.af.mil | GAIL F. | MILLER | 4135573036 | Gail.Miller@westover.af.mil | 9 | EU13-0097BLR 9 2FUEL-0.3 PCT S B. 7040 |  | BOILER | YORK SHIPLEY | UNKNOWN | 1990-04-01 | 2009 | 6.09 | 1 | 2 OIL-0.3 S | NO.2 | 58 | Distillate Oil (No. 2) | 0.3 | 0.001 | 0 | E3GAL | 0 | OK | N | 0 | 0 | 0 | 24 | 7 | 12
0420017 | WESTOVER AIR RESERVE BASE |  | 250 PATRIOT AVE |  | CHICOPEE | MA | 010220000 | 439 MSG/CEV | 250 PATRIOT AVENUE, BOX 35 | CHICOPEE | MA | 010221670 | N | FEDERAL | SM50 | WESTOVER AIR RESERVE BASE | 4135573588 | Robert.Swain@westover.af.mil | JOHN B. | MORIARTY | 4135572434 | John.Moriarty@westover.af.mil | GAIL F. | MILLER | 4135573036 | Gail.Miller@westover.af.mil | 19 | EU16-00DFBLR COMBINED DUAL FUEL BOILERS | 6 | BOILER | BURNHAM | V908A | 1960-01-01 | 2009 | 9.695 | 1 | 2 FUEL OIL -0.3 PCT S | NO.2 | 58 | Distillate Oil (No. 2) | 0.3 | 0.001 | 4.5023 | E3GAL | 628.5211 | OK | N | 24 | 7 | 52 | 24 | 7 | 11
0420017 | WESTOVER AIR RESERVE BASE |  | 250 PATRIOT AVE |  | CHICOPEE | MA | 010220000 | 439 MSG/CEV | 250 PATRIOT AVENUE, BOX 35 | CHICOPEE | MA | 010221670 | N | FEDERAL | SM50 | WESTOVER AIR RESERVE BASE | 4135573588 | Robert.Swain@westover.af.mil | JOHN B. | MORIARTY | 4135572434 | John.Moriarty@westover.af.mil | GAIL F. | MILLER | 4135573036 | Gail.Miller@westover.af.mil | 27 | EU16-00N2BLR COMBINED NO.2 FUEL OIL BOILERS | 5 | BOILER | WEIL MCLAIN | 478 | 1960-01-01 | 2009 | 1.706 | 1 | 2 FUEL OIL | NO.2 | 58 | Distillate Oil (No. 2) | 0.03 | 0.001 | 20.7287 | E3GAL | 2893.7265 | OK | Y | 8 | 7 | 52 | 24 | 7 | 17
0420018 | BRIDGE STREET SCHOOL |  | 2 PARSONS ST |  | NORTHAMPTON | MA | 010600000 | 212 MAIN STREET |  | NORTHAMPTON | MA | 010600000 | Y | LOCAL GOVERNMENT | NM25 | CITY OF NORTHAMPTON, SCHOOL DEPARTMENT | 4135871331 | rodrigi@nps.northampton.ma.us | JASON | DOYLE | 4135871020 | jdoyle@northamptonma.gov | DAVID | POMERANTZ | 4135871260 | DPOMERANTZ@NORTHAMPTONMA.GOV | 1 | BOILER #1-HB SMITH 28A-8 DUAL FUEL 2.5 MMBTU/HR |  | BOILER | H.B. SMITH | SERIES 28 | 1990-09-01 | 2007 | 3 | 2 | BOILER #1-HB SMITH 28A-8 #2 OIL-0.3PERCENT S | NO.2 | 58 | Distillate Oil (No. 2) | 0.3 | 0 | 0 | E3GAL | 0 | OK | N | 12 | 7 | 30 | 0 | 0 | 0
0420018 | BRIDGE STREET SCHOOL |  | 2 PARSONS ST |  | NORTHAMPTON | MA | 010600000 | 212 MAIN STREET |  | NORTHAMPTON | MA | 010600000 | Y | LOCAL GOVERNMENT | NM25 | CITY OF NORTHAMPTON, SCHOOL DEPARTMENT | 4135871331 | rodrigi@nps.northampton.ma.us | JASON | DOYLE | 4135871020 | jdoyle@northamptonma.gov | DAVID | POMERANTZ | 4135871260 | DPOMERANTZ@NORTHAMPTONMA.GOV | 2 | BOILER #2-HB SMITH 28A-8 DUAL FUEL 2.5 MMBTU/HR |  | BOILER | H.B. SMITH | SERIES 28 A8 | 1990-09-01 | 2007 | 3 | 1 | BOILER #2-HB SMITH 28A-8 | NO.2 | 58 | Distillate Oil (No. 2) | 0.3 | 0 | 0 | E3GAL | 0 | OK | N | 12 | 7 | 30 | 0 | 0 | 0
0420022 | JOHN F KENNEDY MIDDLE SCHOOL |  | 100 BRIDGE RD |  | NORTHAMPTON | MA | 010600000 | 212 MAIN ST. |  | NORTHAMPTON | MA | 010600000 | Y | LOCAL GOVERNMENT | NM50 | CITY OF NORTHAMPTON, SCHOOL DEPARTMENT | 4135871331 | rodrigi@nps.northampton.ma.us | JASON | DOYLE | 4135871020 | jdoyle@northamptonma.gov | DAVID | POMERANTZ | 4135871238 | DPOMERANTZ@NORTHAMPTONMA.GOV | 5 | EU#1B OIL HB SMITH MILLS 450 DUAL FUEL |  | BOILER | HB SMITH | 450 MILLS | 1997-01-01 | 2008 | 5.4 | 1 | NO. 2 OIL | NO.2 | 58 | Distillate Oil (No. 2) | 0.03 |  | 0 | E3GAL | 0 | OK | N | 24 | 7 | 35 | 0 | 0 | 0
0420022 | JOHN F KENNEDY MIDDLE SCHOOL |  | 100 BRIDGE RD |  | NORTHAMPTON | MA | 010600000 | 212 MAIN ST. |  | NORTHAMPTON | MA | 010600000 | Y | LOCAL GOVERNMENT | NM50 | CITY OF NORTHAMPTON, SCHOOL DEPARTMENT | 4135871331 | rodrigi@nps.northampton.ma.us | JASON | DOYLE | 4135871020 | jdoyle@northamptonma.gov | DAVID | POMERANTZ | 4135871238 | DPOMERANTZ@NORTHAMPTONMA.GOV | 6 | EU#2B OIL HB SMITH MILLS 450 DUAL FUEL |  | BOILER | HB SMITH | 450 MILLS | 1997-01-01 | 2008 | 5.4 | 1 | NO.2 OIL | NO.2 | 58 | Distillate Oil (No. 2) | 0.03 |  | 0 | E3GAL | 0 | OK | N | 1 | 1 | 1 | 0 | 0 | 0
0420038 | HOLYOKE GAS & ELECTRIC DEPARTMENT |  | 102 CABOT ST |  | HOLYOKE | MA | 010406074 | 99 SUFFOLK STREET |  | HOLYOKE | MA | 010405082 | Y | LOCAL GOVERNMENT | OP5.5 | HOLYOKE GAS AND ELECTRIC DEPT | 4135369392 | cmartel@hged.com | CHARLES | MARTEL | 4135369392 | cmartel@hged.com | CHARLES | MARTEL | 4135369392 | cmartel@hged.com | 3 | BOILER #7-ENGLISH #80DF550 DUAL FUEL |  | BOILER | ENGLISH | 80DF550 | 2003-05-01 | 2011 | 115 | 1 | BOILER #7-ENGLISH #80DF550 #2 OIL@.05 S | NO.2 | 58 | Distillate Oil (No. 2) | 0.05 | 0 | 0 | E3GAL | 0 | OK | N | 3 | 1 | 2 | 0 | 0 | 0
0420038 | HOLYOKE GAS & ELECTRIC DEPARTMENT |  | 102 CABOT ST |  | HOLYOKE | MA | 010406074 | 99 SUFFOLK STREET |  | HOLYOKE | MA | 010405082 | Y | LOCAL GOVERNMENT | OP5.5 | HOLYOKE GAS AND ELECTRIC DEPT | 4135369392 | cmartel@hged.com | CHARLES | MARTEL | 4135369392 | cmartel@hged.com | CHARLES | MARTEL | 4135369392 | cmartel@hged.com | 4 | BOILER #8-ENGLISH #80DF550 DUAL FUEL |  | BOILER | ENGLISH | 80DF550 | 2003-05-01 | 2011 | 126 | 1 | BOILER #8-ENGLISH #80DF550 #2 OIL@0.05 S | NO.2 | 58 | Distillate Oil (No. 2) | 0.05 | 0 | 0 | E3GAL | 0 | OK | N | 3 | 1 | 2 | 0 | 0 | 0
0420040 | MT TOM GENERATING COMPANY LLC | MOUNT TOM GENERATING STATION | 200 NORTHAMPTON ST |  | HOLYOKE | MA | 010400000 | 200 NORTHAMPTON ST |  | HOLYOKE | MA | 010400000 | N | UTILITY | OP18 | MT. TOM GENERATING COMPANY, LLC | 8608956900 | mike.gwyther@gdfsuezna.com | MIKE | GWYTHER | 4135369562 | Mike.Gwyther@gdfsuezna.com | MILTON | HARRIS | 4135369571 | Milton.Harris@gdfsuezna.com | 1 | BOILER #1-RILEY STOKER DUAL FUEL |  | BOILER | RILEY STOKER | -- | 1960-07-01 | 2011 | 1480 | 2 | BOILER #1-RILEY STOKER #2 OIL | NO.2 | 58 | Distillate Oil (No. 2) | 0.17 | 0 | 205.9 | E3GAL | 28743.64 | OK | N | 24 | 7 | 50 | 24 | 7 | 22
0420041 | PROVIDENCE HOSPITAL |  | 1233 MAIN ST |  | HOLYOKE | MA | 010400000 | 1233 MAIN STREET |  | HOLYOKE | MA | 010400000 | N | PRIVATE | SM80-7 | PROVIDENCE HOSPITAL | 4135392650 | Linda.Carvalho@sphs.com | LINDA | CARVALHO | 4135392650 | Linda.Carvalho@sphs.com | LINDA | CARVALHO | 4135392650 | Linda.Carvalho@sphs.com | 1 | BOILER #1-BIGELOW TYPE B DUAL FUEL |  | BOILER | BIGELOW | TYPE B | 1975-01-01 | 2011 | 26 | 1 | BOILER #1-BIGELOW TYPE B #2 OIL | NO.2 | 58 | Distillate Oil (No. 2) | 0.05 | 0 | 0 | E3GAL | 0 | OK | Y | 24 | 7 | 52 | 24 | 7 | 22
0420041 | PROVIDENCE HOSPITAL |  | 1233 MAIN ST |  | HOLYOKE | MA | 010400000 | 1233 MAIN STREET |  | HOLYOKE | MA | 010400000 | N | PRIVATE | SM80-7 | PROVIDENCE HOSPITAL | 4135392650 | Linda.Carvalho@sphs.com | LINDA | CARVALHO | 4135392650 | Linda.Carvalho@sphs.com | LINDA | CARVALHO | 4135392650 | Linda.Carvalho@sphs.com | 2 | BOILER #2-BIGELOW TYPE B DUAL FUEL |  | BOILER | BIGELOW | TYPE B | 1975-01-01 | 2011 | 26 | 1 | BOILER #2-BIGELOW TYPE B #2 OIL | NO.2 | 58 | Distillate Oil (No. 2) | 0.05 | 0 | 0.975 | E3GAL | 136.11 | OK | Y | 24 | 7 | 52 | 24 | 7 | 22
0420043 | PALMER HIGH SCHOOL |  | 105 MAIN ST |  | PALMER | MA | 010690000 | 105 MAIN STREET |  | PALMER | MA | 010690000 | Y | LOCAL GOVERNMENT | NM99 | PALMER HIGH SCHOOL | 4132832653 |  | STEPHEN | MUNIEC | 4132832653 |  | STEPHEN | MUNIEC | 4132832653 |  | 1 | BOILER #1-H.B.SMITH 40 GPH #2 OIL-0.3%S |  | BOILER | H.B. SMITH | 2800 | 1990-06-01 | 2005 | 5 | 1 | BOILER #1-H.B.SMITH 40 GPH #2 OIL-0.3%S | NO.2 | 58 | Distillate Oil (No. 2) | 0.3 | 0 | 17 | E3GAL | 2373.2 | OK | N | 24 | 7 | 26 | 24 | 7 | 23
0420043 | PALMER HIGH SCHOOL |  | 105 MAIN ST |  | PALMER | MA | 010690000 | 105 MAIN STREET |  | PALMER | MA | 010690000 | Y | LOCAL GOVERNMENT | NM99 | PALMER HIGH SCHOOL | 4132832653 |  | STEPHEN | MUNIEC | 4132832653 |  | STEPHEN | MUNIEC | 4132832653 |  | 2 | BOILER #2-H.B.SMITH 40 GPH #2 OIL-0.3%S |  | BOILER | H.B. SMITH | 2800 | 1990-06-01 | 2005 | 5 | 1 | BOILER #2-H.B.SMITH 40 GPH #2 OIL-0.3%S | NO.2 | 58 | Distillate Oil (No. 2) | 0.3 | 0 | 17 | E3GAL | 2373.2 | OK | N | 24 | 7 | 26 | 0 | 0 | 0
0420043 | PALMER HIGH SCHOOL |  | 105 MAIN ST |  | PALMER | MA | 010690000 | 105 MAIN STREET |  | PALMER | MA | 010690000 | Y | LOCAL GOVERNMENT | NM99 | PALMER HIGH SCHOOL | 4132832653 |  | STEPHEN | MUNIEC | 4132832653 |  | STEPHEN | MUNIEC | 4132832653 |  | 3 | BOILER #3-H.B.SMITH 40 GPH #2 OIL-0.3%S |  | BOILER | H.B. SMITH | 2800 | 1990-01-01 | 2005 | 5 | 1 | BOILER #3-H.B.SMITH 40 GPH #2 OIL-0.3%S | NO.2 | 58 | Distillate Oil (No. 2) | 0.3 | 0 | 17 | E3GAL | 2373.2 | OK | N | 24 | 7 | 26 | 0 | 0 | 0
0420044 | PALMER OLD MILL POND SCHOOL |  | 107 MAIN ST |  | PALMER | MA | 010690000 | 107 MAIN STREET |  | PALMER | MA | 010690000 | Y | STATE | NM25 | PALMER OLD MILL POND SCHOOL | 4132832653 |  | STEPHEN | MUNIEC | 4132832653 |  | STEPHEN | MUNIEC | 4132832653 |  | 1 | BLR #1:HB SMITH 40GPH #2 OIL 0.3%S |  | BOILER | H.B. SMITH | 2800 | 1990-06-01 | 2005 | 5 | 1 | BOILER #1-HB SMITH 36 GPH #2 OIL-0.3%S | NO.2 | 58 | Distillate Oil (No. 2) | 0.3 | 0 | 27.9 | E3GAL | 3894.84 | OK | N | 24 | 7 | 39 | 24 | 7 | 15
0420044 | PALMER OLD MILL POND SCHOOL |  | 107 MAIN ST |  | PALMER | MA | 010690000 | 107 MAIN STREET |  | PALMER | MA | 010690000 | Y | STATE | NM25 | PALMER OLD MILL POND SCHOOL | 4132832653 |  | STEPHEN | MUNIEC | 4132832653 |  | STEPHEN | MUNIEC | 4132832653 |  | 2 | BLR #2:HB SMITH 40 GPH #2 OIL 0.3%S |  | BOILER | H.B. SMITH | 2800 | 1990-06-01 | 2005 | 5 | 1 | BOILER #2-HB SMITH 34 GPH #2 OIL-0.3%S | NO.2 | 58 | Distillate Oil (No. 2) | 0.3 | 0 | 5 | E3GAL | 698 | OK | N | 24 | 7 | 39 | 24 | 7 | 12
0420047 | LUDLOW MILLS | WESTMASS AREA DEVELOPMENT CORP | 100 STATE ST |  | LUDLOW | MA | 010560000 | 255 PADGETTE ST |  | CHICOPEE | MA | 010220000 | N | PRIVATE | SM79-R | WESTMASS AREA DEVELOPMENT CORPORATION | 4135936421 | k.delude@westmassdevelopment.com | BRYAN | NICHOLAS | 4135936421 | b.nicholas@westmassdevelopment.com | KENNETH | DELUDE | 4135936421 | k.delude@westmassdevelopment.com | 1 | BOILER #1-BIGELOW ST-434 #6 OIL-1.0 |  | BOILER | BIGELOW | ST 434 | 1989-01-01 | 2011 | 28 | 2 | BOILER #1-BIGELOW ST 434 #2 OIL | NO.2 | 58 | Distillate Oil (No. 2) | 0.3 | 0 | 0 | E3GAL | 0 | OK | N | 24 | 7 | 31 | 0 | 0 | 0
0420054 | COOLEY DICKINSON HOSPITAL |  | 30 LOCUST ST |  | NORTHAMPTON | MA | 010600000 | 30 LOCUST ST |  | NORTHAMPTON | MA | 010600000 | N | PRIVATE | SM80-7 | COOLEY DICKINSON HOSPITAL | 4135822312 | John_Lombardi@cooley-dickinson.org | JOHN | LOMBARDI | 4135822312 | John_Lombardi@cooley-dickinson.org | JEFF | BIBEAU | 4135723243 | JPBibeau@TigheBond.com | 1 | BOILER #1-RILEY UNION DUAL FUEL |  | BOILER | RILEY | VARIOUS | 1969-06-01 | 2011 | 25 | 1 | BOILER #1-RILEY #2 OIL-0.3 PERCENT S | NO.2 | 58 | Distillate Oil (No. 2) | 0.3 | 0 | 1.031 | E3GAL | 143.9276 | OK | Y | 20 | 2 | 52 | 20 | 2 | 22
0420054 | COOLEY DICKINSON HOSPITAL |  | 30 LOCUST ST |  | NORTHAMPTON | MA | 010600000 | 30 LOCUST ST |  | NORTHAMPTON | MA | 010600000 | N | PRIVATE | SM80-7 | COOLEY DICKINSON HOSPITAL | 4135822312 | John_Lombardi@cooley-dickinson.org | JOHN | LOMBARDI | 4135822312 | John_Lombardi@cooley-dickinson.org | JEFF | BIBEAU | 4135723243 | JPBibeau@TigheBond.com | 2 | BOILER #2-ERIE CITY TYPE O #2 OIL-0.3 PERCENT S |  | BOILER | UNKNOWN | UNKNOWN | 1981-11-19 | 2011 | 16.5 | 1 | BOILER #2-ERIE CITY TYPE O #2 OIL-0.3 PERCENT S | NO.2 | 58 | Distillate Oil (No. 2) | 0.3 | 0 | 1.031 | E3GAL | 143.9276 | OK | Y | 20 | 2 | 52 | 20 | 2 | 22
0420058 | SMITH COLLEGE |  | 126 WEST ST |  | NORTHAMPTON | MA | 010630000 | 126 WEST STREET |  | NORTHAMPTON | MA | 010630000 | N | PRIVATE | SM79-7 | SMITH COLLEGE | 4135842700 | cdougher@smith.edu | JOHN | SHENETTE | 4135852400 | jshenette@smith.edu | STEPHEN | SLOCOMB | 9784616214 | sslocomb@epsilonassociates.com | 15 | O AND S REHEAT BOILER - FUEL OIL 2 |  | BOILER | ORR AND SEMBLOWER | NA | 1956-06-06 | 2010 | 1.274 | 1 | NO. 2 OIL | NO.2 | 58 | Distillate Oil (No. 2) | 0.3 | 0.1 | 0 | E3GAL | 0 | OK | N | 5 | 1 | 2 | 5 | 1 | 1
0420058 | SMITH COLLEGE |  | 126 WEST ST |  | NORTHAMPTON | MA | 010630000 | 126 WEST STREET |  | NORTHAMPTON | MA | 010630000 | N | PRIVATE | SM79-7 | SMITH COLLEGE | 4135842700 | cdougher@smith.edu | JOHN | SHENETTE | 4135852400 | jshenette@smith.edu | STEPHEN | SLOCOMB | 9784616214 | sslocomb@epsilonassociates.com | 17 | FIELD HOUSE WATER HEATER - #2 FUEL OIL |  | BOILER | VIESSMANN | NA | 1990-01-01 | 2011 | 0.413 | 1 | NO. 2 OIL | NO.2 | 58 | Distillate Oil (No. 2) | 0.3 | 0.1 | 1.85 | E3GAL | 258.26 | OK | N | 15 | 1 | 8 | 0 | 0 | 0
0420059 | VA CENTRAL WESTERN MASS HEALTHCARE SYST |  | 421 NORTH MAIN ST | RTE 9 | NORTHAMPTON | MA | 010600000 | 421 NORTH MAIN ST |  | LEEDS | MA | 010539764 | N | FEDERAL | SM25 | NORTHAMPTON VA MEDICAL CENTER | 4135844040 | roger.johnson4@va.gov | ROGER | JOHNSON | 4135823000 | roger.johnson4@va.gov | JAMES | MCPHERSON | 4135823014 | james.mcpherson@va.gov | 1 | BOILER #1-COMBUSTION ENGINEERING 14-0-VP DUAL FUEL |  | BOILER | COMBUSTION ENGINEERING | 5738 | 1957-06-30 | 2009 | 24.25 | 1 | BOILER #1-COMBUSTION ENG 14-0-VP #2 OIL-0.03 S | NO.2 | 58 | Distillate Oil (No. 2) | 0.03 | 0 | 0.164 | E3GAL | 22.8944 | OK | N | 24 | 7 | 42 | 24 | 7 | 18
0420059 | VA CENTRAL WESTERN MASS HEALTHCARE SYST |  | 421 NORTH MAIN ST | RTE 9 | NORTHAMPTON | MA | 010600000 | 421 NORTH MAIN ST |  | LEEDS | MA | 010539764 | N | FEDERAL | SM25 | NORTHAMPTON VA MEDICAL CENTER | 4135844040 | roger.johnson4@va.gov | ROGER | JOHNSON | 4135823000 | roger.johnson4@va.gov | JAMES | MCPHERSON | 4135823014 | james.mcpherson@va.gov | 2 | BOILER #2-COMBUSTION ENGINEERING 14-0-VP DUAL FUEL |  | BOILER | COMBUSTION ENGINEERING | 5736 | 1957-06-30 | 2009 | 24.25 | 1 | BOILER #2-COMBUSTION ENG 14-0-VP #2 OIL-0.03 S | NO.2 | 58 | Distillate Oil (No. 2) | 0.03 | 0 | 0.026 | E3GAL | 3.6296 | OK | N | 24 | 7 | 44 | 24 | 7 | 18
0420059 | VA CENTRAL WESTERN MASS HEALTHCARE SYST |  | 421 NORTH MAIN ST | RTE 9 | NORTHAMPTON | MA | 010600000 | 421 NORTH MAIN ST |  | LEEDS | MA | 010539764 | N | FEDERAL | SM25 | NORTHAMPTON VA MEDICAL CENTER | 4135844040 | roger.johnson4@va.gov | ROGER | JOHNSON | 4135823000 | roger.johnson4@va.gov | JAMES | MCPHERSON | 4135823014 | james.mcpherson@va.gov | 3 | BOILER #3-COMBUSTION ENG 14-0-VP DUAL FUEL |  | BOILER | COMBUSTION ENGINEERING | 5740 | 1957-06-30 | 2009 | 12.125 | 1 | BOILER #3-COMBUSTION ENG 14-0-VP #2 OIL-0.03 S | NO.2 | 58 | Distillate Oil (No. 2) | 0.03 | 0 | 0.951 | E3GAL | 132.7596 | OK | N | 24 | 7 | 15 | 24 | 7 | 6
0420059 | VA CENTRAL WESTERN MASS HEALTHCARE SYST |  | 421 NORTH MAIN ST | RTE 9 | NORTHAMPTON | MA | 010600000 | 421 NORTH MAIN ST |  | LEEDS | MA | 010539764 | N | FEDERAL | SM25 | NORTHAMPTON VA MEDICAL CENTER | 4135844040 | roger.johnson4@va.gov | ROGER | JOHNSON | 4135823000 | roger.johnson4@va.gov | JAMES | MCPHERSON | 4135823014 | james.mcpherson@va.gov | 9 | BOILERS - QUARTERS 17A THRU 23B | 11 | BOILER | H.B. SMITH | BB14 | 1985-06-30 | 2009 | 1.914 | 1 | NO. 2 FUEL OIL | NO.2 | 58 | Distillate Oil (No. 2) | 0.03 | 0 | 17.9481 | E3GAL | 2505.5548 | OK | Y | 24 | 7 | 52 | 24 | 7 | 22
0420061 | BARNHARDT MANUFACTURING CO |  | 247 MAIN ST | RTE 112 | COLRAIN | MA | 013400000 | PO BOX 3 |  | COLRAIN | MA | 013400003 | N | PRIVATE | SM79-7 | BARNHARDT MANUFACTURING | 4136243471 | albert.sheridan@barnhardt.net | ALBERT | SHERIDAN | 4136243471 | albertsheridan@barnhardt.net | ALBERT | SHERIDAN | 4136243471 | albertsheridan@barnhardt.net | 2 | STEAM GENERATOR #1-CLAYTON E-204 7.8 MMBTU/HR |  | BOILER | CLAYTON | E-204 | 1997-12-14 | 2009 | 7.8 | 1 | STEAM GENERATOR #1-CLAYTON E-204 | NO.2 | 58 | Distillate Oil (No. 2) | 0.3 | 0 | 10.7 | E3GAL | 1493.72 | OK | Y | 24 | 7 | 52 | 24 | 7 | 22
0420083 | INDIAN ORCHARD MILL |  | 34 FRONT ST |  | SPRINGFIELD | MA | 011510000 | P.O.BOX 51006 |  | INDIAN ORCHARD | MA | 011510000 | N | PRIVATE | NM99 | INDIAN ORCHARD MILLS | 4135433321 | CHARLES@INDIANORCHARDMILLS.COM | CHARLES | BRUSH | 4135433321 | CHARLES@INDIANORCHARDMILLS.COM | CHARLES | BRUSH | 4135433321 | CHARLES@INDIANORCHARDMILLS.COM | 1 | BOILER #1 DUAL FUEL |  | BOILER | UNION IRON WORKS | UNKNOWN | 1955-12-12 | 2010 | 25.2 | 1 | BOILER #1 #2 OIL | NO.2 | 58 | Distillate Oil (No. 2) | 0.3 | 0 | 0 | E3GAL | 0 | OK | N | 24 | 6 | 26 | 0 | 0 | 0
0420086 | SOLUTIA INCORPORATED |  | 730 WORCESTER ST |  | SPRINGFIELD | MA | 011511089 | 730 WORCESTER ST |  | SPRINGFIELD | MA | 011511089 | N | PRIVATE | OP16 | SOLUTIA INC | 3146741000 | adstra@solutia.com | DAVID | LAHR | 4137303000 | dwlahr@solutia.com | ALAN | STRATTON | 4137303551 | adstra@solutia.com | 2 | POWER HOUSE - BOILER #9 |  | BOILER | COMBUSTION ENGINEERING | 27VP-12W | 1964-01-01 | 2011 | 112 | 2 | BOILER #9-FUEL OIL | NO.2 | 58 | Distillate Oil (No. 2) | 0.3 |  | 0 | E3GAL | 0 | OK | N | 3 | 7 | 50 | 3 | 7 | 22
0420086 | SOLUTIA INCORPORATED |  | 730 WORCESTER ST |  | SPRINGFIELD | MA | 011511089 | 730 WORCESTER ST |  | SPRINGFIELD | MA | 011511089 | N | PRIVATE | OP16 | SOLUTIA INC | 3146741000 | adstra@solutia.com | DAVID | LAHR | 4137303000 | dwlahr@solutia.com | ALAN | STRATTON | 4137303551 | adstra@solutia.com | 3 | POWER HOUSE - BOILER #10 |  | BOILER | BABCOCK & WILCOX | EM117 | 1976-08-06 | 2011 | 196 | 2 | BOILER #10 - FUEL OIL | NO.2 | 58 | Distillate Oil (No. 2) | 0.3 | 0 | 0 | E3GAL | 0 | OK | N | 6 | 7 | 50 | 12 | 7 | 22
0420087 | SPRINGFIELD HOSPITAL LLC DBA:PARKVIEW |  | 1400 STATE ST |  | SPRINGFIELD | MA | 011090000 | 1400 STATE STREET |  | SPRINGFIELD | MA | 011090000 | N | PRIVATE | SM50 | SPRINGFIELD HOSPITAL LLC | 4137266703 | Karen.Moore@kindredheathcare.com | MOORE | KAREN | 4137348435 | Karen.Moore@kindredhealthcare.com | YAKAV | GELLAR | 4137876700 | Yakav.Gellar@kindredhealthcare.com | 1 | BOILER #1-BURNHAM FT DUAL FUEL 8.5 MMBTU/HR |  | BOILER | BURNHAM | 3B.200.50.G6.10 | 1990-01-01 | 2009 | 0.01 | 2 | BOILER #1-BURNHAM FT FUEL OIL | NO.2 | 58 | Distillate Oil (No. 2) | 0.5 |  | 0 | E3GAL | 0 | OK | N | 24 | 7 | 50 | 4 | 7 | 22
0420087 | SPRINGFIELD HOSPITAL LLC DBA:PARKVIEW |  | 1400 STATE ST |  | SPRINGFIELD | MA | 011090000 | 1400 STATE STREET |  | SPRINGFIELD | MA | 011090000 | N | PRIVATE | SM50 | SPRINGFIELD HOSPITAL LLC | 4137266703 | Karen.Moore@kindredheathcare.com | MOORE | KAREN | 4137348435 | Karen.Moore@kindredhealthcare.com | YAKAV | GELLAR | 4137876700 | Yakav.Gellar@kindredhealthcare.com | 2 | BOILER #2-BURNHAM FT DUAL FUEL 8.5 MMBTU/HR |  | BOILER | CLEAVER BROOKS | 3B.200.50.G6.10 | 1990-01-01 | 2009 | 9 | 1 | BOILER #2-BURNHAM FT #2 OIL | NO.2 | 58 | Distillate Oil (No. 2) | 0.5 |  | 0 | E3GAL | 0 | OK | N | 0 | 0 | 0 | 0 | 0 | 0
0420087 | SPRINGFIELD HOSPITAL LLC DBA:PARKVIEW |  | 1400 STATE ST |  | SPRINGFIELD | MA | 011090000 | 1400 STATE STREET |  | SPRINGFIELD | MA | 011090000 | N | PRIVATE | SM50 | SPRINGFIELD HOSPITAL LLC | 4137266703 | Karen.Moore@kindredheathcare.com | MOORE | KAREN | 4137348435 | Karen.Moore@kindredhealthcare.com | YAKAV | GELLAR | 4137876700 | Yakav.Gellar@kindredhealthcare.com | 3 | BOILER #3-BIGELOW HRT #6 OIL |  | BOILER | HEART BIGELOW | 6680 | 1952-09-01 | 2009 | 0.01 | 2 | BOILER #3-BIGELOW HRT FUEL OIL | NO.2 | 58 | Distillate Oil (No. 2) | 0.5 |  | 0 | E3GAL | 0 | OK | N | 24 | 7 | 50 | 4 | 7 | 22
0420087 | SPRINGFIELD HOSPITAL LLC DBA:PARKVIEW |  | 1400 STATE ST |  | SPRINGFIELD | MA | 011090000 | 1400 STATE STREET |  | SPRINGFIELD | MA | 011090000 | N | PRIVATE | SM50 | SPRINGFIELD HOSPITAL LLC | 4137266703 | Karen.Moore@kindredheathcare.com | MOORE | KAREN | 4137348435 | Karen.Moore@kindredhealthcare.com | YAKAV | GELLAR | 4137876700 | Yakav.Gellar@kindredhealthcare.com | 4 | BOILER #4-BIGALOW HRT #6 OIL |  | BOILER | HART BIGELOW | 6680 | 1952-09-01 | 2009 | 12 | 1 | BOILER #4-BIGELOW HRT #2 OIL | NO.2 | 58 | Distillate Oil (No. 2) | 0.03 | 0 | 0 | E3GAL | 0 | OK | N | 0 | 0 | 0 | 0 | 0 | 0
0420093 | BAYSTATE MEDICAL CENTER |  | 759 CHESTNUT ST |  | SPRINGFIELD | MA | 011990000 | 759 CHESTNUT STREET |  | SPRINGFIELD | MA | 011990000 | N | PRIVATE | SM80-R | BAYSTATE MEDICAL CENTER | 4137945494 | sean.gouvin@bhs.org | SEAN | GOUVIN | 4137943260 | sean.gouvin@bhs.org | JEFFREY | BIBEAU | 4135723243 | JPBibeau@tighebond.com | 25 | BOILER 4 - CLEAVER BROOKS CBLE-500 DUAL FUEL |  | BOILER | CLEAVER BROOKS | CBLE-500-15ST | 2010-11-01 | 2011 | 21.4 | 1 | NO. 2 FUEL OIL | NO.2 | 58 | Distillate Oil (No. 2) | 0.0015 | 0 | 0 | E3GAL | 0 | OK | N | 24 | 7 | 24 | 24 | 7 | 21
0420093 | BAYSTATE MEDICAL CENTER |  | 759 CHESTNUT ST |  | SPRINGFIELD | MA | 011990000 | 759 CHESTNUT STREET |  | SPRINGFIELD | MA | 011990000 | N | PRIVATE | SM80-R | BAYSTATE MEDICAL CENTER | 4137945494 | sean.gouvin@bhs.org | SEAN | GOUVIN | 4137943260 | sean.gouvin@bhs.org | JEFFREY | BIBEAU | 4135723243 | JPBibeau@tighebond.com | 26 | BOILER #5 - CLEAVER BROOKS CBLE-500 DUAL FUEL |  | BOILER | CLEAVER BROOKS | CBLE-500-15ST | 2010-11-01 | 2011 | 21.4 | 1 | NO. 2 FUEL OIL | NO.2 | 58 | Distillate Oil (No. 2) | 0.0015 | 0 | 0 | E3GAL | 0 | OK | N | 24 | 7 | 36 | 24 | 7 | 21
0420093 | BAYSTATE MEDICAL CENTER |  | 759 CHESTNUT ST |  | SPRINGFIELD | MA | 011990000 | 759 CHESTNUT STREET |  | SPRINGFIELD | MA | 011990000 | N | PRIVATE | SM80-R | BAYSTATE MEDICAL CENTER | 4137945494 | sean.gouvin@bhs.org | SEAN | GOUVIN | 4137943260 | sean.gouvin@bhs.org | JEFFREY | BIBEAU | 4135723243 | JPBibeau@tighebond.com | 27 | BOILER #6 CLEAVER BROOKS CBLE-500 DUAL FUEL |  | BOILER | CLEAVER BROOKS | CBLE-500-15ST | 2010-11-01 | 2011 | 21.4 | 1 | NO. 2 FUEL OIL | NO.2 | 58 | Distillate Oil (No. 2) | 0.0015 | 0 | 0 | E3GAL | 0 | OK | N | 24 | 7 | 52 | 24 | 7 | 21
0420094 | SPRINGFIELD TECHNICAL COMMUNITY COLLEGE |  | 1 ARMORY SQ | SUITE 1 | SPRINGFIELD | MA | 011029000 | 1 ARMORY SQUARE |  | SPRINGFIELD | MA | 011050000 | Y | STATE | SM80-R | SPRINGFIELD TECHNICAL COMMUNITY COLLEGE | 4137817822X0 | mesocha@stcc.edu | MAUREEN | SOCHA | 4137554460 | MESocha@stcc.edu | MAUREEN | SOCHA | 4137554460 | MESocha@stcc.edu | 1 | BOILER #1-CLEAVER BROOKS DW-60-HTW |  | BOILER | CLEAVER BROOKS | DW-60-HTW | 1973-09-08 | 2011 | 42 | 1 | BOILER #1-CLEAVER BROOKS DW-60-HTW #2 FUEL OIL | NO.2 | 58 | Distillate Oil (No. 2) | 0.3 | 0 | 0 | E3GAL | 0 | OK | Y | 24 | 7 | 52 | 24 | 7 | 22
0420094 | SPRINGFIELD TECHNICAL COMMUNITY COLLEGE |  | 1 ARMORY SQ | SUITE 1 | SPRINGFIELD | MA | 011029000 | 1 ARMORY SQUARE |  | SPRINGFIELD | MA | 011050000 | Y | STATE | SM80-R | SPRINGFIELD TECHNICAL COMMUNITY COLLEGE | 4137817822X0 | mesocha@stcc.edu | MAUREEN | SOCHA | 4137554460 | MESocha@stcc.edu | MAUREEN | SOCHA | 4137554460 | MESocha@stcc.edu | 2 | BOILER #2-CLEAVER BROOKS DW-60-HTW |  | BOILER | CLEAVER BROOKS DUAL FUEL | DW-60-HTW | 1973-09-08 | 2011 | 42 | 1 | BOILER #2-CLEAVER BROOKS DW-60-HTW #2 FUEL OIL | NO.2 | 58 | Distillate Oil (No. 2) | 0.3 | 0 | 0 | E3GAL | 0 | OK | Y | 24 | 7 | 52 | 24 | 7 | 22
0420094 | SPRINGFIELD TECHNICAL COMMUNITY COLLEGE |  | 1 ARMORY SQ | SUITE 1 | SPRINGFIELD | MA | 011029000 | 1 ARMORY SQUARE |  | SPRINGFIELD | MA | 011050000 | Y | STATE | SM80-R | SPRINGFIELD TECHNICAL COMMUNITY COLLEGE | 4137817822X0 | mesocha@stcc.edu | MAUREEN | SOCHA | 4137554460 | MESocha@stcc.edu | MAUREEN | SOCHA | 4137554460 | MESocha@stcc.edu | 3 | BOILER #3-CLEAVER BROOKS DW-60-HTW |  | BOILER | CLEAVER BROOKS DUAL FUEL | DW-60-HTW | 1973-09-08 | 2011 | 42 | 1 | BOILER #3-CLEAVER BROOKS DW-60-HTW #2 FUEL OIL | NO.2 | 58 | Distillate Oil (No. 2) | 0.3 | 0 | 0 | E3GAL | 0 | OK | Y | 24 | 7 | 52 | 24 | 7 | 22
0420095 | TITEFLEX CORPORATION |  | 603 HENDEE ST |  | SPRINGFIELD | MA | 011390054 | PO BOX 90054 |  | SPRINGFIELD | MA | 011390054 | N | PRIVATE | SM50 | TITEFLEX CORP | 4132718245 | grooke@titeflex.com | GREG | ROOKE | 4132718245 | grooke@titeflex.com | GREG | ROOKE | 4132718245 | grooke@titeflex.com | 40 | BOILER #4 (NEW) |  | BOILER | SMITH | 28HE-SW-10 | 2007-08-07 | 2011 | 4 | 1 | #2 FUEL OIL | NO.2 | 58 | Distillate Oil (No. 2) | 0.3 | 0 | 0 | E3GAL | 0 | OK | N | 24 | 7 | 26 | 0 | 0 | 0
0420095 | TITEFLEX CORPORATION |  | 603 HENDEE ST |  | SPRINGFIELD | MA | 011390054 | PO BOX 90054 |  | SPRINGFIELD | MA | 011390054 | N | PRIVATE | SM50 | TITEFLEX CORP | 4132718245 | grooke@titeflex.com | GREG | ROOKE | 4132718245 | grooke@titeflex.com | GREG | ROOKE | 4132718245 | grooke@titeflex.com | 41 | BOILER #5 (NEW) |  | BOILER | SMITH | 28HE-SW-10 | 2007-08-07 | 2011 | 4 | 1 | #2 FUEL OIL | NO.2 | 58 | Distillate Oil (No. 2) | 0.3 | 0 | 0 | E3GAL | 0 | OK | N | 24 | 7 | 26 | 0 | 0 | 0
0420096 | SOUTH CAMPUS GROUP LLC |  | 140 HIGH ST |  | SPRINGFIELD | MA | 011990000 | 1441 MAIN STREET |  | SPRINGFIELD | MA | 011030000 | N | PRIVATE | SM50 | SOUTH CAMPUS GROUP LLC | 4137810066 | bstotler@nccas.com | WILLIAM | STOTLER | 4137810066 | bstotler@nccas.com | CARMEN | PEREZ | 4137810066 | carmen.perez@colebrookrealty.com | 8 | SUMMER BOILER-CLEAVER BROOKS #I57-700 GAS AND OIL |  | BOILER | CLEAVER-BROOKS | I-57 SERIES 700 | 1986-01-01 | 2009 | 3 | 1 | #2 OIL @0.3S | NO.2 | 58 | Distillate Oil (No. 2) | 0.3 | 0 | 5 | E3GAL | 698 | OK | N | 24 | 7 | 34 | 24 | 7 | 20
0420100 | SOUTHWORTH PAPER TURNERS FALLS MILL |  | 36 CANAL RD |  | TURNERS FALLS | MA | 013760000 | 36 CANAL RD |  | TURNERS FALLS | MA | 013760000 | N | PRIVATE | SM50 | SOUTHWORTH CO. | 4137891200 | DSOUTHWORTH@SOUTHWORTH.COM | JOHN | YAHRES | 4137891200 | JYAHRES@SOUTHWORTH.COM | JEFFREY | POIRIER | 4138634326X204 | JPOIRIER@SOUTHWORTH.COM | 1 | BOILER #1 CLAYTON IND. E-404 |  | BOILER | CLAYTON INDUSTRIES | E-404 | 2001-01-17 | 2009 | 16 | 2 | #2 FUEL OIL | NO.2 | 58 | Distillate Oil (No. 2) | 0.05 | 0 | 0 | E3GAL | 0 | OK | N | 24 | 6 | 51 | 24 | 6 | 22
0420100 | SOUTHWORTH PAPER TURNERS FALLS MILL |  | 36 CANAL RD |  | TURNERS FALLS | MA | 013760000 | 36 CANAL RD |  | TURNERS FALLS | MA | 013760000 | N | PRIVATE | SM50 | SOUTHWORTH CO. | 4137891200 | DSOUTHWORTH@SOUTHWORTH.COM | JOHN | YAHRES | 4137891200 | JYAHRES@SOUTHWORTH.COM | JEFFREY | POIRIER | 4138634326X204 | JPOIRIER@SOUTHWORTH.COM | 2 | BOILER #2 CLAYTON IND. E-404 |  | BOILER | CLAYTON INDUSTRIES | E-404 | 2001-01-17 | 2009 | 16 | 2 | #2 FUEL OIL | NO.2 | 58 | Distillate Oil (No. 2) | 0.05 | 0 | 0 | E3GAL | 0 | OK | N | 24 | 6 | 51 | 24 | 6 | 22
0420100 | SOUTHWORTH PAPER TURNERS FALLS MILL |  | 36 CANAL RD |  | TURNERS FALLS | MA | 013760000 | 36 CANAL RD |  | TURNERS FALLS | MA | 013760000 | N | PRIVATE | SM50 | SOUTHWORTH CO. | 4137891200 | DSOUTHWORTH@SOUTHWORTH.COM | JOHN | YAHRES | 4137891200 | JYAHRES@SOUTHWORTH.COM | JEFFREY | POIRIER | 4138634326X204 | JPOIRIER@SOUTHWORTH.COM | 3 | BOILER #3- CLAYTON IND E-404 |  | BOILER | CLAYTON INDUSTRIES | E-404 | 2001-01-17 | 2009 | 16 | 2 | #2 FUEL OIL | NO.2 | 58 | Distillate Oil (No. 2) | 0.05 | 0 | 0 | E3GAL | 0 | OK | N | 24 | 6 | 51 | 24 | 6 | 22
0420107 | COLUMBIA MANUFACTURING INCORPORATED |  | 1 CYCLE ST |  | WESTFIELD | MA | 010850000 | PO BOX 1230 |  | WESTFIELD | MA | 010861230 | N | PRIVATE | SM80-R | COLUMBIA MANUFACTURING INC | 4135623664X104 | asalehi@columbiamfginc.com | ALI | SALEHI | 4135623664 | asalehi@columbiamfginc.com | JAMES | RICHARDSON | 4135623664X107 | jrichardson@columbiamfginc.com | 3 | BOILER #3-KEWANEE #L3S200G06 DUAL FUEL |  | BOILER | KEWANEE | L3S200G06 | 1982-12-01 | 2011 | 8 | 1 | BOILER #3-KEWANEE #L3S200G06 #2 OIL-0.5 S | NO.2 | 58 | Distillate Oil (No. 2) | 0.5 | 0 | 0 | E3GAL | 0 | OK | N | 24 | 7 | 50 | 12 | 5 | 20
0420107 | COLUMBIA MANUFACTURING INCORPORATED |  | 1 CYCLE ST |  | WESTFIELD | MA | 010850000 | PO BOX 1230 |  | WESTFIELD | MA | 010861230 | N | PRIVATE | SM80-R | COLUMBIA MANUFACTURING INC | 4135623664X104 | asalehi@columbiamfginc.com | ALI | SALEHI | 4135623664 | asalehi@columbiamfginc.com | JAMES | RICHARDSON | 4135623664X107 | jrichardson@columbiamfginc.com | 4 | BOILER #2-KEWANEE #L3S200G06 DUAL FUEL |  | BOILER | KEWANEE | L3S200G06 | 1982-12-01 | 2011 | 8 | 1 | BOILER #2-KEWANEE #L3S200G06 #2 OIL-0.5 S | NO.2 | 58 | Distillate Oil (No. 2) | 0.5 | 0 | 0 | E3GAL | 0 | OK | N | 24 | 7 | 50 | 12 | 5 | 20
0420114 | WESTERN MASS HOSPITAL |  | 91 EAST MOUNTAIN RD |  | WESTFIELD | MA | 010850000 | 91 EAST MOUNTAIN RD |  | WESTFIELD | MA | 010850000 | Y | STATE | SM79-7 | MASSACHUSETTS DEPARTMENT OF PUBLIC HEALTH | 4135624131 | DERRICK.TALLMAN@STATE.MA.US | DERRICK | TALLMAN | 4135624131 | derrick.tallman@dph.state.ma.us | DERRICK | TALLMAN | 4135624131X112 | DERRICK.TALLMAN@STATE.MA.US | 2 | BOILER #2-CLEAVER BROOKS CB900-15 6.217 MMBTU/HR |  | BOILER | CLEAVER BROOKS | CB900 | 1988-09-01 | 2009 | 6 | 2 | NUMBER 2 OIL | NO.2 | 58 | Distillate Oil (No. 2) | 0.15 | 0 | 0 | E3GAL | 0 | OK | N | 24 | 7 | 26 | 7 | 4 | 6
0420114 | WESTERN MASS HOSPITAL |  | 91 EAST MOUNTAIN RD |  | WESTFIELD | MA | 010850000 | 91 EAST MOUNTAIN RD |  | WESTFIELD | MA | 010850000 | Y | STATE | SM79-7 | MASSACHUSETTS DEPARTMENT OF PUBLIC HEALTH | 4135624131 | DERRICK.TALLMAN@STATE.MA.US | DERRICK | TALLMAN | 4135624131 | derrick.tallman@dph.state.ma.us | DERRICK | TALLMAN | 4135624131X112 | DERRICK.TALLMAN@STATE.MA.US | 8 | BOILERS(3)-HURST #C1GO10 DUAL FUEL | 3 | BOILER | HURST | C1GO10 | 2002-09-01 | 2009 | 1 | 2 | BOILERS(3)-HURST #C16010 #2 OIL | NO.2 | 58 | Distillate Oil (No. 2) | 0.15 | 0 | 0 | E3GAL | 0 | OK | N | 24 | 7 | 26 | 24 | 7 | 5
0420117 | EP ENERGY MASS LLC | EP ENERGY MASSACHUSETTS LLC | 15 AGAWAM AVE |  | WEST SPRINGFIELD | MA | 010890000 | 15 AGAWAM AVE |  | WEST SPRINGFIELD | MA | 010890000 | N | UTILITY | OP10 | EP ENERGY MASSACHUSETTS, LLC | 4137304701 | alan.douglass@essentialpowerllc.com | JOHN | BAHRS | 7326238812 | john.bahrs@essentialpowerllc.com | ALAN | DOUGLASS | 4137304701 | alan.douglass@essentialpowerllc.com | 3 | BOILER #3-LEAR SIEGLER RM-41 MULTI FUEL |  | BOILER | COMBUSTION ENGINEERING | UNKNOWN | 1957-09-01 | 2011 | 1150 | 2 | BOILER #3-LEAR SEIGLER RM-41 #2 OIL-0.3 PERCES | NO.2 | 58 | Distillate Oil (No. 2) | 0.05 | 0 | 13.268 | E3GAL | 1852.2128 | OK | N | 17 | 2 | 28 | 11 | 2 | 13
0420117 | EP ENERGY MASS LLC | EP ENERGY MASSACHUSETTS LLC | 15 AGAWAM AVE |  | WEST SPRINGFIELD | MA | 010890000 | 15 AGAWAM AVE |  | WEST SPRINGFIELD | MA | 010890000 | N | UTILITY | OP10 | EP ENERGY MASSACHUSETTS, LLC | 4137304701 | alan.douglass@essentialpowerllc.com | JOHN | BAHRS | 7326238812 | john.bahrs@essentialpowerllc.com | ALAN | DOUGLASS | 4137304701 | alan.douglass@essentialpowerllc.com | 5 | BOILER #4-CLEAVER BROOKS CB-200-350 DUAL FUEL |  | BOILER | CLEAVER BROOKS | CB(LE)200-350 | 1995-02-23 | 2011 | 15 | 1 | BOILER #4-C BROOKS CB-200-350 #2 OIL 0.3 PERCS | NO.2 | 58 | Distillate Oil (No. 2) | 0.28 | 0 | 54.542 | E3GAL | 7614.0632 | OK | N | 5 | 6 | 29 | 8 | 5 | 1
0420121 | ERVING PAPER MILLS |  | 97 EAST MAIN ST |  | ERVING | MA | 013440000 | 97 EAST MAIN ST |  | ERVING | MA | 013440000 | N | PRIVATE | OP7.5 | ERVING PAPER MILLS INC | 4134222700 | tnewton@ervingpapermill.com | THOMAS G | NEWTON | 4134222700 | tnewton@ervingpapermill.com | JULIE | HUBBARD | 4134222700X209 | jhubbard@ervingpapermill.com | 1 | BOILER #7-UNION IRON WORKS VO 3 FUEL OIL CAPABLE |  | BOILER | UNION IRON WORKS | 101SA | 1966-01-01 | 2011 | 78 | 4 | RENEWABLE DIESEL OIL | NO.2 | 58 | Distillate Oil (No. 2) | 0.06 | 0.1 | 215.19 | E3GAL | 30040.524 | OK | Y | 24 | 7 | 52 | 24 | 7 | 22
0420128 | HAZEN PAPER COMPANY |  | 240 SOUTH WATER ST |  | HOLYOKE | MA | 010400000 | PO BOX 189 |  | HOLYOKE | MA | 010410000 | N | PRIVATE | OP3 | HAZEN PAPER CO | 4135388204 | jhh@hazen.com | TIMOTHY | MCDONALD | 4135388204 | tmcdonald@hazen.com | TIMOTHY | MCDONALD | 4135388204X242 | tmcdonald@hazen.com | 1 | BOILER #B1-CLEAVER BROOKS CB200 DUAL FUEL |  | BOILER | CLEAVER BROOKS | CB200-150 | 1985-09-01 | 2011 | 6.28 | 2 | BOILER #1-CLEAVER BROOKS CB200 #2 OIL 0.27S | NO.2 | 58 | Distillate Oil (No. 2) | 0.27 | 0 | 0 | E3GAL | 0 | OK | N | 24 | 7 | 52 | 24 | 7 | 22
0420128 | HAZEN PAPER COMPANY |  | 240 SOUTH WATER ST |  | HOLYOKE | MA | 010400000 | PO BOX 189 |  | HOLYOKE | MA | 010410000 | N | PRIVATE | OP3 | HAZEN PAPER CO | 4135388204 | jhh@hazen.com | TIMOTHY | MCDONALD | 4135388204 | tmcdonald@hazen.com | TIMOTHY | MCDONALD | 4135388204X242 | tmcdonald@hazen.com | 2 | BOILER #2-HURST 100 LPE 2 OIL AND NAT GAS |  | BOILER | HURST BOILER & WELDING CO. | 100 HP LPE | 2000-08-01 | 2011 | 4.2 | 2 | BOILER #2-HURST 100 LPE #2 OIL 0.27 S | NO.2 | 58 | Distillate Oil (No. 2) | 0.27 | 0 | 0 | E3GAL | 0 | OK | N | 24 | 7 | 52 | 24 | 7 | 22
0420129 | NEW ENGLAND ETCHING |  | 23 SPRING ST |  | HOLYOKE | MA | 010400000 | 23 SPRING STREET |  | HOLYOKE | MA | 010400000 | N | PRIVATE | SM50 | NEW ENGLAND ETCHING INC | 4135329482 | walt@newenglandetching.com | WALTER | FOERSTER | 4135329482 | walt@newenglandetching.com | WALTER | FOERSTER | 4135329482 | walt@newenglandetching.com | 1 | BOILER #1-HB SMITH 18-85 #2 OIL-0.3 S |  | BOILER | HB SMITH | 18 SERIES-5 | 1985-09-01 | 2009 | 1 | 1 | BOILER #1-H.B.SMITH 18-85 #2 OIL-0.3 S | NO.2 | 58 | Distillate Oil (No. 2) | 0.3 | 0 | 0.643 | E3GAL | 89.7628 | OK | N | 1 | 5 | 30 | 1 | 5 | 21
0420132 | FLORENCE CASKET COMPANY |  | 16 BARDWELL ST |  | NORTHAMPTON | MA | 010600000 | PO BOX 60098 |  | FLORENCE | MA | 010620000 | N | PRIVATE | SM50 | FLORENCE CASKET CO | 4135844244 | billhogan3@comcast.net | WILLIAM | HOGAN | 4135844244 | billhogan3@comcast.net | WILLIAM | HOGAN | 4135844244 | billhogan3@comcast.net | 1 | BOILER 1-H.B.SMITH 2 OIL-0.3S |  | BOILER | INDUSTRIAL COMBUSTION | MM30 | 1984-11-01 | 2011 | 3 | 1 | BOILER 1-H.B.SMITH 2 OIL-0.3S | NO.2 | 58 | Distillate Oil (No. 2) | 0.3 | 0 | 0 | E3GAL | 0 | OK | N | 8 | 5 | 52 | 8 | 5 | 16
0420136 | PHILIPP MANUFACTURING CO |  | 19 WARD AVE |  | EASTHAMPTON | MA | 010270000 | 19 WARD AVE |  | EASTHAMPTON | MA | 010270000 | N | PRIVATE | SM25 | THE PHILIPP MFG CO | 4135274444 | russt@philipp-mfg.com | RUSSELL | TAUSCHER | 4135274444 | russt@philipp-mfg.com | RUSSELL | TAUSCHER | 4135274444X102 | russt@philipp-mfg.com | 1 | BOILER 1-HB SMITH 450 MILS DUAL FUEL |  | BOILER | HB SMITH | 450 MILS | 1965-12-01 | 2010 | 2 | 1 | BOILER 1- HB SMITH 450 MILS #2 OIL | NO.2 | 58 | Distillate Oil (No. 2) | 0.3 | 0 | 4.788 | E3GAL | 668.4048 | OK | N | 5 | 7 | 24 | 0 | 0 | 0
0420155 | BERKSHIRE INDUSTRIES |  | 109 APREMONT WAY |  | WESTFIELD | MA | 010850000 | PO BOX 828 |  | WESTFIELD | MA | 010860000 | N | PRIVATE | NM25 | BERKSHIRE INDUSTRIES INC | 4135688676 | cmills@berkshireindustries.com | CHARLIE | MILLS | 4135688676 | cmills@berkshireindustries.com | CHARLIE | MILLS | 4135688676 | cmills@berkshireindustries.com | 1 | BOILERS #1(2)-H.B.SMITH #250+2500 2 MMBTU/HR TOTL |  | BOILER | H.B. SMITH | #250+2500 | 1960-01-01 | 2010 | 1 | 1 | NO. 2 | NO.2 | 58 | Distillate Oil (No. 2) | 0.5 | 0.5 | 4.2 | E3GAL | 586.32 | OK | N | 24 | 7 | 26 | 24 | 7 | 20
0420187 | FOUNTAIN PLATING COMPANY |  | 492 PROSPECT AVE |  | WEST SPRINGFIELD | MA | 010890000 | 492 PROSPECT AVE |  | WEST SPRINGFIELD | MA | 010890000 | N | PRIVATE | OP3 | FOUNTAIN PLATING CO | 4137814651 | mark@fountain-plating.com | PETER | PULCINI | 4137814651 | peter@fountain-plating.com | PETER | PULCINI | 4137814651 | peter@fountain-plating.com | 1 | BOILER 1-IRON FIREMAN DUAL FUEL |  | BOILER | IRON FIREMAN | 302-L-250 | 1990-01-01 | 2011 | 8.375 | 1 | BOILER 1-IRON FIREMAN #2 OIL | NO.2 | 58 | Distillate Oil (No. 2) | 0.3 | 0 | 0.256 | E3GAL | 35.7376 | OK | Y | 24 | 7 | 52 | 24 | 7 | 22
0420189 | KANZAKI SPECIALTY PAPERS INC |  | 20 CUMMINGS ST |  | WARE | MA | 010820000 | 20 CUMMINGS STREET |  | WARE | MA | 010821716 | N | PRIVATE | SM80-7 | KANZAKI SPECIALTY PAPERS INC | 4139676204 | psawosik@kanzakiusa.com | PETER | SAWOSIK | 4139676204 | psawosik@kanzakiusa.com | DOUGLAS | STELLATO | 4135723215 | dastellato@tighebond.com | 1 | BOILER #1-CLEAVER BROOKS 5.2 MMBTU/HR |  | BOILER | CLEAVER BROOKS | CB200-125 | 1989-07-01 | 2011 | 5.2 | 1 | BOILER #1-CLEAVER BROOKS #2 OIL | NO.2 | 58 | Distillate Oil (No. 2) | 0.3 | 4 | 44.195 | E3GAL | 6169.622 | OK | N | 13 | 7 | 52 | 13 | 7 | 20
0420189 | KANZAKI SPECIALTY PAPERS INC |  | 20 CUMMINGS ST |  | WARE | MA | 010820000 | 20 CUMMINGS STREET |  | WARE | MA | 010821716 | N | PRIVATE | SM80-7 | KANZAKI SPECIALTY PAPERS INC | 4139676204 | psawosik@kanzakiusa.com | PETER | SAWOSIK | 4139676204 | psawosik@kanzakiusa.com | DOUGLAS | STELLATO | 4135723215 | dastellato@tighebond.com | 2 | BOILER #2-CLEAVER BROOKS 8.4 MMBTU/HR |  | BOILER | CLEVER BROOKS | CB 200-200 | 1989-07-01 | 2011 | 8.4 | 1 | BOILER #2-CLEAVER BROOKS #2 OIL | NO.2 | 58 | Distillate Oil (No. 2) | 0.3 | 4 | 33.68 | E3GAL | 4701.728 | OK | N | 11 | 7 | 52 | 11 | 7 | 20
0420202 | EXXON MOBIL OIL CORPORATION |  | 145 ALBANY ST |  | SPRINGFIELD | MA | 011050000 | 145 ALBANY STREET |  | SPRINGFIELD | MA | 011050000 | N | PRIVATE | OP3 | EXXONMOBIL OIL CORP | 6173812800 | gregory.j.ferrone@exxonmobil.com | GREGORY | FERRONE | 6173812800 | gregory.j.ferrone@exxonmobil.com | MICHAEL | BUTLER | 6173812872 | michael.k.butler@exxonmobil.com | 9 | BOILER #1- UTICA |  | BOILER | UTICA | 400W | 1979-09-01 | 2011 | 1 | 1 | BOILER #1- UTICA | NO.2 | 58 | Distillate Oil (No. 2) | 0.1 | 0 | 2.8746 | E3GAL | 401.2942 | OK | Y | 24 | 7 | 52 | 24 | 7 | 22
0420202 | EXXON MOBIL OIL CORPORATION |  | 145 ALBANY ST |  | SPRINGFIELD | MA | 011050000 | 145 ALBANY STREET |  | SPRINGFIELD | MA | 011050000 | N | PRIVATE | OP3 | EXXONMOBIL OIL CORP | 6173812800 | gregory.j.ferrone@exxonmobil.com | GREGORY | FERRONE | 6173812800 | gregory.j.ferrone@exxonmobil.com | MICHAEL | BUTLER | 6173812872 | michael.k.butler@exxonmobil.com | 10 | BOILER #2- H.B.SMITH |  | BOILER | HB SMITH | UNKNOWN | 1984-08-01 | 2011 | 1 | 1 | BOILER #2- H.B.SMITH | NO.2 | 58 | Distillate Oil (No. 2) | 0.1 | 0 | 2.8746 | E3GAL | 401.2942 | OK | Y | 24 | 7 | 52 | 24 | 7 | 22
0420208 | HASBRO GAMES |  | 443 SHAKER RD |  | EAST LONGMEADOW | MA | 010280000 | 443 SHAKER ROAD |  | EAST LONGMEADOW | MA | 010280000 | N | PRIVATE | SM79-R | HASBRO ELM | 4135256411 | jefflombard@hasbro.com | JEFFERY | LOMBARD | 4135262503 | jefflombard@hasbro.com | CHRIS | ZOBEL | 4135262594 | czobel@hasbro.com | 5 | BOILER #1-CLEAVER BROOKS CB764-200 DUAL FUEL |  | BOILER | CLEAVER BROOKS | CB764-200 | 1962-05-25 | 2011 | 8 | 1 | BOILER #1-CLEAVER BROOKS CB764-200 #2 OIL- | NO.2 | 58 | Distillate Oil (No. 2) | 0.0015 | 0 | 0 | E3GAL | 0 | OK | N | 10 | 7 | 20 | 0 | 0 | 0
0420208 | HASBRO GAMES |  | 443 SHAKER RD |  | EAST LONGMEADOW | MA | 010280000 | 443 SHAKER ROAD |  | EAST LONGMEADOW | MA | 010280000 | N | PRIVATE | SM79-R | HASBRO ELM | 4135256411 | jefflombard@hasbro.com | JEFFERY | LOMBARD | 4135262503 | jefflombard@hasbro.com | CHRIS | ZOBEL | 4135262594 | czobel@hasbro.com | 6 | BOILER #2-CLEAVER BROOKS CB200X238 #2 OIL |  | BOILER | CB | CB200X238 | 2005-01-01 | 2011 | 9.9 | 1 | BOILER #2-CLEAVER BROOKS CB657-250 #2 OIL | NO.2 | 58 | Distillate Oil (No. 2) | 0.0015 | 0 | 0 | E3GAL | 0 | OK | N | 10 | 7 | 20 | 0 | 0 | 0
0420211 | BELCHERTOWN HIGH SCHOOL |  | 142 SPRINGFIELD RD |  | BELCHERTOWN | MA | 010070000 | PO BOX 841 |  | BELCHERTOWN | MA | 010070000 | N | LOCAL GOVERNMENT | NM25 | BELCHERTOWN HIGH SCHOOL | 4133230423X102 | rlachance@belchertown.org | ROBERT | LACHANCE | 4133230423 | rlachance@belchertown.org | ROBERT | LACHANCE | 4133230423X102 | rlachance@belchertown.org | 1 | HOT WATER UNIT 1/2 |  | BOILER | PERCISION | FPWX46L500PCB9800 | 2002-09-01 | 2009 | 0.01 | 1 | #2 OIL | NO.2 | 58 | Distillate Oil (No. 2) | 0.5 | 0 | 5 | E3GAL | 698 | CHECK | N | 8 | 5 | 52 | 8 | 5 | 12
0420211 | BELCHERTOWN HIGH SCHOOL |  | 142 SPRINGFIELD RD |  | BELCHERTOWN | MA | 010070000 | PO BOX 841 |  | BELCHERTOWN | MA | 010070000 | N | LOCAL GOVERNMENT | NM25 | BELCHERTOWN HIGH SCHOOL | 4133230423X102 | rlachance@belchertown.org | ROBERT | LACHANCE | 4133230423 | rlachance@belchertown.org | ROBERT | LACHANCE | 4133230423X102 | rlachance@belchertown.org | 2 | BOILER 1/2/3/4 BURNHAM |  | BOILER | BURNHAM | KV1117WML | 2002-09-01 | 2009 | 29 | 1 | #2 OIL | NO.2 | 58 | Distillate Oil (No. 2) | 0.5 | 0 | 63 | E3GAL | 8794.8 | OK | N | 24 | 7 | 26 | 24 | 7 | 12
0420239 | FEED COMMODITIES INTERNATIONAL INC |  | 488 NORTHFIELD RD | RTE 10 | BERNARDSTON | MA | 013370000 | 488 NORTHFIELD ROAD |  | BERNARDSTON | MA | 013370000 | N | PRIVATE | NM25 | FEED COMMODITIES INTERNATIONAL, INC. | 8024583916 | shodgson@feedcommodities.com | SCOTT | HODGSON | 8024583916 | shodgson@feedcommodities.com | BRIAN | BAILEY | 4136489255 | Bbailey@feedcommodities.com | 1 | BOILER #1-CLEAVER BROOKS CB100-125HP 4.184 MMBTU |  | BOILER | UNKNOWN | UNKNOWN | 1980-08-01 | 2011 | 4 | 1 | BOILER 1-CLEAVER BROOKS #2 OIL-0.3S | NO.2 | 58 | Distillate Oil (No. 2) | 0.3 | 0 | 20 | E3GAL | 2792 | OK | N | 15 | 5 | 52 | 10 | 5 | 22
0420268 | AMERICAN INTERNATIONAL COLLEGE |  | 170 WILBRAHAM RD |  | SPRINGFIELD | MA | 011090000 | 1000 STATE STREET |  | SPRINGFIELD | MA | 011090000 | N | PRIVATE | NM25 | AMERICAN INTERNATIONAL COLLEGE | 4137377000 |  | GERALD | ROOT | 4132053423 |  | GERALD | ROOT | 4132053423 |  | 1 | BOILER #1-WEIL MCLAIN #2 OIL-0.3%S |  | BOILER | WEIL MCLAIN | 88 SERIES 1 | 2005-07-01 | 2005 | 6 | 1 | BOILER #1- WEIL MACLAIN #2 OIL-0.3%S | NO.2 | 58 | Distillate Oil (No. 2) | 0.3 | 0 | 17 | E3GAL | 2373.2 | OK | N | 24 | 7 | 50 |  |  | 28
0420268 | AMERICAN INTERNATIONAL COLLEGE |  | 170 WILBRAHAM RD |  | SPRINGFIELD | MA | 011090000 | 1000 STATE STREET |  | SPRINGFIELD | MA | 011090000 | N | PRIVATE | NM25 | AMERICAN INTERNATIONAL COLLEGE | 4137377000 |  | GERALD | ROOT | 4132053423 |  | GERALD | ROOT | 4132053423 |  | 2 | HB SMITH BOILER #2 OIL-0.3%S |  | BOILER | HB SMITH | CP3195351 | 1975-06-01 | 2005 | 5 | 1 | BOILER #2-HB SMITH #2 OIL-0.3%S | NO.2 | 58 | Distillate Oil (No. 2) | 0.3 | 0 | 9 | E3GAL | 1256.4 | OK | N | 24 | 7 | 35 |  |  | 28
0420268 | AMERICAN INTERNATIONAL COLLEGE |  | 170 WILBRAHAM RD |  | SPRINGFIELD | MA | 011090000 | 1000 STATE STREET |  | SPRINGFIELD | MA | 011090000 | N | PRIVATE | NM25 | AMERICAN INTERNATIONAL COLLEGE | 4137377000 |  | GERALD | ROOT | 4132053423 |  | GERALD | ROOT | 4132053423 |  | 3 | BOILERS #3(2)-WEIL MACLAIN 2.5 MMBTU/HR TOTAL |  | BOILER | WEIL MCLAIN | 12345 | 1994-11-01 | 2005 | 3 | 1 | BOILERS #3(2)-WEIL MCLAIN #2 OIL-0.3%S | NO.2 | 58 | Distillate Oil (No. 2) | 0.3 | 0 | 30.9 | E3GAL | 4313.64 | OK | N | 24 | 7 | 40 |  |  | 28
0420270 | LENOX/AMERICAN SAW & MANUFACTURING CO |  | 301 CHESTNUT ST |  | EAST LONGMEADOW | MA | 010280504 | PO BOX 504 |  | EAST LONGMEADOW | MA | 010280504 | N | PRIVATE | SM80-R | IRWIN INDUSTRIAL TOOL COMPANY | 4135265305 | steve.dodge@lenoxtools.com | WILLIAM | ROBINSON | 4135265191 | dave.robinson@lenoxtools.com | MICHAEL | MAHEUX | 4135265330 | mike.maheux@lenoxtools.com | 1 | BOILER #1-CLEAVER BROOKS CB400-300 DUAL FUEL |  | BOILER | CLEAVER BROOKS | CB-400-300 | 1979-11-01 | 2011 | 12 | 1 | BOILER #1-CLEAVER BROOKS 400-300 #2 OIL-0.3 PERC | NO.2 | 58 | Distillate Oil (No. 2) | 0.3 | 0 | 0 | E3GAL | 0 | OK | N | 0 | 0 | 0 | 0 | 0 | 0
0420270 | LENOX/AMERICAN SAW & MANUFACTURING CO |  | 301 CHESTNUT ST |  | EAST LONGMEADOW | MA | 010280504 | PO BOX 504 |  | EAST LONGMEADOW | MA | 010280504 | N | PRIVATE | SM80-R | IRWIN INDUSTRIAL TOOL COMPANY | 4135265305 | steve.dodge@lenoxtools.com | WILLIAM | ROBINSON | 4135265191 | dave.robinson@lenoxtools.com | MICHAEL | MAHEUX | 4135265330 | mike.maheux@lenoxtools.com | 2 | BOILER #2-CLEAVER BROOKS CB400-150 DUAL FUEL |  | BOILER | CLEAVER BROOKS | CB-400-150 | 1979-11-01 | 2011 | 6 | 1 | BOILER #2-CLEAVER BROOKS 400-150 #2 OIL O.3 PERC | NO.2 | 58 | Distillate Oil (No. 2) | 0.3 | 0 | 0 | E3GAL | 0 | OK | N | 24 | 7 | 23 | 0 | 0 | 0
0420272 | AMHERST/PELHAM REGIONAL HIGH SCHOOL | AMHERST-PELHAM REGIONAL SCHOOL DISTRICT | 21 MATTOON ST |  | AMHERST | MA | 010020000 | 170 CHESTNUT STREET |  | AMHERST | MA | 010020000 | Y | LOCAL GOVERNMENT | NM25 | REGIONAL HIGH SCHOOL | 4135493710 | Bohonowiczr@arps.org | RON | BOHONOWICZ | 4133621855 | Bohonowiczr@arps.org | RON | BOHONOWICZ | 4133621855 | Bohonowiczr@arps.org | 1 | BOILER #1-PREFERRED UTILITIES |  | BOILER | PREFERRED | BHE300 | 1956-06-01 | 2007 | 9 | 1 | BOILER #1-PREFERRED UTILITIES #2 OIL | NO.2 | 58 | Distillate Oil (No. 2) | 0.3 | 0 | 22.148 | E3GAL | 3091.8608 | OK | N | 24 | 7 | 40 | 24 | 7 | 22
0420272 | AMHERST/PELHAM REGIONAL HIGH SCHOOL | AMHERST-PELHAM REGIONAL SCHOOL DISTRICT | 21 MATTOON ST |  | AMHERST | MA | 010020000 | 170 CHESTNUT STREET |  | AMHERST | MA | 010020000 | Y | LOCAL GOVERNMENT | NM25 | REGIONAL HIGH SCHOOL | 4135493710 | Bohonowiczr@arps.org | RON | BOHONOWICZ | 4133621855 | Bohonowiczr@arps.org | RON | BOHONOWICZ | 4133621855 | Bohonowiczr@arps.org | 2 | BOILER #2-PREFERRED UTILITIES |  | BOILER | PREFERRED | BHE300 | 1956-06-01 | 2007 | 9 | 1 | BOILER #2-PREFERRED UTILITIES #2 OIL | NO.2 | 58 | Distillate Oil (No. 2) | 0.3 | 0 | 22.148 | E3GAL | 3091.8608 | OK | N | 24 | 7 | 40 | 24 | 7 | 22
0420272 | AMHERST/PELHAM REGIONAL HIGH SCHOOL | AMHERST-PELHAM REGIONAL SCHOOL DISTRICT | 21 MATTOON ST |  | AMHERST | MA | 010020000 | 170 CHESTNUT STREET |  | AMHERST | MA | 010020000 | Y | LOCAL GOVERNMENT | NM25 | REGIONAL HIGH SCHOOL | 4135493710 | Bohonowiczr@arps.org | RON | BOHONOWICZ | 4133621855 | Bohonowiczr@arps.org | RON | BOHONOWICZ | 4133621855 | Bohonowiczr@arps.org | 3 | CLEAVER BROOKS BOILER #3 |  | BOILER | CLEAVER BROOKS | CBE100-150 | 1997-06-01 | 2007 | 6.28 | 1 | FUEL OIL #2 | NO.2 | 58 | Distillate Oil (No. 2) | 0.3 |  | 15.391 | E3GAL | 2148.5836 | OK | N | 24 | 7 | 40 | 24 | 7 | 22
0420272 | AMHERST/PELHAM REGIONAL HIGH SCHOOL | AMHERST-PELHAM REGIONAL SCHOOL DISTRICT | 21 MATTOON ST |  | AMHERST | MA | 010020000 | 170 CHESTNUT STREET |  | AMHERST | MA | 010020000 | Y | LOCAL GOVERNMENT | NM25 | REGIONAL HIGH SCHOOL | 4135493710 | Bohonowiczr@arps.org | RON | BOHONOWICZ | 4133621855 | Bohonowiczr@arps.org | RON | BOHONOWICZ | 4133621855 | Bohonowiczr@arps.org | 4 | CLEAVER BROOKS BOILER #4 |  | BOILER | CLEAVER BROOKS | CBE100-150 | 1997-06-01 | 2007 | 6.28 | 1 | FUEL OIL #2 | NO.2 | 58 | Distillate Oil (No. 2) | 0.3 |  | 15.391 | E3GAL | 2148.5836 | OK | N | 24 | 7 | 40 | 24 | 7 | 22
0420273 | AMHERST JUNIOR HIGH SCHOOL | AMHERST-PELHAM REGIONAL SCHOOL DISTRICT | 170 CHESTNUT ST |  | AMHERST | MA | 010020000 | 170 CHESTNUT STREET |  | AMHERST | MA | 010020000 | Y | LOCAL GOVERNMENT | NM25 | REG JUNIOR HIGH SCH | 4135493890 | Bohonowiczr@arps.org | RON | BOHONOWICZR | 4133621855 | Bohonowiczr@arps.org | RON | BOHONOWICZR | 4133621855 | Bohonowiczr@arps.org | 3 | BURNHAM BOILERS - 3 IDENTICAL UNITS 4.551 MMBTU/HR | 3 | BOILER | BURNHAM | PV1123SCP | 2002-06-01 | 2007 | 4.551 | 1 | FUEL OIL #2 | NO.2 | 58 | Distillate Oil (No. 2) | 0.3 |  | 29.624 | E3GAL | 4135.5104 | OK | N | 24 | 7 | 40 | 24 | 7 | 22
0420287 | BANAS SAND & GRAVEL |  | 246 FULLER ST |  | LUDLOW | MA | 010560000 | 246 FULLER ST |  | LUDLOW | MA | 010560000 | N | PRIVATE | SM25 | BANAS SAND GRAVEL CO INC | 4135838321 | bsg246fuller@yahoo.com | DANIEL | BANAS | 4135838321 | bsg246fuller@yahoo.com | DANIEL | BANAS | 4135838321 | bsg246fuller@yahoo.com | 2 | BOILER #1-NATCO #CO270 #2 OIL |  | BOILER | NATCO | CO270 | 1969-01-01 | 2009 | 1 | 1 | BOILER #1-NATCO #CO270 #2 OIL | NO.2 | 58 | Distillate Oil (No. 2) | 0.3 | 0 | 0.05 | E3GAL | 6.98 | OK | N | 7 | 5 | 20 | 0 | 0 | 0
0420287 | BANAS SAND & GRAVEL |  | 246 FULLER ST |  | LUDLOW | MA | 010560000 | 246 FULLER ST |  | LUDLOW | MA | 010560000 | N | PRIVATE | SM25 | BANAS SAND GRAVEL CO INC | 4135838321 | bsg246fuller@yahoo.com | DANIEL | BANAS | 4135838321 | bsg246fuller@yahoo.com | DANIEL | BANAS | 4135838321 | bsg246fuller@yahoo.com | 4 | BOILER #2 INFERN-O-THERM HW-10 | 2 | BOILER | INFERN-O-THERM | HW-10 | 2009-11-01 | 2009 | 28 | 1 | #2 OIL | NO.2 | 58 | Distillate Oil (No. 2) | 0.3 |  | 18.7 | E3GAL | 2610.52 | OK | N | 24 | 7 | 22 | 0 | 0 | 0
0420288 | MA ANG 104 FIGHTER WING |  | 175 FALCON DR |  | WESTFIELD | MA | 010850000 | 104TH FIGHTER WING MA ANG | 175 FALCON DRIVE | WESTFIELD | MA | 010851480 | Y | FEDERAL | SM25 | MASSACHUSETTS AIR NATIONAL GUARD | 4135689151X6981797 | john.gwosch.1@ang.af.mil | JOHN A. | GWOSCH | 4135689151 | john.gwosch.1@ang.af.mil | JOHN | RICHARDSON | 4135689151X6981710 | john.richardson.1@ang.af.mil | 1 | BOILER #1-BURNHAM DUAL FUEL 4.06 MMBTU/HR |  | BOILER | BURNHAM | V117-WGO | 1997-04-24 | 2011 | 4.06 | 1 | BOILER #1-BURNHAM #2 OIL-0.4S BLDG 016 | NO.2 | 58 | Distillate Oil (No. 2) | 0.25 | 0 | 0 | E3GAL | 0 | OK | N | 24 | 7 | 21 | 0 | 0 | 0
0420288 | MA ANG 104 FIGHTER WING |  | 175 FALCON DR |  | WESTFIELD | MA | 010850000 | 104TH FIGHTER WING MA ANG | 175 FALCON DRIVE | WESTFIELD | MA | 010851480 | Y | FEDERAL | SM25 | MASSACHUSETTS AIR NATIONAL GUARD | 4135689151X6981797 | john.gwosch.1@ang.af.mil | JOHN A. | GWOSCH | 4135689151 | john.gwosch.1@ang.af.mil | JOHN | RICHARDSON | 4135689151X6981710 | john.richardson.1@ang.af.mil | 2 | BOILER #2-BURNHAM DUAL FUEL 6.3 MMBTU/HR |  | BOILER | BURNHAM | 3L1505060IC | 1997-04-24 | 2011 | 6.3 | 1 | BOILER #2 #2 OIL-0.4S BLDG 016 | NO.2 | 58 | Distillate Oil (No. 2) | 0.25 | 0 | 0 | E3GAL | 0 | OK | N | 24 | 7 | 26 | 0 | 0 | 0
0420288 | MA ANG 104 FIGHTER WING |  | 175 FALCON DR |  | WESTFIELD | MA | 010850000 | 104TH FIGHTER WING MA ANG | 175 FALCON DRIVE | WESTFIELD | MA | 010851480 | Y | FEDERAL | SM25 | MASSACHUSETTS AIR NATIONAL GUARD | 4135689151X6981797 | john.gwosch.1@ang.af.mil | JOHN A. | GWOSCH | 4135689151 | john.gwosch.1@ang.af.mil | JOHN | RICHARDSON | 4135689151X6981710 | john.richardson.1@ang.af.mil | 24 | MISC COMBUSTIONS-BLDGS 28,29,31,65,69 #2 OIL | 5 | BOILER | VARIOUS | VARIOUS | 1980-01-01 | 2011 | 1.5012 | 1 | MISC COMBUSTION #1-BLDGS 28,65, 69 #2 OIL 0.3S | NO.2 | 58 | Distillate Oil (No. 2) | 0.25 | 0.1 | 5.259 | E3GAL | 734.1564 | OK | N | 24 | 7 | 52 | 8 | 5 | 10
0420288 | MA ANG 104 FIGHTER WING |  | 175 FALCON DR |  | WESTFIELD | MA | 010850000 | 104TH FIGHTER WING MA ANG | 175 FALCON DRIVE | WESTFIELD | MA | 010851480 | Y | FEDERAL | SM25 | MASSACHUSETTS AIR NATIONAL GUARD | 4135689151X6981797 | john.gwosch.1@ang.af.mil | JOHN A. | GWOSCH | 4135689151 | john.gwosch.1@ang.af.mil | JOHN | RICHARDSON | 4135689151X6981710 | john.richardson.1@ang.af.mil | 25 | BOILER #3-HB SMITH BLDG 27 #2 OIL | 2 | BOILER | HB SMITH | 28A8 | 2000-01-01 | 2011 | 4.998 | 1 | BOILER #3-HB SMITH #28A8 #2 OIL 0.3S | NO.2 | 58 | Distillate Oil (No. 2) | 0.25 | 0 | 0 | E3GAL | 0 | OK | N | 24 | 7 | 52 | 8 | 5 | 10
0420288 | MA ANG 104 FIGHTER WING |  | 175 FALCON DR |  | WESTFIELD | MA | 010850000 | 104TH FIGHTER WING MA ANG | 175 FALCON DRIVE | WESTFIELD | MA | 010851480 | Y | FEDERAL | SM25 | MASSACHUSETTS AIR NATIONAL GUARD | 4135689151X6981797 | john.gwosch.1@ang.af.mil | JOHN A. | GWOSCH | 4135689151 | john.gwosch.1@ang.af.mil | JOHN | RICHARDSON | 4135689151X6981710 | john.richardson.1@ang.af.mil | 26 | MISC COMBUSTION #2-BLDG 01,03,08,12,20,25,26 DUAL | 8 | BOILER | VARIOUS | VARIOUS | 1980-01-01 | 2011 | 8.779 | 1 | MISC C #2-BLDGS 01.03.08.12.20.25.26 #2 OIL 0.3S | NO.2 | 58 | Distillate Oil (No. 2) | 0.25 | 0 | 0 | E3GAL | 0 | OK | N | 24 | 7 | 52 | 8 | 5 | 10
0420288 | MA ANG 104 FIGHTER WING |  | 175 FALCON DR |  | WESTFIELD | MA | 010850000 | 104TH FIGHTER WING MA ANG | 175 FALCON DRIVE | WESTFIELD | MA | 010851480 | Y | FEDERAL | SM25 | MASSACHUSETTS AIR NATIONAL GUARD | 4135689151X6981797 | john.gwosch.1@ang.af.mil | JOHN A. | GWOSCH | 4135689151 | john.gwosch.1@ang.af.mil | JOHN | RICHARDSON | 4135689151X6981710 | john.richardson.1@ang.af.mil | 27 | MISC COMBUSTION #3-BLDGS 29,40,54,55,64,65 DUAL | 7 | BOILER | VARIOUS | VARIOUS | 1980-01-01 | 2011 | 6.623 | 1 | MISC C #3-BLDGS 29,40,54,55,64,65 #2 OIL 0.3S | NO.2 | 58 | Distillate Oil (No. 2) | 0.25 | 0 | 5.913 | E3GAL | 825.4548 | OK | N | 24 | 7 | 52 | 8 | 5 | 10
0420293 | JABISH BROOK MIDDLE SCHOOL |  | 62 NORTH WASHINGTON ST |  | BELCHERTOWN | MA | 010070000 | PO BOX 841 |  | BELCHERTOWN | MA | 010070841 | Y | LOCAL GOVERNMENT | NM25 | BELCHERTOWN PUBLIC SCHOOLS | 4133230423X102 | rlachance@belchertown.org | ROBERT | LACHANCE | 4133230423 |  | ROBERT | LACHANCE | 4133230423 |  | 1 | BOILER #1-H.B.SMITH #2 OIL |  | BOILER | H. B. SMITH | 640 | 1964-01-01 | 2005 | 7 | 1 | BOILER#1-H.B.SMITH #2 OIL-0.5%S | NO.2 | 58 | Distillate Oil (No. 2) | 0.5 | 0 | 14 | E3GAL | 1954.4 | OK | N | 24 | 7 | 50 |  |  | 26
0420293 | JABISH BROOK MIDDLE SCHOOL |  | 62 NORTH WASHINGTON ST |  | BELCHERTOWN | MA | 010070000 | PO BOX 841 |  | BELCHERTOWN | MA | 010070841 | Y | LOCAL GOVERNMENT | NM25 | BELCHERTOWN PUBLIC SCHOOLS | 4133230423X102 | rlachance@belchertown.org | ROBERT | LACHANCE | 4133230423 |  | ROBERT | LACHANCE | 4133230423 |  | 2 | BOILER #2-H.B.SMITH #2 OIL |  | BOILER | H. B. SMITH | 640 | 1964-01-01 | 2005 | 7 | 1 | BOILER#2-H.B.SMITH #2 OIL-0.5%S | NO.2 | 58 | Distillate Oil (No. 2) | 0.5 | 0 | 14 | E3GAL | 1954.4 | OK | N | 24 | 7 | 50 |  |  | 26
0420316 | HAMPSHIRE REGIONAL HIGH SCHOOL |  | 19 STAGE RD |  | WESTHAMPTON | MA | 010270000 | 19 STAGE ROAD |  | WESTHAMPTON | MA | 010270000 | Y | LOCAL GOVERNMENT | NM99 | HAMPSHIRE REG HIGH SCHOOL | 4135277680 | mdemers@hr-k12.org | PATRICIA | CLEM | 4135277680 | pclem@hr-k12.org | MARK | DEMERS | 4135277680X1145 | mdemers@hr-k12.org | 3 | BOILER #1 |  | BOILER | WEIL MCLAIN | 1888 | 2003-02-01 | 2009 | 5.845 | 1 | NO. 2 FUEL OIL | NO.2 | 58 | Distillate Oil (No. 2) | 0.3 | 0 | 10.0814 | E3GAL | 1407.3634 | OK | N | 24 | 7 | 26 | 0 | 0 | 0
0420316 | HAMPSHIRE REGIONAL HIGH SCHOOL |  | 19 STAGE RD |  | WESTHAMPTON | MA | 010270000 | 19 STAGE ROAD |  | WESTHAMPTON | MA | 010270000 | Y | LOCAL GOVERNMENT | NM99 | HAMPSHIRE REG HIGH SCHOOL | 4135277680 | mdemers@hr-k12.org | PATRICIA | CLEM | 4135277680 | pclem@hr-k12.org | MARK | DEMERS | 4135277680X1145 | mdemers@hr-k12.org | 4 | BOILER #2 |  | BOILER | WEIL MCLAIN | 1888 | 2003-02-01 | 2009 | 5.845 | 1 | NO. 2 FUEL OIL | NO.2 | 58 | Distillate Oil (No. 2) | 0.3 | 0 | 10.0814 | E3GAL | 1407.3634 | OK | N | 24 | 7 | 26 | 0 | 0 | 0
0420316 | HAMPSHIRE REGIONAL HIGH SCHOOL |  | 19 STAGE RD |  | WESTHAMPTON | MA | 010270000 | 19 STAGE ROAD |  | WESTHAMPTON | MA | 010270000 | Y | LOCAL GOVERNMENT | NM99 | HAMPSHIRE REG HIGH SCHOOL | 4135277680 | mdemers@hr-k12.org | PATRICIA | CLEM | 4135277680 | pclem@hr-k12.org | MARK | DEMERS | 4135277680X1145 | mdemers@hr-k12.org | 5 | BOILER #3 |  | BOILER | WEIL MCLAIN | 1888 | 2003-02-01 | 2009 | 5.845 | 1 | NO. 2 FUEL OIL | NO.2 | 58 | Distillate Oil (No. 2) | 0.3 | 0 | 10.0814 | E3GAL | 1407.3634 | OK | N | 24 | 7 | 26 | 0 | 0 | 0
0420356 | DEERFIELD ACADEMY-TRUSTEE |  | ALBANY RD |  | DEERFIELD | MA | 013420000 | PO BOX 87 |  | DEERFIELD | MA | 013420000 | N | PRIVATE | NM50 | DEERFIELD ACADEMY | 4137720241 | cwilliams@deerfield.edu | TRUSTEE OF DEERFIELD ACADEMY | TRUSTEE OF DEERFIELD ACADEMY | 4137741570 | cwilliams@deerfield.edu | CHUCK | WILLIAMS | 4137741570 | cwilliams@deerfield.edu | 1 | SUPERIOR STEAM BOILERS (2) - UNDERGROUND | 2 | BOILER | SUPERIOR | 5.796 | 1993-10-01 | 2009 | 11.592 | 1 | BOILERS-(2)SUPERIOR NO.2 OIL-0.3PERCENTS | NO.2 | 58 | Distillate Oil (No. 2) | 0.3 | 0 | 84.449 | E3GAL | 11789.0804 | OK | N | 8 | 7 | 52 | 8 | 7 | 22
0420356 | DEERFIELD ACADEMY-TRUSTEE |  | ALBANY RD |  | DEERFIELD | MA | 013420000 | PO BOX 87 |  | DEERFIELD | MA | 013420000 | N | PRIVATE | NM50 | DEERFIELD ACADEMY | 4137720241 | cwilliams@deerfield.edu | TRUSTEE OF DEERFIELD ACADEMY | TRUSTEE OF DEERFIELD ACADEMY | 4137741570 | cwilliams@deerfield.edu | CHUCK | WILLIAMS | 4137741570 | cwilliams@deerfield.edu | 3 | SUPERIOR STEAM BOILERS (2) DUAL FUEL - GYMNASIUM | 2 | BOILER | SUPERIOR STEAM | 4.77 | 1971-06-01 | 2009 | 9.534 | 1 | BOILERS(2)-SUPERIOR NO. 2 OIL-0.3PERCENT S GYMNASIUM | NO.2 | 58 | Distillate Oil (No. 2) | 0.3 | 0 | 91.2865 | E3GAL | 12743.5954 | OK | N | 8 | 7 | 52 | 8 | 7 | 22
0420356 | DEERFIELD ACADEMY-TRUSTEE |  | ALBANY RD |  | DEERFIELD | MA | 013420000 | PO BOX 87 |  | DEERFIELD | MA | 013420000 | N | PRIVATE | NM50 | DEERFIELD ACADEMY | 4137720241 | cwilliams@deerfield.edu | TRUSTEE OF DEERFIELD ACADEMY | TRUSTEE OF DEERFIELD ACADEMY | 4137741570 | cwilliams@deerfield.edu | CHUCK | WILLIAMS | 4137741570 | cwilliams@deerfield.edu | 5 | BOILER 3 AND 4-SHIPLEY STEAM BOILERS DUAL FUEL GYM | 2 | BOILER | SHIPLEY | STEAM BOILER | 1971-06-01 | 2009 | 14.56 | 1 | BOILERS 3 AND 4 SHIPLEY STEAM - NO.2 OIL | NO.2 | 58 | Distillate Oil (No. 2) | 0.3 | 0 | 91.286 | E3GAL | 12743.5256 | OK | N | 8 | 7 | 52 | 8 | 7 | 22
0420362 | VERIZON MASSACHUSETTS (SPRINGFIELD) |  | 295 WORTHINGTON ST |  | SPRINGFIELD | MA | 011030000 | VERIZON C/O WILLIAM IRWIN | 2 HAMPSHIRE ST. | LAWRENCE | MA | 018400000 | N | UTILITY | SM25 | VERIZON NEW ENGLAND INC | 6175129182 | b.irwin@verizon.com | WILLIAM | IRWIN | 6175129182 | b.irwin@verizon.com | WILLIAM | IRWIN | 6175129182 | b.irwin@verizon.com | 3 | BOILERS-MISC #2 OIL |  | BOILER | BOILER | BOILER | 1992-01-01 | 2009 | 5 | 1 | BOILERS-MISC #2 OIL | NO.2 | 58 | Distillate Oil (No. 2) | 0.05 | 0 | 45 | E3GAL | 6282 | OK | N | 8 | 5 | 32 | 8 | 7 | 4
0420382 | FARREN CARE CENTER |  | 56 MAIN ST |  | TURNERS FALLS | MA | 013760000 | 340 MONTAGUE CITY RD |  | TURNERS FALLS | MA | 013760000 | N | PRIVATE | NM25 | FARREN CARE CENTER | 4137743111 | dgalbr@sphs.com | DAVID | GALBRAITH | 4137743111 | dgalbr@sphs.com | DAVID | GALBRAITH | 4137743111 | dgalbr@sphs.com | 1 | BOILER #1 NORTH AMERICAN ID5-3150HD #4 OIL-1S |  | BOILER | NORTH AMERICAN | ATLAS | 1978-01-01 | 2007 | 5 | 1 | BOILER #1-NORTH AMERICAN #2 OIL-.2S | NO.2 | 58 | Distillate Oil (No. 2) | 0.2 | 0 | 54 | E3GAL | 7538.4 | OK | N | 3 | 7 | 40 | 3 | 7 | 21
0420382 | FARREN CARE CENTER |  | 56 MAIN ST |  | TURNERS FALLS | MA | 013760000 | 340 MONTAGUE CITY RD |  | TURNERS FALLS | MA | 013760000 | N | PRIVATE | NM25 | FARREN CARE CENTER | 4137743111 | dgalbr@sphs.com | DAVID | GALBRAITH | 4137743111 | dgalbr@sphs.com | DAVID | GALBRAITH | 4137743111 | dgalbr@sphs.com | 2 | BOILER #2-NORTH AMERICAN ID5-3150HD #4 OIL-1S |  | BOILER | NORTH AMERICAN | ATLAS | 1978-01-01 | 2007 | 5 | 1 | BOILER #2-NORTH AMERICAN #2 OIL-.2S | NO.2 | 58 | Distillate Oil (No. 2) | 0.2 | 0 | 54 | E3GAL | 7538.4 | OK | N | 24 | 7 | 52 | 3 | 7 | 21
0420390 | FRIENDLYS ICE CREAM LLC |  | 1855 BOSTON RD |  | WILBRAHAM | MA | 010950000 | 1855 BOSTON ROAD |  | WILBRAHAM | MA | 010950000 | N | PRIVATE | NM50 | FRIENDLYS ICE CREAM CORP | 4135432400 | dave.pasquini@friendlys.com | TODD | SCHWENDENMANN | 4137314136 | todd.schwendenmann@friendlys.com | DAVE | PASQUINI | 4137314129 | dave.pasquini@friendlys.com | 1 | BOILER #1-KEWANEE DUAL FUEL |  | BOILER | KEWANEE | C3-G0-25B | 1996-02-01 | 2010 | 5.25 | 1 | #2 OIL-0.3S | NO.2 | 58 | Distillate Oil (No. 2) | 0.3 | 0 | 0 | E3GAL | 0 | OK | Y | 24 | 7 | 52 | 24 | 7 | 22
0420390 | FRIENDLYS ICE CREAM LLC |  | 1855 BOSTON RD |  | WILBRAHAM | MA | 010950000 | 1855 BOSTON ROAD |  | WILBRAHAM | MA | 010950000 | N | PRIVATE | NM50 | FRIENDLYS ICE CREAM CORP | 4135432400 | dave.pasquini@friendlys.com | TODD | SCHWENDENMANN | 4137314136 | todd.schwendenmann@friendlys.com | DAVE | PASQUINI | 4137314129 | dave.pasquini@friendlys.com | 2 | BOILER #2-CLEAVER BROOKS DUAL FUEL |  | BOILER | CLEAVER BROOKS | CB600-250 | 1978-05-11 | 2010 | 10.04 | 1 | #2 OIL-0.2S | NO.2 | 58 | Distillate Oil (No. 2) | 0.2 | 0 | 0 | E3GAL | 0 | OK | Y | 24 | 7 | 52 | 24 | 7 | 22
0420390 | FRIENDLYS ICE CREAM LLC |  | 1855 BOSTON RD |  | WILBRAHAM | MA | 010950000 | 1855 BOSTON ROAD |  | WILBRAHAM | MA | 010950000 | N | PRIVATE | NM50 | FRIENDLYS ICE CREAM CORP | 4135432400 | dave.pasquini@friendlys.com | TODD | SCHWENDENMANN | 4137314136 | todd.schwendenmann@friendlys.com | DAVE | PASQUINI | 4137314129 | dave.pasquini@friendlys.com | 4 | BOILER #3-CLEAVER BROOKS CB821X70 2.343 MMBTU/HR |  | BOILER | CLEAVER BROOKS | CB821-70 | 1997-01-01 | 2010 | 2.34 | 1 | #2 FUEL OIL | NO.2 | 58 | Distillate Oil (No. 2) | 0.3 | 0 | 22.903 | E3GAL | 3197.2588 | OK | Y | 24 | 7 | 52 | 24 | 7 | 22
0420391 | FRONTIER REGIONAL SCHOOL DISTRICT |  | 113 NORTH MAIN ST |  | SOUTH DEERFIELD | MA | 013730000 | 311 N. MAIN STREET |  | DEERFIELD | MA | 013730000 | Y | LOCAL GOVERNMENT | NM25 | FRONTIER REGIONAL SCHOOL DISTRICT | 4136652118 | scottd@frsu38.deerfield.ma.us | DONALD | SCOTT | 4136651155 | scottd@frsu38.deerfield.ma.us | DONALD | SCOTT | 4136652118 | scottd@frsu38.deerfield.ma.us | 1 | BOILER #1-H.B.SMITH #4500A #2 OIL |  | BOILER | HB SMITH | 4500A | 1997-10-07 | 2007 | 5 | 1 | OIL | NO.2 | 58 | Distillate Oil (No. 2) | 0.29 | 0 | 35 | E3GAL | 4886 | OK | N | 24 | 7 | 26 | 24 | 7 | 22
0420391 | FRONTIER REGIONAL SCHOOL DISTRICT |  | 113 NORTH MAIN ST |  | SOUTH DEERFIELD | MA | 013730000 | 311 N. MAIN STREET |  | DEERFIELD | MA | 013730000 | Y | LOCAL GOVERNMENT | NM25 | FRONTIER REGIONAL SCHOOL DISTRICT | 4136652118 | scottd@frsu38.deerfield.ma.us | DONALD | SCOTT | 4136651155 | scottd@frsu38.deerfield.ma.us | DONALD | SCOTT | 4136652118 | scottd@frsu38.deerfield.ma.us | 2 | BOILER #2 |  | BOILER | HB SMITH | 4500A | 1997-10-07 | 2007 | 5 | 1 | #2 OIL | NO.2 | 58 | Distillate Oil (No. 2) | 0.29 | 0 | 35 | E3GAL | 4886 | OK | N | 24 | 7 | 26 | 24 | 7 | 22
0420392 | GATEWAY REGIONAL HIGH/MIDDLE SCHOOL |  | 12 LITTLEVILLE RD |  | HUNTINGTON | MA | 010500000 | 12 LITTLEVILLE RD |  | HUNTINGTON | MA | 010500000 | Y | LOCAL GOVERNMENT | NM25 | GATEWAY REG HIGH SCH | 4136851000 | JLOBIK@GRSD.ORG | JOHN | LOBIK | 4136851006 | JLOBIK@GRSD.ORG | JOHN | LOBIK | 4136851000 | JLOBIK@GSRD.ORG | 1 | BOILERS #1-4 - BURNHAM #2 OIL-0.3%S | 4 | BOILER | BURNHAM | VII | 2003-06-15 | 2006 | 4 | 1 | BOILER #1-H.B.SMITH #2 OIL-0.3%S | NO.2 | 58 | Distillate Oil (No. 2) | 0.3 | 0 | 45 | E3GAL | 6282 | OK | N | 24 | 7 | 52 | 0 | 0 | 0
0420402 | TURNERS FALLS HIGH SCHOOL |  | TURNPIKE RD |  | MONTAGUE | MA | 013760000 | CROCKER AVENUE |  | TURNERS FALLS | MA | 013760000 | Y | LOCAL GOVERNMENT | NM25 | TURNERS FALLS H S | 4138639325 | csibley@gmrsd.org | CLAYTON | SIBLEY | 4138639325 | csibley@gmrsd.org | CLAYTON | SIBLEY | 4138639325 | csibley@gmrsd.org | 1 | FURNACE 1- IRON FIREMAN G-120 2 OIL-0.3S |  | BOILER | BRYAN | AB250-W-FDGO | 2005-02-03 | 2010 | 8 | 1 | BOILER 1-IRON FIREMAN G-120 2 OIL-0.3 S | NO.2 | 58 | Distillate Oil (No. 2) | 0.3 | 0 | 50 | E3GAL | 6980 | OK | N | 24 | 7 | 26 | 0 | 0 | 0
0420402 | TURNERS FALLS HIGH SCHOOL |  | TURNPIKE RD |  | MONTAGUE | MA | 013760000 | CROCKER AVENUE |  | TURNERS FALLS | MA | 013760000 | Y | LOCAL GOVERNMENT | NM25 | TURNERS FALLS H S | 4138639325 | csibley@gmrsd.org | CLAYTON | SIBLEY | 4138639325 | csibley@gmrsd.org | CLAYTON | SIBLEY | 4138639325 | csibley@gmrsd.org | 2 | FURNACE 2- IRON FIREMAN G-120 2 OIL-0.3S |  | BOILER | BRYAN | AB250-W-FDGO | 2005-02-03 | 2010 | 8 | 1 | BOILER 2-IRON FIREMAN G-120 2 OIL-0.3S | NO.2 | 58 | Distillate Oil (No. 2) | 0.3 | 0 | 50 | E3GAL | 6980 | OK | N | 24 | 7 | 26 | 0 | 0 | 0
0420402 | TURNERS FALLS HIGH SCHOOL |  | TURNPIKE RD |  | MONTAGUE | MA | 013760000 | CROCKER AVENUE |  | TURNERS FALLS | MA | 013760000 | Y | LOCAL GOVERNMENT | NM25 | TURNERS FALLS H S | 4138639325 | csibley@gmrsd.org | CLAYTON | SIBLEY | 4138639325 | csibley@gmrsd.org | CLAYTON | SIBLEY | 4138639325 | csibley@gmrsd.org | 3 | FURNACE 3- IRON FIREMAN G-120 2 OIL 0.3S |  | BOILER | BRYAN | AB250-W-FDGO | 2005-02-03 | 2010 | 2 | 1 | BOILER 3-IRON FIREMAN G-120 2 OIL 0.3S | NO.2 | 58 | Distillate Oil (No. 2) | 0.3 | 0 | 50 | E3GAL | 6980 | OK | N | 24 | 7 | 26 | 0 | 0 | 0
0420436 | HOLYOKE WWT PLANT |  | 1 BERKSHIRE ST |  | HOLYOKE | MA | 010400000 | 1 BERKSHIRE ST |  | HOLYOKE | MA | 010400000 | Y | LOCAL GOVERNMENT | NM25 | HOLYOKE WASTEWATER TREATMENT PLANT | 4135327530 | Michael.Burke@unitedwater.com | MICHAEL | BURKE | 4135342222 | michael.burke@unitedwater.com | MIKE | BURKE | 4135342222 | michael.burke@unitedwater.com | 3 | BOILER #3-H.B.SMITH |  | BOILER | HBSMITH | DE54S | 1990-01-01 | 2011 | 3.2 | 1 | BOILER #3-H.B. SMITH | NO.2 | 58 | Distillate Oil (No. 2) | 0 | 0 | 0 | E3GAL | 0 | OK | N | 8 | 7 | 16 | 0 | 0 | 0
0420436 | HOLYOKE WWT PLANT |  | 1 BERKSHIRE ST |  | HOLYOKE | MA | 010400000 | 1 BERKSHIRE ST |  | HOLYOKE | MA | 010400000 | Y | LOCAL GOVERNMENT | NM25 | HOLYOKE WASTEWATER TREATMENT PLANT | 4135327530 | Michael.Burke@unitedwater.com | MICHAEL | BURKE | 4135342222 | michael.burke@unitedwater.com | MIKE | BURKE | 4135342222 | michael.burke@unitedwater.com | 14 | BOILER #2 - SMITH |  | BOILER | SMITH | 28HE11 | 2011-07-01 | 2011 | 3508 | 1 | BOILER #2 SMITH | NO.2 | 58 | Distillate Oil (No. 2) | 0 | 0 | 0 | E3GAL | 0 | OK | N | 0 | 0 | 0 | 0 | 0 | 0
0420438 | HOLYOKE COMMUNITY COLLEGE |  | 303 HOMESTEAD AVE |  | HOLYOKE | MA | 010400000 | 303 HOMESTEAD AVENUE |  | HOLYOKE | MA | 010400000 | Y | STATE | SM80-R | HOLYOKE COMMUNITY COLLEGE | 4135387000 | tjacques@hcc.mass.edu | THOMAS | JACQUES | 4135522395 | tjacques@hcc.mass.edu | THOMAS | JACQUES | 4135522395 | tjacques@hcc.mass.edu | 1 | BOILER #1-CLEAVER BROOKS D-60 DUAL FUEL |  | BOILER | CLEAVER BROOKS DUAL FUEL | D-60 (DUAL FUEL) | 1973-10-01 | 2011 | 42 | 1 | BOILER #1-CLEAVER BROOKS #2 OIL-0.3 S DOWN 03 | NO.2 | 58 | Distillate Oil (No. 2) | 0.3 | 0 | 0 | E3GAL | 0 | OK | N | 0 | 0 | 0 | 0 | 0 | 0
0420438 | HOLYOKE COMMUNITY COLLEGE |  | 303 HOMESTEAD AVE |  | HOLYOKE | MA | 010400000 | 303 HOMESTEAD AVENUE |  | HOLYOKE | MA | 010400000 | Y | STATE | SM80-R | HOLYOKE COMMUNITY COLLEGE | 4135387000 | tjacques@hcc.mass.edu | THOMAS | JACQUES | 4135522395 | tjacques@hcc.mass.edu | THOMAS | JACQUES | 4135522395 | tjacques@hcc.mass.edu | 2 | BOILER #2-CLEAVER BROOKS D-60 DUAL FUEL |  | BOILER | CLEAVER BROOKS | DUAL FUEL | 1973-10-01 | 2011 | 42.1 | 1 | BOILER #2 CLEAVER BROOKS #2 OIL-0.3 S DOWN 02 | NO.2 | 58 | Distillate Oil (No. 2) | 0.3 | 0 | 0 | E3GAL | 0 | OK | Y | 9 | 1 | 52 | 8 | 1 | 22
0420438 | HOLYOKE COMMUNITY COLLEGE |  | 303 HOMESTEAD AVE |  | HOLYOKE | MA | 010400000 | 303 HOMESTEAD AVENUE |  | HOLYOKE | MA | 010400000 | Y | STATE | SM80-R | HOLYOKE COMMUNITY COLLEGE | 4135387000 | tjacques@hcc.mass.edu | THOMAS | JACQUES | 4135522395 | tjacques@hcc.mass.edu | THOMAS | JACQUES | 4135522395 | tjacques@hcc.mass.edu | 3 | BOILER #3-CLEAVER BROOKS DUAL FUEL |  | BOILER | CLEAVER BROOKS | DUEL FUEL | 1988-11-01 | 2011 | 21 | 1 | BOILER #3-CLEAVER BROOKS #2 OIL-0.3 S | NO.2 | 58 | Distillate Oil (No. 2) | 0.3 | 0 | 19.63 | E3GAL | 2740.348 | OK | Y | 24 | 7 | 52 | 24 | 7 | 22
0420456 | HP HOOD LLC |  | 233 MAIN ST |  | AGAWAM | MA | 010010000 | 233 MAIN ST |  | AGAWAM | MA | 010010000 | N | PRIVATE | NM25 | HP HOOD LLC | 4137867166X2394 | ray.corigliano@hphood.com | DAVID | LADEN | 4137262389 | david.laden@hphood.com | RAYMOND | CORIGLIANO | 4137867166X2394 | ray.corigliano@hphood.com | 1 | BOILER #1-KEWANEE DUAL FUEL 10.5 MMBTU/HR |  | BOILER | KEWANEE | L3S-250-KX | 1998-04-18 | 2010 | 10.5 | 1 | BOILER #1-KEWANEE #2 OIL-0.2PERCENTS | NO.2 | 58 | Distillate Oil (No. 2) | 0.2 | 0 | 0 | E3GAL | 0 | OK | N | 24 | 7 | 52 | 24 | 7 | 21
0420456 | HP HOOD LLC |  | 233 MAIN ST |  | AGAWAM | MA | 010010000 | 233 MAIN ST |  | AGAWAM | MA | 010010000 | N | PRIVATE | NM25 | HP HOOD LLC | 4137867166X2394 | ray.corigliano@hphood.com | DAVID | LADEN | 4137262389 | david.laden@hphood.com | RAYMOND | CORIGLIANO | 4137867166X2394 | ray.corigliano@hphood.com | 2 | BOILER #2-POWERMASTER DUAL FUEL -STANDBY-8.4 |  | BOILER | ORR AND STEMBLOWER | 3H | 1960-01-01 | 2010 | 8.4 | 2 | BOILER #2-POWERMASTER #2 OIL-0.2 PERCENT SULFUR | NO.2 | 58 | Distillate Oil (No. 2) | 0.2 | 0 | 0 | E3GAL | 0 | OK | N | 24 | 6 | 52 | 24 | 6 | 21
0420475 | LANE CONSTRUCTION COMPANY |  | 216 MOUNT HERMON STATION RD |  | NORTHFIELD | MA | 013600000 | 216 MOUNT HERMON STATION RD |  | NORTHFIELD | MA | 013600000 | N | PRIVATE | SM50 | THE LANE CONSTRUCTON CORPORATION | 2032353351 | JSCRUICKSHANK@LANECONSTRUCT.COM | DONALD | MASON JR. | 4133415551 | DSMASON@LANECONSTRUCT.COM | MEAGAN | SYLVIA | 4133415551 | MRSYLVIA@LANECONSTRUCT.COM | 12 | CONCRETE PLANT BOILER |  | BOILER | CONSOLIDATED SCOTCH MARINE | K100-100-HP | 2004-01-01 | 2010 | 4.2 | 1 | #2 FUEL OIL | NO.2 | 58 | Distillate Oil (No. 2) | 0.3 | 0.1 | 9.1937 | E3GAL | 1283.4405 | OK | N | 10 | 6 | 52 | 8 | 6 | 21
0420476 | LAMSON & GOODNOW MFG CO |  | 45 CONWAY ST |  | BUCKLAND | MA | 013700000 | 45 CONWAY ST. PO BOX 449 |  | SHELBURNE FALLS | MA | 013700000 | N | PRIVATE | SM79-7 | LAMSON AND GOODNOW MFG | 4136256331 | ross@lamsonsharp.com | DOUG | ANDERSON | 4136256331 | doug@lamsonsharp.com | DOUG | ANDERSON | 4136256331 | doug@lamsonsharp.com | 1 | BOILER #1-HURST 152 HP #2 OIL |  | BOILER | HURST | 152 HP | 1997-02-03 | 2010 | 6 | 1 | BOILER #1-HURST 152 HP #2 OIL | NO.2 | 58 | Distillate Oil (No. 2) | 0.3 | 0 | 20 | E3GAL | 2792 | OK | N | 24 | 7 | 26 | 0 | 0 | 0
0420476 | LAMSON & GOODNOW MFG CO |  | 45 CONWAY ST |  | BUCKLAND | MA | 013700000 | 45 CONWAY ST. PO BOX 449 |  | SHELBURNE FALLS | MA | 013700000 | N | PRIVATE | SM79-7 | LAMSON AND GOODNOW MFG | 4136256331 | ross@lamsonsharp.com | DOUG | ANDERSON | 4136256331 | doug@lamsonsharp.com | DOUG | ANDERSON | 4136256331 | doug@lamsonsharp.com | 5 | 3 SPACE HEATERS-COMFORT MAKER #2 OIL |  | BOILER | BECKETT | BURNER | 1994-08-01 | 2010 | 1 | 1 | SPACE HEATERS #1(3)-COMFORT MAKER #2 OIL | NO.2 | 58 | Distillate Oil (No. 2) | 0.3 | 0 | 0.5 | E3GAL | 69.8 | OK | N | 24 | 7 | 26 | 0 | 0 | 0
0420484 | CHICOPEE CONCRETE SV |  | 158 NEW LOMBARD RD |  | CHICOPEE | MA | 010200000 | 652 PROSPECT STREET |  | CHICOPEE | MA | 010200000 | N | PRIVATE | SM25 | CHICOPEE CONCRETE SERVICES INC | 4135363370 | louellette@chicopeeconcrete.com | LEO | OUELLETTE | 4135363370 | jay@chicopeeconcrete.com | JASON | OUELLETTE | 4135363370 | jay@chicopeeconcrete.com | 8 | HOT WATER HEATER-PEARSON #P53W, #2 OIL, PLANT 2 |  | BOILER | PEARSON | P-5-3W | 2000-11-02 | 2011 | 0.84 | 1 | HOT WATER HEATER-PEARSON #P53W #2 OIL | NO.2 | 58 | Distillate Oil (No. 2) | 0.0015 | 0 | 0.35 | E3GAL | 48.86 | OK | N | 24 | 7 | 20 | 0 | 0 | 0
0420489 | LONGMEADOW HIGH SCHOOL |  | 95 GRASSY GUTTER RD |  | LONGMEADOW | MA | 011060000 | 127 GRASSY GUTTER ROAD |  | LONGMEADOW | MA | 011060000 | Y | LOCAL GOVERNMENT | NM99 | LONGMEADOW HIGH SCHOOL | 4135673351 | aphaneuf@longmeadow.k12.ma.us | CAROL | CASH | 4135654200 | ccash@longmeadow.k12.ma.us | ADRIAN | PHANEUF |  | aphaneuf@longmeadow.k12.ma.us | 5 | H. B. SMITH 450 #2 |  | BOILER | H. B. SMITH | 450 | 2002-06-01 | 2008 | 6 | 1 | NO 2 OIL | NO.2 | 58 | Distillate Oil (No. 2) | 0.201 | 0 | 51 | E3GAL | 7119.6 | OK | N | 24 | 7 | 38 | 24 | 7 | 22
0420489 | LONGMEADOW HIGH SCHOOL |  | 95 GRASSY GUTTER RD |  | LONGMEADOW | MA | 011060000 | 127 GRASSY GUTTER ROAD |  | LONGMEADOW | MA | 011060000 | Y | LOCAL GOVERNMENT | NM99 | LONGMEADOW HIGH SCHOOL | 4135673351 | aphaneuf@longmeadow.k12.ma.us | CAROL | CASH | 4135654200 | ccash@longmeadow.k12.ma.us | ADRIAN | PHANEUF |  | aphaneuf@longmeadow.k12.ma.us | 6 | H.B. SMITH 450 #1 |  | BOILER | H. B. SMITH | 450 | 2002-06-01 | 2008 | 6 | 1 | NO 2 OIL | NO.2 | 58 | Distillate Oil (No. 2) | 0.201 | 0 | 18.2 | E3GAL | 2540.72 | OK | N | 24 | 7 | 38 | 24 | 7 | 22
0420489 | LONGMEADOW HIGH SCHOOL |  | 95 GRASSY GUTTER RD |  | LONGMEADOW | MA | 011060000 | 127 GRASSY GUTTER ROAD |  | LONGMEADOW | MA | 011060000 | Y | LOCAL GOVERNMENT | NM99 | LONGMEADOW HIGH SCHOOL | 4135673351 | aphaneuf@longmeadow.k12.ma.us | CAROL | CASH | 4135654200 | ccash@longmeadow.k12.ma.us | ADRIAN | PHANEUF |  | aphaneuf@longmeadow.k12.ma.us | 7 | H. B. SMITH 450 #3 |  | BOILER | H. B. SMITH | 450 | 2002-06-01 | 2008 | 6 | 1 | NO 2 OIL | NO.2 | 58 | Distillate Oil (No. 2) | 0.201 | 0 | 3.66 | E3GAL | 510.936 | OK | N | 24 | 7 | 38 | 24 | 7 | 22
0420508 | MERCY MEDICAL CENTER |  | 271 CAREW ST |  | SPRINGFIELD | MA | 011040000 | P.O.BOX 9012 |  | SPRINGFIELD | MA | 011029012 | N | PRIVATE | SM80-R | MERCY MEDICAL CENTER | 4137819100 | thomas.hodovanec@sphs.com | TOM | HODOVANEC | 4137489177 | thomas.hodovanec@sphs.com | JEFF | BIBEAU | 4135723243 | jpbibeau@tighebond.com | 1 | BOILER #1-IBW TJW-C-20 |  | BOILER | I.B.W. | TJW-C-20 | 1986-11-01 | 2011 | 23 | 1 | BOILER #1-IBW TYPE TJW-C-20 #2 OIL-0.5 PERCENT S | NO.2 | 58 | Distillate Oil (No. 2) | 0.3 | 0 | 0 | E3GAL | 0 | OK | N | 24 | 7 | 17 | 24 | 7 | 8
0420508 | MERCY MEDICAL CENTER |  | 271 CAREW ST |  | SPRINGFIELD | MA | 011040000 | P.O.BOX 9012 |  | SPRINGFIELD | MA | 011029012 | N | PRIVATE | SM80-R | MERCY MEDICAL CENTER | 4137819100 | thomas.hodovanec@sphs.com | TOM | HODOVANEC | 4137489177 | thomas.hodovanec@sphs.com | JEFF | BIBEAU | 4135723243 | jpbibeau@tighebond.com | 2 | BOILER #2-IBW TYPE TJW-C-20 |  | BOILER | I.B.W | TJW-C-20 | 1993-11-01 | 2011 | 23 | 1 | BOILER #2-IBW TYPE TJW-C-20 #2 OIL-0.3 PERCENT S | NO.2 | 58 | Distillate Oil (No. 2) | 0.3 | 0 | 0 | E3GAL | 0 | OK | N | 24 | 7 | 17 | 24 | 7 | 8
0420508 | MERCY MEDICAL CENTER |  | 271 CAREW ST |  | SPRINGFIELD | MA | 011040000 | P.O.BOX 9012 |  | SPRINGFIELD | MA | 011029012 | N | PRIVATE | SM80-R | MERCY MEDICAL CENTER | 4137819100 | thomas.hodovanec@sphs.com | TOM | HODOVANEC | 4137489177 | thomas.hodovanec@sphs.com | JEFF | BIBEAU | 4135723243 | jpbibeau@tighebond.com | 3 | BOILER #3-IBW TJW-C-20 |  | BOILER | I.B.W. | TJW-C-20 | 1986-11-01 | 2011 | 23 | 1 | BOILER #3-IBW TYPE TJW-C-20 #2 OIL-0.3 PERCENT S | NO.2 | 58 | Distillate Oil (No. 2) | 0.3 | 0 | 0.8 | E3GAL | 111.68 | OK | N | 24 | 7 | 17 | 24 | 7 | 8
0420525 | GERIATRIC AUTHORITY OF HOLYOKE |  | 45 LOWER WESTFIELD RD |  | HOLYOKE | MA | 010400000 | 45 LOWER WESTFIELD RD |  | HOLYOKE | MA | 010400000 | Y | LOCAL GOVERNMENT | NM99 | GERIATRIC AUTHORITY OF HOLOKE | 4135368110 | squinn@geriatricauthority.org | SHERYL | QUINN | 413.536.8110 | squinn@geriatricauthority.org | STEPHEN | LAWRENCE | 4135368110X103 | slawrence@geriatricauthority.org | 1 | BOILER #1-CLEAVER BROOKS DUAL FUEL |  | BOILER | CLEAVER BROOKS | CB-200-150 | 1977-06-01 | 2007 | 6 | 1 | BOILER #1-CLEAVER BROOKS #2 OIL | NO.2 | 58 | Distillate Oil (No. 2) | 0.3 | 0 | 2.2 | E3GAL | 307.12 | OK | N | 24 | 7 | 26 | 0 | 0 | 0
0420525 | GERIATRIC AUTHORITY OF HOLYOKE |  | 45 LOWER WESTFIELD RD |  | HOLYOKE | MA | 010400000 | 45 LOWER WESTFIELD RD |  | HOLYOKE | MA | 010400000 | Y | LOCAL GOVERNMENT | NM99 | GERIATRIC AUTHORITY OF HOLOKE | 4135368110 | squinn@geriatricauthority.org | SHERYL | QUINN | 413.536.8110 | squinn@geriatricauthority.org | STEPHEN | LAWRENCE | 4135368110X103 | slawrence@geriatricauthority.org | 2 | BOILER #2-CLEAVER BROOKS DUAL FUEL |  | BOILER | CLEAVER BROOKS | CB-200-150 | 1977-06-01 | 2007 | 6 | 1 | BOILER #2-CLEAVER BROOKS #2 OIL | NO.2 | 58 | Distillate Oil (No. 2) | 0.3 | 0 | 2.2 | E3GAL | 307.12 | OK | N | 24 | 7 | 26 | 0 | 0 | 0
0420525 | GERIATRIC AUTHORITY OF HOLYOKE |  | 45 LOWER WESTFIELD RD |  | HOLYOKE | MA | 010400000 | 45 LOWER WESTFIELD RD |  | HOLYOKE | MA | 010400000 | Y | LOCAL GOVERNMENT | NM99 | GERIATRIC AUTHORITY OF HOLOKE | 4135368110 | squinn@geriatricauthority.org | SHERYL | QUINN | 413.536.8110 | squinn@geriatricauthority.org | STEPHEN | LAWRENCE | 4135368110X103 | slawrence@geriatricauthority.org | 3 | BOILER #3-H.B.SMITH DUAL FUEL |  | BOILER | H.B.SMITH | 450 MILLS-17 | 1979-09-01 | 2007 | 7 | 1 | BOILER #3-H.B.SMITH #2 OIL | NO.2 | 58 | Distillate Oil (No. 2) | 0.3 | 0 | 2.6 | E3GAL | 362.96 | OK | N | 24 | 7 | 26 | 0 | 0 | 0
0420525 | GERIATRIC AUTHORITY OF HOLYOKE |  | 45 LOWER WESTFIELD RD |  | HOLYOKE | MA | 010400000 | 45 LOWER WESTFIELD RD |  | HOLYOKE | MA | 010400000 | Y | LOCAL GOVERNMENT | NM99 | GERIATRIC AUTHORITY OF HOLOKE | 4135368110 | squinn@geriatricauthority.org | SHERYL | QUINN | 413.536.8110 | squinn@geriatricauthority.org | STEPHEN | LAWRENCE | 4135368110X103 | slawrence@geriatricauthority.org | 4 | BOILER #4-H.B.SMITH DUAL FUEL |  | BOILER | H.B.SMITH | 450 MILLS-17 | 1979-09-01 | 2007 | 7 | 1 | BOILER #4-H.B.SMITH #2 OIL | NO.2 | 58 | Distillate Oil (No. 2) | 0.3 | 0 | 2.6 | E3GAL | 362.96 | OK | N | 24 | 7 | 26 | 0 | 0 | 0
0420539 | NOBLE HOSPITAL |  | 115 WEST SILVER ST |  | WESTFIELD | MA | 010850000 | PO BOX 1634 |  | WESTFIELD | MA | 010860000 | N | PRIVATE | SM25 | NOBLE HOSPITAL | 4135682811 | drosinski@noblehealth.org | DAVID | ROSINSKI | 4135682811 | drosinski@noblehealth.org | TODD | OSTROWSKI | 4135723282 | TJOstrowski@tighebond.com | 1 | BOILER #1-H.B.SMITH DUAL FUEL |  | BOILER | HB SMITH | 650 | 1973-01-01 | 2009 | 10.4 | 1 | BOILER #1-H.B.SMITH - FUEL OIL | NO.2 | 58 | Distillate Oil (No. 2) | 0.3 | 0 | 0 | E3GAL | 0 | OK | N | 24 | 7 | 52 | 24 | 7 | 22
0420539 | NOBLE HOSPITAL |  | 115 WEST SILVER ST |  | WESTFIELD | MA | 010850000 | PO BOX 1634 |  | WESTFIELD | MA | 010860000 | N | PRIVATE | SM25 | NOBLE HOSPITAL | 4135682811 | drosinski@noblehealth.org | DAVID | ROSINSKI | 4135682811 | drosinski@noblehealth.org | TODD | OSTROWSKI | 4135723282 | TJOstrowski@tighebond.com | 2 | BOILER #2-H.B.SMITH DUAL FUEL |  | BOILER | H.B. SMITH | 650 | 1973-01-01 | 2009 | 10.4 | 1 | BOILER #2-H.B.SMITH | NO.2 | 58 | Distillate Oil (No. 2) | 0.3 | 0 | 0 | E3GAL | 0 | OK | Y | 24 | 7 | 52 | 24 | 7 | 22
0420539 | NOBLE HOSPITAL |  | 115 WEST SILVER ST |  | WESTFIELD | MA | 010850000 | PO BOX 1634 |  | WESTFIELD | MA | 010860000 | N | PRIVATE | SM25 | NOBLE HOSPITAL | 4135682811 | drosinski@noblehealth.org | DAVID | ROSINSKI | 4135682811 | drosinski@noblehealth.org | TODD | OSTROWSKI | 4135723282 | TJOstrowski@tighebond.com | 3 | BOILER #3-H.B.SMITH |  | BOILER | H.B. SMITH | 640 | 1963-06-01 | 2009 | 5.3 | 1 | BOILER #3-H.B SMITH - FUEL OIL | NO.2 | 58 | Distillate Oil (No. 2) | 0.3 | 0 | 0 | E3GAL | 0 | OK | N | 24 | 7 | 8 | 24 | 7 | 22
0420539 | NOBLE HOSPITAL |  | 115 WEST SILVER ST |  | WESTFIELD | MA | 010850000 | PO BOX 1634 |  | WESTFIELD | MA | 010860000 | N | PRIVATE | SM25 | NOBLE HOSPITAL | 4135682811 | drosinski@noblehealth.org | DAVID | ROSINSKI | 4135682811 | drosinski@noblehealth.org | TODD | OSTROWSKI | 4135723282 | TJOstrowski@tighebond.com | 4 | BOILER #4-H.B.SMITH - DUAL FUEL |  | BOILER | H.B. SMITH | 640 | 1963-06-01 | 2009 | 5.3 | 1 | BOILER #4-H.B SMITH - FUEL OIL | NO.2 | 58 | Distillate Oil (No. 2) | 0.3 | 0 | 0 | E3GAL | 0 | OK | Y | 24 | 7 | 52 | 24 | 7 | 22
0420539 | NOBLE HOSPITAL |  | 115 WEST SILVER ST |  | WESTFIELD | MA | 010850000 | PO BOX 1634 |  | WESTFIELD | MA | 010860000 | N | PRIVATE | SM25 | NOBLE HOSPITAL | 4135682811 | drosinski@noblehealth.org | DAVID | ROSINSKI | 4135682811 | drosinski@noblehealth.org | TODD | OSTROWSKI | 4135723282 | TJOstrowski@tighebond.com | 5 | BOILER #5-CLEAVER BROOKS - DUAL FUEL |  | BOILER | CLEAVER BROOKS | CBH-200-30 | 1980-01-01 | 2009 | 1.255 | 1 | BOILER #5-CLEAVER BROOKS - FUEL OIL | NO.2 | 58 | Distillate Oil (No. 2) | 0.3 | 0 | 0 | E3GAL | 0 | OK | N | 11 | 5 | 52 | 11 | 5 | 22
0420539 | NOBLE HOSPITAL |  | 115 WEST SILVER ST |  | WESTFIELD | MA | 010850000 | PO BOX 1634 |  | WESTFIELD | MA | 010860000 | N | PRIVATE | SM25 | NOBLE HOSPITAL | 4135682811 | drosinski@noblehealth.org | DAVID | ROSINSKI | 4135682811 | drosinski@noblehealth.org | TODD | OSTROWSKI | 4135723282 | TJOstrowski@tighebond.com | 6 | BOILER #6-CLEAVER BROOKS - DUAL FUEL |  | BOILER | CLEAVER BROOKS | CBH-200-30 | 1980-01-01 | 2009 | 1.255 | 1 | BOILER #6-CLEAVER BROOKS - FUEL OIL | NO.2 | 58 | Distillate Oil (No. 2) | 0.3 | 0 | 0 | E3GAL | 0 | OK | N | 11 | 5 | 52 | 11 | 5 | 22
0420550 | NORTHFIELD MT HERMON |  | MOUNT HERMON RD |  | GILL | MA | 013540000 | ONE LAMPLIGHTER WAY |  | MOUNT HERMON | MA | 013540000 | N | PRIVATE | SM79-R | NORTHFIELD MOUNT HERMON SCHOOL | 4134983455 | webmaster@nmhschool.org | WILLIAM | PACHALIS | 4134983455 | bpachalis@nmhschool.org | WILLIAM | PACHALIS | 4134983455 | bpachalis@nmhschool.org | 5 | 42 RESIDENTIAL OIL BURNERS 8.8 MMBT/HR TOTAL |  | BOILER | VAIROUS | VAIROUS | 1960-01-01 | 2011 | 3.78 | 1 | #2 OIL-0.3S | NO.2 | 58 | Distillate Oil (No. 2) | 0.3 | 0 | 55.286 | E3GAL | 7717.9256 | OK | N | 24 | 7 | 52 | 24 | 7 | 22
0420551 | NORTHFIELD HEATING PLANT | HOBBY LOBBY STORES INC | 231 MAIN ST |  | NORTHFIELD | MA | 013600000 | 231 MAIN ST |  | NORTHFIELD | MA | 013600000 | N | PRIVATE | SM79-R | HOBBY LOBBY STORES INC. | 4057451100 | dclarkhobbylobby@gmail.com | DARRELL | MOSLEY | 4134982914 | darrell.mosley@hobbylobby.com | DAVID | CLARK | 4134982914 | dclarkhobbylobby@gmail.com | 5 | 10 SMALL BOILERS-RESIDENTIAL UNITS #2 OIL-0.3S |  | BOILER | VARIOUS | VARIOUS | 1950-01-01 | 2011 | 3 | 1 | BOILERS #5-(10) RESIDENTIAL UNITS #2 OIL-0.3S | NO.2 | 58 | Distillate Oil (No. 2) | 0.3 | 0 | 10.506 | E3GAL | 1466.6376 | OK | N | 24 | 7 | 52 | 24 | 7 | 22
0420554 | PIONEER VALLEY REGIONAL SCHOOL |  | 97 F SUMNER TURNER RD |  | NORTHFIELD | MA | 013600000 | 97 F. SUMNER TURNER RD. |  | NORTHFIELD | MA | 013600000 | Y | LOCAL GOVERNMENT | SM50 | PIONEER VALLEY REGIONAL SCHOOL DISTRICT | 4134982911 |  | DAYLE | DOIRON | 4134982911 |  | DAYLE | DOIRON | 4134982911 |  | 1 | BOILER #1-BURNHAM TYPE H #2 OIL-1%S |  | BOILER | BURNHAM | TYPE H | 2000-05-01 | 2005 | 3.957 | 1 | BOILER #1-BURNHAM TYPE H #2 OIL-1%S | NO.2 | 58 | Distillate Oil (No. 2) | 1 | 0 | 50.006 | E3GAL | 6980.8376 | OK | Y | 24 | 7 | 52 | 24 | 7 | 23
0420569 | OUR LADY OF ELMS COLLEGE |  | 291 SPRINGFIELD ST |  | CHICOPEE | MA | 010130000 | 291 SPRINGFIELD ST |  | CHICOPEE | MA | 010130000 | N | PRIVATE | NM50 | OUR LADY OF ELMS COLLEGE | 4135942761 | sullivanm@elms.edu | MICHAEL | SULLIVAN | 4135942761 | sullivanm@elms.edu | MICHAEL | SULLIVAN | 4135942761 | sullivanm@elms.edu | 1 | BOILER #1-BIGELOW DUAL FUEL 10.7 MMBTU/HR |  | BOILER | BIGELOW | UNKNOWN | 1990-01-01 | 2010 | 11 | 2 | BOILER #1 - BIGELOW #2 OIL | NO.2 | 58 | Distillate Oil (No. 2) | 0.3 | 0 | 0 | E3GAL | 0 | OK | N | 24 | 5 | 26 | 0 | 0 | 0
0420577 | CONVERSE MIDDLE SCHOOL |  | 24 CONVERSE ST |  | PALMER | MA | 010690000 | 24 CONVERSE STREET |  | PALMER | MA | 010690000 | Y | LOCAL GOVERNMENT | NM25 | CONVERSE MIDDLE SCHOOL | 4132839813 |  | STEPHEN | MUNIEC | 4132832653 |  | STEPHEN | MUNIEC | 4132832653 |  | 1 | BOILER #1-H.B.SMITH |  | BOILER | WEIL-MACLAIN | 1888 | 1992-01-01 | 2005 | 6.3 | 1 | BOILER #1-HB SMITH #2 OIL 0.3%S | NO.2 | 58 | Distillate Oil (No. 2) | 0.3 | 0 | 30 | E3GAL | 4188 | OK | N | 24 | 7 | 39 | 8 | 5 | 12
0420577 | CONVERSE MIDDLE SCHOOL |  | 24 CONVERSE ST |  | PALMER | MA | 010690000 | 24 CONVERSE STREET |  | PALMER | MA | 010690000 | Y | LOCAL GOVERNMENT | NM25 | CONVERSE MIDDLE SCHOOL | 4132839813 |  | STEPHEN | MUNIEC | 4132832653 |  | STEPHEN | MUNIEC | 4132832653 |  | 2 | BOILER #2-H.B.SMITH #2 OIL @0.3%S |  | BOILER | H.B. SMITH | M450L | 1992-01-01 | 2005 | 4 | 1 | BOILER #2-HB SMITH #2 OIL 0.3%S | NO.2 | 58 | Distillate Oil (No. 2) | 0.3 | 0 | 0 | E3GAL | 0 | OK | N | 0 | 0 | 0 | 0 | 0 | 0
0420578 | PALMER WWT PLANT |  | NORBELL ST |  | PALMER | MA | 010800000 | 1 NORBELL STREET |  | THREE RIVERS | MA | 010800000 | Y | LOCAL GOVERNMENT | NM25 | TOWN OF PALMER WATER POLLUTION CONTROL FACILITY | 4132832671 |  | GERALD | SKOWRONEK | 4132832671 | gerrys_palmerwwtp@yahoo.com | GERALD | SKOWRONEK | 4132832671 | gerrys_palmerwwtp@yahoo.com | 1 | BOILER #1-H.B.SMITH #2 OIL-0.3%S |  | BOILER | H.B. SMITH | 4500 | 1979-04-01 | 2005 | 7 | 1 | BOILER #1-H.B.SMITH #2 OIL-0.3%S | NO.2 | 58 | Distillate Oil (No. 2) | 0.3 | 0 | 20 | E3GAL | 2792 | OK | N | 24 | 7 | 26
0420594 | RATHBONE PRECISION METALS |  | 1241 PARK ST |  | PALMER | MA | 010690000 | 1241 PARK STREET |  | PALMER | MA | 010690000 | N | PRIVATE | NM25 | RATHBONE PRECISION METALS INC | 4132838961 | dale.pretz@rathboneprofiles.com | DALE | PRETZ | 4132838961 | dale.pretz@rathboneprofiles.com | BRANDON | ROBB | 8882838961 | brandon.robb@rathboneprofiles.com | 7 | BOILER 3-CLEAVER BROOKS CB100-125 |  | BOILER | CLEAVER BROOKS | CB 100 125 | 1998-01-01 | 2011 | 5.23 | 1 | BOILER 3-CLEAVER BROOKS CB100-125 | NO.2 | 58 | Distillate Oil (No. 2) | 0.3 | 0.1 | 10 | E3GAL | 1396 | OK | N | 16 | 6 | 26 | 0 | 0 | 0
0420594 | RATHBONE PRECISION METALS |  | 1241 PARK ST |  | PALMER | MA | 010690000 | 1241 PARK STREET |  | PALMER | MA | 010690000 | N | PRIVATE | NM25 | RATHBONE PRECISION METALS INC | 4132838961 | dale.pretz@rathboneprofiles.com | DALE | PRETZ | 4132838961 | dale.pretz@rathboneprofiles.com | BRANDON | ROBB | 8882838961 | brandon.robb@rathboneprofiles.com | 8 | CLEAVER BROOKS JR. BOILER |  | BOILER | CLEAVER BROOKS | CB-100-60 | 2009-03-09 | 2011 | 2.511 | 1 | DISTILLATE OIL | NO.2 | 58 | Distillate Oil (No. 2) | 0.3 | 0 | 0.052 | E3GAL | 7.2592 | OK | N | 15 | 5 | 35 | 15 | 5 | 5
0420625 | SISTERS OF PROVIDENCE |  | 5 GAMELIN ST |  | HOLYOKE | MA | 010400000 | 5 GAMELIN STREET |  | HOLYOKE | MA | 010404080 | N | PRIVATE | SM25 | SISTERS OF PROVIDENCE | 4135367511X531 | rkorell@providenceplace.org | KORELL | ROGER | 4135367511 | rkorell@providenceplace.org | ROGER | KORELL | 4135367511X531 | rkorell@providenceplace.org | 1 | BOILER #1-H.B.SMITH 60 28A-18 DUAL FUEL |  | BOILER | HB SMITH | 28A-18 | 1998-08-01 | 2007 | 4 | 1 | #2 HEATING OIL | NO.2 | 58 | Distillate Oil (No. 2) | 0.05 | 0 | 12.434 | E3GAL | 1735.7864 | OK | N | 12 | 7 | 35 | 6 | 7 | 4
0420625 | SISTERS OF PROVIDENCE |  | 5 GAMELIN ST |  | HOLYOKE | MA | 010400000 | 5 GAMELIN STREET |  | HOLYOKE | MA | 010404080 | N | PRIVATE | SM25 | SISTERS OF PROVIDENCE | 4135367511X531 | rkorell@providenceplace.org | KORELL | ROGER | 4135367511 | rkorell@providenceplace.org | ROGER | KORELL | 4135367511X531 | rkorell@providenceplace.org | 2 | BOILER #2-H.B.SMITH 60 28A-18 DUAL FUEL |  | BOILER | HB SMITH | 28A-18 | 1998-08-01 | 2007 | 4 | 1 | #2 HEATING OIL | NO.2 | 58 | Distillate Oil (No. 2) | 0.05 |  | 12.434 | E3GAL | 1735.7864 | OK | N | 12 | 7 | 35 | 6 | 7 | 4
0420625 | SISTERS OF PROVIDENCE |  | 5 GAMELIN ST |  | HOLYOKE | MA | 010400000 | 5 GAMELIN STREET |  | HOLYOKE | MA | 010404080 | N | PRIVATE | SM25 | SISTERS OF PROVIDENCE | 4135367511X531 | rkorell@providenceplace.org | KORELL | ROGER | 4135367511 | rkorell@providenceplace.org | ROGER | KORELL | 4135367511X531 | rkorell@providenceplace.org | 3 | WATER HEATER #2 DUAL FUEL |  | BOILER | PVI | 750 P225 ATPGO | 1999-01-01 | 2007 | 0.6 | 1 | #2 HEATING OIL | NO.2 | 58 | Distillate Oil (No. 2) | 0.05 | 0 | 1.3816 | E3GAL | 192.8714 | OK | Y | 24 | 7 | 52 | 24 | 7 | 22
0420625 | SISTERS OF PROVIDENCE |  | 5 GAMELIN ST |  | HOLYOKE | MA | 010400000 | 5 GAMELIN STREET |  | HOLYOKE | MA | 010404080 | N | PRIVATE | SM25 | SISTERS OF PROVIDENCE | 4135367511X531 | rkorell@providenceplace.org | KORELL | ROGER | 4135367511 | rkorell@providenceplace.org | ROGER | KORELL | 4135367511X531 | rkorell@providenceplace.org | 4 | WATER HEATER #1 DAUL-FUEL |  | BOILER | BOCK | 200DF | 2007-12-04 | 2007 | 0.6 | 1 | #2 HEATING OIL | NO.2 | 58 | Distillate Oil (No. 2) | 0.05 | 0 | 1.3816 | E3GAL | 192.8714 | OK | Y | 24 | 7 | 52 | 24 | 7 | 22
0420628 | SMITH S VOCATIONAL HIGH SCHOOL |  | 80 LOCUST ST |  | NORTHAMPTON | MA | 010600000 | 80 LOCUST STREET | 80 LOCUST STREET | NORTHAMPTON | MA | 010600000 | Y | LOCAL GOVERNMENT | NM99 | SMITH VOCATIONAL HIGH SCHOOL | 4135871414X120 | smitht@svahs.net | TIMOTHY | SMITH | 4135871414 | smitht@svahs.net | TIMOTHY | SMITH | 4135871414 | smitht@svahs.net | 12 | BRL 11 BURNHAM E BUILDING | 2 | BOILER | BURNHAM | PV86WC TBWN | 2001-07-01 | 2007 | 0.0023 | 1 | NO. 2 OIL | NO.2 | 58 | Distillate Oil (No. 2) | 0.1 |  | 3.6 | E3GAL | 502.56 | CHECK | N | 12 | 5 | 40 | 12 | 5 | 12
0420628 | SMITH S VOCATIONAL HIGH SCHOOL |  | 80 LOCUST ST |  | NORTHAMPTON | MA | 010600000 | 80 LOCUST STREET | 80 LOCUST STREET | NORTHAMPTON | MA | 010600000 | Y | LOCAL GOVERNMENT | NM99 | SMITH VOCATIONAL HIGH SCHOOL | 4135871414X120 | smitht@svahs.net | TIMOTHY | SMITH | 4135871414 | smitht@svahs.net | TIMOTHY | SMITH | 4135871414 | smitht@svahs.net | 13 | BRL 12 BURNHAM E BUILDING | 2 | BOILER | BURNHAM | PV86WC TBWN | 2001-07-01 | 2007 | 2.27 | 1 | #2 HEATING OIL | NO.2 | 58 | Distillate Oil (No. 2) | 0.1 |  | 3.6 | E3GAL | 502.56 | OK | N | 12 | 5 | 40 | 12 | 5 | 12
0420632 | SOUTH HADLEY HIGH SCHOOL |  | 153 NEWTON ST |  | SOUTH HADLEY | MA | 010750000 | 153 NEWTON STREET |  | SOUTH HADLEY | MA | 010750000 | Y | LOCAL GOVERNMENT | NM99 | SOUTH HADLEY HIGH SCHOOL | 4135385057X100 | bmailhott@shschools.com | BRUCE | MAILHOTT | 4135385057 | BMAILHOTT@SHSCHOOLS.COM | BRUCE | MAILHOTT | 4135385057X100 | BMAILHOTT@SHSCHOOLS.COM | 1 | BOILER #1 - BURNHAM VII - DUAL FUEL |  | BOILER | BURNHAM | VII | 2002-09-01 | 2009 | 10 | 2 | #2 OIL | NO.2 | 58 | Distillate Oil (No. 2) | 0.3 | 0 | 0 | E3GAL | 0 | OK | N | 24 | 7 | 26 | 0 | 0 | 0
0420632 | SOUTH HADLEY HIGH SCHOOL |  | 153 NEWTON ST |  | SOUTH HADLEY | MA | 010750000 | 153 NEWTON STREET |  | SOUTH HADLEY | MA | 010750000 | Y | LOCAL GOVERNMENT | NM99 | SOUTH HADLEY HIGH SCHOOL | 4135385057X100 | bmailhott@shschools.com | BRUCE | MAILHOTT | 4135385057 | BMAILHOTT@SHSCHOOLS.COM | BRUCE | MAILHOTT | 4135385057X100 | BMAILHOTT@SHSCHOOLS.COM | 2 | BOILER #2 - BURNHAM VII - DUAL FUEL |  | BOILER | BURNHAM | VII | 2002-09-15 | 2009 | 10 | 2 | #2 FUEL OIL | NO.2 | 58 | Distillate Oil (No. 2) | 0.3 |  | 0 | E3GAL | 0 | OK | N | 24 | 7 | 26 | 0 | 0 | 0
0420632 | SOUTH HADLEY HIGH SCHOOL |  | 153 NEWTON ST |  | SOUTH HADLEY | MA | 010750000 | 153 NEWTON STREET |  | SOUTH HADLEY | MA | 010750000 | Y | LOCAL GOVERNMENT | NM99 | SOUTH HADLEY HIGH SCHOOL | 4135385057X100 | bmailhott@shschools.com | BRUCE | MAILHOTT | 4135385057 | BMAILHOTT@SHSCHOOLS.COM | BRUCE | MAILHOTT | 4135385057X100 | BMAILHOTT@SHSCHOOLS.COM | 3 | BOILER #3 - BURNHAM VII - DUAL FUEL |  | BOILER | BURNHAM VII | K-VII-20WML | 2002-09-15 | 2009 | 10 | 2 | #2 OIL - | NO.2 | 58 | Distillate Oil (No. 2) | 0.3 |  | 0 | E3GAL | 0 | OK | N | 12 | 5 | 40 | 0 | 0 | 0
0420633 | MICHAEL E SMITH MIDDLE SCHOOL |  | 100 MOSIER ST |  | SOUTH HADLEY | MA | 010750000 | 100 MOSIER STREET |  | SOUTH HADLEY | MA | 010750000 | Y | LOCAL GOVERNMENT | NM99 | MIDDLE SCHOOL NORTH | 4135385057 |  | BRUCE | MAILHOTT | 4135385057 | BMAILHOTT@SHSCHOOLS.COM | BRUCE | MAILHOTT | 4135385074 | BMAILHOTT@SHSCHOOLS.COM | 1 | BOILER #1 - H.B.SMITH - DUAL FUEL |  | BOILER | H B SMITH | S28A-16 | 2001-01-01 | 2006 | 7 | 2 | #2 OIL 0.3%S | NO.2 | 58 | Distillate Oil (No. 2) | 0.3 |  | 0 | E3GAL | 0 | OK | N | 8 | 5 | 50 | 0 | 0 | 0
0420633 | MICHAEL E SMITH MIDDLE SCHOOL |  | 100 MOSIER ST |  | SOUTH HADLEY | MA | 010750000 | 100 MOSIER STREET |  | SOUTH HADLEY | MA | 010750000 | Y | LOCAL GOVERNMENT | NM99 | MIDDLE SCHOOL NORTH | 4135385057 |  | BRUCE | MAILHOTT | 4135385057 | BMAILHOTT@SHSCHOOLS.COM | BRUCE | MAILHOTT | 4135385074 | BMAILHOTT@SHSCHOOLS.COM | 2 | BOILER #2 - H.B.SMITH - DUAL FUEL |  | BOILER | H B SMITH | S-28A-16 | 2001-01-01 | 2006 | 7 | 2 | #2 OIL 0.3%S | NO.2 | 58 | Distillate Oil (No. 2) | 0.03 |  | 0 | E3GAL | 0 | OK | N | 24 | 7 | 26 | 0 | 0 | 0
0420641 | SPRINGFIELD COLLEGE |  | 263 ALDEN ST |  | SPRINGFIELD | MA | 011090000 | 263 ALDEN STREET |  | SPRINGFIELD | MA | 011090000 | N | PRIVATE | SM25 | SPRINGFIELD COLLEGE | 4137883252 |  | LUIS | VITORINO | 4137483252 | Luis_Vitorino@spfldcol.edu | LUIS | VITORINO | 4137883252 |  | 1 | BOILER #1-CLEAVER BROOKS (POWERHOUSE) DUAL FUEL |  | BOILER | CLEAVER BROOKS | CB600 | 1979-10-01 | 2005 | 25 | 1 | BOILER #1-CLEAVER BROOKS (POWERHOUSE) #2 OIL-0.3%S | NO.2 | 58 | Distillate Oil (No. 2) | 0.3 | 0 | 65.5 | E3GAL | 9143.8 | OK | N | 24 | 7 | 40 | 0 | 0 | 0
0420641 | SPRINGFIELD COLLEGE |  | 263 ALDEN ST |  | SPRINGFIELD | MA | 011090000 | 263 ALDEN STREET |  | SPRINGFIELD | MA | 011090000 | N | PRIVATE | SM25 | SPRINGFIELD COLLEGE | 4137883252 |  | LUIS | VITORINO | 4137483252 | Luis_Vitorino@spfldcol.edu | LUIS | VITORINO | 4137883252 |  | 2 | BOILER #2-CLEAVER BROOKS (POWERHOUSE) DUAL FUEL |  | BOILER | CLEAVER BROOKS | CB600 | 1981-10-01 | 2005 | 25 | 1 | BOILER #2-CLEAVER BROOKS (POWERHOUSE #2 OIL-0.3%S | NO.2 | 58 | Distillate Oil (No. 2) | 0.3 | 0 | 0 | E3GAL | 0 | OK | N | 24 | 7 | 40 | 0 | 0 | 0
0420641 | SPRINGFIELD COLLEGE |  | 263 ALDEN ST |  | SPRINGFIELD | MA | 011090000 | 263 ALDEN STREET |  | SPRINGFIELD | MA | 011090000 | N | PRIVATE | SM25 | SPRINGFIELD COLLEGE | 4137883252 |  | LUIS | VITORINO | 4137483252 | Luis_Vitorino@spfldcol.edu | LUIS | VITORINO | 4137883252 |  | 2 | BOILER #2-CLEAVER BROOKS (POWERHOUSE) DUAL FUEL |  | BOILER | CLEAVER BROOKS | CB600 | 1981-10-01 | 2005 | 25 | 3 | NO. 2 OIL | NO.2 | 58 | Distillate Oil (No. 2) | 0.3 | 0 | 65.5 | E3GAL | 9143.8 | OK | N | 24 | 7 | 40 | 0 | 0 | 0
0420641 | SPRINGFIELD COLLEGE |  | 263 ALDEN ST |  | SPRINGFIELD | MA | 011090000 | 263 ALDEN STREET |  | SPRINGFIELD | MA | 011090000 | N | PRIVATE | SM25 | SPRINGFIELD COLLEGE | 4137883252 |  | LUIS | VITORINO | 4137483252 | Luis_Vitorino@spfldcol.edu | LUIS | VITORINO | 4137883252 |  | 3 | BOILER #3-CLEAVER BROOKS (POWERHOUSE) DUAL FUEL |  | BOILER | C BROOKS | CB200 | 1981-10-01 | 2005 | 8.4 | 1 | BOILER #3-CLEAVER BROOKS (POWERHOUSE) #2 OIL-0.3%S | NO.2 | 58 | Distillate Oil (No. 2) | 0.3 | 0 | 0 | E3GAL | 0 | OK | N | 24 | 7 | 40 | 24 | 7 | 20
0420641 | SPRINGFIELD COLLEGE |  | 263 ALDEN ST |  | SPRINGFIELD | MA | 011090000 | 263 ALDEN STREET |  | SPRINGFIELD | MA | 011090000 | N | PRIVATE | SM25 | SPRINGFIELD COLLEGE | 4137883252 |  | LUIS | VITORINO | 4137483252 | Luis_Vitorino@spfldcol.edu | LUIS | VITORINO | 4137883252 |  | 5 | BOILER #4-CLEAVER BROOKS (PE COMPLEX) DUAL FUEL |  | BOILER | CLEAVER BROOKS | CB100 | 1980-10-01 | 2005 | 4.2 | 1 | BOILER #4-CLEAVER BROOKS (PE COMPLEX) #2 OIL-0.3%S | NO.2 | 58 | Distillate Oil (No. 2) | 0.3 | 0 | 9.7 | E3GAL | 1354.12 | OK | N | 24 | 7 | 40 | 0 | 0 | 0
0420641 | SPRINGFIELD COLLEGE |  | 263 ALDEN ST |  | SPRINGFIELD | MA | 011090000 | 263 ALDEN STREET |  | SPRINGFIELD | MA | 011090000 | N | PRIVATE | SM25 | SPRINGFIELD COLLEGE | 4137883252 |  | LUIS | VITORINO | 4137483252 | Luis_Vitorino@spfldcol.edu | LUIS | VITORINO | 4137883252 |  | 6 | BOILER #5-CLEAVER BROOKS (PE COMPLEX) DUAL FUEL |  | BOILER | CLEAVER BROOKS | CB100 | 1980-10-01 | 2005 | 4.2 | 1 | BOILER #5-CLEAVER BROOKS (PE COMPLEX) #2 OIL-0.3%S | NO.2 | 58 | Distillate Oil (No. 2) | 0.3 | 0 | 9.7 | E3GAL | 1354.12 | OK | N | 24 | 7 | 40 | 0 | 0 | 0
0420661 | COMMERCE HIGH SCHOOL |  | 415 STATE ST |  | SPRINGFIELD | MA | 011051321 | CITY OF SPRINGFIELD FACILITIES DIVISION | 233 ALLEN STREET | SPRINGFIELD | MA | 011081915 | Y | LOCAL GOVERNMENT | NM99 | COMMERCE HIGH SCHOOL | 4137877100 | psullivan@springfieldcityhall.com | PATRICK | SULLIVAN | 4137876440 | psullivan@springfieldcityhall.com | JOSEPH | FOREST | 4137876238 | jforest@springfieldcityhall.com | 1 | BOILER #1-H.B.SMITH #650 |  | BOILER | HB SMITH | 650 | 1961-01-01 | 2007 | 8 | 1 | BOILER #1-HB SMITH #650 | NO.2 | 58 | Distillate Oil (No. 2) | 0.3 | 0 | 0 | E3GAL | 0 | OK | N | 24 | 7 | 30 | 24 | 7 | 2
0420661 | COMMERCE HIGH SCHOOL |  | 415 STATE ST |  | SPRINGFIELD | MA | 011051321 | CITY OF SPRINGFIELD FACILITIES DIVISION | 233 ALLEN STREET | SPRINGFIELD | MA | 011081915 | Y | LOCAL GOVERNMENT | NM99 | COMMERCE HIGH SCHOOL | 4137877100 | psullivan@springfieldcityhall.com | PATRICK | SULLIVAN | 4137876440 | psullivan@springfieldcityhall.com | JOSEPH | FOREST | 4137876238 | jforest@springfieldcityhall.com | 2 | BOILER #2-H.B.SMITH |  | BOILER | HB SMITH | 650 | 1961-01-01 | 2007 | 8 | 1 | BOILER #2-HB SMITH #650 | NO.2 | 58 | Distillate Oil (No. 2) | 1 | 0 | 0 | E3GAL | 0 | OK | N | 24 | 7 | 30 | 24 | 7 | 2
0420661 | COMMERCE HIGH SCHOOL |  | 415 STATE ST |  | SPRINGFIELD | MA | 011051321 | CITY OF SPRINGFIELD FACILITIES DIVISION | 233 ALLEN STREET | SPRINGFIELD | MA | 011081915 | Y | LOCAL GOVERNMENT | NM99 | COMMERCE HIGH SCHOOL | 4137877100 | psullivan@springfieldcityhall.com | PATRICK | SULLIVAN | 4137876440 | psullivan@springfieldcityhall.com | JOSEPH | FOREST | 4137876238 | jforest@springfieldcityhall.com | 3 | BOILER #3-H.B.SMITH 650 |  | BOILER | HB SMITH | 650 | 1961-01-01 | 2007 | 8 | 1 | BOILER #3-HB SMITH #650 | NO.2 | 58 | Distillate Oil (No. 2) | 1 | 0 | 0 | E3GAL | 0 | OK | N | 24 | 7 | 32 | 24 | 7 | 20
0420667 | FREEDMAN SCHOOL |  | 90 CHEROKEE DR |  | SPRINGFIELD | MA | 011091553 | CITY OF SPRINGFIELD FACILITIES DIVISION | 233 ALLEN STREET | SPRINGFIELD | MA | 011081915 | Y | LOCAL GOVERNMENT | NM25 | FREEDMAN SCHOOL | 4137877100 | psullivan@springfieldcityhall.com | PATRICK | SULLIVAN | 4137876440 | psullivan@springfieldcityhall.com | JOSEPH | FOREST | 4137876238 | jforest@springfieldcityhall.com | 1 | BOILER #1-H.B.SMITH SERIES 640 |  | BOILER | HB SMITH | SERIES 640 | 1961-01-01 | 2009 | 5 | 1 | BOILER #1-HB SMITH SERIES 640 | NO.2 | 58 | Distillate Oil (No. 2) | 0.3 | 0 | 0 | E3GAL | 0 | OK | N | 24 | 7 | 30 | 24 | 7 | 2
0420667 | FREEDMAN SCHOOL |  | 90 CHEROKEE DR |  | SPRINGFIELD | MA | 011091553 | CITY OF SPRINGFIELD FACILITIES DIVISION | 233 ALLEN STREET | SPRINGFIELD | MA | 011081915 | Y | LOCAL GOVERNMENT | NM25 | FREEDMAN SCHOOL | 4137877100 | psullivan@springfieldcityhall.com | PATRICK | SULLIVAN | 4137876440 | psullivan@springfieldcityhall.com | JOSEPH | FOREST | 4137876238 | jforest@springfieldcityhall.com | 2 | BOILER #2-H.B.SMITH SERIES 640 |  | BOILER | HB SMITH | SERIES 640 | 1961-01-01 | 2009 | 5 | 1 | BOILER #2-HB SMITH SERIES 640 | NO.2 | 58 | Distillate Oil (No. 2) | 0.3 | 0 | 0 | E3GAL | 0 | OK | N | 24 | 7 | 32 | 24 | 7 | 20
0420668 | FOREST PARK MIDDLE SCHOOL |  | 46 OAKLAND ST |  | SPRINGFIELD | MA | 011081702 | CITY OF SPRINGFIELD FACILITIES DIVISION | 233 ALLEN STREET | SPRINGFIELD | MA | 011081915 | Y | LOCAL GOVERNMENT | NM25 | FOREST PARK MIDDLE SCHOOL | 4137877100 | psullivan@springfieldcityhall.com | PATRICK | SULLIVAN | 4137876440 | psullivan@springfieldcityhall.com | JOE | FOREST | 4137876238 | jforest@springfieldcityhall.com | 1 | BOILER #1-H.B.SMITH SERIES 60 |  | BOILER | HB SMITH | SERIES 60 - 22 SECTION | 1954-01-01 | 2009 | 6 | 1 | BOILER #1-H.B.SMITH SERIES 60 | NO.2 | 58 | Distillate Oil (No. 2) | 0.3 | 0 | 15.67 | E3GAL | 2187.532 | OK | N | 24 | 7 | 30 | 24 | 7 | 2
0420668 | FOREST PARK MIDDLE SCHOOL |  | 46 OAKLAND ST |  | SPRINGFIELD | MA | 011081702 | CITY OF SPRINGFIELD FACILITIES DIVISION | 233 ALLEN STREET | SPRINGFIELD | MA | 011081915 | Y | LOCAL GOVERNMENT | NM25 | FOREST PARK MIDDLE SCHOOL | 4137877100 | psullivan@springfieldcityhall.com | PATRICK | SULLIVAN | 4137876440 | psullivan@springfieldcityhall.com | JOE | FOREST | 4137876238 | jforest@springfieldcityhall.com | 2 | BOILER #2-H.B.SMITH SERIES 60 |  | BOILER | HB SMITH | SERIES 60 - 22 SECTION | 1954-01-01 | 2009 | 6 | 1 | BOILER #2-H.B.SMITH 1950 | NO.2 | 58 | Distillate Oil (No. 2) | 0.3 | 0 | 15.67 | E3GAL | 2187.532 | OK | N | 24 | 7 | 30 | 24 | 7 | 2
0420668 | FOREST PARK MIDDLE SCHOOL |  | 46 OAKLAND ST |  | SPRINGFIELD | MA | 011081702 | CITY OF SPRINGFIELD FACILITIES DIVISION | 233 ALLEN STREET | SPRINGFIELD | MA | 011081915 | Y | LOCAL GOVERNMENT | NM25 | FOREST PARK MIDDLE SCHOOL | 4137877100 | psullivan@springfieldcityhall.com | PATRICK | SULLIVAN | 4137876440 | psullivan@springfieldcityhall.com | JOE | FOREST | 4137876238 | jforest@springfieldcityhall.com | 3 | BOILER #3-H.B.SMITH 1954 |  | BOILER | HB SMITH | SERIES 60 - 22 SECTION | 1954-01-01 | 2009 | 6 | 1 | BOILER #3-H.B.SMITH SERIES 60 | NO.2 | 58 | Distillate Oil (No. 2) | 0.3 | 0 | 15.67 | E3GAL | 2187.532 | OK | N | 24 | 7 | 32 | 24 | 7 | 20
0420674 | INDIAN ORCHARD ELEMETARY SCHOOL |  | 95 MILTON ST |  | SPRINGFIELD | MA | 011511719 | CITY OF SPRINGFIELD FACILITIES DIVISION | 233 ALLEN STREET | SPRINGFIELD | MA | 011081915 | Y | LOCAL GOVERNMENT | NM25 | INDIAN ORCHARD ELEMENTARY SCHOOL | 4137877100 | psullivan@springfieldcityhall.com | PATRICK | SULLIVAN | 4137876440 | psullivan@springfieldcityhall.com | JOSEPH | FOREST | 4137876238 | jforest@springfieldcityhall.com | 1 | BOILER #1-BURNHAM BOILER |  | BOILER | BURNHAM | MODEL VII | 1965-01-01 | 2009 | 5 | 1 | BOILER #1-BURNHAM BOILER | NO.2 | 58 | Distillate Oil (No. 2) | 0.3 | 0 | 0 | E3GAL | 0 | OK | N | 24 | 7 | 32 | 24 | 7 | 2
0420674 | INDIAN ORCHARD ELEMETARY SCHOOL |  | 95 MILTON ST |  | SPRINGFIELD | MA | 011511719 | CITY OF SPRINGFIELD FACILITIES DIVISION | 233 ALLEN STREET | SPRINGFIELD | MA | 011081915 | Y | LOCAL GOVERNMENT | NM25 | INDIAN ORCHARD ELEMENTARY SCHOOL | 4137877100 | psullivan@springfieldcityhall.com | PATRICK | SULLIVAN | 4137876440 | psullivan@springfieldcityhall.com | JOSEPH | FOREST | 4137876238 | jforest@springfieldcityhall.com | 2 | BOILER #2-BURNHAM BOILER |  | BOILER | BURNHAM | MODEL VII | 1965-01-01 | 2009 | 5 | 1 | BOILER #2-H.B.SMITH 60 | NO.2 | 58 | Distillate Oil (No. 2) | 0.3 | 0 | 0 | E3GAL | 0 | OK | N | 24 | 7 | 52 | 24 | 7 | 20
0420677 | KENSINGTON SCHOOL |  | 31 KENSINGTON AVE |  | SPRINGFIELD | MA | 011511719 | CITY OF SPRINGFIELD FACILITIES DIVISION | 233 ALLEN STREET | SPRINGFIELD | MA | 011081915 | Y | LOCAL GOVERNMENT | NM25 | KENSINGTON SCHOOL | 4137876440 | psullivan@springfieldcityhall.com | PATRICK | SULLIVAN | 4137876440 | psullivan@springfieldcityhall.com | JOSEPH | FOREST | 4137876238 | jforest@springfieldcityhall.com | 1 | BOILER #1-H.B.SMITH |  | BOILER | HB SMITH | SERIES 450 | 1969-01-01 | 2009 | 3 | 1 | BOILER #1-H.B.SMITH SERIES 450 | NO.2 | 58 | Distillate Oil (No. 2) | 0.3 | 0 | 11.001 | E3GAL | 1535.7396 | OK | N | 24 | 7 | 30 | 24 | 7 | 2
0420677 | KENSINGTON SCHOOL |  | 31 KENSINGTON AVE |  | SPRINGFIELD | MA | 011511719 | CITY OF SPRINGFIELD FACILITIES DIVISION | 233 ALLEN STREET | SPRINGFIELD | MA | 011081915 | Y | LOCAL GOVERNMENT | NM25 | KENSINGTON SCHOOL | 4137876440 | psullivan@springfieldcityhall.com | PATRICK | SULLIVAN | 4137876440 | psullivan@springfieldcityhall.com | JOSEPH | FOREST | 4137876238 | jforest@springfieldcityhall.com | 2 | BOILER #2-H.B.SMITH SERIES 450 |  | BOILER | HB SMITH | SERIES 450 | 1969-01-01 | 2009 | 3 | 1 | BOILER #2-H.B.SMITH | NO.2 | 58 | Distillate Oil (No. 2) | 0.3 | 0 | 11.001 | E3GAL | 1535.7396 | OK | N | 24 | 7 | 32 | 24 | 7 | 20
0420681 | MARY M LYNCH SCHOOL |  | 315 NORTH BRANCH PKWY |  | SPRINGFIELD | MA | 011192000 | CITY OF SPRINGFIELD FACILITIES DIVISION | 233 ALLEN STREET | SPRINGFIELD | MA | 011081915 | Y | LOCAL GOVERNMENT | NM50 | MARY M LYNCH SCHOOL | 4137877100 | psullivan@springfieldcityhall.com | PATRICK | SULLIVAN | 4137876440 | psullivan@springfieldcityhall.com | JOSEPH | FOREST | 4137876238 | jforest@springfieldcityhall.com | 1 | BOILER#1-H.B.SMITH 640 |  | BOILER | HB SMITH | SERIES 640 | 1961-01-01 | 2009 | 4 | 1 | BOILER #1-H.B.SMITH SERIES 640 | NO.2 | 58 | Distillate Oil (No. 2) | 0.3 | 0 | 8.755 | E3GAL | 1222.198 | OK | N | 24 | 7 | 30 | 24 | 7 | 2
0420681 | MARY M LYNCH SCHOOL |  | 315 NORTH BRANCH PKWY |  | SPRINGFIELD | MA | 011192000 | CITY OF SPRINGFIELD FACILITIES DIVISION | 233 ALLEN STREET | SPRINGFIELD | MA | 011081915 | Y | LOCAL GOVERNMENT | NM50 | MARY M LYNCH SCHOOL | 4137877100 | psullivan@springfieldcityhall.com | PATRICK | SULLIVAN | 4137876440 | psullivan@springfieldcityhall.com | JOSEPH | FOREST | 4137876238 | jforest@springfieldcityhall.com | 2 | BOILER #2-H.B.SMITH SERIES 640 |  | BOILER | HB SMITH | SERIES 640 | 1961-01-01 | 2009 | 4 | 1 | BOILER #2-H.B.SMITH SERIES 640 | NO.2 | 58 | Distillate Oil (No. 2) | 0.3 | 0 | 8.755 | E3GAL | 1222.198 | OK | N | 24 | 7 | 30 | 24 | 7 | 2
0420685 | GERMAN GERENA SCHOOL |  | 200 BIRNIE AVE |  | SPRINGFIELD | MA | 011071102 | 233 ALLEN STREET | CITY OF SPRINGFIELD-ATTN: JOSEPH FOREST | SPRINGFIELD | MA | 011081915 | Y | LOCAL GOVERNMENT | NM50 | GERMAN GERENA SCHOOL | 4137876280 |  | PATRICK | SULLIVAN | 4137876440 | psullivan@springfieldcityhall.com | JOSEPH | FOREST | 4137876238 | jforest@springfieldcityhall.com | 1 | BOILER #1-H.B.SMITH 650 DUAL FUEL |  | BOILER | H.B. SMITH | 6500 MILLS | 1975-01-01 | 2006 | 7.7826 | 1 | BOILER #1-H.B.SMITH 650 #2 OIL-0.3%S | NO.2 | 58 | Distillate Oil (No. 2) | 0.3 | 0 | 0 | E3GAL | 0 | OK | N | 24 | 7 | 30 | 24 | 7 | 22
0420685 | GERMAN GERENA SCHOOL |  | 200 BIRNIE AVE |  | SPRINGFIELD | MA | 011071102 | 233 ALLEN STREET | CITY OF SPRINGFIELD-ATTN: JOSEPH FOREST | SPRINGFIELD | MA | 011081915 | Y | LOCAL GOVERNMENT | NM50 | GERMAN GERENA SCHOOL | 4137876280 |  | PATRICK | SULLIVAN | 4137876440 | psullivan@springfieldcityhall.com | JOSEPH | FOREST | 4137876238 | jforest@springfieldcityhall.com | 2 | BOILER #2-H.B.SMITH 650 DUAL FUEL |  | BOILER | H.B. SMITH | 6500 MILLS | 1975-01-01 | 2006 | 7.7826 | 1 | BOILER #2-H.B.SMITH 650 #2 OIL-0.3%S | NO.2 | 58 | Distillate Oil (No. 2) | 0.3 | 0 | 0 | E3GAL | 0 | OK | N | 24 | 7 | 30 | 24 | 7 | 22
0420687 | PUTNAM VOCATIONALTECHNICAL HIGH SCHOOL |  | 1300 STATE ST |  | SPRINGFIELD | MA | 011090000 | CITY OF SPRINGFIELD FACILITIES DIVISION | 233 ALLEN STREET | SPRINGFIELD | MA | 011081915 | Y | LOCAL GOVERNMENT | SM80-R | PUTNAM VOCATIONAL TECHINICAL HIGH SCHOOL | 4137877424 | jforest@springfieldcityhall.com | PATRICK | SULLIVAN | 4137876440 | psullivan@springfieldcityhall.com | JOSEPH | FOREST | 4137876238 | jforest@springfieldcityhall.com | 1 | BOILER #1-H.B.SMITH 450 DUAL FUEL 10.5 MMBTU |  | BOILER | H.B.SMITH | M450P MILLS STEAM | 1985-01-01 | 2010 | 11 | 2 | BOILER #1-H.B.SMITH 450 ID 687 #2 OIL | NO.2 | 58 | Distillate Oil (No. 2) | 0.03 | 0 | 2.138 | E3GAL | 298.4648 | OK | N | 24 | 7 | 26 | 0 | 0 | 0
0420687 | PUTNAM VOCATIONALTECHNICAL HIGH SCHOOL |  | 1300 STATE ST |  | SPRINGFIELD | MA | 011090000 | CITY OF SPRINGFIELD FACILITIES DIVISION | 233 ALLEN STREET | SPRINGFIELD | MA | 011081915 | Y | LOCAL GOVERNMENT | SM80-R | PUTNAM VOCATIONAL TECHINICAL HIGH SCHOOL | 4137877424 | jforest@springfieldcityhall.com | PATRICK | SULLIVAN | 4137876440 | psullivan@springfieldcityhall.com | JOSEPH | FOREST | 4137876238 | jforest@springfieldcityhall.com | 2 | BOILER #2-H.B.SMITH 450 DUAL FUEL 10.5 MMBUT/HR |  | BOILER | H.B. SMITH | M450 MILL | 1985-01-01 | 2010 | 11 | 2 | BOILER #2-H.B.SMITH 450 ID 687 #2 OIL | NO.2 | 58 | Distillate Oil (No. 2) | 0.3 | 0 | 2.138 | E3GAL | 298.4648 | OK | N | 24 | 7 | 26 | 0 | 0 | 0
0420687 | PUTNAM VOCATIONALTECHNICAL HIGH SCHOOL |  | 1300 STATE ST |  | SPRINGFIELD | MA | 011090000 | CITY OF SPRINGFIELD FACILITIES DIVISION | 233 ALLEN STREET | SPRINGFIELD | MA | 011081915 | Y | LOCAL GOVERNMENT | SM80-R | PUTNAM VOCATIONAL TECHINICAL HIGH SCHOOL | 4137877424 | jforest@springfieldcityhall.com | PATRICK | SULLIVAN | 4137876440 | psullivan@springfieldcityhall.com | JOSEPH | FOREST | 4137876238 | jforest@springfieldcityhall.com | 4 | BOILER #4-H.B.SMITH 650 DUAL FUEL 10.5 MMBTU/HR |  | BOILER | H.B.SMITH | MODEL 650 25 SECTIONS | 1985-01-01 | 2010 | 11 | 1 | BOILER #4-H.B.SMITH 650 #2 OIL | NO.2 | 58 | Distillate Oil (No. 2) | 0.3 | 0 | 2.138 | E3GAL | 298.4648 | OK | N | 24 | 7 | 26 | 0 | 0 | 0
0420687 | PUTNAM VOCATIONALTECHNICAL HIGH SCHOOL |  | 1300 STATE ST |  | SPRINGFIELD | MA | 011090000 | CITY OF SPRINGFIELD FACILITIES DIVISION | 233 ALLEN STREET | SPRINGFIELD | MA | 011081915 | Y | LOCAL GOVERNMENT | SM80-R | PUTNAM VOCATIONAL TECHINICAL HIGH SCHOOL | 4137877424 | jforest@springfieldcityhall.com | PATRICK | SULLIVAN | 4137876440 | psullivan@springfieldcityhall.com | JOSEPH | FOREST | 4137876238 | jforest@springfieldcityhall.com | 5 | BOILER #5-H.B.SMITH 450 10.5 MMBTU/HR DUAL FUEL |  | BOILER | H.B. SMITH | MODEL 450 | 1979-01-01 | 2010 | 11 | 1 | BOILER #5-H.B.SMITH 450 #2 OIL | NO.2 | 58 | Distillate Oil (No. 2) | 0.3 | 0 | 2.138 | E3GAL | 298.4648 | OK | N | 24 | 7 | 26 | 0 | 0 | 0
0420687 | PUTNAM VOCATIONALTECHNICAL HIGH SCHOOL |  | 1300 STATE ST |  | SPRINGFIELD | MA | 011090000 | CITY OF SPRINGFIELD FACILITIES DIVISION | 233 ALLEN STREET | SPRINGFIELD | MA | 011081915 | Y | LOCAL GOVERNMENT | SM80-R | PUTNAM VOCATIONAL TECHINICAL HIGH SCHOOL | 4137877424 | jforest@springfieldcityhall.com | PATRICK | SULLIVAN | 4137876440 | psullivan@springfieldcityhall.com | JOSEPH | FOREST | 4137876238 | jforest@springfieldcityhall.com | 12 | BOILER # 6-H.B.SMITH 440 2.8 MMBTU WATER HEATER |  | BOILER | H.B.SMITH | 440 | 1985-01-01 | 2010 | 2.8 | 1 | NO. 2 FUEL OIL | NO.2 | 58 | Distillate Oil (No. 2) | 0.3 | 0 | 0.45 | E3GAL | 62.82 | OK | Y | 24 | 7 | 52 | 24 | 7 | 22
0420696 | WHITE STREET SCHOOL |  | 300 WHITE ST |  | SPRINGFIELD | MA | 011082117 | 233 ALLEN STREET |  | SPRINGFIELD | MA | 011081915 | Y | LOCAL GOVERNMENT | NM25 | WHITE STREET SCHOOL | 4137877100 | psullivan@springfieldcityhall.com | PATRICK | SULLIVAN | 4137876440 | psullivan@springfieldcityhall.com | JOSEPH | FOREST | 4137876238 | psullivan@springfieldcityhall.com | 1 | BOILER #1-H.B.SMITH 28 |  | BOILER | HB SMITH | SMITH 28 | 1975-01-01 | 2009 | 5.862 | 1 | BOILER #1-H.B.SMITH 28 | NO.2 | 58 | Distillate Oil (No. 2) | 0.3 | 0 | 0 | E3GAL | 0 | OK | N | 24 | 7 | 32 | 24 | 7 | 2
0420698 | STANDARD PLATING INCORPORATED |  | 964 MAIN ST |  | WEST SPRINGFIELD | MA | 010890000 | 964 MAIN STREET |  | WEST SPRINGFIEL | MA | 010890000 | N | PRIVATE | NM25 | STANDARD PLATING CO INC | 4137374976 |  | MIKE | NAHORNIAK | 413.737.4976 | mnahorniak@standardplating.com | MIKE | NAHORNIAK | 4137374976 |  | 1 | BOILER #1-CLEAVER BROOKS CB135-80 #2 OIL-0.3%S |  | BOILER | CLEAVER BROOKS | CB135-80 | 1990-01-01 | 2005 | 3 | 1 | BOILER #1-CLEAVER BROOKS CB135-80 #2 OIL-0.3%S | NO.2 | 58 | Distillate Oil (No. 2) | 0.3 | 0 | 30 | E3GAL | 4188 | OK | N | 8 | 5 | 52 | 8 | 5 | 20
0420705 | MESTEK INC |  | 260 NORTH ELM ST |  | WESTFIELD | MA | 010850000 | 260 NORTH ELM STREET |  | WESTFIELD | MA | 010850000 | N | PRIVATE | NM50 | MESTEK INC | 4135645736 | LDESMARAIS@MESTEK.COM | LAWRENCE | DESMARAIS | 4135645736 | ldesmarais@mestek.com | LAWRENCE | DESMARAIS | 4135689571 | LDESMARAIS@MESTEK.COM | 3 | BOILER #3-H.B.SMITH SERIES 18 |  | BOILER | HB SMITH | 18 | 1985-01-01 | 2010 | 1 | 1 | BOILER 3-H.B.SMITH SERIES 18 2 OIL-0.5S | NO.2 | 58 | Distillate Oil (No. 2) | 0.5 | 0 | 4 | E3GAL | 558.4 | OK | N | 24 | 7 | 26 | 0 | 0 | 0
0420705 | MESTEK INC |  | 260 NORTH ELM ST |  | WESTFIELD | MA | 010850000 | 260 NORTH ELM STREET |  | WESTFIELD | MA | 010850000 | N | PRIVATE | NM50 | MESTEK INC | 4135645736 | LDESMARAIS@MESTEK.COM | LAWRENCE | DESMARAIS | 4135645736 | ldesmarais@mestek.com | LAWRENCE | DESMARAIS | 4135689571 | LDESMARAIS@MESTEK.COM | 16 | BOILER 2 HB SMITH 28A-S OIL |  | BOILER | HB SMITH | 28A-S/W-12 | 2003-10-12 | 2010 | 3.75 | 1 | 2 OIL-0.5S | NO.2 | 58 | Distillate Oil (No. 2) | 0.5 | 0 | 3 | E3GAL | 418.8 | OK | N | 24 | 7 | 26 | 0 | 0 | 0
0420740 | WARE COURTHOUSE |  | SOUTH ST |  | WARE | MA | 010820000 | 126 MAIN STREET |  | WARE | MA | 010820000 | Y | LOCAL GOVERNMENT | NM25 | WARE COURTHOUSE | 4139679648X100 | sboudreau@townofware.com | STEVEN | BOUDREAU | 4139679648 | sboudreau@townofware.com | STEVEN | BOUDREAU | 4139679648X100 | sboudreau@townofware.com | 1 | BOILER NO.1 - POWER FLAME HAC4B - NO. 2 OIL 0.05 S |  | BOILER | PWR FLAME | HAC4B | 1951-01-01 | 2007 | 7 | 1 | BOILER NO1 - POWER FLAME HAC4B - NO.2 OIL 0.05S | NO.2 | 58 | Distillate Oil (No. 2) | 0.05 | 0 | 0 | E3GAL | 0 | OK | N | 0 | 0 | 0 | 0 | 0 | 0
0420745 | WARE MIDDLE SCHOOL |  | 239 WEST ST |  | WARE | MA | 010820000 | PO BOX 240 |  | WARE | MA | 010820000 | Y | LOCAL GOVERNMENT | NM99 | WARE HIGH SCHOOL | 4139679242X000000 | cdymon@ware.k12.ma.us | CHRISTOPHER | DYMON | 4135374700 | cdymon@ware.k12.ma.us | CHRISTOPHER | DYMON | 4135374700 | cdymon@ware.k12.ma.us | 1 | BOILERS #1,2 - WEIL MCLAIN P-1288W - #2 OIL 0.05#S |  | BOILER | WEIL-MCLAIN | P-1288-W | 2000-06-01 | 2007 | 3 | 1 | BOILERS #1,2 - WEIL MCLAIN P1288W - #2 OIL 0.05S | NO.2 | 58 | Distillate Oil (No. 2) | 0.05 | 0 | 35 | E3GAL | 4886 | OK | N | 24 | 7 | 30 | 3 | 5 | 8
0420752 | UPPER VOKE |  | 33 SMITH AVE |  | WESTFIELD | MA | 010850000 | 33 SMITH AVE |  | WESTFIELD | MA | 010850000 | Y | LOCAL GOVERNMENT | NM25 | CITY OF WESTFIELD | 4135726200 | f.maher@schoolsofwestfield.org | FRANK | MAHER | 4135726493 | f.maher@schoolsofwestfield.org | FRANK | MAHER | 4135726493 | f.maher@schoolsofwestfield.org | 1 | BOILER #1-HB SMITH #4500A20S DUAL FUEL |  | BOILER | H.B. SMITH | 450 MILLS 20 SECTION | 1982-01-01 | 2010 | 600 | 1 | #2 OIL | NO.2 | 58 | Distillate Oil (No. 2) | 0.3 | 0 | 0.13 | E3GAL | 18.148 | OK | N | 24 | 7 | 26 | 2 | 5 | 4
0420752 | UPPER VOKE |  | 33 SMITH AVE |  | WESTFIELD | MA | 010850000 | 33 SMITH AVE |  | WESTFIELD | MA | 010850000 | Y | LOCAL GOVERNMENT | NM25 | CITY OF WESTFIELD | 4135726200 | f.maher@schoolsofwestfield.org | FRANK | MAHER | 4135726493 | f.maher@schoolsofwestfield.org | FRANK | MAHER | 4135726493 | f.maher@schoolsofwestfield.org | 2 | BOILER #2-HB SMITH #4500A22S DUAL FUEL |  | BOILER | H.B. SMITH | 450 MILLS 22 SECTION | 2004-09-01 | 2010 | 10.5 | 1 | #2 OIL | NO.2 | 58 | Distillate Oil (No. 2) | 0.3 | 0 | 1 | E3GAL | 139.6 | OK | N | 24 | 7 | 26 | 2 | 5 | 5
0420758 | JUNIPER PARK SCHOOL |  | 333 WESTERN AVE |  | WESTFIELD | MA | 010850000 | 577 WESTERN AVENUE |  | WESTFIELD | MA | 010850000 | Y | STATE | NM25 | JUNIPER PARK SCHOOL | 4135725280 | msullivan@wsc.ma.edu | MINDY | SULLIVAN | 4135725209 | msullivan@wsc.ma.edu | MINDY | SULLIVAN | 4135725280 |  | 1 | BOILER #1-H.B.SMITH 450 MILLS 5.8 MMBTU/HR |  | BOILER | HB SMITH | 450 | 1971-01-11 | 2006 | 0.58 | 1 | 2 OIL-0.1S | NO.2 | 58 | Distillate Oil (No. 2) | 0.27 | 0 | 15 | E3GAL | 2094 | OK | N | 24 | 7 | 26 | 0 | 0 | 0
0420758 | JUNIPER PARK SCHOOL |  | 333 WESTERN AVE |  | WESTFIELD | MA | 010850000 | 577 WESTERN AVENUE |  | WESTFIELD | MA | 010850000 | Y | STATE | NM25 | JUNIPER PARK SCHOOL | 4135725280 | msullivan@wsc.ma.edu | MINDY | SULLIVAN | 4135725209 | msullivan@wsc.ma.edu | MINDY | SULLIVAN | 4135725280 |  | 2 | BOILER #2-H.B.SMITH 450 MILLS 5.8 MMBTU/HR |  | BOILER | HB SMITH | 450 | 1971-01-11 | 2006 | 0.58 | 1 | NO.2 OIL-0.1PERCENT S | NO.2 | 58 | Distillate Oil (No. 2) | 0.01 | 0 | 16 | E3GAL | 2233.6 | OK | N | 24 | 7 | 26 | 0 | 0 | 0
0420786 | WING MEMORIAL HOSPITAL |  | WRIGHT ST |  | PALMER | MA | 010690000 | 40 WRIGHT STREET |  | PALMER | MA | 010690000 | N | PRIVATE | NM50 | WING MEMORIAL HOSPIT | 4132837651 | Ryan.Moore@umassmemorial.org | GEORGE | NOLAN | 4132845774 | Ryan.Moore@umassmemorial.org | ISABEL | MCCAULEY | 5084719635 | ifmccauley@tighebond.com | 1 | BOILER #1-CLEAVER BROOKS DUAL FUEL |  | BOILER | CLEAVER BROOKS | CB200 | 2000-10-13 | 2010 | 5.23 | 1 | BOILER #1-CLEAVER BROOKS #CB200 | NO.2 | 58 | Distillate Oil (No. 2) | 0.3 | 0 | 0 | E3GAL | 0 | OK | Y | 24 | 7 | 52 | 24 | 7 | 22
0420786 | WING MEMORIAL HOSPITAL |  | WRIGHT ST |  | PALMER | MA | 010690000 | 40 WRIGHT STREET |  | PALMER | MA | 010690000 | N | PRIVATE | NM50 | WING MEMORIAL HOSPIT | 4132837651 | Ryan.Moore@umassmemorial.org | GEORGE | NOLAN | 4132845774 | Ryan.Moore@umassmemorial.org | ISABEL | MCCAULEY | 5084719635 | ifmccauley@tighebond.com | 2 | BOILER #2-CLEAVER BROOKS CB200 DUAL FUEL |  | BOILER | CLEAVER BROOKS | CB200 | 2000-10-13 | 2010 | 5.25 | 1 | BOILER #2-CLEAVER BROOKS #CB200 | NO.2 | 58 | Distillate Oil (No. 2) | 0.3 | 0 | 0 | E3GAL | 0 | OK | Y | 24 | 7 | 52 | 24 | 7 | 22
0420797 | WILBRAHAM INDUSTRIAL PARK |  | 176 COTTAGE ST |  | WILBRAHAM | MA | 010950000 | 176 COTTAGE STREET |  | WILBRAHAM | MA | 010950000 | N | PRIVATE | NM25 | I-MAXMAT CORP | 4135966763 | NOEMAIL@NONE.COM | IRENE | BIZON | 4135966763 | NOEMAIL@NONE.COM | MAX | BIZON | 4135966763 | NOEMAIL@NONE.COM | 1 | BOILER #1-WEIL MCLAIN SERIES 94 10.5 MMBTU/HR |  | BOILER | WEIL - MCLAIN | SERIES 94 | 1994-01-01 | 2009 | 11 | 1 | BOILER #1-WEIL MCLAIN SERIES 94 #2 OIL-0.3S | NO.2 | 58 | Distillate Oil (No. 2) | 0.3 | 0 | 30 | E3GAL | 4188 | OK | N | 10 | 7 | 32 | 0 | 0 | 0
0420836 | INTERNATIONAL EC DBA THE MACDUFFIE SCH |  | 66 SCHOOL ST |  | GRANBY | MA | 010330000 | 1 AMES HILL DR |  | SPRINGFIELD | MA | 011050000 | N | PRIVATE | NM99 | PARWICK LTD | 4135920527 | Raeganea@aol.com | ROBERT | EGAN | 4135920527 | Raeganea@aol.com | DEAN | ARCHAMBAULT | 4134672516 | Raeganea@aol.com | 1 | BOILER #1-CLEAVER BROOKS #4 OIL-1S |  | BOILER | CLEAVER BROOKS | CB 800-150 | 1986-10-01 | 2008 | 6 | 2 | BOILER #1-CLEAVER BR0OKS #2 OIL | NO.2 | 58 | Distillate Oil (No. 2) | 0.222 |  | 15.192 | E3GAL | 2120.8032 | OK | N | 12 | 7 | 14 | 5 | 5 | 4
0420836 | INTERNATIONAL EC DBA THE MACDUFFIE SCH |  | 66 SCHOOL ST |  | GRANBY | MA | 010330000 | 1 AMES HILL DR |  | SPRINGFIELD | MA | 011050000 | N | PRIVATE | NM99 | PARWICK LTD | 4135920527 | Raeganea@aol.com | ROBERT | EGAN | 4135920527 | Raeganea@aol.com | DEAN | ARCHAMBAULT | 4134672516 | Raeganea@aol.com | 2 | BOILER #2-CLEAVER BROOKS #4 OIL-1S |  | BOILER | CLEAVER BROOKS | CB 800-150 | 1986-10-01 | 2008 | 6 | 2 | BOILER #1-CLEAVER BROOKS #2 OIL | NO.2 | 58 | Distillate Oil (No. 2) | 0.222 |  | 15.192 | E3GAL | 2120.8032 | OK | N | 12 | 7 | 14 | 5 | 5 | 4
0420970 | PHILLIPS ENTERPRISES INC |  | 149 EASTHAMPTON RD |  | NORTHAMPTON | MA | 010600000 | 149 EASTHAMPTON RD |  | NORTHAMPTON | MA | 010600000 | N | PRIVATE | SM50 | PHILLIPS ENTERPRISES INC | 4135865860 | bill@phillipsenterprises.com | WILLIAM | PHILLIPS | 4135865860 | bill@phillipsenterprises.com | JAMES | DEAN | 4135865860X106 | jimdean@phillipsenterprises.com | 1 | COMBINED HEAT SOURCES | 4 | BOILER | PEERLESS | LC05-05-W/S | 1995-01-01 | 2010 | 0.707 | 1 | #2 HEATING OIL | NO.2 | 58 | Distillate Oil (No. 2) | 0.3 | 0 | 3.47 | E3GAL | 484.412 | OK | N | 8 | 7 | 20 | 0 | 0 | 0
0420976 | WESTFIELD ELECTROPLATING INC |  | 68 NORTH ELM ST |  | WESTFIELD | MA | 010850000 | PO BOX 298 |  | WESTFIELD | MA | 010860000 | N | PRIVATE | SM50 | WESTFIELD ELECTROPLATING CO | 4135683716 | keven@westfieldplating.com | KEVEN | KUDELKA | 4135683716 | keven@westfieldplating.com | JEFFREY | BIBEAU | 4135723243 | jpbibeau@tighebond.com | 1 | BOILER NUMBER 1 - HB SMITH |  | BOILER | HB SMITH | 350 MILLS | 1999-04-01 | 2010 | 4.45 | 1 | NUMBER 2 OIL | NO.2 | 58 | Distillate Oil (No. 2) | 0.3 |  | 133.706 | E3GAL | 18665.3576 | OK | N | 18 | 7 | 52 | 18 | 7 | 22
0420976 | WESTFIELD ELECTROPLATING INC |  | 68 NORTH ELM ST |  | WESTFIELD | MA | 010850000 | PO BOX 298 |  | WESTFIELD | MA | 010860000 | N | PRIVATE | SM50 | WESTFIELD ELECTROPLATING CO | 4135683716 | keven@westfieldplating.com | KEVEN | KUDELKA | 4135683716 | keven@westfieldplating.com | JEFFREY | BIBEAU | 4135723243 | jpbibeau@tighebond.com | 2 | BOILER NUMBER 2 - HB SMITH |  | BOILER | HB SMITH | 350 MILLS | 1988-03-15 | 2010 | 4.45 | 1 | NUMBER 2 OIL | NO.2 | 58 | Distillate Oil (No. 2) | 0.3 |  | 133.706 | E3GAL | 18665.3576 | OK | N | 18 | 7 | 52 | 18 | 7 | 22
0420979 | GRAVES CONCRETE INC |  | 303 NORTHFIELD RD |  | BERNARDSTON | MA | 013370000 | PO BOX 680 |  | EAST TEMPLETON | MA | 014380000 | N | PRIVATE | SM25 | GRAVES CONCRETE | 9789395712 | jwlavin@comcast.net | JOHN | FLETCHER | 9789395712 | jwlavin@comcast.net | JIM | DUPREE | 4136489364 | jdupree@gravesconc.com | 1 | HOT WATER HEATER - CONCRETE PLANT |  | BOILER | POWER FLAME | C1-10 | 2002-01-01 | 2010 | 98 | 1 | #2 OIL | NO.2 | 58 | Distillate Oil (No. 2) | 0.3 | 0 | 1 | E3GAL | 139.6 | OK | N | 24 | 7 | 16 | 0 | 0 | 0
0420996 | SULLIVAN PAPER CO INC |  | 42 PROGRESS AVE |  | WEST SPRINGFIELD | MA | 010890000 | 42 PROGRESS AVE | P.O. BOX 88 | WEST SPRINGFIELD | MA | 010900088 | N | PRIVATE | SM80-7 | SULLIVAN PAPER CO INC | 4137343107 | edsullivan@sullivanpaper.com | EDWARD | SULLIVAN | 4137343107 | edsullivan@sullivanpaper.com | EDWARD | SULLIVAN | 4137343107 | edsullivan@sullivanpaper.com | 2 | BOILER #3 - WEIL MCLAIN - #1388 - DUAL FUEL |  | BOILER | WEIL MCLAIN | 1388 | 1973-01-01 | 2011 | 4 | 2 | #2 FUEL OIL - 0.2 S | NO.2 | 58 | Distillate Oil (No. 2) | 0.21 |  | 0 | E3GAL | 0 | OK | N | 16 | 6 | 48 | 8 | 4 | 22
0421092 | WESTFIELD READY MIX |  | 403 PAPERMILL RD |  | WESTFIELD | MA | 010850000 | 403 PAPERMILL RD |  | WESTFIELD | MA | 010850000 | N | PRIVATE | SM50 | WESTFIELD READY MIX INC | 4135363370 | jay@chicopeeconcrete.com | LEO | OUELLETTE JR. | 4135363370 | jay@chicopeeconcrete.com | WILLIAM D. | JUDD | 5088751197 | BJudd@IndCompGroup.com | 3 | NATCO INDUSTRIAL BOILER |  | BOILER | NATCO | 250 | 2000-01-01 | 2009 | 2.66 | 1 | #2 FUEL OIL | NO.2 | 58 | Distillate Oil (No. 2) | 0.0015 | 0 | 1.393 | E3GAL | 194.4628 | OK | N | 24 | 7 | 28 | 24 | 7 | 22
1170001 | GENERAL DYNAMICS AIS |  | 100 PLASTICS AVE |  | PITTSFIELD | MA | 012010000 | 100 PLASTICS AVE | ROOM 1716 | PITTSFIELD | MA | 012010000 | N | PRIVATE | SM50 | GENERAL DYNAMICS AIS | 4134942345 | SHANNON.REILLY@GD-AIS.COM | SHANNON | REILLY | 4134942345 | SHANNON.REILLY@GD-AIS.COM | SHANNON | REILLY | 4134942345 | SHANNON.REILLY@GD-AIS.COM | 69 | 02A-01-B BOILER #1 |  | BOILER | CLEAVER BROOKS | CBI-200-600-015 | 2005-09-01 | 2009 | 24.5 | 2 | FUEL OIL #2 | NO.2 | 58 | Distillate Oil (No. 2) | 0.05 |  | 0 | E3GAL | 0 | OK | N | 14 | 7 | 41 | 21 | 7 | 11
1170001 | GENERAL DYNAMICS AIS |  | 100 PLASTICS AVE |  | PITTSFIELD | MA | 012010000 | 100 PLASTICS AVE | ROOM 1716 | PITTSFIELD | MA | 012010000 | N | PRIVATE | SM50 | GENERAL DYNAMICS AIS | 4134942345 | SHANNON.REILLY@GD-AIS.COM | SHANNON | REILLY | 4134942345 | SHANNON.REILLY@GD-AIS.COM | SHANNON | REILLY | 4134942345 | SHANNON.REILLY@GD-AIS.COM | 70 | 02-A-02-B BOILER #2 |  | BOILER | CLEAVER BROOKS | CBI-200-600-015 | 2005-09-01 | 2009 | 24.5 | 2 | FUEL OIL #2 | NO.2 | 58 | Distillate Oil (No. 2) | 0.05 |  | 0 | E3GAL | 0 | OK | N | 13 | 7 | 12 | 0 | 0 | 0
1170001 | GENERAL DYNAMICS AIS |  | 100 PLASTICS AVE |  | PITTSFIELD | MA | 012010000 | 100 PLASTICS AVE | ROOM 1716 | PITTSFIELD | MA | 012010000 | N | PRIVATE | SM50 | GENERAL DYNAMICS AIS | 4134942345 | SHANNON.REILLY@GD-AIS.COM | SHANNON | REILLY | 4134942345 | SHANNON.REILLY@GD-AIS.COM | SHANNON | REILLY | 4134942345 | SHANNON.REILLY@GD-AIS.COM | 72 | 02A-03-B BOILER #3 |  | BOILER | CLEAVER BROOKS | CBI-200-600-015 | 2005-09-01 | 2009 | 24.5 | 2 | FUEL OIL #2 | NO.2 | 58 | Distillate Oil (No. 2) | 0.05 |  | 0 | E3GAL | 0 | OK | N | 13 | 7 | 32 | 1 | 7 | 2
1170004 | COVANTA PITTSFIELD LLC | PITTSFIELD RESOURCE RECOVERY FACILITY | 500 HUBBARD AVE |  | PITTSFIELD | MA | 012010000 | 500 HUBBARD AVENUE |  | PITTSFIELD | MA | 012010000 | N | PRIVATE | OP3 | COVANTA PITTSFIELD LLC | 4134437373 | KROUSSEAU@COVANTAENERGY.COM | KEVIN | ROUSSEAU | 4134437373 | KROUSSEAU@COVANTAENERGY.COM | RICK | MEYER | 4132335613 | HMEYER@COVANTAENERGY.COM | 3 | EU #4 - CLEAVER BROOKS (AUXILIARY BOILER) |  | BOILER | CLEAVER BROOKS | D-68-S | 1990-01-01 | 2011 | 45.48 | 1 | #2 OIL - MAX 15PPM SULFUR | NO.2 | 58 | Distillate Oil (No. 2) | 0.0015 | 1 | 1.367 | E3GAL | 190.8332 | OK | N | 1 | 1 | 4 | 1 | 1 | 1
1170006 | PITTSFIELD GENERATING COMPANY LP | MAXIM POWER CORP | 235 MERRILL RD |  | PITTSFIELD | MA | 012010000 | 235 MERRILL RD |  | PITTSFIELD | MA | 012010000 | N | PRIVATE | OP7.5 | PITTSFIELD GENERATING COMPANY LP | 4134426905 | rtaikowski@purenergyllc.com | TIM | EGLIN | 4134426905 |  | RICH | TAIKOWSKI | 4134426905 | rtaikowski@purenergyllc.com | 30 | HURST AUXILLARY BOILER |  | BOILER | HURST BOILER & WELDING CO | S1250.200.8 | 2005-06-07 | 2011 | 10.1 | 2 | HURST AUX BOILER - #2 FUEL OIL | NO.2 | 58 | Distillate Oil (No. 2) | 0.046 | 0 | 0 | E3GAL | 0 | OK | N | 20 | 7 | 52 | 20 | 7 | 22
1170007 | ADVANCED INFORMATION SYSTEMS/THRU GDDS |  | 540 MERRILL RD |  | PITTSFIELD | MA | 012010000 | 100 PLASTICS AVENUE | ROOM 1716 | PITTSFIELD | MA | 012010000 | N | PRIVATE | SM25 | GENERAL DYNAMICS AIS | 4134942869 | JOHN.BORDEAU@GD-AIS.COM | JOHN | BORDEAU | 4134942869 | JOHN.BORDEAU@GD-AIS.COM | JOHN | BORDEAU | 4134942869 | JOHN.BORDEAU@GD-AIS.COM | 1 | BOILERS #4 AND #5 | 2 | BOILER | CLEAVER BROOKS | CBI-200-150-015 | 2005-10-01 | 2011 | 6.1 | 2 | NO. 2 FUEL OIL | NO.2 | 58 | Distillate Oil (No. 2) | 0.05 | 0 | 0 | E3GAL | 0 | OK | N | 24 | 7 | 52 | 24 | 7 | 22
1170030 | SABIC INNOVATIVE PLASTICS LLC |  | 1 PLASTICS AVE |  | PITTSFIELD | MA | 012010000 | 1 PLASTICS AVENUE |  | PITTSFIELD | MA | 012010000 | N | PRIVATE | SM25 | SABIC INNOVATIVE PLASTICS LLC | 8128317489 | MIKE.WALSH@SABIC-IP.COM | MICHAEL | WALSH | 8128317489 | MIKE.WALSH@SABIC-IP.COM | JENNIFER | ZERDA | 9734094715 | JENNIFER.ZERDA@SABIC-IP.COM | 52 | 2 BOILERS - BURNHAM - 2.16 MMBTU - PPDC | 2 | BOILER | BURNHAM | 28A-S/W-07 | 2005-11-01 | 2009 | 4.3 | 2 | NO. 2 OIL | NO.2 | 58 | Distillate Oil (No. 2) | 0.05 |  | 0 | E3GAL | 0 | OK | N | 24 | 7 | 52 | 24 | 7 | 22
1170036 | WILLIAMS COLLEGE |  | 60 LATHAM ST |  | WILLIAMSTOWN | MA | 012670000 | 60 LATHAM STREET |  | WILLIAMSTOWN | MA | 012670000 | N | PRIVATE | SM80-7 | WILLIAMS COLLEGE | 4135974421 | STEPHEN.P.KLASS@WILLIAMS.EDU | STEPHEN | KLASS | 4135972019 | STEPHEN.P.KLASS@WILLIAMS.EDU | DONALD | CLARK | 4135972019 | DONALD.B.CLARK@WILLIAMS.EDU | 15 | BOILERS - UNDER 3MMBTU - NATURAL GAS OR OIL | 60 | BOILER | MISCELLANEOUS | UNKNOWN | 1990-01-01 | 2011 | 11.7 | 2 | #2 FUEL OIL | NO.2 | 58 | Distillate Oil (No. 2) | 0.3 |  | 112.138 | E3GAL | 15654.4648 | OK | N | 8 | 7 | 34 | 8 | 7 | 4
1170042 | SPECIALTY MINERALS |  | 260 COLUMBIA ST |  | ADAMS | MA | 012200000 | 260 COLUMBIA ST |  | ADAMS | MA | 012200000 | N | PRIVATE | OP3 | SPECIALTY MINERALS INC | 4137430591 | dave.buttleman@mineralstech.com | JAMES | MULKEY | 4137430591 | jim.mulkey@mineralstech.com | DAVE | BUTTELMAN | 4137430591 | dave.buttleman@mineralstech.com | 2 | BOILER #1-CLEAVER BROOKS CB100X-300 DUAL FUEL |  | BOILER | CLEAVER BROOKS | CB 100X-300 | 1973-01-01 | 2011 | 12.2 | 1 | 2 OIL-0.15S | NO.2 | 58 | Distillate Oil (No. 2) | 0.05 | 0 | 0 | E3GAL | 0 | OK | N | 21 | 7 | 52 | 18 | 7 | 22
1170044 | CLEMENTE FANE CONCRETE - DALTON PLANT | CLEMENTE FANE - DIV OF DOLOMITE PRODUCTS | 320 HUBBARD AVE |  | DALTON | MA | 012260000 | 1245 KINGS ROAD |  | ALBANY | NY | 122125097 | N | PRIVATE | NM25 | COUNTY CONCRETE CORP | 5183742222X230 | PETER.ZEH@CALLANAN.COM | PETER | ZEH | 5183742222 | peter.zeh@callanan.com | PETER | ZEH | 5183742222X230 | PETER.ZEH@CALLANAN.COM | 1 | BOILER #1-NATCO CO-400 7.4 MMBTU/HR #2 OIL |  | BOILER | NATCO | CO-400 | 1986-11-06 | 2011 | 7.4 | 1 | BOILER #1-NATCO CO-400 #2 OIL | NO.2 | 58 | Distillate Oil (No. 2) | 0.157 | 0 | 1.375 | E3GAL | 191.95 | OK | N | 8 | 5 | 52 | 0 | 0 | 0
1170044 | CLEMENTE FANE CONCRETE - DALTON PLANT | CLEMENTE FANE - DIV OF DOLOMITE PRODUCTS | 320 HUBBARD AVE |  | DALTON | MA | 012260000 | 1245 KINGS ROAD |  | ALBANY | NY | 122125097 | N | PRIVATE | NM25 | COUNTY CONCRETE CORP | 5183742222X230 | PETER.ZEH@CALLANAN.COM | PETER | ZEH | 5183742222 | peter.zeh@callanan.com | PETER | ZEH | 5183742222X230 | PETER.ZEH@CALLANAN.COM | 2 | BOILER #2-NATCO CO-400 0.7 MMBTU/HR #2 OIL |  | BOILER | NATCO | CO-400 | 1984-01-01 | 2011 | 1 | 1 | BOILER #2-NATCO CO-400 #2 OIL | NO.2 | 58 | Distillate Oil (No. 2) | 0.157 | 0 | 1.375 | E3GAL | 191.95 | OK | N | 8 | 5 | 52 | 0 | 0 | 0
1170044 | CLEMENTE FANE CONCRETE - DALTON PLANT | CLEMENTE FANE - DIV OF DOLOMITE PRODUCTS | 320 HUBBARD AVE |  | DALTON | MA | 012260000 | 1245 KINGS ROAD |  | ALBANY | NY | 122125097 | N | PRIVATE | NM25 | COUNTY CONCRETE CORP | 5183742222X230 | PETER.ZEH@CALLANAN.COM | PETER | ZEH | 5183742222 | peter.zeh@callanan.com | PETER | ZEH | 5183742222X230 | PETER.ZEH@CALLANAN.COM | 4 | MCLAIN BOILER - BECKET MODINE BCRT-1058 HOT AIR |  | BOILER | MCLAIN | THERMO PRIDE | 1989-01-01 | 2011 | 0.4 | 1 | MCLAIN BOIL-BECKET MODINE BCRT-1058 #2 OIL | NO.2 | 58 | Distillate Oil (No. 2) | 0.157 | 0 | 1.375 | E3GAL | 191.95 | OK | N | 8 | 5 | 36 | 0 | 0 | 0
1170064 | WAHCONAH REGIONAL HIGH SCHOOL |  | 150 OLD WINDSOR RD |  | DALTON | MA | 012260000 | 150 OLD WINDSOR RD |  | DALTON | MA | 012260000 | Y | LOCAL GOVERNMENT | NM25 | WAHCONAH REGIONAL HS | 4136840320 | mdaniels@cbrsd.org | MICHAEL | DANIELS | 4136841330 | mdaniels@cbrsd.org | MICHAEL | DANIELS | 4136841330X1641 | mdaniels@cbrsd.org | 2 | BOILER #2-H.B.SMITH DUAL FUEL |  | BOILER | HB SMITH | 4500A | 1985-01-03 | 2007 | 6 | 1 | #2 OIL-0.3 | NO.2 | 58 | Distillate Oil (No. 2) | 0.3 | 0 | 39.2 | E3GAL | 5472.32 | OK | N | 24 | 7 | 36 | 0 | 0 | 0
1170064 | WAHCONAH REGIONAL HIGH SCHOOL |  | 150 OLD WINDSOR RD |  | DALTON | MA | 012260000 | 150 OLD WINDSOR RD |  | DALTON | MA | 012260000 | Y | LOCAL GOVERNMENT | NM25 | WAHCONAH REGIONAL HS | 4136840320 | mdaniels@cbrsd.org | MICHAEL | DANIELS | 4136841330 | mdaniels@cbrsd.org | MICHAEL | DANIELS | 4136841330X1641 | mdaniels@cbrsd.org | 4 | BOILER #1A - H.B. SMITH DUAL FUEL |  | BOILER | H.B. SMITH | 4500A | 2004-02-01 | 2007 | 6 | 1 | #2 OIL-0.3 | NO.2 | 58 | Distillate Oil (No. 2) | 0.3 |  | 9.8 | E3GAL | 1368.08 | OK | N | 24 | 7 | 36 | 0 | 0 | 0
1170068 | HOOSAC WATER QUALITY DISTRICT |  | 667 SIMONDS RD |  | WILLIAMSTOWN | MA | 012670000 | 667 SIMONDS RD |  | WILLIAMSTOWN | MA | 012670000 | Y | UTILITY | SM25 | HOOSAC WATER QUALITY DISTRICT WWTP | 4134588423 |  | BRADLEY | FURLON | 4134588423 | brad.furlon@verizon.net | BRADLEY | FURLON | 4134588423X13 |  | 1 | BOILER #1-WEIL MCLAIN #1388 #2 OIL-0.14%S |  | BOILER | WEIL MCLAIN | 1388 | 1999-12-18 | 2005 | 6 | 1 | BOILER #1-WEIL MCLAIN #1388 #2 OIL-0.14%S | NO.2 | 58 | Distillate Oil (No. 2) | 0.14 | 0 | 12 | E3GAL | 1675.2 | OK | N | 24 | 7 | 36
1170080 | MISS HALLS SCHOOL |  | 492 HOLMES RD |  | PITTSFIELD | MA | 012010000 | PO BOX 1166 |  | PITTSFIELD | MA | 012011166 | N | PRIVATE | NM25 | MISS HALL S SCHOOL | 4134436401 |  | STEVE | TURNER | 4133957057 |  | STEVE | TURNER | 4133957057 |  | 1 | 1 |  | BOILER | PACIFIC STEEL | 60L2 | 1980-01-01 | 2005 | 7 | 1 | BOILER #1-PACIFIC MOD 60L2 #2 OIL-0.5%S | NO.2 | 58 | Distillate Oil (No. 2) | 0.5 | 0 | 52.5 | E3GAL | 7329 | OK | Y | 24 | 7 | 52 | 24 | 7 | 23
1170080 | MISS HALLS SCHOOL |  | 492 HOLMES RD |  | PITTSFIELD | MA | 012010000 | PO BOX 1166 |  | PITTSFIELD | MA | 012011166 | N | PRIVATE | NM25 | MISS HALL S SCHOOL | 4134436401 |  | STEVE | TURNER | 4133957057 |  | STEVE | TURNER | 4133957057 |  | 2 | POWERFLAME MODEL #C4GO25 |  | BOILER | PACIFIC STEEL | 60L2 | 1987-01-01 | 2005 | 7 | 1 | BOILER #2-PACIFIC MOD 60L2 #2 OIL-0.5%S | NO.2 | 58 | Distillate Oil (No. 2) | 0.5 | 0 | 52.5 | E3GAL | 7329 | OK | Y | 24 | 7 | 52 | 24 | 7 | 23
1170105 | NORTH ADAMS REGIONAL HOSPITAL |  | 71 HOSPITAL AVE |  | NORTH ADAMS | MA | 012470000 | 71 HOSPITAL AVENUE |  | NORTH ADAMS | MA | 012470000 | N | PRIVATE | SM79-R | NORTH ADAMS REGIONAL HOSPITAL | 4136645300 | dsmith@nbhealth.org | DARRYL | SMITH | 4136645300 | dsmith@nbhealth.org | ADAM | LOMARTIRE | 4135723242 | AKLomartire@tighebond.com | 7 | BOILER #1 HP1 |  | BOILER | HURST CYCLONE | V31-150-34M | 2004-10-01 | 2011 | 1.046 | 1 | #2 FUEL OIL | NO.2 | 58 | Distillate Oil (No. 2) | 0.3 |  | 0 | E3GAL | 0 | OK | Y | 24 | 7 | 52 | 24 | 7 | 22
1170105 | NORTH ADAMS REGIONAL HOSPITAL |  | 71 HOSPITAL AVE |  | NORTH ADAMS | MA | 012470000 | 71 HOSPITAL AVENUE |  | NORTH ADAMS | MA | 012470000 | N | PRIVATE | SM79-R | NORTH ADAMS REGIONAL HOSPITAL | 4136645300 | dsmith@nbhealth.org | DARRYL | SMITH | 4136645300 | dsmith@nbhealth.org | ADAM | LOMARTIRE | 4135723242 | AKLomartire@tighebond.com | 8 | BOILER #2 HP2 |  | BOILER | HURST CYCLONE | V31-150-34M | 2004-10-01 | 2011 | 1.046 | 1 | #2 FUEL OIL | NO.2 | 58 | Distillate Oil (No. 2) | 0.3 |  | 0 | E3GAL | 0 | OK | Y | 24 | 7 | 52 | 24 | 7 | 22
1170105 | NORTH ADAMS REGIONAL HOSPITAL |  | 71 HOSPITAL AVE |  | NORTH ADAMS | MA | 012470000 | 71 HOSPITAL AVENUE |  | NORTH ADAMS | MA | 012470000 | N | PRIVATE | SM79-R | NORTH ADAMS REGIONAL HOSPITAL | 4136645300 | dsmith@nbhealth.org | DARRYL | SMITH | 4136645300 | dsmith@nbhealth.org | ADAM | LOMARTIRE | 4135723242 | AKLomartire@tighebond.com | 9 | BOILER #3 LP1 |  | BOILER | CLEAVER BROOKS | CB655-150 | 2004-10-01 | 2011 | 7 | 1 | #2 FUEL OIL | NO.2 | 58 | Distillate Oil (No. 2) | 0.3 | 0 | 0 | E3GAL | 0 | OK | Y | 24 | 7 | 52 | 24 | 7 | 22
1170105 | NORTH ADAMS REGIONAL HOSPITAL |  | 71 HOSPITAL AVE |  | NORTH ADAMS | MA | 012470000 | 71 HOSPITAL AVENUE |  | NORTH ADAMS | MA | 012470000 | N | PRIVATE | SM79-R | NORTH ADAMS REGIONAL HOSPITAL | 4136645300 | dsmith@nbhealth.org | DARRYL | SMITH | 4136645300 | dsmith@nbhealth.org | ADAM | LOMARTIRE | 4135723242 | AKLomartire@tighebond.com | 10 | BOILER #4 LP2 |  | BOILER | CLEAVER BROOKS | CB655-150 | 2004-10-01 | 2011 | 7 | 1 | #2 FUEL OIL | NO.2 | 58 | Distillate Oil (No. 2) | 0.3 |  | 0 | E3GAL | 0 | OK | Y | 24 | 7 | 52 | 24 | 7 | 22
1170112 | MASS COLLEGE OF LIBERAL ARTS |  | 375 CHURCH ST |  | NORTH ADAMS | MA | 012470000 | 375 CHURCH ST |  | NORTH ADAMS | MA | 012470000 | Y | STATE | SM80-7 | MASS COLLEGE OF LIBERAL ARTS | 4136625544 | g.santucci@mcla.edu | GEORGE | GALLI | 4136625544 | g.galli@mcla.edu | GEORGE | SANTUCCI | 4136625559 | g.santucci@mcla.edu | 3 | BOILER #3-CLEAVER BROOKS #200700LE DUAL FUEL |  | BOILER | CLEAVER BROOKS | 200-700 LE | 2001-06-15 | 2011 | 28.5762 | 1 | BOILER #3-CB #200700L3 #2 OIL-.05 S | NO.2 | 58 | Distillate Oil (No. 2) | 0.05 |  | 0.35 | E3GAL | 48.86 | OK | N | 24 | 7 | 39 | 24 | 7 | 2
1170134 | REID MIDDLE SCHOOL |  | 590 NORTH ST |  | PITTSFIELD | MA | 012010000 | C/O PITTSFIELD MAINTENANCE DEPARTMENT | 81 HAWTHORNE AVENUE | PITTSFIELD | MA | 012010000 | Y | LOCAL GOVERNMENT | SM25 | REID MIDDLE SCHOOL | 4134999476 | EKUNI@PITTSFIELDCH.COM | EDWARD | KUNI | 4134999476 | EKUNI@PITTSFIELDCH.COM | EDWARD | KUNI | 4134999476 | EKUNI@PITTSFIELDCH.COM | 1 | BOILER #1-JOHNSON #PFTA250 NATURAL GAS/#2 OIL |  | BOILER | JOHNSON | PTFA 250 - 4LG125W | 1999-09-01 | 2009 | 10 | 1 | BOILER #1-JOHNSON #PTFA250 #2 OIL | NO.2 | 58 | Distillate Oil (No. 2) | 0.3 | 0 | 0 | E3GAL | 0 | OK | N | 1 | 7 | 52 | 1 | 7 | 22
1170134 | REID MIDDLE SCHOOL |  | 590 NORTH ST |  | PITTSFIELD | MA | 012010000 | C/O PITTSFIELD MAINTENANCE DEPARTMENT | 81 HAWTHORNE AVENUE | PITTSFIELD | MA | 012010000 | Y | LOCAL GOVERNMENT | SM25 | REID MIDDLE SCHOOL | 4134999476 | EKUNI@PITTSFIELDCH.COM | EDWARD | KUNI | 4134999476 | EKUNI@PITTSFIELDCH.COM | EDWARD | KUNI | 4134999476 | EKUNI@PITTSFIELDCH.COM | 2 | BOILER #2-JOHNSON #PTFA250 DUAL FUEL |  | BOILER | JOHNSON | PTFA 250 - 4LG125W | 1999-09-01 | 2009 | 10 | 1 | BOILER #2-JOHNSON #PTFA250 #2 OIL@.5 PERCENT S | NO.2 | 58 | Distillate Oil (No. 2) | 0.3 | 0 | 0 | E3GAL | 0 | OK | N | 1 | 7 | 52 | 1 | 7 | 22
1170140 | HERBERG MIDDLE SCHOOL |  | 501 POMEROY AVE | MARSHALL AVE | PITTSFIELD | MA | 012010000 | C/O PITTSFIELD MAINTENANCE DEPARTMENT | 81 HAWTHORNE AVENUE | PITTSFIELD | MA | 012010000 | Y | LOCAL GOVERNMENT | SM25 | HERBERG MIDDLE SCHOOL | 4134999476 | EKUNI@PITTSFIELDCH.COM | EDWARD | KUNI | 4134999476 | EKUNI@PITTSFIELDCH.COM | EDWARD | KUNI | 4134999476 | EKUNI@PITTSFIELDCH.COM | 1 | BOILER #1-JOHNSON #PFTA250 NATURAL GAS/#2 OIL |  | BOILER | JOHNSON | PTFA250 - 4LG125W | 1999-09-01 | 2009 | 10 | 1 | BOILER #1-JOHNSON #PTFA250 OIL NOT USED IN 2002 | NO.2 | 58 | Distillate Oil (No. 2) | 0.3 | 0 | 0 | E3GAL | 0 | OK | N | 2 | 7 | 52 | 1 | 7 | 22
1170140 | HERBERG MIDDLE SCHOOL |  | 501 POMEROY AVE | MARSHALL AVE | PITTSFIELD | MA | 012010000 | C/O PITTSFIELD MAINTENANCE DEPARTMENT | 81 HAWTHORNE AVENUE | PITTSFIELD | MA | 012010000 | Y | LOCAL GOVERNMENT | SM25 | HERBERG MIDDLE SCHOOL | 4134999476 | EKUNI@PITTSFIELDCH.COM | EDWARD | KUNI | 4134999476 | EKUNI@PITTSFIELDCH.COM | EDWARD | KUNI | 4134999476 | EKUNI@PITTSFIELDCH.COM | 2 | BOILER #2-JOHNSON PTFA250 NATURAL GAS/#2 OIL |  | BOILER | JOHNSON | PTFA250 - 4LG125W | 1999-09-01 | 2009 | 10 | 1 | BOILER #1 JOHNSON #PTFA250 #2 OIL | NO.2 | 58 | Distillate Oil (No. 2) | 0.3 | 0 | 0 | E3GAL | 0 | OK | N | 2 | 7 | 52 | 1 | 7 | 22
1170157 | MOUNT EVERETT SCHOOL |  | BERKSHIRE SCHOOL RD |  | SHEFFIELD | MA | 012570000 | P.O. BOX 219 |  | SHEFFIELD | MA | 012570000 | Y | LOCAL GOVERNMENT | NM50 | MOUNT EVERETT SCHOOL | 4132298734 |  | FREDERICK | FINKLE | 4132297858 | ffinkle@tek2000.net | FRED | FINKLE | 4132298734 | ffinkle@tek2000.net | 1 | BOILER #1-WEIL MCLAIN #WMBL2294WF #2 OIL |  | BOILER | WEIL-MCLAIN | 2294 | 1991-01-01 | 2005 | 7 | 1 | BOILER #1-WEIL MCLAIN #WMBL2294WF #2 OIL-0.3%S | NO.2 | 58 | Distillate Oil (No. 2) | 0.3 | 0 | 21.5 | E3GAL | 3001.4 | OK | N | 24 | 7 | 32
1170157 | MOUNT EVERETT SCHOOL |  | BERKSHIRE SCHOOL RD |  | SHEFFIELD | MA | 012570000 | P.O. BOX 219 |  | SHEFFIELD | MA | 012570000 | Y | LOCAL GOVERNMENT | NM50 | MOUNT EVERETT SCHOOL | 4132298734 |  | FREDERICK | FINKLE | 4132297858 | ffinkle@tek2000.net | FRED | FINKLE | 4132298734 | ffinkle@tek2000.net | 2 | BOILER #2-WEIL MCLAIN #WMBL2294WF #2 OIL @0.3%S |  | BOILER | WEIL-MCLAIN | 2294 | 1991-01-01 | 2005 | 7 | 1 | BOILER #2-WEIL MCLAIN #WMBL2294WF #2 OIL-0.3%S | NO.2 | 58 | Distillate Oil (No. 2) | 0.3 | 0 | 21.5 | E3GAL | 3001.4 | OK | N | 24 | 7 | 32
1170157 | MOUNT EVERETT SCHOOL |  | BERKSHIRE SCHOOL RD |  | SHEFFIELD | MA | 012570000 | P.O. BOX 219 |  | SHEFFIELD | MA | 012570000 | Y | LOCAL GOVERNMENT | NM50 | MOUNT EVERETT SCHOOL | 4132298734 |  | FREDERICK | FINKLE | 4132297858 | ffinkle@tek2000.net | FRED | FINKLE | 4132298734 | ffinkle@tek2000.net | 3 | BOILER #3-WEIL MCLAIN #WMBL2294WF #2 OIL @0.3%S |  | BOILER | WEIL-MCLAIN | 2294 | 1991-01-01 | 2005 | 7 | 1 | BOILER #3-WEIL MCLAIN #WMBL2294WF #2 OIL-0.3%S | NO.2 | 58 | Distillate Oil (No. 2) | 0.3 | 0 | 21.5 | E3GAL | 3001.4 | OK | N | 24 | 7 | 32
1170176 | PITTSFIELD WWT PLANT |  | 901 HOLMES RD |  | PITTSFIELD | MA | 012010000 | DEPT OF PUBLIC WORKS | 70 ALLEN STREET | PITTSFIELD | MA | 012010000 | Y | LOCAL GOVERNMENT | NM25 | PITTSFIELD MUNICIPAL WWTP | 4134477460 | TLANDRY@pittsfieldch.com | TIM | CROCE | 4134999327 | TCROCE@PITTSFIELDCH.COM | TOM | LANDRY | 4134999330 | tlandry@pittsfieldch.com | 2 | PUMP AND POWER BUILDING | 2 | BOILER | H.B. SMITH CO. INC. | 350 MILLS BOILER | 1982-10-01 | 2011 | 1.14 | 1 | DUAL FUEL NO 2 OIL AND METHANE | NO.2 | 58 | Distillate Oil (No. 2) | 0.3 | 0 | 21.043 | E3GAL | 2937.6028 | OK | Y | 24 | 7 | 52 | 24 | 7 | 22
1170176 | PITTSFIELD WWT PLANT |  | 901 HOLMES RD |  | PITTSFIELD | MA | 012010000 | DEPT OF PUBLIC WORKS | 70 ALLEN STREET | PITTSFIELD | MA | 012010000 | Y | LOCAL GOVERNMENT | NM25 | PITTSFIELD MUNICIPAL WWTP | 4134477460 | TLANDRY@pittsfieldch.com | TIM | CROCE | 4134999327 | TCROCE@PITTSFIELDCH.COM | TOM | LANDRY | 4134999330 | tlandry@pittsfieldch.com | 3 | ADMIN BUILDING |  | BOILER | H.B. SMITH CO. INC. | 25 SMITH MILLS | 1978-10-10 | 2011 | 0.12 | 1 | NO 2 FUEL | NO.2 | 58 | Distillate Oil (No. 2) | 0.3 | 0 | 1.982 | E3GAL | 276.6872 | OK | N | 24 | 7 | 26 | 0 | 0 | 0
1170176 | PITTSFIELD WWT PLANT |  | 901 HOLMES RD |  | PITTSFIELD | MA | 012010000 | DEPT OF PUBLIC WORKS | 70 ALLEN STREET | PITTSFIELD | MA | 012010000 | Y | LOCAL GOVERNMENT | NM25 | PITTSFIELD MUNICIPAL WWTP | 4134477460 | TLANDRY@pittsfieldch.com | TIM | CROCE | 4134999327 | TCROCE@PITTSFIELDCH.COM | TOM | LANDRY | 4134999330 | tlandry@pittsfieldch.com | 4 | DEWATERING BUILDING |  | BOILER | BURNAM | V1105 | 1989-10-10 | 2011 | 0.72 | 1 | FUEL NO 2 | NO.2 | 58 | Distillate Oil (No. 2) | 0.3 | 0 | 5.123 | E3GAL | 715.1708 | OK | N | 24 | 7 | 26 | 0 | 0 | 0
1170176 | PITTSFIELD WWT PLANT |  | 901 HOLMES RD |  | PITTSFIELD | MA | 012010000 | DEPT OF PUBLIC WORKS | 70 ALLEN STREET | PITTSFIELD | MA | 012010000 | Y | LOCAL GOVERNMENT | NM25 | PITTSFIELD MUNICIPAL WWTP | 4134477460 | TLANDRY@pittsfieldch.com | TIM | CROCE | 4134999327 | TCROCE@PITTSFIELDCH.COM | TOM | LANDRY | 4134999330 | tlandry@pittsfieldch.com | 5 | LAB BUILDING |  | BOILER | H.B. SMITH CO. INC. | 20 MILLS SMITH | 1976-11-10 | 2011 | 0.12 | 1 | FUEL NO 2 | NO.2 | 58 | Distillate Oil (No. 2) | 0.3 | 0 | 1.113 | E3GAL | 155.3748 | OK | N | 24 | 7 | 26 | 0 | 0 | 0
1170176 | PITTSFIELD WWT PLANT |  | 901 HOLMES RD |  | PITTSFIELD | MA | 012010000 | DEPT OF PUBLIC WORKS | 70 ALLEN STREET | PITTSFIELD | MA | 012010000 | Y | LOCAL GOVERNMENT | NM25 | PITTSFIELD MUNICIPAL WWTP | 4134477460 | TLANDRY@pittsfieldch.com | TIM | CROCE | 4134999327 | TCROCE@PITTSFIELDCH.COM | TOM | LANDRY | 4134999330 | tlandry@pittsfieldch.com | 6 | ACTIVATED SLUDGE BUILDING |  | BOILER | H.B. SMITH CO. INC. | 20 MILLS SMITH | 1976-10-10 | 2011 | 0.09 | 1 | FUEL NO 2 | NO.2 | 58 | Distillate Oil (No. 2) | 0.3 | 0 | 0.3233 | E3GAL | 45.1327 | OK | N | 24 | 7 | 26 | 0 | 0 | 0
1170216 | COUNTY CONCRETE - ADAMS MA FACILITY |  | OLD COLUMBIA RD |  | ADAMS | MA | 012200000 | CLEMENTE FANE, DIV DOLOMITE PRODUCTS CO. | PO BOX 15097 | ALBANY | NY | 122120000 | N | PRIVATE | SM25 | CLEMENTE FANE A DIV OF DOLOMITE PRODUCTS CO., INC. | 5183742222 | peter.zeh@callanan.com | PETER | ZEH | 5183742222 | peter.zeh@callanan.com | PETER | ZEH | 5183742222 | peter.zeh@callanan.com | 1 | READY-MIX PROCESS BOILER |  | BOILER | UNKNOWN | UNKNOWN | 1985-01-01 | 2010 | 2.25 | 1 | #2 FUEL OIL | NO.2 | 58 | Distillate Oil (No. 2) | 1 | 1 | 0.785 | E3GAL | 109.586 | OK | N | 10 | 5 | 25 | 10 | 5 | 1
1170216 | COUNTY CONCRETE - ADAMS MA FACILITY |  | OLD COLUMBIA RD |  | ADAMS | MA | 012200000 | CLEMENTE FANE, DIV DOLOMITE PRODUCTS CO. | PO BOX 15097 | ALBANY | NY | 122120000 | N | PRIVATE | SM25 | CLEMENTE FANE A DIV OF DOLOMITE PRODUCTS CO., INC. | 5183742222 | peter.zeh@callanan.com | PETER | ZEH | 5183742222 | peter.zeh@callanan.com | PETER | ZEH | 5183742222 | peter.zeh@callanan.com | 1 | READY-MIX PROCESS BOILER |  | BOILER | UNKNOWN | UNKNOWN | 1985-01-01 | 2010 | 2.25 | 2 | #2 FUEL OIL | NO.2 | 58 | Distillate Oil (No. 2) | 0.5 | 1 | 0.474 | E3GAL | 66.1704 | OK | N | 10 | 5 | 25 | 10 | 5 | 1
1170223 | BONDED CONCRETE PITTSFIELD PLANT |  | 80 DOWNING PKWY |  | PITTSFIELD | MA | 012010000 | 80 DOWNING PARKWAY |  | PITTSFIELD | MA | 012010000 | N | PRIVATE | SM25 | CENTURY ACQUISITIONS INC | 8608245485 | AClemente@Bondedconcrete.com | ANDREW E. | CLEMENTE | 5184411210 | AClemente@Bondedconcrete.com | JOEL | TOWNSEND | 4134430166 | GregM@bondedconcrete.com | 1 | HOT WATER HEATER - CLEAVER BROOKS BOILER |  | BOILER | CLEAVER BROOKS | CB-LE 200 | 2009-04-23 | 2010 | 8.162 | 1 | NO. 2 FUEL OIL | NO.2 | 58 | Distillate Oil (No. 2) | 0.0015 |  | 2.8614 | E3GAL | 399.4514 | OK | N | 10 | 6 | 26 | 0 | 0 | 0
1170230 | GE CORPORATE HEADQUARTERS |  | 1 PLASTICS AVE |  | PITTSFIELD | MA | 012010000 | 1 PLASTICS AVE |  | PITTSFIELD | MA | 012010000 | N | PRIVATE | NM25 | GE CORPORATE HEADQUARTERS OPERATIONS | 4134487100 | STEPHEN.DELOYE@GE.COM | STEPHEN | DELOYE | 4134487320 | STEPHEN.DELOYE@GE.COM | STEPHEN | DELOYE | 4134487320 | STEPHEN.DELOYE@GE.COM | 1 | 3 BOILERS - BURNHAM - BLDG. 51 |  | BOILER | BURNHAM | 4 SL.250.SPL.60.GP | 2005-11-01 | 2009 | 29.7 | 2 | NO. 2 OIL | NO.2 | 58 | Distillate Oil (No. 2) | 0.05 |  | 0.956 | E3GAL | 133.4576 | OK | N | 24 | 7 | 35 | 24 | 7 | 5
1180009 | TEMPLETON DEVELOPEMENT CENTER |  | SCHOOL ST |  | BALDWINVILLE | MA | 014360000 | SCHOOL STREET |  | BALDWINVILLE | MA | 014360000 | Y | STATE | NM50 | TEMPLETON DEVELOPMENT CENTER | 9789392161 |  | ANDREW | COUSINS | 9789392161 | ANDY.COUSINS@STATE.MA.US | RENE | ARSENAULT | 9789392161X2125 | ANDY.COUSINS@STATE.MA.US | 1 | BOILER #1- CB 60 GPH #2 OIL |  | BOILER | CLEAVER BROOKS | CB-100-200 | 1990-08-01 | 2005 | 8 | 1 | #2 OIL | NO.2 | 58 | Distillate Oil (No. 2) | 0.3 | 0 | 35 | E3GAL | 4886 | OK | N | 24 | 7 | 40 | 0 | 0 | 0
1180009 | TEMPLETON DEVELOPEMENT CENTER |  | SCHOOL ST |  | BALDWINVILLE | MA | 014360000 | SCHOOL STREET |  | BALDWINVILLE | MA | 014360000 | Y | STATE | NM50 | TEMPLETON DEVELOPMENT CENTER | 9789392161 |  | ANDREW | COUSINS | 9789392161 | ANDY.COUSINS@STATE.MA.US | RENE | ARSENAULT | 9789392161X2125 | ANDY.COUSINS@STATE.MA.US | 2 | BOILER #2-CB - #2 OIL |  | BOILER | CLEAVER BROOKS | CB-100-200 | 1990-08-01 | 2005 | 8 | 1 | #2 OIL | NO.2 | 58 | Distillate Oil (No. 2) | 0.3 | 0 | 35 | E3GAL | 4886 | OK | N | 24 | 7 | 40 | 0 | 0 | 0
1180009 | TEMPLETON DEVELOPEMENT CENTER |  | SCHOOL ST |  | BALDWINVILLE | MA | 014360000 | SCHOOL STREET |  | BALDWINVILLE | MA | 014360000 | Y | STATE | NM50 | TEMPLETON DEVELOPMENT CENTER | 9789392161 |  | ANDREW | COUSINS | 9789392161 | ANDY.COUSINS@STATE.MA.US | RENE | ARSENAULT | 9789392161X2125 | ANDY.COUSINS@STATE.MA.US | 3 | BOILER #3-CB #2 OIL |  | BOILER | CLEAVER BROOKS | CB-100-200 | 1990-08-01 | 2005 | 8 | 1 | #2 OIL | NO.2 | 58 | Distillate Oil (No. 2) | 0.3 | 0 | 35 | E3GAL | 4886 | OK | N | 24 | 7 | 40 | 0 | 0 | 0
1180012 | BOND CONSTRUCTION CO |  | 98 NORTH SPENCER RD | RTE 31 N | SPENCER | MA | 015620000 | 98 NORTH SPENCER RD | RTE 31 N | SPENCER | MA | 015620000 | N | PRIVATE | SM25 | BOND CONSTRUCTION CORPORATION | 5088852480 | ehubond@aol.com | EDWARD | HUBACZ | 5088852480 | ehubond@aol.com | EDWARD | HUBACZ | 5088852480 | ehubond@aol.com | 1 | ROTARY DRUM DRYER #1 #2 OIL-0.3 S + ASPHALT |  | BOILER | STAN STEEL | SJ04360E | 1991-09-01 | 2011 | 58 | 1 | ROTARY KILN DRYER #1 ASPHALTIC CONCRETE | NO.2 | 58 | Distillate Oil (No. 2) | 0 | 0 | 124.08 | TON | n.a. | n.a. | N | 10 | 6 | 40 | 9 | 6 | 16
1180012 | BOND CONSTRUCTION CO |  | 98 NORTH SPENCER RD | RTE 31 N | SPENCER | MA | 015620000 | 98 NORTH SPENCER RD | RTE 31 N | SPENCER | MA | 015620000 | N | PRIVATE | SM25 | BOND CONSTRUCTION CORPORATION | 5088852480 | ehubond@aol.com | EDWARD | HUBACZ | 5088852480 | ehubond@aol.com | EDWARD | HUBACZ | 5088852480 | ehubond@aol.com | 1 | ROTARY DRUM DRYER #1 #2 OIL-0.3 S + ASPHALT |  | BOILER | STAN STEEL | SJ04360E | 1991-09-01 | 2011 | 58 | 2 | DRYER BURNER #1-HAUCK #2 OIL-0.3 S | NO.2 | 58 | Distillate Oil (No. 2) | 0.3 | 0 | 41.36 | E3GAL | 5773.856 | OK | N | 10 | 6 | 40 | 9 | 6 | 16
1180024 | BURBANK HOSPITAL |  | 275 NICHOLS RD |  | FITCHBURG | MA | 014200000 | 275 NICHOLS ROAD |  | FITCHBURG | MA | 014200000 | N | PRIVATE | SM25 | BURBANK HOSPITAL | 9783435174 | rbriggs@healthalliance.com | ROBERT | BRIGGS | 9783435175 | rbriggs@healthalliace.com | AUGUST | ANDERSON | 9783435186 | aanderson@healthalliance.com | 2 | BOILER #2-CLEAVER BROOKS CB200-500 #2 OIL AND NG |  | BOILER | CLEAVER BROOKS | CB 200-500 | 1995-06-02 | 2009 | 24 | 1 | BOILER #2-CLEAVER BROOKS CB200-500 #2 OIL-0.27S | NO.2 | 58 | Distillate Oil (No. 2) | 0.27 | 0 | 37.017 | E3GAL | 5167.5732 | OK | N | 24 | 7 | 23 | 24 | 7 | 3
1180024 | BURBANK HOSPITAL |  | 275 NICHOLS RD |  | FITCHBURG | MA | 014200000 | 275 NICHOLS ROAD |  | FITCHBURG | MA | 014200000 | N | PRIVATE | SM25 | BURBANK HOSPITAL | 9783435174 | rbriggs@healthalliance.com | ROBERT | BRIGGS | 9783435175 | rbriggs@healthalliace.com | AUGUST | ANDERSON | 9783435186 | aanderson@healthalliance.com | 3 | BOILER #3-CLEAVER BROOKS CB200-500 DUAL FUEL |  | BOILER | CLEAVER BROOKS | CB1 250-500 | 1995-06-02 | 2009 | 24 | 1 | BOILER #3-CLEAVER BROOKS CB200-500 #2 OIL-0.27S | NO.2 | 58 | Distillate Oil (No. 2) | 0.27 | 0 | 58.016 | E3GAL | 8099.0336 | OK | N | 24 | 7 | 28 | 24 | 7 | 18
1180028 | FITCHBURG STATE UNIVERSITY |  | 299 NORTH ST |  | FITCHBURG | MA | 014200000 | 160 PEARL STREET |  | FITCHBURG | MA | 014200000 | Y | STATE | SM80-R | FITCHBURG STATE UNIVERSITY | 9783452151X3199 | dpetrucci@fitchburgstate.edu | DAVID | PETRUCCI | 9786653199 | dpetrucci@fitchburgstate.edu | DAVID | PETRUCCI | 9786653199 | dpetrucci@fitchburgstate.edu | 20 | NO 1 BOILER MCKAY SCHOOL |  | BOILER | H B SMITH | 28A | 2008-08-01 | 2011 | 4923 | 2 | #2 FUEL OIL | NO.2 | 58 | Distillate Oil (No. 2) | 0.3 | 0 | 0 | E3GAL | 0 | OK | N | 24 | 7 | 44 | 0 | 0 | 0
1180028 | FITCHBURG STATE UNIVERSITY |  | 299 NORTH ST |  | FITCHBURG | MA | 014200000 | 160 PEARL STREET |  | FITCHBURG | MA | 014200000 | Y | STATE | SM80-R | FITCHBURG STATE UNIVERSITY | 9783452151X3199 | dpetrucci@fitchburgstate.edu | DAVID | PETRUCCI | 9786653199 | dpetrucci@fitchburgstate.edu | DAVID | PETRUCCI | 9786653199 | dpetrucci@fitchburgstate.edu | 21 | NO. 2 BOILER MCKAY SCHOOL |  | BOILER | HB SMITH | 28A | 2008-08-01 | 2011 | 4923 | 2 | #2 FUEL OIL | NO.2 | 58 | Distillate Oil (No. 2) | 0.3 | 0 | 2.66 | E3GAL | 371.336 | OK | N | 24 | 7 | 44 | 0 | 0 | 0
1180028 | FITCHBURG STATE UNIVERSITY |  | 299 NORTH ST |  | FITCHBURG | MA | 014200000 | 160 PEARL STREET |  | FITCHBURG | MA | 014200000 | Y | STATE | SM80-R | FITCHBURG STATE UNIVERSITY | 9783452151X3199 | dpetrucci@fitchburgstate.edu | DAVID | PETRUCCI | 9786653199 | dpetrucci@fitchburgstate.edu | DAVID | PETRUCCI | 9786653199 | dpetrucci@fitchburgstate.edu | 22 | #3 BOILER MCKAY SCHOOL |  | BOILER | HB SMITH | 28A | 2008-08-01 | 2011 | 4923 | 2 | #2 FUEL OIL | NO.2 | 58 | Distillate Oil (No. 2) | 0.3 | 0 | 0 | E3GAL | 0 | OK | N | 24 | 7 | 44 | 0 | 0 | 0
1180052 | CHARLES RIVER LABORATORIES |  | 334 SOUTH ST |  | SHREWSBURY | MA | 015450000 | 334 SOUTH STREET |  | SHREWSBURY | MA | 015450000 | N | PRIVATE | SM50 | CHARLES RIVER LABORATORIES | 5089256000 | pete.trocco@us.crl.com | ROBERT | ALLISON | 5089256608 | robert.allison@crl.com | PETE | TROCCO | 5089256954 | pete.trocco@us.crl.com | 4 | BOILER #1 + #2 CLEAVER BROOKS CBI200 32.6 MMBTU EA | 2 | BOILER | CLEAVER BROOKS | CBI200800150 | 2006-11-15 | 2009 | 65.316 | 2 | BOILERS #1 AND #2 - NO.2 FUEL | NO.2 | 58 | Distillate Oil (No. 2) | 0.15 |  | 2.5 | E3GAL | 349 | OK | N | 24 | 7 | 6 | 24 | 7 | 22
1180064 | QUABAUG CORPORATION |  | 17 SCHOOL ST |  | NORTH BROOKFIELD | MA | 015350000 | 17 SCHOOL ST |  | NORTH BROOKFIELD | MA | 015350000 | N | PRIVATE | SM25 | QUABAUG CORPORATION | 5088677731X267 | hanrahanb@vibram.us | BRIAN | HANRAHAN | 5088677731 | hanrahanb@vibram.us | BRIAN | HANRAHAN | 5088677731X267 | hanrahanb@vibram.us | 1 | CLEAVER BROOKS BOILER #2 |  | BOILER | CLEAVER BROOKS | CB400-200 | 1994-06-05 | 2010 | 8.37 | 3 | NO. 2 FUEL OIL - CLEAVER BROOKS #2 | NO.2 | 58 | Distillate Oil (No. 2) | 0.3 | 0 | 35.1585 | E3GAL | 4908.1266 | OK | N | 24 | 4 | 50 | 24 | 4 | 18
1180064 | QUABAUG CORPORATION |  | 17 SCHOOL ST |  | NORTH BROOKFIELD | MA | 015350000 | 17 SCHOOL ST |  | NORTH BROOKFIELD | MA | 015350000 | N | PRIVATE | SM25 | QUABAUG CORPORATION | 5088677731X267 | hanrahanb@vibram.us | BRIAN | HANRAHAN | 5088677731 | hanrahanb@vibram.us | BRIAN | HANRAHAN | 5088677731X267 | hanrahanb@vibram.us | 2 | CLEAVER BROOKS BOILER #3 |  | BOILER | CLEAVER BROOKS | CB400-200 | 1994-06-18 | 2010 | 8.37 | 3 | NO. 2 FUEL OIL - CLEAVER BROOKS #3 | NO.2 | 58 | Distillate Oil (No. 2) | 0.3 | 0 | 35.1585 | E3GAL | 4908.1266 | OK | N | 24 | 4 | 50 | 24 | 4 | 18
1180075 | UNIVERSITY OF MASS MEDICAL SCHOOL |  | 222 MAPLE ST |  | SHREWSBURY | MA | 015450000 | 55 LAKE AVE NORTH |  | WORCESTER | MA | 016550000 | N | STATE | NM25 | UMASS MEDICAL SCHOOL | 5088566318 | paul.stasaitis@umassmed.edu | PAUL | STASAITIS | 5088562978 | paul.stasaitis@umassmed.edu | PAUL | STASAITIS | 5088562978 | paul.stasaitis@umassmed.edu | 10 | BOILER #11-WEIL MCCLAIN BL476W 0.022 MMTU/HR |  | BOILER | WEIL MCCLAIN | BL476W | 1979-03-01 | 2011 | 0.022 | 1 | BOILER #10-WEIL MCCALAIN BL476W | NO.2 | 58 | Distillate Oil (No. 2) | 0.3 | 0.1 | 625 | E3GAL | 87250 | CHECK | N | 24 | 7 | 40 | 24 | 7 | 7
1180075 | UNIVERSITY OF MASS MEDICAL SCHOOL |  | 222 MAPLE ST |  | SHREWSBURY | MA | 015450000 | 55 LAKE AVE NORTH |  | WORCESTER | MA | 016550000 | N | STATE | NM25 | UMASS MEDICAL SCHOOL | 5088566318 | paul.stasaitis@umassmed.edu | PAUL | STASAITIS | 5088562978 | paul.stasaitis@umassmed.edu | PAUL | STASAITIS | 5088562978 | paul.stasaitis@umassmed.edu | 12 | BOILER #12-H.B.SMITH 20 0.34 MMBTU/HR |  | BOILER | HB SMITH | 20 | 1980-08-01 | 2011 | 1 | 1 | BOILER #12-H.B.SMITH 20 | NO.2 | 58 | Distillate Oil (No. 2) | 0.3 | 0 | 0.001 | E3GAL | 0.1396 | OK | N | 24 | 7 | 40 | 24 | 7 | 22
1180089 | WARREN PUMPS LLC |  | 82 BRIDGES AVE |  | WARREN | MA | 010830000 | PO BOX 969 |  | WARREN | MA | 010830969 | N | PRIVATE | NM50 | IMO PUMP WARREN | 4134367711X518 | mario.didomenico@colfaxcorp.com | MATTHEW | KORZEC | 4134367711 | Matthew.korzec@colfaxcorp.com | MATTHEW | KORZEC | 4134367711X279 | Matthew.korzec@colfaxcorp.com | 3 | 6 SPACE HEATERS-BECKET #2 OIL-0.3S |  | BOILER | BECKET | UNKNOWN | 1986-01-01 | 2010 | 3 | 1 | SPACE HEATERS #1(6) #2 OIL | NO.2 | 58 | Distillate Oil (No. 2) | 0.3 | 0 | 2 | E3GAL | 279.2 | OK | N | 24 | 6 | 26 | 0 | 0 | 0
1180089 | WARREN PUMPS LLC |  | 82 BRIDGES AVE |  | WARREN | MA | 010830000 | PO BOX 969 |  | WARREN | MA | 010830969 | N | PRIVATE | NM50 | IMO PUMP WARREN | 4134367711X518 | mario.didomenico@colfaxcorp.com | MATTHEW | KORZEC | 4134367711 | Matthew.korzec@colfaxcorp.com | MATTHEW | KORZEC | 4134367711X279 | Matthew.korzec@colfaxcorp.com | 6 | SMITH CAST IRON BOILER #1 |  | BOILER | SMITH | 28A | 2005-11-01 | 2010 | 5.67 | 1 | NO. 2 FUEL OIL | NO.2 | 58 | Distillate Oil (No. 2) | 0.3 | 0 | 25.5 | E3GAL | 3559.8 | OK | N | 24 | 6 | 26 | 0 | 0 | 0
1180089 | WARREN PUMPS LLC |  | 82 BRIDGES AVE |  | WARREN | MA | 010830000 | PO BOX 969 |  | WARREN | MA | 010830969 | N | PRIVATE | NM50 | IMO PUMP WARREN | 4134367711X518 | mario.didomenico@colfaxcorp.com | MATTHEW | KORZEC | 4134367711 | Matthew.korzec@colfaxcorp.com | MATTHEW | KORZEC | 4134367711X279 | Matthew.korzec@colfaxcorp.com | 7 | SMITH CAST IRON BOILER #2 |  | BOILER | SMITH | 28A | 2005-11-01 | 2010 | 5.67 | 1 | NO. 2 FUEL OIL | NO.2 | 58 | Distillate Oil (No. 2) | 0.3 | 0 | 25.5 | E3GAL | 3559.8 | OK | N | 24 | 6 | 26 | 0 | 0 | 0
1180090 | WEST WARREN COMPLEX LLC |  | 85 SOUTH ST |  | WEST WARREN | MA | 010920398 | 9 OLD DAIRY RD |  | HUDSON | NH | 030510000 | N | PRIVATE | SM80-R | WILLIAM WRIGHT CO | 6155013431 | janderson@wrights.com | CHARLES | RYTLEWSKI | 6155014043 | crytlewski@wrights.com | CHARLES | RYTLEWSKI | 6155014043 | crytlewski@wrights.com | 3 | EU 3 CLEAVER BROOKS #2 M1423OMS 2 OIL 0.3 SULF |  | BOILER | CLEAVER BROOKS | M1423OMS | 1950-06-01 | 2007 | 1 | 1 | CB BOILER#2 M1423OMS 2 OIL 0.3 SULF | NO.2 | 58 | Distillate Oil (No. 2) | 0.3 | 0 | 0.5 | E3GAL | 69.8 | OK | N | 4 | 2 | 24 | 0 | 0 | 0
1180090 | WEST WARREN COMPLEX LLC |  | 85 SOUTH ST |  | WEST WARREN | MA | 010920398 | 9 OLD DAIRY RD |  | HUDSON | NH | 030510000 | N | PRIVATE | SM80-R | WILLIAM WRIGHT CO | 6155013431 | janderson@wrights.com | CHARLES | RYTLEWSKI | 6155014043 | crytlewski@wrights.com | CHARLES | RYTLEWSKI | 6155014043 | crytlewski@wrights.com | 7 | EU 7 CLEAVER BROOKS M14230MS #2 OIL |  | BOILER | CLEAVER BROOKS 250HP BOILER #1 EU7 | M1423OHS | 1950-06-01 | 2007 | 1 | 1 | 2 OIL .03 SUL CB BOILER #1 M14230MS | NO.2 | 58 | Distillate Oil (No. 2) | 0.3 | 0 | 0 | E3GAL | 0 | OK | N | 0 | 0 | 0 | 0 | 0 | 0
1180104 | WRIGHT LINE LLC |  | 160 GOLD STAR BLVD |  | WORCESTER | MA | 016060000 | 160 GOLD STAR BLVD |  | WORCESTER | MA | 016060000 | N | PRIVATE | SM50 | WRIGHT LINE LLC | 5089266063X6063 | JamesHRichmond@eaton.com | JAMES | RICHMOND | 5089266063 | JamesHRichmond@eaton.com | SANTOS | MARTINEZ | 5089266075X6075 | santosmartinez@eaton.com | 1 | 2 BOILERS | 2 | BOILER | SPENCER | 894-2M30 | 1981-01-01 | 2011 | 3.43 | 1 | LOW PRESSURE STEAM BOILERS 1 AND 2 -MISC MFG | NO.2 | 58 | Distillate Oil (No. 2) | 0.2 | 0 | 7.38 | E3GAL | 1030.248 | OK | N | 12 | 7 | 35 | 0 | 0 | 0
1180121 | UMASS MEDICAL CENTER |  | 26 QUEEN ST |  | WORCESTER | MA | 016100000 | 26 QUEEN ST |  | WORCESTER | MA | 016100000 | Y | PRIVATE | SM25 | UMMC MEMORIAL REALTY, INC. | 5083348453 | francis.early@umassmemorial.org | FRAN | EARLY | 5083348453 | francis.early@umassmemorial.org | FRAN | EARLY | 5083348453 | francis.early@umassmemorial.org | 1 | BOILER #1-CLEAVER BROOKS 400-150 DUAL FUEL |  | BOILER | CLEAVER-BROOKS | CB-400-150 | 1985-11-01 | 2009 | 6 | 3 | NO. 2 FUEL OIL | NO.2 | 58 | Distillate Oil (No. 2) | 0.33 | 0 | 0 | E3GAL | 0 | OK | N | 24 | 7 | 40 | 4 | 5 | 4
1180121 | UMASS MEDICAL CENTER |  | 26 QUEEN ST |  | WORCESTER | MA | 016100000 | 26 QUEEN ST |  | WORCESTER | MA | 016100000 | Y | PRIVATE | SM25 | UMMC MEMORIAL REALTY, INC. | 5083348453 | francis.early@umassmemorial.org | FRAN | EARLY | 5083348453 | francis.early@umassmemorial.org | FRAN | EARLY | 5083348453 | francis.early@umassmemorial.org | 2 | BOILER #2-CLEAVER BROOKS CB400-300 DUAL FUEL |  | BOILER | CLEAVER BROOKS | CB-400-300 | 1985-11-01 | 2009 | 13 | 3 | NO. 2 FUEL OIL | NO.2 | 58 | Distillate Oil (No. 2) | 0.33 | 0 | 27.3 | E3GAL | 3811.08 | OK | N | 24 | 7 | 10 | 0 | 0 | 0
1180122 | UMASS HAHNEMANN |  | 281 LINCOLN ST |  | WORCESTER | MA | 016050000 | 119 BELMONT STREET |  | WORCESTER | MA | 016050000 | N | PRIVATE | SM50 | UMASS MEMORIAL MEDICAL CENTER | 5083346271 | Michael.Kelly3@umassmemorial.org | MICHAEL | KELLY | 5083346271 | Michael.Kelly3@umassmemorial.org | MICHAEL | KELLY | 5083346271 | Michael.Kelly3@umassmemorial.org | 1 | BOILER #1 BIGELOW - #6 FUEL OIL |  | BOILER | BIGELOW | 12955 | 1978-01-01 | 2010 | 12.5 | 2 | #2 FUEL OIL | NO.2 | 58 | Distillate Oil (No. 2) | 0.0015 | 0 | 0 | E3GAL | 0 | OK | N | 24 | 7 | 50 | 24 | 7 | 22
1180122 | UMASS HAHNEMANN |  | 281 LINCOLN ST |  | WORCESTER | MA | 016050000 | 119 BELMONT STREET |  | WORCESTER | MA | 016050000 | N | PRIVATE | SM50 | UMASS MEMORIAL MEDICAL CENTER | 5083346271 | Michael.Kelly3@umassmemorial.org | MICHAEL | KELLY | 5083346271 | Michael.Kelly3@umassmemorial.org | MICHAEL | KELLY | 5083346271 | Michael.Kelly3@umassmemorial.org | 2 | BOILER #2 BIGELOW - #6 OIL |  | BOILER | BIGELOW | 12955 | 1978-01-01 | 2010 | 12.5 | 2 | #2 FUEL OIL | NO.2 | 58 | Distillate Oil (No. 2) | 0.0015 |  | 0 | E3GAL | 0 | OK | N | 24 | 7 | 50 | 24 | 7 | 22
1180127 | WORCESTER POLYTECHNICAL INSTITUTE |  | 100 INSTITUTE RD | 183 WEST ST | WORCESTER | MA | 016090000 | 100 INSTITUTE ROAD |  | WORCESTER | MA | 016090000 | N | PRIVATE | SM50 | WORCESTER POLYTECHNIC INSTITUTE | 5088316406 | WILLIAMG@WPI.EDU | WILLIAM | GRUDZINSKI | 5088316406 | WILLIAMG@WPI.EDU | ISABEL | MCCAULEY | 5084719635 | ifmccauley@tighebond.com | 15 | NEW BOILER #1-VICTORY ENERGY - NAT GAS / #2 OIL |  | BOILER | VICTORY ENERGY | 313-14M-1 | 2005-11-01 | 2011 | 27.55 | 2 | BOILER#1 VICTORY ENERGY #2 FUEL OIL | NO.2 | 58 | Distillate Oil (No. 2) | 0.0015 |  | 0 | E3GAL | 0 | OK | N | 24 | 7 | 16 | 0 | 0 | 0
1180127 | WORCESTER POLYTECHNICAL INSTITUTE |  | 100 INSTITUTE RD | 183 WEST ST | WORCESTER | MA | 016090000 | 100 INSTITUTE ROAD |  | WORCESTER | MA | 016090000 | N | PRIVATE | SM50 | WORCESTER POLYTECHNIC INSTITUTE | 5088316406 | WILLIAMG@WPI.EDU | WILLIAM | GRUDZINSKI | 5088316406 | WILLIAMG@WPI.EDU | ISABEL | MCCAULEY | 5084719635 | ifmccauley@tighebond.com | 17 | NEW BOILER #3-VICTORY ENERGY - NAT GAS / #2 OIL |  | BOILER | VICTORY ENERGY | 313-14M-3 | 2005-11-01 | 2011 | 27.55 | 2 | BOILER#3 VICTORY ENERGY #2 FUEL OIL | NO.2 | 58 | Distillate Oil (No. 2) | 0.0015 |  | 0 | E3GAL | 0 | OK | N | 24 | 7 | 11 | 0 | 0 | 0
1180128 | WORCESTER STATE HOSPITAL |  | 305 BELMONT ST |  | WORCESTER | MA | 016040000 | 305 BELMONT ST |  | WORCESTER | MA | 016040000 | Y | STATE | SM79-R | WORCESTER STATE HOSPITAL | 5083683300 | Tony.Riccitelli@state.ma.us | JOHN | CONNORS | 5083683556 | John.Connors@state.ma.us | BRAD | DEWAR | 5083683442 | Bradford.Dewar@state.ma.us | 7 | BOILER #3 CB-LE DUAL FUEL |  | BOILER | CLEAVER BROOKS | CB1-200-400-015 | 2009-01-03 | 2011 | 16.329 | 2 | ULSD | NO.2 | 58 | Distillate Oil (No. 2) | 0 | 0 | 0.045 | E3GAL | 6.282 | OK | N | 1 | 1 | 1 | 0 | 0 | 0
1180128 | WORCESTER STATE HOSPITAL |  | 305 BELMONT ST |  | WORCESTER | MA | 016040000 | 305 BELMONT ST |  | WORCESTER | MA | 016040000 | Y | STATE | SM79-R | WORCESTER STATE HOSPITAL | 5083683300 | Tony.Riccitelli@state.ma.us | JOHN | CONNORS | 5083683556 | John.Connors@state.ma.us | BRAD | DEWAR | 5083683442 | Bradford.Dewar@state.ma.us | 8 | BOILER #1 CB-LE DUAL FUEL |  | BOILER | CLEAVER BROOKS | CB1-200-400-015 | 2009-01-03 | 2011 | 16.329 | 2 | ULSD | NO.2 | 58 | Distillate Oil (No. 2) | 0 | 0 | 0 | E3GAL | 0 | OK | N | 24 | 7 | 27 | 24 | 7 | 11
1180128 | WORCESTER STATE HOSPITAL |  | 305 BELMONT ST |  | WORCESTER | MA | 016040000 | 305 BELMONT ST |  | WORCESTER | MA | 016040000 | Y | STATE | SM79-R | WORCESTER STATE HOSPITAL | 5083683300 | Tony.Riccitelli@state.ma.us | JOHN | CONNORS | 5083683556 | John.Connors@state.ma.us | BRAD | DEWAR | 5083683442 | Bradford.Dewar@state.ma.us | 9 | BOILER #2 CB-LE DUAL FUEL |  | BOILER | CLEAVER BROOKS | CB1-200-400-015 | 2009-01-03 | 2011 | 16.329 | 2 | ULSD | NO.2 | 58 | Distillate Oil (No. 2) | 0 | 0 | 0 | E3GAL | 0 | OK | N | 24 | 7 | 41 | 24 | 7 | 11
1180133 | DUDLEY ELEMENTARY |  | 16 SCHOOL ST |  | DUDLEY | MA | 015700000 | 68 DUDLEY-OXFORD RD |  | DUDLEY | MA | 015710000 | Y | PRIVATE | NM25 | DUDLEY ELEMENTARY SCHOOL | 5089436888 | wtower@dc-regional.k12.ma.us | WAYNE | TOWER | 5089433351 | wtower@dc-regional.k12.ma.us | WAYNE | TOWER | 5089436888 | wtower@dc-regional.k12.ma.us | 1 | BOILER #1-HB SMITH #28A #2 OIL-0.3%S |  | BOILER | HB SMITH 28A | 28A SERIES-11 | 2000-09-10 | 2005 | 6 | 1 | #2 OIL-0.3%S | NO.2 | 58 | Distillate Oil (No. 2) | 0.3 | 0 | 10 | E3GAL | 1396 | OK | N | 24 | 7 | 40 | 8 | 4 | 6
1180133 | DUDLEY ELEMENTARY |  | 16 SCHOOL ST |  | DUDLEY | MA | 015700000 | 68 DUDLEY-OXFORD RD |  | DUDLEY | MA | 015710000 | Y | PRIVATE | NM25 | DUDLEY ELEMENTARY SCHOOL | 5089436888 | wtower@dc-regional.k12.ma.us | WAYNE | TOWER | 5089433351 | wtower@dc-regional.k12.ma.us | WAYNE | TOWER | 5089436888 | wtower@dc-regional.k12.ma.us | 2 | BOILER #2-HB SMITH #28A #2 OIL-0.3%S |  | BOILER | HB SMITH 28A | 28A SERIES | 2000-09-10 | 2005 | 6 | 1 | #2 OIL-0.3%S | NO.2 | 58 | Distillate Oil (No. 2) | 0.3 | 0 | 11 | E3GAL | 1535.6 | OK | N | 24 | 7 | 40 | 8 | 5 | 6
1180133 | DUDLEY ELEMENTARY |  | 16 SCHOOL ST |  | DUDLEY | MA | 015700000 | 68 DUDLEY-OXFORD RD |  | DUDLEY | MA | 015710000 | Y | PRIVATE | NM25 | DUDLEY ELEMENTARY SCHOOL | 5089436888 | wtower@dc-regional.k12.ma.us | WAYNE | TOWER | 5089433351 | wtower@dc-regional.k12.ma.us | WAYNE | TOWER | 5089436888 | wtower@dc-regional.k12.ma.us | 4 | PVI WATER HEATER |  | BOILER | PVI FIREPOWER | B40-1 | 2000-10-10 | 2005 | 6 | 1 | #2 FUEL | NO.2 | 58 | Distillate Oil (No. 2) | 0.3 | 0 | 1 | E3GAL | 139.6 | OK | Y | 24 | 7 | 52 | 24 | 7 | 23
1180135 | AGGREGATE INDUSTRIES NORTHEAST REGION |  | 116 WORCESTER RD |  | GRAFTON | MA | 015360000 | 1715 BROADWAY |  | SAUGUS | MA | 019060000 | N | PRIVATE | NM25 | AGGREGATE INDUSTRIES NORTHEAST REGION | 7819417200 | Lisa.Young@aggregate-us.com | LISA | YOUNG | 7819417200 | lisa.young@aggregate-us.com | LISA | YOUNG | 7819417200 | lisa.young@aggregate-us.com | 8 | UNIT #5 - SMALL MISC. #2 BOILERS | 3 | BOILER | SMITH CAST IRON BOILER | UNKNOWN | 1950-06-01 | 2009 | 3.3 | 1 | #2 OIL | NO.2 | 58 | Distillate Oil (No. 2) | 0.3 | 0 | 3.745 | E3GAL | 522.802 | OK | Y | 10 | 5 | 52 | 10 | 5 | 22
1180144 | ATHOL HIGH SCHOOL |  | 2363 MAIN ST |  | ATHOL | MA | 013310000 | 2363 MAIN STREET |  | ATHOL | MA | 013310000 | Y | LOCAL GOVERNMENT | NM50 | ATHOL ROYALSTON HIGH SCHOOL | 9782492400 | brouleau@arrsd.org | ROBERT | ROULEAU JR. | 9782492400 | brouleau@arrsd.org | ROBERT | ROULEAU | 9782492400 | brouleau@arrsd.org | 1 | BOILER NO.1-DILLON NO.2 OIL 0.15 S |  | BOILER | #1 DILLON | #1 | 1990-01-01 | 2010 | 10 | 1 | 2 OIL 0.27 S | NO.2 | 58 | Distillate Oil (No. 2) | 0.27 | 0 | 57 | E3GAL | 7957.2 | OK | N | 24 | 7 | 30 | 0 | 0 | 0
1180193 | LEOMINSTER HIGH SCHOOL |  | 122 GRANITE ST |  | LEOMINSTER | MA | 014530000 | 24 CHURCH STREET |  | LEOMINSTER | MA | 014530000 | Y | LOCAL GOVERNMENT | NM25 | LEOMINSTER HIGH SCHOOL | 9785347700 | anthony.sciabarrasi@leominster.mec.edu | ANTHONY | SCIABARRASI | 9785347700 | anthony.sciabarrasi@leominster.mec.edu | ANTHONY | SCIABARRASI | 9785347700 | anthony.sciabarrasi@leominster.mec.edu | 1 | BOILER #1-PVI #U58-1 6.7 MMBTU/HR #2 OIL-0.3S |  | BOILER | PVI | U58-1 | 1993-10-01 | 2011 | 7.81 | 1 | BOILER #1-PVI #U58-1 #2 OIL-0.3S | NO.2 | 58 | Distillate Oil (No. 2) | 0.3 | 0 | 45.04 | E3GAL | 6287.584 | OK | N | 24 | 7 | 27 | 24 | 7 | 17
1180193 | LEOMINSTER HIGH SCHOOL |  | 122 GRANITE ST |  | LEOMINSTER | MA | 014530000 | 24 CHURCH STREET |  | LEOMINSTER | MA | 014530000 | Y | LOCAL GOVERNMENT | NM25 | LEOMINSTER HIGH SCHOOL | 9785347700 | anthony.sciabarrasi@leominster.mec.edu | ANTHONY | SCIABARRASI | 9785347700 | anthony.sciabarrasi@leominster.mec.edu | ANTHONY | SCIABARRASI | 9785347700 | anthony.sciabarrasi@leominster.mec.edu | 2 | BOILER #2-PVI #U58-1 6.7 MMBTU/HR #2 OIL-0.3S |  | BOILER | PVI | U58-1 | 1993-10-01 | 2011 | 7.81 | 1 | BOILER #2-PVI #U58-1 #2 OIL-0.3S | NO.2 | 58 | Distillate Oil (No. 2) | 0.3 | 0 | 45.04 | E3GAL | 6287.584 | OK | N | 24 | 7 | 26 | 24 | 7 | 17
1180193 | LEOMINSTER HIGH SCHOOL |  | 122 GRANITE ST |  | LEOMINSTER | MA | 014530000 | 24 CHURCH STREET |  | LEOMINSTER | MA | 014530000 | Y | LOCAL GOVERNMENT | NM25 | LEOMINSTER HIGH SCHOOL | 9785347700 | anthony.sciabarrasi@leominster.mec.edu | ANTHONY | SCIABARRASI | 9785347700 | anthony.sciabarrasi@leominster.mec.edu | ANTHONY | SCIABARRASI | 9785347700 | anthony.sciabarrasi@leominster.mec.edu | 3 | WATER HEATER #1 #2 OIL-0.3S |  | BOILER | WEIL-MCCLAIN | V907A | 1990-01-01 | 2011 | 0.62 | 1 | WATER HEATER #1 #2 OIL-0.3S | NO.2 | 58 | Distillate Oil (No. 2) | 0.3 | 0 | 3.56 | E3GAL | 496.976 | OK | N | 24 | 7 | 52 | 24 | 7 | 17
1180204 | GAVITT WIRE & CABLE |  | 100 CENTRAL ST |  | BROOKFIELD | MA | 015060000 | 20 CENTRAL STREET |  | BROOKFIELD | MA | 015060000 | N | PRIVATE | NM25 | GAVITT WIRE AND CABLE | 5088676476 | bgaudreau@gavitt.com | BRUCE | GAUDREAU | 5088676476 | bgaudreau@gavitt.com | BRUCE | GAUDREAU | 5088676476 | bgaudreau@gavitt.com | 6 | BOILER #2 - YORK FUEL OIL #2 |  | BOILER | YORK | 542-SPHV-25-2 | 2005-01-01 | 2011 | 1.5 | 1 | FUEL NO 2 | NO.2 | 58 | Distillate Oil (No. 2) | 0.3 | 0 | 0.85 | E3GAL | 118.66 | OK | N | 17 | 5 | 50 | 17 | 5 | 12
1180204 | GAVITT WIRE & CABLE |  | 100 CENTRAL ST |  | BROOKFIELD | MA | 015060000 | 20 CENTRAL STREET |  | BROOKFIELD | MA | 015060000 | N | PRIVATE | NM25 | GAVITT WIRE AND CABLE | 5088676476 | bgaudreau@gavitt.com | BRUCE | GAUDREAU | 5088676476 | bgaudreau@gavitt.com | BRUCE | GAUDREAU | 5088676476 | bgaudreau@gavitt.com | 7 | BOILER #1 - H.B. SMITH BOILER |  | BOILER | H.B. SMITH | UNKNOWN | 2009-11-09 | 2011 | 1.342 | 2 | #2 FUEL OIL | NO.2 | 58 | Distillate Oil (No. 2) | 0.3 | 0 | 0 | E3GAL | 0 | OK | N | 17 | 5 | 50 | 17 | 5 | 12
1180212 | LIGHTING AND IMAGING SOUTHBRIDGE | SCHOTT NORTH AMERICA INC | 122 CHARLTON ST |  | SOUTHBRIDGE | MA | 015500000 | 122 CHARLTON STREET |  | SOUTHBRIDGE | MA | 015500000 | N | PRIVATE | NM25 | SCHOTT NORTH AMERICA INC | 9148312200 | joe.kosinski@us.schott.com | JOE | KOSINSKI | 5087653243 | joe.kosinski@us.schott.com | JOE | KOSINSKI | 5087653243 | joe.kosinski@us.schott.com | 1 | BOILERS (3)- #2 OIL 0.3O/OS | 3 | BOILER | WEIL-MCLAIN/BURNHAM(2) | BL-486-SW, PF505, PF507 | 1995-01-01 | 2010 | 3.17 | 1 | BOILERS (3)- #2 OIL 0.3O/O | NO.2 | 58 | Distillate Oil (No. 2) | 0.3 | 0 | 12.399 | E3GAL | 1730.9004 | OK | N | 24 | 7 | 26 | 0 | 0 | 0
1180215 | LANCASTER DCAM STATE COMPLEX |  | 266 OLD COMMON RD | PO BOX 7 | LANCASTER | MA | 015230000 | LANCASTER DCAM STATE COMPLEX PO BOX 7 |  | LANCASTER | MA | 015230000 | Y | STATE | SM79-R | DCAM LANCASTER STATE COMPLEX | 9783652004 | stephen.casavecchia@state.ma.us | JOHN | O'DONNELL | 6177274030 | john.odonnell@dcp.state.ma.us | JOHN | O'DONNELL | 6147274030X207 | john.odonnell@dcp.state.ma.us | 5 | BOILER- #2 OIL 0.3 PERCENT S BARN AREA HEATING |  | BOILER | UNKNOWN | UNKNOWN | 1955-01-01 | 2011 | 0.54 | 1 | BOILER-BARN AREA HEATING#2 OIL 0.3 PERCENT S | NO.2 | 58 | Distillate Oil (No. 2) | 0.3 | 0 | 4.6456 | E3GAL | 648.5258 | OK | N | 24 | 7 | 34 | 24 | 7 | 4
1180215 | LANCASTER DCAM STATE COMPLEX |  | 266 OLD COMMON RD | PO BOX 7 | LANCASTER | MA | 015230000 | LANCASTER DCAM STATE COMPLEX PO BOX 7 |  | LANCASTER | MA | 015230000 | Y | STATE | SM79-R | DCAM LANCASTER STATE COMPLEX | 9783652004 | stephen.casavecchia@state.ma.us | JOHN | O'DONNELL | 6177274030 | john.odonnell@dcp.state.ma.us | JOHN | O'DONNELL | 6147274030X207 | john.odonnell@dcp.state.ma.us | 17 | BOILER #5-BURNHAM #V909 PUTNAM BLDG#2 OIL0.3PERC.S |  | BOILER | BURNHAM | V909 | 1995-01-01 | 2011 | 1.054 | 1 | BOILER #5-BURNHAM #V909 PUTNAM BLD #2 OIL 0.3PERC | NO.2 | 58 | Distillate Oil (No. 2) | 0.3 | 0 | 5.294 | E3GAL | 739.0424 | OK | N | 24 | 7 | 34 | 24 | 7 | 4
1180215 | LANCASTER DCAM STATE COMPLEX |  | 266 OLD COMMON RD | PO BOX 7 | LANCASTER | MA | 015230000 | LANCASTER DCAM STATE COMPLEX PO BOX 7 |  | LANCASTER | MA | 015230000 | Y | STATE | SM79-R | DCAM LANCASTER STATE COMPLEX | 9783652004 | stephen.casavecchia@state.ma.us | JOHN | O'DONNELL | 6177274030 | john.odonnell@dcp.state.ma.us | JOHN | O'DONNELL | 6147274030X207 | john.odonnell@dcp.state.ma.us | 22 | CAMPBELL BLDG. BOILER |  | BOILER | BURNHAM BOILER | V-912 | 1995-01-01 | 2011 | 1.445 | 1 | NO. 2 FUEL OIL | NO.2 | 58 | Distillate Oil (No. 2) | 0.3 | 0 | 1.4935 | E3GAL | 208.4926 | OK | N | 24 | 7 | 9 | 0 | 0 | 0
1180225 | NEW ENGLAND WOODEN W |  | 75 LOGAN ST |  | GARDNER | MA | 014400000 | 205 SCHOOL STREET | SUITE 201 | GARDNER | MA | 014400000 | N | PRIVATE | NM50 | NEW ENGLAND WOODEN WARE | 9786323600 | durquhart@newoodenware.com | DAVID | URQUHART | 9786323600 | durquhart@newoodenware.com | BENJAMIN | URQUHART | 9786323600 | burquhart@newoodenware.com | 1 | BOILER #1 |  | BOILER | CLAYTON | EOG300-2.5 | 1974-01-01 | 2011 | 10 | 1 | BOILER #1 | NO.2 | 58 | Distillate Oil (No. 2) | 0.3 | 1 | 0 | E3GAL | 0 | OK | N | 10 | 5 | 52 | 19 | 5 | 21
1180225 | NEW ENGLAND WOODEN W |  | 75 LOGAN ST |  | GARDNER | MA | 014400000 | 205 SCHOOL STREET | SUITE 201 | GARDNER | MA | 014400000 | N | PRIVATE | NM50 | NEW ENGLAND WOODEN WARE | 9786323600 | durquhart@newoodenware.com | DAVID | URQUHART | 9786323600 | durquhart@newoodenware.com | BENJAMIN | URQUHART | 9786323600 | burquhart@newoodenware.com | 2 | BOILER #2 |  | BOILER | CLAYTON | E200 | 2002-01-01 | 2011 | 7 | 1 | BOILER #2 | NO.2 | 58 | Distillate Oil (No. 2) | 0.3 | 0 | 0 | E3GAL | 0 | OK | N | 8 | 7 | 26 | 0 | 0 | 0
1180239 | MASSACHUSETTS ELECTRIC-WORCESTER |  | 939 SOUTHBRIDGE ST |  | WORCESTER | MA | 016100000 | 939 SOUTHBRIDGE ST |  | WORCESTER | MA | 016102227 | N | UTILITY | NM25 | MASSACHUSETTS ELECTRIC COMPANY | 5088606262 | kris.thebado@us.ngrid.com | ROBERT | TEETZ | 5165452577 | robert.teetz@us.ngrid.com | WILLAIM | HOWARD | 4017847505 | william.howard@us.ngrid.com | 1 | BOILER #1-CLEAVER BROOKS DUAL FUEL |  | BOILER | CLEAVER BROOKS | DUAL FUEL | 1980-02-29 | 2010 | 4 | 2 | BOILER #1-CLEAVER BROOKS | NO.2 | 58 | Distillate Oil (No. 2) | 0.05 | 0 | 21.8 | E3GAL | 3043.28 | OK | N | 24 | 7 | 26 | 0 | 0 | 0
1180239 | MASSACHUSETTS ELECTRIC-WORCESTER |  | 939 SOUTHBRIDGE ST |  | WORCESTER | MA | 016100000 | 939 SOUTHBRIDGE ST |  | WORCESTER | MA | 016102227 | N | UTILITY | NM25 | MASSACHUSETTS ELECTRIC COMPANY | 5088606262 | kris.thebado@us.ngrid.com | ROBERT | TEETZ | 5165452577 | robert.teetz@us.ngrid.com | WILLAIM | HOWARD | 4017847505 | william.howard@us.ngrid.com | 2 | BOILER #2-CLEAVER BROOKS DUAL FUEL |  | BOILER | CLEAVER BROOKS | DUAL FUEL | 1980-02-29 | 2010 | 4 | 2 | BOILER #2-CLEAVER BROOKS | NO.2 | 58 | Distillate Oil (No. 2) | 0.05 | 0 | 21.8 | E3GAL | 3043.28 | OK | N | 24 | 7 | 10 | 0 | 0 | 0
1180241 | UNUM-PROVIDENT COMPANY |  | 18 CHESTNUT ST |  | WORCESTER | MA | 016080000 | 18 CHESTNUT STREET |  | WORCESTER | MA | 016080000 | N | PRIVATE | NM99 | PAUL REVERE INS GP | 5087934441 |  | E. MICHAEL | TAYLOR | 4232941044 | mtaylor@unum.com | JAMES | HURLEY JR | 7744376348 | jhurleyjr@unum.com | 4 | BOILER #4-H.B.SMITH #286 #2 OIL-0.4S |  | BOILER | H.B. SMITH | 28-6 | 1988-12-01 | 2006 | 2.1 | 1 | BOILER #4-H.B.SMITH #286 #2 OIL-0.4S | NO.2 | 58 | Distillate Oil (No. 2) | 0.4 | 0 | 8.251 | E3GAL | 1151.8396 | OK | N | 24 | 7 | 26 | 0 | 0 | 0
1180241 | UNUM-PROVIDENT COMPANY |  | 18 CHESTNUT ST |  | WORCESTER | MA | 016080000 | 18 CHESTNUT STREET |  | WORCESTER | MA | 016080000 | N | PRIVATE | NM99 | PAUL REVERE INS GP | 5087934441 |  | E. MICHAEL | TAYLOR | 4232941044 | mtaylor@unum.com | JAMES | HURLEY JR | 7744376348 | jhurleyjr@unum.com | 5 | BOILER #5-H.B.SMITH #286 #2 OIL-0.4S |  | BOILER | H.B. SMITH | 28-6 | 1988-12-01 | 2006 | 2.1 | 1 | BOILER #5-H.B.SMITH #286 #2 OIL-0.4S | NO.2 | 58 | Distillate Oil (No. 2) | 0.4 | 0 | 8.251 | E3GAL | 1151.8396 | OK | N | 24 | 7 | 26 | 0 | 0 | 0
1180241 | UNUM-PROVIDENT COMPANY |  | 18 CHESTNUT ST |  | WORCESTER | MA | 016080000 | 18 CHESTNUT STREET |  | WORCESTER | MA | 016080000 | N | PRIVATE | NM99 | PAUL REVERE INS GP | 5087934441 |  | E. MICHAEL | TAYLOR | 4232941044 | mtaylor@unum.com | JAMES | HURLEY JR | 7744376348 | jhurleyjr@unum.com | 10 | BOILER #6 - BURNHAM V1123 - #1 |  | BOILER | BURNHAM | V1123 | 2004-07-15 | 2006 | 5.768 | 1 | #2 OIL | NO.2 | 58 | Distillate Oil (No. 2) | 0.4 | 0 | 4.664 | E3GAL | 651.0944 | OK | N | 24 | 7 | 26 | 0 | 0 | 0
1180241 | UNUM-PROVIDENT COMPANY |  | 18 CHESTNUT ST |  | WORCESTER | MA | 016080000 | 18 CHESTNUT STREET |  | WORCESTER | MA | 016080000 | N | PRIVATE | NM99 | PAUL REVERE INS GP | 5087934441 |  | E. MICHAEL | TAYLOR | 4232941044 | mtaylor@unum.com | JAMES | HURLEY JR | 7744376348 | jhurleyjr@unum.com | 11 | BOILER #7 - BURNHAM V1123 - #2 SERIAL #64440747 |  | BOILER | BURNHAM | V1123 | 2004-07-15 | 2006 | 5.768 | 1 | #2 OIL | NO.2 | 58 | Distillate Oil (No. 2) | 0.4 | 0 | 4.664 | E3GAL | 651.0944 | OK | N | 24 | 7 | 26 | 0 | 0 | 0
1180241 | UNUM-PROVIDENT COMPANY |  | 18 CHESTNUT ST |  | WORCESTER | MA | 016080000 | 18 CHESTNUT STREET |  | WORCESTER | MA | 016080000 | N | PRIVATE | NM99 | PAUL REVERE INS GP | 5087934441 |  | E. MICHAEL | TAYLOR | 4232941044 | mtaylor@unum.com | JAMES | HURLEY JR | 7744376348 | jhurleyjr@unum.com | 12 | BOILER #8 - BURNHAM - #3 SERIAL# 64440748 |  | BOILER | BURNHAM | V1123 | 2004-07-15 | 2006 | 5.768 | 1 | #2 OIL | NO.2 | 58 | Distillate Oil (No. 2) | 0.4 | 0 | 4.664 | E3GAL | 651.0944 | OK | N | 24 | 7 | 26 | 0 | 0 | 0
1180243 | WORCESTER CITY CAMPUS CORP | UMASS MEDICAL SCHOOL | 333 SOUTH ST |  | SHREWSBURY | MA | 015450000 | 333 SOUTH ST |  | SHREWSBURY | MA | 015450000 | N | STATE | SM25 | WORCESTER CITY CAMPUS CORP. | 5088563620 | russ.mattson@umassmed.edu | RUSSELL | MATTSON | 5088563620 | russ.mattson@umassmed.edu | MARK | MARKARIAN | 5088567425 | Mark.Markarian@umassmed.edu | 18 | BOILER 2-1 -CLEAVER BROOKS #CB150 DIESEL SHR2 |  | BOILER | CLEAVER BROOKS | CB150 | 1985-01-01 | 2011 | 6.28 | 1 | BOILER-CLEAVER BROOKS #CB150 #2 OIL SHR2 | NO.2 | 58 | Distillate Oil (No. 2) | 0.25 | 0 | 0 | E3GAL | 0 | OK | N | 24 | 7 | 26 | 24 | 7 | 11
1180243 | WORCESTER CITY CAMPUS CORP | UMASS MEDICAL SCHOOL | 333 SOUTH ST |  | SHREWSBURY | MA | 015450000 | 333 SOUTH ST |  | SHREWSBURY | MA | 015450000 | N | STATE | SM25 | WORCESTER CITY CAMPUS CORP. | 5088563620 | russ.mattson@umassmed.edu | RUSSELL | MATTSON | 5088563620 | russ.mattson@umassmed.edu | MARK | MARKARIAN | 5088567425 | Mark.Markarian@umassmed.edu | 19 | BOILER 2-2 -CLEAVER BROOKS #CB150 #2 OIL SHR2 |  | BOILER | CLEAVER BROOKS | CB150 | 1985-01-01 | 2011 | 6.28 | 1 | BOILER-CLEAVER BROOKS #CB150 #2 OIL SHR2 | NO.2 | 58 | Distillate Oil (No. 2) | 0.25 | 0 | 0 | E3GAL | 0 | OK | N | 24 | 7 | 26 | 24 | 7 | 11
1180243 | WORCESTER CITY CAMPUS CORP | UMASS MEDICAL SCHOOL | 333 SOUTH ST |  | SHREWSBURY | MA | 015450000 | 333 SOUTH ST |  | SHREWSBURY | MA | 015450000 | N | STATE | SM25 | WORCESTER CITY CAMPUS CORP. | 5088563620 | russ.mattson@umassmed.edu | RUSSELL | MATTSON | 5088563620 | russ.mattson@umassmed.edu | MARK | MARKARIAN | 5088567425 | Mark.Markarian@umassmed.edu | 20 | BOILER 2-3 - CLEAVER BROOKS #CB200 #2 OIL AND NG |  | BOILER | CLEAVER BROOKS | CB 200 | 1985-01-01 | 2011 | 8.37 | 1 | BOILER-CLEAVER BROOKS #CB200 #2 OIL SHR2 | NO.2 | 58 | Distillate Oil (No. 2) | 0.25 |  | 0 | E3GAL | 0 | OK | N | 24 | 7 | 26 | 24 | 7 | 11
1180243 | WORCESTER CITY CAMPUS CORP | UMASS MEDICAL SCHOOL | 333 SOUTH ST |  | SHREWSBURY | MA | 015450000 | 333 SOUTH ST |  | SHREWSBURY | MA | 015450000 | N | STATE | SM25 | WORCESTER CITY CAMPUS CORP. | 5088563620 | russ.mattson@umassmed.edu | RUSSELL | MATTSON | 5088563620 | russ.mattson@umassmed.edu | MARK | MARKARIAN | 5088567425 | Mark.Markarian@umassmed.edu | 21 | BOILER 2-4CLEAVER BROOKS #CB20030015LE #2 OILANDNG |  | BOILER | CLEAVER BROOKS | CB20030015LE | 1997-01-01 | 2011 | 12.25 | 1 | BOILER-CLEAVER BROOKS #CB20030015LE #2 OIL SHR2 | NO.2 | 58 | Distillate Oil (No. 2) | 0.2 | 0 | 0 | E3GAL | 0 | OK | N | 24 | 7 | 26 | 24 | 7 | 11
1180243 | WORCESTER CITY CAMPUS CORP | UMASS MEDICAL SCHOOL | 333 SOUTH ST |  | SHREWSBURY | MA | 015450000 | 333 SOUTH ST |  | SHREWSBURY | MA | 015450000 | N | STATE | SM25 | WORCESTER CITY CAMPUS CORP. | 5088563620 | russ.mattson@umassmed.edu | RUSSELL | MATTSON | 5088563620 | russ.mattson@umassmed.edu | MARK | MARKARIAN | 5088567425 | Mark.Markarian@umassmed.edu | 27 | FURNACE PRAK-AMERICAN STANDARD #0155T#2 OIL .25 PS |  | BOILER | AMERICAN STANDARD | 0155T | 1980-01-01 | 2011 | 0.21 | 1 | FURNACE-AMERICAN STANDARD #0155T #2 OIL .25 PERCE | NO.2 | 58 | Distillate Oil (No. 2) | 0.25 | 0 | 0 | E3GAL | 0 | OK | N | 0 | 0 | 0 | 0 | 0 | 0
1180246 | MADIX INCORPORATED |  | 60 PROSPECT ST |  | NORTH BROOKFIELD | MA | 015350000 | 60 PROSPECT ST |  | NORTH BROOKFIELD | MA | 015350000 | N | PRIVATE | NM25 | MADIX INCORPORATED | 2145155400 | tasatterfield@madixinc.com | JUSTIN | SAUNDERS | 2145155400 | jsaunders@madixinc.com | JUSTIN | SAUNDERS | 2145155400 | jsaunders@madixinc.com | 1 | BOILER #1-CL BROOKS CB 200-120 DIESEL 5.23 MMBTU |  | BOILER | CLEAVER BROOKS | CB 200-126 | 1987-11-25 | 2010 | 5.23 | 1 | BOILER #1-CLEAVER BROOKS CB200 126 #2 OIL 0.3 S | NO.2 | 58 | Distillate Oil (No. 2) | 0.3 | 0 | 17.076 | E3GAL | 2383.8096 | OK | N | 24 | 7 | 36 | 0 | 0 | 0
1180249 | US POSTAL SERVICE |  | 4 EAST CENTRAL ST |  | WORCESTER | MA | 016130000 | 4 EAST CENTRAL ST |  | WORCESTER | MA | 016139998 | N | FEDERAL | NM25 | US POSTAL SERVICE VMF | 5087953700 | kris.g.homand@usps.gov | KRIS | HOMAND | 5087953700 | kris.g.homand@usps.gov | KRIS | HOMAND | 5087953700 | kris.g.homand@usps.gov | 13 | BOILERS NO 3 AND 4 | 2 | BOILER | CLEAVER BROOKS | CB200-200 | 2004-08-20 | 2011 | 16.738 | 1 | FUEL OIL NO 2 | NO.2 | 58 | Distillate Oil (No. 2) | 0.3 | 0 | 68.519 | E3GAL | 9565.2524 | OK | N | 24 | 7 | 52 | 0 | 0 | 0
1180253 | WORCESTER ART MUSEUM |  | 55 SALISBURY ST |  | WORCESTER | MA | 016090000 | 55 SALISBURY ST |  | WORCESTER | MA | 016090000 | N | PRIVATE | NM25 | WORCESTER ART MUSEUM | 5087994406X3002 | franpedone@worcesterart.org | FRANCIS | PEDONE | 5087994406 | franpedone@worcesterart.org | FRANCIS | PEDONE | 5087994406X3002 | franpedone@worcesterart.org | 4 | BOILER #2-WEIL MCLAIN |  | BOILER | WEIL MCLAIN | PGL-1394-SF | 1982-10-01 | 2010 | 3 | 1 | NO.2 | NO.2 | 58 | Distillate Oil (No. 2) | 0.3 | 0 | 0 | E3GAL | 0 | OK | N | 0 | 0 | 0 | 0 | 0 | 0
1180253 | WORCESTER ART MUSEUM |  | 55 SALISBURY ST |  | WORCESTER | MA | 016090000 | 55 SALISBURY ST |  | WORCESTER | MA | 016090000 | N | PRIVATE | NM25 | WORCESTER ART MUSEUM | 5087994406X3002 | franpedone@worcesterart.org | FRANCIS | PEDONE | 5087994406 | franpedone@worcesterart.org | FRANCIS | PEDONE | 5087994406X3002 | franpedone@worcesterart.org | 5 | BOILER #3-WEIL MCLAIN |  | BOILER | WEIL MCLAIN | PGL-1394SF | 1982-10-01 | 2010 | 3 | 1 | NO.2 | NO.2 | 58 | Distillate Oil (No. 2) | 0.3 | 0 | 0 | E3GAL | 0 | OK | N | 0 | 0 | 0 | 0 | 0 | 0
1180260 | ATHOL MEMORIAL HOSPITAL |  | 2033 MAIN ST |  | ATHOL | MA | 013310000 | 2033 MAIN STREET |  | ATHOL | MA | 013310000 | N | PRIVATE | NM25 | ATHOL MEMORIAL HOSPITAL | 9782493511 | drantala@atholhospital.org | DAVE | RANTALA | 9782491127 | drantala@atholhospital.org | DAVE | RANTALA | 9782493511X127 | drantala@atholhospital.org | 1 | BOILER 1-BURNHAM V9AV11 2 OIL |  | BOILER | BURNHAM | KV11175ML | 2002-07-19 | 2007 | 4 | 1 | #2 OIL | NO.2 | 58 | Distillate Oil (No. 2) | 0.3 | 0 | 64 | E3GAL | 8934.4 | OK | Y | 24 | 7 | 52 | 24 | 7 | 22
1180260 | ATHOL MEMORIAL HOSPITAL |  | 2033 MAIN ST |  | ATHOL | MA | 013310000 | 2033 MAIN STREET |  | ATHOL | MA | 013310000 | N | PRIVATE | NM25 | ATHOL MEMORIAL HOSPITAL | 9782493511 | drantala@atholhospital.org | DAVE | RANTALA | 9782491127 | drantala@atholhospital.org | DAVE | RANTALA | 9782493511X127 | drantala@atholhospital.org | 2 | BOILER 2-BURNJHAM V9AV11 |  | BOILER | BURNHAM | KV11175ML | 1981-01-01 | 2007 | 4 | 1 | #2 OIL | NO.2 | 58 | Distillate Oil (No. 2) | 0.3 | 0 | 64 | E3GAL | 8934.4 | OK | N | 24 | 7 | 12 | 24 | 7 | 22
1180260 | ATHOL MEMORIAL HOSPITAL |  | 2033 MAIN ST |  | ATHOL | MA | 013310000 | 2033 MAIN STREET |  | ATHOL | MA | 013310000 | N | PRIVATE | NM25 | ATHOL MEMORIAL HOSPITAL | 9782493511 | drantala@atholhospital.org | DAVE | RANTALA | 9782491127 | drantala@atholhospital.org | DAVE | RANTALA | 9782493511X127 | drantala@atholhospital.org | 3 | BOILER 3-BURNHAM V9AV11 2 OIL |  | BOILER | BURNHAM | KV11175ML | 2002-07-19 | 2007 | 4 | 1 | 2 OIL | NO.2 | 58 | Distillate Oil (No. 2) | 0.3 | 0 | 64 | E3GAL | 8934.4 | OK | N | 24 | 7 | 20 | 7 | 2 | 22
1180262 | TUFTS UNIVERSITY GRAFTON CAMPUS |  | 200 WESTBORO RD |  | GRAFTON | MA | 015360000 | 200 WESTBORO RD |  | GRAFTON | MA | 015360000 | N | PRIVATE | NM25 | TUFTS UNIVERSITY VET SCHOOL | 5088397921 | elizabeth.isenstein@tufts.edu | RICHARD | REYNOLDS | 6176273334 | dick.reynolds@tufts.edu | ELIZABETH | ISENSTEIN | 6176273704 | elizabeth.isenstein@tufts.edu | 1 | BOILER #1-CLEAVER BROOKS #2 OIL 0.3S LAH |  | BOILER | CLEAVER BROOKS | CB100-200 | 1982-06-15 | 2009 | 4 | 1 | BOILER #1-CLEAVER BROOKS #2 OIL-0.3S ANML HOSP | NO.2 | 58 | Distillate Oil (No. 2) | 0.3 | 0 | 0 | E3GAL | 0 | OK | N | 24 | 7 | 52 | 24 | 7 | 22
1180262 | TUFTS UNIVERSITY GRAFTON CAMPUS |  | 200 WESTBORO RD |  | GRAFTON | MA | 015360000 | 200 WESTBORO RD |  | GRAFTON | MA | 015360000 | N | PRIVATE | NM25 | TUFTS UNIVERSITY VET SCHOOL | 5088397921 | elizabeth.isenstein@tufts.edu | RICHARD | REYNOLDS | 6176273334 | dick.reynolds@tufts.edu | ELIZABETH | ISENSTEIN | 6176273704 | elizabeth.isenstein@tufts.edu | 2 | BOILER #2-CLEAVER BROOKS #2 OIL-0.3S LAH |  | BOILER | CLEAVER BROOKS | CB100-200 | 1982-06-10 | 2009 | 4 | 1 | BOILER #2-CLEAVER BROOKS #2 OIL-0.3S ANML HOSP | NO.2 | 58 | Distillate Oil (No. 2) | 0.3 | 0 | 0 | E3GAL | 0 | OK | N | 24 | 7 | 52 | 24 | 7 | 22
1180262 | TUFTS UNIVERSITY GRAFTON CAMPUS |  | 200 WESTBORO RD |  | GRAFTON | MA | 015360000 | 200 WESTBORO RD |  | GRAFTON | MA | 015360000 | N | PRIVATE | NM25 | TUFTS UNIVERSITY VET SCHOOL | 5088397921 | elizabeth.isenstein@tufts.edu | RICHARD | REYNOLDS | 6176273334 | dick.reynolds@tufts.edu | ELIZABETH | ISENSTEIN | 6176273704 | elizabeth.isenstein@tufts.edu | 4 | BOILER #3-WEIL MCLAIN P-WTGO-3 0.1 MMBTU/HR |  | BOILER | WEIL-MCLAIN | P-WTGO-3 | 1994-11-01 | 2009 | 0.1 | 1 | BOILER #3-WEIL MCLAIN #2 OIL-0.3S HERDMANS | NO.2 | 58 | Distillate Oil (No. 2) | 0.3 | 0 | 0.3056 | E3GAL | 42.6618 | OK | N | 24 | 7 | 40 | 24 | 7 | 22
1180262 | TUFTS UNIVERSITY GRAFTON CAMPUS |  | 200 WESTBORO RD |  | GRAFTON | MA | 015360000 | 200 WESTBORO RD |  | GRAFTON | MA | 015360000 | N | PRIVATE | NM25 | TUFTS UNIVERSITY VET SCHOOL | 5088397921 | elizabeth.isenstein@tufts.edu | RICHARD | REYNOLDS | 6176273334 | dick.reynolds@tufts.edu | ELIZABETH | ISENSTEIN | 6176273704 | elizabeth.isenstein@tufts.edu | 15 | BOILER#9-WEILMCLAIN P-468-ST 0.151 MMBTU/HR BLDG 5 |  | BOILER | WEIL-MCLAIN | P-468-ST | 1995-12-01 | 2009 | 0.151 | 1 | BOILER #9- WEIL MCLAIN #2 OIL-0.3S BLDG 5 | NO.2 | 58 | Distillate Oil (No. 2) | 0.3 | 0 | 0.9122 | E3GAL | 127.3431 | OK | N | 24 | 7 | 52 | 24 | 7 | 22
1180262 | TUFTS UNIVERSITY GRAFTON CAMPUS |  | 200 WESTBORO RD |  | GRAFTON | MA | 015360000 | 200 WESTBORO RD |  | GRAFTON | MA | 015360000 | N | PRIVATE | NM25 | TUFTS UNIVERSITY VET SCHOOL | 5088397921 | elizabeth.isenstein@tufts.edu | RICHARD | REYNOLDS | 6176273334 | dick.reynolds@tufts.edu | ELIZABETH | ISENSTEIN | 6176273704 | elizabeth.isenstein@tufts.edu | 16 | BOILER#10-WEIL MCLAIN A/B-368 0.114 MMBTU/HR BLDG7 |  | BOILER | WEIL-MCLAIN | A/B-368 | 1994-11-01 | 2009 | 0.114 | 1 | BOILER #10-WEIL MCLAIN #2 OIL-0.3S BLDG 7 | NO.2 | 58 | Distillate Oil (No. 2) | 0.3 | 0 | 0.8066 | E3GAL | 112.6014 | OK | N | 24 | 7 | 52 | 24 | 7 | 22
1180262 | TUFTS UNIVERSITY GRAFTON CAMPUS |  | 200 WESTBORO RD |  | GRAFTON | MA | 015360000 | 200 WESTBORO RD |  | GRAFTON | MA | 015360000 | N | PRIVATE | NM25 | TUFTS UNIVERSITY VET SCHOOL | 5088397921 | elizabeth.isenstein@tufts.edu | RICHARD | REYNOLDS | 6176273334 | dick.reynolds@tufts.edu | ELIZABETH | ISENSTEIN | 6176273704 | elizabeth.isenstein@tufts.edu | 28 | ALPHA PSI #21-MAGIC HEAT DM-122 0.144 MMBTU/HR |  | BOILER | MAGIC HEAT | DM-122 | 1981-10-01 | 2009 | 0.144 | 1 | BOILER #21-MAGIC HEAT #2 OIL-0.3S ALPHA PSI | NO.2 | 58 | Distillate Oil (No. 2) | 0.3 | 0 | 0.4034 | E3GAL | 56.3146 | OK | N | 24 | 7 | 40 | 24 | 7 | 4
1180262 | TUFTS UNIVERSITY GRAFTON CAMPUS |  | 200 WESTBORO RD |  | GRAFTON | MA | 015360000 | 200 WESTBORO RD |  | GRAFTON | MA | 015360000 | N | PRIVATE | NM25 | TUFTS UNIVERSITY VET SCHOOL | 5088397921 | elizabeth.isenstein@tufts.edu | RICHARD | REYNOLDS | 6176273334 | dick.reynolds@tufts.edu | ELIZABETH | ISENSTEIN | 6176273704 | elizabeth.isenstein@tufts.edu | 42 | BOILER #29-WEIL MCLAIN #WTGO7 BLDG 17 #2 OIL |  | BOILER | WEIL MCLAIN | A/B WRGO-7 | 2001-01-01 | 2009 | 0.249 | 1 | BOILER #29-WEIL MCLAIN #WTCO7 BLDG 17 #2 OIL | NO.2 | 58 | Distillate Oil (No. 2) | 0.3 | 0 | 1.0012 | E3GAL | 139.7675 | OK | N | 24 | 7 | 52 | 24 | 7 | 22
1180262 | TUFTS UNIVERSITY GRAFTON CAMPUS |  | 200 WESTBORO RD |  | GRAFTON | MA | 015360000 | 200 WESTBORO RD |  | GRAFTON | MA | 015360000 | N | PRIVATE | NM25 | TUFTS UNIVERSITY VET SCHOOL | 5088397921 | elizabeth.isenstein@tufts.edu | RICHARD | REYNOLDS | 6176273334 | dick.reynolds@tufts.edu | ELIZABETH | ISENSTEIN | 6176273704 | elizabeth.isenstein@tufts.edu | 66 | BOILER-WEIL MCLAIN #WTGO7 CENTRAL SERV #2 OIL |  | BOILER | WEIL-MCLAIN | WTGO-7 | 2001-11-16 | 2009 | 0.242 | 1 | BOILER-WEIL MCLAIN #WTCO7 ADMIN SERV #2 OIL | NO.2 | 58 | Distillate Oil (No. 2) | 0.03 | 0 | 0.9838 | E3GAL | 137.3385 | OK | N | 24 | 7 | 40 | 24 | 7 | 4
1180278 | MT. WACHUSETT COMMUNITY COLLEGE |  | 444 GREEN ST |  | GARDNER | MA | 014400000 | 444 GREEN ST |  | GARDNER | MA | 014400000 | Y | STATE | SM25 | MOUNT WACHUSETT COMMUNITY COLLEGE | 9786326600 | rlabonte@mwcc.mass.edu | ROBERT | LABONTE | 9786309272 | rlabonte@mwcc.mass.edu | ROBERT | LABONTE | 9786309272 | rlabonte@mwcc.mass.edu | 2 | BOILER #2-CLEAVER BROOKS #CB100300125# |  | BOILER | CLEAVER BROOKS | CB1100300125 | 2002-10-22 | 2009 | 13 | 1 | BOILER #2-CLEAVER BROOKS #CB100300125# | NO.2 | 58 | Distillate Oil (No. 2) | 0.03 | 0 | 13.2 | E3GAL | 1842.72 | OK | N | 24 | 7 | 10 | 0 | 0 | 0
1180285 | HEALTHALLIANCE LEOMINSTER CAMPUS |  | 60 HOSPITAL RD |  | LEOMINSTER | MA | 014530000 | 60 HOSPITAL RD. |  | LEOMINSTER | MA | 014538004 | N | PRIVATE | SM25 | HEALTHALLIANCE HOSPITALS INC | 9784662015 | dbilotta@healthalliance.com | DAVID | BILOTTA | 9784662015 | dbilotta@healthalliance.com | ALLEN | CHARPENTIER | 9784662012 | acharpentier@healthalliance.com | 1 | BOILER #1-CLEAVER BROOKS #CB655400-150 |  | BOILER | CLEAVER BROOKS | CB655-400 | 1970-01-01 | 2011 | 17 | 1 | #2 OIL 0.3S | NO.2 | 58 | Distillate Oil (No. 2) | 0.27 | 0 | 0 | E3GAL | 0 | OK | N | 24 | 7 | 9 | 24 | 7 | 2
1180285 | HEALTHALLIANCE LEOMINSTER CAMPUS |  | 60 HOSPITAL RD |  | LEOMINSTER | MA | 014530000 | 60 HOSPITAL RD. |  | LEOMINSTER | MA | 014538004 | N | PRIVATE | SM25 | HEALTHALLIANCE HOSPITALS INC | 9784662015 | dbilotta@healthalliance.com | DAVID | BILOTTA | 9784662015 | dbilotta@healthalliance.com | ALLEN | CHARPENTIER | 9784662012 | acharpentier@healthalliance.com | 2 | BOILER #2-CLEAVER BROOKS #CB655400-150 |  | BOILER | CLEAVER BROOKS | CB655-400 | 1970-01-01 | 2011 | 17 | 1 | #2 OIL 0.3S | NO.2 | 58 | Distillate Oil (No. 2) | 0.27 | 0 | 0 | E3GAL | 0 | OK | N | 0 | 0 | 0 | 0 | 0 | 0
1180285 | HEALTHALLIANCE LEOMINSTER CAMPUS |  | 60 HOSPITAL RD |  | LEOMINSTER | MA | 014530000 | 60 HOSPITAL RD. |  | LEOMINSTER | MA | 014538004 | N | PRIVATE | SM25 | HEALTHALLIANCE HOSPITALS INC | 9784662015 | dbilotta@healthalliance.com | DAVID | BILOTTA | 9784662015 | dbilotta@healthalliance.com | ALLEN | CHARPENTIER | 9784662012 | acharpentier@healthalliance.com | 3 | BOILER #3-CLEAVER BROOKS #CB1200400-150 |  | BOILER | CLEAVER BROOKS | CB1200400150 | 1999-01-01 | 2011 | 17 | 1 | #2 OIL 0.3 | NO.2 | 58 | Distillate Oil (No. 2) | 0.27 | 0 | 0 | E3GAL | 0 | OK | N | 24 | 7 | 43 | 24 | 7 | 20
1180294 | US PACK | LGA LLC | 300 WHITNEY ST |  | LEOMINSTER | MA | 014530000 | 300 WHITNEY STEET |  | LEOMINSTER | MA | 014533202 | N | PRIVATE | SM25 | US PACK | 9785374748 | b.waalkes@uspack.net | BOB | WAALKES | 9785374748 | b.waalkes@uspack.net | BOB | WAALKES | 9785374748X7811 | b.waalkes@uspack.net | 1 | OIL BOILER #2-SUPERIOR |  | BOILER | SUPERIOR | G4RB100A | 1980-01-01 | 2011 | 2 | 1 | FUEL OIL | NO.2 | 58 | Distillate Oil (No. 2) | 0.3 | 0.1 | 0 | E3GAL | 0 | OK | N | 0 | 0 | 0 | 0 | 0 | 0
1180295 | ST VINCENT HOSPITAL @ WORC MED CTR | AT WORCESTER MEDICAL CENTER | 20 WORCESTER CENTER BLVD |  | WORCESTER | MA | 016080000 | 123 SUMMER STREET |  | WORCESTER | MA | 016080000 | N | PRIVATE | NM99 | ST VINCENT HOSPITAL LLC | 5083635000 | harley.mccartney@stvincenthospital.com | HARLEY | MC CARTNEY | 5083635054 | harley.mccartney@stvincenthospital.com | ST VINCENT HOSPITAL | HARLEY MC CARTNEY | 5083635054 | harley.mccartney@stvincenthospital.com | 1 | BLR #1 - CLVR BRKS CB200-800-150LE DUAL FUEL |  | BOILER | CLEAVER BROOKS | CB200-800-150LE | 1996-04-26 | 2008 | 34 | 2 | #2 OIL 0.05S | NO.2 | 58 | Distillate Oil (No. 2) | 0.05 | 0 | 0.05 | E3GAL | 6.98 | OK | N | 24 | 7 | 18 | 0 | 0 | 0
1180295 | ST VINCENT HOSPITAL @ WORC MED CTR | AT WORCESTER MEDICAL CENTER | 20 WORCESTER CENTER BLVD |  | WORCESTER | MA | 016080000 | 123 SUMMER STREET |  | WORCESTER | MA | 016080000 | N | PRIVATE | NM99 | ST VINCENT HOSPITAL LLC | 5083635000 | harley.mccartney@stvincenthospital.com | HARLEY | MC CARTNEY | 5083635054 | harley.mccartney@stvincenthospital.com | ST VINCENT HOSPITAL | HARLEY MC CARTNEY | 5083635054 | harley.mccartney@stvincenthospital.com | 2 | BLR #2-CLVR BRKS CB200-800 DUAL FUEL |  | BOILER | CLEVER BROOKS | CB200-800-150LE | 1996-04-26 | 2008 | 34 | 2 | #2 OIL 0.05S | NO.2 | 58 | Distillate Oil (No. 2) | 0.05 | 0 | 0.05 | E3GAL | 6.98 | OK | N | 24 | 7 | 14 | 0 | 0 | 0
1180295 | ST VINCENT HOSPITAL @ WORC MED CTR | AT WORCESTER MEDICAL CENTER | 20 WORCESTER CENTER BLVD |  | WORCESTER | MA | 016080000 | 123 SUMMER STREET |  | WORCESTER | MA | 016080000 | N | PRIVATE | NM99 | ST VINCENT HOSPITAL LLC | 5083635000 | harley.mccartney@stvincenthospital.com | HARLEY | MC CARTNEY | 5083635054 | harley.mccartney@stvincenthospital.com | ST VINCENT HOSPITAL | HARLEY MC CARTNEY | 5083635054 | harley.mccartney@stvincenthospital.com | 3 | BLR #3-CLVR BRLS CB200-400-150LE DUAL FUEL |  | BOILER | CLEVER BROOKS | CB-200-400-150LE | 1996-04-26 | 2008 | 34 | 2 | #2 OIL @.05S | NO.2 | 58 | Distillate Oil (No. 2) | 0.05 | 0.1 | 0.05 | E3GAL | 6.98 | OK | N | 24 | 7 | 21 | 24 | 7 | 18
1180302 | HARRINGTON MEMORIAL HOSPITAL |  | 100 SOUTH ST |  | SOUTHBRIDGE | MA | 015500000 | 100 SOUTH ST |  | SOUTHBRIDGE | MA | 015500000 | N | PRIVATE | NM25 | HARRINGTON MEM HOSP | 5087659771 | Rlaflech@Harringtonhospital.org | ROGER | LAFLECHE | 5087659771 | Rlaflech@Harringtonhospital.Org | ROGER | LAFLECHE | 5087659771X2706 | Rlaflech@Harringtonhospital.org | 1 | BOILER #1-DUAL FUEL |  | BOILER | CLEAVER BROOKS | CB-189-100 | 1990-01-01 | 2007 | 5 | 1 | #2 OIL-0.3S | NO.2 | 58 | Distillate Oil (No. 2) | 0.3 | 0 | 1.5 | E3GAL | 209.4 | OK | N | 16 | 3 | 52 | 16 | 3 | 21
1180302 | HARRINGTON MEMORIAL HOSPITAL |  | 100 SOUTH ST |  | SOUTHBRIDGE | MA | 015500000 | 100 SOUTH ST |  | SOUTHBRIDGE | MA | 015500000 | N | PRIVATE | NM25 | HARRINGTON MEM HOSP | 5087659771 | Rlaflech@Harringtonhospital.org | ROGER | LAFLECHE | 5087659771 | Rlaflech@Harringtonhospital.Org | ROGER | LAFLECHE | 5087659771X2706 | Rlaflech@Harringtonhospital.org | 2 | BOILER #2-DUAL FUEL |  | BOILER | CLEAVER BROOKS | CB-189-125 | 1990-01-01 | 2007 | 5 | 1 | BOILER #2-#2 OIL-0.3 | NO.2 | 58 | Distillate Oil (No. 2) | 0.3 | 0 | 1.5 | E3GAL | 209.4 | OK | N | 16 | 4 | 52 | 16 | 4 | 21
1180302 | HARRINGTON MEMORIAL HOSPITAL |  | 100 SOUTH ST |  | SOUTHBRIDGE | MA | 015500000 | 100 SOUTH ST |  | SOUTHBRIDGE | MA | 015500000 | N | PRIVATE | NM25 | HARRINGTON MEM HOSP | 5087659771 | Rlaflech@Harringtonhospital.org | ROGER | LAFLECHE | 5087659771 | Rlaflech@Harringtonhospital.Org | ROGER | LAFLECHE | 5087659771X2706 | Rlaflech@Harringtonhospital.org | 3 | BOILER #3-DUAL FUEL |  | BOILER | CLEAVER BROOKS | CB-189-125 | 1990-10-10 | 2007 | 4 | 1 | BOILER #3-#2 OIL-0.3 | NO.2 | 58 | Distillate Oil (No. 2) | 0.3 | 0 | 2.3 | E3GAL | 321.08 | OK | N | 24 | 3 | 52 | 24 | 3 | 21
1180302 | HARRINGTON MEMORIAL HOSPITAL |  | 100 SOUTH ST |  | SOUTHBRIDGE | MA | 015500000 | 100 SOUTH ST |  | SOUTHBRIDGE | MA | 015500000 | N | PRIVATE | NM25 | HARRINGTON MEM HOSP | 5087659771 | Rlaflech@Harringtonhospital.org | ROGER | LAFLECHE | 5087659771 | Rlaflech@Harringtonhospital.Org | ROGER | LAFLECHE | 5087659771X2706 | Rlaflech@Harringtonhospital.org | 4 | BOILER #4-DUAL FUEL |  | BOILER | CLEAVER BROOKS | CB 189 125 | 1990-01-01 | 2007 | 3 | 1 | BOILER #4-#2 OIL-0.3 S | NO.2 | 58 | Distillate Oil (No. 2) | 0.3 | 0 | 2.3 | E3GAL | 321.08 | OK | N | 24 | 4 | 52 | 24 | 7 | 21
1180303 | POLYFOAM CORPORATION |  | 2355 PROVIDENCE RD |  | NORTHBRIDGE | MA | 015340000 | PO BOX 906 |  | NORTHBRIDGE | MA | 015340906 | N | PRIVATE | SM80-7 | POLYFOAM CORP | 5082346323X225 | tcoz@polyfoamcorp.com | THOMAS | COZ | 5082346323 | tcoz@polyfoamcorp.com | WILLIAM | EARLEY | 5082346323X269 | bearley@polyfoamcorp.com | 1 | YORK SHIPLEY BOILER |  | BOILER | YORK SHIPLEY | 564-SPH-225-5 | 1977-06-01 | 2011 | 7.5 | 1 | #2 FUEL OIL | NO.2 | 58 | Distillate Oil (No. 2) | 0.3 | 0 | 0 | E3GAL | 0 | OK | N | 24 | 5 | 52 | 24 | 5 | 22
1180313 | CENTRAL COATING COMPANY |  | 165 SHREWSBURY ST |  | WEST BOYLSTON | MA | 015830000 | 165 SHREWSBURY ST |  | WEST BOYLSTON | MA | 015830000 | N | PRIVATE | SM80-7 | CENTRAL COATING | 6178356225 | rkillion@centralcoating.com | ROBERT | KILLION | 5088356225 | rkillion@centralcoating.com | MARK | BANNON | 8027286500 | mark@bannonengineering.com | 1 | BOILER 1-H.B.SMITH MODEL 28 2 OIL-0.3S |  | BOILER | H.B.SMITH MODEL | 28 | 1986-12-09 | 2011 | 28 | 1 | BOILER 1-H.B.SMITH 28 2 OIL-0.3S | NO.2 | 58 | Distillate Oil (No. 2) | 0.3 | 0 | 0 | E3GAL | 0 | OK | Y | 24 | 7 | 52 | 24 | 7 | 22
1180324 | BURGESS ELEM SCHOOL |  | 45 BURGESS SCHOOL RD | OFF CEDAR ST | STURBRIDGE | MA | 015660000 | 45 BURGESS SCHOOL RO |  | STURBRIDGE | MA | 015660000 | N | STATE | NM25 | BURGESS ELEM SCHOOL | 5083477212 |  | DEBORAH | BOYD | 5083473077 | boydd@tantasqua.org | DANIEL | CARLSON | 5083477041 | carlsond@tantasqua.org | 1 | BOILER #1 #2 OIL-0.3%S |  | BOILER | H.B. SMITH | 28A-8 | 1997-01-01 | 2005 | 3 | 1 | BOILER #1- #2 OIL-0.3%S | NO.2 | 58 | Distillate Oil (No. 2) | 0.3 | 0 | 9 | E3GAL | 1256.4 | OK | N | 24 | 7 | 40 | 8 | 5 | 12
1180324 | BURGESS ELEM SCHOOL |  | 45 BURGESS SCHOOL RD | OFF CEDAR ST | STURBRIDGE | MA | 015660000 | 45 BURGESS SCHOOL RO |  | STURBRIDGE | MA | 015660000 | N | STATE | NM25 | BURGESS ELEM SCHOOL | 5083477212 |  | DEBORAH | BOYD | 5083473077 | boydd@tantasqua.org | DANIEL | CARLSON | 5083477041 | carlsond@tantasqua.org | 3 | BOILER #2 #2 OIL-0.3%S |  | BOILER | WEIL-MELAIN | 88 SERIES | 2004-01-01 | 2005 | 3 | 1 | BOILER #2- #2 OIL-0.3%S | NO.2 | 58 | Distillate Oil (No. 2) | 0.3 | 0 | 8 | E3GAL | 1116.8 | OK | N | 24 | 7 | 40 | 8 | 5 | 12
1180327 | SIEMENS INDUSTRY INC | MORGAN CONSTRUCTION | 40 CRESCENT ST |  | WORCESTER | MA | 016052404 | 15 BELMONT STREET |  | WORCESTER | MA | 016052404 | N | PRIVATE | SM79-R | SIEMENS INDUSTRY INC. | 5087556111 | taz@refranklin.com | EDMUND | KENNEY | 5088496522 | edmund.kenney@siemens.com | DANIEL | GILBREATH | 5088496422 | daniel.gilbreath@siemens.com | 5 | BOILER #5-CLEAVER BROOKS CBH185-30 1.2 MMBTU/HR |  | BOILER | CLEAVER BROOKS | CB-H186-30 | 1965-02-01 | 2011 | 1.2 | 1 | BOILER#5-CLVR BROOKS #2 OIL-0.3 S OFF IN O3 SEAS | NO.2 | 58 | Distillate Oil (No. 2) | 0.3 | 0 | 6.0878 | E3GAL | 849.8569 | OK | N | 24 | 7 | 20 | 0 | 0 | 0
1180336 | LUTCO, INC. |  | 677 CAMBRIDGE ST |  | WORCESTER | MA | 016100000 | 677 CAMBRIDGE STREET |  | WORCESTER | MA | 016100000 | N | PRIVATE | SM25 | LUTCO INC | 5087566296 | jstowe@lutco.com | CHARLES | GONYEA | 5087566296 | cgonyea@lutco.com | CHARLES | GONYEA | 5087566296 | cgonyea@lutco.com | 1 | BOILER #1 GAS |  | BOILER | ERIE CITY | 1938 | 1990-01-01 | 2010 | 7 | 1 | GAS | NO.2 | 58 | Distillate Oil (No. 2) |  |  | 0.2259 | E6FT3 | n.a. | n.a. | N | 10 | 7 | 30 | 0 | 0 | 0
1180336 | LUTCO, INC. |  | 677 CAMBRIDGE ST |  | WORCESTER | MA | 016100000 | 677 CAMBRIDGE STREET |  | WORCESTER | MA | 016100000 | N | PRIVATE | SM25 | LUTCO INC | 5087566296 | jstowe@lutco.com | CHARLES | GONYEA | 5087566296 | cgonyea@lutco.com | CHARLES | GONYEA | 5087566296 | cgonyea@lutco.com | 2 | BOILER #2- #2 OIL |  | BOILER | ERIE CITY | 1938 | 1990-01-01 | 2010 | 7 | 1 | #2 OIL | NO.2 | 58 | Distillate Oil (No. 2) | 0.3 | 0 | 10 | E3GAL | 1396 | OK | N | 10 | 7 | 30 | 0 | 0 | 0
1180346 | NEW METHOD PLATING CO |  | 43 HAMMOND ST |  | WORCESTER | MA | 016100000 | 43 HAMMOND ST |  | WORCESTER | MA | 016100000 | N | PRIVATE | NM25 | NEW METHOD PLATING C | 5087542671 | ralph@newmethodplating.com | RALPH | CAPALBO JR | 5087542671 | ralph@newmethodplating.com | RALPH | CAPALBO JR | 5087542671 | ralph@newmethodplating.com | 1 | BOILER #1-CLEAVER BROOKS #2 OIL-0.3S |  | BOILER | CLEAVER BROOKS | CB-552-200 | 1990-01-01 | 2009 | 8 | 1 | BOILER #1-CLEAVER BROOKS #2 OIL-0.3S | NO.2 | 58 | Distillate Oil (No. 2) | 0.3 | 0 | 22.8 | E3GAL | 3182.88 | OK | N | 24 | 4 | 52 | 24 | 4 | 20
1180346 | NEW METHOD PLATING CO |  | 43 HAMMOND ST |  | WORCESTER | MA | 016100000 | 43 HAMMOND ST |  | WORCESTER | MA | 016100000 | N | PRIVATE | NM25 | NEW METHOD PLATING C | 5087542671 | ralph@newmethodplating.com | RALPH | CAPALBO JR | 5087542671 | ralph@newmethodplating.com | RALPH | CAPALBO JR | 5087542671 | ralph@newmethodplating.com | 3 | BOILER #2-CLEAVER BROOKS #2 OIL-0.3S |  | BOILER | CLEAVER BROOKS | CB-500X-200 | 1990-01-01 | 2009 | 8 | 1 | BOILER #2-CLEAVER BROOKS #2 OIL-0.3S | NO.2 | 58 | Distillate Oil (No. 2) | 0.3 | 0 | 17.2 | E3GAL | 2401.12 | OK | N | 24 | 3 | 52 | 24 | 3 | 20
1180355 | NEWARK AMERICA |  | 100 NEWARK WAY |  | FITCHBURG | MA | 014204637 | 100 NEWARK WAY |  | FITCHBURG | MA | 014204637 | N | PRIVATE | OP3 | THE NEWARK GROUP, INC. | 9082764000 | DASCHER@TNGUS.COM | DANA | PELLETIER | 9786652600 | DPELLETIER@TNGUS.COM | DANA | PELLETIER | 9786652600 | DPELLETIER@TNGUS.COM | 1 | BLR #1 - BABCOCK AND WILCOX FM-10 - DUAL FUEL |  | BOILER | B&W | FM-10-70B | 1969-01-01 | 2011 | 30 | 2 | NO. 2 OIL 0.003 PERCENT SULFUR | NO.2 | 58 | Distillate Oil (No. 2) | 0.003 | 0 | 0 | E3GAL | 0 | OK | N | 16 | 5 | 11 | 0 | 0 | 0
1180355 | NEWARK AMERICA |  | 100 NEWARK WAY |  | FITCHBURG | MA | 014204637 | 100 NEWARK WAY |  | FITCHBURG | MA | 014204637 | N | PRIVATE | OP3 | THE NEWARK GROUP, INC. | 9082764000 | DASCHER@TNGUS.COM | DANA | PELLETIER | 9786652600 | DPELLETIER@TNGUS.COM | DANA | PELLETIER | 9786652600 | DPELLETIER@TNGUS.COM | 2 | BLR #2 - NEBRASKA N2S-8/S3-97SH - DUAL FUEL |  | BOILER | NEBRASKA | N2S-8/S3-97SH | 2002-02-15 | 2011 | 230 | 1 | #2 OIL 0.003 PERCENT SULFUR | NO.2 | 58 | Distillate Oil (No. 2) | 0.003 | 0 | 0 | E3GAL | 0 | OK | N | 24 | 7 | 52 | 24 | 7 | 22
1180375 | IDEAL CONCRETE BLOCK CO |  | 45 POWER RD |  | WESTFORD | MA | 018860000 | PO BOX 747 |  | WESTFORD | MA | 018860000 | N | PRIVATE | NM25 | IDEAL CONCRETE BLOCK CO | 9786923076X215 | RickHawe@idealconcreteblock.com | RICK | HAWE | 9786923076 | Rickhawe@idealconcreteblock.com | RICK | HAWE | 9786923076X215 | Rickhawe@idealconcreteblock.com | 1 | BOILER #1 - SUPERIOR NL4G - #2 OIL & NAT GAS |  | BOILER | SUPERIOR | NL4G125A | 1997-06-01 | 2005 | 1 | 2 | BOILER #1 - SUPERIOR NL4G #2 OIL .164%S | NO.2 | 58 | Distillate Oil (No. 2) | 0.16 | 0 | 9.5 | E3GAL | 1326.2 | OK | N | 8 | 5 | 36 | 8 | 5 | 22
1180375 | IDEAL CONCRETE BLOCK CO |  | 45 POWER RD |  | WESTFORD | MA | 018860000 | PO BOX 747 |  | WESTFORD | MA | 018860000 | N | PRIVATE | NM25 | IDEAL CONCRETE BLOCK CO | 9786923076X215 | RickHawe@idealconcreteblock.com | RICK | HAWE | 9786923076 | Rickhawe@idealconcreteblock.com | RICK | HAWE | 9786923076X215 | Rickhawe@idealconcreteblock.com | 2 | BOILER #2 - CONSOLIDATED K-151 - DUAL FUEK |  | BOILER | CONSOLIDATED | K-151 | 1977-11-01 | 2005 | 1 | 2 | BOILER #2 - CONSOLIDATED K-151 - #2 OIL .164%S | NO.2 | 58 | Distillate Oil (No. 2) | 0.16 | 0 | 9.6 | E3GAL | 1340.16 | OK | N | 8 | 5 | 36 | 8 | 5 | 22
1180403 | STURBRIDGE BUSINESS PARK |  | 660 MAIN ST |  | STURBRIDGE | MA | 015660000 | 1 WALL STREET |  | MANCHESTER | NH | 031010000 | N | PRIVATE | NM25 | WESTON SOLUTIONS INC | 6036565400 | S.COOMBS@WESTONSOLUTIONS.COM | DONALD | GROGAN | 6036565400 | Donald.Grogan@wastonsolutions.com | GARY | VOORHIS | 5088476847 | S.COOMBS@WESTONSOLUTIONS.COM | 1 | BOILER #1-WEIL MCLEAN #1288 - #2 OIL 2-2-2 |  | BOILER | WEIL MCLAIN | #1288 | 2002-01-01 | 2005 | 2.609 | 1 | BOILER #1-WEIL MCLEAN #1288 #2 OIL@.3%S 2-2-2 | NO.2 | 58 | Distillate Oil (No. 2) | 0.3 | 0 | 15.4 | E3GAL | 2149.84 | OK | N | 24 | 7 | 30 | 24 | 7 | 4
1180403 | STURBRIDGE BUSINESS PARK |  | 660 MAIN ST |  | STURBRIDGE | MA | 015660000 | 1 WALL STREET |  | MANCHESTER | NH | 031010000 | N | PRIVATE | NM25 | WESTON SOLUTIONS INC | 6036565400 | S.COOMBS@WESTONSOLUTIONS.COM | DONALD | GROGAN | 6036565400 | Donald.Grogan@wastonsolutions.com | GARY | VOORHIS | 5088476847 | S.COOMBS@WESTONSOLUTIONS.COM | 2 | BOILER #2-WEIL MCLEAN #888 - #2 OIL - 2-3-4 |  | BOILER | WEIL MCLAIN | #888 | 1992-01-01 | 2005 | 1.656 | 1 | BOILER #2-WEIL MCLEAN #888 #2 OIL@.3%S 2-3-4 | NO.2 | 58 | Distillate Oil (No. 2) | 0.3 | 0 | 9.53 | E3GAL | 1330.388 | OK | N | 24 | 7 | 30 | 24 | 7 | 4
1180403 | STURBRIDGE BUSINESS PARK |  | 660 MAIN ST |  | STURBRIDGE | MA | 015660000 | 1 WALL STREET |  | MANCHESTER | NH | 031010000 | N | PRIVATE | NM25 | WESTON SOLUTIONS INC | 6036565400 | S.COOMBS@WESTONSOLUTIONS.COM | DONALD | GROGAN | 6036565400 | Donald.Grogan@wastonsolutions.com | GARY | VOORHIS | 5088476847 | S.COOMBS@WESTONSOLUTIONS.COM | 3 | BOILER #3-WEIL MCLAIN #BL-588-WS #2 OIL |  | BOILER | WEIL MCLAIN | #BL-588-WS | 1990-01-01 | 2005 | 0.813 | 1 | BOILER #3-WEIL MCLEAN #BL-588-WS #2 OIL@.3%S 6-6-4 | NO.2 | 58 | Distillate Oil (No. 2) | 0.3 | 0 | 3.57 | E3GAL | 498.372 | OK | N | 24 | 7 | 30 | 24 | 7 | 4
1180403 | STURBRIDGE BUSINESS PARK |  | 660 MAIN ST |  | STURBRIDGE | MA | 015660000 | 1 WALL STREET |  | MANCHESTER | NH | 031010000 | N | PRIVATE | NM25 | WESTON SOLUTIONS INC | 6036565400 | S.COOMBS@WESTONSOLUTIONS.COM | DONALD | GROGAN | 6036565400 | Donald.Grogan@wastonsolutions.com | GARY | VOORHIS | 5088476847 | S.COOMBS@WESTONSOLUTIONS.COM | 4 | BOILER #4-WEIL MCLEAN #P8885 - BUILDING #3 |  | BOILER | WEIL MCLAIN | P888S | 1993-01-01 | 2005 | 1.477 | 1 | BOILER #4-WEIL MCLEAN #P8885 - BLD #4 | NO.2 | 58 | Distillate Oil (No. 2) | 0.3 | 0 | 9.53 | E3GAL | 1330.388 | OK | N | 24 | 7 | 30 | 24 | 7 | 4
1180403 | STURBRIDGE BUSINESS PARK |  | 660 MAIN ST |  | STURBRIDGE | MA | 015660000 | 1 WALL STREET |  | MANCHESTER | NH | 031010000 | N | PRIVATE | NM25 | WESTON SOLUTIONS INC | 6036565400 | S.COOMBS@WESTONSOLUTIONS.COM | DONALD | GROGAN | 6036565400 | Donald.Grogan@wastonsolutions.com | GARY | VOORHIS | 5088476847 | S.COOMBS@WESTONSOLUTIONS.COM | 5 | BOILER #5-WEIL MCLEAN - P888S - BUILDING #3 |  | BOILER | WEIL MCLAIN | P-888-S | 1995-01-01 | 2005 | 1.477 | 1 | BOILER #5-WEIL MCLEAN #P8888 - BLD #3 | NO.2 | 58 | Distillate Oil (No. 2) | 0.3 | 0 | 9.53 | E3GAL | 1330.388 | OK | N | 24 | 7 | 30 | 24 | 7 | 4
1180421 | FIDELITY INVESTMENTS |  | 400 PURITAN WAY |  | MARLBOROUGH | MA | 017523070 | 400 PURITAN WAY M1B |  | MARLBOROUGH | MA | 017523070 | N | PRIVATE | SM79-7 | FIDELITY INVESTMENTS | 5087879509 | kevin.j.mccolgan@fmr.com | KEVIN | MCCOLGAN | 5087879071 | kevin.j.mccolgan@fmr.com | KEVIN | MCCOLGAN | 5087879071 | kevin.j.mccolgan@fmr.com | 1 | 400 PW - 2 DUAL FUEL BOILERS AND 2 NAT GAS HWH | 4 | BOILER | CLEAVER BROOKS | CBH-700-70 | 1987-12-09 | 2009 | 8 | 2 | BLR #1 - ULSD | NO.2 | 58 | Distillate Oil (No. 2) | 0.05 | 0 | 0 | E3GAL | 0 | OK | N | 24 | 7 | 39 | 24 | 7 | 6
1180421 | FIDELITY INVESTMENTS |  | 400 PURITAN WAY |  | MARLBOROUGH | MA | 017523070 | 400 PURITAN WAY M1B |  | MARLBOROUGH | MA | 017523070 | N | PRIVATE | SM79-7 | FIDELITY INVESTMENTS | 5087879509 | kevin.j.mccolgan@fmr.com | KEVIN | MCCOLGAN | 5087879071 | kevin.j.mccolgan@fmr.com | KEVIN | MCCOLGAN | 5087879071 | kevin.j.mccolgan@fmr.com | 2 | 300 PW - 2 DUAL FUEL BOILERS AND 2 NAT GAS HWHS | 4 | BOILER | HB SMITH HOT WATER BOILER | C3-60-25-HBS 14 | 1982-01-01 | 2009 | 7.146 | 2 | BLR #2 - ULSD | NO.2 | 58 | Distillate Oil (No. 2) | 0.05 | 0 | 0 | E3GAL | 0 | OK | N | 24 | 7 | 52 | 24 | 7 | 22
1180429 | ROSENFELD CONCRETE COMPANY |  | 75 PLAIN ST |  | HOPEDALE | MA | 017470000 | PO BOX 9187 | 100 NORTH WASHINGTON STREET | BOSTON | MA | 021140000 | N | PRIVATE | NM25 | ROSENFELD CONCRETE CORP | 6172279000 | NA@NA.NA | LINDA | CHARPENTIER | 6172279000 | LCHARPENTIER@BOSTONSAND.COM | DAVE | ALLEN | 6172279000X1032 | DALLEN@BOSTONSAND.COM | 1 | BOILER #1-NATCO CO400 (BATCHING PLANT) #2 OIL |  | BOILER | NATCO | CO400 | 1988-11-01 | 2009 | 4.72 | 1 | BOILER#1-NATCO CO400 BOILER (BATCHING PLANT) #2 OI | NO.2 | 58 | Distillate Oil (No. 2) | 0.3 | 0 | 0 | E3GAL | 0 | OK | N | 0 | 0 | 0 | 0 | 0 | 0
1180445 | MODERN DISPERSION |  | 78 MARGUERITE AVE |  | LEOMINSTER | MA | 014530000 | 78 MARGURITE AVENUE |  | LEOMINSTER | MA | 014530000 | N | PRIVATE | NM25 | MODERN DISPERSION | 5087911420 | mkozma@moderndispersions.com | MARTON | KOZMA | 9785343370 | mkozma@moderndispersions.com | MARTON | KOZMA | 9785343370 | mkozma@moderndispersions.com | 1 | BOILER 1 -INDUSTRIAL PFDH 30.02 |  | BOILER | INDUSTRIAL | INDUSTRIAL | 1983-01-01 | 2009 | 1.005 | 1 | BOILER 1 -INDUSTRIAL PFDH 30.02 | NO.2 | 58 | Distillate Oil (No. 2) | 0.27 | 0 | 4.631 | E3GAL | 646.4876 | OK | N | 18 | 7 | 20 | 4 | 7 | 3
1180445 | MODERN DISPERSION |  | 78 MARGUERITE AVE |  | LEOMINSTER | MA | 014530000 | 78 MARGURITE AVENUE |  | LEOMINSTER | MA | 014530000 | N | PRIVATE | NM25 | MODERN DISPERSION | 5087911420 | mkozma@moderndispersions.com | MARTON | KOZMA | 9785343370 | mkozma@moderndispersions.com | MARTON | KOZMA | 9785343370 | mkozma@moderndispersions.com | 3 | BOILER 2 -I B R V-909 |  | BOILER | BURNUM | V-909 | 1994-11-01 | 2009 | 1 | 1 | BOILER 2- I B R V-909 | NO.2 | 58 | Distillate Oil (No. 2) | 0.27 | 0 | 2.699 | E3GAL | 376.7804 | OK | N | 24 | 7 | 20 | 4 | 7 | 4
1180445 | MODERN DISPERSION |  | 78 MARGUERITE AVE |  | LEOMINSTER | MA | 014530000 | 78 MARGURITE AVENUE |  | LEOMINSTER | MA | 014530000 | N | PRIVATE | NM25 | MODERN DISPERSION | 5087911420 | mkozma@moderndispersions.com | MARTON | KOZMA | 9785343370 | mkozma@moderndispersions.com | MARTON | KOZMA | 9785343370 | mkozma@moderndispersions.com | 4 | BOILER 3- I B R V-909 |  | BOILER | BURNAM | V-909 | 1994-11-01 | 2009 | 1 | 1 | BOILER 3- I B R V-909 | NO.2 | 58 | Distillate Oil (No. 2) | 0.27 | 0 | 2.699 | E3GAL | 376.7804 | OK | N | 24 | 7 | 20 | 4 | 7 | 4
1180475 | HYDE TOOLS INC |  | 54 EASTFORD RD |  | SOUTHBRIDGE | MA | 015501875 | 54 EASTFORD RD |  | SOUTHBRIDGE | MA | 015501875 | N | PRIVATE | SM25 | HYDE TOOLS INC | 5087644344 | bbachand@hydetools.com | ARMAND | BACHAND | 5087644344 | bbachand@hydetools.com | ARMAND | BUCHAND | 5087644344X2204 | bbuchand@hydetools.com | 1 | BOILER NO. 1 HB SMITH 4500 44 LESS THAN 0.3 S |  | BOILER | HB SMITH | 4500-44 | 1978-01-01 | 2009 | 6 | 1 | #2 OIL | NO.2 | 58 | Distillate Oil (No. 2) | 0.3 | 0 | 0 | E3GAL | 0 | OK | N | 0 | 0 | 0 | 0 | 0 | 0
1180475 | HYDE TOOLS INC |  | 54 EASTFORD RD |  | SOUTHBRIDGE | MA | 015501875 | 54 EASTFORD RD |  | SOUTHBRIDGE | MA | 015501875 | N | PRIVATE | SM25 | HYDE TOOLS INC | 5087644344 | bbachand@hydetools.com | ARMAND | BACHAND | 5087644344 | bbachand@hydetools.com | ARMAND | BUCHAND | 5087644344X2204 | bbuchand@hydetools.com | 2 | BOILER #2-CLEAVER BROOKS CB2000-150 |  | BOILER | CLEAVER BROOKS | CBA | 1978-01-01 | 2009 | 6 | 2 | NATURAL GAS OR NO. 2 FUEL OIL | NO.2 | 58 | Distillate Oil (No. 2) | 0.03 |  | 0.01 | E3GAL | 1.396 | OK | N | 24 | 7 | 35 | 8 | 5 | 22
1180478 | VERIZON WIRELESS |  | 400 FRIBERG PKWY |  | WESTBOROUGH | MA | 015810000 | 400 FRIBERG PARKWAY |  | WESTBOROUGH | MA | 015810000 | N | UTILITY | SM25 | VERIZON WIRELESS | 5083303336 | renauwi@ne.verizonwireless.com | WILLIAM | RENAUD | 5083303300 | renauwi@ne.verizonwireless.com | WILLIAM | RENAUD | 5083303330 | renauwi@ne.verizonwireless.com | 4 | HYDROTHERM BOILER |  | BOILER | HYDROTHERM | MO-770A | 1999-01-01 | 2009 | 0.77 | 1 | DIESEL | NO.2 | 58 | Distillate Oil (No. 2) | 0.05 |  | 5.679 | E3GAL | 792.7884 | OK | N | 8 | 7 | 30 | 8 | 7 | 1
1180498 | MAJOR EDWARDS ELEMENTARY SCHOOL |  | 68 CRESCENT ST |  | WEST BOYLSTON | MA | 015830000 | 125 CRESCENT ST |  | WEST BOYLSTON | MA | 015830000 | Y | LOCAL GOVERNMENT | NM25 | MAJOR EDWARDS ELEMENTARY SCHOOL | 5088352917 | candekristoff@wbschools.com | CANDE | KRISTOFF | 5088352917 | candekristoff@wbschools.com | CANDE | KRISTOFF | 5088352917X206 | candekristoff@wbschools.com | 1 | BOILER #1 |  | BOILER | BRYAN | RV500-5-15 | 1997-01-01 | 2008 | 5.9 | 1 | #2 OIL | NO.2 | 58 | Distillate Oil (No. 2) | 0.3 |  | 10 | E3GAL | 1396 | OK | N | 24 | 7 | 24 | 0 | 0 | 0
1180498 | MAJOR EDWARDS ELEMENTARY SCHOOL |  | 68 CRESCENT ST |  | WEST BOYLSTON | MA | 015830000 | 125 CRESCENT ST |  | WEST BOYLSTON | MA | 015830000 | Y | LOCAL GOVERNMENT | NM25 | MAJOR EDWARDS ELEMENTARY SCHOOL | 5088352917 | candekristoff@wbschools.com | CANDE | KRISTOFF | 5088352917 | candekristoff@wbschools.com | CANDE | KRISTOFF | 5088352917X206 | candekristoff@wbschools.com | 2 | BOILER #2 |  | BOILER | BRYAN | RV500-5-15 | 1997-01-01 | 2008 | 5.9 | 1 | #2 | NO.2 | 58 | Distillate Oil (No. 2) | 0.3 |  | 10 | E3GAL | 1396 | OK | N | 24 | 7 | 24 | 0 | 0 | 0
1180501 | ADVANCE COATINGS COMPANY |  | 42 DEPOT RD |  | WESTMINSTER | MA | 014730000 | P.O.BOX 457 |  | WESTMINSTER | MA | 014730000 | N | PRIVATE | SM25 | ADVANCE COATINGS CO | 9788745921 | jcook@advancecoatings.com | MARK | COOK | 9788745921 | jcook@advancecoatings.com | MARK | COOK | 9788745921 | jcook@advancecoatings.com | 1 | BOILER #2-DOW 40 GPH #2 OIL-0.3 PERCENT S |  | BOILER | ECLIPSE LOOKOUT CO. | 300-4 | 1973-01-01 | 2010 | 6 | 1 | BOILER #2-DOW #2 OIL-0.3 PERCENT S | NO.2 | 58 | Distillate Oil (No. 2) | 0.3 | 0 | 21.6 | E3GAL | 3015.36 | OK | N | 8 | 2 | 50 | 8 | 2 | 21
1180501 | ADVANCE COATINGS COMPANY |  | 42 DEPOT RD |  | WESTMINSTER | MA | 014730000 | P.O.BOX 457 |  | WESTMINSTER | MA | 014730000 | N | PRIVATE | SM25 | ADVANCE COATINGS CO | 9788745921 | jcook@advancecoatings.com | MARK | COOK | 9788745921 | jcook@advancecoatings.com | MARK | COOK | 9788745921 | jcook@advancecoatings.com | 2 | BOILER #1-DOW 22 GPH #2 OIL-0.3 S DOWN 2010 |  | BOILER | ECLIPSE | 200-4 | 1963-01-01 | 2010 | 3 | 1 | BOILER #1-DOW - DOWN 2010 - #2 OIL-0.3 PERCENT S | NO.2 | 58 | Distillate Oil (No. 2) | 0.3 | 0 | 0 | E3GAL | 0 | OK | N | 0 | 0 | 0 | 0 | 0 | 0
1180501 | ADVANCE COATINGS COMPANY |  | 42 DEPOT RD |  | WESTMINSTER | MA | 014730000 | P.O.BOX 457 |  | WESTMINSTER | MA | 014730000 | N | PRIVATE | SM25 | ADVANCE COATINGS CO | 9788745921 | jcook@advancecoatings.com | MARK | COOK | 9788745921 | jcook@advancecoatings.com | MARK | COOK | 9788745921 | jcook@advancecoatings.com | 3 | BOILER #3-ORR+SEMBOWER 5D 80HP 3.5 MMBTU/HR |  | BOILER | POWERMASTER | 6508034 | 1966-01-01 | 2010 | 3 | 1 | BOILER #3-ORR+SEMBOWER 5D 80HP #2 OIL-0.3 PERCEN | NO.2 | 58 | Distillate Oil (No. 2) | 0.3 | 0 | 16.8 | E3GAL | 2345.28 | OK | Y | 4 | 7 | 52 | 1 | 7 | 22
1180504 | MH PARKS CO |  | 30 BROWN ST |  | WINCHENDON | MA | 014750000 | PO BOX 307 |  | WINCHENDON | MA | 014750000 | N | PRIVATE | NM25 | MH PARKS CO | 9782970012 | jp.mhparks@verizon.net | TODD | PARKS | 9782970012 | jp.mhparks@verizon.net | TODD | PARKS | 9782970012 | jp.mhparks@verizon.net | 2 | BOILER 2 CLEAVER BROOKS 2 OIL 0.3 S |  | BOILER | CLEAVER BROOKS | CBH 186-60 | 1964-10-28 | 2009 | 2 | 1 | BOILER 2-CLEAVER BROOKS NO.2 OIL-0.3S | NO.2 | 58 | Distillate Oil (No. 2) | 0.3 | 0 | 3 | E3GAL | 418.8 | OK | N | 2 | 5 | 32 | 2 | 2 | 4
1180519 | UMASS MEMORIAL MEDICAL CENTER | MEMORIAL HOSPITAL | 119 BELMONT ST |  | WORCESTER | MA | 016050000 | 119 BELMONT ST |  | WORCESTER | MA | 016050000 | N | PRIVATE | SM50 | UMASS MEMORIAL MEDICAL CENTER | 5083346271 | michael.kelly3@umassmemorial.org | MICHAEL | KELLY | 5083346271 | michael.kelly3@umassmemorial.org | MICHAEL | KELLY | 5083346271 | michael.kelly3@umassmemorial.org | 1 | BOILER #1-CLEAVER BROOKS CB400-700 DUAL FUEL |  | BOILER | CLEAVER BROOKS | CB400-700 | 1973-05-01 | 2010 | 29 | 1 | BOILER #1-CB400-700 #2 OIL | NO.2 | 58 | Distillate Oil (No. 2) | 0.015 | 0 | 11.3333 | E3GAL | 1582.1287 | OK | N | 24 | 7 | 18 | 24 | 7 | 7
1180519 | UMASS MEMORIAL MEDICAL CENTER | MEMORIAL HOSPITAL | 119 BELMONT ST |  | WORCESTER | MA | 016050000 | 119 BELMONT ST |  | WORCESTER | MA | 016050000 | N | PRIVATE | SM50 | UMASS MEMORIAL MEDICAL CENTER | 5083346271 | michael.kelly3@umassmemorial.org | MICHAEL | KELLY | 5083346271 | michael.kelly3@umassmemorial.org | MICHAEL | KELLY | 5083346271 | michael.kelly3@umassmemorial.org | 2 | BOILER #2-CLEAVER BROOKS CB400-700 DUAL FUEL |  | BOILER | CLEAVER BROOKS | CB400-700 | 1973-05-01 | 2010 | 29 | 1 | BOILER #2-CB400-700 #2 OIL | NO.2 | 58 | Distillate Oil (No. 2) | 0.0015 | 0 | 11.3333 | E3GAL | 1582.1287 | OK | N | 24 | 7 | 18 | 24 | 7 | 7
1180519 | UMASS MEMORIAL MEDICAL CENTER | MEMORIAL HOSPITAL | 119 BELMONT ST |  | WORCESTER | MA | 016050000 | 119 BELMONT ST |  | WORCESTER | MA | 016050000 | N | PRIVATE | SM50 | UMASS MEMORIAL MEDICAL CENTER | 5083346271 | michael.kelly3@umassmemorial.org | MICHAEL | KELLY | 5083346271 | michael.kelly3@umassmemorial.org | MICHAEL | KELLY | 5083346271 | michael.kelly3@umassmemorial.org | 3 | BOILER #3-CLEAVER BROOKS CB400-700 DUAL FUEL |  | BOILER | CLEVER BROOKS | CB400-700 | 1973-01-01 | 2010 | 29 | 1 | BOILER #3-CB400-700 #2 OIL | NO.2 | 58 | Distillate Oil (No. 2) | 0.0015 | 0 | 11.3333 | E3GAL | 1582.1287 | OK | N | 24 | 7 | 18 | 24 | 7 | 7
1180520 | BRUSSELS DEVELOPMENT |  | BRUSSELS ST |  | WORCESTER | MA | 016100000 | 12 BRUSSELS ST |  | WORCESTER | MA | 016100000 | N | PRIVATE | NM99 | BRUSSELS DEVELOPMENT | 5087917151 | donnab@modernglazing.com | ARTHUR | HERRING | 5087917151 | Herring13645@aol.com | ARTHUR | HERRING | 5087917151 | Herring13645@aol.com | 1 | BOILER #1-YORK SHIPLEY SERIES 500 #2 2000 PPM |  | BOILER | YORK SHIPLY | SPLO-500-6158013 | 1975-01-01 | 2011 | 21 | 2 | #2 OIL | NO.2 | 58 | Distillate Oil (No. 2) | 0.05 | 0 | 42 | E3GAL | 5863.2 | OK | N | 24 | 7 | 26 | 0 | 0 | 0
1180630 | L&J OF NEW ENGLAND |  | 15 SAGAMORE RD |  | WORCESTER | MA | 016053991 | 15 SAGAMORE RD |  | WORCESTER | MA | 016053991 | N | PRIVATE | SM50 | L AND J OF NEW ENGLAND | 5087568080 | info@ljne.com | DUNCAN | LEITH | 5087568080 | Duncan_Leith@LJNE.com | DUNCAN | LEITH | 5087568080 | Duncan_Leith@LJNE.com | 9 | BLR #1:NATIONAL RADIATOR OB497 #2 OIL |  | BOILER | NATIONAL | UNKNOWN | 1941-01-01 | 2009 | 3 | 1 | BLR #1NATIONAL RADIATOR OB497 #2 OIL | NO.2 | 58 | Distillate Oil (No. 2) | 0.3 | 0 | 5.676 | E3GAL | 792.3696 | OK | N | 11 | 5 | 21 | 0 | 0 | 0
1180636 | WORCESTER ARMY NATIONAL GUARD |  | 50 SKYLINE DR |  | WORCESTER | MA | 016050000 | 50 MAPLE STREET | ATTN: MATTHEW MCKAY | MILFORD | MA | 017570000 | N | FEDERAL | NM25 | MA ARMY NATIONAL GUARD | 5082336520 |  | MATTHEW | MCKAY | 5082336517 | matthew.mckay1@us.army.mil | MATTHEW | MCKAY | 5082336517 | matthew.mckay1@us.army.mil | 1 | BOILER #1 - HB SMITH BOILER |  | BOILER | HB SMITH | UNKNOWN | 1990-10-10 | 2005 | 4.06 | 1 | #2 FUEL OIL - 0.3%S | NO.2 | 58 | Distillate Oil (No. 2) | 0.3 | 0 | 5.79 | E3GAL | 808.284 | OK | N | 24 | 7 | 26 | 0 | 0 | 0
1180636 | WORCESTER ARMY NATIONAL GUARD |  | 50 SKYLINE DR |  | WORCESTER | MA | 016050000 | 50 MAPLE STREET | ATTN: MATTHEW MCKAY | MILFORD | MA | 017570000 | N | FEDERAL | NM25 | MA ARMY NATIONAL GUARD | 5082336520 |  | MATTHEW | MCKAY | 5082336517 | matthew.mckay1@us.army.mil | MATTHEW | MCKAY | 5082336517 | matthew.mckay1@us.army.mil | 2 | BOILER #2 - HB SMITH BOILER |  | BOILER | HB SMITH | UNKNOWN | 1990-01-01 | 2005 | 3 | 1 | #2 FUEL OIL - 0.3%S | NO.2 | 58 | Distillate Oil (No. 2) | 0.3 | 0 | 5.79 | E3GAL | 808.284 | OK | N | 24 | 7 | 26 | 0 | 0 | 0
1180636 | WORCESTER ARMY NATIONAL GUARD |  | 50 SKYLINE DR |  | WORCESTER | MA | 016050000 | 50 MAPLE STREET | ATTN: MATTHEW MCKAY | MILFORD | MA | 017570000 | N | FEDERAL | NM25 | MA ARMY NATIONAL GUARD | 5082336520 |  | MATTHEW | MCKAY | 5082336517 | matthew.mckay1@us.army.mil | MATTHEW | MCKAY | 5082336517 | matthew.mckay1@us.army.mil | 3 | BOILER #3 - SMITH BOILER |  | BOILER | SMITH | 19A SERIES S/W 4 | 2002-11-01 | 2005 | 0.5 | 1 | #2 FUEL OIL - 0.3%S | NO.2 | 58 | Distillate Oil (No. 2) | 0.3 | 0 | 0.719 | E3GAL | 100.3724 | OK | N | 24 | 7 | 26 | 0 | 0 | 0
1180636 | WORCESTER ARMY NATIONAL GUARD |  | 50 SKYLINE DR |  | WORCESTER | MA | 016050000 | 50 MAPLE STREET | ATTN: MATTHEW MCKAY | MILFORD | MA | 017570000 | N | FEDERAL | NM25 | MA ARMY NATIONAL GUARD | 5082336520 |  | MATTHEW | MCKAY | 5082336517 | matthew.mckay1@us.army.mil | MATTHEW | MCKAY | 5082336517 | matthew.mckay1@us.army.mil | 4 | BOILER #4 - WEIL MCLAIN BOILER |  | BOILER | WEIL MCLAIN | 878 | 2002-01-01 | 2005 | 1.05 | 1 | #2 FUEL OIL - 0.3%S | NO.2 | 58 | Distillate Oil (No. 2) | 0.3 | 0 | 5.584 | E3GAL | 779.5264 | OK | N | 24 | 7 | 26 | 0 | 0 | 0
1180637 | WORCESTER CITY SQUARE |  | 100 FRONT ST |  | WORCESTER | MA | 016080000 | 100 FRONT STREET |  | WORCESTER | MA | 016080000 | N | PRIVATE | SM50 | WORCESTER RENAISSANCE LLC | 5088908885 | chamacher@berkinv.com | JOHN | KAROFF | 6174390088 | jkaroff@berkinv.com | GARY | ROY | 5088908885 | groy@berkinv.com | 1 | BOILER #1-KEWANEE #2550 GO6 DUAL FUEL |  | BOILER | KEWANEE | L25-750 | 1969-07-01 | 2009 | 34 | 2 | BOILER #1-KEWANEE #2550 G06 #2 OIL @0.5 PERCENT S | NO.2 | 58 | Distillate Oil (No. 2) | 0.05 | 0 | 0 | E3GAL | 0 | OK | N | 24 | 7 | 34 | 24 | 7 | 1
1180637 | WORCESTER CITY SQUARE |  | 100 FRONT ST |  | WORCESTER | MA | 016080000 | 100 FRONT STREET |  | WORCESTER | MA | 016080000 | N | PRIVATE | SM50 | WORCESTER RENAISSANCE LLC | 5088908885 | chamacher@berkinv.com | JOHN | KAROFF | 6174390088 | jkaroff@berkinv.com | GARY | ROY | 5088908885 | groy@berkinv.com | 2 | BOILER #2-KEWANEE #25750 GO6 DUAL FUEL |  | BOILER | KEWANEE | L25-750 | 1969-07-01 | 2009 | 34 | 2 | BOILER #2-KEWANEE #2550 G06 #2 OIL @0.05 PERCENT S | NO.2 | 58 | Distillate Oil (No. 2) | 0.05 | 0 | 0 | E3GAL | 0 | OK | N | 24 | 7 | 34 | 24 | 7 | 1
1180637 | WORCESTER CITY SQUARE |  | 100 FRONT ST |  | WORCESTER | MA | 016080000 | 100 FRONT STREET |  | WORCESTER | MA | 016080000 | N | PRIVATE | SM50 | WORCESTER RENAISSANCE LLC | 5088908885 | chamacher@berkinv.com | JOHN | KAROFF | 6174390088 | jkaroff@berkinv.com | GARY | ROY | 5088908885 | groy@berkinv.com | 3 | BOILER #3-KEWANEE #25750 GO6 DUAL FUEL |  | BOILER | KEWANEE | L25-750 | 1969-07-01 | 2009 | 34 | 2 | BOILER #3-KEWANEE #2550 G06 #2 OIL @0.05 PERCENT S | NO.2 | 58 | Distillate Oil (No. 2) | 0.05 | 0 | 0 | E3GAL | 0 | OK | N | 24 | 7 | 34 | 24 | 7 | 1
1180639 | WORCESTER CITY HALL |  | 455 MAIN ST |  | WORCESTER | MA | 016080000 | ADMINISTRATION & FINANCE, ROOM 201 | 455 MAIN ST | WORCESTER | MA | 016081821 | Y | LOCAL GOVERNMENT | NM50 | WORCESTER CITY HALL | 5087988151 | bouchert@ci.worcester.ma.us | TIM | BOUCHER | 5087991297 | bouchert@ci.worcester.ma.us | TIM | BOUCHER | 5087991190 | bouchert@ci.worcester.ma.us | 1 | BOILER 1 |  | BOILER | STUART | HRT | 1990-01-01 | 2008 | 10 | 1 | BOILER 1 | NO.2 | 58 | Distillate Oil (No. 2) | 0.3 | 0 | 12.195 | E3GAL | 1702.422 | OK | N | 24 | 7 | 26 | 24 | 7 | 6
1180639 | WORCESTER CITY HALL |  | 455 MAIN ST |  | WORCESTER | MA | 016080000 | ADMINISTRATION & FINANCE, ROOM 201 | 455 MAIN ST | WORCESTER | MA | 016081821 | Y | LOCAL GOVERNMENT | NM50 | WORCESTER CITY HALL | 5087988151 | bouchert@ci.worcester.ma.us | TIM | BOUCHER | 5087991297 | bouchert@ci.worcester.ma.us | TIM | BOUCHER | 5087991190 | bouchert@ci.worcester.ma.us | 2 | BOILER 2 |  | BOILER | STUART | HRT | 1990-01-01 | 2008 | 10 | 1 | NO.2 | NO.2 | 58 | Distillate Oil (No. 2) | 0.3 | 0 | 12.195 | E3GAL | 1702.422 | OK | N | 24 | 7 | 26 | 24 | 7 | 6
1180674 | FLO CHEMICAL CORP |  | 27 MAPLE AVE |  | ASHBURNHAM | MA | 014300000 | PO BOX 51 |  | ASHBURNHAM | MA | 014300000 | N | PRIVATE | SM79-7 | FLO CHEMICAL CORP | 9788275101 | flochemicalcorp@verizon.net | ROBERT | KARPIUK | 9788275101 | flochemicalcorp@verizon.net | ROBERT | KARPIUK | 9788275101 | flochemicalcorp@verizon.net | 1 | EU #1-BOILER-YORK SHIPLEY-SPHC60 #2 OIL |  | BOILER | YORK SHIPLEY | SPHC60 | 1978-01-01 | 2010 | 2 | 1 | #2 OIL- | NO.2 | 58 | Distillate Oil (No. 2) | 0.5 | 0 | 18.381 | E3GAL | 2565.9876 | OK | N | 10 | 5 | 37 | 19 | 5 | 22
1180674 | FLO CHEMICAL CORP |  | 27 MAPLE AVE |  | ASHBURNHAM | MA | 014300000 | PO BOX 51 |  | ASHBURNHAM | MA | 014300000 | N | PRIVATE | SM79-7 | FLO CHEMICAL CORP | 9788275101 | flochemicalcorp@verizon.net | ROBERT | KARPIUK | 9788275101 | flochemicalcorp@verizon.net | ROBERT | KARPIUK | 9788275101 | flochemicalcorp@verizon.net | 2 | EU #2-BOILER-PEERLESS-070TFDAW- #2 OIL |  | BOILER | PEERLESS | 070FTDAW | 1994-08-01 | 2010 | 1 | 1 | #2 OIL | NO.2 | 58 | Distillate Oil (No. 2) | 0.5 | 0 | 8.487 | E3GAL | 1184.7852 | OK | N | 10 | 7 | 18 | 0 | 0 | 0
1180674 | FLO CHEMICAL CORP |  | 27 MAPLE AVE |  | ASHBURNHAM | MA | 014300000 | PO BOX 51 |  | ASHBURNHAM | MA | 014300000 | N | PRIVATE | SM79-7 | FLO CHEMICAL CORP | 9788275101 | flochemicalcorp@verizon.net | ROBERT | KARPIUK | 9788275101 | flochemicalcorp@verizon.net | ROBERT | KARPIUK | 9788275101 | flochemicalcorp@verizon.net | 13 | EU #7 BOILER CONTINENTAL |  | BOILER | CONTINENTAL | EJ80B-2671-3436 | 2009-12-15 | 2010 | 3 | 1 | #2 OIL | NO.2 | 58 | Distillate Oil (No. 2) | 0.5 |  | 18.135 | E3GAL | 2531.646 | OK | N | 20 | 5 | 52 | 20 | 5 | 22
1180680 | WORCESTER PLAZA |  | 446 MAIN ST |  | WORCESTER | MA | 016080000 | 446 MAIN STREET |  | WORCESTER | MA | 016080000 | N | PRIVATE | NM50 | SOVEREIGN BANK | 5088906866 | tthomas@sovereignbank.com | TIMOTHY | THOMAS | 5088906866 | tthomas@sovereignbank.com | TIM | THOMAS | 5088906866 | tthomas@sovereignbank.com | 1 | BOILER 1 |  | BOILER | SUPERIOR | 6970-12288 | 1971-01-01 | 2009 | 16.8 | 2 | BOILER #1-SUPERIOR, OIL | NO.2 | 58 | Distillate Oil (No. 2) | 0.0015 | 0 | 0 | E3GAL | 0 | OK | N | 12 | 7 | 52 | 2 | 7 | 11
1180680 | WORCESTER PLAZA |  | 446 MAIN ST |  | WORCESTER | MA | 016080000 | 446 MAIN STREET |  | WORCESTER | MA | 016080000 | N | PRIVATE | NM50 | SOVEREIGN BANK | 5088906866 | tthomas@sovereignbank.com | TIMOTHY | THOMAS | 5088906866 | tthomas@sovereignbank.com | TIM | THOMAS | 5088906866 | tthomas@sovereignbank.com | 2 | BOILER 2 |  | BOILER | SUPERIOR | 6970-12289 | 1971-01-01 | 2009 | 16.8 | 2 | BOILER #2-SUPERIOR, OIL | NO.2 | 58 | Distillate Oil (No. 2) | 0.0015 | 0 | 0 | E3GAL | 0 | OK | N | 12 | 7 | 52 | 2 | 7 | 11
1180691 | NARRAGANSETT REGIONAL HIGH SCHOOL |  | 464 BALDWINVILLE RD |  | TEMPLETON | MA | 014360000 | 4 ELM STREET |  | BALDWINVILLE | MA | 014360000 | Y | LOCAL GOVERNMENT | NM50 | NARRAGANSETT REG HIGH SCHOOL | 9789395661 | wclabaug@nrsd.org | WILLIAM | CLABAUGH | 9789395661 | wclabaug@nrsd.org | WILLIAM | CLABAUGH | 9789395661 | wclabaug@nrsd.org | 1 | BOILER #1-CLEAVER BROOKS #FLX #2 OIL |  | BOILER | CLEAVER BROOKS | 100 | 1999-01-01 | 2010 | 10 | 1 | 2 OIL | NO.2 | 58 | Distillate Oil (No. 2) | 0.3 | 0 | 90 | E3GAL | 12564 | OK | N | 24 | 7 | 40 | 24 | 7 | 22
1180691 | NARRAGANSETT REGIONAL HIGH SCHOOL |  | 464 BALDWINVILLE RD |  | TEMPLETON | MA | 014360000 | 4 ELM STREET |  | BALDWINVILLE | MA | 014360000 | Y | LOCAL GOVERNMENT | NM50 | NARRAGANSETT REG HIGH SCHOOL | 9789395661 | wclabaug@nrsd.org | WILLIAM | CLABAUGH | 9789395661 | wclabaug@nrsd.org | WILLIAM | CLABAUGH | 9789395661 | wclabaug@nrsd.org | 2 | BOILER #2-CLEAVER BROOKS #FLX #2 OIL |  | BOILER | CLEAVER BROOKS | 100 | 1999-01-01 | 2010 | 10 | 1 | BOILER #2-CLEAVER BROOKS | NO.2 | 58 | Distillate Oil (No. 2) | 0.3 | 0 | 90 | E3GAL | 12564 | OK | N | 24 | 7 | 40 | 24 | 7 | 22
1180701 | TANTASQUA REGIONAL HIGH SCHOOL |  | 319 BROOKFIELD RD |  | STURBRIDGE | MA | 015180000 | TRSD FACILITIES MANAGER | 320A BROOKFIELD ROAD | FISKDALE | MA | 015181017 | Y | LOCAL GOVERNMENT | SM25 | TANTASQUA REGIONAL SCHOOL DISTRICT | 5083473077X25 | brownr@tantasqua.org | DEBORAH | BOYD | 5083473077 | boydd@tantasqua.org | RICH | BROWN | 5083473077X25 | brownr@tantasqua.org | 4 | BURNHAM HHW BOILERS | 4 | BOILER | BURNHAM | KV1123WML | 2002-08-30 | 2009 | 5.733 | 1 | #2 FUEL OIL | NO.2 | 58 | Distillate Oil (No. 2) | 0.3 |  | 60.3 | E3GAL | 8417.88 | OK | N | 24 | 7 | 30 | 0 | 0 | 0
1180701 | TANTASQUA REGIONAL HIGH SCHOOL |  | 319 BROOKFIELD RD |  | STURBRIDGE | MA | 015180000 | TRSD FACILITIES MANAGER | 320A BROOKFIELD ROAD | FISKDALE | MA | 015181017 | Y | LOCAL GOVERNMENT | SM25 | TANTASQUA REGIONAL SCHOOL DISTRICT | 5083473077X25 | brownr@tantasqua.org | DEBORAH | BOYD | 5083473077 | boydd@tantasqua.org | RICH | BROWN | 5083473077X25 | brownr@tantasqua.org | 5 | PVI DOMESTIC HOT WATER - OIL | 2 | BOILER | PVI INDUSTRIES, INC. | 1250 P 900A - TPO | 2002-08-30 | 2009 | 1 | 1 | #2 FUEL OIL | NO.2 | 58 | Distillate Oil (No. 2) | 0.3 |  | 6.7 | E3GAL | 935.32 | OK | Y | 24 | 7 | 52 | 24 | 7 | 22
1180702 | SHEPHERD HILL REGIONAL HIGH SCHOOL |  | 68 DUDLEY-OXFORD RD |  | DUDLEY | MA | 015700000 | 68 DUDLEY-OXFORD RD |  | DUDLEY | MA | 015710000 | Y | LOCAL GOVERNMENT | NM25 | SHEPHERD HILL REG HS | 5089436888 |  | GERALD | MILLETTE | 5089436700 | gnm756@yahoo.com | GERALD | MILLETTE | 5089436888 | gnm756@yahoo.com | 1 | BOILER #1-CLEAVER BROOKS #2 OIL-0.3%S |  | BOILER | CLEAVER BROOKS | CB800X-200 | 1972-11-01 | 2005 | 8 | 1 | #2 OIL-0.3%S | NO.2 | 58 | Distillate Oil (No. 2) | 0.3 | 0 | 44 | E3GAL | 6142.4 | OK | N | 24 | 7 | 40 | 24 | 7 | 20
1180702 | SHEPHERD HILL REGIONAL HIGH SCHOOL |  | 68 DUDLEY-OXFORD RD |  | DUDLEY | MA | 015700000 | 68 DUDLEY-OXFORD RD |  | DUDLEY | MA | 015710000 | Y | LOCAL GOVERNMENT | NM25 | SHEPHERD HILL REG HS | 5089436888 |  | GERALD | MILLETTE | 5089436700 | gnm756@yahoo.com | GERALD | MILLETTE | 5089436888 | gnm756@yahoo.com | 2 | BOILER #2-CLEAVER BROOKS #2 OIL-0.3%S |  | BOILER | CLEAVER BROOKS | CB 800X-200 | 1972-11-01 | 2005 | 9 | 1 | #2 OIL-0.3%S | NO.2 | 58 | Distillate Oil (No. 2) | 0.3 | 0 | 44 | E3GAL | 6142.4 | OK | N | 24 | 7 | 40 | 24 | 7 | 12
1180784 | WORCESTER ACADEMY |  | 81 PROVIDENCE ST |  | WORCESTER | MA | 016040000 | 81 PROVIDENCE STREET |  | WORCESTER | MA | 016040000 | N | PRIVATE | NM25 | WORCESTER ACADEMY | 5087545302X141 | roger.randor@worcesteracademy.org | ROGER | RANDOR | 5087545302 | Roger.Randor@worcesteracademy.org | ROGER | RANDOR | 5087545302 | Roger.Randor@worcesteracademy.org | 7 | 2 H.B. SMITH BLRS @ 2.1 MMBTU/HR EACH #2 FUEL OIL |  | BOILER | HB SMITH | 28A-SW-8 | 2005-03-20 | 2011 | 4 | 1 | 2 H.B. SMITH BLRS @ 2.1 MMBTU/HR EACH #2 FUEL OIL | NO.2 | 58 | Distillate Oil (No. 2) | 0.3 | 0 | 30.1 | E3GAL | 4201.96 | OK | N | 8 | 7 | 42 | 4 | 7 | 8
1180801 | GARDNER ATHOL HEALTH |  | 208 COLEMAN ST |  | GARDNER | MA | 014400000 | 208 COLEMAN ST |  | GARDNER | MA | 014400000 | Y | PRIVATE | NM99 | GARDNER ATHOL HEALTH | 9786320120 | GAAMHA@verizon.net | ROBERT | DELLA VALE | 9786320934 | GAAMHA@verizon.net | ROBERT | DELLA VALLE | 9786320934 | GAAMHA@verizon.net | 1 | CLEAVER BROOKS CB600-350 #2 OIL-0.3S |  | BOILER | CLEAVER BROOKS | CB600-350 | 1990-01-01 | 2011 | 15 | 1 | CLEAVER BROOKS CB600-350-15 #2 OIL-0.3S | NO.2 | 58 | Distillate Oil (No. 2) | 1 | 0 | 15 | E3GAL | 2094 | OK | N | 24 | 7 | 43 | 0 | 0 | 0
1180803 | SALOOM FURNITURE COMPANY, INC. |  | 256 MURDOCK AVE |  | WINCHENDON | MA | 014360000 | 256 MURDOCK AVENUE |  | WINCHENDON | MA | 014750000 | N | PRIVATE | SM79-7 | SALOOM FURNITURE | 9782971901 | PETER@SALOOM.COM | PETER | SALOOM | 9782971901 | PETER@SALOOM.COM | ROY | KVINGEDAL | 9782971901 | ROY@SALOOM.COM | 1 | BOILER #1-RATED AT 16.8 MMBTU/HR #2 FUEL OIL |  | BOILER | BIGELOW | 1200 | 1969-01-01 | 2009 | 16.8 | 1 | FUEL OIL #2 | NO.2 | 58 | Distillate Oil (No. 2) | 0.3 |  | 27.36 | E3GAL | 3819.456 | OK | N | 24 | 7 | 28 | 0 | 0 | 0
1180805 | NORTH MIDDLESEX REGIONAL HIGH |  | 19-23 MAIN ST |  | TOWNSEND | MA | 014690000 | 45 MAIN STREET |  | PEPPERELL | MA | 014630000 | Y | LOCAL GOVERNMENT | NM25 | NORTH MIDDLESEX REGIONAL SCHOOL DISTRICT | 9785978713 | OHILLS@NMIDDLESEX.MEC.EDU | OSCAR | HILLS | 9787434983 | OHILLS@NMIDDLESEX.MAC.EDU | OSCAR | HILLS | 9787434983 | OHILLS@NMIDDLESEX.MAC.EDU | 2 | BOILER #1 - H B SMITH 650 #2 OIL |  | BOILER | H B SMITH | 650 | 1970-01-01 | 2009 | 12.2 | 1 | #2 FUEL OIL | NO.2 | 58 | Distillate Oil (No. 2) | 0.3 |  | 110 | E3GAL | 15356 | OK | N | 24 | 7 | 44 | 6 | 7 | 13
1180805 | NORTH MIDDLESEX REGIONAL HIGH |  | 19-23 MAIN ST |  | TOWNSEND | MA | 014690000 | 45 MAIN STREET |  | PEPPERELL | MA | 014630000 | Y | LOCAL GOVERNMENT | NM25 | NORTH MIDDLESEX REGIONAL SCHOOL DISTRICT | 9785978713 | OHILLS@NMIDDLESEX.MEC.EDU | OSCAR | HILLS | 9787434983 | OHILLS@NMIDDLESEX.MAC.EDU | OSCAR | HILLS | 9787434983 | OHILLS@NMIDDLESEX.MAC.EDU | 3 | BOILER #2 - H B SMITH #2 OIL |  | BOILER | H B SMITH | 60 | 1959-01-01 | 2009 | 7.7 | 1 | #2 FUEL OIL | NO.2 | 58 | Distillate Oil (No. 2) | 0.3 |  | 141 | E3GAL | 19683.6 | OK | N | 24 | 7 | 15 | 0 | 0 | 0
1180853 | BARTLETT HIGH SCHOOL |  | 52 LAKE PKWY |  | WEBSTER | MA | 015700000 | 52 LAKE PKWY |  | WEBSTER | MA | 015700000 | Y | LOCAL GOVERNMENT | NM99 | WEBSTER SCHOOL DEPARTMENT | 5089430104X12 | tavlas@webster-schools.org | TED | AVLAS | 5089430104 | tavlas@webster-schools.org | D.L. | JOHNSON | 5087355779 | tavlas@webster-schools.org | 1 | BOILER #1-HB SMITH |  | BOILER | HB SMITH | 4500 MILLS | 1978-09-10 | 2010 | 7.5 | 2 | NO.2 FUEL OIL | NO.2 | 58 | Distillate Oil (No. 2) | 0.03 | 0 | 5.152 | E3GAL | 719.2192 | OK | N | 24 | 7 | 40 | 4 | 4 | 22
1180853 | BARTLETT HIGH SCHOOL |  | 52 LAKE PKWY |  | WEBSTER | MA | 015700000 | 52 LAKE PKWY |  | WEBSTER | MA | 015700000 | Y | LOCAL GOVERNMENT | NM99 | WEBSTER SCHOOL DEPARTMENT | 5089430104X12 | tavlas@webster-schools.org | TED | AVLAS | 5089430104 | tavlas@webster-schools.org | D.L. | JOHNSON | 5087355779 | tavlas@webster-schools.org | 2 | BOILER #2-HB SMITH |  | BOILER | HB SMITH | 4500 MILLS | 1978-09-10 | 2010 | 7.5 | 2 | NO. 2 FUEL OIL | NO.2 | 58 | Distillate Oil (No. 2) | 0.03 | 0 | 5.152 | E3GAL | 719.2192 | OK | N | 24 | 7 | 40 | 4 | 4 | 22
1180880 | MARY WELLS JUNIOR HIGH SCHOOL |  | 82 MARCY ST |  | SOUTHBRIDGE | MA | 015500000 | 82 MARCY STREET |  | SOUTHBRIDGE | MA | 015500000 | Y | LOCAL GOVERNMENT | NM25 | MARY WELLS JUNIOR HIGH SCHOOL | 5087645414 | comeau@southbridge.k12.ma.us | MICHAEL | COMEAU | 5087645434 | mcomeau45@charterinternet.com | MICHAEL | COMEAU | 5087645434 | mcomeau45@charterinternet.com | 1 | 1 |  | BOILER | HBSMITHS | 28A-S/W-12 | 1985-01-01 | 2010 | 1 | 1 | CARLIN BOILER @ 35 GPH #2 OIL | NO.2 | 58 | Distillate Oil (No. 2) | 0.3 | 0 | 14 | E3GAL | 1954.4 | OK | N | 24 | 7 | 30 | 0 | 0 | 0
1180880 | MARY WELLS JUNIOR HIGH SCHOOL |  | 82 MARCY ST |  | SOUTHBRIDGE | MA | 015500000 | 82 MARCY STREET |  | SOUTHBRIDGE | MA | 015500000 | Y | LOCAL GOVERNMENT | NM25 | MARY WELLS JUNIOR HIGH SCHOOL | 5087645414 | comeau@southbridge.k12.ma.us | MICHAEL | COMEAU | 5087645434 | mcomeau45@charterinternet.com | MICHAEL | COMEAU | 5087645434 | mcomeau45@charterinternet.com | 2 | 2 |  | BOILER | HBSMITH | 28A-S/W-12 | 1985-01-01 | 2010 | 1 | 1 | CARLIN BOILER @ 35 PGH #2 OIL | NO.2 | 58 | Distillate Oil (No. 2) | 0.3 | 0 | 14 | E3GAL | 1954.4 | OK | N | 24 | 7 | 30 | 0 | 0 | 0
1180882 | SOUTHBRIDGE HIGH SCHOOL |  | 25 COLE AVE |  | SOUTHBRIDGE | MA | 015500000 | 41 ELM STREET |  | SOUTHBRIDGE | MA | 015500000 | Y | LOCAL GOVERNMENT | NM25 | SOUTHBRIDGE H S | 5087642364 | mcomeau45@charterinternet.com | MICHAEL | COMEAU | 5087645434 | mcomeau45@charterinternet.com | MICHAEL | COMEAU | 5087645414 | mcomeau45@charterinternet.com | 1 | 1 |  | BOILER | HBSMITH | 28HE-15 | 1990-01-01 | 2007 | 5.25 | 1 | #2 FUEL OIL .3 SULFUR | NO.2 | 58 | Distillate Oil (No. 2) | 0.3 | 0 | 45 | E3GAL | 6282 | OK | N | 12 | 7 | 40 | 0 | 0 | 0
1180899 | NORTHBRIDGE MIDDLE SCHOOL |  | 171 LINWOOD AVE |  | NORTHBRIDGE | MA | 015880000 | 171 LINWOOD AVENUE |  | WHITINSVILLE | MA | 015880000 | Y | LOCAL GOVERNMENT | NM25 | NORTHBRIDGE MIDDLE SCHOOL | 5082348156 | phalacy@nps.org | PAUL | HALACY | 5082349440 | phalacy@nps.org | PAUL | HALACY | 5082349440 | phalacy@nps.org | 1 | 1 |  | BOILER | FITZGIBBONS | SM242 | 1986-05-15 | 2010 | 10 | 2 | #2 FUEL OIL | NO.2 | 58 | Distillate Oil (No. 2) | 1 | 0 | 26 | E3GAL | 3629.6 | OK | N | 24 | 7 | 32 | 0 | 0 | 0
1180899 | NORTHBRIDGE MIDDLE SCHOOL |  | 171 LINWOOD AVE |  | NORTHBRIDGE | MA | 015880000 | 171 LINWOOD AVENUE |  | WHITINSVILLE | MA | 015880000 | Y | LOCAL GOVERNMENT | NM25 | NORTHBRIDGE MIDDLE SCHOOL | 5082348156 | phalacy@nps.org | PAUL | HALACY | 5082349440 | phalacy@nps.org | PAUL | HALACY | 5082349440 | phalacy@nps.org | 1 | 1 |  | BOILER | FITZGIBBONS | SM242 | 1986-05-15 | 2010 | 10 | 3 | #2 | NO.2 | 58 | Distillate Oil (No. 2) | 1 | 0 | 36 | E3GAL | 5025.6 | OK | N | 24 | 7 | 32 | 0 | 0 | 0
1180899 | NORTHBRIDGE MIDDLE SCHOOL |  | 171 LINWOOD AVE |  | NORTHBRIDGE | MA | 015880000 | 171 LINWOOD AVENUE |  | WHITINSVILLE | MA | 015880000 | Y | LOCAL GOVERNMENT | NM25 | NORTHBRIDGE MIDDLE SCHOOL | 5082348156 | phalacy@nps.org | PAUL | HALACY | 5082349440 | phalacy@nps.org | PAUL | HALACY | 5082349440 | phalacy@nps.org | 2 | 2 |  | BOILER | FITZGIBBONS | SM242 | 1986-05-15 | 2010 | 10 | 2 | #2 | NO.2 | 58 | Distillate Oil (No. 2) | 1 |  | 26 | E3GAL | 3629.6 | OK | N | 24 | 7 | 40 | 0 | 0 | 0
1180941 | INDUSOL INCORPORATED |  | 11 DEPOT ST |  | SUTTON | MA | 015900000 | 11 DEPOT ST |  | SUTTON | MA | 015900000 | N | PRIVATE | SM25 | INDUSOL | 5088654367 | rbaldwin@indusolinc.com | ROBERT | BALDWIN | 5088659516 | rbaldwin@indusolinc.com | ROBERT | BALDWIN | 5088659516 | rbaldwin@indusolinc.com | 2 | BOILER #2-UNITED RADIATOR 120833 #2 OIL-0.3 S |  | BOILER | UNITED RADIATOR | 120833 | 1955-01-01 | 2010 | 1 | 1 | #2 OIL-0.3 S | NO.2 | 58 | Distillate Oil (No. 2) | 0.3 | 0 | 2.17 | E3GAL | 302.932 | OK | N | 24 | 7 | 52 | 0 | 0 | 0
1181032 | CONCRETE BLOCK INSULATION |  | FREIGHTHOUSE RD |  | WEST BROOKFIELD | MA | 015851000 | P.O. BOX 1000 |  | WEST BROOKFIELD | MA | 015851000 | N | PRIVATE | SM80-7 | CONCRETE BLOCK INSULATING SYSTEM | 5088674241X102 | cbisjn@aol.com | JEFFREY | NICKERSON | 5088674241 | cbisjn@aol.com | JEFF | NICKERSON | 5088674241X102 | cbisjn@aol.com | 2 | BOILER #2-CLEAVER BROOKS CB100-65 |  | BOILER | CLEAVER BROOKS | CB100-65 | 1986-01-01 | 2011 | 3 | 1 | #2 FUEL OIL | NO.2 | 58 | Distillate Oil (No. 2) | 0.3 | 0 | 0 | E3GAL | 0 | OK | N | 8 | 5 | 2 | 8 | 5 | 20
1181059 | SHIELD PACKAGING |  | OXFORD AVE | PETER ST | DUDLEY | MA | 015710000 | OXFORD AVE | PETER ST | DUDLEY | MA | 015710000 | N | PRIVATE | SM25 | SHIELD PACKAGING | 5089490900X31 | abs6812@aol.com | ANTONIO | PINHO | 5089490900 | tpinho@shieldpackaging.com | ANTONIO | PINHO | 5089490900X13 | tpinho@shieldpackaging.com | 6 | BOILER-HURST $S4GP250150 NAT GAS + OIL |  | BOILER | NA | NA | 1999-01-01 | 2011 | 2 | 1 | BOILER-HURST #S4G9250150 #2 OIL @0.3S | NO.2 | 58 | Distillate Oil (No. 2) | 0.3 | 0 | 15.8 | E3GAL | 2205.68 | OK | N | 24 | 7 | 52 | 2 | 5 | 20
1181059 | SHIELD PACKAGING |  | OXFORD AVE | PETER ST | DUDLEY | MA | 015710000 | OXFORD AVE | PETER ST | DUDLEY | MA | 015710000 | N | PRIVATE | SM25 | SHIELD PACKAGING | 5089490900X31 | abs6812@aol.com | ANTONIO | PINHO | 5089490900 | tpinho@shieldpackaging.com | ANTONIO | PINHO | 5089490900X13 | tpinho@shieldpackaging.com | 7 | BOILER #1 SMITH 113673 |  | BOILER | SMITH | 113673 | 2007-06-15 | 2011 | 3508 | 1 | OIL | NO.2 | 58 | Distillate Oil (No. 2) | 0.03 | 0 | 15.8 | E3GAL | 2205.68 | OK | N | 20 | 7 | 50 | 2 | 5 | 20
1181059 | SHIELD PACKAGING |  | OXFORD AVE | PETER ST | DUDLEY | MA | 015710000 | OXFORD AVE | PETER ST | DUDLEY | MA | 015710000 | N | PRIVATE | SM25 | SHIELD PACKAGING | 5089490900X31 | abs6812@aol.com | ANTONIO | PINHO | 5089490900 | tpinho@shieldpackaging.com | ANTONIO | PINHO | 5089490900X13 | tpinho@shieldpackaging.com | 8 | BOILER #2 SMITH 113674 |  | BOILER | SMITH 113674 | 113674 | 2007-06-15 | 2011 | 3508 | 1 | OIL | NO.2 | 58 | Distillate Oil (No. 2) | 0.03 | 0 | 15.8 | E3GAL | 2205.68 | OK | N | 20 | 7 | 50 | 2 | 5 | 2
1181069 | BELLECRAFT WOODWORKIG |  | 540 RIVER ST |  | WINCHENDON | MA | 014750000 | 540 RIVER ST |  | WINCHENDON | MA | 014750000 | N | PRIVATE | NM25 | BELLECRAFT WOODWORKING | 9782972672 | Bellecraft@msn.com | THOMAS | BELLETETE | 9782972672 | Bellecraft@msn.com | DEBRA | BELLETETE | 9782972672 | Bellecraft@msn.com | 1 | BOILER #1 - HB SMITH #2 OIL |  | BOILER | H.B. SMITH | 350 MIL | 1974-01-01 | 2009 | 2 | 1 | BOILER #1-H.B.SMITH #2 OIL | NO.2 | 58 | Distillate Oil (No. 2) | 0.3 | 0 | 6.25 | E3GAL | 872.5 | OK | N | 10 | 4 | 20 | 0 | 0 | 0
1181208 | MA STATE POLICE TRAINING ACADEMY |  | 340 WEST BROOKFIELD RD | PO BOX 214 | NEW BRAINTREE | MA | 015310000 | 340 WEST BROOKFIELD RD | PO BOX 214 | NEW BRAINTREE | MA | 015310000 | Y | STATE | SM50 | MA STATE POLICE TRAINING ACADEMY | 5088671167 | GREGORY.DWELLY@POL.STATE.MA.US | GREGORY | DWELLY | 5088671167 | GREGORY.DWELLY@POL.STATE.MA.US | GREGORY | DWELLY | 5088671167 | GREGORY.DWELLY@POL.STATE.MA.US | 1 | PLANT #1 - BOILER #1 |  | BOILER | AJAX | WOEFD2500 | 1992-01-01 | 2009 | 2.5 | 1 | #2 FUEL OIL 0.5 S | NO.2 | 58 | Distillate Oil (No. 2) | 0.3 |  | 70 | E3GAL | 9772 | OK | Y | 24 | 7 | 52 | 24 | 5 | 22
1181208 | MA STATE POLICE TRAINING ACADEMY |  | 340 WEST BROOKFIELD RD | PO BOX 214 | NEW BRAINTREE | MA | 015310000 | 340 WEST BROOKFIELD RD | PO BOX 214 | NEW BRAINTREE | MA | 015310000 | Y | STATE | SM50 | MA STATE POLICE TRAINING ACADEMY | 5088671167 | GREGORY.DWELLY@POL.STATE.MA.US | GREGORY | DWELLY | 5088671167 | GREGORY.DWELLY@POL.STATE.MA.US | GREGORY | DWELLY | 5088671167 | GREGORY.DWELLY@POL.STATE.MA.US | 2 | RANGE BOILER #1 |  | BOILER | BURNHAM | 29002258 | 1998-01-01 | 2009 | 2 | 1 | #2 FUEL OIL | NO.2 | 58 | Distillate Oil (No. 2) | 0.3 |  | 14 | E3GAL | 1954.4 | OK | N | 8 | 5 | 30 | 0 | 0 | 0
1181208 | MA STATE POLICE TRAINING ACADEMY |  | 340 WEST BROOKFIELD RD | PO BOX 214 | NEW BRAINTREE | MA | 015310000 | 340 WEST BROOKFIELD RD | PO BOX 214 | NEW BRAINTREE | MA | 015310000 | Y | STATE | SM50 | MA STATE POLICE TRAINING ACADEMY | 5088671167 | GREGORY.DWELLY@POL.STATE.MA.US | GREGORY | DWELLY | 5088671167 | GREGORY.DWELLY@POL.STATE.MA.US | GREGORY | DWELLY | 5088671167 | GREGORY.DWELLY@POL.STATE.MA.US | 3 | HOUSING UNITS 1-5 |  | BOILER | H B SMITH | HEATING BOILERS | 1995-01-01 | 2009 | 0.6 | 1 | #2 FUEL OIL | NO.2 | 58 | Distillate Oil (No. 2) | 0.3 |  | 7 | E3GAL | 977.2 | OK | N | 5 | 7 | 52 | 5 | 7 | 22
1181208 | MA STATE POLICE TRAINING ACADEMY |  | 340 WEST BROOKFIELD RD | PO BOX 214 | NEW BRAINTREE | MA | 015310000 | 340 WEST BROOKFIELD RD | PO BOX 214 | NEW BRAINTREE | MA | 015310000 | Y | STATE | SM50 | MA STATE POLICE TRAINING ACADEMY | 5088671167 | GREGORY.DWELLY@POL.STATE.MA.US | GREGORY | DWELLY | 5088671167 | GREGORY.DWELLY@POL.STATE.MA.US | GREGORY | DWELLY | 5088671167 | GREGORY.DWELLY@POL.STATE.MA.US | 4 | PLANT B |  | BOILER | H B SMITH | LPS | 1993-01-01 | 2009 | 3.3 | 1 | #2 FUEL OIL | NO.2 | 58 | Distillate Oil (No. 2) | 0.3 |  | 43 | E3GAL | 6002.8 | OK | N | 5 | 7 | 52 | 5 | 7 | 22
1181258 | ST JOSEPHS ABBEY |  | 167 NORTH SPENCER RD |  | SPENCER | MA | 015620000 | 167 NORTH SPENCER RD |  | SPENCER | MA | 015620000 | N | PRIVATE | SM25 | ST JOSEPHS ABBEY | 5088858727 | Conradirrg@Yahoo.com | BR PAUI | FORSTER | 5088858727 | Conradirrg@Yahoo.com | BR PAUL | FORSTER | 5088858727X585 | Conradirrg@Yahoo.com | 2 | BOILER #2-CLEAVER BROOKS #2 OIL-0.3S |  | BOILER | CLEAVER BROOKS | CR 226-250 | 1982-02-01 | 2009 | 10.5 | 1 | BOILER #1 2 OIL BURNERS USING #2 .3SULFUR | NO.2 | 58 | Distillate Oil (No. 2) | 0.3 | 0 | 1 | E3GAL | 139.6 | OK | N | 24 | 7 | 2 | 24 | 7 | 2
1181326 | STERLING CONCRETE |  | 194 WORCESTER RD |  | STERLING | MA | 015640000 | PO BOX 1398 |  | STERLING | MA | 015640000 | N | PRIVATE | SM25 | STERLING CONCRETE CORP | 9784228282 | gdefalco@sterlingconcrete.net | GEORGE | DEFALCO | 9784228282 | gdefalco@sterlingconcrete.net | KAREN | OLSON | 9784228282 | gdefalco@sterlingconcrete.net | 1 | HOT WATER HEATER - CONCRETE PLANT |  | BOILER | POWER FLAME | C1 | 1999-08-01 | 2011 | 1.3677 | 1 | # 2 OIL | NO.2 | 58 | Distillate Oil (No. 2) | 0.05 |  | 18.033 | E3GAL | 2517.4068 | OK | N | 12 | 6 | 20 | 0 | 0 | 0
1190002 | MCLEAN HOSPITAL |  | 115 MILL ST |  | BELMONT | MA | 024780000 | 115 MILL ST |  | BELMONT | MA | 024780000 | N | PRIVATE | SM25 | MCLEAN HOSPITAL | 6178552621 | AHEALY5@PARTNERS.ORG | ANDREW | HEALY | 6178552621 | AHEALY5@PARTNERS.ORG | ANDREW | HEALY | 6178552621 | AHEALY5@PARTNERS.ORG | 1 | BOILER #1,2,3-(2)CB. (1)ORR+SEMBOWER DUAL FUEL | 3 | BOILER | (2)CLEAVER BROOKS (1) ORR&SEMBOWER | (2)CB-655-500. (1)3H | 1966-01-01 | 2009 | 59 | 1 | BLR #1 - CLEAVER BROOKS CB655-500 #2 OIL-0.3PCT S | NO.2 | 58 | Distillate Oil (No. 2) | 0.3 | 0.1 | 150.5 | E3GAL | 21009.8 | OK | N | 24 | 7 | 26 | 12 | 7 | 2
1190009 | VEOLIA ENERGY BOSTON INC | FKA TRIGEN BOSTON ENERGY CORP | 19-27 SCOTIA ST |  | BOSTON | MA | 021150000 | 15 ELKINS STREET |  | SOUTH BOSTON | MA | 021270000 | N | PRIVATE | OP3 | VEOLIA ENERGY CORPORATION | 8574019849 | lariagno@veoliaenergyna.com | LEONARD | ARIAGNO | 8574019849 | lariagno@veoliaenergyna.com | SEAN | CALDWELL | 8574019842 | scaldwell@veoliaenergyna.com | 1 | BOILER #1-RILEY #MH-23146 #2 OIL |  | BOILER | RILEY | MH-23146 | 1964-01-01 | 2011 | 151.2 | 1 | BOILER #1-RILEY #MH-23146 #2 OIL-0.3 S | NO.2 | 58 | Distillate Oil (No. 2) | 0.3 | 0 | 30.01 | E3GAL | 4189.396 | OK | N | 6 | 2 | 8 | 3 | 1 | 3
1190009 | VEOLIA ENERGY BOSTON INC | FKA TRIGEN BOSTON ENERGY CORP | 19-27 SCOTIA ST |  | BOSTON | MA | 021150000 | 15 ELKINS STREET |  | SOUTH BOSTON | MA | 021270000 | N | PRIVATE | OP3 | VEOLIA ENERGY CORPORATION | 8574019849 | lariagno@veoliaenergyna.com | LEONARD | ARIAGNO | 8574019849 | lariagno@veoliaenergyna.com | SEAN | CALDWELL | 8574019842 | scaldwell@veoliaenergyna.com | 2 | BOILER #2-ERIE CITY #21M-KEYSTONE #2 OIL |  | BOILER | ERIE CITY | 21M-KEYSTONE | 1973-01-01 | 2011 | 161 | 1 | BOILER #2-ERIE CITY #21M-KEYSTONE #2 OIL-0.3 S | NO.2 | 58 | Distillate Oil (No. 2) | 0.3 | 0 | 39.76 | E3GAL | 5550.496 | OK | N | 9 | 2 | 8 | 3 | 1 | 2
1190009 | VEOLIA ENERGY BOSTON INC | FKA TRIGEN BOSTON ENERGY CORP | 19-27 SCOTIA ST |  | BOSTON | MA | 021150000 | 15 ELKINS STREET |  | SOUTH BOSTON | MA | 021270000 | N | PRIVATE | OP3 | VEOLIA ENERGY CORPORATION | 8574019849 | lariagno@veoliaenergyna.com | LEONARD | ARIAGNO | 8574019849 | lariagno@veoliaenergyna.com | SEAN | CALDWELL | 8574019842 | scaldwell@veoliaenergyna.com | 3 | BOILER #3-ERIE CITY #21M-KEYSTONE #2 OIL |  | BOILER | ERIE CITY | 21M KEYSTONE | 1974-01-01 | 2011 | 161 | 1 | BOILER #3-ERIE CITY #21M-KEYSTONE #2 OIL-0.3 S | NO.2 | 58 | Distillate Oil (No. 2) | 0.3 | 0 | 108.26 | E3GAL | 15113.096 | OK | N | 8 | 3 | 21 | 4 | 1 | 3
1190017 | UMASS MEDICAL SCHOOL JAMICA PLAIN |  | 305 SOUTH ST |  | BOSTON | MA | 021300000 | 305 SOUTH ST |  | BOSTON | MA | 021300000 | Y | STATE | SM25 | UNIVERSITY OF MASSACHUSETTS MEDICAL SCHO | 6179836207 | howard.lefkin@umassmed.edu | JAY | MITCHELL | 6179836219 | jay.mitchell@umassmed.edu | HOWARD | LEFKIN | 6179836207 | howard.lefkin@umassmed.edu | 1 | BOILER 1-CLEAVER BROOKS D-52 2 OIL-0.3S |  | BOILER | CL BROOKS | D-52 | 1970-07-07 | 2010 | 38 | 1 | BOILER 1-CLEAVER BROOKS D-52 2 OIL-0.3 S | NO.2 | 58 | Distillate Oil (No. 2) | 0.3 | 0.1 | 199 | E3GAL | 27780.4 | OK | N | 24 | 7 | 52 | 24 | 7 | 22
1190017 | UMASS MEDICAL SCHOOL JAMICA PLAIN |  | 305 SOUTH ST |  | BOSTON | MA | 021300000 | 305 SOUTH ST |  | BOSTON | MA | 021300000 | Y | STATE | SM25 | UNIVERSITY OF MASSACHUSETTS MEDICAL SCHO | 6179836207 | howard.lefkin@umassmed.edu | JAY | MITCHELL | 6179836219 | jay.mitchell@umassmed.edu | HOWARD | LEFKIN | 6179836207 | howard.lefkin@umassmed.edu | 2 | BOILER 2-CLEAVER BROOKS D-52 2 OIL-0.3S |  | BOILER | CLEAVER BROOKS | D-52 | 1970-07-05 | 2010 | 38 | 1 | BOILER 2-CLEAVER BROOKS D-52 2 OIL-0.3 S | NO.2 | 58 | Distillate Oil (No. 2) | 0.3 | 0.1 | 199 | E3GAL | 27780.4 | OK | N | 24 | 7 | 52 | 24 | 7 | 22
1190017 | UMASS MEDICAL SCHOOL JAMICA PLAIN |  | 305 SOUTH ST |  | BOSTON | MA | 021300000 | 305 SOUTH ST |  | BOSTON | MA | 021300000 | Y | STATE | SM25 | UNIVERSITY OF MASSACHUSETTS MEDICAL SCHO | 6179836207 | howard.lefkin@umassmed.edu | JAY | MITCHELL | 6179836219 | jay.mitchell@umassmed.edu | HOWARD | LEFKIN | 6179836207 | howard.lefkin@umassmed.edu | 3 | BOILER 3-CLEAVER BROOKS D-52 2 OIL-0.3 S |  | BOILER | CEAVER BROOKS | D-52 | 1970-07-07 | 2010 | 38 | 1 | BOILER 3-CLEAVER BROOKS D-52 2 OIL-0.3 S | NO.2 | 58 | Distillate Oil (No. 2) | 0.3 | 0.1 | 199 | E3GAL | 27780.4 | OK | Y | 24 | 7 | 52 | 24 | 7 | 22
1190031 | SECOND STREET ASSOCIATES |  | 516 EAST SECOND ST | UNIT 43 | BOSTON | MA | 021270000 | 516 EAST 2ND STREET |  | BOSTON | MA | 021270000 | N | PRIVATE | NM25 | SECOND STREET ASSOCIATES LLC | 6172698430 | cdcdistill@aol.com | WILLIAM | STROUD | 6174486691 | cdcdistill@aol.com | WILLIAM | STROUD | 6172698430 | cdcdistill@aol.com | 1 | BOILER #1-CLEAVER BROOKS #2 OIL |  | BOILER | CLEAVER BROOKS | CB600-250 | 1990-01-01 | 2007 | 1 | 1 | CLEAVER BROOKS OIL | NO.2 | 58 | Distillate Oil (No. 2) | 0.3 | 0 | 20 | E3GAL | 2792 | OK | N | 10 | 7 | 30 | 10 | 7 | 6
1190033 | P&G GILLETTE | FKA GILLETTE COMPANY THE | 1 GILLETTE PARK |  | BOSTON | MA | 021270000 | 1 GILLETTE PARK |  | BOSTON | MA | 021271096 | N | PRIVATE | OP5.5 | GAMBLE, PROCTER AND | 5199831100 | fulgione.tc@pg.com | JOHN | LAMBERT | 6174633192 | lambert.jd@pg.com | JULIE | SEROWIK | 5082771707 | serowik.ja@pg.com | 2 | BOILER #2-COMB ENGINEERING 21VP14WT DUAL FUEL EU2 |  | BOILER | COMBUSTION ENGINEERING | 21VP-14WT | 1982-05-01 | 2011 | 142 | 3 | ULSD | NO.2 | 58 | Distillate Oil (No. 2) | 0.0015 |  | 0 | E3GAL | 0 | OK | N | 24 | 7 | 15 | 24 | 7 | 3
1190033 | P&G GILLETTE | FKA GILLETTE COMPANY THE | 1 GILLETTE PARK |  | BOSTON | MA | 021270000 | 1 GILLETTE PARK |  | BOSTON | MA | 021271096 | N | PRIVATE | OP5.5 | GAMBLE, PROCTER AND | 5199831100 | fulgione.tc@pg.com | JOHN | LAMBERT | 6174633192 | lambert.jd@pg.com | JULIE | SEROWIK | 5082771707 | serowik.ja@pg.com | 8 | BOILER #3- ALSTOM POWER 31V2180 - DUAL FUEL -EU #3 |  | BOILER | ALSTOM POWER ENERGY | 31VP2180 | 2003-11-01 | 2011 | 196 | 2 | ULSD | NO.2 | 58 | Distillate Oil (No. 2) | 0.0015 |  | 0 | E3GAL | 0 | OK | N | 24 | 7 | 2 | 24 | 7 | 1
1190040 | BOSTON PUBLIC HEALTH COMMISSION |  | LONG IS | BOSTON HARBOR | BOSTON | MA | 021220000 | LONG ISLAND CAMPUS | P.O. BOX 220648 | BOSTON | MA | 021220000 | Y | STATE | SM80-R | BOSTON PUBLIC HEALTH COMMISSION | 6175342500 | dlynch@bphc.org | STEVE | O BRIEN | 6175342500 | SOBrien@bphc.org | DONALD | LYNCH | 6175342500 | dlynch@bphc.org | 4 | BOILER #4-CLEAVER BROOKS CB100-100 #2 OIL-0.3S |  | BOILER | CLEAVER BROOKS | CBH100-100 | 1992-09-01 | 2011 | 4.184 | 1 | BOILER #4-CLEAVER BROOKS CB100-100 #2 OIL-0.3S | NO.2 | 58 | Distillate Oil (No. 2) | 0.3 | 0.24 | 31.0287 | E3GAL | 4331.6065 | OK | N | 4 | 7 | 39 | 4 | 7 | 8
1190040 | BOSTON PUBLIC HEALTH COMMISSION |  | LONG IS | BOSTON HARBOR | BOSTON | MA | 021220000 | LONG ISLAND CAMPUS | P.O. BOX 220648 | BOSTON | MA | 021220000 | Y | STATE | SM80-R | BOSTON PUBLIC HEALTH COMMISSION | 6175342500 | dlynch@bphc.org | STEVE | O BRIEN | 6175342500 | SOBrien@bphc.org | DONALD | LYNCH | 6175342500 | dlynch@bphc.org | 5 | BOILER #5-CLEAVER BROOKS CB100-100 #2 OIL-0.3S |  | BOILER | CLEAVER BROOKS | CBH100-100 | 1992-09-01 | 2011 | 4.184 | 1 | BOILER #5-CLEAVER BROOKS CB100-100 #2 OIL-0.3S | NO.2 | 58 | Distillate Oil (No. 2) | 0.3 | 0.24 | 31.0287 | E3GAL | 4331.6065 | OK | N | 4 | 7 | 39 | 4 | 7 | 8
1190040 | BOSTON PUBLIC HEALTH COMMISSION |  | LONG IS | BOSTON HARBOR | BOSTON | MA | 021220000 | LONG ISLAND CAMPUS | P.O. BOX 220648 | BOSTON | MA | 021220000 | Y | STATE | SM80-R | BOSTON PUBLIC HEALTH COMMISSION | 6175342500 | dlynch@bphc.org | STEVE | O BRIEN | 6175342500 | SOBrien@bphc.org | DONALD | LYNCH | 6175342500 | dlynch@bphc.org | 13 | MISC. SMALL BOILERS | 3 | BOILER | REZNOR | OH140 | 1999-01-01 | 2011 | 0.35 | 1 | #2 OIL | NO.2 | 58 | Distillate Oil (No. 2) | 0.3 | 0.24 | 7.4798 | E3GAL | 1044.1801 | OK | N | 16 | 7 | 26 | 0 | 0 | 0
1190040 | BOSTON PUBLIC HEALTH COMMISSION |  | LONG IS | BOSTON HARBOR | BOSTON | MA | 021220000 | LONG ISLAND CAMPUS | P.O. BOX 220648 | BOSTON | MA | 021220000 | Y | STATE | SM80-R | BOSTON PUBLIC HEALTH COMMISSION | 6175342500 | dlynch@bphc.org | STEVE | O BRIEN | 6175342500 | SOBrien@bphc.org | DONALD | LYNCH | 6175342500 | dlynch@bphc.org | 14 | #16 BOILER - ADMIN - BURNHAM V1123 - #2 OIL-0.3S |  | BOILER | BURNHAM | V1123 | 2006-01-18 | 2011 | 5.6 | 1 | #2 FUEL OIL | NO.2 | 58 | Distillate Oil (No. 2) | 0.3 | 0.24 | 64.8461 | E3GAL | 9052.5156 | OK | N | 7 | 7 | 34 | 10 | 7 | 4
1190040 | BOSTON PUBLIC HEALTH COMMISSION |  | LONG IS | BOSTON HARBOR | BOSTON | MA | 021220000 | LONG ISLAND CAMPUS | P.O. BOX 220648 | BOSTON | MA | 021220000 | Y | STATE | SM80-R | BOSTON PUBLIC HEALTH COMMISSION | 6175342500 | dlynch@bphc.org | STEVE | O BRIEN | 6175342500 | SOBrien@bphc.org | DONALD | LYNCH | 6175342500 | dlynch@bphc.org | 15 | #17 BOILER - ADMIN - BURNHAM V1123 - #2 OIL-0.3S |  | BOILER | BURNHAM | V1123 | 2006-01-18 | 2011 | 5.6 | 1 | #2 FUEL OIL | NO.2 | 58 | Distillate Oil (No. 2) | 0.3 | 0.24 | 64.8461 | E3GAL | 9052.5156 | OK | N | 7 | 7 | 34 | 10 | 7 | 4
1190040 | BOSTON PUBLIC HEALTH COMMISSION |  | LONG IS | BOSTON HARBOR | BOSTON | MA | 021220000 | LONG ISLAND CAMPUS | P.O. BOX 220648 | BOSTON | MA | 021220000 | Y | STATE | SM80-R | BOSTON PUBLIC HEALTH COMMISSION | 6175342500 | dlynch@bphc.org | STEVE | O BRIEN | 6175342500 | SOBrien@bphc.org | DONALD | LYNCH | 6175342500 | dlynch@bphc.org | 16 | #18 BOILER - ADMIN - BURNHAM V1123 - #2 OIL-0.3S |  | BOILER | BURNHAM | V1123 | 2006-01-18 | 2011 | 5.6 | 1 | #2 FUEL OIL | NO.2 | 58 | Distillate Oil (No. 2) | 0.3 | 0.24 | 64.8461 | E3GAL | 9052.5156 | OK | N | 7 | 7 | 34 | 10 | 7 | 4
1190040 | BOSTON PUBLIC HEALTH COMMISSION |  | LONG IS | BOSTON HARBOR | BOSTON | MA | 021220000 | LONG ISLAND CAMPUS | P.O. BOX 220648 | BOSTON | MA | 021220000 | Y | STATE | SM80-R | BOSTON PUBLIC HEALTH COMMISSION | 6175342500 | dlynch@bphc.org | STEVE | O BRIEN | 6175342500 | SOBrien@bphc.org | DONALD | LYNCH | 6175342500 | dlynch@bphc.org | 17 | MOTOR POOL BLRS - BURNHAM PV904450P - #2 OIL-0.3S | 2 | BOILER | BURNHAM | PV90450P | 2006-01-18 | 2011 | 1.176 | 1 | #2 FUEL OIL | NO.2 | 58 | Distillate Oil (No. 2) | 0.3 | 0.24 | 22 | E3GAL | 3071.2 | OK | N | 12 | 7 | 30 | 12 | 7 | 4
1190054 | NORTHEASTERN UNIVERSITY |  | 360 HUNTINGTON AVE |  | BOSTON | MA | 021150000 | 140 CN | 360 HUNTINGTON AVENUE | BOSTON | MA | 021150000 | N | PRIVATE | OP3 | NORTHEASTERN UNIVERSITY | 6173737902 | b.moghaddam@neu.edu | SAMUEL | SOLOMON | 6173732597 | sa.solomon@neu.edu | BESHAD | MOGHADDAM | 6173737902 | b.moghaddam@neu.edu | 1 | BOILER #1-CLEAVER BROOKS |  | BOILER | CLEAVER - BROOKS | CB.600 - 500 | 1985-08-01 | 2011 | 21 | 1 | BOILER 1-CLEAVER BROOKS CB600-500 NO. 2 OIL | NO.2 | 58 | Distillate Oil (No. 2) | 0.05 | 4 | 0.106 | E3GAL | 14.7976 | OK | Y | 24 | 7 | 52 | 24 | 7 | 22
1190054 | NORTHEASTERN UNIVERSITY |  | 360 HUNTINGTON AVE |  | BOSTON | MA | 021150000 | 140 CN | 360 HUNTINGTON AVENUE | BOSTON | MA | 021150000 | N | PRIVATE | OP3 | NORTHEASTERN UNIVERSITY | 6173737902 | b.moghaddam@neu.edu | SAMUEL | SOLOMON | 6173732597 | sa.solomon@neu.edu | BESHAD | MOGHADDAM | 6173737902 | b.moghaddam@neu.edu | 2 | BOILER 2-JOHNSON |  | BOILER | JOHNSON | PFTA-800-3H-150 | 1993-08-01 | 2011 | 32 | 1 | NO. 2 OIL | NO.2 | 58 | Distillate Oil (No. 2) | 0.05 | 4 | 0.04 | E3GAL | 5.584 | OK | Y | 24 | 7 | 52 | 24 | 7 | 22
1190054 | NORTHEASTERN UNIVERSITY |  | 360 HUNTINGTON AVE |  | BOSTON | MA | 021150000 | 140 CN | 360 HUNTINGTON AVENUE | BOSTON | MA | 021150000 | N | PRIVATE | OP3 | NORTHEASTERN UNIVERSITY | 6173737902 | b.moghaddam@neu.edu | SAMUEL | SOLOMON | 6173732597 | sa.solomon@neu.edu | BESHAD | MOGHADDAM | 6173737902 | b.moghaddam@neu.edu | 3 | BOILER #3-JOHNSON |  | BOILER | JOHNSON | PFTA-800-3H-150 | 1993-08-01 | 2011 | 32 | 1 | NO. 2 OIL | NO.2 | 58 | Distillate Oil (No. 2) | 0.05 | 4 | 0.769 | E3GAL | 107.3524 | OK | Y | 24 | 7 | 52 | 24 | 7 | 22
1190054 | NORTHEASTERN UNIVERSITY |  | 360 HUNTINGTON AVE |  | BOSTON | MA | 021150000 | 140 CN | 360 HUNTINGTON AVENUE | BOSTON | MA | 021150000 | N | PRIVATE | OP3 | NORTHEASTERN UNIVERSITY | 6173737902 | b.moghaddam@neu.edu | SAMUEL | SOLOMON | 6173732597 | sa.solomon@neu.edu | BESHAD | MOGHADDAM | 6173737902 | b.moghaddam@neu.edu | 4 | BOILER #4-JOHNSON |  | BOILER | JOHNSTON | PPTA-1000-4G-150S | 1992-10-01 | 2011 | 42 | 1 | NO. 2 OIL | NO.2 | 58 | Distillate Oil (No. 2) | 0.05 | 4 | 0.778 | E3GAL | 108.6088 | OK | Y | 24 | 7 | 52 | 24 | 7 | 22
1190054 | NORTHEASTERN UNIVERSITY |  | 360 HUNTINGTON AVE |  | BOSTON | MA | 021150000 | 140 CN | 360 HUNTINGTON AVENUE | BOSTON | MA | 021150000 | N | PRIVATE | OP3 | NORTHEASTERN UNIVERSITY | 6173737902 | b.moghaddam@neu.edu | SAMUEL | SOLOMON | 6173732597 | sa.solomon@neu.edu | BESHAD | MOGHADDAM | 6173737902 | b.moghaddam@neu.edu | 5 | BOILER #5-JOHNSON |  | BOILER | JOHNSTON | PPTA-1000-4G-150S | 1992-10-01 | 2011 | 42 | 1 | NO. 2 OIL | NO.2 | 58 | Distillate Oil (No. 2) | 0.05 | 4 | 0.079 | E3GAL | 11.0284 | OK | Y | 24 | 7 | 52 | 24 | 7 | 22
1190054 | NORTHEASTERN UNIVERSITY |  | 360 HUNTINGTON AVE |  | BOSTON | MA | 021150000 | 140 CN | 360 HUNTINGTON AVENUE | BOSTON | MA | 021150000 | N | PRIVATE | OP3 | NORTHEASTERN UNIVERSITY | 6173737902 | b.moghaddam@neu.edu | SAMUEL | SOLOMON | 6173732597 | sa.solomon@neu.edu | BESHAD | MOGHADDAM | 6173737902 | b.moghaddam@neu.edu | 6 | BOILER #6- HURST |  | BOILER | HURST | S5000-150-10 | 2004-12-01 | 2011 | 42 | 1 | NO 2 ULTRA LOW SULFUR DIESEL | NO.2 | 58 | Distillate Oil (No. 2) | 0.0015 | 4 | 0.359 | E3GAL | 50.1164 | OK | Y | 24 | 7 | 52 | 24 | 7 | 22
1190054 | NORTHEASTERN UNIVERSITY |  | 360 HUNTINGTON AVE |  | BOSTON | MA | 021150000 | 140 CN | 360 HUNTINGTON AVENUE | BOSTON | MA | 021150000 | N | PRIVATE | OP3 | NORTHEASTERN UNIVERSITY | 6173737902 | b.moghaddam@neu.edu | SAMUEL | SOLOMON | 6173732597 | sa.solomon@neu.edu | BESHAD | MOGHADDAM | 6173737902 | b.moghaddam@neu.edu | 13 | BOILER 1 @ WHITE HALL |  | BOILER | BUDERUS | LOGANO GE615 | 2004-06-01 | 2011 | 3.031 | 2 | #2 FUEL OIL | NO.2 | 58 | Distillate Oil (No. 2) | 0.3 | 4 | 0 | E3GAL | 0 | OK | N | 24 | 7 | 32 | 24 | 7 | 2
1190054 | NORTHEASTERN UNIVERSITY |  | 360 HUNTINGTON AVE |  | BOSTON | MA | 021150000 | 140 CN | 360 HUNTINGTON AVENUE | BOSTON | MA | 021150000 | N | PRIVATE | OP3 | NORTHEASTERN UNIVERSITY | 6173737902 | b.moghaddam@neu.edu | SAMUEL | SOLOMON | 6173732597 | sa.solomon@neu.edu | BESHAD | MOGHADDAM | 6173737902 | b.moghaddam@neu.edu | 14 | BOILER 2 @ WHITE HALL |  | BOILER | BUDERUS | LOGANO GE615 | 2004-06-01 | 2011 | 3.031 | 2 | #2 FUEL OIL | NO.2 | 58 | Distillate Oil (No. 2) | 0.3 | 4 | 0 | E3GAL | 0 | OK | N | 24 | 7 | 32 | 24 | 7 | 2
1190054 | NORTHEASTERN UNIVERSITY |  | 360 HUNTINGTON AVE |  | BOSTON | MA | 021150000 | 140 CN | 360 HUNTINGTON AVENUE | BOSTON | MA | 021150000 | N | PRIVATE | OP3 | NORTHEASTERN UNIVERSITY | 6173737902 | b.moghaddam@neu.edu | SAMUEL | SOLOMON | 6173732597 | sa.solomon@neu.edu | BESHAD | MOGHADDAM | 6173737902 | b.moghaddam@neu.edu | 22 | BOILER 1 @ BURSTEIN HALL |  | BOILER | WEIL MCLAIN | H-1088-WS | 1986-06-01 | 2011 | 3.2 | 1 | LOW SULFUR DIESEL | NO.2 | 58 | Distillate Oil (No. 2) | 0.3 | 0.1 | 0 | E3GAL | 0 | OK | N | 24 | 7 | 32 | 24 | 7 | 2
1190054 | NORTHEASTERN UNIVERSITY |  | 360 HUNTINGTON AVE |  | BOSTON | MA | 021150000 | 140 CN | 360 HUNTINGTON AVENUE | BOSTON | MA | 021150000 | N | PRIVATE | OP3 | NORTHEASTERN UNIVERSITY | 6173737902 | b.moghaddam@neu.edu | SAMUEL | SOLOMON | 6173732597 | sa.solomon@neu.edu | BESHAD | MOGHADDAM | 6173737902 | b.moghaddam@neu.edu | 23 | BOILER 2 @ BURSTEIN HALL |  | BOILER | WEIL MCLAIN | HR-1492-SF | 1970-06-01 | 2011 | 4.6506 | 1 | NO. 2 FUEL OIL | NO.2 | 58 | Distillate Oil (No. 2) | 0.3 | 4 | 0 | E3GAL | 0 | OK | N | 24 | 7 | 32 | 24 | 7 | 2
1190054 | NORTHEASTERN UNIVERSITY |  | 360 HUNTINGTON AVE |  | BOSTON | MA | 021150000 | 140 CN | 360 HUNTINGTON AVENUE | BOSTON | MA | 021150000 | N | PRIVATE | OP3 | NORTHEASTERN UNIVERSITY | 6173737902 | b.moghaddam@neu.edu | SAMUEL | SOLOMON | 6173732597 | sa.solomon@neu.edu | BESHAD | MOGHADDAM | 6173737902 | b.moghaddam@neu.edu | 24 | BOILER @ 116 ST. STEPHEN ST. |  | BOILER | WEIL MCLAIN | 2094 | 1970-06-01 | 2011 | 6.9 | 2 | #2 FUEL OIL | NO.2 | 58 | Distillate Oil (No. 2) | 0.3 | 4 | 0 | E3GAL | 0 | OK | N | 24 | 7 | 32 | 24 | 7 | 2
1190054 | NORTHEASTERN UNIVERSITY |  | 360 HUNTINGTON AVE |  | BOSTON | MA | 021150000 | 140 CN | 360 HUNTINGTON AVENUE | BOSTON | MA | 021150000 | N | PRIVATE | OP3 | NORTHEASTERN UNIVERSITY | 6173737902 | b.moghaddam@neu.edu | SAMUEL | SOLOMON | 6173732597 | sa.solomon@neu.edu | BESHAD | MOGHADDAM | 6173737902 | b.moghaddam@neu.edu | 25 | BOILER @ 106 ST. STEPHEN ST. |  | BOILER | WEIL MCLAIN | H-1094-SW | 1970-06-01 | 2011 | 3.247 | 2 | #2 FUEL OIL | NO.2 | 58 | Distillate Oil (No. 2) | 0.3 | 4 | 0 | E3GAL | 0 | OK | N | 24 | 1 | 1 | 0 | 0 | 0
1190054 | NORTHEASTERN UNIVERSITY |  | 360 HUNTINGTON AVE |  | BOSTON | MA | 021150000 | 140 CN | 360 HUNTINGTON AVENUE | BOSTON | MA | 021150000 | N | PRIVATE | OP3 | NORTHEASTERN UNIVERSITY | 6173737902 | b.moghaddam@neu.edu | SAMUEL | SOLOMON | 6173732597 | sa.solomon@neu.edu | BESHAD | MOGHADDAM | 6173737902 | b.moghaddam@neu.edu | 29 | BOILER: 337 HUNTINGTON AVENUE |  | BOILER | WEIL MCLAIN | HR-1292-SN | 1970-06-01 | 2011 | 3.6 | 1 | #2 FUEL OIL | NO.2 | 58 | Distillate Oil (No. 2) | 0.3 | 4 | 22.2 | E3GAL | 3099.12 | OK | N | 24 | 7 | 32 | 24 | 7 | 2
1190054 | NORTHEASTERN UNIVERSITY |  | 360 HUNTINGTON AVE |  | BOSTON | MA | 021150000 | 140 CN | 360 HUNTINGTON AVENUE | BOSTON | MA | 021150000 | N | PRIVATE | OP3 | NORTHEASTERN UNIVERSITY | 6173737902 | b.moghaddam@neu.edu | SAMUEL | SOLOMON | 6173732597 | sa.solomon@neu.edu | BESHAD | MOGHADDAM | 6173737902 | b.moghaddam@neu.edu | 30 | BOILER @ 716 COLUMBUS AVENUE |  | BOILER | WEIL MCLAIN | H-1488-WS | 1985-06-01 | 2011 | 4.2 | 1 | #2 FUEL OIL | NO.2 | 58 | Distillate Oil (No. 2) | 0.3 | 4 | 0.501 | E3GAL | 69.9396 | OK | N | 24 | 7 | 4 | 0 | 0 | 0
1190054 | NORTHEASTERN UNIVERSITY |  | 360 HUNTINGTON AVE |  | BOSTON | MA | 021150000 | 140 CN | 360 HUNTINGTON AVENUE | BOSTON | MA | 021150000 | N | PRIVATE | OP3 | NORTHEASTERN UNIVERSITY | 6173737902 | b.moghaddam@neu.edu | SAMUEL | SOLOMON | 6173732597 | sa.solomon@neu.edu | BESHAD | MOGHADDAM | 6173737902 | b.moghaddam@neu.edu | 31 | BOILER @ 716 COLUMBUS PLACE |  | BOILER | WEIL MCLAIN | H-1488-WS | 1985-06-01 | 2011 | 4.2 | 1 | #2 FUEL OIL | NO.2 | 58 | Distillate Oil (No. 2) | 0.3 | 4 | 0.501 | E3GAL | 69.9396 | OK | N | 24 | 7 | 4 | 0 | 0 | 0
1190054 | NORTHEASTERN UNIVERSITY |  | 360 HUNTINGTON AVE |  | BOSTON | MA | 021150000 | 140 CN | 360 HUNTINGTON AVENUE | BOSTON | MA | 021150000 | N | PRIVATE | OP3 | NORTHEASTERN UNIVERSITY | 6173737902 | b.moghaddam@neu.edu | SAMUEL | SOLOMON | 6173732597 | sa.solomon@neu.edu | BESHAD | MOGHADDAM | 6173737902 | b.moghaddam@neu.edu | 54 | SMALL OIL-FIRED BOILERS - COMBINED | 6 | BOILER | VARIOUS - COMBINED UNIT | VARIOUS - COMBINED UNIT | 1995-01-01 | 2011 | 6.359 | 1 | #2 FUEL OIL | NO.2 | 58 | Distillate Oil (No. 2) | 0.0015 | 4 | 17.1 | E3GAL | 2387.16 | OK | N | 24 | 7 | 26 | 24 | 7 | 4
1190054 | NORTHEASTERN UNIVERSITY |  | 360 HUNTINGTON AVE |  | BOSTON | MA | 021150000 | 140 CN | 360 HUNTINGTON AVENUE | BOSTON | MA | 021150000 | N | PRIVATE | OP3 | NORTHEASTERN UNIVERSITY | 6173737902 | b.moghaddam@neu.edu | SAMUEL | SOLOMON | 6173732597 | sa.solomon@neu.edu | BESHAD | MOGHADDAM | 6173737902 | b.moghaddam@neu.edu | 57 | SMALL OIL-FIRED WATER HEATERS - COMBINED |  | BOILER | VARIOUS - COMBINED UNIT | VARIOUS - COMBINED UNIT | 2005-01-01 | 2011 | 2 | 1 | #2 FUEL OIL | NO.2 | 58 | Distillate Oil (No. 2) | 0.0015 | 4 | 0 | E3GAL | 0 | OK | Y | 24 | 7 | 52 | 24 | 7 | 22
1190054 | NORTHEASTERN UNIVERSITY |  | 360 HUNTINGTON AVE |  | BOSTON | MA | 021150000 | 140 CN | 360 HUNTINGTON AVENUE | BOSTON | MA | 021150000 | N | PRIVATE | OP3 | NORTHEASTERN UNIVERSITY | 6173737902 | b.moghaddam@neu.edu | SAMUEL | SOLOMON | 6173732597 | sa.solomon@neu.edu | BESHAD | MOGHADDAM | 6173737902 | b.moghaddam@neu.edu | 59 | LOW PRESSURE BOILER (1) @ 140 THE FENWAY |  | BOILER | BURNHAM | 3L175LBSPL | 1975-12-15 | 2011 | 8.4 | 1 | NO.2 FUEL OIL | NO.2 | 58 | Distillate Oil (No. 2) | 0.3 | 4 | 18.45 | E3GAL | 2575.62 | OK | Y | 24 | 7 | 52 | 24 | 7 | 22
1190054 | NORTHEASTERN UNIVERSITY |  | 360 HUNTINGTON AVE |  | BOSTON | MA | 021150000 | 140 CN | 360 HUNTINGTON AVENUE | BOSTON | MA | 021150000 | N | PRIVATE | OP3 | NORTHEASTERN UNIVERSITY | 6173737902 | b.moghaddam@neu.edu | SAMUEL | SOLOMON | 6173732597 | sa.solomon@neu.edu | BESHAD | MOGHADDAM | 6173737902 | b.moghaddam@neu.edu | 60 | LOW PRESSURE BOILER (2) @ 140 THE FENWAY |  | BOILER | BURNHAM | 3L175LBSPL | 1975-12-15 | 2011 | 8.4 | 1 | NO. 2 FUEL OIL | NO.2 | 58 | Distillate Oil (No. 2) | 0.3 | 4 | 18.45 | E3GAL | 2575.62 | OK | Y | 24 | 7 | 52 | 24 | 7 | 22
1190059 | ST ELIZABETHS MEDICAL CENTER |  | 736 CAMBRIDGE ST |  | BOSTON | MA | 021350000 | 500 BOYLSTON ST |  | BOSTON | MA | 021160000 | N | PRIVATE | SM79-7 | CARITAS SAINT ELIZABETHS MEDICAL CENTER | 6177892055 | Michael.Tabeek@caritaschristi.org | MICHAEL | TABEEK | 6177892088 | Michael.Tabeek@caritaschristi.org | MICHAEL | TABEEK | 6177892490 | Michael.Tabeek@caritaschristi.org | 7 | BOILER #7-H.B.SMITH CRND-05 SERIES 28A-6 #2 OIL |  | BOILER | H.B.SMITH | SERIES 28 | 1990-01-01 | 2011 | 2.3 | 1 | BOILER #7-H.B.SMITH CRND605 #2 OIL-0.0015S | NO.2 | 58 | Distillate Oil (No. 2) | 0.0015 | 0 | 8.43 | E3GAL | 1176.828 | OK | N | 8 | 7 | 20 | 0 | 0 | 0
1190059 | ST ELIZABETHS MEDICAL CENTER |  | 736 CAMBRIDGE ST |  | BOSTON | MA | 021350000 | 500 BOYLSTON ST |  | BOSTON | MA | 021160000 | N | PRIVATE | SM79-7 | CARITAS SAINT ELIZABETHS MEDICAL CENTER | 6177892055 | Michael.Tabeek@caritaschristi.org | MICHAEL | TABEEK | 6177892088 | Michael.Tabeek@caritaschristi.org | MICHAEL | TABEEK | 6177892490 | Michael.Tabeek@caritaschristi.org | 8 | BOILER #8-H.B.SMITH CRND SERIES 28A-6 #2 OIL |  | BOILER | H.B.SMITH CRND | SERIES 28A-6 | 1990-01-01 | 2011 | 2.3 | 1 | BOILER #8-H.B.SMITH CRND605 #2 OIL 0.0015S | NO.2 | 58 | Distillate Oil (No. 2) | 0.0015 | 0.1 | 8.43 | E3GAL | 1176.828 | OK | N | 8 | 7 | 20 | 0 | 0 | 0
1190059 | ST ELIZABETHS MEDICAL CENTER |  | 736 CAMBRIDGE ST |  | BOSTON | MA | 021350000 | 500 BOYLSTON ST |  | BOSTON | MA | 021160000 | N | PRIVATE | SM79-7 | CARITAS SAINT ELIZABETHS MEDICAL CENTER | 6177892055 | Michael.Tabeek@caritaschristi.org | MICHAEL | TABEEK | 6177892088 | Michael.Tabeek@caritaschristi.org | MICHAEL | TABEEK | 6177892490 | Michael.Tabeek@caritaschristi.org | 23 | BOILER #9-CLEAVER-BROOKS CB-200-600 DUAL FUEL |  | BOILER | CLEAVER-BROOKS | CB-200-600 DUAL FUEL | 1999-06-01 | 2011 | 25 | 1 | BOILER #9-CLEAVER BROOKS CB-200-600 #2 OIL 0.0015 | NO.2 | 58 | Distillate Oil (No. 2) | 0.05 | 0 | 0.17 | E3GAL | 23.732 | OK | N | 1 | 2 | 20 | 1 | 2 | 20
1190059 | ST ELIZABETHS MEDICAL CENTER |  | 736 CAMBRIDGE ST |  | BOSTON | MA | 021350000 | 500 BOYLSTON ST |  | BOSTON | MA | 021160000 | N | PRIVATE | SM79-7 | CARITAS SAINT ELIZABETHS MEDICAL CENTER | 6177892055 | Michael.Tabeek@caritaschristi.org | MICHAEL | TABEEK | 6177892088 | Michael.Tabeek@caritaschristi.org | MICHAEL | TABEEK | 6177892490 | Michael.Tabeek@caritaschristi.org | 24 | BOILER #10-CLEAVER BROOKS CB-200-600 DUAL FUEL |  | BOILER | CLVR BRKS | CB-200-600 | 1999-06-01 | 2011 | 25 | 1 | BOILER #10-CLVR BRKS CB-200-600 #2 OIL 0.0015S | NO.2 | 58 | Distillate Oil (No. 2) | 0.0015 | 0 | 0.17 | E3GAL | 23.732 | OK | N | 1 | 2 | 20 | 1 | 2 | 20
1190059 | ST ELIZABETHS MEDICAL CENTER |  | 736 CAMBRIDGE ST |  | BOSTON | MA | 021350000 | 500 BOYLSTON ST |  | BOSTON | MA | 021160000 | N | PRIVATE | SM79-7 | CARITAS SAINT ELIZABETHS MEDICAL CENTER | 6177892055 | Michael.Tabeek@caritaschristi.org | MICHAEL | TABEEK | 6177892088 | Michael.Tabeek@caritaschristi.org | MICHAEL | TABEEK | 6177892490 | Michael.Tabeek@caritaschristi.org | 25 | BOILER #11-CLVR BRKS CB-200-600 DUAL FUEL |  | BOILER | CLVR BRKS | CB-200-600 | 1999-06-01 | 2011 | 25 | 1 | BOILER #11-CLVR BRKS CB-200-600 #2 OIL 0.0015S | NO.2 | 58 | Distillate Oil (No. 2) | 0.0015 | 0 | 0.17 | E3GAL | 23.732 | OK | N | 1 | 2 | 20 | 2 | 2 | 20
1190068 | BRIGHTON MARINE HEALTH |  | 77 WARREN ST |  | BOSTON | MA | 021350000 | 77 WARREN STREET |  | BOSTON | MA | 021350000 | N | PRIVATE | NM50 | BRIGHTON MARINE HEALTH CENTER | 6175625222 | arthurberg@brimarine.org | ARTHUR | BERG | 6175625224 | arthurberg@brimarine.org | ARTHUR | BERG | 6175625224 | arthurberg@brimarine.org | 1 | CLEAVER BROOKS 6.3 MMBTU BOILER - BUILDING 10 |  | BOILER | CLEAVER BROOKS | CB100-150 | 1981-08-14 | 2011 | 6.27 | 1 | FUEL OIL (NO.2) | NO.2 | 58 | Distillate Oil (No. 2) | 0.164 |  | 17.1 | E3GAL | 2387.16 | OK | N | 24 | 7 | 26 | 0 | 0 | 0
1190068 | BRIGHTON MARINE HEALTH |  | 77 WARREN ST |  | BOSTON | MA | 021350000 | 77 WARREN STREET |  | BOSTON | MA | 021350000 | N | PRIVATE | NM50 | BRIGHTON MARINE HEALTH CENTER | 6175625222 | arthurberg@brimarine.org | ARTHUR | BERG | 6175625224 | arthurberg@brimarine.org | ARTHUR | BERG | 6175625224 | arthurberg@brimarine.org | 2 | CLEAVER BROOKS 14.6 MMBTU BOILER - BUILDING 10 |  | BOILER | CLEAVER BROOKS | CB600-350 | 1975-08-19 | 2011 | 14.645 | 1 | FUEL OIL (NO.2) | NO.2 | 58 | Distillate Oil (No. 2) | 0.164 |  | 39.89 | E3GAL | 5568.644 | OK | N | 24 | 7 | 26 | 0 | 0 | 0
1190068 | BRIGHTON MARINE HEALTH |  | 77 WARREN ST |  | BOSTON | MA | 021350000 | 77 WARREN STREET |  | BOSTON | MA | 021350000 | N | PRIVATE | NM50 | BRIGHTON MARINE HEALTH CENTER | 6175625222 | arthurberg@brimarine.org | ARTHUR | BERG | 6175625224 | arthurberg@brimarine.org | ARTHUR | BERG | 6175625224 | arthurberg@brimarine.org | 5 | BOILER - BUILDING 3 |  | BOILER | EAFCO, INC. | ECO5 | 1985-01-01 | 2011 | 0.14 | 1 | DIESEL FUEL OIL (NO. 2) | NO.2 | 58 | Distillate Oil (No. 2) | 0.164 |  | 1.63 | E3GAL | 227.548 | OK | N | 24 | 7 | 26 | 0 | 0 | 0
1190068 | BRIGHTON MARINE HEALTH |  | 77 WARREN ST |  | BOSTON | MA | 021350000 | 77 WARREN STREET |  | BOSTON | MA | 021350000 | N | PRIVATE | NM50 | BRIGHTON MARINE HEALTH CENTER | 6175625222 | arthurberg@brimarine.org | ARTHUR | BERG | 6175625224 | arthurberg@brimarine.org | ARTHUR | BERG | 6175625224 | arthurberg@brimarine.org | 6 | BOILER - BUILDING 4 |  | BOILER | WEIL MCLAIN | A/B-WTGO-7 | 1985-01-01 | 2011 | 0.24 | 1 | DIESEL FUEL OIL (NO. 2) | NO.2 | 58 | Distillate Oil (No. 2) | 0.164 |  | 1.86 | E3GAL | 259.656 | OK | N | 24 | 7 | 26 | 0 | 0 | 0
1190068 | BRIGHTON MARINE HEALTH |  | 77 WARREN ST |  | BOSTON | MA | 021350000 | 77 WARREN STREET |  | BOSTON | MA | 021350000 | N | PRIVATE | NM50 | BRIGHTON MARINE HEALTH CENTER | 6175625222 | arthurberg@brimarine.org | ARTHUR | BERG | 6175625224 | arthurberg@brimarine.org | ARTHUR | BERG | 6175625224 | arthurberg@brimarine.org | 7 | BOILER - BUILDING 5 |  | BOILER | WEIL MCLAIN | WGO-6 | 1985-01-01 | 2011 | 0.21 | 1 | DIESEL FUEL OIL (NO. 2) | NO.2 | 58 | Distillate Oil (No. 2) | 0.164 |  | 2.75 | E3GAL | 383.9 | OK | N | 24 | 7 | 26 | 0 | 0 | 0
1190068 | BRIGHTON MARINE HEALTH |  | 77 WARREN ST |  | BOSTON | MA | 021350000 | 77 WARREN STREET |  | BOSTON | MA | 021350000 | N | PRIVATE | NM50 | BRIGHTON MARINE HEALTH CENTER | 6175625222 | arthurberg@brimarine.org | ARTHUR | BERG | 6175625224 | arthurberg@brimarine.org | ARTHUR | BERG | 6175625224 | arthurberg@brimarine.org | 8 | BOILER - BUILDING 7 |  | BOILER | EAFCO, INC. | ECO5 | 1985-01-01 | 2011 | 0.14 | 1 | DIESEL FUEL OIL (NO. 2) | NO.2 | 58 | Distillate Oil (No. 2) | 0.164 |  | 1.68 | E3GAL | 234.528 | OK | N | 24 | 7 | 26 | 0 | 0 | 0
1190070 | LEMUEL SHATTUCK HOSPITAL |  | 170 MORTON ST |  | BOSTON | MA | 021300000 | 170 MORTON ST |  | BOSTON | MA | 021300000 | Y | STATE | SM50 | LEMUEL SHATTUCK HOSPITAL | 6175228110 | ron.macintyre@state.ma.us | RONALD | MACINTYRE | 6179713292 | ron.macintyre@state.ma.us | RONALD | MACINTYRE | 6179713292 | ron.macintyre@state.ma.us | 1 | BOILER #1-CLEAVER BROOKS DUAL FUEL |  | BOILER | CLEVER BROOKS | CB-800-GO-LE | 2002-07-09 | 2009 | 32 | 1 | BOILER #1-CLEAVER BROOKS #CB200800150 #2 OIL@0.3S | NO.2 | 58 | Distillate Oil (No. 2) | 0.3 |  | 0 | E3GAL | 0 | OK | N | 24 | 7 | 48 | 24 | 7 | 16
1190070 | LEMUEL SHATTUCK HOSPITAL |  | 170 MORTON ST |  | BOSTON | MA | 021300000 | 170 MORTON ST |  | BOSTON | MA | 021300000 | Y | STATE | SM50 | LEMUEL SHATTUCK HOSPITAL | 6175228110 | ron.macintyre@state.ma.us | RONALD | MACINTYRE | 6179713292 | ron.macintyre@state.ma.us | RONALD | MACINTYRE | 6179713292 | ron.macintyre@state.ma.us | 2 | BOILER #2-CLEAVER BROOKS #CB200800150 DUAL FUEL |  | BOILER | CLEVER BROOKS | CB-800-GO-LE | 2002-08-09 | 2009 | 32 | 1 | BOILER #2-CLEAVER BROOKS #CB200800150 #2 OIL@0.3S | NO.2 | 58 | Distillate Oil (No. 2) | 0.3 | 0.1 | 0 | E3GAL | 0 | OK | N | 24 | 7 | 48 | 24 | 7 | 16
1190070 | LEMUEL SHATTUCK HOSPITAL |  | 170 MORTON ST |  | BOSTON | MA | 021300000 | 170 MORTON ST |  | BOSTON | MA | 021300000 | Y | STATE | SM50 | LEMUEL SHATTUCK HOSPITAL | 6175228110 | ron.macintyre@state.ma.us | RONALD | MACINTYRE | 6179713292 | ron.macintyre@state.ma.us | RONALD | MACINTYRE | 6179713292 | ron.macintyre@state.ma.us | 12 | BOILER #3-BURNHAM 3P200-50-GO-WEB #2 OIL-0.3S |  | BOILER | BURHAM | 3P-200-50-GO-WEB | 1995-06-01 | 2009 | 8 | 1 | BOILER #3-BURNHAM #3P20050GOWEB #2 OIL 0.3S | NO.2 | 58 | Distillate Oil (No. 2) | 0.3 |  | 0 | E3GAL | 0 | OK | N | 24 | 7 | 16 | 24 | 7 | 12
1190081 | KINDRED HOSPITAL BRAINTREE LLC |  | 2001 WASHINGTON ST |  | BRAINTREE | MA | 021840000 | 2001 WASHINGTON ST |  | BRAINTREE | MA | 021840000 | N | PRIVATE | SM79-R | NORTHEAST SPECIALTY HOSPITAL | 7818482600 | Patrick.Gunderson@kindredhealthcare.com | ROBERT | GUNDERSON | 7818482600 | Robert.Gunderson@Kindredhealthcare.com | DICK | WATT | 7812978640 | RichardF.Watt@kindredhealthcare.com | 1 | BOILER #1-CLEAVER BROOKS #600-350HP |  | BOILER | CLEAVER BROOKS | #600 | 1975-12-01 | 2011 | 20 | 1 | BOILER #1-CLEAVER BROOKS #600-350 | NO.2 | 58 | Distillate Oil (No. 2) | 0.3 |  | 0 | E3GAL | 0 | OK | N | 12 | 7 | 52 | 12 | 7 | 22
1190081 | KINDRED HOSPITAL BRAINTREE LLC |  | 2001 WASHINGTON ST |  | BRAINTREE | MA | 021840000 | 2001 WASHINGTON ST |  | BRAINTREE | MA | 021840000 | N | PRIVATE | SM79-R | NORTHEAST SPECIALTY HOSPITAL | 7818482600 | Patrick.Gunderson@kindredhealthcare.com | ROBERT | GUNDERSON | 7818482600 | Robert.Gunderson@Kindredhealthcare.com | DICK | WATT | 7812978640 | RichardF.Watt@kindredhealthcare.com | 2 | BOILER #2-CLEAVER BROOKS #600-350HP |  | BOILER | CLEAVER BROOKS | CB 400 350 | 1975-10-01 | 2011 | 15 | 1 | BOILER #2-CLEAVER BROOKS #600-350 | NO.2 | 58 | Distillate Oil (No. 2) | 0.3 | 0 | 0 | E3GAL | 0 | OK | N | 12 | 7 | 52 | 4 | 7 | 22
1190083 | US COAST GUARD |  | 427 COMMERCIAL ST |  | BOSTON | MA | 021090000 | 427 COMMERCIAL ST |  | BOSTON | MA | 021090000 | N | FEDERAL | SM25 | US COAST GUARD BASE BOSTON | 6172233336 | Not@applicable.com | TIMOTHY | HEITSCH | 6172233336 | Timothy.J.Heitsch@uscg.mil | KEITH | GIROUARD | 6172233387 | keith.girouard@uscg.mil | 3 | BOILER #3 - CLEAVER BROOKS 3.347 MMBTU DUAL FUEL |  | BOILER | CLEAVER BROOKS | CB200-80 | 1990-05-23 | 2011 | 3 | 2 | #2 HEATING OIL | NO.2 | 58 | Distillate Oil (No. 2) | 0.03 | 0 | 0 | E3GAL | 0 | OK | N | 24 | 7 | 32 | 24 | 7 | 14
1190083 | US COAST GUARD |  | 427 COMMERCIAL ST |  | BOSTON | MA | 021090000 | 427 COMMERCIAL ST |  | BOSTON | MA | 021090000 | N | FEDERAL | SM25 | US COAST GUARD BASE BOSTON | 6172233336 | Not@applicable.com | TIMOTHY | HEITSCH | 6172233336 | Timothy.J.Heitsch@uscg.mil | KEITH | GIROUARD | 6172233387 | keith.girouard@uscg.mil | 4 | BOILER #4 - CLEAVER BROOKS 3.347 MMBTU DUAL FUEL |  | BOILER | CLEAVER BROOKS | CB200-80 | 1990-05-23 | 2011 | 3 | 2 | #2 HEATING OIL | NO.2 | 58 | Distillate Oil (No. 2) | 0.03 | 0 | 0 | E3GAL | 0 | OK | N | 24 | 7 | 32 | 24 | 7 | 14
1190083 | US COAST GUARD |  | 427 COMMERCIAL ST |  | BOSTON | MA | 021090000 | 427 COMMERCIAL ST |  | BOSTON | MA | 021090000 | N | FEDERAL | SM25 | US COAST GUARD BASE BOSTON | 6172233336 | Not@applicable.com | TIMOTHY | HEITSCH | 6172233336 | Timothy.J.Heitsch@uscg.mil | KEITH | GIROUARD | 6172233387 | keith.girouard@uscg.mil | 20 | BOILER #1 - BURNHAM BLDG #8 4.186 MMBTU DUAL FUEL |  | BOILER | BURNHAM | V1117 | 2003-02-01 | 2011 | 4 | 2 | #2 HEATING OIL | NO.2 | 58 | Distillate Oil (No. 2) | 0.03 | 0 | 0 | E3GAL | 0 | OK | N | 24 | 7 | 32 | 24 | 7 | 14
1190086 | SIMMONS COLLEGE |  | 84 PILGRIM RD |  | BOSTON | MA | 021150000 | 300 THE FENWAY | FACILITIES DEPARTMENT | BOSTON | MA | 021150000 | N | PRIVATE | SM25 | SIMMONS COLLEGE | 6175212243 | Steven.Gusmini@simmons.edu | STEVEN | GUSMINI | 6175212243 | Steven.Gusmini@simmons.edu | STEVEN | GUSMINI | 6175212243 | Steven.Gusmini@simmons.edu | 4 | CLEAVER BROOKS CBLE 200-350 NATURAL GAS |  | BOILER | CLEAVER BROOKS | CBLE 200 350 | 1998-09-11 | 2010 | 14 | 3 | DISTILLATE FUEL OIL: #2 | NO.2 | 58 | Distillate Oil (No. 2) | 0.3 |  | 0 | E3GAL | 0 | OK | N | 24 | 7 | 52 | 8 | 7 | 7
1190086 | SIMMONS COLLEGE |  | 84 PILGRIM RD |  | BOSTON | MA | 021150000 | 300 THE FENWAY | FACILITIES DEPARTMENT | BOSTON | MA | 021150000 | N | PRIVATE | SM25 | SIMMONS COLLEGE | 6175212243 | Steven.Gusmini@simmons.edu | STEVEN | GUSMINI | 6175212243 | Steven.Gusmini@simmons.edu | STEVEN | GUSMINI | 6175212243 | Steven.Gusmini@simmons.edu | 5 | CLEAVER BROOKS CB-200-350 NATURAL GAS |  | BOILER | CLEAVER BROOKS | CB-200-350 | 1998-08-11 | 2010 | 14 | 3 | DISTILLATE FUEL OIL: #2 | NO.2 | 58 | Distillate Oil (No. 2) | 0.3 |  | 0 | E3GAL | 0 | OK | N | 24 | 7 | 13 | 8 | 7 | 8
1190092 | HARVARD UNIVERSITY |  | 46 BLACKSTONE ST |  | CAMBRIDGE | MA | 021390000 | 46 BLACKSTONE STREET |  | CAMBRIDGE | MA | 021390000 | N | UTILITY | OP8 | THE PRESIDENT AND FELLOWS OF HARVARD COLLEGE/HARVARD UNIVERSITY | 6174952370 | maureen_kotlas@harvard.edu | GORDON | REYNOLDS | 6174961359 | gordon_reynolds@harvard.edu | GORDON | REYNOLDS | 6174961359 | gordon_reynolds@harvard.edu | 8 | BOILER 13 |  | BOILER | B&W | FM-160-70 | 2008-01-18 | 2011 | 210 | 1 | ULSD | NO.2 | 58 | Distillate Oil (No. 2) | 0.003 | 0 | 16.9 | E3GAL | 2359.24 | OK | N | 16 | 7 | 47 | 21 | 7 | 19
1190093 | GENON KENDALL LLC | FKA MIRANT KENDALL LLC | 265 FIRST ST |  | CAMBRIDGE | MA | 021420000 | 265 FIRST ST |  | CAMBRIDGE | MA | 021420000 | N | UTILITY | OP9 | GENON KENDALL LLC | 7173383511 | leo.rajter@genon.com | LEO C. | RAJTER | 7173383511 | leo.rajter@genon.com | VINCENT | DEVITA | 8457868070 | vincent.devita@genon.com | 2 | BOILER #2-BABCOCK WILCOX #RB-56 DUAL FUEL |  | BOILER | BABCOCK AND WILCOX | RB-56 | 1949-06-01 | 2011 | 273 | 1 | BOILER #2-BABCOCK+WILCOX RB-56 #2 OIL-0.3 S | NO.2 | 58 | Distillate Oil (No. 2) | 0.3 | 0.1 | 0 | E3GAL | 0 | OK | N | 22 | 2 | 2 | 22 | 2 | 1
1190107 | SANCTA MARIA NURSING FACILITY |  | 799 CONCORD AVE |  | CAMBRIDGE | MA | 021380000 | 799 CONCORD AVENUE |  | CAMBRIDGE | MA | 021380000 | N | PRIVATE | SM50 | SANCTA MARIA NURSING FACILITY | 6178682200X2800 | npapakyrikos@sanctamaria.org | NICHOLAS | PAPAKYRIKOS | 6178682200 | npapakyrikos@sanctamaria.org | NICHOLAS | PAPAKYRIKOS | 6178682200X2800 | npapakyrikos@sanctamaria.org | 1 | BOILER #1-BURNHAM DUAL FUEL |  | BOILER | BURNHAM | 4FL-675A-45-G0-WEB | 1996-10-03 | 2011 | 6.8 | 1 | BOILER #1-BURNHAM, #2 OIL-0.3S | NO.2 | 58 | Distillate Oil (No. 2) | 0.3 | 0.1 | 0 | E3GAL | 0 | OK | N | 4 | 7 | 52 | 4 | 7 | 20
1190107 | SANCTA MARIA NURSING FACILITY |  | 799 CONCORD AVE |  | CAMBRIDGE | MA | 021380000 | 799 CONCORD AVENUE |  | CAMBRIDGE | MA | 021380000 | N | PRIVATE | SM50 | SANCTA MARIA NURSING FACILITY | 6178682200X2800 | npapakyrikos@sanctamaria.org | NICHOLAS | PAPAKYRIKOS | 6178682200 | npapakyrikos@sanctamaria.org | NICHOLAS | PAPAKYRIKOS | 6178682200X2800 | npapakyrikos@sanctamaria.org | 2 | BOILER #2-BURNHAM DUAL FUEL |  | BOILER | BURNHAM | 4FL-675A-45-G0-WEB | 1996-10-03 | 2011 | 6.8 | 1 | BOILER #2-BURNHAM #2 OIL-0.3S | NO.2 | 58 | Distillate Oil (No. 2) | 0.3 | 0.1 | 0 | E3GAL | 0 | OK | N | 4 | 7 | 52 | 4 | 1 | 20
1190107 | SANCTA MARIA NURSING FACILITY |  | 799 CONCORD AVE |  | CAMBRIDGE | MA | 021380000 | 799 CONCORD AVENUE |  | CAMBRIDGE | MA | 021380000 | N | PRIVATE | SM50 | SANCTA MARIA NURSING FACILITY | 6178682200X2800 | npapakyrikos@sanctamaria.org | NICHOLAS | PAPAKYRIKOS | 6178682200 | npapakyrikos@sanctamaria.org | NICHOLAS | PAPAKYRIKOS | 6178682200X2800 | npapakyrikos@sanctamaria.org | 3 | BOILER #3-BURNHAM DUAL FUEL |  | BOILER | BURNHAM | 4FL-675A-45-G0-WEB | 1996-10-03 | 2011 | 6.8 | 1 | BOILER #3-BURNHAM #2 OIL-0.3S | NO.2 | 58 | Distillate Oil (No. 2) | 0.3 | 0.1 | 0 | E3GAL | 0 | OK | N | 4 | 7 | 52 | 4 | 1 | 20
1190119 | CHELSEA SOLDIERS HOME |  | 91 CREST AVE |  | CHELSEA | MA | 021500000 | 91 CREST AVE |  | CHELSEA | MA | 021500000 | Y | STATE | SM25 | CHELSEA SOLDIERS HOME | 6178845660 | Robert.Maniatis@state.ma.us | ROBERT | MANIATIS | 6178845660 | Robert.Maniatis@state.ma.us | JOSEPH | MARKOWSKI | 6178845660X187 | Joseph.M.Markowski@state.ma.us | 1 | BOILER 1-CLEAVER BROOKS NATURAL GAS NO 2 FUEL OIL |  | BOILER | CLEVER BROOKS | CB 200-400 | 1993-11-01 | 2009 | 17 | 2 | BOILER 1-CB200-400-150 NO 2 DISTILLATE 0.05 SULFUR | NO.2 | 58 | Distillate Oil (No. 2) | 0.05 | 0 | 0 | E3GAL | 0 | OK | N | 24 | 7 | 17 | 24 | 7 | 17
1190119 | CHELSEA SOLDIERS HOME |  | 91 CREST AVE |  | CHELSEA | MA | 021500000 | 91 CREST AVE |  | CHELSEA | MA | 021500000 | Y | STATE | SM25 | CHELSEA SOLDIERS HOME | 6178845660 | Robert.Maniatis@state.ma.us | ROBERT | MANIATIS | 6178845660 | Robert.Maniatis@state.ma.us | JOSEPH | MARKOWSKI | 6178845660X187 | Joseph.M.Markowski@state.ma.us | 2 | BOILER 2-CLEAVER BROOKS NAT GAS NO 2 DISTILLATE |  | BOILER | CLEVER BROOKS | CB200-700 | 1993-11-01 | 2009 | 29 | 2 | BOILER 2- NO. 2 DISTILLATE 0.05 SULFUR | NO.2 | 58 | Distillate Oil (No. 2) | 0.05 | 0 | 0 | E3GAL | 0 | OK | N | 24 | 7 | 35 | 0 | 0 | 0
1190119 | CHELSEA SOLDIERS HOME |  | 91 CREST AVE |  | CHELSEA | MA | 021500000 | 91 CREST AVE |  | CHELSEA | MA | 021500000 | Y | STATE | SM25 | CHELSEA SOLDIERS HOME | 6178845660 | Robert.Maniatis@state.ma.us | ROBERT | MANIATIS | 6178845660 | Robert.Maniatis@state.ma.us | JOSEPH | MARKOWSKI | 6178845660X187 | Joseph.M.Markowski@state.ma.us | 3 | BOILER 3-C B 700 NAT. GAS AND NO. 2 DISTILLATE |  | BOILER | CLEVER BROOKS | CB200-700 | 1993-11-01 | 2009 | 29 | 2 | NO. 2 DISTILLATE FUEL 0.05 SULUR | NO.2 | 58 | Distillate Oil (No. 2) | 0.05 | 0 | 0 | E3GAL | 0 | OK | N | 24 | 7 | 35 | 0 | 0 | 0
1190121 | SOUTHEASTERN CONCRETE INC |  | 611 PLEASANT ST |  | WEYMOUTH | MA | 021900000 | P O BOX 9187 | 100 NORTH WASHINGTON STREET | BOSTON | MA | 021149187 | N | PRIVATE | NM99 | SOUTHEASTERN CONCRETE INC | 6172279000 | ODEMACEDO@BOSTONSAND.COM | LINDA | CHARPENTIER | 6172279000 | LCHARPENTIER@BOSTONSAND.COM | DAVE | ALLEN | 6172279000X1032 | DALLEN@BOSTONSAND.COM | 12 | BOILER #2 CLEAVER BROOKS #2 OIL |  | BOILER | CLEAVER BROOKS | CB 600-15 | 2007-10-01 | 2009 | 6.277 | 1 | #2 FUEL OIL | NO.2 | 58 | Distillate Oil (No. 2) | 0.0015 | 0 | 10.792 | E3GAL | 1506.5632 | OK | N | 24 | 7 | 21 | 0 | 0 | 0
1190128 | MYSTIC STATION | FKA BOSTON GENERATING MYSTIC I LLC | 173 ALFORD ST |  | CHARLESTOWN | MA | 021290000 | 173 ALFORD ST |  | EVERETT | MA | 021490000 | N | PRIVATE | OP16 | CONSTELLATION MYSTIC POWER, LLC | 6173812335 | gary.basilesco@constellation.com | EDWARD | GLEASON | 6173812123 | edward.gleasonIII@constellation.com | GARY | BASILESCO | 6173812335 | gary.basilesco@constellation.com | 1 | UNIT #4-COMBUSTION ENGINEERING BOILER |  | BOILER | COMBUSTION ENGINEERING | 4156H | 1976-01-01 | 2011 | 1420 | 1 | #2 FUEL OIL | NO.2 | 58 | Distillate Oil (No. 2) | 0.3 | 0.1 | 0 | E3GAL | 0 | OK | N | 0 | 0 | 0 | 0 | 0 | 0
1190128 | MYSTIC STATION | FKA BOSTON GENERATING MYSTIC I LLC | 173 ALFORD ST |  | CHARLESTOWN | MA | 021290000 | 173 ALFORD ST |  | EVERETT | MA | 021490000 | N | PRIVATE | OP16 | CONSTELLATION MYSTIC POWER, LLC | 6173812335 | gary.basilesco@constellation.com | EDWARD | GLEASON | 6173812123 | edward.gleasonIII@constellation.com | GARY | BASILESCO | 6173812335 | gary.basilesco@constellation.com | 2 | UNIT #5 - COMBUSTION ENGINEERING BOILER |  | BOILER | COMBUSTION ENGINEERING | 4156H | 1975-01-01 | 2011 | 1420 | 1 | #2 FUEL OIL | NO.2 | 58 | Distillate Oil (No. 2) | 0.3 | 0.1 | 0 | E3GAL | 0 | OK | N | 0 | 0 | 0 | 0 | 0 | 0
1190128 | MYSTIC STATION | FKA BOSTON GENERATING MYSTIC I LLC | 173 ALFORD ST |  | CHARLESTOWN | MA | 021290000 | 173 ALFORD ST |  | EVERETT | MA | 021490000 | N | PRIVATE | OP16 | CONSTELLATION MYSTIC POWER, LLC | 6173812335 | gary.basilesco@constellation.com | EDWARD | GLEASON | 6173812123 | edward.gleasonIII@constellation.com | GARY | BASILESCO | 6173812335 | gary.basilesco@constellation.com | 3 | UNIT #6 - COMBUSTION ENGINEERING BOILER |  | BOILER | COMBUSTION ENGINEERING | 4156H | 1975-01-01 | 2011 | 1510 | 1 | #2 FUEL OIL | NO.2 | 58 | Distillate Oil (No. 2) | 0.3 | 0.1 | 0 | E3GAL | 0 | OK | N | 0 | 0 | 0 | 0 | 0 | 0
1190144 | BOSTON COLLEGE LAW SCHOOL |  | 885 CENTER ST |  | NEWTON | MA | 021580000 | 140 COMMONWEALTH AVE |  | CHESTNUT HILL | MA | 024670000 | N | PRIVATE | SM80-R | BOSTON COLLEGE LAW SCHOOL | 6175520300 | gail.hall@bc.edu | DANIEL | BOURQUE | 6175526067 | Daniel.Bourque@bc.edu | GAIL | HALL | 6175520300 | gail.hall@bc.edu | 1 | BOILER #1-KEWANEE IIM889 |  | BOILER | KEWANEE | S12038 | 1955-06-01 | 2011 | 10 | 2 | #2 FUEL OIL | NO.2 | 58 | Distillate Oil (No. 2) | 0.3 |  | 124.27 | E3GAL | 17348.092 | OK | N | 9 | 7 | 52 | 9 | 7 | 22
1190144 | BOSTON COLLEGE LAW SCHOOL |  | 885 CENTER ST |  | NEWTON | MA | 021580000 | 140 COMMONWEALTH AVE |  | CHESTNUT HILL | MA | 024670000 | N | PRIVATE | SM80-R | BOSTON COLLEGE LAW SCHOOL | 6175520300 | gail.hall@bc.edu | DANIEL | BOURQUE | 6175526067 | Daniel.Bourque@bc.edu | GAIL | HALL | 6175520300 | gail.hall@bc.edu | 2 | BOILER 2-KEWANEE IIM889 |  | BOILER | KEWANEE | S12039 | 1955-06-01 | 2011 | 10 | 2 | #2 FUEL OIL | NO.2 | 58 | Distillate Oil (No. 2) | 0.3 |  | 82.846 | E3GAL | 11565.3016 | OK | N | 6 | 7 | 52 | 6 | 7 | 22
1190144 | BOSTON COLLEGE LAW SCHOOL |  | 885 CENTER ST |  | NEWTON | MA | 021580000 | 140 COMMONWEALTH AVE |  | CHESTNUT HILL | MA | 024670000 | N | PRIVATE | SM80-R | BOSTON COLLEGE LAW SCHOOL | 6175520300 | gail.hall@bc.edu | DANIEL | BOURQUE | 6175526067 | Daniel.Bourque@bc.edu | GAIL | HALL | 6175520300 | gail.hall@bc.edu | 15 | QUON BLR |  | BOILER | BURNHAM | V904W | 2006-01-01 | 2011 | 0.404 | 1 | #2 DISTILLATE OIL | NO.2 | 58 | Distillate Oil (No. 2) | 0.3 |  | 0.539 | E3GAL | 75.2444 | OK | N | 12 | 7 | 20 | 0 | 0 | 0
1190152 | LAWRENCE MEMORIAL HOSPITAL |  | 170 GOVERNORS AVE |  | MEDFORD | MA | 021550000 | 170 GOVERNORS AVENUE |  | MEDFORD | MA | 021550000 | N | PRIVATE | SM50 | LAWRENCE MEMORIAL HOSPITAL OF MEDFORD | 7813066543 | mmichalski@hallmarkhealth.org | MICHAEL | MICHALSKI | 7813066543 | mmichalski@hallmarkhealth.org | JERRY | ZULLO | 7813066542 | jzullo@hallmarkhealth.org | 2 | BOILER #2-CLEAVER BROOKS CB600-500 25 MMBTU/HR |  | BOILER | CLEAVER BROOKS | CB-600-500 | 1976-01-22 | 2009 | 25 | 1 | BOILER #2-CLEAVER BROOKS CB600-500 #6 OIL-0.5 S | NO.2 | 58 | Distillate Oil (No. 2) | 0.5 | 0.1 | 0 | E3GAL | 0 | OK | Y | 24 | 7 | 52 | 24 | 7 | 22
1190156 | TUFTS UNIVERSITY |  | 520 BOSTON AVE |  | MEDFORD | MA | 021550000 | 520 BOSTON AVE |  | MEDFORD | MA | 021550000 | N | PRIVATE | SM80-R | TUFTS UNIVERSITY | 6176273704 | elizabeth.isenstein@tufts.edu | ELIZABETH | ISENSTEIN | 6176273704 | elizabeth.isenstein@tufts.edu | ELIZABETH | ISENSTEIN | 6176273704 | elizabeth.isenstein@tufts.edu | 1 | BOILER #1-CLEAVER BROOKS CB600-700 CENTRAL PLANT |  | BOILER | CLEAVER BROOKS | CB600-700-15 | 1985-11-01 | 2011 | 29.2906 | 2 | #2 FUEL | NO.2 | 58 | Distillate Oil (No. 2) | 0.23 |  | 207.944 | E3GAL | 29028.9824 | OK | Y | 24 | 7 | 52 | 24 | 7 | 22
1190156 | TUFTS UNIVERSITY |  | 520 BOSTON AVE |  | MEDFORD | MA | 021550000 | 520 BOSTON AVE |  | MEDFORD | MA | 021550000 | N | PRIVATE | SM80-R | TUFTS UNIVERSITY | 6176273704 | elizabeth.isenstein@tufts.edu | ELIZABETH | ISENSTEIN | 6176273704 | elizabeth.isenstein@tufts.edu | ELIZABETH | ISENSTEIN | 6176273704 | elizabeth.isenstein@tufts.edu | 2 | BOILER #2-CLEAVER BROOKS CB600-700 CENTRAL PLANT |  | BOILER | CLEAVER BROOKS | CB600-700-15 | 1985-11-01 | 2011 | 29.2906 | 2 | #2 FUEL | NO.2 | 58 | Distillate Oil (No. 2) | 0.23 | 0 | 207.944 | E3GAL | 29028.9824 | OK | Y | 24 | 7 | 52 | 24 | 7 | 22
1190156 | TUFTS UNIVERSITY |  | 520 BOSTON AVE |  | MEDFORD | MA | 021550000 | 520 BOSTON AVE |  | MEDFORD | MA | 021550000 | N | PRIVATE | SM80-R | TUFTS UNIVERSITY | 6176273704 | elizabeth.isenstein@tufts.edu | ELIZABETH | ISENSTEIN | 6176273704 | elizabeth.isenstein@tufts.edu | ELIZABETH | ISENSTEIN | 6176273704 | elizabeth.isenstein@tufts.edu | 3 | BOILER #3-ERIE CITY WB-1-20 CENTRAL PLANT |  | BOILER | ERIE CITY | VL | 1965-11-01 | 2011 | 38.225 | 1 | BOILER #3-ERIE CITY | NO.2 | 58 | Distillate Oil (No. 2) | 0.23 | 0 | 15 | E3GAL | 2094 | OK | N | 6 | 1 | 26 | 0 | 0 | 0
1190156 | TUFTS UNIVERSITY |  | 520 BOSTON AVE |  | MEDFORD | MA | 021550000 | 520 BOSTON AVE |  | MEDFORD | MA | 021550000 | N | PRIVATE | SM80-R | TUFTS UNIVERSITY | 6176273704 | elizabeth.isenstein@tufts.edu | ELIZABETH | ISENSTEIN | 6176273704 | elizabeth.isenstein@tufts.edu | ELIZABETH | ISENSTEIN | 6176273704 | elizabeth.isenstein@tufts.edu | 6 | BOILER #6-CLEAVER BROOKS CBLE300 COUSENS |  | BOILER | CLEAVER BROOKS | CB(LE) 200-300-15 | 1998-09-01 | 2011 | 12.9191 | 2 | BOILER #6-CLEAVER BROOKS #2 OIL 0.3PERCENTS COU | NO.2 | 58 | Distillate Oil (No. 2) | 0.3 | 0 | 0 | E3GAL | 0 | OK | Y | 24 | 7 | 52 | 24 | 7 | 22
1190156 | TUFTS UNIVERSITY |  | 520 BOSTON AVE |  | MEDFORD | MA | 021550000 | 520 BOSTON AVE |  | MEDFORD | MA | 021550000 | N | PRIVATE | SM80-R | TUFTS UNIVERSITY | 6176273704 | elizabeth.isenstein@tufts.edu | ELIZABETH | ISENSTEIN | 6176273704 | elizabeth.isenstein@tufts.edu | ELIZABETH | ISENSTEIN | 6176273704 | elizabeth.isenstein@tufts.edu | 7 | BOILER #2-CLEAVER BROOKS CBLE300 COUSENS |  | BOILER | CLEAVER BROOKS | CB(LE) 200-300-15 | 1998-09-01 | 2011 | 12.9191 | 2 | BOILER #7-CLEAVER BROOKS #2 OIL 0.3PERCENTS COU | NO.2 | 58 | Distillate Oil (No. 2) | 0.3 | 0 | 0 | E3GAL | 0 | OK | Y | 24 | 7 | 52 | 24 | 7 | 22
1190156 | TUFTS UNIVERSITY |  | 520 BOSTON AVE |  | MEDFORD | MA | 021550000 | 520 BOSTON AVE |  | MEDFORD | MA | 021550000 | N | PRIVATE | SM80-R | TUFTS UNIVERSITY | 6176273704 | elizabeth.isenstein@tufts.edu | ELIZABETH | ISENSTEIN | 6176273704 | elizabeth.isenstein@tufts.edu | ELIZABETH | ISENSTEIN | 6176273704 | elizabeth.isenstein@tufts.edu | 77 | 25 SMALL BOILERS IN 21 RESIDENTIAL HOUSES-#2OIL .3 |  | BOILER | WEIL MCLAIN | P468S | 1980-01-01 | 2011 | 10 | 1 | 25 SMALL BOILERS RESIDENTIAL HOUSES #2 OIL 0.3PER | NO.2 | 58 | Distillate Oil (No. 2) | 0.3 | 0 | 36.0814 | E3GAL | 5036.9634 | OK | N | 24 | 7 | 30 | 24 | 7 | 2
1190156 | TUFTS UNIVERSITY |  | 520 BOSTON AVE |  | MEDFORD | MA | 021550000 | 520 BOSTON AVE |  | MEDFORD | MA | 021550000 | N | PRIVATE | SM80-R | TUFTS UNIVERSITY | 6176273704 | elizabeth.isenstein@tufts.edu | ELIZABETH | ISENSTEIN | 6176273704 | elizabeth.isenstein@tufts.edu | ELIZABETH | ISENSTEIN | 6176273704 | elizabeth.isenstein@tufts.edu | 96 | EU #96 550 BOSTON AVENUE BOILERS 1-3 | 3 | BOILER | UNKNOWN | UNKNOWN | 2004-01-01 | 2011 | 1.26 | 1 | 550 BOSTON AVE #2 FUEL | NO.2 | 58 | Distillate Oil (No. 2) | 0.23 |  | 5.3854 | E3GAL | 751.8018 | OK | N | 24 | 7 | 26 | 24 | 7 | 22
1190162 | ANDOVER NEWTON THEOLOGICAL SCHOOL |  | 210 HERRICK RD |  | NEWTON | MA | 024592243 | 210 HERRICK RD |  | NEWTON | MA | 024592243 | N | PRIVATE | SM25 | ANDOVER-NEWTON THEOLOGICAL SCHOOL | 6179641100 | fcavaco@ants.edu | FRANK | CAVACO | 6179641100 | fcavaco@ants.edu | FRANK | CAVACO | 6179641100X266 | fcavaco@ants.edu | 1 | BOILER #1 #2 OIL-0.17 SULFUR |  | BOILER | KEWANEE | UNKNOWN | 1990-01-01 | 2009 | 8.359 | 1 | BOILER #1-#2 OIL-0.17 SULFUR | NO.2 | 58 | Distillate Oil (No. 2) | 0.17 | 0.1 | 50 | E3GAL | 6980 | OK | N | 24 | 7 | 26 | 6 | 7 | 3
1190162 | ANDOVER NEWTON THEOLOGICAL SCHOOL |  | 210 HERRICK RD |  | NEWTON | MA | 024592243 | 210 HERRICK RD |  | NEWTON | MA | 024592243 | N | PRIVATE | SM25 | ANDOVER-NEWTON THEOLOGICAL SCHOOL | 6179641100 | fcavaco@ants.edu | FRANK | CAVACO | 6179641100 | fcavaco@ants.edu | FRANK | CAVACO | 6179641100X266 | fcavaco@ants.edu | 2 | BOILER #2 #2 OIL-0.17 SULFUR |  | BOILER | KEWANEE | UNKNOWN | 1990-01-01 | 2009 | 8.359 | 1 | BOILER #2 - #2 OIL-0.17 SULFUR | NO.2 | 58 | Distillate Oil (No. 2) | 0.17 | 0.1 | 50 | E3GAL | 6980 | OK | N | 24 | 7 | 26 | 6 | 7 | 3
1190193 | ROSENFELD CONCRETE CORP |  | 740 COCHITUATE RD | FORMERLY 770 COCHITUATE RD | FRAMINGHAM | MA | 017010000 | PO BOX 9187 | 100 NORTH WASHINGTON STREET | BOSTON | MA | 021140000 | N | PRIVATE | NM25 | ROSENFELD CONCRETE CORP | 6172279000 | NA@NA.NA | LINDA | CHARPENTIER | 6172279000 | LCHARPENTIER@BOSTONSAND.COM | DAVE | ALLEN | 6172279000X1032 | DALLEN@BOSTONSAND.COM | 1 | BOILER #1-NATCO CO600 #2 OIL |  | BOILER | NATCO | CO600 | 1989-07-01 | 2009 | 6.3 | 1 | BOILER #1-NATCO CO #600 #2 OIL | NO.2 | 58 | Distillate Oil (No. 2) | 0.3 | 0 | 2.93 | E3GAL | 409.028 | OK | N | 24 | 7 | 22 | 0 | 0 | 0
1190194 | SALEM HARBOR STATION | FKA DOMINION ENERGY SALEM HARBOR LLC | 24 FORT AVE |  | SALEM | MA | 019705693 | 24 FORT AVE | ATTN ENVIRONMENTAL ENGINEER | SALEM | MA | 019705693 | N | UTILITY | OP119 | DOMINION ENERGY SALEM HARBOR LLC | 9787408200 | ROBERT.R.DEROSIER@DOM.COM | LAMONT | BEAUDETTE | 9787408234 | LAMONT.W.BEAUDETTE@dom.com | ROBERT | DEROSIER | 9787408402 | ROBERT.R.DEROSIER@DOM.COM | 1 | BOILER #1-BABCOCK+WILCOX DUAL FUEL (ESP) |  | BOILER | B+WILCOX | RB103 | 1951-11-05 | 2011 | 954 | 5 | LOW SULFUR DIESEL (0.3) | NO.2 | 58 | Distillate Oil (No. 2) | 0.3 | 0.1 | 7.8 | E3GAL | 1088.88 | OK | N | 12 | 3 | 25 | 11 | 3 | 10
1190194 | SALEM HARBOR STATION | FKA DOMINION ENERGY SALEM HARBOR LLC | 24 FORT AVE |  | SALEM | MA | 019705693 | 24 FORT AVE | ATTN ENVIRONMENTAL ENGINEER | SALEM | MA | 019705693 | N | UTILITY | OP119 | DOMINION ENERGY SALEM HARBOR LLC | 9787408200 | ROBERT.R.DEROSIER@DOM.COM | LAMONT | BEAUDETTE | 9787408234 | LAMONT.W.BEAUDETTE@dom.com | ROBERT | DEROSIER | 9787408402 | ROBERT.R.DEROSIER@DOM.COM | 3 | BOILER #3-BABCOCK+WILCOX DUAL FUEL ESP |  | BOILER | B+WILCOX | RB284 | 1958-06-18 | 2011 | 1696 | 5 | LOW SULFUR DIESEL (0.3) | NO.2 | 58 | Distillate Oil (No. 2) | 0.3 | 0.1 | 13.9 | E3GAL | 1940.44 | OK | N | 15 | 4 | 33 | 16 | 5 | 14
1190194 | SALEM HARBOR STATION | FKA DOMINION ENERGY SALEM HARBOR LLC | 24 FORT AVE |  | SALEM | MA | 019705693 | 24 FORT AVE | ATTN ENVIRONMENTAL ENGINEER | SALEM | MA | 019705693 | N | UTILITY | OP119 | DOMINION ENERGY SALEM HARBOR LLC | 9787408200 | ROBERT.R.DEROSIER@DOM.COM | LAMONT | BEAUDETTE | 9787408234 | LAMONT.W.BEAUDETTE@dom.com | ROBERT | DEROSIER | 9787408402 | ROBERT.R.DEROSIER@DOM.COM | 4 | BOILER #4-RILEY STOKER FUEL OILS ESP |  | BOILER | RILEY STOKER | 15R | 1972-08-24 | 2011 | 4800 | 3 | BOILER 4-RILEY STOKER 2 OIL-0.3S | NO.2 | 58 | Distillate Oil (No. 2) | 0.3 | 0.1 | 7 | E3GAL | 977.2 | OK | N | 1 | 1 | 2 | 1 | 1 | 1
1190198 | SOUTH SHORE PLATING COMPANY INCORPORATED |  | 28 FOREST AVE |  | QUINCY | MA | 021691011 | 28 FOREST AVE |  | QUINCY | MA | 021691011 | N | PRIVATE | NM25 | SOUTH SHORE PLATING COMPANY INC | 6177739652 | rdeady@verizon.net | RICHARD | DEADY | 6177738064 | rdeady@verizon.net | RICHARD | DEADY | 6177738064 | rdeady@verizon.net | 1 | BOILER #1-WEIL MCLAIN BL-588WS 2 OIL-0.3 |  | BOILER | WEIL MCCLAIN | 588 WS | 1988-01-01 | 2010 | 1 | 1 | 10200603 | NO.2 | 58 | Distillate Oil (No. 2) | 0.3 | 0.1 | 10 | E3GAL | 1396 | OK | N | 8 | 3 | 50 | 8 | 1 | 20
1190209 | FERNALD CENTER |  | 200 TRAPELO RD |  | WALTHAM | MA | 024526302 | 200 TRAPELO ROAD |  | WALTHAM | MA | 024526302 | Y | STATE | OP3 | FERNALD CENTER | 7818943600 | Suzanne.Kingston@state.Ma.US | SUSANNE | KINGSTON | 7818943600 | Suzanne.Kingston@state.Ma.US | EDDY | WONG | 7818943600 | Eddy.Wong@state.Ma.US | 10 | BOILERS-SMALL OIL UNITS | 8 | BOILER | COMBINED | COMBINED | 1900-01-01 | 2011 | 3 | 1 | #2 OIL | NO.2 | 58 | Distillate Oil (No. 2) | 0.3 | 0.1 | 46.5119 | E3GAL | 6493.0612 | OK | Y | 24 | 7 | 52 | 24 | 7 | 22
1190227 | FORE RIVER STATION |  | 9 BRIDGE ST |  | WEYMOUTH | MA | 021910000 | 9 BRIDGE ST |  | WEYMOUTH | MA | 021919998 | N | PRIVATE | OP9 | CONSTELLATION MYSTIC POWER, LLC | 6173812420 | george.g.wilson@constellation.com | GEORGE | WILSON | 6173812420 | george.g.wilson@constellation.com | GARY | BASILESCO | 6173812335 | gary.basilesco@constellation.com | 6 | AUXILIARY BOILER - DUAL FUEL |  | BOILER | NEBRASKA | NSE68SH | 2000-11-01 | 2011 | 83 | 1 | TRANSPORTATION DISTILLATE FUEL OIL | NO.2 | 58 | Distillate Oil (No. 2) | 0.05 | 0 | 0 | E3GAL | 0 | OK | N | 10 | 1 | 12 | 9 | 1 | 5
1190228 | SOUTH SHORE HOSPITAL |  | 55 FOGG RD |  | WEYMOUTH | MA | 021900000 | 55 FOGG ROAD |  | WEYMOUTH | MA | 021900000 | N | PRIVATE | SM50 | SOUTH SHORE HOSPITAL | 7813408294 | louis_graziano@sshosp.org | LOUIS | GRAZIANO | 7813408024 | louis_graziano@sshosp.org | BENNETT | JOHNSON | 7813408967 | Bennett_Johnson@sshosp.org | 2 | BOILER NO 4 CLEAVER BROOKS CB200-500-200 DUAL FUEL |  | BOILER | CLEAVER-BROOKS | CB200-500-200 | 2001-10-15 | 2009 | 21 | 1 | DIESEL FUEL | NO.2 | 58 | Distillate Oil (No. 2) | 0.05 | 0 | 0 | E3GAL | 0 | OK | N | 24 | 7 | 22 | 24 | 7 | 22
1190232 | WINCHESTER HOSPITAL |  | 41 HIGHLAND AVE |  | WINCHESTER | MA | 018900000 | 41 HIGHLAND AVE |  | WINCHESTER | MA | 018900000 | N | PRIVATE | SM25 | WINCHESTER HOSPITAL | 7817298278 | bsmith@winhosp.org | WILLIAM | SMITH | 7817562554 | bsmith@winhosp.org | WILLIAM | SMITH | 7817562510 | bsmith@winhosp.org | 1 | BOILER #1-HODGE #1644 DUAL FUEL |  | BOILER | HODGE | JBC375 | 1993-07-01 | 2011 | 10 | 1 | BOILER #1-HODGE #1644 DUAL FUEL #2 OIL | NO.2 | 58 | Distillate Oil (No. 2) | 0.3 | 0.1 | 0.5 | E3GAL | 69.8 | OK | N | 1 | 1 | 52 | 1 | 1 | 22
1190232 | WINCHESTER HOSPITAL |  | 41 HIGHLAND AVE |  | WINCHESTER | MA | 018900000 | 41 HIGHLAND AVE |  | WINCHESTER | MA | 018900000 | N | PRIVATE | SM25 | WINCHESTER HOSPITAL | 7817298278 | bsmith@winhosp.org | WILLIAM | SMITH | 7817562554 | bsmith@winhosp.org | WILLIAM | SMITH | 7817562510 | bsmith@winhosp.org | 2 | BOILER #2-BIGELOW #2372 DUAL FUEL |  | BOILER | BIGELOW | 2372 | 1993-07-01 | 2011 | 10.5 | 1 | BOILER #2-BIGELOW #2 OIL | NO.2 | 58 | Distillate Oil (No. 2) | 0.3 | 0 | 0 | E3GAL | 0 | OK | N | 4 | 7 | 52 | 4 | 7 | 22
1190232 | WINCHESTER HOSPITAL |  | 41 HIGHLAND AVE |  | WINCHESTER | MA | 018900000 | 41 HIGHLAND AVE |  | WINCHESTER | MA | 018900000 | N | PRIVATE | SM25 | WINCHESTER HOSPITAL | 7817298278 | bsmith@winhosp.org | WILLIAM | SMITH | 7817562554 | bsmith@winhosp.org | WILLIAM | SMITH | 7817562510 | bsmith@winhosp.org | 3 | BOILER #3-BIGELOW DUAL FUEL |  | BOILER | BIGELOW | UNKNOWN | 1993-07-01 | 2011 | 10.5 | 2 | BOILER #3 BIGELOW #2 OIL | NO.2 | 58 | Distillate Oil (No. 2) | 0.3 | 0 | 0 | E3GAL | 0 | OK | N | 4 | 7 | 52 | 4 | 7 | 22
1190243 | LORUSSO BRISTOL STONE |  | 611 PLEASANT ST |  | WEYMOUTH | MA | 021890000 | PO BOX 144 |  | EAST WEYMOUTH | MA | 021890000 | N | PRIVATE | SM79-R | LORUSSO BRISTOL STONE CORP | 7813376770 | rtbedard@verizon.net | ROBERT | BEDARD | 7813376770 | rtbedard@verizon.net | ROBERT | BEDARD | 7813376770 | rtbedard@verizon.net | 10 | FURNACE #1-MAGIC CHEF L8A84D-1 0.084 MMBTU/HR |  | BOILER | MAGIC CHEF | L8A84D-1 | 1989-01-01 | 2011 | 0.084 | 1 | FURNACE#1-MAGIC CHEF L8A84D-1 #2 OIL | NO.2 | 58 | Distillate Oil (No. 2) | 0.3 | 0 | 0.7836 | E3GAL | 109.3906 | OK | N | 24 | 7 | 36 | 24 | 7 | 22
1190243 | LORUSSO BRISTOL STONE |  | 611 PLEASANT ST |  | WEYMOUTH | MA | 021890000 | PO BOX 144 |  | EAST WEYMOUTH | MA | 021890000 | N | PRIVATE | SM79-R | LORUSSO BRISTOL STONE CORP | 7813376770 | rtbedard@verizon.net | ROBERT | BEDARD | 7813376770 | rtbedard@verizon.net | ROBERT | BEDARD | 7813376770 | rtbedard@verizon.net | 11 | FURNACE #2-MODINE POH100A 0.1 MMBTU/HR |  | BOILER | MODINE | POH100A | 1984-01-01 | 2011 | 0.084 | 1 | FURNACE #2-MODINE POH100A #2 OIL | NO.2 | 58 | Distillate Oil (No. 2) | 0.3 | 0 | 0.6216 | E3GAL | 86.7754 | OK | N | 24 | 7 | 36 | 24 | 7 | 22
1190243 | LORUSSO BRISTOL STONE |  | 611 PLEASANT ST |  | WEYMOUTH | MA | 021890000 | PO BOX 144 |  | EAST WEYMOUTH | MA | 021890000 | N | PRIVATE | SM79-R | LORUSSO BRISTOL STONE CORP | 7813376770 | rtbedard@verizon.net | ROBERT | BEDARD | 7813376770 | rtbedard@verizon.net | ROBERT | BEDARD | 7813376770 | rtbedard@verizon.net | 21 | FURNACE #3 - ARMSTRONG RLHF 80A84 #2 OIL |  | BOILER | ARMSTRONG | RLHF 80A84 | 1997-10-10 | 2011 | 0.098 | 1 | FURNACE#3-ARMSTRONG RLHF 80A84 #2OIL | NO.2 | 58 | Distillate Oil (No. 2) | 0.03 | 0 | 0.5938 | E3GAL | 82.8945 | OK | N | 8 | 5 | 20 | 0 | 0 | 0
1190243 | LORUSSO BRISTOL STONE |  | 611 PLEASANT ST |  | WEYMOUTH | MA | 021890000 | PO BOX 144 |  | EAST WEYMOUTH | MA | 021890000 | N | PRIVATE | SM79-R | LORUSSO BRISTOL STONE CORP | 7813376770 | rtbedard@verizon.net | ROBERT | BEDARD | 7813376770 | rtbedard@verizon.net | ROBERT | BEDARD | 7813376770 | rtbedard@verizon.net | 22 | FURNACE #4-ARMSTRONG RLHF 80A86 #2 OIL |  | BOILER | ARMSTRONG | RLHF 80A86 | 1997-11-13 | 2011 | 0.098 | 1 | FURNACE#4-ARMSTRONG 80A86 #2 OIL | NO.2 | 58 | Distillate Oil (No. 2) | 0.3 | 0 | 1.3689 | E3GAL | 191.0984 | OK | N | 8 | 5 | 20 | 0 | 0 | 0
1190243 | LORUSSO BRISTOL STONE |  | 611 PLEASANT ST |  | WEYMOUTH | MA | 021890000 | PO BOX 144 |  | EAST WEYMOUTH | MA | 021890000 | N | PRIVATE | SM79-R | LORUSSO BRISTOL STONE CORP | 7813376770 | rtbedard@verizon.net | ROBERT | BEDARD | 7813376770 | rtbedard@verizon.net | ROBERT | BEDARD | 7813376770 | rtbedard@verizon.net | 23 | FURNACE #5-MODINE POH 185A 0.231 MMBRU/HR |  | BOILER | MODINE | POH185A | 1998-01-01 | 2011 | 0.231 | 1 | FURNACE #5-MODINE POH 185A #2 OIL | NO.2 | 58 | Distillate Oil (No. 2) | 0.3 | 0 | 0.6666 | E3GAL | 93.0574 | OK | N | 24 | 7 | 36 | 24 | 7 | 11
1190243 | LORUSSO BRISTOL STONE |  | 611 PLEASANT ST |  | WEYMOUTH | MA | 021890000 | PO BOX 144 |  | EAST WEYMOUTH | MA | 021890000 | N | PRIVATE | SM79-R | LORUSSO BRISTOL STONE CORP | 7813376770 | rtbedard@verizon.net | ROBERT | BEDARD | 7813376770 | rtbedard@verizon.net | ROBERT | BEDARD | 7813376770 | rtbedard@verizon.net | 24 | FURNACE #6-MODINE POH 185A 0.231 MMBTU/HR |  | BOILER | MODINE | POH 185A | 1998-01-01 | 2011 | 0.231 | 1 | FURNACE #6-MODINE POH 185A | NO.2 | 58 | Distillate Oil (No. 2) | 0.3 | 0 | 0.6666 | E3GAL | 93.0574 | OK | N | 24 | 7 | 36 | 24 | 7 | 11
1190245 | HEBREW REHABILITATION CENTER |  | 1200 CENTER ST |  | BOSTON | MA | 021310000 | 1200 CENTRE STREET |  | BOSTON | MA | 021310000 | N | PRIVATE | NM99 | HEBREW REHABILITATION CENTER | 6173638000 | Bougas@hrca.harvard.edu | JOHN | BOUGAS | 6173638531 | Bougas@hrca.harvard.edu | MARGO | JAY | 8008255343 | Mjay@eheinc.com | 1 | BOILERS #1(2)-CLEAVER BROOKS CB600-400 DUAL FUEL | 2 | BOILER | CLEAVER BROOKS | CB600-400 | 1990-10-11 | 2011 | 33.476 | 1 | BOILERS #1(2)-CL BROOKS CB600-400 | NO.2 | 58 | Distillate Oil (No. 2) | 0.3 |  | 0 | E3GAL | 0 | OK | N | 24 | 7 | 52 | 24 | 7 | 21
1190245 | HEBREW REHABILITATION CENTER |  | 1200 CENTER ST |  | BOSTON | MA | 021310000 | 1200 CENTRE STREET |  | BOSTON | MA | 021310000 | N | PRIVATE | NM99 | HEBREW REHABILITATION CENTER | 6173638000 | Bougas@hrca.harvard.edu | JOHN | BOUGAS | 6173638531 | Bougas@hrca.harvard.edu | MARGO | JAY | 8008255343 | Mjay@eheinc.com | 2 | BOILERS #2(2)-CLEAVER BROOKS CB200-100 DUAL FUEL | 2 | BOILER | CLEAVER BROOKS | CB200-100 | 1990-01-29 | 2011 | 8.368 | 2 | #2 OIL | NO.2 | 58 | Distillate Oil (No. 2) | 0.3 |  | 0 | E3GAL | 0 | OK | N | 24 | 7 | 52 | 24 | 7 | 21
1190247 | BENTLEY UNIVERSITY |  | 175 FOREST ST |  | WALTHAM | MA | 021540000 | 175 FOREST STREET | ATTN: CHRISTINE POWERS MAI 204 | WALTHAM | MA | 021544705 | N | PRIVATE | NM25 | BENTLEY COLLEGE | 7818912000 | mmcaveeney@bentley.edu | MICHAEL | MCAVEENEY | 7818913448 | mmcaveeeney@bentley.edu | MICHAEL | MCAVEENEY | 7818913448 | mmcaveeeney@bentley.edu | 81 | BOILER - WEIL-MCLAIN OIL DOVE COTE |  | BOILER | WEIL-MCLAIN | P-WGO-5 | 2007-09-01 | 2009 | 0.2 | 1 | BOILER - WEIL-MCLAIN OIL DOVE COTE | NO.2 | 58 | Distillate Oil (No. 2) | 0.27 | 0 | 1.05 | E3GAL | 146.58 | OK | Y | 24 | 7 | 52 | 24 | 7 | 22
1190248 | US EDITH NOURSE VA HOSPITAL |  | 200 SPRINGS RD |  | BEDFORD | MA | 017300000 | 200 SPRINGS ROAD | ATTN: LILI GRIFFIN, GEMS COORDINATOR | BEDFORD | MA | 017300000 | N | FEDERAL | SM50 | US VETERANS ADMINISTRATION MEDICAL CTR | 7812757500 | OPTIONAL@OPTIONAL.COM | LILI | GRIFFIN | 7816872222 | Lili.Griffin@va.gov | LILI | GRIFFIN | 7816872222 | Lili.Griffin@va.gov | 1 | BOILER #1 - CLEAVER BROOKS CB-LE-700 DUAL FUEL |  | BOILER | CLEAVER BROOKS | CB-LE-700 | 1988-01-01 | 2011 | 28.192 | 1 | BOILER #1 - CLEAVER BROOKS CB-LE-700 #2 OIL 0.05S | NO.2 | 58 | Distillate Oil (No. 2) | 0.0015 | 0 | 0.457 | E3GAL | 63.7972 | OK | Y | 24 | 7 | 52 | 24 | 7 | 22
1190248 | US EDITH NOURSE VA HOSPITAL |  | 200 SPRINGS RD |  | BEDFORD | MA | 017300000 | 200 SPRINGS ROAD | ATTN: LILI GRIFFIN, GEMS COORDINATOR | BEDFORD | MA | 017300000 | N | FEDERAL | SM50 | US VETERANS ADMINISTRATION MEDICAL CTR | 7812757500 | OPTIONAL@OPTIONAL.COM | LILI | GRIFFIN | 7816872222 | Lili.Griffin@va.gov | LILI | GRIFFIN | 7816872222 | Lili.Griffin@va.gov | 2 | BOILER #2 - CLEAVER BROOKS CB-LE-700 DUAL FUEL |  | BOILER | CLEAVER BROOKS | CB-LE-700 | 1998-01-01 | 2011 | 28.192 | 1 | BOILER #2 - CLEAVER BROOKS CB-LE-700 #2 OIL-0.05S | NO.2 | 58 | Distillate Oil (No. 2) | 0.0015 | 0 | 0.691 | E3GAL | 96.4636 | OK | Y | 24 | 7 | 52 | 24 | 7 | 22
1190248 | US EDITH NOURSE VA HOSPITAL |  | 200 SPRINGS RD |  | BEDFORD | MA | 017300000 | 200 SPRINGS ROAD | ATTN: LILI GRIFFIN, GEMS COORDINATOR | BEDFORD | MA | 017300000 | N | FEDERAL | SM50 | US VETERANS ADMINISTRATION MEDICAL CTR | 7812757500 | OPTIONAL@OPTIONAL.COM | LILI | GRIFFIN | 7816872222 | Lili.Griffin@va.gov | LILI | GRIFFIN | 7816872222 | Lili.Griffin@va.gov | 4 | BOILER #4 - HB SMITH #GO-28-S-14 DUAL FUEL |  | BOILER | HB SMITH | LP | 1983-01-07 | 2011 | 3 | 1 | BOILER #4-HB SMITH #GO-28-S-14 #2 FUEL OIL 0.05S | NO.2 | 58 | Distillate Oil (No. 2) | 0.0015 | 0 | 0.04 | E3GAL | 5.584 | OK | N | 24 | 7 | 28 | 24 | 7 | 8
1190248 | US EDITH NOURSE VA HOSPITAL |  | 200 SPRINGS RD |  | BEDFORD | MA | 017300000 | 200 SPRINGS ROAD | ATTN: LILI GRIFFIN, GEMS COORDINATOR | BEDFORD | MA | 017300000 | N | FEDERAL | SM50 | US VETERANS ADMINISTRATION MEDICAL CTR | 7812757500 | OPTIONAL@OPTIONAL.COM | LILI | GRIFFIN | 7816872222 | Lili.Griffin@va.gov | LILI | GRIFFIN | 7816872222 | Lili.Griffin@va.gov | 14 | BOILER #3 - CLEAVER BROOKS CB-LE-700 DUAL FUEL |  | BOILER | CLEAVER BROOKS | CB-LE-700 | 2010-09-09 | 2011 | 28.192 | 1 | BOILER#3 - CLEAVER BROOKS CB-LE-700 #2 OIL - 0.05S | NO.2 | 58 | Distillate Oil (No. 2) | 0.0015 | 0 | 0.82 | E3GAL | 114.472 | OK | N | 24 | 7 | 52 | 24 | 7 | 22
1190252 | GORDON CONWELL THEOLOGICAL SEMINARY |  | 130 ESSEX ST |  | HAMILTON | MA | 019820000 | 130 ESSEX ST |  | HAMILTON | MA | 019820000 | N | PRIVATE | NM25 | GORDON CONWELL THEOLOGICAL SEMINARY | 9784687111 | TIngraham@gcts.edu | TIM | INGRAHAM | 9784687111 | TIngraham@gcts.edu | SEAN | GILLISS | 9784687111X4361 | sgilliss@gcts.edu | 1 | UPPER KERR - BOILER #1 NO 2 FUEL - HEAT |  | BOILER | CLEAVER BROOKS | CB800-200 | 1989-07-01 | 2010 | 8.369 | 1 | NO. 2 FUEL OIL | NO.2 | 58 | Distillate Oil (No. 2) | 0.185 | 0 | 14.95 | E3GAL | 2087.02 | OK | N | 20 | 7 | 32 | 0 | 0 | 0
1190252 | GORDON CONWELL THEOLOGICAL SEMINARY |  | 130 ESSEX ST |  | HAMILTON | MA | 019820000 | 130 ESSEX ST |  | HAMILTON | MA | 019820000 | N | PRIVATE | NM25 | GORDON CONWELL THEOLOGICAL SEMINARY | 9784687111 | TIngraham@gcts.edu | TIM | INGRAHAM | 9784687111 | TIngraham@gcts.edu | SEAN | GILLISS | 9784687111X4361 | sgilliss@gcts.edu | 2 | UPPER KERR BOILER #2 NO 2 FUEL - HEAT |  | BOILER | CLEAVER BROOKS | CB800-200 | 1989-07-01 | 2010 | 8.369 | 1 | NO. 2 FUEL OIL | NO.2 | 58 | Distillate Oil (No. 2) | 0.185 | 0 | 14.95 | E3GAL | 2087.02 | OK | N | 20 | 7 | 32 | 0 | 0 | 0
1190252 | GORDON CONWELL THEOLOGICAL SEMINARY |  | 130 ESSEX ST |  | HAMILTON | MA | 019820000 | 130 ESSEX ST |  | HAMILTON | MA | 019820000 | N | PRIVATE | NM25 | GORDON CONWELL THEOLOGICAL SEMINARY | 9784687111 | TIngraham@gcts.edu | TIM | INGRAHAM | 9784687111 | TIngraham@gcts.edu | SEAN | GILLISS | 9784687111X4361 | sgilliss@gcts.edu | 3 | UPPER KERR BOILER #3 NO 2 FUEL - DHW |  | BOILER | BURNHAM | PV86WC-TBWN | 2006-03-01 | 2010 | 3 | 1 | DHW - NO. 2 FUEL | NO.2 | 58 | Distillate Oil (No. 2) | 0.185 | 0 | 0.623 | E3GAL | 86.9708 | OK | Y | 24 | 7 | 52 | 24 | 7 | 22
1190252 | GORDON CONWELL THEOLOGICAL SEMINARY |  | 130 ESSEX ST |  | HAMILTON | MA | 019820000 | 130 ESSEX ST |  | HAMILTON | MA | 019820000 | N | PRIVATE | NM25 | GORDON CONWELL THEOLOGICAL SEMINARY | 9784687111 | TIngraham@gcts.edu | TIM | INGRAHAM | 9784687111 | TIngraham@gcts.edu | SEAN | GILLISS | 9784687111X4361 | sgilliss@gcts.edu | 4 | EU#4 UPPER KERR BOILER #4 NO 2 FUEL - DHW |  | BOILER | BURNHAM | PV86WC-TBWN | 2006-03-01 | 2010 | 0.2631 | 1 | DHW- NO. 2 FUEL | NO.2 | 58 | Distillate Oil (No. 2) | 0.185 | 0 | 0.622 | E3GAL | 86.8312 | OK | Y | 24 | 7 | 52 | 24 | 7 | 22
1190252 | GORDON CONWELL THEOLOGICAL SEMINARY |  | 130 ESSEX ST |  | HAMILTON | MA | 019820000 | 130 ESSEX ST |  | HAMILTON | MA | 019820000 | N | PRIVATE | NM25 | GORDON CONWELL THEOLOGICAL SEMINARY | 9784687111 | TIngraham@gcts.edu | TIM | INGRAHAM | 9784687111 | TIngraham@gcts.edu | SEAN | GILLISS | 9784687111X4361 | sgilliss@gcts.edu | 9 | EU#9 ACADEMIC CENTER BOILER #1 NO 2 FUEL - HEAT |  | BOILER | CLEAVER BROOKS | CB800-80 | 1989-08-01 | 2010 | 3.347 | 1 | NO. 2 FUEL | NO.2 | 58 | Distillate Oil (No. 2) | 0.185 | 0 | 9.03 | E3GAL | 1260.588 | OK | N | 20 | 7 | 32 | 0 | 0 | 0
1190252 | GORDON CONWELL THEOLOGICAL SEMINARY |  | 130 ESSEX ST |  | HAMILTON | MA | 019820000 | 130 ESSEX ST |  | HAMILTON | MA | 019820000 | N | PRIVATE | NM25 | GORDON CONWELL THEOLOGICAL SEMINARY | 9784687111 | TIngraham@gcts.edu | TIM | INGRAHAM | 9784687111 | TIngraham@gcts.edu | SEAN | GILLISS | 9784687111X4361 | sgilliss@gcts.edu | 10 | EU#10 ACADEMIC CENTER BOILER #2 NO 2 FUEL - HEAT |  | BOILER | CLEAVER BROOKS | CB800-80 | 1989-08-01 | 2010 | 3.347 | 1 | NO 2 FUEL OIL | NO.2 | 58 | Distillate Oil (No. 2) | 0.185 | 0 | 9.03 | E3GAL | 1260.588 | OK | N | 20 | 7 | 32 | 0 | 0 | 0
1190252 | GORDON CONWELL THEOLOGICAL SEMINARY |  | 130 ESSEX ST |  | HAMILTON | MA | 019820000 | 130 ESSEX ST |  | HAMILTON | MA | 019820000 | N | PRIVATE | NM25 | GORDON CONWELL THEOLOGICAL SEMINARY | 9784687111 | TIngraham@gcts.edu | TIM | INGRAHAM | 9784687111 | TIngraham@gcts.edu | SEAN | GILLISS | 9784687111X4361 | sgilliss@gcts.edu | 12 | EU#12 RETREAT HOUSE BOILER #1 NO 2 FUEL - HEAT/DHW |  | BOILER | HB SMITH | 19SERIES-11 | 1999-09-01 | 2010 | 1.063 | 1 | NO. 2 FUEL | NO.2 | 58 | Distillate Oil (No. 2) | 0.185 | 0 | 9.497 | E3GAL | 1325.7812 | OK | Y | 24 | 7 | 52 | 24 | 7 | 22
1190252 | GORDON CONWELL THEOLOGICAL SEMINARY |  | 130 ESSEX ST |  | HAMILTON | MA | 019820000 | 130 ESSEX ST |  | HAMILTON | MA | 019820000 | N | PRIVATE | NM25 | GORDON CONWELL THEOLOGICAL SEMINARY | 9784687111 | TIngraham@gcts.edu | TIM | INGRAHAM | 9784687111 | TIngraham@gcts.edu | SEAN | GILLISS | 9784687111X4361 | sgilliss@gcts.edu | 13 | EU#13 PILGRAM HALL BOILER NO. 2 FUEL - HEAT/DHW |  | BOILER | BURNHAM | V904 | 2006-09-01 | 2010 | 0.483 | 1 | NO. 2 FUEL | NO.2 | 58 | Distillate Oil (No. 2) | 0.185 | 0 | 8.766 | E3GAL | 1223.7336 | OK | Y | 24 | 7 | 52 | 24 | 7 | 22
1190252 | GORDON CONWELL THEOLOGICAL SEMINARY |  | 130 ESSEX ST |  | HAMILTON | MA | 019820000 | 130 ESSEX ST |  | HAMILTON | MA | 019820000 | N | PRIVATE | NM25 | GORDON CONWELL THEOLOGICAL SEMINARY | 9784687111 | TIngraham@gcts.edu | TIM | INGRAHAM | 9784687111 | TIngraham@gcts.edu | SEAN | GILLISS | 9784687111X4361 | sgilliss@gcts.edu | 14 | EU#14 GRAHAM BUILDING BOILER #1 NO 2 FUEL - HEAT |  | BOILER | WEIL MCLAIN | 1178 SERIES 1 | 1998-06-01 | 2010 | 1.25 | 1 | NO 2 FUEL | NO.2 | 58 | Distillate Oil (No. 2) | 0.185 | 0 | 9.109 | E3GAL | 1271.6164 | OK | N | 20 | 7 | 32 | 0 | 0 | 0
1190252 | GORDON CONWELL THEOLOGICAL SEMINARY |  | 130 ESSEX ST |  | HAMILTON | MA | 019820000 | 130 ESSEX ST |  | HAMILTON | MA | 019820000 | N | PRIVATE | NM25 | GORDON CONWELL THEOLOGICAL SEMINARY | 9784687111 | TIngraham@gcts.edu | TIM | INGRAHAM | 9784687111 | TIngraham@gcts.edu | SEAN | GILLISS | 9784687111X4361 | sgilliss@gcts.edu | 15 | EU#15 GRAHAM BUILDING BOILER #2 NO 2 FUEL - HEAT |  | BOILER | BURNHAM | V909A | 2010-03-01 | 2010 | 1.528 | 1 | NO 2 FUEL | NO.2 | 58 | Distillate Oil (No. 2) | 0.185 | 0 | 11.135 | E3GAL | 1554.446 | OK | N | 20 | 7 | 24 | 0 | 0 | 0
1190252 | GORDON CONWELL THEOLOGICAL SEMINARY |  | 130 ESSEX ST |  | HAMILTON | MA | 019820000 | 130 ESSEX ST |  | HAMILTON | MA | 019820000 | N | PRIVATE | NM25 | GORDON CONWELL THEOLOGICAL SEMINARY | 9784687111 | TIngraham@gcts.edu | TIM | INGRAHAM | 9784687111 | TIngraham@gcts.edu | SEAN | GILLISS | 9784687111X4361 | sgilliss@gcts.edu | 16 | EU#16 GRAHAM BUILDING BOILER #3 NO 2 FUEL - DHW |  | BOILER | BURNHAM | V906A | 2006-04-01 | 2010 | 0.808 | 1 | NO 2 FUEL | NO.2 | 58 | Distillate Oil (No. 2) | 0.185 | 0 | 5.889 | E3GAL | 822.1044 | OK | Y | 24 | 7 | 52 | 24 | 7 | 22
1190252 | GORDON CONWELL THEOLOGICAL SEMINARY |  | 130 ESSEX ST |  | HAMILTON | MA | 019820000 | 130 ESSEX ST |  | HAMILTON | MA | 019820000 | N | PRIVATE | NM25 | GORDON CONWELL THEOLOGICAL SEMINARY | 9784687111 | TIngraham@gcts.edu | TIM | INGRAHAM | 9784687111 | TIngraham@gcts.edu | SEAN | GILLISS | 9784687111X4361 | sgilliss@gcts.edu | 17 | EU#17 GRAHAM BUILDING BOILER #4 NO 2 FUEL - DHW |  | BOILER | BURNHAM | V906A | 2006-04-01 | 2010 | 0.808 | 1 | NO 2 FUEL | NO.2 | 58 | Distillate Oil (No. 2) | 0.185 | 0 | 5.889 | E3GAL | 822.1044 | OK | Y | 24 | 7 | 52 | 24 | 7 | 22
1190252 | GORDON CONWELL THEOLOGICAL SEMINARY |  | 130 ESSEX ST |  | HAMILTON | MA | 019820000 | 130 ESSEX ST |  | HAMILTON | MA | 019820000 | N | PRIVATE | NM25 | GORDON CONWELL THEOLOGICAL SEMINARY | 9784687111 | TIngraham@gcts.edu | TIM | INGRAHAM | 9784687111 | TIngraham@gcts.edu | SEAN | GILLISS | 9784687111X4361 | sgilliss@gcts.edu | 18 | EU#18 D BUILDING BOILER #1 NO 2 FUEL - HEAT/DWH |  | BOILER | BURNHAM | PV85WC | 2006-04-01 | 2010 | 0.1642 | 1 | NO 2 FUEL | NO.2 | 58 | Distillate Oil (No. 2) | 0.185 | 0 | 1.739 | E3GAL | 242.7644 | OK | Y | 24 | 7 | 52 | 24 | 7 | 22
1190252 | GORDON CONWELL THEOLOGICAL SEMINARY |  | 130 ESSEX ST |  | HAMILTON | MA | 019820000 | 130 ESSEX ST |  | HAMILTON | MA | 019820000 | N | PRIVATE | NM25 | GORDON CONWELL THEOLOGICAL SEMINARY | 9784687111 | TIngraham@gcts.edu | TIM | INGRAHAM | 9784687111 | TIngraham@gcts.edu | SEAN | GILLISS | 9784687111X4361 | sgilliss@gcts.edu | 19 | EU#19 D BUILDING BOILER # 2 NO 2 FUEL - HEAT/DHW |  | BOILER | BURNHAM | PV85WC | 2006-04-01 | 2010 | 0.1642 | 1 | NO 2 FUEL | NO.2 | 58 | Distillate Oil (No. 2) | 0.185 | 0 | 1.739 | E3GAL | 242.7644 | OK | Y | 24 | 7 | 52 | 24 | 7 | 22
1190252 | GORDON CONWELL THEOLOGICAL SEMINARY |  | 130 ESSEX ST |  | HAMILTON | MA | 019820000 | 130 ESSEX ST |  | HAMILTON | MA | 019820000 | N | PRIVATE | NM25 | GORDON CONWELL THEOLOGICAL SEMINARY | 9784687111 | TIngraham@gcts.edu | TIM | INGRAHAM | 9784687111 | TIngraham@gcts.edu | SEAN | GILLISS | 9784687111X4361 | sgilliss@gcts.edu | 20 | EU#20 D BUILDING BOILER #3 NO 2 FUEL - HEAT/DHW |  | BOILER | BURNHAM | PV85WC | 2006-04-01 | 2010 | 0.1642 | 1 | NO 2 FUEL | NO.2 | 58 | Distillate Oil (No. 2) | 0.185 | 0 | 1.739 | E3GAL | 242.7644 | OK | Y | 24 | 7 | 52 | 24 | 7 | 22
1190259 | SALEM STATE POWER PL |  | 352 LAFAYETTE ST |  | SALEM | MA | 019700000 | 352 LAFAYETTE ST |  | SALEM | MA | 019700000 | Y | STATE | SM79-R | SALEM STATE COLLEGE | 9785428321 | michael.servizio@salemstate.edu | MICHAEL | SERVIZIO | 9785428321 | MICHAELSERVIZIO@SALEMSTATE.EDU | MICHAEL | SERVIZIO | 9785428321 | mservizio@salemstate.edu | 2 | BOILER #2-CLEAVER BROOKS #DL-52 #2 OIL AND GAS |  | BOILER | CLEAVER BROOKS | 1 | 2009-09-15 | 2011 | 49 | 1 | #2 | NO.2 | 58 | Distillate Oil (No. 2) | 1 | 0.1 | 1.82 | E3GAL | 254.072 | OK | N | 24 | 7 | 26 | 0 | 0 | 0
1190259 | SALEM STATE POWER PL |  | 352 LAFAYETTE ST |  | SALEM | MA | 019700000 | 352 LAFAYETTE ST |  | SALEM | MA | 019700000 | Y | STATE | SM79-R | SALEM STATE COLLEGE | 9785428321 | michael.servizio@salemstate.edu | MICHAEL | SERVIZIO | 9785428321 | MICHAELSERVIZIO@SALEMSTATE.EDU | MICHAEL | SERVIZIO | 9785428321 | mservizio@salemstate.edu | 6 | BOILER # 1 CLEAVER BROOKS # 2 OIL AND GAS |  | BOILER | CLEAVER BROOKE | CB1-200-600-150 | 2006-12-13 | 2011 | 49 | 1 | # 2 FUEL AND GAS | NO.2 | 58 | Distillate Oil (No. 2) | 1 | 0.1 | 1 | E3GAL | 139.6 | OK | N | 24 | 7 | 26 | 0 | 0 | 0
1190260 | HOLLINGSWORTH & VOSE |  | 112 WASHINGTON ST |  | WALPOLE | MA | 020320000 | 112 WASHINGTON ST |  | WALPOLE | MA | 020320000 | N | PRIVATE | OP3 | HOLLINGSWORTH VOSE | 5086680295 | mbrule@hovo.com | JAMES | BOSS | 5086680295 | jim.boss@hovo.com | MARK | BRULE' | 5086682208 | mbrule@hovo.com | 1 | BOILER #1-BABCOCK+WILCOX FM-952 DUAL FUEL |  | BOILER | BABCOCK+WILCOX | FM952 | 1947-01-01 | 2011 | 44 | 3 | BOILER #1-B+W FM952 #2 OIL | NO.2 | 58 | Distillate Oil (No. 2) | 0.5 |  | 0 | E3GAL | 0 | OK | N | 24 | 7 | 52 | 24 | 7 | 22
1190261 | WELLESLEY COLLEGE |  | 300 CENTRAL ST |  | WELLESLEY | MA | 021810000 | 106 CENTRAL STREET |  | WELLESLEY | MA | 024818203 | N | PRIVATE | OP3 | WELLESLEY COLLEGE | 7812832374 | mgreig@wellesley.edu | MAX | GREIG | 7812832374 | mgreig@WELLESLEY.EDU | MAX | GREIG | 7812832374 | mgreig@WELLESLEY.EDU | 24 | MISC. SMALL OIL-FIRED BOILERS | 41 | BOILER | BURNHAM & OTHERS | VARIOUS | 1999-01-01 | 2011 | 12.693 | 1 | #2 FUEL OIL | NO.2 | 58 | Distillate Oil (No. 2) | 0.3 |  | 110.582 | E3GAL | 15437.2472 | OK | Y | 24 | 7 | 52 | 24 | 7 | 22
1190269 | CAMBRIDGE HOSPITAL |  | 1493 CAMBRIDGE ST |  | CAMBRIDGE | MA | 021410000 | 1493 CAMBRIDGE ST |  | CAMBRIDGE | MA | 021390000 | Y | PRIVATE | SM50 | THE CAMBRIDGE HOSPITAL | 6176652681 | mletzeisen@challiance.org | MARK | LETZEISEN | 6176652681 | mletzeisen@challiance.org | MARK | LETZEISEN | 6176652681 | mletzeisen@challiance.org | 1 | BOILER 1 CLEAVER BROOKS DUAL FUEL |  | BOILER | CLEAVER BROOKS | CB600-500 | 1985-12-01 | 2009 | 20.922 | 1 | NO 2 OIL | NO.2 | 58 | Distillate Oil (No. 2) | 0.3 | 0 | 105.603 | E3GAL | 14742.1788 | OK | N | 24 | 7 | 52 | 1 | 1 | 22
1190269 | CAMBRIDGE HOSPITAL |  | 1493 CAMBRIDGE ST |  | CAMBRIDGE | MA | 021410000 | 1493 CAMBRIDGE ST |  | CAMBRIDGE | MA | 021390000 | Y | PRIVATE | SM50 | THE CAMBRIDGE HOSPITAL | 6176652681 | mletzeisen@challiance.org | MARK | LETZEISEN | 6176652681 | mletzeisen@challiance.org | MARK | LETZEISEN | 6176652681 | mletzeisen@challiance.org | 2 | BOILER NO 2 CLEAVER BROOKS DUAL FUEL |  | BOILER | CLEAVER BROOKS | CB600-500 | 1985-12-01 | 2009 | 20.922 | 1 | NO 2 DISTILLATE OIL | NO.2 | 58 | Distillate Oil (No. 2) | 0.3 | 0 | 58.223 | E3GAL | 8127.9308 | OK | N | 24 | 7 | 52 | 1 | 1 | 22
1190269 | CAMBRIDGE HOSPITAL |  | 1493 CAMBRIDGE ST |  | CAMBRIDGE | MA | 021410000 | 1493 CAMBRIDGE ST |  | CAMBRIDGE | MA | 021390000 | Y | PRIVATE | SM50 | THE CAMBRIDGE HOSPITAL | 6176652681 | mletzeisen@challiance.org | MARK | LETZEISEN | 6176652681 | mletzeisen@challiance.org | MARK | LETZEISEN | 6176652681 | mletzeisen@challiance.org | 3 | BOILER 3 CLEAVER BROOKS DUAL FUEL |  | BOILER | CLEAVER BROOKS | CB600-500 | 1985-12-01 | 2009 | 20.922 | 2 | NO 2 DISTILLATE OIL | NO.2 | 58 | Distillate Oil (No. 2) | 0.3 | 0 | 0 | E3GAL | 0 | OK | N | 24 | 7 | 52 | 1 | 1 | 22
1190279 | ROCK CHAPEL MARINE LLC | FKA COASTAL OIL OF NEW ENGLAND INC | 99 MARGINAL ST |  | CHELSEA | MA | 021500000 | C/O EASTERN MINERALS, INC. | 134 MIDDLE STREET, SUITE 210 | LOWELL | MA | 018520000 | N | PRIVATE | NM50 | ROCK CHAPEL MARINE LLC | 9784586420 | tkelly@easternminerals.com | WILLIAM | SQUIRES | 6179518273 | william.squires@bingham.com | TERRY | KELLY | 9784586420 | tkelly@easternminerals.com | 1 | BOILER #1-NORTH AMERICAN #2 OIL-0.3 PERCENT S |  | BOILER | AMERICAN HEATING COMPANY | UNKNOWN | 1987-05-01 | 2009 | 10 | 1 | BOILER #1-NORTH AMERICAN #2 OIL-0.3 PERCENT S | NO.2 | 58 | Distillate Oil (No. 2) | 0.3 | 0 | 0 | E3GAL | 0 | OK | N | 0 | 0 | 0 | 0 | 0 | 0
1190279 | ROCK CHAPEL MARINE LLC | FKA COASTAL OIL OF NEW ENGLAND INC | 99 MARGINAL ST |  | CHELSEA | MA | 021500000 | C/O EASTERN MINERALS, INC. | 134 MIDDLE STREET, SUITE 210 | LOWELL | MA | 018520000 | N | PRIVATE | NM50 | ROCK CHAPEL MARINE LLC | 9784586420 | tkelly@easternminerals.com | WILLIAM | SQUIRES | 6179518273 | william.squires@bingham.com | TERRY | KELLY | 9784586420 | tkelly@easternminerals.com | 2 | BOILER #2-NORTH AMERICAN #2 OIL-0.3 PERCENT S |  | BOILER | AMERICAN HEATING COMPANY | UNKNOWN | 1987-05-01 | 2009 | 10 | 1 | BOILER #2-NORTH AMERICAN #2 OIL-0.3 PERCENT S | NO.2 | 58 | Distillate Oil (No. 2) | 0.3 | 0 | 0 | E3GAL | 0 | OK | N | 0 | 0 | 0 | 0 | 0 | 0
1190279 | ROCK CHAPEL MARINE LLC | FKA COASTAL OIL OF NEW ENGLAND INC | 99 MARGINAL ST |  | CHELSEA | MA | 021500000 | C/O EASTERN MINERALS, INC. | 134 MIDDLE STREET, SUITE 210 | LOWELL | MA | 018520000 | N | PRIVATE | NM50 | ROCK CHAPEL MARINE LLC | 9784586420 | tkelly@easternminerals.com | WILLIAM | SQUIRES | 6179518273 | william.squires@bingham.com | TERRY | KELLY | 9784586420 | tkelly@easternminerals.com | 13 | FURNACE #1-TEXACO #FODL250B - #2 OIL-0.3 PERCENT S |  | BOILER | TEXACO, INC. | FODL250B | 1980-01-01 | 2009 | 0.25 | 1 | FURNACE #1-TEXACO #FODL250B #2 OIL-0.3 PERCENT S | NO.2 | 58 | Distillate Oil (No. 2) | 0.3 | 0 | 0 | E3GAL | 0 | OK | N | 0 | 0 | 0 | 0 | 0 | 0
1190282 | BROX INDUSTRIES INC |  | 23 MITCHELL RD |  | IPSWICH | MA | 019380000 | 1471 METHUEN STREET |  | DRACUT | MA | 018260000 | N | PRIVATE | SM79-R | BROX INDUSTRIES INC | 9783567475 | ghall@broxindustries.com | GEORGE | HALL | 9784549105 | ghall@broxindustries.com | GEORGE | HALL | 9784549105 | ghall@broxindustries.com | 2 | SPACE HEATER - INCINOTHERM 48/20 NATURAL GAS |  | BOILER | INCINOTHERM | 48/200 | 2003-03-01 | 2011 | 0.82 | 2 | #2 FUEL OIL (0.3 PERCENT SULFUR) | NO.2 | 58 | Distillate Oil (No. 2) | 0.3 | 0 | 0 | E3GAL | 0 | OK | N | 24 | 7 | 37 | 24 | 7 | 22
1190288 | BAY STATE GALVANIZING |  | 128-132 SPRING ST |  | EVERETT | MA | 021490000 | P O BOX 499356 |  | EVERETT | MA | 021490000 | N | PRIVATE | NM25 | BAYSTATE GALVANIZING INC | 6173890671 | galvyman1@yahoo.com | GARY | DUBINSKY | 6173890671 | galvyman1@yahoo.com | GARY | DUBINSKY | 6173890671 | galvyman1@yahoo.com | 3 | THERMOPRIDE BOILER - OFFICE HEATING |  | BOILER | THERMOPRIDE | NOT KNOWN | 1997-12-01 | 2010 | 0.18 | 1 | NO. 2 FUEL OIL | NO.2 | 58 | Distillate Oil (No. 2) | 0.5 | 0.1 | 2 | E3GAL | 279.2 | OK | N | 8 | 5 | 17 | 8 | 5 | 5
1190288 | BAY STATE GALVANIZING |  | 128-132 SPRING ST |  | EVERETT | MA | 021490000 | P O BOX 499356 |  | EVERETT | MA | 021490000 | N | PRIVATE | NM25 | BAYSTATE GALVANIZING INC | 6173890671 | galvyman1@yahoo.com | GARY | DUBINSKY | 6173890671 | galvyman1@yahoo.com | GARY | DUBINSKY | 6173890671 | galvyman1@yahoo.com | 4 | HYDROCHLORIC ACID BATH -WEIL-MCLAIN HEATING BOILER |  | BOILER | WEIL-MCLAIN | NOT KNOWN | 1996-12-01 | 2010 | 0.18 | 1 | NO. 2 FUEL OIL | NO.2 | 58 | Distillate Oil (No. 2) | 0.5 | 0.1 | 2 | E3GAL | 279.2 | OK | N | 8 | 5 | 17 | 8 | 5 | 5
1190290 | STEWARD CARNEY HOSPITAL INC DBA | CARITAS HOME MEDICAL EQUIPMENT | 2100 DORCHESTER AVE |  | BOSTON | MA | 021240000 | 2100 DORCHESTER AVE |  | BOSTON | MA | 021240000 | N | PRIVATE | SM79-R | CARNEY HOSPITAL | 6172964000 | michael.stack@caritaschristi.org | MICHAEL | STACK | 6175062507 | michael.stack@caritaschristi.org | MICHAEL | STACK | 6172964000 | michael.stack@caritaschristi.org | 3 | BOILER #2-KEWANEE H-25-1800-G02 DUAL FUEL |  | BOILER | KEWANEE | KF-25-1800-G02 | 1982-12-01 | 2011 | 26 | 1 | BOILER #1-KEWANEE #2 OIL-0.3S | NO.2 | 58 | Distillate Oil (No. 2) | 0.3 | 0.1 | 1 | E3GAL | 139.6 | OK | N | 24 | 7 | 26 | 7 | 7 | 11
1190290 | STEWARD CARNEY HOSPITAL INC DBA | CARITAS HOME MEDICAL EQUIPMENT | 2100 DORCHESTER AVE |  | BOSTON | MA | 021240000 | 2100 DORCHESTER AVE |  | BOSTON | MA | 021240000 | N | PRIVATE | SM79-R | CARNEY HOSPITAL | 6172964000 | michael.stack@caritaschristi.org | MICHAEL | STACK | 6175062507 | michael.stack@caritaschristi.org | MICHAEL | STACK | 6172964000 | michael.stack@caritaschristi.org | 4 | BOILER #3-KEWANEE KF-25-1800-G02 DUAL FUEL |  | BOILER | KEWANEE | KF-25-1800-G02 | 1982-12-01 | 2011 | 26 | 1 | BOILER #2-KEWANEE #2 OIL-0.3S | NO.2 | 58 | Distillate Oil (No. 2) | 0.3 | 0.1 | 1 | E3GAL | 139.6 | OK | N | 24 | 7 | 26 | 24 | 7 | 11
1190292 | BOSTON COLLEGE CHESTNUT HILL |  | 225 BEACON ST AND 140 COMMONWEALTH AVE |  | NEWTON | MA | 024670000 | OFFICE OF EHS | 140 COMMONWEALTH AVE | CHESTNUT HILL | MA | 024670000 | N | PRIVATE | OP3 | BOSTON COLLEGE | 6175520300 | gail.hall@bc.edu | DANIEL | BOURQUE | 6175526067 | daniel.bourque@bc.edu | GAIL | HALL | 6175520300 | gail.hall@bc.edu | 8 | MORE-BLR 1 |  | BOILER | HODGE | UNKNOWN | 1955-06-01 | 2011 | 8.1 | 1 | #2 OIL-0.3 PERCENT S | NO.2 | 58 | Distillate Oil (No. 2) | 0.3 |  | 40.421 | E3GAL | 5642.7716 | OK | N | 8 | 7 | 36 | 4 | 7 | 8
1190292 | BOSTON COLLEGE CHESTNUT HILL |  | 225 BEACON ST AND 140 COMMONWEALTH AVE |  | NEWTON | MA | 024670000 | OFFICE OF EHS | 140 COMMONWEALTH AVE | CHESTNUT HILL | MA | 024670000 | N | PRIVATE | OP3 | BOSTON COLLEGE | 6175520300 | gail.hall@bc.edu | DANIEL | BOURQUE | 6175526067 | daniel.bourque@bc.edu | GAIL | HALL | 6175520300 | gail.hall@bc.edu | 9 | MORE-BLR2 |  | BOILER | HODGE | UNKNOWN | 1955-06-01 | 2011 | 8.1 | 1 | #2 FUEL OIL | NO.2 | 58 | Distillate Oil (No. 2) | 0.3 |  | 40.421 | E3GAL | 5642.7716 | OK | N | 8 | 7 | 36 | 4 | 7 | 8
1190292 | BOSTON COLLEGE CHESTNUT HILL |  | 225 BEACON ST AND 140 COMMONWEALTH AVE |  | NEWTON | MA | 024670000 | OFFICE OF EHS | 140 COMMONWEALTH AVE | CHESTNUT HILL | MA | 024670000 | N | PRIVATE | OP3 | BOSTON COLLEGE | 6175520300 | gail.hall@bc.edu | DANIEL | BOURQUE | 6175526067 | daniel.bourque@bc.edu | GAIL | HALL | 6175520300 | gail.hall@bc.edu | 10 | WILL-BLR1 |  | BOILER | KEWANEE | LW885 | 1965-06-01 | 2011 | 8.1 | 1 | #2 FUEL OIL | NO.2 | 58 | Distillate Oil (No. 2) | 0.3 |  | 21.807 | E3GAL | 3044.2572 | OK | N | 8 | 7 | 52 | 4 | 7 | 20
1190292 | BOSTON COLLEGE CHESTNUT HILL |  | 225 BEACON ST AND 140 COMMONWEALTH AVE |  | NEWTON | MA | 024670000 | OFFICE OF EHS | 140 COMMONWEALTH AVE | CHESTNUT HILL | MA | 024670000 | N | PRIVATE | OP3 | BOSTON COLLEGE | 6175520300 | gail.hall@bc.edu | DANIEL | BOURQUE | 6175526067 | daniel.bourque@bc.edu | GAIL | HALL | 6175520300 | gail.hall@bc.edu | 11 | WILL-BLR2 |  | BOILER | KEWANEE | LW885 | 1965-06-01 | 2011 | 8.1 | 1 | #2 FUEL OIL | NO.2 | 58 | Distillate Oil (No. 2) | 0.3 | 0 | 21.807 | E3GAL | 3044.2572 | OK | N | 8 | 7 | 52 | 4 | 7 | 20
1190292 | BOSTON COLLEGE CHESTNUT HILL |  | 225 BEACON ST AND 140 COMMONWEALTH AVE |  | NEWTON | MA | 024670000 | OFFICE OF EHS | 140 COMMONWEALTH AVE | CHESTNUT HILL | MA | 024670000 | N | PRIVATE | OP3 | BOSTON COLLEGE | 6175520300 | gail.hall@bc.edu | DANIEL | BOURQUE | 6175526067 | daniel.bourque@bc.edu | GAIL | HALL | 6175520300 | gail.hall@bc.edu | 12 | FITZ-BLR1 |  | BOILER | KEWANEE | LW886 | 1960-06-01 | 2011 | 8.2 | 1 | #2 OIL-0.3 PERCENT S | NO.2 | 58 | Distillate Oil (No. 2) | 0.3 | 0 | 20.911 | E3GAL | 2919.1756 | OK | N | 8 | 7 | 52 | 4 | 7 | 20
1190292 | BOSTON COLLEGE CHESTNUT HILL |  | 225 BEACON ST AND 140 COMMONWEALTH AVE |  | NEWTON | MA | 024670000 | OFFICE OF EHS | 140 COMMONWEALTH AVE | CHESTNUT HILL | MA | 024670000 | N | PRIVATE | OP3 | BOSTON COLLEGE | 6175520300 | gail.hall@bc.edu | DANIEL | BOURQUE | 6175526067 | daniel.bourque@bc.edu | GAIL | HALL | 6175520300 | gail.hall@bc.edu | 13 | FITZ-BLR2 |  | BOILER | KEWANEE | LW886 | 1960-06-01 | 2011 | 8.2 | 1 | #2 OIL-0.3 PERCENT S | NO.2 | 58 | Distillate Oil (No. 2) | 0.3 | 0 | 20.911 | E3GAL | 2919.1756 | OK | N | 8 | 7 | 52 | 4 | 7 | 20
1190292 | BOSTON COLLEGE CHESTNUT HILL |  | 225 BEACON ST AND 140 COMMONWEALTH AVE |  | NEWTON | MA | 024670000 | OFFICE OF EHS | 140 COMMONWEALTH AVE | CHESTNUT HILL | MA | 024670000 | N | PRIVATE | OP3 | BOSTON COLLEGE | 6175520300 | gail.hall@bc.edu | DANIEL | BOURQUE | 6175526067 | daniel.bourque@bc.edu | GAIL | HALL | 6175520300 | gail.hall@bc.edu | 32 | CLX-BLR1 |  | BOILER | BURHAM | AV1115-WML | 1955-06-01 | 2011 | 3.3 | 1 | #2 FUEL OIL | NO.2 | 58 | Distillate Oil (No. 2) | 0.3 |  | 0 | E3GAL | 0 | OK | N | 12 | 7 | 36 | 4 | 7 | 8
1190292 | BOSTON COLLEGE CHESTNUT HILL |  | 225 BEACON ST AND 140 COMMONWEALTH AVE |  | NEWTON | MA | 024670000 | OFFICE OF EHS | 140 COMMONWEALTH AVE | CHESTNUT HILL | MA | 024670000 | N | PRIVATE | OP3 | BOSTON COLLEGE | 6175520300 | gail.hall@bc.edu | DANIEL | BOURQUE | 6175526067 | daniel.bourque@bc.edu | GAIL | HALL | 6175520300 | gail.hall@bc.edu | 33 | CLX-BLR2 |  | BOILER | BURHAM | AV1115-WML | 1955-06-01 | 2011 | 3.3 | 1 | #2 FUEL OIL | NO.2 | 58 | Distillate Oil (No. 2) | 0.3 |  | 0 | E3GAL | 0 | OK | N | 12 | 7 | 36 | 4 | 7 | 8
1190292 | BOSTON COLLEGE CHESTNUT HILL |  | 225 BEACON ST AND 140 COMMONWEALTH AVE |  | NEWTON | MA | 024670000 | OFFICE OF EHS | 140 COMMONWEALTH AVE | CHESTNUT HILL | MA | 024670000 | N | PRIVATE | OP3 | BOSTON COLLEGE | 6175520300 | gail.hall@bc.edu | DANIEL | BOURQUE | 6175526067 | daniel.bourque@bc.edu | GAIL | HALL | 6175520300 | gail.hall@bc.edu | 34 | STMA - BLR | 3 | BOILER | WEIL MCLAIN | 2494 | 2000-09-01 | 2011 | 24 | 1 | #2 | NO.2 | 58 | Distillate Oil (No. 2) | 0.05 |  | 0 | E3GAL | 0 | OK | N | 8 | 7 | 26 | 0 | 0 | 0
1190292 | BOSTON COLLEGE CHESTNUT HILL |  | 225 BEACON ST AND 140 COMMONWEALTH AVE |  | NEWTON | MA | 024670000 | OFFICE OF EHS | 140 COMMONWEALTH AVE | CHESTNUT HILL | MA | 024670000 | N | PRIVATE | OP3 | BOSTON COLLEGE | 6175520300 | gail.hall@bc.edu | DANIEL | BOURQUE | 6175526067 | daniel.bourque@bc.edu | GAIL | HALL | 6175520300 | gail.hall@bc.edu | 71 | SMALL OIL BOILERS AND FURNACES | 21 | BOILER | WEIL MCLAIN (TYPICAL) | 588 | 1990-06-01 | 2011 | 2.309 | 1 | #2 FUEL OIL | NO.2 | 58 | Distillate Oil (No. 2) | 0.3 |  | 18.803 | E3GAL | 2624.8988 | OK | N | 10 | 7 | 28 | 0 | 0 | 0
1190292 | BOSTON COLLEGE CHESTNUT HILL |  | 225 BEACON ST AND 140 COMMONWEALTH AVE |  | NEWTON | MA | 024670000 | OFFICE OF EHS | 140 COMMONWEALTH AVE | CHESTNUT HILL | MA | 024670000 | N | PRIVATE | OP3 | BOSTON COLLEGE | 6175520300 | gail.hall@bc.edu | DANIEL | BOURQUE | 6175526067 | daniel.bourque@bc.edu | GAIL | HALL | 6175520300 | gail.hall@bc.edu | 78 | 66CO-BLR | 2 | BOILER | BURNHAM | V-11 | 1989-06-01 | 2011 | 2.24 | 1 | #2 FUEL OIL | NO.2 | 58 | Distillate Oil (No. 2) | 0.3 | 0 | 19.904 | E3GAL | 2778.5984 | OK | N | 8 | 7 | 36 | 4 | 7 | 8
1190292 | BOSTON COLLEGE CHESTNUT HILL |  | 225 BEACON ST AND 140 COMMONWEALTH AVE |  | NEWTON | MA | 024670000 | OFFICE OF EHS | 140 COMMONWEALTH AVE | CHESTNUT HILL | MA | 024670000 | N | PRIVATE | OP3 | BOSTON COLLEGE | 6175520300 | gail.hall@bc.edu | DANIEL | BOURQUE | 6175526067 | daniel.bourque@bc.edu | GAIL | HALL | 6175520300 | gail.hall@bc.edu | 90 | STSE-BLR | 2 | BOILER | CLEAVER BROOKS | BC-200-350 | 2007-08-20 | 2011 | 29.3 | 2 | #2 FUEL OIL | NO.2 | 58 | Distillate Oil (No. 2) | 0.3 |  | 0 | E3GAL | 0 | OK | N | 8 | 7 | 36 | 4 | 7 | 8
1190292 | BOSTON COLLEGE CHESTNUT HILL |  | 225 BEACON ST AND 140 COMMONWEALTH AVE |  | NEWTON | MA | 024670000 | OFFICE OF EHS | 140 COMMONWEALTH AVE | CHESTNUT HILL | MA | 024670000 | N | PRIVATE | OP3 | BOSTON COLLEGE | 6175520300 | gail.hall@bc.edu | DANIEL | BOURQUE | 6175526067 | daniel.bourque@bc.edu | GAIL | HALL | 6175520300 | gail.hall@bc.edu | 97 | GONZ BLR 1 |  | BOILER | BUDERUS | G615/13 | 2008-08-15 | 2011 | 3.6 | 1 | DISTILLATE OIL #2 | NO.2 | 58 | Distillate Oil (No. 2) | 0.3 |  | 1.495 | E3GAL | 208.702 | OK | N | 8 | 7 | 36 | 4 | 7 | 8
1190292 | BOSTON COLLEGE CHESTNUT HILL |  | 225 BEACON ST AND 140 COMMONWEALTH AVE |  | NEWTON | MA | 024670000 | OFFICE OF EHS | 140 COMMONWEALTH AVE | CHESTNUT HILL | MA | 024670000 | N | PRIVATE | OP3 | BOSTON COLLEGE | 6175520300 | gail.hall@bc.edu | DANIEL | BOURQUE | 6175526067 | daniel.bourque@bc.edu | GAIL | HALL | 6175520300 | gail.hall@bc.edu | 98 | GONZ BLR 2 |  | BOILER | BUDERUS | G615/13 | 2008-08-15 | 2011 | 3.6 | 1 | DISTILLATE OIL #2 | NO.2 | 58 | Distillate Oil (No. 2) | 0.3 |  | 1.495 | E3GAL | 208.702 | OK | N | 8 | 7 | 36 | 4 | 7 | 8
1190294 | LIFOAM INDUSTRIES LLC | FKA LIFE LIKE PACKING SOLUTIONS INC | 2 FIFTH ST |  | PEABODY | MA | 019600000 | 2 FIFTH ST |  | PEABODY | MA | 019600000 | N | PRIVATE | SM80-7 | LIFOAM INDUSTRIES LLC | 9782786211 | jmeehan@lifoam.com | JIM | MEEHAN | 9782786211 | jmeehan@lifoam.com | JIM | MEEHAN | 9782786211 | jmeehan@lifoam.com | 24 | OFFICE FUEL OIL BOILER |  | BOILER | CLEAVER BROOKS | MTF 750 | 1999-01-01 | 2011 | 0.75 | 1 | #2 FUEL OIL | NO.2 | 58 | Distillate Oil (No. 2) | 0.3 | 0 | 3.306 | E3GAL | 461.5176 | OK | N | 10 | 7 | 30 | 0 | 0 | 0
1190300 | CL HAUTHAWAY & SONS |  | 638 SUMMER ST |  | LYNN | MA | 019050000 | 638 SUMMER ST |  | LYNN | MA | 019050000 | N | PRIVATE | SM25 | CL HAUTHAWAY AND SONS | 7815926444 | tgeras@hauthaway.com | THOMAS | GERAS | 7815926448 | tgeras@hauthaway.com | THOMAS | GERAS | 7815926444 | tgeras@hauthaway.com | 1 | BOILER #1-CLEAVER BROOKS CB100-40 NO. 2 OIL-0.3 S |  | BOILER | CLEAVER BROOKS | CB 100-40 | 1979-01-01 | 2011 | 2 | 1 | NO. 2 OIL 0.3 S | NO.2 | 58 | Distillate Oil (No. 2) | 0.3 | 0 | 35.388 | E3GAL | 4940.1648 | OK | N | 24 | 7 | 51 | 24 | 7 | 22
1190300 | CL HAUTHAWAY & SONS |  | 638 SUMMER ST |  | LYNN | MA | 019050000 | 638 SUMMER ST |  | LYNN | MA | 019050000 | N | PRIVATE | SM25 | CL HAUTHAWAY AND SONS | 7815926444 | tgeras@hauthaway.com | THOMAS | GERAS | 7815926448 | tgeras@hauthaway.com | THOMAS | GERAS | 7815926444 | tgeras@hauthaway.com | 2 | BOILER #2-CLEAVER BROOKS CBH200-50 NO.2 OIL-0.3 S |  | BOILER | CLEAVER BROOKS | 200-50 | 1980-10-01 | 2011 | 2 | 1 | NO. 2 FUEL 0.3 S | NO.2 | 58 | Distillate Oil (No. 2) | 0.3 | 0 | 35.388 | E3GAL | 4940.1648 | OK | N | 24 | 7 | 26 | 24 | 7 | 22
1190303 | KINDRED HOSPITAL BOSTON NORTH SHORE |  | 15 KING ST |  | PEABODY | MA | 019600000 | 15 KING STREET |  | PEABODY | MA | 019600000 | N | PRIVATE | NM50 | KINDRED HOSPITAL BOSTON NORTH SHORE | 9785312900 | harry.wagg@kindredheathcare.com | HARRY | WAGG | 9783266078 | harry_wagg@kindredhealthcare.com | HARRY | WAGG | 9785312900 | harry.wagg@kindredheathcare.com | 3 | BOILER #3-CLEAVER BROOKS CB600-300 #2 OIL-0.26S |  | BOILER | CLEAVER BROOKS | CB-300-600 | 1973-11-08 | 2009 | 13 | 1 | BOILER #1-CLEAVER BROOKS #600-300 #2 OIL-0.26S | NO.2 | 58 | Distillate Oil (No. 2) | 0.26 | 0.1 | 0 | E3GAL | 0 | OK | N | 12 | 7 | 52 | 12 | 7 | 22
1190309 | HARBOR TOWERS I & II |  | 70 EAST INDIA ROW |  | BOSTON | MA | 021100000 | 85 EAST INDIA ROW |  | BOSTON | MA | 021100000 | N | PRIVATE | NM99 | HARBOR TOWERS I AND II | 6177232090 | JackMahoney@harbor-towers.net | RICHARD | ATWATER, JR. | 6177232090 | RickAtwater@Harbor-Towers.net | JACK | MAHONEY | 6177232090 | JackMahoney@harbor-towers.net | 1 | BOILER #1-KEWANEE L3S-250-G06 DUAL FUEL |  | BOILER | KEWANEE | L3S-250-G06 | 1987-12-01 | 2009 | 10.5 | 1 | NO 2 OIL | NO.2 | 58 | Distillate Oil (No. 2) | 0.3 | 0.1 | 0 | E3GAL | 0 | OK | N | 24 | 7 | 52 | 24 | 7 | 22
1190309 | HARBOR TOWERS I & II |  | 70 EAST INDIA ROW |  | BOSTON | MA | 021100000 | 85 EAST INDIA ROW |  | BOSTON | MA | 021100000 | N | PRIVATE | NM99 | HARBOR TOWERS I AND II | 6177232090 | JackMahoney@harbor-towers.net | RICHARD | ATWATER, JR. | 6177232090 | RickAtwater@Harbor-Towers.net | JACK | MAHONEY | 6177232090 | JackMahoney@harbor-towers.net | 2 | BOILER #2-KEWANEE L3S-250-G06 DUAL FUEL |  | BOILER | KEWANEE | L3S-250-G06 | 1987-12-01 | 2009 | 10.5 | 1 | NO. 2 OIL | NO.2 | 58 | Distillate Oil (No. 2) | 0.3 |  | 0 | E3GAL | 0 | OK | N | 24 | 7 | 52 | 24 | 7 | 22
1190312 | QUINZANI BAKERY INC |  | 380 HARRISON AVE |  | BOSTON | MA | 021110000 | 380 HARRISON AVENUE |  | BOSTON | MA | 021180000 | N | PRIVATE | SM25 | QUINZANI BAKERY INC | 6174264979 | LARRY@QUINZANISBAKERY.COM | LARRY | QUINZANI | 6174262114 | LARRY@QUINZANIBAKERY.COM | LARRY | QUINZANI | 6174264979 | LARRY@QUINZANISBAKERY.COM | 1 | EU#1 TWO CLEAVER BROOKS BOILERS - #2 OIL-0.3S | 2 | BOILER | CLEAVER BROOKS | CB70 | 1976-07-01 | 2011 | 5.0213 | 1 | BOILER #1-CLEAVER BROOKS - #2 OIL-0.3S | NO.2 | 58 | Distillate Oil (No. 2) | 0.3 | 0 | 48.95 | E3GAL | 6833.42 | OK | N | 20 | 6 | 52 | 24 | 7 | 17
1190328 | MWRA DELAURIE PUMP STATION |  | 172 ALFORD ST |  | BOSTON | MA | 021290000 | 100 FIRST AVENUE |  | BOSTON | MA | 021290000 | N | STATE | NM25 | MASSACHUSETTS WATER RESOURCES AUTHORITY | 6177882552 | leon.lataille@mwra.state.ma.us | MICHAEL | HORNBROOK | 6177884359 | michael.hornbrook@mwra.state.ma.us | LEON | LATAILLE | 6177882552 | leon.lataille@mwra.state.ma.us | 1 | BOILER #1-HYDROTHERM M0-1155A #2 OIL |  | BOILER | HYDROTHERM | MO-1155A | 1992-01-01 | 2009 | 1.15 | 1 | BOILER #1-HYDROTHERM MO-1155A #2 OIL | NO.2 | 58 | Distillate Oil (No. 2) | 0.0015 | 0 | 5 | E3GAL | 698 | OK | N | 6 | 7 | 26 | 0 | 0 | 0
1190335 | BRANDEIS UNIVERSITY |  | 415 SOUTH ST |  | WALTHAM | MA | 022549110 | 415 SOUTH ST |  | WALTHAM | MA | 022549110 | N | PRIVATE | SM80-R | BRANDEIS UNIVERSITY | 7817364262 | afinn@brandeis.edu | MARK | COLLINS | 7817364380 | collins@brandeis.edu | WILLIAM | BUSHEY | 7817364364 | bbushey@brandeis.edu | 1 | BOILER #1-HODGE SCOTCH MARINE DUAL FUEL |  | BOILER | HODGE SCOTCH MARINE | 1 | 1983-01-01 | 2011 | 21 | 1 | #2 OIL-0.05 PERCENT SULFUR | NO.2 | 58 | Distillate Oil (No. 2) | 0.05 | 0 | 0 | E3GAL | 0 | OK | N | 24 | 7 | 15 | 24 | 7 | 4
1190335 | BRANDEIS UNIVERSITY |  | 415 SOUTH ST |  | WALTHAM | MA | 022549110 | 415 SOUTH ST |  | WALTHAM | MA | 022549110 | N | PRIVATE | SM80-R | BRANDEIS UNIVERSITY | 7817364262 | afinn@brandeis.edu | MARK | COLLINS | 7817364380 | collins@brandeis.edu | WILLIAM | BUSHEY | 7817364364 | bbushey@brandeis.edu | 2 | BOILER #2-BABCOCK+WILCOX FM-1997 DUAL FUEL |  | BOILER | BABCOCK & WILCOX | FM1997 | 1972-01-01 | 2011 | 95 | 1 | #2 OIL 0.05 PERCENT SULFUR | NO.2 | 58 | Distillate Oil (No. 2) | 0.05 | 0 | 0 | E3GAL | 0 | OK | N | 24 | 7 | 15 | 0 | 0 | 0
1190335 | BRANDEIS UNIVERSITY |  | 415 SOUTH ST |  | WALTHAM | MA | 022549110 | 415 SOUTH ST |  | WALTHAM | MA | 022549110 | N | PRIVATE | SM80-R | BRANDEIS UNIVERSITY | 7817364262 | afinn@brandeis.edu | MARK | COLLINS | 7817364380 | collins@brandeis.edu | WILLIAM | BUSHEY | 7817364364 | bbushey@brandeis.edu | 3 | BOILER #3-CLEAVER BROOKS CB400-800 DUAL FUEL |  | BOILER | CLEAVER BROOKS | CB400-800 | 1993-01-01 | 2011 | 32 | 1 | #2 OIL-0.05 PERCENT SULFUR | NO.2 | 58 | Distillate Oil (No. 2) | 0.05 | 0 | 0 | E3GAL | 0 | OK | N | 24 | 7 | 15 | 0 | 0 | 0
1190335 | BRANDEIS UNIVERSITY |  | 415 SOUTH ST |  | WALTHAM | MA | 022549110 | 415 SOUTH ST |  | WALTHAM | MA | 022549110 | N | PRIVATE | SM80-R | BRANDEIS UNIVERSITY | 7817364262 | afinn@brandeis.edu | MARK | COLLINS | 7817364380 | collins@brandeis.edu | WILLIAM | BUSHEY | 7817364364 | bbushey@brandeis.edu | 4 | BOILER #4-CLEAVER BROOKS CB400-800 DUAL FUEL |  | BOILER | CLEAVER BROOKS | CB400-800 | 1993-08-01 | 2011 | 32 | 3 | #2 OIL | NO.2 | 58 | Distillate Oil (No. 2) | 0.05 | 0 | 0 | E3GAL | 0 | OK | N | 24 | 7 | 36 | 0 | 0 | 0
1190335 | BRANDEIS UNIVERSITY |  | 415 SOUTH ST |  | WALTHAM | MA | 022549110 | 415 SOUTH ST |  | WALTHAM | MA | 022549110 | N | PRIVATE | SM80-R | BRANDEIS UNIVERSITY | 7817364262 | afinn@brandeis.edu | MARK | COLLINS | 7817364380 | collins@brandeis.edu | WILLIAM | BUSHEY | 7817364364 | bbushey@brandeis.edu | 5 | BOILER #5-CLEAVER BROOKS CB400-800 32.4 MMBTU/HR |  | BOILER | CLEAVER BROOKS | CB400-800 | 1993-09-01 | 2011 | 32 | 1 | #2 OIL-0.05 PERCENT SULFUR | NO.2 | 58 | Distillate Oil (No. 2) | 0.05 | 0 | 0 | E3GAL | 0 | OK | N | 24 | 7 | 29 | 0 | 0 | 0
1190341 | BOYD SMITH INCORPORATED |  | 221 MASSACHUSETTS AVE |  | BOSTON | MA | 021150000 | 221 MASS AVENUE |  | BOSTON | MA | 021150000 | N | PRIVATE | NM25 | BOYD SMITH INC | 6174371577 | bsmith@boydsmith.com | WILLIAM | SMITH | 6178693765 | bsmith@boydsmith.com | ANDREW | PORTER | 6177773973 | aporter@boydsmith.com | 1 | BOILER #1-KEWANEE 250HP #2 OIL-0.5 S |  | BOILER | KEWANEE | L3W150-05 | 1990-01-01 | 2010 | 1 | 1 | BOILER #1-KEWANEE 250HP #2 OIL-0.5 S | NO.2 | 58 | Distillate Oil (No. 2) | 0.5 | 0 | 67 | E3GAL | 9353.2 | CHECK | N | 12 | 7 | 52 | 19 | 7 | 22
1190341 | BOYD SMITH INCORPORATED |  | 221 MASSACHUSETTS AVE |  | BOSTON | MA | 021150000 | 221 MASS AVENUE |  | BOSTON | MA | 021150000 | N | PRIVATE | NM25 | BOYD SMITH INC | 6174371577 | bsmith@boydsmith.com | WILLIAM | SMITH | 6178693765 | bsmith@boydsmith.com | ANDREW | PORTER | 6177773973 | aporter@boydsmith.com | 2 | BOILER #2-KEWANEE 150HP #2 OIL-0.5 S |  | BOILER | KEWANEE | L3W150-05 | 1990-01-01 | 2010 | 1 | 1 | BOILER #2-KEWANEE 150HP #2 OIL-0.5 S | NO.2 | 58 | Distillate Oil (No. 2) | 0.5 | 0 | 67 | E3GAL | 9353.2 | CHECK | N | 12 | 7 | 52 | 19 | 7 | 22
1190341 | BOYD SMITH INCORPORATED |  | 221 MASSACHUSETTS AVE |  | BOSTON | MA | 021150000 | 221 MASS AVENUE |  | BOSTON | MA | 021150000 | N | PRIVATE | NM25 | BOYD SMITH INC | 6174371577 | bsmith@boydsmith.com | WILLIAM | SMITH | 6178693765 | bsmith@boydsmith.com | ANDREW | PORTER | 6177773973 | aporter@boydsmith.com | 3 | BOILER #3-KEWANEE 150HP #2 OIL-0.5 S |  | BOILER | KEWANEE | L3W150-05 | 1990-01-01 | 2010 | 1 | 1 | BOILER #3-KEWANEE 150HP #2 OIL-0.5 S | NO.2 | 58 | Distillate Oil (No. 2) | 0.5 | 0 | 67 | E3GAL | 9353.2 | CHECK | N | 12 | 7 | 52 | 19 | 7 | 22
1190359 | THE FIRST CHURCH OF CHRIST SCIENTIST |  | 210 MASSACHUSETTS AVE |  | BOSTON | MA | 021150000 | 210 MASSACHUSETTS AVE |  | BOSTON | MA | 021150000 | N | PRIVATE | SM79-R | THE FIRST CHURCH OF CHRIST, SCIENTIST | 6174503724 | MarquezM@csps.com | MICHELE | MARQUEZ | 6174503724 | MarquezM@csps.com | MICHELE | MARQUEZ | 6174503724 | MarquezM@csps.com | 1 | BOILER #1-CLEAVER BROOKS CB200-500 DUAL FUEL |  | BOILER | CLEAVER -BROOKS | 200-500 | 1977-04-01 | 2011 | 21 | 1 | BOILER #1-CLEAVER BROOKS CB-200-500 #2 OIL-0.05 S | NO.2 | 58 | Distillate Oil (No. 2) | 0.05 | 0 | 0.03 | E3GAL | 4.188 | OK | N | 24 | 7 | 35 | 24 | 7 | 4
1190359 | THE FIRST CHURCH OF CHRIST SCIENTIST |  | 210 MASSACHUSETTS AVE |  | BOSTON | MA | 021150000 | 210 MASSACHUSETTS AVE |  | BOSTON | MA | 021150000 | N | PRIVATE | SM79-R | THE FIRST CHURCH OF CHRIST, SCIENTIST | 6174503724 | MarquezM@csps.com | MICHELE | MARQUEZ | 6174503724 | MarquezM@csps.com | MICHELE | MARQUEZ | 6174503724 | MarquezM@csps.com | 2 | BOILER #2-CLEAVER-BROOKS CB200-500 DUAL FUEL |  | BOILER | CLEAVER -BROOKS | 200-500 | 1977-04-01 | 2011 | 21 | 1 | BOILER #2-CLEAVER BROOKS CB-200-500 #2 OIL-0.05 S | NO.2 | 58 | Distillate Oil (No. 2) | 0.05 | 0 | 0.03 | E3GAL | 4.188 | OK | N | 24 | 7 | 35 | 24 | 7 | 4
1190359 | THE FIRST CHURCH OF CHRIST SCIENTIST |  | 210 MASSACHUSETTS AVE |  | BOSTON | MA | 021150000 | 210 MASSACHUSETTS AVE |  | BOSTON | MA | 021150000 | N | PRIVATE | SM79-R | THE FIRST CHURCH OF CHRIST, SCIENTIST | 6174503724 | MarquezM@csps.com | MICHELE | MARQUEZ | 6174503724 | MarquezM@csps.com | MICHELE | MARQUEZ | 6174503724 | MarquezM@csps.com | 3 | BOILER #3-CLEAVER BROOKS CB-200-150 DUAL FUEL |  | BOILER | CLEAVER-BROOKS | 200-150- | 1977-01-04 | 2011 | 6 | 1 | BOILER #3-CLEAVER BROOKS CB-200-150 #2 OIL-0.05 S | NO.2 | 58 | Distillate Oil (No. 2) | 0.05 | 0 | 0.01 | E3GAL | 1.396 | OK | Y | 24 | 7 | 52 | 24 | 7 | 22
1190365 | CAVICCHIO GREENHOUSE |  | 110 CODJER LN |  | SUDBURY | MA | 017760000 | 110 CODJER LN |  | SUDBURY | MA | 017760000 | N | PRIVATE | NM50 | CAVICCHIO GREENHOUSES INC | 9784437177 | paul@cavicchio.com | PAUL | CAVICCHIO | 9784437177 | paul@cavicchio.com | PAUL | CAVICCHIO | 9784437177 | paul@cavicchio.com | 3 | BOILER #3-BOILERSMITH CF3LW200-030 6.7 MMBTU/HR |  | BOILER | BOILERSMITH | CF312200-030 | 1989-01-01 | 2009 | 7 | 1 | BOILER #3-H.B.SMITH CF3LW200-030 #2 OIL | NO.2 | 58 | Distillate Oil (No. 2) | 0.3 | 0 | 50 | E3GAL | 6980 | OK | N | 24 | 7 | 45 | 6 | 7 | 8
1190405 | NEW ENGLAND BAPTIST HOSPITAL |  | 125 PARKER HILL AVE |  | BOSTON | MA | 021200000 | 125 PARKER HILL AVE |  | BOSTON | MA | 021200000 | N | PRIVATE | SM50 | NEW ENGLAND BAPTIST HOSPITAL | 6177385800 | wwarren@nebh.org | WES | WARREN | 6177545125 | wwarren@nebh.org | WES | WARREN | 6177545125 | wwarren@nebh.org | 4 | BOILER #1-CLEAVER BROOKS CB400-600 #2 |  | BOILER | CLEAVER BROOKS | CB400-600 | 1985-06-01 | 2011 | 25.1 | 1 | BOILER #1-CLEAVER BROOKS CB400-600 | NO.2 | 58 | Distillate Oil (No. 2) | 0.0015 | 0.1 | 0 | E3GAL | 0 | OK | Y | 24 | 7 | 52 | 24 | 7 | 22
1190405 | NEW ENGLAND BAPTIST HOSPITAL |  | 125 PARKER HILL AVE |  | BOSTON | MA | 021200000 | 125 PARKER HILL AVE |  | BOSTON | MA | 021200000 | N | PRIVATE | SM50 | NEW ENGLAND BAPTIST HOSPITAL | 6177385800 | wwarren@nebh.org | WES | WARREN | 6177545125 | wwarren@nebh.org | WES | WARREN | 6177545125 | wwarren@nebh.org | 5 | BOILER #2-CLEAVER BROOKS CB400-600 #2 OIL |  | BOILER | CLEAVER BROOKS | CB400-600 | 1985-06-01 | 2011 | 25.1 | 1 | BOILER #2-CLEAVER BROOKS CB400-600 | NO.2 | 58 | Distillate Oil (No. 2) | 0.0015 | 0.1 | 0 | E3GAL | 0 | OK | N | 24 | 7 | 52 | 24 | 7 | 22
1190405 | NEW ENGLAND BAPTIST HOSPITAL |  | 125 PARKER HILL AVE |  | BOSTON | MA | 021200000 | 125 PARKER HILL AVE |  | BOSTON | MA | 021200000 | N | PRIVATE | SM50 | NEW ENGLAND BAPTIST HOSPITAL | 6177385800 | wwarren@nebh.org | WES | WARREN | 6177545125 | wwarren@nebh.org | WES | WARREN | 6177545125 | wwarren@nebh.org | 6 | BOILER #3-CLEAVER BROOKS CB400-600 #2 OIL |  | BOILER | CLEAVER BROOKS | CB400-600 | 1985-06-01 | 2011 | 25.1 | 1 | BOILER 3-CLEAVER BROOKS CB400-600 | NO.2 | 58 | Distillate Oil (No. 2) | 0.0015 | 0.1 | 0 | E3GAL | 0 | OK | Y | 24 | 7 | 52 | 24 | 7 | 22
1190438 | BROOKHOUSE CONDOMINIUMS |  | 33 POND AVE | STE 100 | BROOKLINE | MA | 024457128 | 33 POND AVE, SUITE 100 |  | BROOKLINE | MA | 024457128 | N | PRIVATE | SM80-R | BROOKHOUSE CONDOMINIUM TRUST | 6177315405 | p.hopkins@brookhousecondo.com | PETER | HOPKINS | 6177315405 | p.hopkins@brookhousecondo.com | PETER | HOPKINS | 6177315405 | p.hopkins@brookhousecondo.com | 1 | BOILER #1-CLEAVER BROOKS CB428-600 TRIPLE FUEL |  | BOILER | CLEAVER BROOKS | CB428-600 | 1967-12-01 | 2011 | 25.1 | 1 | #2 OIL | NO.2 | 58 | Distillate Oil (No. 2) | 0.3 | 0.1 | 0 | E3GAL | 0 | OK | Y | 24 | 7 | 52 | 24 | 7 | 22
1190438 | BROOKHOUSE CONDOMINIUMS |  | 33 POND AVE | STE 100 | BROOKLINE | MA | 024457128 | 33 POND AVE, SUITE 100 |  | BROOKLINE | MA | 024457128 | N | PRIVATE | SM80-R | BROOKHOUSE CONDOMINIUM TRUST | 6177315405 | p.hopkins@brookhousecondo.com | PETER | HOPKINS | 6177315405 | p.hopkins@brookhousecondo.com | PETER | HOPKINS | 6177315405 | p.hopkins@brookhousecondo.com | 2 | BOILER #2-CLEAVER BROOKS CB428-600 TRIPLE FUEL |  | BOILER | CLEAVER BROOKS | CB428-600 | 1967-12-01 | 2011 | 25.1 | 1 | #2 OIL | NO.2 | 58 | Distillate Oil (No. 2) | 0.3 | 0.1 | 0 | E3GAL | 0 | OK | Y | 24 | 7 | 52 | 24 | 7 | 22
1190438 | BROOKHOUSE CONDOMINIUMS |  | 33 POND AVE | STE 100 | BROOKLINE | MA | 024457128 | 33 POND AVE, SUITE 100 |  | BROOKLINE | MA | 024457128 | N | PRIVATE | SM80-R | BROOKHOUSE CONDOMINIUM TRUST | 6177315405 | p.hopkins@brookhousecondo.com | PETER | HOPKINS | 6177315405 | p.hopkins@brookhousecondo.com | PETER | HOPKINS | 6177315405 | p.hopkins@brookhousecondo.com | 3 | BOILER #3-CLEAVER BROOKS CB428-600 TRIPLE FUEL |  | BOILER | CLEAVER BROOKS | CB428-600 | 1967-12-01 | 2011 | 25.1 | 1 | #2 OIL | NO.2 | 58 | Distillate Oil (No. 2) | 0.3 | 0.1 | 0 | E3GAL | 0 | OK | Y | 24 | 7 | 52 | 24 | 7 | 22
1190438 | BROOKHOUSE CONDOMINIUMS |  | 33 POND AVE | STE 100 | BROOKLINE | MA | 024457128 | 33 POND AVE, SUITE 100 |  | BROOKLINE | MA | 024457128 | N | PRIVATE | SM80-R | BROOKHOUSE CONDOMINIUM TRUST | 6177315405 | p.hopkins@brookhousecondo.com | PETER | HOPKINS | 6177315405 | p.hopkins@brookhousecondo.com | PETER | HOPKINS | 6177315405 | p.hopkins@brookhousecondo.com | 4 | BOILER #4-CLEAVER BROOKS CB428-600 TRIPLE FUEL |  | BOILER | CLEAVER BROOKS | CB428-600 | 1967-12-01 | 2011 | 25.1 | 1 | #2 OIL | NO.2 | 58 | Distillate Oil (No. 2) | 0.3 | 0 | 0 | E3GAL | 0 | OK | Y | 24 | 7 | 52 | 24 | 7 | 22
1190470 | FAIRMONT COPLEY PLAZA |  | 138 SAINT JAMES AVE |  | BOSTON | MA | 021160000 | 138 ST JAMES AVENUE |  | BOSTON | MA | 021160000 | N | PRIVATE | NM50 | FAIRMONT COPLEY PLAZA HOTEL | 6172675300 | Mario.Oliveira@Fairmont.com | MARIO | OLIVEIRA | 6178678510 | Mario.Oliveira@Fairmont.com | MARIO | OLIVEIRA | 6178678510 | Mario.Oliveira@Fairmont.com | 1 | BOILER #1-EASTCO #PLW199 |  | BOILER | EASCO | PLW199 | 2002-01-01 | 2008 | 8.862 | 1 | BOILER #1-EASTO #PLW199 | NO.2 | 58 | Distillate Oil (No. 2) | 0.3 | 0 | 0 | E3GAL | 0 | OK | N | 12 | 7 | 35 | 2 | 2 | 12
1190470 | FAIRMONT COPLEY PLAZA |  | 138 SAINT JAMES AVE |  | BOSTON | MA | 021160000 | 138 ST JAMES AVENUE |  | BOSTON | MA | 021160000 | N | PRIVATE | NM50 | FAIRMONT COPLEY PLAZA HOTEL | 6172675300 | Mario.Oliveira@Fairmont.com | MARIO | OLIVEIRA | 6178678510 | Mario.Oliveira@Fairmont.com | MARIO | OLIVEIRA | 6178678510 | Mario.Oliveira@Fairmont.com | 2 | BOILER #-EASTCO #PLW199 |  | BOILER | EASCO | PLW199 | 2002-01-01 | 2008 | 8.862 | 1 | BOILER #2-EASTCO #199 | NO.2 | 58 | Distillate Oil (No. 2) | 0.3 | 0 | 0 | E3GAL | 0 | OK | N | 12 | 7 | 35 | 2 | 2 | 12
1190470 | FAIRMONT COPLEY PLAZA |  | 138 SAINT JAMES AVE |  | BOSTON | MA | 021160000 | 138 ST JAMES AVENUE |  | BOSTON | MA | 021160000 | N | PRIVATE | NM50 | FAIRMONT COPLEY PLAZA HOTEL | 6172675300 | Mario.Oliveira@Fairmont.com | MARIO | OLIVEIRA | 6178678510 | Mario.Oliveira@Fairmont.com | MARIO | OLIVEIRA | 6178678510 | Mario.Oliveira@Fairmont.com | 3 | BOILER #3 - WEIL MCLAIN |  | BOILER | WEIL MCLAIN | 1188 | 1980-01-01 | 2008 | 3.392 | 2 | DISTILLATE OIL | NO.2 | 58 | Distillate Oil (No. 2) | 0.05 | 0 | 0 | E3GAL | 0 | OK | N | 12 | 7 | 35 | 0 | 0 | 0
1190471 | NOVA BIOMEDICAL |  | 200 PROSPECT ST |  | WALTHAM | MA | 024540000 | 200 PROSPECT ST |  | WALTHAM | MA | 024540000 | N | PRIVATE | NM99 | NOVA BIOMEDICAL | 7818940800 | LACCOMANDO@NOVABIO.COM | LEN | ACCOMANDO | 7816473700 | LACCOMANDO@NOVABIO.COM | LEN | ACCOMANDO | 7816473700X204 | LACCOMANDO@NOVABIO.COM | 1 | BOILER #1 - CLEAVER BROOKS |  | BOILER | CLEAVER BROOKS | CB-600-250 | 1948-01-01 | 2011 | 10 | 2 | #2 FUEL OIL | NO.2 | 58 | Distillate Oil (No. 2) | 0.0001 |  | 32.956 | E3GAL | 4600.6576 | OK | N | 24 | 7 | 39 | 8 | 7 | 5
1190471 | NOVA BIOMEDICAL |  | 200 PROSPECT ST |  | WALTHAM | MA | 024540000 | 200 PROSPECT ST |  | WALTHAM | MA | 024540000 | N | PRIVATE | NM99 | NOVA BIOMEDICAL | 7818940800 | LACCOMANDO@NOVABIO.COM | LEN | ACCOMANDO | 7816473700 | LACCOMANDO@NOVABIO.COM | LEN | ACCOMANDO | 7816473700X204 | LACCOMANDO@NOVABIO.COM | 2 | BOILER #2 - A.L. EASTMOND |  | BOILER | A.L. EASTMOND | FST-250 | 1988-01-01 | 2011 | 9.5 | 2 | #2 FUEL OIL | NO.2 | 58 | Distillate Oil (No. 2) | 0.0001 |  | 32.956 | E3GAL | 4600.6576 | OK | N | 24 | 7 | 39 | 8 | 7 | 5
1190478 | WINTHROP COVE REALTY TRUST | FKA WINTHROP COMMUNITY HEALTH CENTER | 495 PLEASANT ST |  | WINTHROP | MA | 021520000 | 197 PORTLAND ST | STE 6 | BOSTON | MA | 021140000 | N | PRIVATE | NM25 | WINTHROP COVE REALTY TRUST | 6172420080 | tina@sttefn.com | MATT | MCNAMARA | 6178923418 | mattlmcnamara@gmail.com | TINA | BREZINSKI | 6175395000 | tina@statefn.com | 1 | BOILER 3 |  | BOILER | ORR AND SEMBOW | S0857M | 1969-01-01 | 2008 | 5 | 1 | NO 2 OIL | NO.2 | 58 | Distillate Oil (No. 2) | 0.3 | 0 | 0 | E3GAL | 0 | OK | N | 0 | 0 | 0 | 0 | 0 | 0
1190478 | WINTHROP COVE REALTY TRUST | FKA WINTHROP COMMUNITY HEALTH CENTER | 495 PLEASANT ST |  | WINTHROP | MA | 021520000 | 197 PORTLAND ST | STE 6 | BOSTON | MA | 021140000 | N | PRIVATE | NM25 | WINTHROP COVE REALTY TRUST | 6172420080 | tina@sttefn.com | MATT | MCNAMARA | 6178923418 | mattlmcnamara@gmail.com | TINA | BREZINSKI | 6175395000 | tina@statefn.com | 2 | BOILER 4 |  | BOILER | ORR AND SEMBOWER | S0857M | 1969-01-01 | 2008 | 5 | 1 | NO 2 OIL | NO.2 | 58 | Distillate Oil (No. 2) | 0.3 | 0 | 0 | E3GAL | 0 | OK | N | 24 | 7 | 26 | 0 | 0 | 0
1190478 | WINTHROP COVE REALTY TRUST | FKA WINTHROP COMMUNITY HEALTH CENTER | 495 PLEASANT ST |  | WINTHROP | MA | 021520000 | 197 PORTLAND ST | STE 6 | BOSTON | MA | 021140000 | N | PRIVATE | NM25 | WINTHROP COVE REALTY TRUST | 6172420080 | tina@sttefn.com | MATT | MCNAMARA | 6178923418 | mattlmcnamara@gmail.com | TINA | BREZINSKI | 6175395000 | tina@statefn.com | 3 | BOILER 5 |  | BOILER | CLEAVER BROOKS | CB.200-250 | 1982-01-01 | 2008 | 11 | 1 | NO 2 OIL | NO.2 | 58 | Distillate Oil (No. 2) | 0.3 | 0 | 10 | E3GAL | 1396 | OK | N | 24 | 7 | 26 | 0 | 0 | 0
1190478 | WINTHROP COVE REALTY TRUST | FKA WINTHROP COMMUNITY HEALTH CENTER | 495 PLEASANT ST |  | WINTHROP | MA | 021520000 | 197 PORTLAND ST | STE 6 | BOSTON | MA | 021140000 | N | PRIVATE | NM25 | WINTHROP COVE REALTY TRUST | 6172420080 | tina@sttefn.com | MATT | MCNAMARA | 6178923418 | mattlmcnamara@gmail.com | TINA | BREZINSKI | 6175395000 | tina@statefn.com | 4 | BOILER 6 BACK UP |  | BOILER | CLEAVER BROOKS | CB200-30 | 1969-01-01 | 2008 | 1 | 1 | NO 2 OIL | NO.2 | 58 | Distillate Oil (No. 2) | 0.3 | 0 | 0 | E3GAL | 0 | OK | N | 0 | 0 | 0 | 0 | 0 | 0
1190480 | FRANCISCAN HOSPITAL FOR CHILDREN |  | 30 WARREN ST |  | BOSTON | MA | 021350000 | 30 WARREN ST |  | BRIGHTON | MA | 021350000 | N | PRIVATE | NM25 | FRANCISCAN HOSPITAL FOR CHILDREN | 6469125612 | palfmm@aol.com | RONALD | SILVERIO | 6172543800 | RSILVERIO@FHFC.ORG | RONALD | SILVERIO | 6172543800X1450 | rsilverio@fhfc.org | 16 | WEIL MCLAIN BUILDING 3 MAIN BOILER 1 | 3 | BOILER | WEIL MCLAIN | UNKNOWN | 2006-10-12 | 2008 | 4 | 1 | #2 OIL | NO.2 | 58 | Distillate Oil (No. 2) | 0.233 | 0.1 | 4816 | E3GAL | 672313.6 | CHECK | N | 24 | 7 | 52 | 6 | 7 | 22
1190480 | FRANCISCAN HOSPITAL FOR CHILDREN |  | 30 WARREN ST |  | BOSTON | MA | 021350000 | 30 WARREN ST |  | BRIGHTON | MA | 021350000 | N | PRIVATE | NM25 | FRANCISCAN HOSPITAL FOR CHILDREN | 6469125612 | palfmm@aol.com | RONALD | SILVERIO | 6172543800 | RSILVERIO@FHFC.ORG | RONALD | SILVERIO | 6172543800X1450 | rsilverio@fhfc.org | 17 | WEIL MCLAIN BUILDING 3 MAIN BOILER 2 | 3 | BOILER | WEIL MCLAIN | UNKNOWN | 2006-10-12 | 2008 | 4 | 1 | #2 OIL | NO.2 | 58 | Distillate Oil (No. 2) | 0.233 | 0 | 4816 | E3GAL | 672313.6 | CHECK | N | 24 | 7 | 52 | 6 | 7 | 22
1190480 | FRANCISCAN HOSPITAL FOR CHILDREN |  | 30 WARREN ST |  | BOSTON | MA | 021350000 | 30 WARREN ST |  | BRIGHTON | MA | 021350000 | N | PRIVATE | NM25 | FRANCISCAN HOSPITAL FOR CHILDREN | 6469125612 | palfmm@aol.com | RONALD | SILVERIO | 6172543800 | RSILVERIO@FHFC.ORG | RONALD | SILVERIO | 6172543800X1450 | rsilverio@fhfc.org | 18 | WEIL MCLAIN BUILDING 3 MAIN BOILER 3 | 3 | BOILER | WEIL MCLAIN | 1288 | 2006-10-12 | 2008 | 4 | 1 | NO. 2 | NO.2 | 58 | Distillate Oil (No. 2) | 0.233 | 0.1 | 4816 | E3GAL | 672313.6 | CHECK | N | 24 | 7 | 52 | 6 | 7 | 22
1190481 | SUNOCO PARTNERS MARKETING & TERMINALS LP | FKA CONOCO PHILLIPS CO EAST BOSTON TERMI | 467 AND 580 CHELSEA ST |  | EAST BOSTON | MA | 021280000 | 467 CHELSEA ST |  | BOSTON | MA | 021080000 | N | PRIVATE | OP3 | SUNOCO PARTNERS MARKETING AND TERMINALS, L.P. | 2159773000 | jroberts@sunocologistics.com | PETER | ST. GERMAINE | 6175682239 | pjstgermaine@sunocologistics.com | JENNIFER | ROBERTS | 4196900472X228 | jroberts@sunocologistics.com | 1 | BOILER #1-CLEAVER BROOKS CB 200-80 FUEL OIL |  | BOILER | WEIL-MCLAIN | 888 | 1968-05-01 | 2011 | 1.9 | 1 | BOILER #1-CLEAVER BROOKS CB189-600 #2 OIL-0.3 S | NO.2 | 58 | Distillate Oil (No. 2) | 0.3 | 0.1 | 14.5 | E3GAL | 2024.2 | OK | N | 24 | 7 | 30 | 24 | 7 | 4
1190483 | GULF OIL LP CHELSEA |  | 281 EASTERN AVE |  | CHELSEA | MA | 021500000 | 281 EASTERN AVE |  | CHELSEA | MA | 021500000 | N | PRIVATE | OP3 | GULF OIL LIMITED PARTNERSHIP | 6178845980 | arice@gulfoil.com | ALTON | RICE | 6178845980 | arice@gulfoil.com | NATHAN | STEVENS | 5082704447 | nstevens@cumberlandgulf.com | 1 | BOILERS #1(4 UNITS) 2.2 MMBTU/HR TOTAL |  | BOILER | UTICA | UNKNOWN | 1949-01-01 | 2011 | 2.2 | 1 | BOILERS #1(5)-UTICA #2 OIL-0.3 S | NO.2 | 58 | Distillate Oil (No. 2) | 0.3 | 0 | 8.688 | E3GAL | 1212.8448 | OK | N | 24 | 7 | 40 | 24 | 7 | 8
1190483 | GULF OIL LP CHELSEA |  | 281 EASTERN AVE |  | CHELSEA | MA | 021500000 | 281 EASTERN AVE |  | CHELSEA | MA | 021500000 | N | PRIVATE | OP3 | GULF OIL LIMITED PARTNERSHIP | 6178845980 | arice@gulfoil.com | ALTON | RICE | 6178845980 | arice@gulfoil.com | NATHAN | STEVENS | 5082704447 | nstevens@cumberlandgulf.com | 36 | BOILERS #2-SLANT FIN 3.0 MMBTU/HR | 5 | BOILER | SLANT FIN LIBERT II | LD-70P | 2005-01-01 | 2011 | 3 | 1 | DISTILLATE FUEL OIL #2 | NO.2 | 58 | Distillate Oil (No. 2) | 0.3 | 0 | 2.86 | E3GAL | 399.256 | OK | N | 24 | 7 | 30 | 0 | 0 | 0
1190484 | EXXON MOBIL OIL CORPORATION |  | 52 BEACHAM ST |  | EVERETT | MA | 021490000 | 52 BEACHAM STREET |  | EVERETT | MA | 021490000 | N | PRIVATE | OP3 | EXXON MOBIL OIL CORP | 6173812800 | gregory.j.ferrone@exxonmobil.com | GREGORY | FERRONE | 6173812800 | gregory.j.ferrone@exxonmobil.com | MICHAEL | BUTLER | 6173812872 | michael.k.butler@exxonmobil.com | 71 | DISTILLATE BOILER |  | BOILER | UNKNOWN | UNKNOWN | 1995-01-01 | 2011 | 10 | 1 | DISTILLATE OIL #2 | NO.2 | 58 | Distillate Oil (No. 2) | 0.1 | 0 | 10.789 | E3GAL | 1506.1444 | OK | N | 5 | 1 | 52 | 5 | 1 | 20
1190487 | GLOBAL PETROLEUM CORPORATION |  | 140 LEE BURBANK HWY |  | REVERE | MA | 021514034 | 140 LEE BURBANK HWY |  | REVERE | MA | 021514034 | N | PRIVATE | OP3 | GLOBAL PETROLEUM CORP | 7818948800 | rkenny@globalp.com | RONALD | KENNY | 6176601119 | rkenny@globalp.com | TOM | KEEFE | 7818948800 | tkeefe@globalp.com | 21 | BOILER #1-H.B.SMITH #801CRD 2.77 MMBTU/HR |  | BOILER | HB SMITH | 801 CRD | 1949-01-01 | 2011 | 3 | 1 | BOILER 1-H.B.SMITH 801CRD 2 OIL-0.3S | NO.2 | 58 | Distillate Oil (No. 2) | 0.3 | 0 | 10.366 | E3GAL | 1447.0936 | OK | N | 24 | 7 | 52 | 24 | 7 | 22
1190487 | GLOBAL PETROLEUM CORPORATION |  | 140 LEE BURBANK HWY |  | REVERE | MA | 021514034 | 140 LEE BURBANK HWY |  | REVERE | MA | 021514034 | N | PRIVATE | OP3 | GLOBAL PETROLEUM CORP | 7818948800 | rkenny@globalp.com | RONALD | KENNY | 6176601119 | rkenny@globalp.com | TOM | KEEFE | 7818948800 | tkeefe@globalp.com | 31 | BOILER 3-UNLILUX 600FHW 2 OIL@0.3S |  | BOILER | UNILUX | LS 600 | 2002-11-01 | 2011 | 6.25 | 1 | BOILER 3-UNLILUX 600FHW 2 OIL@0.3S | NO.2 | 58 | Distillate Oil (No. 2) | 0.3 | 0 | 2.408 | E3GAL | 336.1568 | OK | N | 24 | 7 | 52 | 24 | 7 | 22
1190487 | GLOBAL PETROLEUM CORPORATION |  | 140 LEE BURBANK HWY |  | REVERE | MA | 021514034 | 140 LEE BURBANK HWY |  | REVERE | MA | 021514034 | N | PRIVATE | OP3 | GLOBAL PETROLEUM CORP | 7818948800 | rkenny@globalp.com | RONALD | KENNY | 6176601119 | rkenny@globalp.com | TOM | KEEFE | 7818948800 | tkeefe@globalp.com | 32 | BOILER #4-UNLILUX #600FHW #2 OIL@0.3S |  | BOILER | UNILUX | LS 600 | 2002-11-01 | 2011 | 6.25 | 1 | BOILER 4-UNLILUX 600FHW 2 OIL@0.3S | NO.2 | 58 | Distillate Oil (No. 2) | 0.3 | 0 | 2.408 | E3GAL | 336.1568 | OK | N | 24 | 7 | 52 | 24 | 7 | 22
1190487 | GLOBAL PETROLEUM CORPORATION |  | 140 LEE BURBANK HWY |  | REVERE | MA | 021514034 | 140 LEE BURBANK HWY |  | REVERE | MA | 021514034 | N | PRIVATE | OP3 | GLOBAL PETROLEUM CORP | 7818948800 | rkenny@globalp.com | RONALD | KENNY | 6176601119 | rkenny@globalp.com | TOM | KEEFE | 7818948800 | tkeefe@globalp.com | 33 | BOILER #5-UNLILUX #600FHW #2 OIL@0.3S |  | BOILER | UNILUX | LS 600 | 2002-11-01 | 2011 | 6.25 | 1 | BOILER 5-UNLILUX 600FHW 2 OIL@0.3S | NO.2 | 58 | Distillate Oil (No. 2) | 0.3 | 0 | 2.408 | E3GAL | 336.1568 | OK | N | 24 | 7 | 52 | 24 | 7 | 22
1190490 | IRVING OIL TERMINALS |  | 41 LEE BURBANK HWY |  | REVERE | MA | 021510000 | 41 LEE BURBANK HGWY |  | REVERE | MA | 021514001 | N | PRIVATE | OP3 | IRVING OIL TERMINALS INC | 7812894201X315 | shawn.mcardle@irvingoil.com | MICHAEL | CURRIE | 5068623253 | mike.currie@irvingoil.com | JIM | LOCKE | 6035598826 | jim.locke@irvingoil.com | 1 | BOILERS #1(2) 0.5809 MMBTU/HR #2 OIL | 2 | BOILER | PEERLESS/AMERICAN RADIATOR | UNKNOWN | 1990-01-01 | 2011 | 1.162 | 1 | BOILERS #1(2) #2 OIL-0.3 PERCENT S | NO.2 | 58 | Distillate Oil (No. 2) | 0.3 | 0 | 4.1038 | E3GAL | 572.8905 | OK | Y | 24 | 7 | 52 | 24 | 7 | 22
1190492 | MUSEUM OF FINE ARTS | FKA FORSYTH DENTAL CENTER | 140 FENWAY ST |  | BOSTON | MA | 021150000 | 465 HUNTINGTON AVE | ATTN: MGR OF ENGINEERING SERVICES | BOSTON | MA | 021150000 | N | PRIVATE | NM99 | FORSYTH INSTITUTE | 6172625200 | TBUONOPANE@FORSYTH.ORG | PAUL | MCDONOUGH | 6178928571 | pmcdonough@FORSYTH.ORG | THOMAS | BUONOPANE | 6172625200 | TBUONOPANE@FORSYTH.ORG | 1 | BOILER #1-BURNHAM SCOTCH MARINE #2 OIL-0.3 PCT S |  | BOILER | BURNHAM | 3L1751 BSPL | 1975-12-15 | 2009 | 7 | 1 | BOILER #1-BURNHAM SCOTCH #2 OIL-0.3 PCT S | NO.2 | 58 | Distillate Oil (No. 2) | 0.3 | 0.3 | 54.75 | E3GAL | 7643.1 | OK | N | 12 | 4 | 26 | 12 | 4 | 21
1190492 | MUSEUM OF FINE ARTS | FKA FORSYTH DENTAL CENTER | 140 FENWAY ST |  | BOSTON | MA | 021150000 | 465 HUNTINGTON AVE | ATTN: MGR OF ENGINEERING SERVICES | BOSTON | MA | 021150000 | N | PRIVATE | NM99 | FORSYTH INSTITUTE | 6172625200 | TBUONOPANE@FORSYTH.ORG | PAUL | MCDONOUGH | 6178928571 | pmcdonough@FORSYTH.ORG | THOMAS | BUONOPANE | 6172625200 | TBUONOPANE@FORSYTH.ORG | 2 | BOILER #2-BURNHAM SCOTCH MARINE #2 FUEL OIL 0.3 S |  | BOILER | BURNHAM | 3L175 LBSPL | 1975-12-15 | 2009 | 6 | 1 | BOILER #2-BURNHAM SCOTCH #2 OIL | NO.2 | 58 | Distillate Oil (No. 2) | 0 | 0 | 54.75 | E3GAL | 7643.1 | OK | N | 12 | 4 | 26 | 12 | 4 | 21
1190497 | TWIN RIVERS TECHNOLOGIES MANUFACTURING C | FKA TWIN RIVERS TECHNOLOGIES QUINCY LLC | 780 WASHINGTON ST |  | QUINCY | MA | 021690000 | 780 WASHINGTON ST |  | QUINCY | MA | 021690000 | N | PRIVATE | OP6 | TWIN RIVERS TECHNOLOGIES, US INC. | 6174729200X4284 | Scott.Chatlin@trtlp.com | SCOTT | CHATLIN | 6174729200 | Scott.Chatlin@trtlp.com | MICHAEL | GLINSKI | 6174729200X4284 | mike.glinski@trtlp.com | 1 | BOILER #1-COMB ENG 25-A-12 |  | BOILER | COMBUSTION ENGINEERING | 25-A-12 | 1977-01-06 | 2011 | 91 | 2 | BOILER 1-COMB ENGINEERING 25-A-12 2 OIL-0.3S | NO.2 | 58 | Distillate Oil (No. 2) | 0.3 | 0 | 12 | E3GAL | 1675.2 | OK | N | 24 | 7 | 50 | 24 | 7 | 21
1190497 | TWIN RIVERS TECHNOLOGIES MANUFACTURING C | FKA TWIN RIVERS TECHNOLOGIES QUINCY LLC | 780 WASHINGTON ST |  | QUINCY | MA | 021690000 | 780 WASHINGTON ST |  | QUINCY | MA | 021690000 | N | PRIVATE | OP6 | TWIN RIVERS TECHNOLOGIES, US INC. | 6174729200X4284 | Scott.Chatlin@trtlp.com | SCOTT | CHATLIN | 6174729200 | Scott.Chatlin@trtlp.com | MICHAEL | GLINSKI | 6174729200X4284 | mike.glinski@trtlp.com | 2 | BOILER 2 - BABCOCK+WILCOX FM 6 OIL |  | BOILER | BABCOCK & WILCOX | 1304 | 1977-01-06 | 2011 | 45 | 2 | BOILER 2 - BABCOCK WILCOX FM 2 OIL-0.3S | NO.2 | 58 | Distillate Oil (No. 2) | 0.3 | 0 | 3 | E3GAL | 418.8 | OK | N | 24 | 7 | 50 | 24 | 7 | 22
1190497 | TWIN RIVERS TECHNOLOGIES MANUFACTURING C | FKA TWIN RIVERS TECHNOLOGIES QUINCY LLC | 780 WASHINGTON ST |  | QUINCY | MA | 021690000 | 780 WASHINGTON ST |  | QUINCY | MA | 021690000 | N | PRIVATE | OP6 | TWIN RIVERS TECHNOLOGIES, US INC. | 6174729200X4284 | Scott.Chatlin@trtlp.com | SCOTT | CHATLIN | 6174729200 | Scott.Chatlin@trtlp.com | MICHAEL | GLINSKI | 6174729200X4284 | mike.glinski@trtlp.com | 23 | CLAYTON STEAM GENERATOR |  | BOILER | CLAYTON INDUSTRIES | E-505-9.5-FRG-HO | 2007-11-01 | 2011 | 20.154 | 1 | 2 OIL | NO.2 | 58 | Distillate Oil (No. 2) | 0.3 | 0 | 9 | E3GAL | 1256.4 | OK | N | 5 | 1 | 8 | 0 | 0 | 0
1190499 | USAF HANSCOM AFB 66 ABG/CEV |  | 72 DOW ST | BLDG 1825 | HANSCOM AFB | MA | 017310000 | 72 DOW STREET | BUILDING 1825 | HANSCOM AFB | MA | 017311910 | N | FEDERAL | OP6 | UNITED STATES AIR FORCE | 7812256142 | DONALD.MORRIS@HANSCOM.AF.MIL | THOMAS | SCHLUCKEBIER | 7812252999 | Thomas.Schluckebier@hanscom.af.mil | ROBERT | SPELFOGEL | 7812256145 | Robert.Spelfogel@hanscom.af.mil | 51 | SMALL UNITS BURNING NO.2 OIL | 34 | BOILER | VARIOUS | VARIOUS | 1990-01-01 | 2011 | 17.568 | 1 | NO. 2 FUEL OIL | NO.2 | 58 | Distillate Oil (No. 2) | 0.3 | 0.1 | 86.715 | E3GAL | 12105.414 | OK | N | 24 | 7 | 42 | 24 | 7 | 10
1190507 | VEOLIA ENERGY BOSTON INC | FKA TRIGEN BOSTON ENERGY | 165 KNEELAND ST |  | BOSTON | MA | 021110000 | 15 ELKINS ST |  | SOUTH BOSTON | MA | 021270000 | N | PRIVATE | OP11 | VEOLIA ENERGY BOSTON INC | 8574019849 | lariagno@veoliaenergyna.com | LEONARD | ARIAGNO | 8574019849 | lariagno@veoliaenergyna.com | SEAN | CALDWELL | 8574019842 | scaldwell@veoliaenergyna.com | 3 | BOILER #3-FOSTER+WHEELER SC TRI-FUELS |  | BOILER | FOSTER WHEELER | SC | 1975-01-01 | 2011 | 600 | 3 | BOILER #3-FOSTER+WHEELER SC #2 OIL-0.3 S | NO.2 | 58 | Distillate Oil (No. 2) | 0.3 | 0 | 19 | E3GAL | 2652.4 | OK | N | 24 | 6 | 41 | 23 | 5 | 10
1190525 | US VA BOSTON HEALTHCARE SYSTEM |  | 150 SOUTH HUNTINGTON AVE |  | BOSTON | MA | 021300000 | 150 SOUTH HUNTINGTON AVE |  | BOSTON | MA | 021304817 | N | FEDERAL | SM80-R | VETERANS ADMINISTRATION BOSTON HEALTH | 5085834500 | RICHARD.EPPLEY@VA.GOV | BRYAN | SOLTYSIK | 8572036522 | BRYAN.SOLTYSIK@VA.GOV | BRYAN | SOLTYSIK | 8572036522 | BRYAN.SOLTYSIK@VA.GOV | 1 | BOILER #1-COMBUSTION ENGINEERING DUAL FUEL |  | BOILER | COMBUSTION ENGINEERING | 4132 | 1953-01-01 | 2011 | 32 | 1 | BOILER #1-COMBUSTION ENG. #2 OIL-0.3 S | NO.2 | 58 | Distillate Oil (No. 2) | 0.3 | 0.1 | 0.438 | E3GAL | 61.1448 | OK | N | 24 | 7 | 30 | 6 | 7 | 22
1190525 | US VA BOSTON HEALTHCARE SYSTEM |  | 150 SOUTH HUNTINGTON AVE |  | BOSTON | MA | 021300000 | 150 SOUTH HUNTINGTON AVE |  | BOSTON | MA | 021304817 | N | FEDERAL | SM80-R | VETERANS ADMINISTRATION BOSTON HEALTH | 5085834500 | RICHARD.EPPLEY@VA.GOV | BRYAN | SOLTYSIK | 8572036522 | BRYAN.SOLTYSIK@VA.GOV | BRYAN | SOLTYSIK | 8572036522 | BRYAN.SOLTYSIK@VA.GOV | 2 | BOILER #2-COMBUSTION ENGINEERING DUAL FUEL |  | BOILER | COMBUSTION ENGINEERING | 4132 | 1953-01-01 | 2011 | 32 | 1 | BOILER #2-COMBUSTION ENG. #2 OIL-0.3 S | NO.2 | 58 | Distillate Oil (No. 2) | 0.3 | 0.1 | 0.779 | E3GAL | 108.7484 | OK | N | 24 | 7 | 13 | 6 | 7 | 1
1190525 | US VA BOSTON HEALTHCARE SYSTEM |  | 150 SOUTH HUNTINGTON AVE |  | BOSTON | MA | 021300000 | 150 SOUTH HUNTINGTON AVE |  | BOSTON | MA | 021304817 | N | FEDERAL | SM80-R | VETERANS ADMINISTRATION BOSTON HEALTH | 5085834500 | RICHARD.EPPLEY@VA.GOV | BRYAN | SOLTYSIK | 8572036522 | BRYAN.SOLTYSIK@VA.GOV | BRYAN | SOLTYSIK | 8572036522 | BRYAN.SOLTYSIK@VA.GOV | 3 | BOILER #3-COMBUSTION ENGINEERING DUAL FUEL |  | BOILER | COMBUSTION ENGINEERING | 4132 | 1953-01-01 | 2011 | 32 | 1 | BOILER #3-COMBUSTION ENG. #2 OIL-0.3 S | NO.2 | 58 | Distillate Oil (No. 2) | 0.3 | 0.1 | 0 | E3GAL | 0 | OK | N | 24 | 7 | 4 | 0 | 0 | 0
1190525 | US VA BOSTON HEALTHCARE SYSTEM |  | 150 SOUTH HUNTINGTON AVE |  | BOSTON | MA | 021300000 | 150 SOUTH HUNTINGTON AVE |  | BOSTON | MA | 021304817 | N | FEDERAL | SM80-R | VETERANS ADMINISTRATION BOSTON HEALTH | 5085834500 | RICHARD.EPPLEY@VA.GOV | BRYAN | SOLTYSIK | 8572036522 | BRYAN.SOLTYSIK@VA.GOV | BRYAN | SOLTYSIK | 8572036522 | BRYAN.SOLTYSIK@VA.GOV | 4 | BOILER #4-CLEAVER BROOKS CB200-300 DUAL FUEL |  | BOILER | CLEAVER BROOKS | CB200-300-150 | 1992-03-11 | 2011 | 13 | 1 | BOILER #4-CLEAVER BROOKS CB200-300 #2 OIL-0.3 S | NO.2 | 58 | Distillate Oil (No. 2) | 0.3 | 0.1 | 0 | E3GAL | 0 | OK | N | 24 | 7 | 26 | 24 | 7 | 20
1190532 | NEW ENGLAND CASKET CO |  | 1141 BENNINGTON ST |  | BOSTON | MA | 021280000 | 1141 BENNINGTON ST |  | BOSTON | MA | 021280000 | N | PRIVATE | SM79-7 | NEW ENGLAND CASKET COMPANY | 6175691510 | ltobiajr@newenglandcasket.com | LOUIS JR | TOBIA | 6175691510 | ltobiajr@newenglandcasket.com | LOUIS | TOBIA | 6175691510 | ltobiajr@newenglandcasket.com | 7 | BOILER 1 |  | BOILER | HB SMITH | 28A-14 | 1992-01-01 | 2010 | 3 | 1 | # 2 OIL | NO.2 | 58 | Distillate Oil (No. 2) | 0.2 | 0 | 11.479 | E3GAL | 1602.4684 | OK | N | 24 | 7 | 25 | 0 | 0 | 0
1190532 | NEW ENGLAND CASKET CO |  | 1141 BENNINGTON ST |  | BOSTON | MA | 021280000 | 1141 BENNINGTON ST |  | BOSTON | MA | 021280000 | N | PRIVATE | SM79-7 | NEW ENGLAND CASKET COMPANY | 6175691510 | ltobiajr@newenglandcasket.com | LOUIS JR | TOBIA | 6175691510 | ltobiajr@newenglandcasket.com | LOUIS | TOBIA | 6175691510 | ltobiajr@newenglandcasket.com | 8 | BOILER 2 |  | BOILER | HB SMITH | 20-A | 1992-01-01 | 2010 | 1 | 1 | 2 OIL - 0.2S | NO.2 | 58 | Distillate Oil (No. 2) | 0.2 | 0 | 1.531 | E3GAL | 213.7276 | OK | N | 24 | 7 | 52 | 0 | 0 | 0
1190541 | BOSTON UNIVERSITY MEDICAL CAMPUS |  | 650-700 ALBANY ST |  | BOSTON | MA | 021180000 | 85 EAST NEWTON ST | M470, EHS | BOSTON | MA | 021180000 | N | PRIVATE | NM50 | TRUSTEES OF BOSTON UNIVERSITY | 6172695600 | wgasper@bu.edu | WILLIAM | GASPER | 6176384590 | wgasper@bu.edu | STEPHEN | MONSTUR | 6176388830 | smonstur@bu.edu | 11 | NAVAL BLOOD BUILDING BOILER |  | BOILER | WEIL MCCLAIN | N040 | 2004-10-01 | 2009 | 1.68 | 1 | #2 OIL | NO.2 | 58 | Distillate Oil (No. 2) | 0.3 | 0 | 5.81 | E3GAL | 811.076 | OK | N | 24 | 7 | 20 | 24 | 7 | 4
1190543 | MT AUBURN HOSPITAL |  | 330 MOUNT AUBURN ST |  | CAMBRIDGE | MA | 022380000 | 330 MOUNT AUBURN ST | ATTN: ENGINEERING | CAMBRIDGE | MA | 021380000 | N | PRIVATE | SM79-R | MOUNT AUBURN HOSPITAL | 6174995004 | mburnham@mah.harvard.edu | MARIE | BURNHAM | 6174995558 | mburnham@mah.harvard.edu | MARIE | BURNHAM | 6174995558 | mburnham@mah.harvard.edu | 2 | BOILER #2-WICKES DUAL FUEL |  | BOILER | WICKES | 61768 | 1952-01-01 | 2011 | 25.2 | 1 | BOILER #2-WICKES #2 OIL-0.05S | NO.2 | 58 | Distillate Oil (No. 2) | 0.05 | 0 | 2.489 | E3GAL | 347.4644 | OK | Y | 24 | 7 | 52 | 24 | 7 | 22
1190543 | MT AUBURN HOSPITAL |  | 330 MOUNT AUBURN ST |  | CAMBRIDGE | MA | 022380000 | 330 MOUNT AUBURN ST | ATTN: ENGINEERING | CAMBRIDGE | MA | 021380000 | N | PRIVATE | SM79-R | MOUNT AUBURN HOSPITAL | 6174995004 | mburnham@mah.harvard.edu | MARIE | BURNHAM | 6174995558 | mburnham@mah.harvard.edu | MARIE | BURNHAM | 6174995558 | mburnham@mah.harvard.edu | 3 | BOILER #3-BABCOX WILCOX DUAL FUEL |  | BOILER | BABCOCK AND WILCOX | FM 2015 | 1971-01-01 | 2011 | 26.558 | 1 | BOILER #3-BABCOCK WILCOX #2 OIL-0.3S | NO.2 | 58 | Distillate Oil (No. 2) | 0.05 | 0 | 2.489 | E3GAL | 347.4644 | OK | N | 24 | 7 | 52 | 24 | 7 | 22
1190543 | MT AUBURN HOSPITAL |  | 330 MOUNT AUBURN ST |  | CAMBRIDGE | MA | 022380000 | 330 MOUNT AUBURN ST | ATTN: ENGINEERING | CAMBRIDGE | MA | 021380000 | N | PRIVATE | SM79-R | MOUNT AUBURN HOSPITAL | 6174995004 | mburnham@mah.harvard.edu | MARIE | BURNHAM | 6174995558 | mburnham@mah.harvard.edu | MARIE | BURNHAM | 6174995558 | mburnham@mah.harvard.edu | 12 | BOILER #1-WICKES DUAL FUEL |  | BOILER | WICKES | 1176 | 1952-01-01 | 2011 | 25.2 | 1 | BOILER #1-WICKES #2 OIL-0.05S | NO.2 | 58 | Distillate Oil (No. 2) | 0.05 | 0 | 2.489 | E3GAL | 347.4644 | OK | Y | 24 | 7 | 52 | 24 | 7 | 22
1190549 | FAULKNER HOSPITAL |  | 1153 CENTER ST |  | BOSTON | MA | 021303492 | 1153 CENTER ST |  | BOSTON | MA | 021303492 | N | PRIVATE | SM79-7 | FAULKNER HOSPITAL | 6179837975 | pkeating@partners.org | PAUL | KEATING | 6179837975 | pkeating@partners.org | PAUL | KEATING | 6179837975 | pkeating@partners.org | 1 | BOILER #1-H.P.BRYAN STEAM #L80S #2 OIL-0.3 S |  | BOILER | BRYAN | L80S | 1974-01-01 | 2011 | 5.32 | 1 | #2 OIL-0.3 S | NO.2 | 58 | Distillate Oil (No. 2) | 0.3 | 0.1 | 22.65 | E3GAL | 3161.94 | OK | N | 18 | 7 | 26 | 18 | 7 | 11
1190549 | FAULKNER HOSPITAL |  | 1153 CENTER ST |  | BOSTON | MA | 021303492 | 1153 CENTER ST |  | BOSTON | MA | 021303492 | N | PRIVATE | SM79-7 | FAULKNER HOSPITAL | 6179837975 | pkeating@partners.org | PAUL | KEATING | 6179837975 | pkeating@partners.org | PAUL | KEATING | 6179837975 | pkeating@partners.org | 2 | BOILER 1 LP BRYAN STEAM LM1050FDS15 NO2 OIL + GAS |  | BOILER | BRYAN | LM1050 | 1974-01-01 | 2011 | 10.5 | 1 | NO 2 OIL 0.3 PCT S | NO.2 | 58 | Distillate Oil (No. 2) | 0.3 | 0.1 | 0 | E3GAL | 0 | OK | N | 24 | 7 | 16 | 12 | 7 | 6
1190549 | FAULKNER HOSPITAL |  | 1153 CENTER ST |  | BOSTON | MA | 021303492 | 1153 CENTER ST |  | BOSTON | MA | 021303492 | N | PRIVATE | SM79-7 | FAULKNER HOSPITAL | 6179837975 | pkeating@partners.org | PAUL | KEATING | 6179837975 | pkeating@partners.org | PAUL | KEATING | 6179837975 | pkeating@partners.org | 3 | BOILER 2 L.P.BRYAN STEAM LM1050FDS15 NO2 OIL + GAS |  | BOILER | BRYAN | LM1050 | 1974-01-01 | 2011 | 10.5 | 1 | NO 2 OIL 0.3 PCT S | NO.2 | 58 | Distillate Oil (No. 2) | 0.3 | 0.1 | 0 | E3GAL | 0 | OK | N | 24 | 7 | 52 | 12 | 7 | 6
1190549 | FAULKNER HOSPITAL |  | 1153 CENTER ST |  | BOSTON | MA | 021303492 | 1153 CENTER ST |  | BOSTON | MA | 021303492 | N | PRIVATE | SM79-7 | FAULKNER HOSPITAL | 6179837975 | pkeating@partners.org | PAUL | KEATING | 6179837975 | pkeating@partners.org | PAUL | KEATING | 6179837975 | pkeating@partners.org | 4 | BOILER 3 L.P.BRYAN STEAM LM1050FDS15 NO2 OIL + GAS |  | BOILER | BRYAN | LM1050 | 1974-01-01 | 2011 | 10.5 | 1 | #2 OIL 0.3 S | NO.2 | 58 | Distillate Oil (No. 2) | 0.3 | 0.1 | 0 | E3GAL | 0 | OK | N | 24 | 7 | 16 | 12 | 7 | 6
1190549 | FAULKNER HOSPITAL |  | 1153 CENTER ST |  | BOSTON | MA | 021303492 | 1153 CENTER ST |  | BOSTON | MA | 021303492 | N | PRIVATE | SM79-7 | FAULKNER HOSPITAL | 6179837975 | pkeating@partners.org | PAUL | KEATING | 6179837975 | pkeating@partners.org | PAUL | KEATING | 6179837975 | pkeating@partners.org | 5 | BOILER 4-LP.BRYAN STEAM #LM1050FDS15 NO2 OIL + GAS |  | BOILER | BRYAN | LM1050 | 1974-01-01 | 2011 | 10.5 | 1 | BOILER 4-L.P.BRYAN #LM1050FDS15 #2 OIL-GAS | NO.2 | 58 | Distillate Oil (No. 2) | 0.3 | 1 | 0 | E3GAL | 0 | OK | N | 24 | 7 | 16 | 12 | 7 | 6
1190549 | FAULKNER HOSPITAL |  | 1153 CENTER ST |  | BOSTON | MA | 021303492 | 1153 CENTER ST |  | BOSTON | MA | 021303492 | N | PRIVATE | SM79-7 | FAULKNER HOSPITAL | 6179837975 | pkeating@partners.org | PAUL | KEATING | 6179837975 | pkeating@partners.org | PAUL | KEATING | 6179837975 | pkeating@partners.org | 6 | BOILER #2-H.P.BRYAN STEAM #L80S #2 OIL-0.3 S |  | BOILER | BRYAN | L80S | 1974-01-01 | 2011 | 5.32 | 1 | NO 2 OIL-0.3 PCT S | NO.2 | 58 | Distillate Oil (No. 2) | 0.3 | 0.1 | 23.49 | E3GAL | 3279.204 | OK | N | 18 | 7 | 26 | 18 | 7 | 11
1190552 | JAMAICAWAY TOWER |  | 111 PERKINS ST |  | BOSTON | MA | 021300000 | 111 PERKINS ST |  | BOSTON | MA | 021300000 | N | PRIVATE | SM50 | JAMAICAWAY TOWER AND TOWNHOUSES COOPERATIVE | 6175244000 | eric.richards@jamaicawaytower.com | ERIC | RICHARDS | 6175244000 | ERIC.RICHARDS@JAMAICAWAYTOWER.COM | ERIC | RICHARDS | 6175244000 | ERIC.RICHARDS@JAMAICAWAYTOWER.COM | 1 | BOILER #1-PACIFIC NATIONAL #2 OIL-0.5S |  | BOILER | NATIONAL | UNKNOWN | 1965-01-01 | 2008 | 15 | 1 | BOILER #1-PACIFIC NATIONAL #2 OIL-0.5S | NO.2 | 58 | Distillate Oil (No. 2) | 0.5 | 0.1 | 75 | E3GAL | 10470 | OK | N | 24 | 7 | 26 | 24 | 7 | 11
1190552 | JAMAICAWAY TOWER |  | 111 PERKINS ST |  | BOSTON | MA | 021300000 | 111 PERKINS ST |  | BOSTON | MA | 021300000 | N | PRIVATE | SM50 | JAMAICAWAY TOWER AND TOWNHOUSES COOPERATIVE | 6175244000 | eric.richards@jamaicawaytower.com | ERIC | RICHARDS | 6175244000 | ERIC.RICHARDS@JAMAICAWAYTOWER.COM | ERIC | RICHARDS | 6175244000 | ERIC.RICHARDS@JAMAICAWAYTOWER.COM | 2 | BOILER #2-PACIFIC NATIONAL #2 OIL-0.5S |  | BOILER | NATIONAL | UNKNOWN | 1965-01-01 | 2008 | 15 | 1 | BOILER #2-PACIFIC NATIONAL #2 OIL-0.5S | NO.2 | 58 | Distillate Oil (No. 2) | 0.5 | 0.1 | 75 | E3GAL | 10470 | OK | N | 24 | 7 | 26 | 24 | 7 | 11
1190553 | GODDARD HOUSE |  | 201 SOUTH HUNTINGTON A |  | BOSTON | MA | 021300000 | 201 SOUTH HUNTINGTON A |  | BOSTON | MA | 021300000 | N | PRIVATE | NM50 | GODDARD HOUSE | 6175223080 | DRILEYOKUN@RADIUSMANAGEMENT.COM | DENISE | RILEY OKUN | 6175223080 | DRILEYOKUN@RADIUSMANAGEMENT.COM | ANGELITO | MUTIA | 6175223080 | LMUTIA@RADIUSMANAGEMENT.COM | 1 | BOILER 1-CLEAVER BROOKS |  | BOILER | CLEAVER-BROOKS | UNKNOWN | 1975-01-01 | 2010 | 8 | 1 | BOILER 1-CLEAVER BROOKS | NO.2 | 58 | Distillate Oil (No. 2) | 0.5 | 0.1 | 0 | E3GAL | 0 | OK | N | 24 | 7 | 52 | 24 | 7 | 8
1190553 | GODDARD HOUSE |  | 201 SOUTH HUNTINGTON A |  | BOSTON | MA | 021300000 | 201 SOUTH HUNTINGTON A |  | BOSTON | MA | 021300000 | N | PRIVATE | NM50 | GODDARD HOUSE | 6175223080 | DRILEYOKUN@RADIUSMANAGEMENT.COM | DENISE | RILEY OKUN | 6175223080 | DRILEYOKUN@RADIUSMANAGEMENT.COM | ANGELITO | MUTIA | 6175223080 | LMUTIA@RADIUSMANAGEMENT.COM | 2 | BOILER 2 - CLEAVER BROOKS |  | BOILER | CLEAVER - BROOKS | UNKNOWN | 1975-01-01 | 2010 | 8 | 1 | BOILER 2 - CLEAVER BROOKS | NO.2 | 58 | Distillate Oil (No. 2) | 0.5 | 0.1 | 0 | E3GAL | 0 | OK | N | 24 | 7 | 30 | 24 | 7 | 8
1190553 | GODDARD HOUSE |  | 201 SOUTH HUNTINGTON A |  | BOSTON | MA | 021300000 | 201 SOUTH HUNTINGTON A |  | BOSTON | MA | 021300000 | N | PRIVATE | NM50 | GODDARD HOUSE | 6175223080 | DRILEYOKUN@RADIUSMANAGEMENT.COM | DENISE | RILEY OKUN | 6175223080 | DRILEYOKUN@RADIUSMANAGEMENT.COM | ANGELITO | MUTIA | 6175223080 | LMUTIA@RADIUSMANAGEMENT.COM | 3 | BOILER - 1 HURST-WEBSTER |  | BOILER | HURST - WEBSTER | JB3C-75MINIMARK6 M-M(.30)-MR-FM | 2008-09-26 | 2010 | 8.4 | 1 | #2 | NO.2 | 58 | Distillate Oil (No. 2) | 0.15 | 0.1 | 15 | E3GAL | 2094 | OK | N | 24 | 7 | 26 | 12 | 7 | 4
1190553 | GODDARD HOUSE |  | 201 SOUTH HUNTINGTON A |  | BOSTON | MA | 021300000 | 201 SOUTH HUNTINGTON A |  | BOSTON | MA | 021300000 | N | PRIVATE | NM50 | GODDARD HOUSE | 6175223080 | DRILEYOKUN@RADIUSMANAGEMENT.COM | DENISE | RILEY OKUN | 6175223080 | DRILEYOKUN@RADIUSMANAGEMENT.COM | ANGELITO | MUTIA | 6175223080 | LMUTIA@RADIUSMANAGEMENT.COM | 4 | BOILER - 2 HURST - WEBSTER |  | BOILER | HURST - WEBSTER | JB3C-75MINIMARK6-M-M(.30)-MR-FM | 2008-09-26 | 2010 | 8.4 | 1 | #2 | NO.2 | 58 | Distillate Oil (No. 2) | 0.15 |  | 15 | E3GAL | 2094 | OK | N | 24 | 7 | 26 | 12 | 7 | 4
1190553 | GODDARD HOUSE |  | 201 SOUTH HUNTINGTON A |  | BOSTON | MA | 021300000 | 201 SOUTH HUNTINGTON A |  | BOSTON | MA | 021300000 | N | PRIVATE | NM50 | GODDARD HOUSE | 6175223080 | DRILEYOKUN@RADIUSMANAGEMENT.COM | DENISE | RILEY OKUN | 6175223080 | DRILEYOKUN@RADIUSMANAGEMENT.COM | ANGELITO | MUTIA | 6175223080 | LMUTIA@RADIUSMANAGEMENT.COM | 5 | PVI - HOT WATER BOILER |  | BOILER | PVI INDUSTRIES | 1250 N 400A TPO | 2008-09-26 | 2010 | 0.01 | 1 | #2 | NO.2 | 58 | Distillate Oil (No. 2) | 0.15 | 0.1 | 3 | E3GAL | 418.8 | CHECK | Y | 24 | 7 | 52 | 24 | 7 | 22
1190559 | BETH ISRAEL DEACONESS HOSPITAL NEEDHAM | FKA DEACONESS GLOVER HOSPITAL | 148 CHESTNUT ST |  | NEEDHAM | MA | 021920000 | 148 CHESTNUT ST |  | NEEDHAM | MA | 021920000 | N | PRIVATE | NM25 | BETH ISRAEL DEACONESS HOSPITAL NEEDHAM | 7814533000 | CMCNULTY@BIDNEEDHAM.ORG | COREY | MCNULTY | 7814533610 | CMCNULTY@BIDNEEDHAM.ORG | COREY | MCNULTY | 7814533610 | CMCNULTY@BIDNEEDHAM.ORG | 1 | BOILER #1-H.B.SMITH GHD4500S-14 DUAL FUEL 5.618MM |  | BOILER | HB SMITH | 450 LS-22 | 1992-04-01 | 2011 | 5.618 | 1 | BOILER 1-H.B.SMITH GHD4500S-14 NO 2 OIL 0.5 S | NO.2 | 58 | Distillate Oil (No. 2) | 0.0015 | 0.1 | 0 | E3GAL | 0 | OK | N | 24 | 7 | 24 | 0 | 0 | 0
1190559 | BETH ISRAEL DEACONESS HOSPITAL NEEDHAM | FKA DEACONESS GLOVER HOSPITAL | 148 CHESTNUT ST |  | NEEDHAM | MA | 021920000 | 148 CHESTNUT ST |  | NEEDHAM | MA | 021920000 | N | PRIVATE | NM25 | BETH ISRAEL DEACONESS HOSPITAL NEEDHAM | 7814533000 | CMCNULTY@BIDNEEDHAM.ORG | COREY | MCNULTY | 7814533610 | CMCNULTY@BIDNEEDHAM.ORG | COREY | MCNULTY | 7814533610 | CMCNULTY@BIDNEEDHAM.ORG | 2 | BOILER #2-H.B.SMITH M450LS-22 4.394 MMBTU/HR |  | BOILER | HB SMITH | UNKNOWN | 1973-09-01 | 2011 | 4.394 | 1 | BOILER #2-H.B.SMITH M450L-22 | NO.2 | 58 | Distillate Oil (No. 2) | 0.0015 | 0.1 | 0 | E3GAL | 0 | OK | N | 2 | 1 | 24 | 0 | 0 | 0
1190559 | BETH ISRAEL DEACONESS HOSPITAL NEEDHAM | FKA DEACONESS GLOVER HOSPITAL | 148 CHESTNUT ST |  | NEEDHAM | MA | 021920000 | 148 CHESTNUT ST |  | NEEDHAM | MA | 021920000 | N | PRIVATE | NM25 | BETH ISRAEL DEACONESS HOSPITAL NEEDHAM | 7814533000 | CMCNULTY@BIDNEEDHAM.ORG | COREY | MCNULTY | 7814533610 | CMCNULTY@BIDNEEDHAM.ORG | COREY | MCNULTY | 7814533610 | CMCNULTY@BIDNEEDHAM.ORG | 10 | HURST HI PRES BOILERS (# 4-7) DUAL F, 1.68 MMBTU | 4 | BOILER | HURST | UNKNOWN | 2007-06-01 | 2011 | 1.68 | 1 | #2 OIL | NO.2 | 58 | Distillate Oil (No. 2) | 0.0015 |  | 0 | E3GAL | 0 | OK | Y | 24 | 7 | 52 | 24 | 7 | 22
1190559 | BETH ISRAEL DEACONESS HOSPITAL NEEDHAM | FKA DEACONESS GLOVER HOSPITAL | 148 CHESTNUT ST |  | NEEDHAM | MA | 021920000 | 148 CHESTNUT ST |  | NEEDHAM | MA | 021920000 | N | PRIVATE | NM25 | BETH ISRAEL DEACONESS HOSPITAL NEEDHAM | 7814533000 | CMCNULTY@BIDNEEDHAM.ORG | COREY | MCNULTY | 7814533610 | CMCNULTY@BIDNEEDHAM.ORG | COREY | MCNULTY | 7814533610 | CMCNULTY@BIDNEEDHAM.ORG | 13 | BOILERS#8-9 - BURNHAM MODEL KV1112 4.67MMBTU #2OIL | 2 | BOILER | BURNHAM | KV1112-WOP | 2009-01-01 | 2011 | 4.668 | 1 | # 2 OIL | NO.2 | 58 | Distillate Oil (No. 2) | 0.0015 | 0.1 | 26.425 | E3GAL | 3688.93 | OK | N | 24 | 7 | 52 | 0 | 0 | 0
1190563 | NORTH SHORE MEDICAL CENTER INC |  | 81 HIGHLAND AVE |  | SALEM | MA | 019700000 | 81 HIGHLAND AVE |  | SALEM | MA | 019700000 | N | PRIVATE | SM80-R | NORTH SHORE MEDICAL CENTER | 9783542525 | jjdaley@partners.org | JOHN | DALEY | 9783542525 | jjdaley@partners.org | JOHN | DALEY | 9783542525 | jjdaley@partners.org | 4 | BOILER #4 (5) | 5 | BOILER | ORR AND SEMBOWER | 4024201 | 1950-01-01 | 2011 | 3.8496 | 1 | #2 OIL ULSD (TANK #3) | NO.2 | 58 | Distillate Oil (No. 2) | 0.0015 | 0 | 51.87 | E3GAL | 7241.052 | OK | N | 24 | 7 | 52 | 24 | 7 | 22
1190564 | CLEAN HARBORS OF BRAINTREE INC |  | 1 HILL AVE |  | BRAINTREE | MA | 021840000 | ONE HILL AVE | ATTN: COMPLIANCE MANAGER | BRAINTREE | MA | 021841363 | N | PRIVATE | SM79-R | CLEAN HARBORS OF BRAINTREE INC | 7813807100X7134 | cabral.david@cleanharbors.com | DAVID P. | CABRAL, P.E., TURP, BCEE | 7813807134 | CABRAL.DAVID@cleanharbors.com | DAVID P. | CABRAL, P.E., TURP, BCEE | 7813807134 | CABRAL.DAVID@cleanharbors.com | 2 | HURST BOILER, 2.091 MMBTU/HR, NO. 2 FUEL OIL-0.3 S |  | BOILER | HURST | 4VT-50BHP | 2003-05-01 | 2011 | 2.091 | 1 | BOILER #2-HURST #30 - #2 OIL-0.3 SULFUR | NO.2 | 58 | Distillate Oil (No. 2) | 0.138 | 0 | 9.544 | E3GAL | 1332.3424 | OK | N | 24 | 7 | 24 | 0 | 0 | 0
1190564 | CLEAN HARBORS OF BRAINTREE INC |  | 1 HILL AVE |  | BRAINTREE | MA | 021840000 | ONE HILL AVE | ATTN: COMPLIANCE MANAGER | BRAINTREE | MA | 021841363 | N | PRIVATE | SM79-R | CLEAN HARBORS OF BRAINTREE INC | 7813807100X7134 | cabral.david@cleanharbors.com | DAVID P. | CABRAL, P.E., TURP, BCEE | 7813807134 | CABRAL.DAVID@cleanharbors.com | DAVID P. | CABRAL, P.E., TURP, BCEE | 7813807134 | CABRAL.DAVID@cleanharbors.com | 3 | CLEAVER BROOKS BOILER (NO.2 FUEL OIL, 0.3S) |  | BOILER | CLEAVER BROOKS | CB800-150 | 1986-09-01 | 2011 | 2.8 | 1 | BOILER #1-CLEAVER BROOKS #2 OIL-0.3 PERCENT SULFU | NO.2 | 58 | Distillate Oil (No. 2) | 0.138 | 0 | 9.248 | E3GAL | 1291.0208 | OK | N | 6 | 6 | 15 | 0 | 0 | 0
1190572 | CHILDRENS HOSPITAL BOSTON AT WALTHAM |  | 9 HOPE AVE |  | WALTHAM | MA | 024530000 | 9 HOPE AVE |  | WALTHAM | MA | 024530000 | N | PRIVATE | SM25 | CHB PROPERTIES, INC. | 7812162290 | jim.bove@childrens.harvard.edu | JAMES | BOVE | 7812162290 | jim.bove@childrens.harvard.edu | JAMES | BOVE | 7812162290 | jim.bove@childrens.harvard.edu | 1 | BOILER #1-CLEAVER BROOKS CB-600-200 ULSD |  | BOILER | CLEAVER BROOKS | CB600-200 | 1986-10-01 | 2009 | 8.4 | 1 | ULTRA LOW SULFUR DIESEL | NO.2 | 58 | Distillate Oil (No. 2) | 0.0015 | 0 | 2.976 | E3GAL | 415.4496 | OK | N | 24 | 7 | 22 | 24 | 7 | 22
1190572 | CHILDRENS HOSPITAL BOSTON AT WALTHAM |  | 9 HOPE AVE |  | WALTHAM | MA | 024530000 | 9 HOPE AVE |  | WALTHAM | MA | 024530000 | N | PRIVATE | SM25 | CHB PROPERTIES, INC. | 7812162290 | jim.bove@childrens.harvard.edu | JAMES | BOVE | 7812162290 | jim.bove@childrens.harvard.edu | JAMES | BOVE | 7812162290 | jim.bove@childrens.harvard.edu | 2 | BOILER 2-CLEAVER BROOKS CB600-700 OIL GAS |  | BOILER | CLEAVER BROOKS | CB600X-700 | 1979-09-01 | 2009 | 29 | 1 | ULTRA LOW SULFUR DIESEL | NO.2 | 58 | Distillate Oil (No. 2) | 0.0015 | 0 | 15.325 | E3GAL | 2139.37 | OK | N | 24 | 7 | 30 | 0 | 0 | 0
1190572 | CHILDRENS HOSPITAL BOSTON AT WALTHAM |  | 9 HOPE AVE |  | WALTHAM | MA | 024530000 | 9 HOPE AVE |  | WALTHAM | MA | 024530000 | N | PRIVATE | SM25 | CHB PROPERTIES, INC. | 7812162290 | jim.bove@childrens.harvard.edu | JAMES | BOVE | 7812162290 | jim.bove@childrens.harvard.edu | JAMES | BOVE | 7812162290 | jim.bove@childrens.harvard.edu | 3 | BOILER #3-CLEAVER BROOKS CB655-300 |  | BOILER | CLEAVER BROOKS | CB655-300 | 1963-01-01 | 2009 | 13 | 1 | ULTRA LOW SULFUR DIESEL | NO.2 | 58 | Distillate Oil (No. 2) | 0.0015 | 0 | 0.098 | E3GAL | 13.6808 | OK | N | 2 | 7 | 52 | 2 | 7 | 22
1190578 | MCI CEDAR JUNCTION |  | MAIN ST | RTE 1A | WALPOLE | MA | 020810000 | ROUTE 1A PO BOX 100 |  | WALPOLE | MA | 020810000 | Y | STATE | SM79-7 | MCI CEDAR JUNCTION | 5086682100 | JHTUNIS@DOC.STATE.MA.US | CLIFFORD | KING | 508.668.2100 | CLKing@DOC.STATE.MA.US | CLIFFORD | KING | 5086682100X193 | CLKing@DOC.STATE.MA.US | 12 | TEMPORARY BOILER |  | BOILER | CLEAVER BROOKS | 00000000 | 2005-06-15 | 2009 | 24 | 1 | 2 FUEL OIL LOW SULFUR CONTENT | NO.2 | 58 | Distillate Oil (No. 2) | 0.5 |  | 0 | E3GAL | 0 | OK | N | 24 | 7 | 32 | 24 | 7 | 21
1190578 | MCI CEDAR JUNCTION |  | MAIN ST | RTE 1A | WALPOLE | MA | 020810000 | ROUTE 1A PO BOX 100 |  | WALPOLE | MA | 020810000 | Y | STATE | SM79-7 | MCI CEDAR JUNCTION | 5086682100 | JHTUNIS@DOC.STATE.MA.US | CLIFFORD | KING | 508.668.2100 | CLKing@DOC.STATE.MA.US | CLIFFORD | KING | 5086682100X193 | CLKing@DOC.STATE.MA.US | 13 | NEW CLEAVER BROOKS UNIT 1 |  | BOILER | CLEAVER BROOKS | CBI-200-600-015 | 2005-06-15 | 2009 | 24.494 | 1 | 2 ULSD 0.003 SULFUR | NO.2 | 58 | Distillate Oil (No. 2) | 0.003 | 0.01 | 36 | E3GAL | 5025.6 | OK | N | 24 | 7 | 16 | 0 | 0 | 0
1190578 | MCI CEDAR JUNCTION |  | MAIN ST | RTE 1A | WALPOLE | MA | 020810000 | ROUTE 1A PO BOX 100 |  | WALPOLE | MA | 020810000 | Y | STATE | SM79-7 | MCI CEDAR JUNCTION | 5086682100 | JHTUNIS@DOC.STATE.MA.US | CLIFFORD | KING | 508.668.2100 | CLKing@DOC.STATE.MA.US | CLIFFORD | KING | 5086682100X193 | CLKing@DOC.STATE.MA.US | 13 | NEW CLEAVER BROOKS UNIT 1 |  | BOILER | CLEAVER BROOKS | CBI-200-600-015 | 2005-06-15 | 2009 | 24.494 | 2 | ULTRA LOW SULFUR DIESEL | NO.2 | 58 | Distillate Oil (No. 2) | 0 | 0.1 | 0.036 | E3GAL | 5.0256 | OK | N | 24 | 7 | 16 | 0 | 0 | 0
1190578 | MCI CEDAR JUNCTION |  | MAIN ST | RTE 1A | WALPOLE | MA | 020810000 | ROUTE 1A PO BOX 100 |  | WALPOLE | MA | 020810000 | Y | STATE | SM79-7 | MCI CEDAR JUNCTION | 5086682100 | JHTUNIS@DOC.STATE.MA.US | CLIFFORD | KING | 508.668.2100 | CLKing@DOC.STATE.MA.US | CLIFFORD | KING | 5086682100X193 | CLKing@DOC.STATE.MA.US | 14 | NEW CLEAVER BROOKS UNIT #2 |  | BOILER | CLEAVER BROOKS | CBI-200-600-015 | 2005-06-25 | 2009 | 24.494 | 1 | #2 ULSD FUEL 0.003 SULFUR | NO.2 | 58 | Distillate Oil (No. 2) | 0.003 | 0.001 | 0.162 | E3GAL | 22.6152 | OK | N | 24 | 7 | 14 | 0 | 0 | 0
1190578 | MCI CEDAR JUNCTION |  | MAIN ST | RTE 1A | WALPOLE | MA | 020810000 | ROUTE 1A PO BOX 100 |  | WALPOLE | MA | 020810000 | Y | STATE | SM79-7 | MCI CEDAR JUNCTION | 5086682100 | JHTUNIS@DOC.STATE.MA.US | CLIFFORD | KING | 508.668.2100 | CLKing@DOC.STATE.MA.US | CLIFFORD | KING | 5086682100X193 | CLKing@DOC.STATE.MA.US | 15 | NEW CLEAVER BROOKS UNIT #3 |  | BOILER | CLEAVER BROOKS | CBLE-200-300 | 2005-06-15 | 2009 | 12.2 | 1 | #2 ULSD FUEL OIL | NO.2 | 58 | Distillate Oil (No. 2) | 0.003 | 0.001 | 0.36 | E3GAL | 50.256 | OK | N | 24 | 7 | 20 | 24 | 7 | 6
1190581 | MCI NORFOLK |  | 2 CLARK ST |  | NORFOLK | MA | 020560000 | PO BOX 43 | 2 CLARK STREET | NORFOLK | MA | 020560000 | Y | STATE | SM79-7 | MCI NORFOLK | 5086680800X268 | lfjohnson@DOC.State.MA.US | LUKE | JOHNSON | 5086680800 | lfjohnson@DOC.State.MA.US | LUKE | JOHNSON | 5086680800X268 | lfjohnson@DOC.State.MA.US | 17 | # 1 BOILER CLEAVER BROOKS |  | BOILER | CLEAVER BROOKS | CBI-200-400-015 | 2005-08-03 | 2011 | 16.329 | 1 | #2 .003 SULFUR | NO.2 | 58 | Distillate Oil (No. 2) | 0 |  | 0 | E3GAL | 0 | OK | N | 24 | 7 | 20 | 24 | 7 | 20
1190581 | MCI NORFOLK |  | 2 CLARK ST |  | NORFOLK | MA | 020560000 | PO BOX 43 | 2 CLARK STREET | NORFOLK | MA | 020560000 | Y | STATE | SM79-7 | MCI NORFOLK | 5086680800X268 | lfjohnson@DOC.State.MA.US | LUKE | JOHNSON | 5086680800 | lfjohnson@DOC.State.MA.US | LUKE | JOHNSON | 5086680800X268 | lfjohnson@DOC.State.MA.US | 18 | # 2 BOILER CLEAVER BROOKS |  | BOILER | CLEAVER BROOKS | CBI-200-700-015 | 2005-08-03 | 2011 | 28.5 | 1 | #2 .003 SULFUR | NO.2 | 58 | Distillate Oil (No. 2) | 0.003 |  | 0 | E3GAL | 0 | OK | N | 24 | 7 | 30 | 24 | 7 | 20
1190581 | MCI NORFOLK |  | 2 CLARK ST |  | NORFOLK | MA | 020560000 | PO BOX 43 | 2 CLARK STREET | NORFOLK | MA | 020560000 | Y | STATE | SM79-7 | MCI NORFOLK | 5086680800X268 | lfjohnson@DOC.State.MA.US | LUKE | JOHNSON | 5086680800 | lfjohnson@DOC.State.MA.US | LUKE | JOHNSON | 5086680800X268 | lfjohnson@DOC.State.MA.US | 19 | # 3 BOILER CLEAVER BROOKS |  | BOILER | CLEAVER BROOKS | CBI-200-700-015 | 2005-08-03 | 2011 | 28.586 | 1 | #2 .OO3 SULFUR | NO.2 | 58 | Distillate Oil (No. 2) | 0.003 |  | 0 | E3GAL | 0 | OK | N | 24 | 7 | 35 | 24 | 7 | 20
1190586 | GOOD HUMOR BREYERS ICE CREAM |  | 490 OLD CONNECTICUT PATH |  | FRAMINGHAM | MA | 017010000 | 490 OLD CONNECTICUT PATH |  | FRAMINGHAM | MA | 017010000 | N | PRIVATE | NM99 | GOOD HUMOR BREYERS ICE CREAM | 5086204300 | william.kelly@unilever.com | WILLIAM | KELLY | 5096204300 | william.kelly@unilever.com | BILL | DRUMM | 5086204300 | william.drumm@unilever.com | 1 | BOILER #1-CLEAVER BROOKS CB907-200 DUAL FUEL |  | BOILER | CLEAVER BROOKS | CB907 | 1963-01-01 | 2008 | 8 | 1 | BOILER #1-CLEAVER BROOKS CB907-200 | NO.2 | 58 | Distillate Oil (No. 2) | 0.3 | 0.1 | 2.5 | E3GAL | 349 | OK | N | 24 | 5 | 52 | 24 | 5 | 22
1190586 | GOOD HUMOR BREYERS ICE CREAM |  | 490 OLD CONNECTICUT PATH |  | FRAMINGHAM | MA | 017010000 | 490 OLD CONNECTICUT PATH |  | FRAMINGHAM | MA | 017010000 | N | PRIVATE | NM99 | GOOD HUMOR BREYERS ICE CREAM | 5086204300 | william.kelly@unilever.com | WILLIAM | KELLY | 5096204300 | william.kelly@unilever.com | BILL | DRUMM | 5086204300 | william.drumm@unilever.com | 2 | BOILER #2-CLEAVER BROOKS CB907-200 DUAL FUEL |  | BOILER | CLEAVER BROOKS | CB907 | 1963-01-01 | 2008 | 8 | 1 | BOILER #2-CLEAVER BROOKS CB907-200 | NO.2 | 58 | Distillate Oil (No. 2) | 0.3 | 0.1 | 2.5 | E3GAL | 349 | OK | N | 24 | 5 | 52 | 24 | 5 | 22
1190586 | GOOD HUMOR BREYERS ICE CREAM |  | 490 OLD CONNECTICUT PATH |  | FRAMINGHAM | MA | 017010000 | 490 OLD CONNECTICUT PATH |  | FRAMINGHAM | MA | 017010000 | N | PRIVATE | NM99 | GOOD HUMOR BREYERS ICE CREAM | 5086204300 | william.kelly@unilever.com | WILLIAM | KELLY | 5096204300 | william.kelly@unilever.com | BILL | DRUMM | 5086204300 | william.drumm@unilever.com | 3 | BOILER #3-CLEAVER BROOKS CB200-100 DUAL FUEL\ |  | BOILER | CLEAVER BROOKS | CB-200 | 1964-01-01 | 2008 | 4 | 1 | BOILER #3-CLEAVER BROOKS CB200-100 | NO.2 | 58 | Distillate Oil (No. 2) | 0.3 | 0.1 | 2.5 | E3GAL | 349 | OK | N | 24 | 5 | 52 | 24 | 5 | 22
1190586 | GOOD HUMOR BREYERS ICE CREAM |  | 490 OLD CONNECTICUT PATH |  | FRAMINGHAM | MA | 017010000 | 490 OLD CONNECTICUT PATH |  | FRAMINGHAM | MA | 017010000 | N | PRIVATE | NM99 | GOOD HUMOR BREYERS ICE CREAM | 5086204300 | william.kelly@unilever.com | WILLIAM | KELLY | 5096204300 | william.kelly@unilever.com | BILL | DRUMM | 5086204300 | william.drumm@unilever.com | 4 | BOILER #4-CLEAVER BROOKS CB900-100 DUAL FUEL |  | BOILER | CLEAVER BROOKS | CB 900 | 1969-01-01 | 2008 | 4 | 1 | BOILER #4-CLEAVER BROOKS CB900-100 | NO.2 | 58 | Distillate Oil (No. 2) | 0.3 | 0.1 | 2.5 | E3GAL | 349 | OK | N | 24 | 5 | 52 | 24 | 5 | 22
1190591 | QUINCY MEDICAL CENTER A STEWARD FAMILY | HOSPITAL INC | 114 WHITWELL ST |  | QUINCY | MA | 021691899 | 114 WHITWELL ST | ATTN: ENGINEERING DEPT | QUINCY | MA | 021691899 | Y | PRIVATE | SM50 | QUINCY MEDICAL CENTER | 6173764001 | ggibbons@quincymc.org | JONATHAN | NELSON | 6173764089 | JNELSON@quincymc.org | JONATHAN | NELSON | 6173764089 | JNELSON@quincymc.org | 13 | BOILER 1 |  | BOILER | CLEAVER BROOKS | CBI200-150-153T | 2009-05-01 | 2009 | 6.1235 | 2 | NO. 2 FUEL OIL | NO.2 | 58 | Distillate Oil (No. 2) | 0.0015 | 0 | 0.0735 | E3GAL | 10.2606 | OK | N | 4 | 7 | 14 | 4 | 3 | 1
1190591 | QUINCY MEDICAL CENTER A STEWARD FAMILY | HOSPITAL INC | 114 WHITWELL ST |  | QUINCY | MA | 021691899 | 114 WHITWELL ST | ATTN: ENGINEERING DEPT | QUINCY | MA | 021691899 | Y | PRIVATE | SM50 | QUINCY MEDICAL CENTER | 6173764001 | ggibbons@quincymc.org | JONATHAN | NELSON | 6173764089 | JNELSON@quincymc.org | JONATHAN | NELSON | 6173764089 | JNELSON@quincymc.org | 14 | BOILER 2 |  | BOILER | CLEAVER BROOKS | CBI200-150-153T | 2009-05-01 | 2009 | 6.1235 | 2 | NO. 2 FUEL OIL | NO.2 | 58 | Distillate Oil (No. 2) | 0.0015 | 0 | 0.087 | E3GAL | 12.1452 | OK | N | 4 | 7 | 14 | 4 | 3 | 1
1190591 | QUINCY MEDICAL CENTER A STEWARD FAMILY | HOSPITAL INC | 114 WHITWELL ST |  | QUINCY | MA | 021691899 | 114 WHITWELL ST | ATTN: ENGINEERING DEPT | QUINCY | MA | 021691899 | Y | PRIVATE | SM50 | QUINCY MEDICAL CENTER | 6173764001 | ggibbons@quincymc.org | JONATHAN | NELSON | 6173764089 | JNELSON@quincymc.org | JONATHAN | NELSON | 6173764089 | JNELSON@quincymc.org | 15 | BOILER 3 |  | BOILER | CLEAVER BROOKS | CBI200-150-153T | 2009-05-01 | 2009 | 6.1235 | 2 | NO. 2 FUEL OIL | NO.2 | 58 | Distillate Oil (No. 2) | 0.0015 | 0 | 0.0805 | E3GAL | 11.2378 | OK | N | 4 | 7 | 14 | 4 | 3 | 1
1190591 | QUINCY MEDICAL CENTER A STEWARD FAMILY | HOSPITAL INC | 114 WHITWELL ST |  | QUINCY | MA | 021691899 | 114 WHITWELL ST | ATTN: ENGINEERING DEPT | QUINCY | MA | 021691899 | Y | PRIVATE | SM50 | QUINCY MEDICAL CENTER | 6173764001 | ggibbons@quincymc.org | JONATHAN | NELSON | 6173764089 | JNELSON@quincymc.org | JONATHAN | NELSON | 6173764089 | JNELSON@quincymc.org | 16 | BOILER 4 |  | BOILER | CLEAVER BROOKS | CBI200-150-153T | 2009-06-01 | 2009 | 6.1235 | 2 | NO. 2 FUEL OIL | NO.2 | 58 | Distillate Oil (No. 2) | 0.0015 | 0 | 0.087 | E3GAL | 12.1452 | OK | N | 4 | 7 | 14 | 4 | 3 | 1
1190591 | QUINCY MEDICAL CENTER A STEWARD FAMILY | HOSPITAL INC | 114 WHITWELL ST |  | QUINCY | MA | 021691899 | 114 WHITWELL ST | ATTN: ENGINEERING DEPT | QUINCY | MA | 021691899 | Y | PRIVATE | SM50 | QUINCY MEDICAL CENTER | 6173764001 | ggibbons@quincymc.org | JONATHAN | NELSON | 6173764089 | JNELSON@quincymc.org | JONATHAN | NELSON | 6173764089 | JNELSON@quincymc.org | 17 | BOILER 5 |  | BOILER | CLEAVER BROOKS | CBI200-150-153T | 2009-06-01 | 2009 | 6.1235 | 2 | NO. 2 FUEL OIL | NO.2 | 58 | Distillate Oil (No. 2) | 0.0015 | 0 | 0.084 | E3GAL | 11.7264 | OK | N | 4 | 7 | 14 | 4 | 3 | 1
1190591 | QUINCY MEDICAL CENTER A STEWARD FAMILY | HOSPITAL INC | 114 WHITWELL ST |  | QUINCY | MA | 021691899 | 114 WHITWELL ST | ATTN: ENGINEERING DEPT | QUINCY | MA | 021691899 | Y | PRIVATE | SM50 | QUINCY MEDICAL CENTER | 6173764001 | ggibbons@quincymc.org | JONATHAN | NELSON | 6173764089 | JNELSON@quincymc.org | JONATHAN | NELSON | 6173764089 | JNELSON@quincymc.org | 18 | BOILER 6 |  | BOILER | CLEAVER BROOKS | CBI200-150-153T | 2009-06-01 | 2009 | 6.1235 | 2 | NO. 2 FUEL OIL | NO.2 | 58 | Distillate Oil (No. 2) | 0.0015 | 0 | 0.0875 | E3GAL | 12.215 | OK | N | 4 | 7 | 14 | 4 | 3 | 1
1190593 | LAHEY CLINIC | FKA LAHEY HITCHCOCK MEDI | 41 MALL RD |  | BURLINGTON | MA | 018050000 | 41 MALL RD |  | BURLINGTON | MA | 018050000 | N | PRIVATE | SM25 | LAHEY CLINIC HOSPITAL INC | 7817448052 | Kenneth.E.Nix@lahey.org | KENNETH | NIX | 7817448052 | Kenneth.E.Nix@lahey.org | KENNETH | NIX | 7817448052 | Kenneth.E.Nix@lahey.org | 1 | BOILER 1 |  | BOILER | CLEAVER-BROOKS | CB-200-600 | 1979-10-01 | 2009 | 25.1 | 2 | NO. 2 DISTILLATE OIL | NO.2 | 58 | Distillate Oil (No. 2) | 0.0015 | 0 | 9.506 | E3GAL | 1327.0376 | OK | N | 24 | 7 | 52 | 24 | 7 | 22
1190593 | LAHEY CLINIC | FKA LAHEY HITCHCOCK MEDI | 41 MALL RD |  | BURLINGTON | MA | 018050000 | 41 MALL RD |  | BURLINGTON | MA | 018050000 | N | PRIVATE | SM25 | LAHEY CLINIC HOSPITAL INC | 7817448052 | Kenneth.E.Nix@lahey.org | KENNETH | NIX | 7817448052 | Kenneth.E.Nix@lahey.org | KENNETH | NIX | 7817448052 | Kenneth.E.Nix@lahey.org | 3 | BOILER 3 |  | BOILER | CLEAVER-BROOKS | CB-200-600 | 1990-07-01 | 2009 | 25.106 | 2 | NO 2 DISTILLATE OIL | NO.2 | 58 | Distillate Oil (No. 2) | 0.3 | 0.1 | 9.506 | E3GAL | 1327.0376 | OK | N | 24 | 7 | 52 | 24 | 7 | 22
1190593 | LAHEY CLINIC | FKA LAHEY HITCHCOCK MEDI | 41 MALL RD |  | BURLINGTON | MA | 018050000 | 41 MALL RD |  | BURLINGTON | MA | 018050000 | N | PRIVATE | SM25 | LAHEY CLINIC HOSPITAL INC | 7817448052 | Kenneth.E.Nix@lahey.org | KENNETH | NIX | 7817448052 | Kenneth.E.Nix@lahey.org | KENNETH | NIX | 7817448052 | Kenneth.E.Nix@lahey.org | 4 | BOILER 4 |  | BOILER | CLEAVER-BROOKS | CB-200-300 | 1990-10-01 | 2009 | 12.553 | 2 | NO 2 DISTILLATE OIL | NO.2 | 58 | Distillate Oil (No. 2) | 0.0015 | 0 | 4.862 | E3GAL | 678.7352 | OK | N | 24 | 7 | 52 | 24 | 7 | 22
1190593 | LAHEY CLINIC | FKA LAHEY HITCHCOCK MEDI | 41 MALL RD |  | BURLINGTON | MA | 018050000 | 41 MALL RD |  | BURLINGTON | MA | 018050000 | N | PRIVATE | SM25 | LAHEY CLINIC HOSPITAL INC | 7817448052 | Kenneth.E.Nix@lahey.org | KENNETH | NIX | 7817448052 | Kenneth.E.Nix@lahey.org | KENNETH | NIX | 7817448052 | Kenneth.E.Nix@lahey.org | 17 | BOILER 2 REPLACEMENT |  | BOILER | CLEAVER-BROOKS | CB(LE)200-600-150ST | 2009-10-01 | 2009 | 24.494 | 2 | ULTRA LOW SULFUR DIESEL FUEL | NO.2 | 58 | Distillate Oil (No. 2) | 0.0015 | 0 | 3.163 | E3GAL | 441.5548 | OK | N | 24 | 7 | 13 | 0 | 0 | 0
1190599 | CUMBERLAND FARMS INC |  | 777 DEDHAM ST |  | CANTON | MA | 020210000 | 100 CROSSING BOULEVARD |  | FRAMINGHAM | MA | 017020000 | N | PRIVATE | SM25 | CUMBERLAND FARMS INC | 5082701400 | MYoung@cumberlandgulf.com | MATTHEW D. | YOUNG | 5082704477 | MYoung@cumberlandgulf.com | MATTHEW D | YOUNG | 5082701400X4477 | MYoung@cumberlandgulf.com | 4 | BOILER N4-AMERICAN STANDARD PF510 |  | BOILER | AMERICAN STANDARD | PF510 | 1994-11-01 | 2010 | 2 | 1 | BOILER NO.4-AMERICAN STANDARD PF510 NO.2 OIL | NO.2 | 58 | Distillate Oil (No. 2) | 0.3 | 0 | 6 | E3GAL | 837.6 | OK | N | 2 | 7 | 32 | 0 | 0 | 0
1190608 | EMERSON HOSPITAL |  | 133 OLD ROAD TO NINE ACRE COR | 133 ORNAC ROAD | CONCORD | MA | 017420000 | 133 ORNAC ROAD |  | CONCORD | MA | 017420000 | N | PRIVATE | SM25 | EMERSON HOSPITAL | 9783691400 | rbornstein@emersonhosp.org | ROBERT | BORNSTEIN | 9782873241 | rbornstein@emersonhosp.org | ROBERT | BORNSTEIN | 9782873241 | rbornstein@emersonhosp.org | 2 | EU#2 - BOILER #2-H.B.SMITH #450 DUAL FUEL |  | BOILER | H.B. SMITH | M450L | 1987-08-01 | 2009 | 6.271 | 1 | EU#2 - BOILER #2-H.B.SMITH #450 #2 OIL- .3S | NO.2 | 58 | Distillate Oil (No. 2) | 0.3 | 0 | 0 | E3GAL | 0 | OK | N | 8 | 7 | 52 | 6 | 7 | 22
1190608 | EMERSON HOSPITAL |  | 133 OLD ROAD TO NINE ACRE COR | 133 ORNAC ROAD | CONCORD | MA | 017420000 | 133 ORNAC ROAD |  | CONCORD | MA | 017420000 | N | PRIVATE | SM25 | EMERSON HOSPITAL | 9783691400 | rbornstein@emersonhosp.org | ROBERT | BORNSTEIN | 9782873241 | rbornstein@emersonhosp.org | ROBERT | BORNSTEIN | 9782873241 | rbornstein@emersonhosp.org | 3 | EU# 3 - BOILER #3-H.B.SMITH #450 DUAL FUEL |  | BOILER | H.B. SMITH | M450L | 1987-08-01 | 2009 | 6.271 | 1 | EU#3 - BOILER #3-H.B.SMITH #450 #2 OIL 0.3S | NO.2 | 58 | Distillate Oil (No. 2) | 0.3 | 0 | 0 | E3GAL | 0 | OK | N | 8 | 7 | 52 | 6 | 7 | 22
1190608 | EMERSON HOSPITAL |  | 133 OLD ROAD TO NINE ACRE COR | 133 ORNAC ROAD | CONCORD | MA | 017420000 | 133 ORNAC ROAD |  | CONCORD | MA | 017420000 | N | PRIVATE | SM25 | EMERSON HOSPITAL | 9783691400 | rbornstein@emersonhosp.org | ROBERT | BORNSTEIN | 9782873241 | rbornstein@emersonhosp.org | ROBERT | BORNSTEIN | 9782873241 | rbornstein@emersonhosp.org | 14 | EU#14 - WHITE HOUSE BOILER - H B SMITH #2 OIL |  | BOILER | H.B. SMITH | 25 MILLS | 1976-01-01 | 2009 | 1.4 | 1 | EU#14 - WHITE HOUSE BOILER #2 OIL ULSD | NO.2 | 58 | Distillate Oil (No. 2) | 0.0015 | 0 | 85.848 | E3GAL | 11984.3808 | OK | Y | 24 | 7 | 52 | 24 | 7 | 22
1190608 | EMERSON HOSPITAL |  | 133 OLD ROAD TO NINE ACRE COR | 133 ORNAC ROAD | CONCORD | MA | 017420000 | 133 ORNAC ROAD |  | CONCORD | MA | 017420000 | N | PRIVATE | SM25 | EMERSON HOSPITAL | 9783691400 | rbornstein@emersonhosp.org | ROBERT | BORNSTEIN | 9782873241 | rbornstein@emersonhosp.org | ROBERT | BORNSTEIN | 9782873241 | rbornstein@emersonhosp.org | 15 | EU#15 - STEAM GENS #8,9,10,11 - BRYAN DUAL FUEL | 4 | BOILER | BRYAN | D450-S-150-FD60 AND M45-S-150-FD60 | 1983-01-01 | 2009 | 1.72 | 1 | EU#15- STEAM GENS #8,9,10,11 #2 OIL .3S | NO.2 | 58 | Distillate Oil (No. 2) | 0.3 | 0 | 0 | E3GAL | 0 | OK | N | 8 | 7 | 52 | 6 | 7 | 22
1190608 | EMERSON HOSPITAL |  | 133 OLD ROAD TO NINE ACRE COR | 133 ORNAC ROAD | CONCORD | MA | 017420000 | 133 ORNAC ROAD |  | CONCORD | MA | 017420000 | N | PRIVATE | SM25 | EMERSON HOSPITAL | 9783691400 | rbornstein@emersonhosp.org | ROBERT | BORNSTEIN | 9782873241 | rbornstein@emersonhosp.org | ROBERT | BORNSTEIN | 9782873241 | rbornstein@emersonhosp.org | 17 | EU#17 - BOILER #1-EASCO DUAL FUEL |  | BOILER | EASCO | FST-235-S015 | 2005-06-01 | 2009 | 9.87 | 1 | EU#17 - EASCO - #2 OIL 0.3S | NO.2 | 58 | Distillate Oil (No. 2) | 0.3 | 0 | 0 | E3GAL | 0 | OK | N | 8 | 7 | 52 | 6 | 7 | 22
1190654 | CENTRAL HEALTHCARE INITIATIVES | FKA HUNT CENTER | 75 LINDALL ST |  | DANVERS | MA | 019230000 | 75 LINDALL STREET |  | DANVERS | MA | 019230000 | N | PRIVATE | SM50 | HUNT CENTER | 9787774470 | SHENDRY@CHI-DEVELOPMENT.COM | STEPHEN | HENDRY | 9782412908 | SHENDRY@CHI-DEVELOPMENT.COM | STEPHEN | HENDRY | 9782412908 | SHENDRY@CHI-DEVELOPMENT.COM | 1 | BOILER #1-YORK SHIPLEY SPL-250-6-1 #2 OIL |  | BOILER | YORKSHIPLY | 1-71-5685 | 1969-01-01 | 2010 | 9.73 | 1 | BOILER #1-YORK SHIPLEY SPL-250-6-1 #2 OIL | NO.2 | 58 | Distillate Oil (No. 2) | 0.3 | 0 | 6.984 | E3GAL | 974.9664 | OK | N | 24 | 2 | 2 | 0 | 0 | 0
1190654 | CENTRAL HEALTHCARE INITIATIVES | FKA HUNT CENTER | 75 LINDALL ST |  | DANVERS | MA | 019230000 | 75 LINDALL STREET |  | DANVERS | MA | 019230000 | N | PRIVATE | SM50 | HUNT CENTER | 9787774470 | SHENDRY@CHI-DEVELOPMENT.COM | STEPHEN | HENDRY | 9782412908 | SHENDRY@CHI-DEVELOPMENT.COM | STEPHEN | HENDRY | 9782412908 | SHENDRY@CHI-DEVELOPMENT.COM | 6 | BOILER #4-CLEAVER BROOKS CB600-250 DUAL FUEL |  | BOILER | CL BROOKS | CB-600-250 | 1996-06-30 | 2010 | 10.46 | 1 | BOILER #4-CLEAVER BROOKS DUAL FUEL | NO.2 | 58 | Distillate Oil (No. 2) | 0.3 | 0 | 0 | E3GAL | 0 | OK | N | 24 | 7 | 51 | 24 | 7 | 20
1190656 | DANVERS HIGH SCHOOL |  | 60 CABOT RD |  | DANVERS | MA | 019230000 | 60 CABOT ROAD |  | DANVERS | MA | 019230000 | Y | LOCAL GOVERNMENT | NM25 | DANVERS HIGH SCHOOL | 9787770001 | RLEASSEUR@mail.danvers-ma.org | ROBERT | LEVASSEUR | 9787770001 | RLEASSEUR@mail.danvers-ma.org | ROBERT | LEASSEUR | 9787770001 | rleasseur@mail.danvers-ma.org | 1 | BOILER #1 CENTURION 21.0 MMBTU/HR GAS / #2 OIL |  | BOILER | CENTURION | NA | 2001-08-14 | 2008 | 20 | 1 | #2 OIL | NO.2 | 58 | Distillate Oil (No. 2) | 0.3 | 0 | 0 | E3GAL | 0 | OK | N | 15 | 5 | 42 | 15 | 5 | 9
1190656 | DANVERS HIGH SCHOOL |  | 60 CABOT RD |  | DANVERS | MA | 019230000 | 60 CABOT ROAD |  | DANVERS | MA | 019230000 | Y | LOCAL GOVERNMENT | NM25 | DANVERS HIGH SCHOOL | 9787770001 | RLEASSEUR@mail.danvers-ma.org | ROBERT | LEVASSEUR | 9787770001 | RLEASSEUR@mail.danvers-ma.org | ROBERT | LEASSEUR | 9787770001 | rleasseur@mail.danvers-ma.org | 2 | BOILER #2-H.B.SMITH #60 5.184 MMBTU/HR #2 OIL |  | BOILER | UNKNOWN | UNKNOWN | 1962-01-01 | 2008 | 5 | 2 | #2 OIL | NO.2 | 58 | Distillate Oil (No. 2) | 0.3 |  | 0 | E3GAL | 0 | OK | N | 0 | 0 | 0 | 0 | 0 | 0
1190656 | DANVERS HIGH SCHOOL |  | 60 CABOT RD |  | DANVERS | MA | 019230000 | 60 CABOT ROAD |  | DANVERS | MA | 019230000 | Y | LOCAL GOVERNMENT | NM25 | DANVERS HIGH SCHOOL | 9787770001 | RLEASSEUR@mail.danvers-ma.org | ROBERT | LEVASSEUR | 9787770001 | RLEASSEUR@mail.danvers-ma.org | ROBERT | LEASSEUR | 9787770001 | rleasseur@mail.danvers-ma.org | 3 | BOILER #3-WEIL-MCLAIN #92 1.58MMBTU/HR #2 OIL |  | BOILER | WEIL-MCLAIN | #92 | 1962-01-01 | 2008 | 1.58 | 1 | #2 OIL | NO.2 | 58 | Distillate Oil (No. 2) | 0.3 | 0 | 2.4 | E3GAL | 335.04 | OK | N | 24 | 7 | 20 | 24 | 7 | 8
1190658 | MWRA CHELSEA CREEK |  | 340 MARGINAL ST |  | CHELSEA | MA | 021500000 | 100 FIRST AVENUE |  | BOSTON | MA | 021290000 | N | STATE | SM25 | MASSACHUSETTS WATER RESOURCE AUTHORITY | 6177882758 | leon.lataille@mwra.state.ma.us | MICHAEL | HORNBROOK | 6177884359 | michael.hornbrook@mwra.state.ma.us | LEON | LATAILLE | 6177882552 | leon.lataille@mwra.state.ma.us | 12 | EU12 (3)CLEAVER BROOKS BOILERS 1 BOCK HW HEATER |  | BOILER | CLEAVER BROOKS | GT 412 A | 2006-11-30 | 2009 | 6.183 | 1 | NO. 2 FUEL OIL | NO.2 | 58 | Distillate Oil (No. 2) | 0.3 |  | 75.453 | E3GAL | 10533.2388 | OK | N | 3 | 7 | 52 | 1 | 7 | 21
1190663 | MWRA WARD STREET |  | 47 WARD ST |  | BOSTON | MA | 021200000 | 100 FIRST AVENUE |  | BOSTON | MA | 021290000 | N | STATE | NM25 | MASSACHUSETTS WATER RESOURCE AUTHORITY | 6177882552 | leon.lataille@mwra.state.ma.us | MICHAEL | HORNBROOK | 6177884359 | michael.hornbrook@mwra.state.ma.us | LEON | LATAILLE | 6177882552 | leon.lataille@mwra.state.ma.us | 1 | BLR #1-WEIL-MCCLAIN H1488WS #2 OIL |  | BOILER | WEIL MCCLAIN | H1888 SF | 1988-01-01 | 2009 | 4.474 | 1 | BLR #1-WEIL-MCCLAIN H1488WS #2 OIL-0.05 S | NO.2 | 58 | Distillate Oil (No. 2) | 0.0015 | 0 | 46.766 | E3GAL | 6528.5336 | OK | N | 4 | 7 | 52 | 2 | 7 | 21
1190663 | MWRA WARD STREET |  | 47 WARD ST |  | BOSTON | MA | 021200000 | 100 FIRST AVENUE |  | BOSTON | MA | 021290000 | N | STATE | NM25 | MASSACHUSETTS WATER RESOURCE AUTHORITY | 6177882552 | leon.lataille@mwra.state.ma.us | MICHAEL | HORNBROOK | 6177884359 | michael.hornbrook@mwra.state.ma.us | LEON | LATAILLE | 6177882552 | leon.lataille@mwra.state.ma.us | 2 | BLR #2-WEIL-MCCLAIN H1488WS #2 OIL |  | BOILER | WEIL MCCLAIN | H1888 SF | 1988-01-01 | 2009 | 4.474 | 1 | BLR #2-WEIL-MCCLAIN H1488WS #2 OIL-0.05 S | NO.2 | 58 | Distillate Oil (No. 2) | 0.0015 | 0 | 21.981 | E3GAL | 3068.5476 | OK | N | 2 | 7 | 39 | 2 | 7 | 8
1190674 | MWRA COLUMBUS PARK |  | COLUMBIA RD AND DAY BL |  | BOSTON | MA | 021270000 | 100 FIRST AVENUE |  | BOSTON | MA | 021290000 | N | STATE | SM25 | MASSACHUSETTS WATER RESOURCE AUTHORITY | 6172412552 | leon.lataille@mwra.state.ma.us | MICHAEL | HORNBROOK | 6177884359 | michael.hornbrook@mwra.state.ma.us | LEON | LATAILLE | 6177882552 | leon.lataille@mwra.state.ma.us | 1 | BOILER #1-WEIL-MCLAIN H-1888WS 5.845 MMBTU/HR |  | BOILER | WEIL MCCLAIN | H1888 WS | 1988-01-01 | 2009 | 5.845 | 1 | BOILER #1-WEIL-MCLAIN H-1888-WS #2 OIL 0.S | NO.2 | 58 | Distillate Oil (No. 2) | 0.0015 | 0.1 | 60.328 | E3GAL | 8421.7888 | OK | N | 5 | 7 | 52 | 3 | 7 | 22
1190674 | MWRA COLUMBUS PARK |  | COLUMBIA RD AND DAY BL |  | BOSTON | MA | 021270000 | 100 FIRST AVENUE |  | BOSTON | MA | 021290000 | N | STATE | SM25 | MASSACHUSETTS WATER RESOURCE AUTHORITY | 6172412552 | leon.lataille@mwra.state.ma.us | MICHAEL | HORNBROOK | 6177884359 | michael.hornbrook@mwra.state.ma.us | LEON | LATAILLE | 6177882552 | leon.lataille@mwra.state.ma.us | 2 | BOILER #2-WEIL-MCLAIN H-1888WS 5.845 MMBTU/HR |  | BOILER | WEIL MCCLAIN | H1888 WS | 1988-01-01 | 2009 | 5.845 | 1 | BOILER #2-WEIL MCLAIN H-1888-WS #2 OIL 0.3S | NO.2 | 58 | Distillate Oil (No. 2) | 0.0015 | 0.1 | 37.605 | E3GAL | 5249.658 | OK | N | 3 | 7 | 39 | 3 | 7 | 8
1190703 | BOSTON SAND & GRAVEL |  | 500 FRONT ST |  | BOSTON | MA | 021140000 | 100 NORTH WASHINGTON STREET | P O BOX 9187 | BOSTON | MA | 021140000 | N | PRIVATE | SM50 | BOSTON SAND AND GRAVEL COMPANY | 6172279000 | NA@NA.NA | LINDA | CHARPENTIER | 6172279000 | LCHARPENTIER@BOSTONSAND.COM | DAVE | ALLEN | 6172279000X1032 | DALLEN@BOSTONSAND.COM | 2 | BOILER #2-BURNHAM(2) JB3XC50 DUAL FUEL |  | BOILER | BURNHAM | JB3XC50 | 1998-01-01 | 2009 | 15 | 2 | BOILER #2-BURNHAM STANBY FUEL #2 OIL | NO.2 | 58 | Distillate Oil (No. 2) | 0.0015 | 0 | 0 | E3GAL | 0 | OK | N | 24 | 7 | 16 | 0 | 0 | 0
1190703 | BOSTON SAND & GRAVEL |  | 500 FRONT ST |  | BOSTON | MA | 021140000 | 100 NORTH WASHINGTON STREET | P O BOX 9187 | BOSTON | MA | 021140000 | N | PRIVATE | SM50 | BOSTON SAND AND GRAVEL COMPANY | 6172279000 | NA@NA.NA | LINDA | CHARPENTIER | 6172279000 | LCHARPENTIER@BOSTONSAND.COM | DAVE | ALLEN | 6172279000X1032 | DALLEN@BOSTONSAND.COM | 3 | BOILER #4 PVI DUAL FUEL |  | BOILER | PVI | 200WBHE250ATPO | 1998-01-01 | 2009 | 8 | 2 | BOILER #4 PVI #2 OIL | NO.2 | 58 | Distillate Oil (No. 2) | 0.0015 | 0 | 0 | E3GAL | 0 | OK | N | 0 | 0 | 0 | 0 | 0 | 0
1190708 | FOREST HILLS CREMATORY |  | 171 WALK HILL ST |  | BOSTON | MA | 021300000 | 95 FOREST HILLS AVE |  | BOSTON | MA | 021300000 | N | PRIVATE | SM25 | PROPRIETORS OF FOREST HILLS CEMETERY | 6175240128 | mitchzak@foresthillscemetery.com | MITCHELL | ZAKRZEWSKI | 6175240128 | mitchzak@foresthillscemetery.com | MITCHELL | ZAKRZEWSKI | 6175240128 | mitchzak@foresthillscemetery.com | 3 | WEIL-MCLAIN BOILER |  | BOILER | WEIL-MCLAIN | 688 | 1991-01-01 | 2010 | 1.703 | 1 | NO.2 FUEL OIL | NO.2 | 58 | Distillate Oil (No. 2) | 0.3 | 0 | 6.869 | E3GAL | 958.9124 | OK | N | 24 | 6 | 30 | 0 | 0 | 0
1190715 | BEVERLY HOSPITAL |  | 85 HERRICK ST |  | BEVERLY | MA | 019150000 | 85 HERRICK ST |  | BEVERLY | MA | 019150000 | N | PRIVATE | SM80-7 | BEVERLY HOSPITAL | 9789223000X2653 | SFEENEY@nhs-healthlink.org | STEVE | FEENEY | 9789223000 | SFEENEY@nhs-healthlink.org | STEVE | FEENEY | 9789223000 | SFEENEY@nhs-healthlink.org | 14 | HEATING BOILERS - BIRTH CENTER AND AMBULANCE CTR. | 2 | BOILER | H.B. SMITH | 100CRD | 1968-01-01 | 2010 | 0.665 | 1 | NO. 2 FUEL OIL | NO.2 | 58 | Distillate Oil (No. 2) | 0.0015 | 0.1 | 1.759 | E3GAL | 245.5564 | OK | N | 12 | 7 | 52 | 2 | 7 | 22
1190716 | CPI-BEVERLY MICROWAVE DIVISION |  | 150 SOHIER RD |  | BEVERLY | MA | 019155595 | 150 SOHIER RD |  | BEVERLY | MA | 019155595 | N | PRIVATE | SM79-R | COMMUNICATIONS AND POWER INDUSTRIES,LLC | 6508462900 | don.coleman@cpii.com | DON | COLEMAN | 9782790663 | don.coleman@cpii.com | MARK | SCOTT | 9782790155 | mark.scott@cpii.com | 1 | BOILERCLEAVER BROOKS CB00-100 DUAL FUEL BLDG.3 | 2 | BOILER | CLEAVER BROOKS | CB00-100 | 2001-08-15 | 2011 | 4.2 | 1 | #2 FUEL OIL | NO.2 | 58 | Distillate Oil (No. 2) | 0.185 | 0.001 | 0 | E3GAL | 0 | OK | N | 24 | 7 | 39 | 4 | 7 | 4
1190716 | CPI-BEVERLY MICROWAVE DIVISION |  | 150 SOHIER RD |  | BEVERLY | MA | 019155595 | 150 SOHIER RD |  | BEVERLY | MA | 019155595 | N | PRIVATE | SM79-R | COMMUNICATIONS AND POWER INDUSTRIES,LLC | 6508462900 | don.coleman@cpii.com | DON | COLEMAN | 9782790663 | don.coleman@cpii.com | MARK | SCOTT | 9782790155 | mark.scott@cpii.com | 2 | #2 BOILER CLEAVER BROOKS,CB200-60-15 BUILDING 5 | 2 | BOILER | CLEAVER BROOKS | CB200-60-15 | 1992-11-28 | 2011 | 2.511 | 1 | BOILER #2- CLEAVER BROOKS CB200 #2 OIL | NO.2 | 58 | Distillate Oil (No. 2) | 0.185 | 0.001 | 0 | E3GAL | 0 | OK | N | 24 | 7 | 39 | 4 | 7 | 4
1190719 | MITRE CORPORATION |  | 202 BURLINGTON RD | RTE 62 | BEDFORD | MA | 017301420 | 202 BURLINGTON ROAD |  | BEDFORD | MA | 017301420 | N | PRIVATE | SM25 | MITRE CORPORATION | 7812712613 | dkroner@mitre.org | ANTHONY | SALVUCCI | 7812712822 | asalvucc@mitre.org | DIANA | KRONER | 7812712613 | dkroner@mitre.org | 1 | BOILER #1-CLEAVER BROOKS CB350 14.645 MMBTU/HR |  | BOILER | CLEAVER BROOKS | CB350 | 1990-07-17 | 2009 | 14.645 | 2 | BOILER #1-CLEAVER BROOKS CB350 #2 OIL-0.3S | NO.2 | 58 | Distillate Oil (No. 2) | 0.3 | 0 | 0.0993 | E3GAL | 13.8623 | OK | N | 24 | 7 | 32 | 1 | 1 | 1
1190719 | MITRE CORPORATION |  | 202 BURLINGTON RD | RTE 62 | BEDFORD | MA | 017301420 | 202 BURLINGTON ROAD |  | BEDFORD | MA | 017301420 | N | PRIVATE | SM25 | MITRE CORPORATION | 7812712613 | dkroner@mitre.org | ANTHONY | SALVUCCI | 7812712822 | asalvucc@mitre.org | DIANA | KRONER | 7812712613 | dkroner@mitre.org | 2 | BOILER #2-CLEAVER BROOKS CB350 14.645 MMBTU/HR |  | BOILER | CLEAVER BROOKS | CB350 | 1990-07-17 | 2009 | 14.645 | 1 | BOILER #2-CLEAVER BROOKS CB350 NO.2 OIL | NO.2 | 58 | Distillate Oil (No. 2) | 0.3 | 0 | 0.0993 | E3GAL | 13.8623 | OK | N | 24 | 7 | 32 | 1 | 1 | 1
1190719 | MITRE CORPORATION |  | 202 BURLINGTON RD | RTE 62 | BEDFORD | MA | 017301420 | 202 BURLINGTON ROAD |  | BEDFORD | MA | 017301420 | N | PRIVATE | SM25 | MITRE CORPORATION | 7812712613 | dkroner@mitre.org | ANTHONY | SALVUCCI | 7812712822 | asalvucc@mitre.org | DIANA | KRONER | 7812712613 | dkroner@mitre.org | 3 | BOILER #3-CLEAVER BROOKS CB350 14.645 MMBTU/HR |  | BOILER | CLEAVER BROOKS | CB350 | 1990-07-17 | 2009 | 14.645 | 2 | BOILER #3-CLEAVER BROOKS CB350 #2 OIL-0.3S | NO.2 | 58 | Distillate Oil (No. 2) | 0.3 | 0 | 0.0993 | E3GAL | 13.8623 | OK | N | 24 | 7 | 32 | 1 | 1 | 1
1190719 | MITRE CORPORATION |  | 202 BURLINGTON RD | RTE 62 | BEDFORD | MA | 017301420 | 202 BURLINGTON ROAD |  | BEDFORD | MA | 017301420 | N | PRIVATE | SM25 | MITRE CORPORATION | 7812712613 | dkroner@mitre.org | ANTHONY | SALVUCCI | 7812712822 | asalvucc@mitre.org | DIANA | KRONER | 7812712613 | dkroner@mitre.org | 4 | BOILER #4-CLEAVER BROOKS CB350 14.645 MMBTU/HR |  | BOILER | CLEAVER BROOKS | CB350 | 1990-07-17 | 2009 | 14.645 | 2 | BOILER #4-CLEAVER BROOKS CB350 #2 OIL-0.3S | NO.2 | 58 | Distillate Oil (No. 2) | 0.3 | 0 | 0.0993 | E3GAL | 13.8623 | OK | N | 24 | 7 | 32 | 1 | 1 | 1
1190719 | MITRE CORPORATION |  | 202 BURLINGTON RD | RTE 62 | BEDFORD | MA | 017301420 | 202 BURLINGTON ROAD |  | BEDFORD | MA | 017301420 | N | PRIVATE | SM25 | MITRE CORPORATION | 7812712613 | dkroner@mitre.org | ANTHONY | SALVUCCI | 7812712822 | asalvucc@mitre.org | DIANA | KRONER | 7812712613 | dkroner@mitre.org | 8 | BOILER #6- E-2 CLEAVER BROOKS #2 OIL-0.3 S |  | BOILER | CLEAVER BROOKS | CB800-125 | 1988-11-07 | 2009 | 5.23 | 1 | BOILER #6-CLEAVER BROOKS #2 OIL-0.3 S E2 | NO.2 | 58 | Distillate Oil (No. 2) | 0.3 | 0.1 | 14.2845 | E3GAL | 1994.1162 | OK | N | 10 | 7 | 20 | 10 | 3 | 1
1190719 | MITRE CORPORATION |  | 202 BURLINGTON RD | RTE 62 | BEDFORD | MA | 017301420 | 202 BURLINGTON ROAD |  | BEDFORD | MA | 017301420 | N | PRIVATE | SM25 | MITRE CORPORATION | 7812712613 | dkroner@mitre.org | ANTHONY | SALVUCCI | 7812712822 | asalvucc@mitre.org | DIANA | KRONER | 7812712613 | dkroner@mitre.org | 24 | BOILER #5 -E-1 CLEAVER BROOKS #2 OIL-0.3 S |  | BOILER | CLEAVER BROOKS | CB800-126 | 1993-11-11 | 2009 | 5.23 | 1 | BOILER #5-CLEAVER BOOKS #2 OIL-0.3 S | NO.2 | 58 | Distillate Oil (No. 2) | 0.3 | 0.1 | 14.2845 | E3GAL | 1994.1162 | OK | N | 10 | 7 | 20 | 10 | 3 | 1
1190725 | ASHLAND TECHNOLOGY CENTER |  | 200 HOMER AVE | 101 UNION STREET | ASHLAND | MA | 017210000 | 43 BROAD STREET |  | HUDSON | MA | 017490000 | N | PRIVATE | SM25 | NEREEF ASHLAND LLC | 7812355090 | brian@calare.com | BRIAN | POITRAS | 7815356900 | brian@calare.com | BRIAN | POITRAS | 7815356900X104 | brian@calare.com | 2 | BOILER #2-ORR+SEMBOWER 3HG |  | BOILER | ORR & SEMBOWER | 3HG | 1962-01-01 | 2011 | 17 | 2 | BOILER 2-ORR+SEMBOWER 3HG | NO.2 | 58 | Distillate Oil (No. 2) | 0.3 |  | 9 | E3GAL | 1256.4 | OK | N | 12 | 7 | 30 | 0 | 0 | 0
1190727 | AGGREGATE INDUSTRIES NORTHEAST REGION |  | 71 SPRING ST |  | ASHLAND | MA | 017210000 | 1715 BROADWAY |  | SAUGUS | MA | 019060000 | N | PRIVATE | SM79-R | AGGREGATE INDUSTRIES NORTHEAST REGION | 7819417200X1117 | Lisa.Young@aggregate-us.com | LISA | YOUNG | 7819417200 | Lisa.Young@aggregate-us.com | LISA | YOUNG | 7819417200X1117 | Lisa.Young@aggregate-us.com | 13 | SCALE HOUSE OIL HEATER |  | BOILER | BURNHAM | FV83WT TBWF | 1901-01-01 | 2011 | 0.105 | 1 | HEATING OIL | NO.2 | 58 | Distillate Oil (No. 2) | 0.3 |  | 0.275 | E3GAL | 38.39 | OK | N | 24 | 7 | 26 | 0 | 0 | 0
1190739 | WALDEN PARK ASSOCIATES |  | 205-225 WALDEN ST |  | CAMBRIDGE | MA | 021400000 | 205 WALDEN STREET | STE 1J | CAMBRIDGE | MA | 021400000 | N | PRIVATE | NM99 | WALDEN PARK ASSOCIATE | 6177421500 | unknown@walden.com | RICHARD | EARPHROWL | 6178681151 | unknown@walden.com | RICHARD | EARPHROWL | 6178681151 | unknown@walden.com | 5 | BOILER #1-WEIL MCLAIN #2 OIL-0.5%S |  | BOILER | WEIL MCLAIN | 070309511 | 2004-01-01 | 2005 | 4.8 | 1 | BOILER #1 WEIL MCLAIN #2 OIL-0.5%S | NO.2 | 58 | Distillate Oil (No. 2) | 0.05 | 0 | 23.967 | E3GAL | 3345.7932 | OK | Y | 24 | 7 | 52 | 24 | 7 | 23
1190739 | WALDEN PARK ASSOCIATES |  | 205-225 WALDEN ST |  | CAMBRIDGE | MA | 021400000 | 205 WALDEN STREET | STE 1J | CAMBRIDGE | MA | 021400000 | N | PRIVATE | NM99 | WALDEN PARK ASSOCIATE | 6177421500 | unknown@walden.com | RICHARD | EARPHROWL | 6178681151 | unknown@walden.com | RICHARD | EARPHROWL | 6178681151 | unknown@walden.com | 6 | BOILER #2-WEIL MCLAIN #2 OIL-0.5%S |  | BOILER | WEIL MCLAIN | 070413818 | 2004-01-01 | 2005 | 4.8 | 1 | BOILER #2-WEIL MCLAIN #2 OIL-0.5%S | NO.2 | 58 | Distillate Oil (No. 2) | 0.5 | 0 | 22.551 | E3GAL | 3148.1196 | OK | Y | 24 | 7 | 52 | 24 | 7 | 23
1190739 | WALDEN PARK ASSOCIATES |  | 205-225 WALDEN ST |  | CAMBRIDGE | MA | 021400000 | 205 WALDEN STREET | STE 1J | CAMBRIDGE | MA | 021400000 | N | PRIVATE | NM99 | WALDEN PARK ASSOCIATE | 6177421500 | unknown@walden.com | RICHARD | EARPHROWL | 6178681151 | unknown@walden.com | RICHARD | EARPHROWL | 6178681151 | unknown@walden.com | 7 | BOILER #3-WEIL MCLAIN #2 OIL-0.5%S |  | BOILER | WEIL MCLAIN | 070413817 | 2004-01-01 | 2005 | 4.8 | 1 | BOILER #3-WEIL MCLAIN #2 OIL-0.5%S | NO.2 | 58 | Distillate Oil (No. 2) | 0.5 | 0 | 22.557 | E3GAL | 3148.9572 | OK | Y | 24 | 7 | 52 | 24 | 7 | 23
1190739 | WALDEN PARK ASSOCIATES |  | 205-225 WALDEN ST |  | CAMBRIDGE | MA | 021400000 | 205 WALDEN STREET | STE 1J | CAMBRIDGE | MA | 021400000 | N | PRIVATE | NM99 | WALDEN PARK ASSOCIATE | 6177421500 | unknown@walden.com | RICHARD | EARPHROWL | 6178681151 | unknown@walden.com | RICHARD | EARPHROWL | 6178681151 | unknown@walden.com | 8 | BOILER #4-WEIL MCLAIN #2 OIL-0.5%S |  | BOILER | WEIL MCLAIN | 100319506 | 2004-01-01 | 2005 | 4.8 | 1 | BOILER #4-WEIL MCLAIN #2 OIL-0.5%S | NO.2 | 58 | Distillate Oil (No. 2) | 0.5 | 0 | 22.557 | E3GAL | 3148.9572 | OK | Y | 24 | 7 | 52 | 24 | 7 | 23
1190743 | FRESH POND APARTMENT |  | 364 RINDGE AVE |  | CAMBRIDGE | MA | 021400000 | 364 RINDGE AVENUE |  | CAMBRIDGE | MA | 021400000 | N | PRIVATE | NM25 | FEDERAL MANAGEMENT CO | 6174828925 | unknown@unknown.com | ALLAN | HODGES | 6174921181 | Unknown@unknown.com | ALLAN | HODGES | 6174921181 | Unknown@unknown.com | 1 | BOILER #1 WEIL MCLAIN #H2194W DUAL FUEL |  | BOILER | WEIL MCLAIN | H2194W | 2005-10-01 | 2005 | 1 | 2 | FUEL OIL #2 | NO.2 | 58 | Distillate Oil (No. 2) | 0.3 | 0 | 2 | E3GAL | 279.2 | OK | N | 24 | 7 | 36 | 24 | 7 | 23
1190743 | FRESH POND APARTMENT |  | 364 RINDGE AVE |  | CAMBRIDGE | MA | 021400000 | 364 RINDGE AVENUE |  | CAMBRIDGE | MA | 021400000 | N | PRIVATE | NM25 | FEDERAL MANAGEMENT CO | 6174828925 | unknown@unknown.com | ALLAN | HODGES | 6174921181 | Unknown@unknown.com | ALLAN | HODGES | 6174921181 | Unknown@unknown.com | 2 | BOILER #2 PVI #180WBHE250ATPO DUAL FUEL |  | BOILER | PVI | 180WBHE250ATPO | 1996-08-01 | 2005 | 7 | 1 | FUEL OIL #2 | NO.2 | 58 | Distillate Oil (No. 2) | 0.3 | 0 | 100 | E3GAL | 13960 | OK | Y | 24 | 7 | 52 | 24 | 7 | 23
1190743 | FRESH POND APARTMENT |  | 364 RINDGE AVE |  | CAMBRIDGE | MA | 021400000 | 364 RINDGE AVENUE |  | CAMBRIDGE | MA | 021400000 | N | PRIVATE | NM25 | FEDERAL MANAGEMENT CO | 6174828925 | unknown@unknown.com | ALLAN | HODGES | 6174921181 | Unknown@unknown.com | ALLAN | HODGES | 6174921181 | Unknown@unknown.com | 3 | BOILER #3 BUDEROS G515/10 DUAL FUEL |  | BOILER | BUDEROS | G515/10 | 2005-10-01 | 2005 | 2 | 1 | FUEL OIL | NO.2 | 58 | Distillate Oil (No. 2) | 0.3 | 0 | 0 | E3GAL | 0 | OK | Y | 24 | 7 | 52 | 24 | 7 | 23
1190762 | METROWEST MEDICAL CENTER |  | 115 LINCOLN ST |  | FRAMINGHAM | MA | 017020000 | 115 LINCOLN STREET |  | FRAMINGHAM | MA | 017019167 | N | PRIVATE | SM25 | VHS ACQUISITION SUBSIDARY NUMBER NINE | 6156656000 | mark.racicot@mwmc.com | DEBORAH | BITSOLI | 5083831516 | deborah.bitsol@mwmc.com | MARK | RACICOT | 5083831616 | mark.racicot@mwmc.com | 1 | BLR #1-CLEAVER BROOKS D-42 NAT GAS |  | BOILER | CLEAVER BROOKS | D-42 | 1972-11-01 | 2011 | 32.135 | 2 | NO. 2 FUEL OIL - DIESEL | NO.2 | 58 | Distillate Oil (No. 2) | 0.0015 | 0.1 | 0 | E3GAL | 0 | OK | N | 24 | 7 | 52 | 24 | 7 | 22
1190762 | METROWEST MEDICAL CENTER |  | 115 LINCOLN ST |  | FRAMINGHAM | MA | 017020000 | 115 LINCOLN STREET |  | FRAMINGHAM | MA | 017019167 | N | PRIVATE | SM25 | VHS ACQUISITION SUBSIDARY NUMBER NINE | 6156656000 | mark.racicot@mwmc.com | DEBORAH | BITSOLI | 5083831516 | deborah.bitsol@mwmc.com | MARK | RACICOT | 5083831616 | mark.racicot@mwmc.com | 2 | BLR #2-CLEAVER BROOKS D-42 |  | BOILER | CLEAVER BROOKS | D-42 | 1972-11-01 | 2011 | 32.135 | 1 | #2 OIL | NO.2 | 58 | Distillate Oil (No. 2) | 0.0015 | 0.1 | 0 | E3GAL | 0 | OK | N | 24 | 7 | 52 | 24 | 7 | 22
1190771 | FOSTER SOUTHEASTERN |  | 46 SPRING ST |  | HOLBROOK | MA | 023430000 | 46 SPRING ST |  | HOLBROOK | MA | 023430000 | N | PRIVATE | SM50 | OLDCASTLE APG NORTHEAST INC., DBA FOSTER SOUTHEASTERN INC | 7817672202 | jeff.bruner@oldcastleapg.com | JEFFREY | BRUNER | 7817672202 | jeff.bruner@oldcastleapg.com | JEFFREY | BRUNER | 7817672202 | jeff.bruner@oldcastleapg.com | 2 | BOILER #2-CLEAVER BROOKS CB200-250-15ST 10.46 MMB |  | BOILER | CLEVER BROOKS | 9950120 | 1997-01-01 | 2008 | 10 | 1 | BOILER NO. 2 OIL 0.3 PERCENT S | NO.2 | 58 | Distillate Oil (No. 2) | 0.3 | 0.1 | 0 | E3GAL | 0 | OK | N | 0 | 0 | 0 | 0 | 0 | 0
1190832 | VHS ACQUISITION SUBSIDARY |  | 67 UNION ST |  | NATICK | MA | 017600000 | 67 UNION ST |  | NATICK | MA | 017600000 | N | PRIVATE | SM25 | VHS ACQUISITION SUBSIDARY NUMBER NINE IN | 5086507602 | scott.johnson@mwmc.com | SCOTT | JOHNSON | 5086507602 | scott.johnson@mwmc.com | NEIL | INGLIS | 7813569140X112 | ninglis@goldmanenvironmental.com | 1 | BOILER #2-CLEAVER BROOKS CB200-300 NAT GAS, OIL |  | BOILER | CLEAVER-BROOKS | CB200-300 | 1998-07-01 | 2010 | 12.553 | 2 | NO.2 OIL 0.3S | NO.2 | 58 | Distillate Oil (No. 2) | 0.3 | 0.5 | 1.316 | E3GAL | 183.7136 | OK | N | 24 | 7 | 26 | 0 | 0 | 0
1190832 | VHS ACQUISITION SUBSIDARY |  | 67 UNION ST |  | NATICK | MA | 017600000 | 67 UNION ST |  | NATICK | MA | 017600000 | N | PRIVATE | SM25 | VHS ACQUISITION SUBSIDARY NUMBER NINE IN | 5086507602 | scott.johnson@mwmc.com | SCOTT | JOHNSON | 5086507602 | scott.johnson@mwmc.com | NEIL | INGLIS | 7813569140X112 | ninglis@goldmanenvironmental.com | 3 | BOILER 1-CLEAVER BROOKS CB400-300 NAT GAS AND NO.2 |  | BOILER | CLEAVER BROOKS | CB400-300 | 1985-01-01 | 2010 | 12.553 | 2 | NO.2 OIL | NO.2 | 58 | Distillate Oil (No. 2) | 0.3 | 0.1 | 1.316 | E3GAL | 183.7136 | OK | N | 24 | 7 | 26 | 0 | 0 | 0
1190833 | UNION HOSPITAL |  | 500 LYNNFIELD ST |  | LYNN | MA | 019040000 | 500 LYNNFIELD ST |  | LYNN | MA | 019040000 | N | PRIVATE | SM25 | UNION HOSPITAL | 7814473101 | jcapozzi@partners.org | JOHN | CAPOZZI | 9784773101 | jcapozzi@partners.org | JOHN | CAPOZZI | 7814473101 | jcapozzi@partners.org | 1 | BOILER #1 |  | BOILER | H.B. SMITH | GHO-6500-S-20 | 1982-01-01 | 2009 | 12.1 | 1 | #2 OIL | NO.2 | 58 | Distillate Oil (No. 2) | 0.0015 | 0 | 0 | E3GAL | 0 | OK | N | 24 | 7 | 52 | 24 | 7 | 22
1190833 | UNION HOSPITAL |  | 500 LYNNFIELD ST |  | LYNN | MA | 019040000 | 500 LYNNFIELD ST |  | LYNN | MA | 019040000 | N | PRIVATE | SM25 | UNION HOSPITAL | 7814473101 | jcapozzi@partners.org | JOHN | CAPOZZI | 9784773101 | jcapozzi@partners.org | JOHN | CAPOZZI | 7814473101 | jcapozzi@partners.org | 2 | BOILER #2 |  | BOILER | H.B. SMITH | GHO-6500-S-20 | 1982-01-01 | 2009 | 12.1 | 1 | #2 OIL | NO.2 | 58 | Distillate Oil (No. 2) | 0.0015 | 0 | 0 | E3GAL | 0 | OK | N | 24 | 7 | 52 | 24 | 7 | 22
1190833 | UNION HOSPITAL |  | 500 LYNNFIELD ST |  | LYNN | MA | 019040000 | 500 LYNNFIELD ST |  | LYNN | MA | 019040000 | N | PRIVATE | SM25 | UNION HOSPITAL | 7814473101 | jcapozzi@partners.org | JOHN | CAPOZZI | 9784773101 | jcapozzi@partners.org | JOHN | CAPOZZI | 7814473101 | jcapozzi@partners.org | 4 | BOILER #4 (4 COMBINED) | 4 | BOILER | BRYAN | D450-S-150-FDGO | 1998-01-01 | 2009 | 8.045 | 1 | #2 OIL | NO.2 | 58 | Distillate Oil (No. 2) | 0.0015 | 0 | 0 | E3GAL | 0 | OK | Y | 24 | 7 | 52 | 24 | 7 | 22
1190847 | ARROW INTERNATIONAL |  | 9 PLYMOUTH ST |  | EVERETT | MA | 021490000 | 9 PLYMOUTH STREET |  | EVERETT | MA | 021490000 | N | PRIVATE | NM25 | ARROW INTERNATIONAL | 6173896400X644220 | Mike.harpin@teleflex.com | MICHAEL | HARPIN | 6173896400 | Mike.harpin@teleflex.com | MICHAEL | HARPIN | 6173896400X644220 | mike.harpin@teleflex.com | 15 | BOILER NO.2-WEIL MCLAIN AL-688-SW NO.2 OIL 0.3 S |  | BOILER | WEIL MCCLAIN | SERIES 28A-6 | 1986-09-01 | 2011 | 3 | 1 | FUEL NUMBER 2 OIL-0.3 PERCENT S | NO.2 | 58 | Distillate Oil (No. 2) | 0.3 | 0 | 15 | E3GAL | 2094 | OK | N | 14 | 7 | 24 | 0 | 0 | 0
1190868 | REGENCY PARK |  | 1731 BEACON ST |  | BROOKLINE | MA | 021460000 | 1731 BEACON ST |  | BROOKLINE | MA | 024450000 | N | PRIVATE | SM25 | REGENCY PARK CONDOMINIUMS TRUST | 6172327008 | Regencyparkoffice@comcast.net | ALI | TALI | 6172327008 | regencyparkoffice@comcast.net | PAUL | MARTIN | 6172327008 | Regencyparkoffice@comcast.net | 1 | BOILERS 1AND 2 RAY 7910 250 NUMBER 2 OIL 0.3S |  | BOILER | RAY | 7910 | 1980-01-01 | 2011 | 10 | 1 | BOILERS 1 AND 2- RAY 7910-250 NUMBER 2 OIL 0.3S | NO.2 | 58 | Distillate Oil (No. 2) | 0.178 | 0 | 43.578 | E3GAL | 6083.4888 | OK | N | 24 | 7 | 30 | 24 | 7 | 6
1190871 | GRAPHIC ARTS FINSHERS INC |  | 32 CAMBRIDGE ST |  | BOSTON | MA | 021290000 | 32 CAMBRIDGE ST |  | CHARLESTOWN | MA | 021290000 | N | PRIVATE | SM25 | GRAPHIC ARTS FINISHERS INC | 6172419292 | chris@graphicartsfinishers.com | CHRIS | SULLIVAN | 6172419292 | chris@graphicartsfinishers.com | CHRIS | SULLIVAN | 6172419292 | chris@graphicartsfinishers.com | 1 | BOILER #1 - H.B.SMITH |  | BOILER | HB SMITH | #28 | 1986-02-01 | 2011 | 5.325 | 1 | #2 OIL - 0.3 PERCENT S | NO.2 | 58 | Distillate Oil (No. 2) | 0.3 | 0 | 20.9279 | E3GAL | 2921.5348 | OK | N | 24 | 7 | 30 | 9 | 7 | 8
1190899 | WENTWORTH INSTITUTE |  | 550 HUNTINGTON AVE |  | BOSTON | MA | 021150000 | 550 HUNTINGTON AVE |  | BOSTON | MA | 021150000 | N | PRIVATE | NM25 | WENTWORTH INSTITUTE OF TECHNOLOGY | 6179894590 | bergeronm@wit.edu | MICHAEL | BERGERON | 6179894577 | bergeronm@wit.edu | MICHAEL | BERGERON | 6179894577 | bergeronm@wit.edu | 4 | BOILER #3-CLEAVER BROOKS 4.1 MMBTU/HR NATURAL GAS |  | BOILER | CLEAVER - BROOKS | GB 900-100 | 1987-02-01 | 2010 | 4.1 | 2 | DISTILLATE FUEL OIL: #2 | NO.2 | 58 | Distillate Oil (No. 2) | 0.5 |  | 0 | E3GAL | 0 | OK | N | 24 | 7 | 26 | 0 | 0 | 0
1190899 | WENTWORTH INSTITUTE |  | 550 HUNTINGTON AVE |  | BOSTON | MA | 021150000 | 550 HUNTINGTON AVE |  | BOSTON | MA | 021150000 | N | PRIVATE | NM25 | WENTWORTH INSTITUTE OF TECHNOLOGY | 6179894590 | bergeronm@wit.edu | MICHAEL | BERGERON | 6179894577 | bergeronm@wit.edu | MICHAEL | BERGERON | 6179894577 | bergeronm@wit.edu | 5 | BOILER #4-CLEAVER BROOKS 4.1 MMBTU/HR NATURAL GAS |  | BOILER | CLEAVER-BROOKS | CB 900-100 | 1987-02-01 | 2010 | 4.1 | 2 | DISTILLATE FUEL OIL: #2 | NO.2 | 58 | Distillate Oil (No. 2) | 0.5 |  | 0 | E3GAL | 0 | OK | N | 24 | 7 | 26 | 0 | 0 | 0
1190907 | MARLBOROUGH HOSPITAL |  | 57 UNION ST |  | MARLBOROUGH | MA | 017520000 | 157 UNION STREET |  | MARLBOROUGH | MA | 017520000 | N | PRIVATE | NM25 | MARLBOROUGH HOSPITAL | 5084865581 | bob.knihtila@umassmemorial.org | DONN | PUSHOR | 5084865575 | DONN.PUSHOR@UMASSMEMORIAL.ORG | ROBERT | KNIHTILA | 5084865581 | bbo.knihtila@umassmemorial.org | 1 | BOILER 1-CLEAVER BROOKS CB200 2 OIL-0.3S |  | BOILER | CLEAVER BROOKS | CB-200 | 1980-12-01 | 2009 | 8 | 1 | BOILER 1-CLEAVER BROOKS CB-200 2 OIL 0.3S | NO.2 | 58 | Distillate Oil (No. 2) | 0.3 |  | 0 | E3GAL | 0 | OK | N | 24 | 7 | 52 | 0 | 0 | 0
1190907 | MARLBOROUGH HOSPITAL |  | 57 UNION ST |  | MARLBOROUGH | MA | 017520000 | 157 UNION STREET |  | MARLBOROUGH | MA | 017520000 | N | PRIVATE | NM25 | MARLBOROUGH HOSPITAL | 5084865581 | bob.knihtila@umassmemorial.org | DONN | PUSHOR | 5084865575 | DONN.PUSHOR@UMASSMEMORIAL.ORG | ROBERT | KNIHTILA | 5084865581 | bbo.knihtila@umassmemorial.org | 2 | BOILER 2-CLEAVER BROOKS CB200 2 OIL-0.3S |  | BOILER | CLEAVER BROOKS | CB-200 | 1980-12-01 | 2009 | 8 | 1 | BOILER 2-CLEAVER BROOKS CB200 2 OIL-0.3S | NO.2 | 58 | Distillate Oil (No. 2) | 0.3 | 0 | 0 | E3GAL | 0 | OK | N | 24 | 7 | 40 | 0 | 0 | 0
1190922 | TOWERS AT CHESTNUT HILL |  | 250 HAMMOND POND PKWY |  | CHESTNUT HILL | MA | 021670000 | 250 HAMMOND POND PKWY |  | CHESTNUT HILL | MA | 021670000 | N | PRIVATE | SM80-R | TOWERS OF CHESTNUT HILL | 6176960300 | johnbreckner@the-towers.com | JOHN | BRECKNER | 6179690300 | johnbreckner@the-towers.com | JOHN | BRECKNER | 6179690300 | johnbreckner@the-towers.com | 1 | RAY BOILER #1 20.99MMBTU/HR |  | BOILER | RAY | AE-ORB-144 | 1977-01-01 | 2011 | 21 | 1 | BOILER #1: RAY 20.99MMBTU/HR #2 OIL | NO.2 | 58 | Distillate Oil (No. 2) | 0.3 | 0 | 2.38 | E3GAL | 332.248 | OK | N | 24 | 7 | 32 | 0 | 0 | 0
1190930 | FMRE BUILDING TRUST |  | 610 LINCOLN ST |  | WALTHAM | MA | 021540000 | HOBBS BROOK MANAGEMENT LLC | 225 WYMAN STREET | WALTHAM | MA | 021540000 | N | PRIVATE | NM25 | 610 LINCOLN STREET TRUST | 7818909300 | kevin.gammons@hobbsbrook.com | KEVIN | GAMMONS | 7818909300 | kevin.gammons@hobbsbrook.com | RONALD | SHAW | 7818909300X4822 | ronald.shaw@hobbsbrook.com | 1 | BOILER #1-CLEAVER BROOKS CB100-150 DUAL FUEL |  | BOILER | CLEAVER BROOKS | CB101-150 | 1990-01-01 | 2007 | 6.277 | 1 | BOILER #1-CLEAVER BROOKS CB100-150 #2 OIL@0.178S | NO.2 | 58 | Distillate Oil (No. 2) | 0.18 | 0 | 0 | E3GAL | 0 | OK | N | 24 | 7 | 52 | 1 | 7 | 22
1190930 | FMRE BUILDING TRUST |  | 610 LINCOLN ST |  | WALTHAM | MA | 021540000 | HOBBS BROOK MANAGEMENT LLC | 225 WYMAN STREET | WALTHAM | MA | 021540000 | N | PRIVATE | NM25 | 610 LINCOLN STREET TRUST | 7818909300 | kevin.gammons@hobbsbrook.com | KEVIN | GAMMONS | 7818909300 | kevin.gammons@hobbsbrook.com | RONALD | SHAW | 7818909300X4822 | ronald.shaw@hobbsbrook.com | 2 | BOILER #2-CLEAVER BROOKS CB100-150 DUAL FUEL |  | BOILER | CLEAVER BROOKS | CB101-150 | 1990-01-01 | 2007 | 6.277 | 1 | BOILER #2-CLEAVER BROOKS CB100-150 - #2 OIL@0.178S | NO.2 | 58 | Distillate Oil (No. 2) | 0.18 | 0 | 0 | E3GAL | 0 | OK | N | 24 | 7 | 52 | 1 | 7 | 22
1190930 | FMRE BUILDING TRUST |  | 610 LINCOLN ST |  | WALTHAM | MA | 021540000 | HOBBS BROOK MANAGEMENT LLC | 225 WYMAN STREET | WALTHAM | MA | 021540000 | N | PRIVATE | NM25 | 610 LINCOLN STREET TRUST | 7818909300 | kevin.gammons@hobbsbrook.com | KEVIN | GAMMONS | 7818909300 | kevin.gammons@hobbsbrook.com | RONALD | SHAW | 7818909300X4822 | ronald.shaw@hobbsbrook.com | 3 | BOILER #3-CLEAVER BROOKS CB100-80 DUAL FUEL |  | BOILER | CLEAVER BROOKS | CB100-80 | 1990-01-01 | 2007 | 3 | 1 | BOILER #3-CLEAVER BROOKS CB100-80 - #2 OIL@0.178S | NO.2 | 58 | Distillate Oil (No. 2) | 0.18 | 0 | 0 | E3GAL | 0 | OK | N | 24 | 7 | 52 | 1 | 7 | 22
1190944 | ST MARKS SCHOOL |  | 25 MARLBORO RD |  | SOUTHBOROUGH | MA | 017729105 | PO BOX 9105 |  | SOUTHBOROUGH | MA | 017729105 | N | PRIVATE | NM99 | ST MARKS SCHOOL | 5087866301 | jackcullina@stmarksschool.org | JACK | CULLINA | 5087866301 | jackcullina@stmarksschool.org | JACK | CULLINA | 5087866000 | jackcullina@stmarksschool.org | 4 | NEW BOILER # 1 - NATURAL GAS AND # 2 FUEL OIL |  | BOILER | CLEAVER BROOKS | CBLE 200-400-015 | 2007-06-15 | 2009 | 16 | 2 | #2 OIL - 0.3 PERCENT S | NO.2 | 58 | Distillate Oil (No. 2) | 0.3 | 0 | 0 | E3GAL | 0 | OK | N | 24 | 7 | 7 | 10 | 7 | 11
1190944 | ST MARKS SCHOOL |  | 25 MARLBORO RD |  | SOUTHBOROUGH | MA | 017729105 | PO BOX 9105 |  | SOUTHBOROUGH | MA | 017729105 | N | PRIVATE | NM99 | ST MARKS SCHOOL | 5087866301 | jackcullina@stmarksschool.org | JACK | CULLINA | 5087866301 | jackcullina@stmarksschool.org | JACK | CULLINA | 5087866000 | jackcullina@stmarksschool.org | 5 | NEW BOILER # 2 - NATURAL GAS AND # 2 FUEL OIL |  | BOILER | CLEAVER BROOKS | CBLE 200-400-015 | 2007-06-15 | 2009 | 16 | 2 | #2 OIL - 0.3 PERCENT S | NO.2 | 58 | Distillate Oil (No. 2) | 0.3 | 0 | 0 | E3GAL | 0 | OK | N | 24 | 7 | 7 | 10 | 7 | 10
1190944 | ST MARKS SCHOOL |  | 25 MARLBORO RD |  | SOUTHBOROUGH | MA | 017729105 | PO BOX 9105 |  | SOUTHBOROUGH | MA | 017729105 | N | PRIVATE | NM99 | ST MARKS SCHOOL | 5087866301 | jackcullina@stmarksschool.org | JACK | CULLINA | 5087866301 | jackcullina@stmarksschool.org | JACK | CULLINA | 5087866000 | jackcullina@stmarksschool.org | 6 | NEW BOILER # 3 - NATURAL GAS AND # 2 FUEL OIL |  | BOILER | CLEAVER BROOKS | CBLE 200-400-015 | 2007-06-15 | 2009 | 16 | 2 | #2 OIL - 0.3 PERCENT S | NO.2 | 58 | Distillate Oil (No. 2) | 0.3 | 0 | 0 | E3GAL | 0 | OK | N | 24 | 7 | 7 | 10 | 7 | 10
1190967 | ROCKPORT WASTE WATER TREATMENT PLANT |  | 46 PLEASANT ST |  | ROCKPORT | MA | 019660000 | 34 BROADWAY |  | ROCKPORT | MA | 019660000 | Y | LOCAL GOVERNMENT | NM25 | ROCKPORT WASTE WATER TREATMENT PLANT | 9785463525 | DPWWWTP@COMCAST.NET | LARRY | WONSON | 9785467888 | DPWWWTP@COMCAST.NET | LARRY | WONSEN | 9785467888 | DPWWWTP@COMCAST.NET | 1 | BOILER #1-BURNHAM CARLIN #V37 #2 OIL-0.3S |  | BOILER | BURNHAM CARLIN | V37 | 1990-01-01 | 2007 | 1 | 1 | BOILER #1-BURNHAM CARLIN #V37 #2 OIL-0.3S | NO.2 | 58 | Distillate Oil (No. 2) | 0.3 | 0 | 2.5 | E3GAL | 349 | OK | N | 24 | 7 | 52 | 2 | 7 | 20
1190978 | GALVIN MIDDLE SCHOOL |  | 525 MAIN ST |  | WAKEFIELD | MA | 018800000 | 525 MAIN STREET |  | WAKEFIELD | MA | 018800000 | Y | LOCAL GOVERNMENT | NM25 | GALVIN MIDDLE SCHOOL | 7812466400 | evangelista@wakefield.k12.ma.us | PETER | EVANGELISTA | 7812466400 | evangelista@wakefield.k12.ma.us | PETER | EVANGELISTA | 7812466400 | evangelista@wakefield.k12.ma.us | 1 | BOILER 1-H.B.SMITH 650 | 3 | BOILER | H.B SMITH 650 #1 | 650 | 1997-07-01 | 2010 | 10 | 1 | DISTILLATE OIL | NO.2 | 58 | Distillate Oil (No. 2) | 0.3 | 0 | 75 | E3GAL | 10470 | OK | N | 24 | 7 | 36 | 0 | 0 | 0
1190989 | ROCKPORT SCHOOL |  | JERDEN LN |  | ROCKPORT | MA | 019660000 | JERDEN LANE |  | ROCKPORT | MA | 019660000 | Y | LOCAL GOVERNMENT | NM25 | ROCKPORT SCHOOLS | 9785461200 |  | ALFRED | MACISAAC | 9785461200 |  | ALFRED | MACISAAC | 9785461200 |  | 1 | BOILER #1-LOW EMISSION BOILER | 2 | BOILER | CLEAVER BROOKS | CB,100-176 | 1990-01-01 | 2005 | 7 | 1 | #2 | NO.2 | 58 | Distillate Oil (No. 2) | 0.3 | 0 | 64 | E3GAL | 8934.4 | OK | N | 24 | 7 | 28
1190995 | WELLESLEY ROSEWOOD MAYNARD MILL LP |  | 146 MAIN ST |  | MAYNARD | MA | 017540000 | 2 CLOCK TOWER S.200 |  | MAYNARD | MA | 017540000 | N | PRIVATE | SM79-7 | WELLESLEY ROSEWOOD MAYNARD MILLS LP | 9788238220 | bb@wellesley.com | JAMES | COLETTI | 9788238250 | jcoletti@wellesley.com | JAMES | COLETTI | 9788238250 | jcoletti@wellesley.com | 1 | BOILER #1-CLEAVER BROOKS 29.25 MMBTU/HR |  | BOILER | CLEAVER BROOKS | CB665700 | 1968-01-01 | 2008 | 29 | 1 | BOILER #1-CLEAVER BROOKS #2 OIL | NO.2 | 58 | Distillate Oil (No. 2) | 0.3 | 0 | 70 | E3GAL | 9772 | OK | N | 24 | 7 | 26 | 0 | 0 | 0
1190995 | WELLESLEY ROSEWOOD MAYNARD MILL LP |  | 146 MAIN ST |  | MAYNARD | MA | 017540000 | 2 CLOCK TOWER S.200 |  | MAYNARD | MA | 017540000 | N | PRIVATE | SM79-7 | WELLESLEY ROSEWOOD MAYNARD MILLS LP | 9788238220 | bb@wellesley.com | JAMES | COLETTI | 9788238250 | jcoletti@wellesley.com | JAMES | COLETTI | 9788238250 | jcoletti@wellesley.com | 2 | BOILER #2-CLEAVER BROOKS 29.25 MMBTU/HR |  | BOILER | CLEAVER BROOKS | CB665700 | 1968-01-01 | 2008 | 29 | 1 | BOILER #2-CLEAVER BROOKS #2 OIL | NO.2 | 58 | Distillate Oil (No. 2) | 0.3 | 0 | 70 | E3GAL | 9772 | OK | N | 24 | 7 | 26 | 0 | 0 | 0
1191004 | PEQUOT ASSOCIATES |  | 12 FIRST ST |  | SALEM | MA | 019700000 | 12 FIRST STREET |  | SALEM | MA | 019700000 | N | PRIVATE | NM25 | PEQUOT II, LP | 9787454884 | jthifault@winnco.com | JOSEPH | THIFAULT | 9787454884 | jthifault@winnco.com | CHRIS | NAJJAR | 9787454884 | cnajjar@winnco.com | 1 | BOILER |  | BOILER | BURNHAM | 5PW100500GP | 1990-01-01 | 2008 | 3.48 | 1 | BOILER | NO.2 | 58 | Distillate Oil (No. 2) | 0.5 | 1 | 0 | E3GAL | 0 | OK | N | 24 | 7 | 52 | 24 | 7 | 21
1191012 | QUINCY POINT CHURCH HOMES |  | 1000 SOUTHERN ARTERY ST |  | QUINCY | MA | 021690000 | 1000 SOUTHERN ARTERY |  | QUINCY | MA | 021690000 | N | PRIVATE | NM99 | QUINCY PT CONGREGATIONAL CHURCH HOMES | 6174171000 | qpcchi@comcast.net | BRIAN | BAHARIAN | 6174711000 | qpcchi@comcast.net | BRIAN | BAHARIAN | 6174171000 | qpcchi@comcast.net | 3 | BOILER NUMBER 3 |  | BOILER | WEIL MCLAIN | W60-9 | 1997-08-01 | 2010 | 6 | 1 | OIL | NO.2 | 58 | Distillate Oil (No. 2) | 0.06 | 0.2 | 45 | E3GAL | 6282 | OK | N | 24 | 7 | 52 | 24 | 7 | 9
1191012 | QUINCY POINT CHURCH HOMES |  | 1000 SOUTHERN ARTERY ST |  | QUINCY | MA | 021690000 | 1000 SOUTHERN ARTERY |  | QUINCY | MA | 021690000 | N | PRIVATE | NM99 | QUINCY PT CONGREGATIONAL CHURCH HOMES | 6174171000 | qpcchi@comcast.net | BRIAN | BAHARIAN | 6174711000 | qpcchi@comcast.net | BRIAN | BAHARIAN | 6174171000 | qpcchi@comcast.net | 4 | BOILER NUMBER 4 |  | BOILER | UTICA | UNKNOWN | 1991-07-01 | 2010 | 6 | 1 | OIL | NO.2 | 58 | Distillate Oil (No. 2) | 0.06 | 0 | 45 | E3GAL | 6282 | OK | N | 24 | 7 | 52 | 24 | 7 | 9
1191012 | QUINCY POINT CHURCH HOMES |  | 1000 SOUTHERN ARTERY ST |  | QUINCY | MA | 021690000 | 1000 SOUTHERN ARTERY |  | QUINCY | MA | 021690000 | N | PRIVATE | NM99 | QUINCY PT CONGREGATIONAL CHURCH HOMES | 6174171000 | qpcchi@comcast.net | BRIAN | BAHARIAN | 6174711000 | qpcchi@comcast.net | BRIAN | BAHARIAN | 6174171000 | qpcchi@comcast.net | 6 | BOILER NUMBER 6 |  | BOILER | BUDERUR | 315/5 | 1983-01-01 | 2010 | 2 | 1 | OIL | NO.2 | 58 | Distillate Oil (No. 2) | 0.2 | 0.2 | 44 | E3GAL | 6142.4 | OK | N | 24 | 7 | 52 | 24 | 7 | 9
1191014 | SPRAGUE ENERGY |  | 728 SOUTHERN ARTERY ST |  | QUINCY | MA | 021690000 | 728 SOUTHERN ARTERY |  | QUINCY | MA | 021690000 | N | PRIVATE | NM25 | SPRAGUE ENERGY CORP | 6034311000 | jlittlefield@spragueenergy.com | ELIZABETH | HERNBERG | 6034307205 | ehernberg@spragueenergy.com | JASON | LITTLEFIELD | 6034307205 | jlittlefield@spragueenergy.com | 1 | BOILER #1-HODGE/SCOTCH 10.65 MMBTU/HR #2 OIL-0.3 |  | BOILER | HODGE/SCOTCH | UNKNOWN | 1991-01-01 | 2011 | 10.65 | 1 | NO. 2 OIL | NO.2 | 58 | Distillate Oil (No. 2) | 0.3 | 0 | 44.982 | E3GAL | 6279.4872 | OK | N | 24 | 7 | 39 | 24 | 7 | 9
1191014 | SPRAGUE ENERGY |  | 728 SOUTHERN ARTERY ST |  | QUINCY | MA | 021690000 | 728 SOUTHERN ARTERY |  | QUINCY | MA | 021690000 | N | PRIVATE | NM25 | SPRAGUE ENERGY CORP | 6034311000 | jlittlefield@spragueenergy.com | ELIZABETH | HERNBERG | 6034307205 | ehernberg@spragueenergy.com | JASON | LITTLEFIELD | 6034307205 | jlittlefield@spragueenergy.com | 2 | BOILER #2-YORK SHIPLEY SPL200-6 7.9 MMBTU/HR |  | BOILER | YORK SHIPLEY | SPL200-6 | 1964-02-01 | 2011 | 7.9 | 1 | NO. 2 OIL | NO.2 | 58 | Distillate Oil (No. 2) | 0.3 | 1 | 4.998 | E3GAL | 697.7208 | OK | N | 24 | 7 | 35 | 24 | 7 | 9
1191014 | SPRAGUE ENERGY |  | 728 SOUTHERN ARTERY ST |  | QUINCY | MA | 021690000 | 728 SOUTHERN ARTERY |  | QUINCY | MA | 021690000 | N | PRIVATE | NM25 | SPRAGUE ENERGY CORP | 6034311000 | jlittlefield@spragueenergy.com | ELIZABETH | HERNBERG | 6034307205 | ehernberg@spragueenergy.com | JASON | LITTLEFIELD | 6034307205 | jlittlefield@spragueenergy.com | 3 | HOT AIR FURNACE ARMSTRONG ULTRA 80 |  | BOILER | ARMSTRONG | ULTRA 80 | 1998-01-01 | 2011 | 1 | 1 | NO. 2 OIL | NO.2 | 58 | Distillate Oil (No. 2) | 0.3 | 0 | 1.35 | E3GAL | 188.46 | OK | N | 24 | 7 | 34 | 7 | 5 | 9
1191035 | GORDON COLLEGE |  | 255 GRAPEVINE RD |  | WENHAM | MA | 019841899 | 255 GRAPEVINE ROAD |  | WENHAM | MA | 019840000 | N | PRIVATE | NM25 | GORDON COLLEGE | 9789272300 | PAUL.HELGESEN@GORDON.EDU | JOHN SOUCY | SOUCY | 9788674797 | JOHN.SOUCY@GORDON.EDU | PAUL | HELGESEN | 9789272300 | paul.helgesen@gordon.edu | 65 | 5 HULL ST. - BOILER - HEAT AND HOT WATER |  | BOILER | WEIL-MCLAIN | D-WGO-3 | 1998-08-12 | 2010 | 0.1 | 1 | #2 OIL | NO.2 | 58 | Distillate Oil (No. 2) | 0.3 |  | 0.475 | E3GAL | 66.31 | OK | Y | 24 | 7 | 52 | 24 | 7 | 22
1191040 | ACADEMY AVE SCHOOL |  | 94 ACADEMY AVE |  | WEYMOUTH | MA | 021890000 | 111 MIDDLE ST |  | WEYMOUTH | MA | 021890000 | Y | LOCAL GOVERNMENT | NM25 | ACADEMY AVENUE SCHOOL | 7813351460X321 | John.barker@weymouthschools.org | JOHN | BARKER | 7813351460 | John.barker@weymouthschools.org | JOHN | BARKER | 7813351460X323 | John.barker@weymouthschools.org | 1 | BOILER #1 OIL |  | BOILER | DE DIETRICH | GT 409 A | 2001-01-01 | 2009 | 10 | 1 | BOILER #1 #2 OIL | NO.2 | 58 | Distillate Oil (No. 2) | 0.16 | 0 | 21 | E3GAL | 2931.6 | OK | N | 9 | 7 | 40 | 5 | 5 | 7
1191040 | ACADEMY AVE SCHOOL |  | 94 ACADEMY AVE |  | WEYMOUTH | MA | 021890000 | 111 MIDDLE ST |  | WEYMOUTH | MA | 021890000 | Y | LOCAL GOVERNMENT | NM25 | ACADEMY AVENUE SCHOOL | 7813351460X321 | John.barker@weymouthschools.org | JOHN | BARKER | 7813351460 | John.barker@weymouthschools.org | JOHN | BARKER | 7813351460X323 | John.barker@weymouthschools.org | 2 | BOILER #2 OIL |  | BOILER | DE DIETRICH | GT 409A | 2001-01-01 | 2009 | 10 | 1 | BOILER #2 #2 OIL | NO.2 | 58 | Distillate Oil (No. 2) | 0.16 | 0 | 21 | E3GAL | 2931.6 | OK | N | 9 | 7 | 40 | 5 | 5 | 7
1191043 | CAMGER COATINGS SYSTEMS INC |  | 364 MAIN ST |  | NORFOLK | MA | 020560000 | 364 MAIN ST |  | NORFOLK | MA | 020560000 | N | PRIVATE | NM99 | CAMGER COATINGS SYSTEMS INC. | 5085285787 | t.meisner@camger.com | THOMAS | MEISNER | 5085285787 | t.meisner@camger.com | THOMAS | MEISNER | 5085285787 | t.meisner@camger.com | 10 | 2 HOT H2O HEATERS PENSOTTI R-3-10 - 2 OIL-0.4S |  | BOILER | PENSOTTI | R3-10 | 1992-10-01 | 2009 | 0.5872 | 1 | SPACE HEATERS 1(2)-PENSOTTI R-3-10 2 OIL-0.4S | NO.2 | 58 | Distillate Oil (No. 2) | 0.4 | 0 | 8 | E3GAL | 1116.8 | OK | N | 8 | 5 | 28 | 0 | 0 | 0
1191068 | ADDISON GILBERT HOSPITAL |  | 298 WASHINGTON ST |  | GLOUCESTER | MA | 019300000 | 298 WASHINGTON ST |  | GLOUCESTER | MA | 019300000 | N | PRIVATE | SM25 | ADDISON GILBERT HOSPITAL | 9782834000 | SFEENEY@NHS-HEALTHLINK.ORG | STEVE | FEENEY | 9789223000 | SFEENEY@NHS-HEALTHLINK.ORG | STEVE | FEENEY | 9789223000X2653 | SFEENEY@NHS-HEALTHLINK.ORG | 1 | BOILER #149-CLEAVER BROOKS-CBR-200 |  | BOILER | CLEAVER BROOKS | CBR657-200 | 1969-10-01 | 2010 | 8.368 | 2 | NO. 2 FUEL OIL | NO.2 | 58 | Distillate Oil (No. 2) | 0.0015 | 0.1 | 0 | E3GAL | 0 | OK | N | 12 | 7 | 26 | 0 | 0 | 0
1191068 | ADDISON GILBERT HOSPITAL |  | 298 WASHINGTON ST |  | GLOUCESTER | MA | 019300000 | 298 WASHINGTON ST |  | GLOUCESTER | MA | 019300000 | N | PRIVATE | SM25 | ADDISON GILBERT HOSPITAL | 9782834000 | SFEENEY@NHS-HEALTHLINK.ORG | STEVE | FEENEY | 9789223000 | SFEENEY@NHS-HEALTHLINK.ORG | STEVE | FEENEY | 9789223000X2653 | SFEENEY@NHS-HEALTHLINK.ORG | 2 | BOILER #150-CLEAVER BROOKS-CBR-200 |  | BOILER | CLEAVER BROOKS | CBR657-200 | 1969-10-01 | 2010 | 8.368 | 2 | NO. 2 FUEL OIL | NO.2 | 58 | Distillate Oil (No. 2) | 0.0015 | 0.1 | 0 | E3GAL | 0 | OK | N | 12 | 7 | 26 | 0 | 0 | 0
1191068 | ADDISON GILBERT HOSPITAL |  | 298 WASHINGTON ST |  | GLOUCESTER | MA | 019300000 | 298 WASHINGTON ST |  | GLOUCESTER | MA | 019300000 | N | PRIVATE | SM25 | ADDISON GILBERT HOSPITAL | 9782834000 | SFEENEY@NHS-HEALTHLINK.ORG | STEVE | FEENEY | 9789223000 | SFEENEY@NHS-HEALTHLINK.ORG | STEVE | FEENEY | 9789223000X2653 | SFEENEY@NHS-HEALTHLINK.ORG | 5 | BOILER #380-BRYAN-D-450 |  | BOILER | BRYAN | D-450-S-150-F060 | 1991-03-01 | 2010 | 0.45 | 1 | NO. 2 FUEL OIL | NO.2 | 58 | Distillate Oil (No. 2) | 0.0015 | 0.1 | 0 | E3GAL | 0 | OK | N | 5 | 7 | 52 | 5 | 7 | 22
1191068 | ADDISON GILBERT HOSPITAL |  | 298 WASHINGTON ST |  | GLOUCESTER | MA | 019300000 | 298 WASHINGTON ST |  | GLOUCESTER | MA | 019300000 | N | PRIVATE | SM25 | ADDISON GILBERT HOSPITAL | 9782834000 | SFEENEY@NHS-HEALTHLINK.ORG | STEVE | FEENEY | 9789223000 | SFEENEY@NHS-HEALTHLINK.ORG | STEVE | FEENEY | 9789223000X2653 | SFEENEY@NHS-HEALTHLINK.ORG | 6 | BOILER #381-BRYAN-D450 |  | BOILER | BRYAN | D450-S-150-F060 | 1991-03-01 | 2010 | 0.45 | 1 | NO. 2 FUEL OIL | NO.2 | 58 | Distillate Oil (No. 2) | 0.0015 | 0 | 0 | E3GAL | 0 | OK | N | 5 | 7 | 52 | 5 | 7 | 22
1191068 | ADDISON GILBERT HOSPITAL |  | 298 WASHINGTON ST |  | GLOUCESTER | MA | 019300000 | 298 WASHINGTON ST |  | GLOUCESTER | MA | 019300000 | N | PRIVATE | SM25 | ADDISON GILBERT HOSPITAL | 9782834000 | SFEENEY@NHS-HEALTHLINK.ORG | STEVE | FEENEY | 9789223000 | SFEENEY@NHS-HEALTHLINK.ORG | STEVE | FEENEY | 9789223000X2653 | SFEENEY@NHS-HEALTHLINK.ORG | 8 | BOILER #382-BRYAN-D-450 |  | BOILER | BRYAN | D-450-S-150-F060 | 1991-03-01 | 2010 | 0.45 | 1 | NO. 2 FUEL OIL | NO.2 | 58 | Distillate Oil (No. 2) | 0.0015 | 0.1 | 0 | E3GAL | 0 | OK | N | 5 | 7 | 52 | 5 | 7 | 22
1191068 | ADDISON GILBERT HOSPITAL |  | 298 WASHINGTON ST |  | GLOUCESTER | MA | 019300000 | 298 WASHINGTON ST |  | GLOUCESTER | MA | 019300000 | N | PRIVATE | SM25 | ADDISON GILBERT HOSPITAL | 9782834000 | SFEENEY@NHS-HEALTHLINK.ORG | STEVE | FEENEY | 9789223000 | SFEENEY@NHS-HEALTHLINK.ORG | STEVE | FEENEY | 9789223000X2653 | SFEENEY@NHS-HEALTHLINK.ORG | 9 | BOILER #425-BRYAN-D-450 |  | BOILER | BRYAN | D-450-S-150-F060 | 1990-03-01 | 2010 | 0.45 | 1 | NO. 2 FUEL OIL | NO.2 | 58 | Distillate Oil (No. 2) | 0.0015 | 0.1 | 0 | E3GAL | 0 | OK | N | 5 | 7 | 52 | 5 | 7 | 22
1191071 | SIEMENS HEALTHCARE DIAGNOSTICS INC |  | 333 CONEY ST |  | WALPOLE | MA | 020320000 | 333 CONEY ST |  | WALPOLE | MA | 020320000 | N | PRIVATE | SM50 | SIEMENS HEALTHCARE DIAGNOSTICS INC | 5086685000 | GARY.WALSH@SIEMENS.COM | MARK | TOMASO | 5086604952 | MARK.TOMASO@SIEMENS.COM | GARY | WALSH | 5086604193 | GARY.WALSH@SIEMENS.COM | 4 | BUILDING 2 - BOILER #4 - CLEAVER BROOKS FLX200-550 |  | BOILER | CLEAVER BROOKS | FLX-200-550-16 | 1980-01-01 | 2009 | 5.5 | 2 | #2 FUEL OIL | NO.2 | 58 | Distillate Oil (No. 2) | 0.0015 | 0.2 | 0 | E3GAL | 0 | OK | N | 24 | 7 | 38 | 4 | 7 | 8
1191071 | SIEMENS HEALTHCARE DIAGNOSTICS INC |  | 333 CONEY ST |  | WALPOLE | MA | 020320000 | 333 CONEY ST |  | WALPOLE | MA | 020320000 | N | PRIVATE | SM50 | SIEMENS HEALTHCARE DIAGNOSTICS INC | 5086685000 | GARY.WALSH@SIEMENS.COM | MARK | TOMASO | 5086604952 | MARK.TOMASO@SIEMENS.COM | GARY | WALSH | 5086604193 | GARY.WALSH@SIEMENS.COM | 5 | BUILDING 2 - BOILER #5 - CLEAVER BROOKS FLE700-450 |  | BOILER | CLEAVER BROOKS | FLE-700-450-160HW | 1988-06-01 | 2009 | 4.5 | 2 | #2 FUEL OIL | NO.2 | 58 | Distillate Oil (No. 2) | 0.0015 | 0.2 | 0 | E3GAL | 0 | OK | N | 24 | 7 | 38 | 4 | 7 | 8
1191078 | SOMERVILLE HOSPITAL |  | 230 HIGHLAND AVE |  | SOMERVILLE | MA | 021430000 | 230 HIGHLAND AVE |  | SOMERVILLE | MA | 021430000 | N | PRIVATE | NM25 | SOMERVILLE HOSPITAL | 6175914337 | mletzeisen@challiance.org | MARK | LETZEISEN | 6175914337 | mletzeisen@challiance.org | MARK | LETZEISEN | 6175914337 | mletzeisen@challiance.org | 1 | BOILER #1-EASTCO #FST450 DUAL FUEL |  | BOILER | EASTCO | FST-450 | 2001-01-01 | 2009 | 19 | 1 | ULTRA LOW SULFUR DIESEL | NO.2 | 58 | Distillate Oil (No. 2) | 0.0015 | 0 | 0 | E3GAL | 0 | OK | N | 24 | 7 | 52 | 12 | 7 | 22
1191078 | SOMERVILLE HOSPITAL |  | 230 HIGHLAND AVE |  | SOMERVILLE | MA | 021430000 | 230 HIGHLAND AVE |  | SOMERVILLE | MA | 021430000 | N | PRIVATE | NM25 | SOMERVILLE HOSPITAL | 6175914337 | mletzeisen@challiance.org | MARK | LETZEISEN | 6175914337 | mletzeisen@challiance.org | MARK | LETZEISEN | 6175914337 | mletzeisen@challiance.org | 2 | BOILER 2-YORK SHIPLEY SPLV200N DUAL FUEL |  | BOILER | YORK SHIPLEY | SPLV-200N | 2000-01-01 | 2009 | 8 | 1 | ULTRA LOW SULFUR DIESEL FUEL OIL | NO.2 | 58 | Distillate Oil (No. 2) | 0.0015 | 0 | 0 | E3GAL | 0 | OK | Y | 24 | 7 | 9 | 0 | 0 | 0
1191130 | BRADY ENTERPRISES INC |  | 167 MOORE RD |  | WEYMOUTH | MA | 021890000 | PO BOX 99 |  | EAST WEYMOUTH | MA | 021890000 | N | PRIVATE | NM25 | BRADY ENTERPRISES | 7813375000 | rlenihan@bradyenterprises.com | RICK | LENIHAN | 7813375000 | rlenihan@bradyenterprises.com | RICK | LENIHAN | 7813375000 | rlenihan@bradyenterprises.com | 1 | BOILER #1-WEIL MCLAIN #ABL894SF #2 OIL |  | BOILER | WEIL MCLAIN | 894 | 1969-06-01 | 2010 | 2.45 | 1 | BOILER #1-WEIL MCLAIN ABL894SF #2 OIL | NO.2 | 58 | Distillate Oil (No. 2) | 0.5 | 0 | 27.7 | E3GAL | 3866.92 | OK | N | 24 | 7 | 50 | 24 | 7 | 15
1191130 | BRADY ENTERPRISES INC |  | 167 MOORE RD |  | WEYMOUTH | MA | 021890000 | PO BOX 99 |  | EAST WEYMOUTH | MA | 021890000 | N | PRIVATE | NM25 | BRADY ENTERPRISES | 7813375000 | rlenihan@bradyenterprises.com | RICK | LENIHAN | 7813375000 | rlenihan@bradyenterprises.com | RICK | LENIHAN | 7813375000 | rlenihan@bradyenterprises.com | 3 | BOILER #2-WEIL MCLAIN #H1188WS #2 OIL |  | BOILER | WEIL MCLAIN | 1188 | 1989-06-01 | 2010 | 3.29 | 1 | BOILER #2-WEIL MCLAIN #H1188WS #2 OIL | NO.2 | 58 | Distillate Oil (No. 2) | 0.5 | 0 | 0 | E3GAL | 0 | OK | N | 24 | 7 | 50 | 24 | 7 | 15
1191130 | BRADY ENTERPRISES INC |  | 167 MOORE RD |  | WEYMOUTH | MA | 021890000 | PO BOX 99 |  | EAST WEYMOUTH | MA | 021890000 | N | PRIVATE | NM25 | BRADY ENTERPRISES | 7813375000 | rlenihan@bradyenterprises.com | RICK | LENIHAN | 7813375000 | rlenihan@bradyenterprises.com | RICK | LENIHAN | 7813375000 | rlenihan@bradyenterprises.com | 5 | BOILER #3-WEIL MCLAIN #H1188WS #2 OIL |  | BOILER | WEIL MCLAIN | 1188 | 1989-06-01 | 2010 | 3.29 | 1 | BOILER #3-WEIL MCLAIN #H1188WS #2 OIL | NO.2 | 58 | Distillate Oil (No. 2) | 0.5 | 0 | 43.3 | E3GAL | 6044.68 | OK | N | 24 | 7 | 50 | 24 | 7 | 15
1191145 | NORWOOD COMMERCE CENTER |  | 61 ENDICOTT ST |  | NORWOOD | MA | 020620000 | 61 ENDICOTT ST |  | NORWOOD | MA | 020620000 | N | PRIVATE | NM25 | NORWOOD COMMERCE CENTER | 7817623250 | GFG@NorwoodCommerceCenter.com | GERARD | GILLIS | 7817623250 | GFG@NorwoodCommerceCenter.com | GERARD | GILLIS | 7817623250 | GFG@NorwoodCommerceCenter.com | 1 | BOILER #1-CLEAVER BROOKS CB600-300 12.55 MBTU/HR |  | BOILER | CLEAVER-BROOKS | CB-600-300 | 1996-07-01 | 2010 | 12.55 | 1 | NO. 2 OIL | NO.2 | 58 | Distillate Oil (No. 2) | 0.3 | 0.5 | 25.384 | E3GAL | 3543.6064 | OK | N | 24 | 7 | 25 | 0 | 0 | 0
1191145 | NORWOOD COMMERCE CENTER |  | 61 ENDICOTT ST |  | NORWOOD | MA | 020620000 | 61 ENDICOTT ST |  | NORWOOD | MA | 020620000 | N | PRIVATE | NM25 | NORWOOD COMMERCE CENTER | 7817623250 | GFG@NorwoodCommerceCenter.com | GERARD | GILLIS | 7817623250 | GFG@NorwoodCommerceCenter.com | GERARD | GILLIS | 7817623250 | GFG@NorwoodCommerceCenter.com | 3 | BOILER #3-CLEAVER BROOKS CB621-200 8.4 MMBTU/HR |  | BOILER | CLEAVER-BROOKS | CB621-200 | 1982-06-01 | 2010 | 8 | 1 | NO. 2 OIL | NO.2 | 58 | Distillate Oil (No. 2) | 0.3 | 0.5 | 12.269 | E3GAL | 1712.7524 | OK | N | 24 | 7 | 25 | 0 | 0 | 0
1191145 | NORWOOD COMMERCE CENTER |  | 61 ENDICOTT ST |  | NORWOOD | MA | 020620000 | 61 ENDICOTT ST |  | NORWOOD | MA | 020620000 | N | PRIVATE | NM25 | NORWOOD COMMERCE CENTER | 7817623250 | GFG@NorwoodCommerceCenter.com | GERARD | GILLIS | 7817623250 | GFG@NorwoodCommerceCenter.com | GERARD | GILLIS | 7817623250 | GFG@NorwoodCommerceCenter.com | 7 | WEIL-MCLAIN BOILER (2 UNITS) | 2 | BOILER | WEIL-MCLAIN | 88 | 2010-06-30 | 2010 | 9.8 | 1 | NO.2 FUEL OIL | NO.2 | 58 | Distillate Oil (No. 2) | 0.3 | 0.5 | 10.953 | E3GAL | 1529.0388 | OK | N | 24 | 7 | 25 | 4 | 7 | 22
1191145 | NORWOOD COMMERCE CENTER |  | 61 ENDICOTT ST |  | NORWOOD | MA | 020620000 | 61 ENDICOTT ST |  | NORWOOD | MA | 020620000 | N | PRIVATE | NM25 | NORWOOD COMMERCE CENTER | 7817623250 | GFG@NorwoodCommerceCenter.com | GERARD | GILLIS | 7817623250 | GFG@NorwoodCommerceCenter.com | GERARD | GILLIS | 7817623250 | GFG@NorwoodCommerceCenter.com | 8 | BLDG 32 WEIL-MCLAIN BOILERS (2) | 2 | BOILER | WEIL-MCLAIN | 88 | 2010-06-30 | 2010 | 9.8 | 1 | NO.2 FUEL OIL | NO.2 | 58 | Distillate Oil (No. 2) | 0.3 | 0.5 | 13.084 | E3GAL | 1826.5264 | OK | N | 24 | 7 | 25 | 4 | 7 | 22
1191152 | BOSTON PROPERTIES LTD PARTNERSHIP |  | 4A-EANDG AND 14 CROSBY DR |  | BEDFORD | MA | 017300000 | 1601 TRAPELO ROAD |  | WALTHAM | MA | 024511902 | N | PRIVATE | NM25 | BOSTON PROPERTIES LIMITED PARTNERSHIP | 7818906044 | erobak@bostonproperties.com | ED | ROBAK | 7815301911 | erobak@bostonproperties.com | ED | ROBAK | 7818906044 | erobak@bostonproperties.com | 2 | BOILER #4 C-D - CB-810-100A - #2 FUEL OIL |  | BOILER | CLEAVER BROOKS | UNKNOWN | 1990-01-01 | 2010 | 8 | 2 | BOILER #4 C-D - CB-810-100A - #2 OIL 0.3 SULFUR | NO.2 | 58 | Distillate Oil (No. 2) | 0.3 | 0 | 28 | E3GAL | 3908.8 | OK | N | 20 | 7 | 34 | 12 | 7 | 18
1191152 | BOSTON PROPERTIES LTD PARTNERSHIP |  | 4A-EANDG AND 14 CROSBY DR |  | BEDFORD | MA | 017300000 | 1601 TRAPELO ROAD |  | WALTHAM | MA | 024511902 | N | PRIVATE | NM25 | BOSTON PROPERTIES LIMITED PARTNERSHIP | 7818906044 | erobak@bostonproperties.com | ED | ROBAK | 7815301911 | erobak@bostonproperties.com | ED | ROBAK | 7818906044 | erobak@bostonproperties.com | 3 | BOILER #4E- HYDROTHERM MO-1925 - #2 OIL 0.3 SULFUR |  | BOILER | HYDROTHERM | UNKNOWN | 1978-06-06 | 2010 | 1 | 1 | BOILER #4E - HYDROTHERM MO-1925 - #2 OIL 0.3 S | NO.2 | 58 | Distillate Oil (No. 2) | 0.3 | 0.1 | 15 | E3GAL | 2094 | OK | N | 24 | 7 | 32 | 12 | 7 | 18
1191152 | BOSTON PROPERTIES LTD PARTNERSHIP |  | 4A-EANDG AND 14 CROSBY DR |  | BEDFORD | MA | 017300000 | 1601 TRAPELO ROAD |  | WALTHAM | MA | 024511902 | N | PRIVATE | NM25 | BOSTON PROPERTIES LIMITED PARTNERSHIP | 7818906044 | erobak@bostonproperties.com | ED | ROBAK | 7815301911 | erobak@bostonproperties.com | ED | ROBAK | 7818906044 | erobak@bostonproperties.com | 5 | BOILER #6 C-D- HYDROTHERM MO-1925 - #2 OIL 0.3 S |  | BOILER | HYDROTHERM | UNKNOWN | 1978-03-03 | 2010 | 1 | 1 | BOILER #6 CD- HYDROTHERM MO-1925 #2 OIL 0.3 S | NO.2 | 58 | Distillate Oil (No. 2) | 0.3 | 0.1 | 15 | E3GAL | 2094 | OK | N | 24 | 7 | 32 | 12 | 7 | 18
1191152 | BOSTON PROPERTIES LTD PARTNERSHIP |  | 4A-EANDG AND 14 CROSBY DR |  | BEDFORD | MA | 017300000 | 1601 TRAPELO ROAD |  | WALTHAM | MA | 024511902 | N | PRIVATE | NM25 | BOSTON PROPERTIES LIMITED PARTNERSHIP | 7818906044 | erobak@bostonproperties.com | ED | ROBAK | 7815301911 | erobak@bostonproperties.com | ED | ROBAK | 7818906044 | erobak@bostonproperties.com | 6 | BOILER #14 C-D- SLANTFIN (6 MODULES) #2 OIL 0.3 S |  | BOILER | SLANTFIN | UNKNOWN | 1978-01-15 | 2010 | 2 | 1 | BOILER #14CD-SLANTFIN (6 MODULES) #2 OIL 0.3 S | NO.2 | 58 | Distillate Oil (No. 2) | 0.3 | 0.1 | 15 | E3GAL | 2094 | OK | N | 24 | 7 | 32 | 12 | 7 | 18
1191153 | MEMORIAL MIDDLE SCHO |  | 502 CABOT ST |  | BEVERLY | MA | 019150000 | 502 CABOT ST |  | BEVERLY | MA | 019150000 | Y | LOCAL GOVERNMENT | NM50 | MEMORIAL MIDDLE SCHOOL | 9789216100 | THOWLAND@BEVERLYSCHOOLS.ORG | TIM | HOWLAND | 9789216100 | THOWLAND@BEVERLYSCHOOLS.ORG | TIM | HOWLAND | 9789216100X706 | THOWLAND@BEVERLYSCHOOLS.ORG | 4 | BOILER #3 - H.B. SMITH (NO.2 FUEL)(1.40 MMBTU/HR) |  | BOILER | H.B. SMITH | UNKNOWN | 1954-01-01 | 2010 | 1.4 | 1 | NO. 2 FUEL OIL | NO.2 | 58 | Distillate Oil (No. 2) | 0.0015 |  | 0.75 | E3GAL | 104.7 | OK | N | 24 | 7 | 26 | 24 | 7 | 22
1191173 | 404 WYMAN LLC HOBBS BROOK MANAGEMENT |  | 404 WYMAN ST |  | WALTHAM | MA | 021540000 | 225 WYMAN STREET |  | WALTHAM | MA | 021540000 | N | PRIVATE | NM25 | 404 WYMAN LLC | 7818909300 | kevin.gammons@hobbsbrook.com | KEVIN | GAMMONS | 7818909300 | kevin.gammons@hobbsbrook.com | RONALD | SHAW | 7818909300X4822 | ronald.shaw@hobbsbrook.com | 1 | BOILER #1-CLEAVER BROOKS |  | BOILER | CLEAVER BROOKS | CB200-200-30 | 1987-06-30 | 2007 | 8.369 | 2 | BOILER #1-CLEAVER BROOKS #2 OIL | NO.2 | 58 | Distillate Oil (No. 2) | 0.18 | 0 | 0 | E3GAL | 0 | OK | N | 24 | 7 | 22 | 5 | 5 | 2
1191173 | 404 WYMAN LLC HOBBS BROOK MANAGEMENT |  | 404 WYMAN ST |  | WALTHAM | MA | 021540000 | 225 WYMAN STREET |  | WALTHAM | MA | 021540000 | N | PRIVATE | NM25 | 404 WYMAN LLC | 7818909300 | kevin.gammons@hobbsbrook.com | KEVIN | GAMMONS | 7818909300 | kevin.gammons@hobbsbrook.com | RONALD | SHAW | 7818909300X4822 | ronald.shaw@hobbsbrook.com | 2 | BOILER #2-CLEAVER BROOKS |  | BOILER | CLEAVER BROOKS | CB200-200-30 | 1987-06-30 | 2007 | 8.369 | 2 | BOILER #2-CLEAVER BROOKS #2 OIL | NO.2 | 58 | Distillate Oil (No. 2) | 0.18 | 0 | 0 | E3GAL | 0 | OK | N | 24 | 7 | 22 | 5 | 5 | 2
1191191 | MEDICAL AREA TOTAL ENERGY PLANT |  | 474 BROOKLINE AVE |  | BOSTON | MA | 022150000 | 474 BROOKLINE AVENUE |  | BOSTON | MA | 022150000 | N | PRIVATE | OP9 | MATEP LP | 6175982700 | pgillooly@veoliaenergyna.com | PATRICK | GILLOOLY | 6175982352 | pgillooly@veoliaenergyna.com | PETER | GLUCKLER | 6175982711 | pgluckler@veoliaenergyna.com | 1 | BOILER #1-RILEY DUAL FUEL COGENERATION |  | BOILER | RILEY | UNKNOWN | 1980-03-01 | 2010 | 244 | 2 | #2 FUEL OIL | NO.2 | 58 | Distillate Oil (No. 2) | 0.0015 | 0 | 0 | E3GAL | 0 | OK | N | 22 | 6 | 11 | 0 | 0 | 0
1191191 | MEDICAL AREA TOTAL ENERGY PLANT |  | 474 BROOKLINE AVE |  | BOSTON | MA | 022150000 | 474 BROOKLINE AVENUE |  | BOSTON | MA | 022150000 | N | PRIVATE | OP9 | MATEP LP | 6175982700 | pgillooly@veoliaenergyna.com | PATRICK | GILLOOLY | 6175982352 | pgillooly@veoliaenergyna.com | PETER | GLUCKLER | 6175982711 | pgluckler@veoliaenergyna.com | 2 | BOILER #2-RILEY DUAL FUEL COGENERATION |  | BOILER | RILEY | UNKNOWN | 1980-03-01 | 2011 | 244 | 2 | #2 FUEL OIL | NO.2 | 58 | Distillate Oil (No. 2) | 0.0015 | 0 | 66.075 | E3GAL | 9224.07 | OK | N | 20 | 5 | 39 | 21 | 4 | 13
1191191 | MEDICAL AREA TOTAL ENERGY PLANT |  | 474 BROOKLINE AVE |  | BOSTON | MA | 022150000 | 474 BROOKLINE AVENUE |  | BOSTON | MA | 022150000 | N | PRIVATE | OP9 | MATEP LP | 6175982700 | pgillooly@veoliaenergyna.com | PATRICK | GILLOOLY | 6175982352 | pgillooly@veoliaenergyna.com | PETER | GLUCKLER | 6175982711 | pgluckler@veoliaenergyna.com | 3 | BOILER #3-RILEY DUAL FUEL COGENERATION |  | BOILER | RILEY | UNKNOWN | 1980-03-01 | 2011 | 244 | 2 | #2 FUEL OIL | NO.2 | 58 | Distillate Oil (No. 2) | 0.0015 | 0 | 13.252 | E3GAL | 1849.9792 | OK | N | 21 | 6 | 47 | 22 | 6 | 19
1191191 | MEDICAL AREA TOTAL ENERGY PLANT |  | 474 BROOKLINE AVE |  | BOSTON | MA | 022150000 | 474 BROOKLINE AVENUE |  | BOSTON | MA | 022150000 | N | PRIVATE | OP9 | MATEP LP | 6175982700 | pgillooly@veoliaenergyna.com | PATRICK | GILLOOLY | 6175982352 | pgillooly@veoliaenergyna.com | PETER | GLUCKLER | 6175982711 | pgluckler@veoliaenergyna.com | 4 | BOILER #4-ZURN DUAL FUEL COGENERATION |  | BOILER | ZURN | UNKNOWN | 1980-01-01 | 2011 | 225 | 1 | #2 OIL | NO.2 | 58 | Distillate Oil (No. 2) | 0.0015 | 0 | 0 | E3GAL | 0 | OK | N | 14 | 3 | 40 | 6 | 2 | 15
1191191 | MEDICAL AREA TOTAL ENERGY PLANT |  | 474 BROOKLINE AVE |  | BOSTON | MA | 022150000 | 474 BROOKLINE AVENUE |  | BOSTON | MA | 022150000 | N | PRIVATE | OP9 | MATEP LP | 6175982700 | pgillooly@veoliaenergyna.com | PATRICK | GILLOOLY | 6175982352 | pgillooly@veoliaenergyna.com | PETER | GLUCKLER | 6175982711 | pgluckler@veoliaenergyna.com | 5 | BOILER #5-ZURN DUAL FUEL COGENERATION |  | BOILER | ZURN | UNKNOWN | 1980-10-01 | 2011 | 225 | 1 | #2 FUEL OIL | NO.2 | 58 | Distillate Oil (No. 2) | 0.0015 | 0 | 0 | E3GAL | 0 | OK | N | 12 | 3 | 45 | 15 | 4 | 22
1191191 | MEDICAL AREA TOTAL ENERGY PLANT |  | 474 BROOKLINE AVE |  | BOSTON | MA | 022150000 | 474 BROOKLINE AVENUE |  | BOSTON | MA | 022150000 | N | PRIVATE | OP9 | MATEP LP | 6175982700 | pgillooly@veoliaenergyna.com | PATRICK | GILLOOLY | 6175982352 | pgillooly@veoliaenergyna.com | PETER | GLUCKLER | 6175982711 | pgluckler@veoliaenergyna.com | 30 | BOILER #1 - VICTORY DUAL FUEL COGENERATION |  | BOILER | VICTORY ENERGY | TYPE O | 2010-10-02 | 2011 | 214 | 2 | #2 FUEL OIL | NO.2 | 58 | Distillate Oil (No. 2) | 0.0015 | 0 | 62.93 | E3GAL | 8785.028 | OK | N | 22 | 6 | 10 | 22 | 6 | 4
1191192 | ROCK TENN CP LLC | FKA SMURFIT STONE CONTAINER CORPORATION | 365 AUDUBON RD |  | WAKEFIELD | MA | 018800000 | 365 AUDUBON ROAD |  | WAKEFIELD | MA | 018800000 | N | PRIVATE | SM79-7 | SMURFIT STONE CONTAINER ENTERPRISES INC. | 7812466867 | MHIGNETT@SMURFIT.COM | MICHAEL | HIGNETT | 7812466867 | mhignett@SMURFIT.COM | LLOYD | SHIPLEY | 7812466846 | lshipley@smurfit.com | 1 | BOILER #1-CLEAVER BROOKS 4WI-500 DUAL FUEL |  | BOILER | CLEAVER BROOKS | 4WI-500 | 2007-05-15 | 2010 | 20.41 | 1 | BOILER #1-CLEAVER BROOKS 4WI-500 #2 RED DYE | NO.2 | 58 | Distillate Oil (No. 2) | 0 | 0 | 0 | E3GAL | 0 | OK | N | 24 | 6 | 52 | 24 | 6 | 22
1191245 | SKYWORKS SOLUTIONS INC |  | 20 SYLVAN RD |  | WOBURN | MA | 018010000 | 20 SYLVAN RD |  | WOBURN | MA | 018010000 | N | PRIVATE | SM79-7 | SKYWORKS SOLUTIONS INC | 7813763000 | joe.torrice@skyworksinc.com | JOSEPH | TORRICE | 7813763207 | joe.torrice@skyworksinc.com | SHERRI | GAUDETTE | 7813763548 | sherri.gaudette@skyworksinc.com | 1 | BOILER #1, 2- CLEAVER BROOKS #2 OIL , NAT GAS |  | BOILER | CLEAVER BROOKS | UNK | 1968-01-01 | 2011 | 11 | 2 | BOILER #1, 2- CLEAVER BROOKS (2)- #2 OIL 0.3 PER | NO.2 | 58 | Distillate Oil (No. 2) | 0.3 | 0 | 0 | E3GAL | 0 | OK | N | 24 | 7 | 26 | 24 | 7 | 21
1191245 | SKYWORKS SOLUTIONS INC |  | 20 SYLVAN RD |  | WOBURN | MA | 018010000 | 20 SYLVAN RD |  | WOBURN | MA | 018010000 | N | PRIVATE | SM79-7 | SKYWORKS SOLUTIONS INC | 7813763000 | joe.torrice@skyworksinc.com | JOSEPH | TORRICE | 7813763207 | joe.torrice@skyworksinc.com | SHERRI | GAUDETTE | 7813763548 | sherri.gaudette@skyworksinc.com | 2 | BOILER #2, 3-CLEAVER BROOKS NATURAL GAS , #2 OIL |  | BOILER | CLEAVER BROOKS | UNK | 2004-01-01 | 2011 | 14 | 2 | BOILER #2, 3- CLEAVER BROOKS (2) #2 OIL 0.3 PER | NO.2 | 58 | Distillate Oil (No. 2) | 0.3 | 0 | 0 | E3GAL | 0 | OK | Y | 24 | 7 | 52 | 24 | 7 | 22
1191246 | JP BARTLETT COMPANY |  | 578 BOSTON POST RD |  | SUDBURY | MA | 017760000 | 578 BOSTON POST RD |  | SUDBURY | MA | 017760000 | N | PRIVATE | SM79-R | JP BARTLETT COMPANY INC | 9784438851 | Laura@BartlettGreenhouses.com | FRED | MCCARTHY JR. | 9784438851 | Fred@BartlettGreenhouses.com | FRED | MCCARTHY JR. | 9784438851 | Fred@BartlettGreenhouses.com | 1 | BOILER #1-BURNHAM SNSH250 #2,4,6,NATGAS - 1 S MAX |  | BOILER | BURNHAM | SNSH250 | 1970-01-01 | 2011 | 13 | 3 | BOILER #1-BURNHAM SNSL-250 #2 OIL 0.3 S | NO.2 | 58 | Distillate Oil (No. 2) | 0.3 | 0 | 7.1 | E3GAL | 991.16 | OK | N | 10 | 7 | 28 | 0 | 0 | 0
1191246 | JP BARTLETT COMPANY |  | 578 BOSTON POST RD |  | SUDBURY | MA | 017760000 | 578 BOSTON POST RD |  | SUDBURY | MA | 017760000 | N | PRIVATE | SM79-R | JP BARTLETT COMPANY INC | 9784438851 | Laura@BartlettGreenhouses.com | FRED | MCCARTHY JR. | 9784438851 | Fred@BartlettGreenhouses.com | FRED | MCCARTHY JR. | 9784438851 | Fred@BartlettGreenhouses.com | 2 | BOILER #2-BURNHAM WB-3 #2,4,6 OIL - .01 S MAX |  | BOILER | BURNHAM | WB3 | 1990-01-01 | 2011 | 13 | 3 | BOILER #2-BURNHAM WB-3 #2 OIL-0.3 S | NO.2 | 58 | Distillate Oil (No. 2) | 0.3 | 0 | 2 | E3GAL | 279.2 | OK | N | 5 | 3 | 12 | 0 | 0 | 0
1191249 | MASSPORT LOGAN AIRPORT |  | AIRPORT RD | FACILITY #1 | BOSTON | MA | 021280000 | 1 HARBORSIDE DR 200S |  | BOSTON | MA | 021282909 | N | STATE | OP3 | MASSACHUSETTS PORT AUTHORITY | 6175685000 | BEnos@massport.com | BRENDA | ENOS | 6175685963 | Benos@massport.com | IAN | CAMPBELL | 6175683508 | ICampbell@massport.com | 2 | BOILER #2 - MALIBU MR (6) AMELIA EARHART BLDG 55 | 6 | BOILER | MALIBU | MR | 1988-01-01 | 2011 | 1.46 | 1 | BOILERS #2 -#2 OIL | NO.2 | 58 | Distillate Oil (No. 2) | 0.0015 | 0 | 9.502 | E3GAL | 1326.4792 | OK | N | 24 | 7 | 32 | 24 | 7 | 6
1191249 | MASSPORT LOGAN AIRPORT |  | AIRPORT RD | FACILITY #1 | BOSTON | MA | 021280000 | 1 HARBORSIDE DR 200S |  | BOSTON | MA | 021282909 | N | STATE | OP3 | MASSACHUSETTS PORT AUTHORITY | 6175685000 | BEnos@massport.com | BRENDA | ENOS | 6175685963 | Benos@massport.com | IAN | CAMPBELL | 6175683508 | ICampbell@massport.com | 60 | 7 IN-GROUND SNOWMELTERS 120 GPH/HR EACH | 7 | BOILER | TRECAN | 40-SO | 1985-01-01 | 2011 | 58.8 | 1 | IN-GROUND SNOW MELTERS #2 OIL | NO.2 | 58 | Distillate Oil (No. 2) | 0.0015 | 0 | 41.826 | E3GAL | 5838.9096 | OK | N | 24 | 7 | 18 | 0 | 0 | 0
1191249 | MASSPORT LOGAN AIRPORT |  | AIRPORT RD | FACILITY #1 | BOSTON | MA | 021280000 | 1 HARBORSIDE DR 200S |  | BOSTON | MA | 021282909 | N | STATE | OP3 | MASSACHUSETTS PORT AUTHORITY | 6175685000 | BEnos@massport.com | BRENDA | ENOS | 6175685963 | Benos@massport.com | IAN | CAMPBELL | 6175683508 | ICampbell@massport.com | 67 | BOILER #4 - BURNHAM PF51675858 (2) BLDG 57 | 2 | BOILER | BURNHAM | PF51675858 | 1990-01-01 | 2011 | 6.22 | 1 | BOILER #4 - #2 OIL | NO.2 | 58 | Distillate Oil (No. 2) | 0.0015 | 0 | 78.924 | E3GAL | 11017.7904 | OK | N | 24 | 7 | 32 | 24 | 7 | 6
1191249 | MASSPORT LOGAN AIRPORT |  | AIRPORT RD | FACILITY #1 | BOSTON | MA | 021280000 | 1 HARBORSIDE DR 200S |  | BOSTON | MA | 021282909 | N | STATE | OP3 | MASSACHUSETTS PORT AUTHORITY | 6175685000 | BEnos@massport.com | BRENDA | ENOS | 6175685963 | Benos@massport.com | IAN | CAMPBELL | 6175683508 | ICampbell@massport.com | 70 | BOILER #5 - BURNHAM F51775879 (2) BLDG 58 | 2 | BOILER | BURNHAM | F51775879 | 1991-01-01 | 2011 | 13.8 | 1 | BOILER #5 - #2 OIL | NO.2 | 58 | Distillate Oil (No. 2) | 0.0015 | 0 | 62.633 | E3GAL | 8743.5668 | OK | N | 24 | 7 | 32 | 24 | 7 | 6
1191249 | MASSPORT LOGAN AIRPORT |  | AIRPORT RD | FACILITY #1 | BOSTON | MA | 021280000 | 1 HARBORSIDE DR 200S |  | BOSTON | MA | 021282909 | N | STATE | OP3 | MASSACHUSETTS PORT AUTHORITY | 6175685000 | BEnos@massport.com | BRENDA | ENOS | 6175685963 | Benos@massport.com | IAN | CAMPBELL | 6175683508 | ICampbell@massport.com | 76 | BOILER #7 - BURNHAM PF51175904 (2) BLDG 62 | 2 | BOILER | BURNHAM | PF51175904 | 1991-01-01 | 2011 | 13.8 | 1 | BOILER #7 -#2 OIL | NO.2 | 58 | Distillate Oil (No. 2) | 0.0015 | 0 | 61.91 | E3GAL | 8642.636 | OK | N | 24 | 7 | 32 | 24 | 7 | 6
1191249 | MASSPORT LOGAN AIRPORT |  | AIRPORT RD | FACILITY #1 | BOSTON | MA | 021280000 | 1 HARBORSIDE DR 200S |  | BOSTON | MA | 021282909 | N | STATE | OP3 | MASSACHUSETTS PORT AUTHORITY | 6175685000 | BEnos@massport.com | BRENDA | ENOS | 6175685963 | Benos@massport.com | IAN | CAMPBELL | 6175683508 | ICampbell@massport.com | 82 | BOILER #9 - HB SMITH C2-GO-20B (2) ARFF | 2 | BOILER | H.B.SMITH | C2-GO-2B | 1994-01-01 | 2011 | 5.6 | 1 | BOILER #9- #2 OIL | NO.2 | 58 | Distillate Oil (No. 2) | 0.0015 | 0 | 38.509 | E3GAL | 5375.8564 | OK | N | 24 | 7 | 32 | 24 | 7 | 6
1191249 | MASSPORT LOGAN AIRPORT |  | AIRPORT RD | FACILITY #1 | BOSTON | MA | 021280000 | 1 HARBORSIDE DR 200S |  | BOSTON | MA | 021282909 | N | STATE | OP3 | MASSACHUSETTS PORT AUTHORITY | 6175685000 | BEnos@massport.com | BRENDA | ENOS | 6175685963 | Benos@massport.com | IAN | CAMPBELL | 6175683508 | ICampbell@massport.com | 83 | BOILER #10 - HB SMITH F95-381 (2) ARFF SATELLITE | 2 | BOILER | HB SMITH | F95-381 | 1994-01-01 | 2011 | 1.32 | 1 | BOILER #10 - #2 OIL | NO.2 | 58 | Distillate Oil (No. 2) | 0.0015 | 0 | 14.008 | E3GAL | 1955.5168 | OK | N | 24 | 7 | 32 | 24 | 7 | 6
1191249 | MASSPORT LOGAN AIRPORT |  | AIRPORT RD | FACILITY #1 | BOSTON | MA | 021280000 | 1 HARBORSIDE DR 200S |  | BOSTON | MA | 021282909 | N | STATE | OP3 | MASSACHUSETTS PORT AUTHORITY | 6175685000 | BEnos@massport.com | BRENDA | ENOS | 6175685963 | Benos@massport.com | IAN | CAMPBELL | 6175683508 | ICampbell@massport.com | 84 | BOILER #11 - POLYSHIELD XCL-GO-10-15 ARFF |  | BOILER | POLYSHIELD | XCL-GO-10-15 | 1994-01-01 | 2011 | 0.9 | 1 | BOILER #11 - #2 OIL | NO.2 | 58 | Distillate Oil (No. 2) | 0.0015 | 0 | 6.189 | E3GAL | 863.9844 | OK | N | 24 | 7 | 32 | 24 | 7 | 6
1191249 | MASSPORT LOGAN AIRPORT |  | AIRPORT RD | FACILITY #1 | BOSTON | MA | 021280000 | 1 HARBORSIDE DR 200S |  | BOSTON | MA | 021282909 | N | STATE | OP3 | MASSACHUSETTS PORT AUTHORITY | 6175685000 | BEnos@massport.com | BRENDA | ENOS | 6175685963 | Benos@massport.com | IAN | CAMPBELL | 6175683508 | ICampbell@massport.com | 92 | BOILER #15 - HB SMITH 28A-9 N98 (2) BLDG 63 | 2 | BOILER | HB SMITH | 28A-9 N98 | 1998-01-01 | 2011 | 14.82 | 2 | BOILER #15 - #2 OIL | NO.2 | 58 | Distillate Oil (No. 2) | 0.0015 | 0 | 46.473 | E3GAL | 6487.6308 | OK | N | 24 | 7 | 32 | 24 | 7 | 6
1191249 | MASSPORT LOGAN AIRPORT |  | AIRPORT RD | FACILITY #1 | BOSTON | MA | 021280000 | 1 HARBORSIDE DR 200S |  | BOSTON | MA | 021282909 | N | STATE | OP3 | MASSACHUSETTS PORT AUTHORITY | 6175685000 | BEnos@massport.com | BRENDA | ENOS | 6175685963 | Benos@massport.com | IAN | CAMPBELL | 6175683508 | ICampbell@massport.com | 93 | BOILER #16 - HB SMITH 801CRD GA HANGAR BLDG 54 |  | BOILER | HB SMITH | 801CRD | 2004-01-01 | 2011 | 2.9 | 1 | BOILER #16 - #2 OIL | NO.2 | 58 | Distillate Oil (No. 2) | 0.0015 | 0 | 15.801 | E3GAL | 2205.8196 | OK | N | 24 | 7 | 32 | 24 | 7 | 6
1191249 | MASSPORT LOGAN AIRPORT |  | AIRPORT RD | FACILITY #1 | BOSTON | MA | 021280000 | 1 HARBORSIDE DR 200S |  | BOSTON | MA | 021282909 | N | STATE | OP3 | MASSACHUSETTS PORT AUTHORITY | 6175685000 | BEnos@massport.com | BRENDA | ENOS | 6175685963 | Benos@massport.com | IAN | CAMPBELL | 6175683508 | ICampbell@massport.com | 108 | SNOWMELTERS(4) - (A,B,C,D) TRECAN 135-PD BOILER | 4 | BOILER | TRECAN COMB. LTD | 135-PD | 2000-01-01 | 2011 | 93.6 | 1 | SM(A,B,C,D)-DIESEL BOILER | NO.2 | 58 | Distillate Oil (No. 2) | 0.0015 | 0 | 35.994 | E3GAL | 5024.7624 | OK | N | 24 | 7 | 18 | 0 | 0 | 0
1191249 | MASSPORT LOGAN AIRPORT |  | AIRPORT RD | FACILITY #1 | BOSTON | MA | 021280000 | 1 HARBORSIDE DR 200S |  | BOSTON | MA | 021282909 | N | STATE | OP3 | MASSACHUSETTS PORT AUTHORITY | 6175685000 | BEnos@massport.com | BRENDA | ENOS | 6175685963 | Benos@massport.com | IAN | CAMPBELL | 6175683508 | ICampbell@massport.com | 109 | SNOWMELTERS(3) - (E,F,G) TRECAN 135-PD BOILER | 3 | BOILER | TRECAN COMB. LTD | 135-PD | 2004-01-01 | 2011 | 70.2 | 1 | SM(E,F,G) - DIESEL BOILER | NO.2 | 58 | Distillate Oil (No. 2) | 0.0015 | 0 | 44.393 | E3GAL | 6197.2628 | OK | N | 24 | 7 | 18 | 0 | 0 | 0
1191249 | MASSPORT LOGAN AIRPORT |  | AIRPORT RD | FACILITY #1 | BOSTON | MA | 021280000 | 1 HARBORSIDE DR 200S |  | BOSTON | MA | 021282909 | N | STATE | OP3 | MASSACHUSETTS PORT AUTHORITY | 6175685000 | BEnos@massport.com | BRENDA | ENOS | 6175685963 | Benos@massport.com | IAN | CAMPBELL | 6175683508 | ICampbell@massport.com | 110 | SNOWMELTERS(2) - (H,I) TRECAN 135-PD BOILER | 2 | BOILER | TRECAN COMB. LTD | 135-PD | 2005-01-01 | 2011 | 56 | 1 | SM(H,I) - DIESEL BOILER | NO.2 | 58 | Distillate Oil (No. 2) | 0.0015 | 0 | 37.635 | E3GAL | 5253.846 | OK | N | 24 | 7 | 18 | 0 | 0 | 0
1191249 | MASSPORT LOGAN AIRPORT |  | AIRPORT RD | FACILITY #1 | BOSTON | MA | 021280000 | 1 HARBORSIDE DR 200S |  | BOSTON | MA | 021282909 | N | STATE | OP3 | MASSACHUSETTS PORT AUTHORITY | 6175685000 | BEnos@massport.com | BRENDA | ENOS | 6175685963 | Benos@massport.com | IAN | CAMPBELL | 6175683508 | ICampbell@massport.com | 111 | SNOWMELTERS(2) - (J,K) TRECAN 135-PD BOILER | 2 | BOILER | TRECAN COMB. LTD | 135-PD | 2006-01-01 | 2011 | 56 | 1 | SM(J,K) - DIESEL BOILER | NO.2 | 58 | Distillate Oil (No. 2) | 0.0015 | 0 | 35.49 | E3GAL | 4954.404 | OK | N | 24 | 7 | 18 | 0 | 0 | 0
1191249 | MASSPORT LOGAN AIRPORT |  | AIRPORT RD | FACILITY #1 | BOSTON | MA | 021280000 | 1 HARBORSIDE DR 200S |  | BOSTON | MA | 021282909 | N | STATE | OP3 | MASSACHUSETTS PORT AUTHORITY | 6175685000 | BEnos@massport.com | BRENDA | ENOS | 6175685963 | Benos@massport.com | IAN | CAMPBELL | 6175683508 | ICampbell@massport.com | 121 | BOILER #18-BURNHAM (2) BLDG 56 | 2 | BOILER | BURNHAM | UNKNOWN | 1983-01-01 | 2011 | 9.8 | 1 | BOILER #18 - OIL | NO.2 | 58 | Distillate Oil (No. 2) | 0.0015 | 0 | 50.958 | E3GAL | 7113.7368 | OK | N | 24 | 7 | 32 | 24 | 7 | 6
1191249 | MASSPORT LOGAN AIRPORT |  | AIRPORT RD | FACILITY #1 | BOSTON | MA | 021280000 | 1 HARBORSIDE DR 200S |  | BOSTON | MA | 021282909 | N | STATE | OP3 | MASSACHUSETTS PORT AUTHORITY | 6175685000 | BEnos@massport.com | BRENDA | ENOS | 6175685963 | Benos@massport.com | IAN | CAMPBELL | 6175683508 | ICampbell@massport.com | 132 | SNOWMELTERS(2) - (M,N) TRECAN 20-PD BOILER |  | BOILER | TRECAN | 20-PD | 2010-12-26 | 2011 | 9 | 1 | SM(M,N) - DIESEL BOILER | NO.2 | 58 | Distillate Oil (No. 2) | 0.0015 | 0 | 3.216 | E3GAL | 448.9536 | OK | N | 24 | 7 | 18 | 0 | 0 | 0
1191256 | ROSENFELD CONCRETE COMPANY |  | 331 WEST ST |  | WALPOLE | MA | 020810000 | PO BOX 9187 | 100 NORTH WASHINGTON STREET | BOSTON | MA | 021140000 | N | PRIVATE | NM25 | ROSENFELD CONCRETE CORP | 6172279000 | NA@NA.NA | LINDA | CHARPENTIER | 6172279000 | lcharpentier@bostonsand.com | DAVE | ALLEN | 6172279000X1032 | DALLEN@BOSTONSAND.COM | 2 | BOILER #1-NATCO CO400 #2 OIL |  | BOILER | NATCO | CO400 | 1989-01-01 | 2009 | 4.72 | 1 | BOILER #1-NATCO CO400 #2 OIL | NO.2 | 58 | Distillate Oil (No. 2) | 0.3 | 0 | 6.44 | E3GAL | 899.024 | OK | N | 24 | 7 | 23 | 0 | 0 | 0
1191268 | MBTA EVERETT SHOPS |  | 80 BROADWAY |  | EVERETT | MA | 021490000 | 10 PARK PLAZA | ROOM 6720 | BOSTON | MA | 021160000 | Y | STATE | NM99 | MASS BAY TRANSPORATION AUTHORITY | 6172223123 | tdaly@mbta.com | JANIS | KEARNEY | 6172221592 | jkearney@mbta.com | TOM | DALY | 6172223123 | tdaly@mbta.com | 1 | ALL EXTERNAL COMBUSTION UNITS | 15 | BOILER | CLEAVER BROOKS | CB 200-300 | 1984-01-01 | 2010 | 35 | 2 | BOILER 1-CLEAVER BROOKS CB200-300 NO.2 OIL-0.3 PCT | NO.2 | 58 | Distillate Oil (No. 2) | 0.3 | 0.1 | 0 | E3GAL | 0 | OK | N | 24 | 7 | 36 | 0 | 0 | 0
1191269 | TEXTRON SYSTEMS CORPORATION |  | 201 LOWELL ST |  | WILMINGTON | MA | 018870000 | 201 LOWELL ST |  | WILMINGTON | MA | 018870000 | N | PRIVATE | SM79-7 | AVCO CORPORATION | 9786571702 | droy@systems.textron.com | SUE ANN | SCHWEITZER | 9786572420 | sschweit@systems.textron.com | KENDRA | SHEA | 9786571335 | kshea@systems.textron.com | 1 | BOILER #1-CLEAVER BROOKS DUAL FUEL-BOILER ROOM |  | BOILER | CLEAVER BROOKS | CBL-200-400-15 | 2000-08-01 | 2010 | 45 | 1 | #2 OIL | NO.2 | 58 | Distillate Oil (No. 2) | 0.3 | 0 | 0.252 | E3GAL | 35.1792 | OK | N | 24 | 3 | 52 | 24 | 2 | 15
1191269 | TEXTRON SYSTEMS CORPORATION |  | 201 LOWELL ST |  | WILMINGTON | MA | 018870000 | 201 LOWELL ST |  | WILMINGTON | MA | 018870000 | N | PRIVATE | SM79-7 | AVCO CORPORATION | 9786571702 | droy@systems.textron.com | SUE ANN | SCHWEITZER | 9786572420 | sschweit@systems.textron.com | KENDRA | SHEA | 9786571335 | kshea@systems.textron.com | 2 | BOILER#2-CLEAVER BROOKS DUAL FUEL-BOILER ROOM |  | BOILER | CLEAVER BROOKS | CBL-200-400-15 | 2000-08-01 | 2010 | 38 | 1 | #2 OIL | NO.2 | 58 | Distillate Oil (No. 2) | 0.3 | 0 | 0.252 | E3GAL | 35.1792 | OK | N | 24 | 3 | 52 | 24 | 2 | 15
1191269 | TEXTRON SYSTEMS CORPORATION |  | 201 LOWELL ST |  | WILMINGTON | MA | 018870000 | 201 LOWELL ST |  | WILMINGTON | MA | 018870000 | N | PRIVATE | SM79-7 | AVCO CORPORATION | 9786571702 | droy@systems.textron.com | SUE ANN | SCHWEITZER | 9786572420 | sschweit@systems.textron.com | KENDRA | SHEA | 9786571335 | kshea@systems.textron.com | 3 | BOILER #3-CLEAVER BROOKS DUAL FUEL-BOILER ROOM |  | BOILER | CLEAVER BROOKS | CBL-200-400-15 | 2000-08-01 | 2010 | 45 | 1 | #2 OIL | NO.2 | 58 | Distillate Oil (No. 2) | 0.3 | 0 | 0.252 | E3GAL | 35.1792 | OK | N | 24 | 3 | 52 | 24 | 2 | 15
1191269 | TEXTRON SYSTEMS CORPORATION |  | 201 LOWELL ST |  | WILMINGTON | MA | 018870000 | 201 LOWELL ST |  | WILMINGTON | MA | 018870000 | N | PRIVATE | SM79-7 | AVCO CORPORATION | 9786571702 | droy@systems.textron.com | SUE ANN | SCHWEITZER | 9786572420 | sschweit@systems.textron.com | KENDRA | SHEA | 9786571335 | kshea@systems.textron.com | 4 | BOILER #4-BURNHAM #2 OIL-BUNKER MECH ROOM |  | BOILER | BURNHAM | P079SVP | 1997-01-01 | 2010 | 0.298 | 1 | #2 OIL | NO.2 | 58 | Distillate Oil (No. 2) | 0.3 | 0 | 2.412 | E3GAL | 336.7152 | OK | N | 24 | 7 | 35 | 0 | 0 | 0
1191319 | AGGREGATE INDUSTRIES NORTHEAST REGION |  | 30 DANVERS RD |  | SWAMPSCOTT | MA | 019070000 | 1715 BROADWAY |  | SAUGUS | MA | 019060000 | N | PRIVATE | NM99 | AGGREGATE INDUSTRIES NORTHEAST REGION | 7813074051 | Lisa.Young@aggregate-us.com | LISA | YOUNG | 7813074051 | Lisa.Young@aggregate-us.com | LISA | YOUNG | 7813074051 | Lisa.Young@aggregate-us.com | 12 | UNIT 2 - WATER HEATER - PEARSON |  | BOILER | STANDARD | HOT WATER HEATER | 1990-01-01 | 2011 | 6.206 | 1 | NO. 2 OIL | NO.2 | 58 | Distillate Oil (No. 2) | 0.3 | 0 | 0 | E3GAL | 0 | OK | N | 0 | 0 | 0 | 0 | 0 | 0
1191319 | AGGREGATE INDUSTRIES NORTHEAST REGION |  | 30 DANVERS RD |  | SWAMPSCOTT | MA | 019070000 | 1715 BROADWAY |  | SAUGUS | MA | 019060000 | N | PRIVATE | NM99 | AGGREGATE INDUSTRIES NORTHEAST REGION | 7813074051 | Lisa.Young@aggregate-us.com | LISA | YOUNG | 7813074051 | Lisa.Young@aggregate-us.com | LISA | YOUNG | 7813074051 | Lisa.Young@aggregate-us.com | 13 | UNIT 5B - CONCRETE PLANT FULTON BOILER |  | BOILER | FULTON | UNKNOWN | 1994-01-01 | 2011 | 1.26 | 1 | UNIT 2A - BOILER #1 - FULTON NO. 2 OIL | NO.2 | 58 | Distillate Oil (No. 2) | 0.05 | 0 | 0 | E3GAL | 0 | OK | N | 0 | 0 | 0 | 0 | 0 | 0
1191335 | MBTA QUINCY BUS GARAGE |  | 954 HANCOCK ST |  | QUINCY | MA | 021690000 | 10 PARK PLAZA | ROOM 6720 | BOSTON | MA | 021160000 | Y | STATE | NM50 | MASSACHUSETTS BAY TRANSPORTATION AUTHORITY | 6172223123 | tdaly@mbta.com | JANIS | KEARNEY | 6172221592 | jkearney@mbta.com | TOM | DALY | 6172223123 | tdaly@mbta.com | 1 | ALL EXTERNAL COMBUSTION SOURCES | 4 | BOILER | CLEAVER BROOKS | CB 100-250 | 1984-01-01 | 2010 | 21 | 1 | BOILER NO.1-CLEAVER BROOKS CB100-250 NO.2 OIL-0.3P | NO.2 | 58 | Distillate Oil (No. 2) | 0.3 | 0.1 | 71 | E3GAL | 9911.6 | OK | N | 24 | 7 | 22 | 0 | 0 | 0
1191357 | MBTA ALBANY STREET BUS GARAGE |  | 421 ALBANY ST |  | BOSTON | MA | 021180000 | 10 PARK PLAZA |  | BOSTON | MA | 021160000 | Y | STATE | NM25 | MBTA | 6172225467 | PWalworth@mbta.com | PETER | WALWORTH | 6172225467 | PWalworth@mbta.com | PETER | WALWORTH | 6172225467 | PWalworth@mbta.com | 1 | BOILER NO.1 - CLEAVER BROOKS CI-514 DUAL FUEL |  | BOILER | CLEAVER BROOKS | I 514 SERIES 200 | 1989-09-27 | 2009 | 6.241 | 2 | NO. 2 OIL-15PPM SULF | NO.2 | 58 | Distillate Oil (No. 2) | 0.0015 | 0.1 | 0 | E3GAL | 0 | OK | N | 24 | 7 | 23 | 0 | 0 | 0
1191357 | MBTA ALBANY STREET BUS GARAGE |  | 421 ALBANY ST |  | BOSTON | MA | 021180000 | 10 PARK PLAZA |  | BOSTON | MA | 021160000 | Y | STATE | NM25 | MBTA | 6172225467 | PWalworth@mbta.com | PETER | WALWORTH | 6172225467 | PWalworth@mbta.com | PETER | WALWORTH | 6172225467 | PWalworth@mbta.com | 2 | BOILER NO.2-CLEAVER BROOKS CI-514 DUAL FUEL |  | BOILER | CLEAVER BROOKS | I 514 SERIES 200 | 1989-09-27 | 2009 | 6 | 2 | NO.2 OIL-15PPM SULF | NO.2 | 58 | Distillate Oil (No. 2) | 0.0015 | 0.1 | 0 | E3GAL | 0 | OK | N | 24 | 7 | 34 | 0 | 0 | 0
1191383 | BHA COMMONWEALTH DEVLOPMENT |  | 35 FIDELIS WAY |  | BOSTON | MA | 021350000 | 52 CHAUNCY ST 10TH FLOOR |  | BOSTON | MA | 021110000 | Y | LOCAL GOVERNMENT | NM50 | BOSTON HOUSING AUTHORITY | 6179884166 | hollis.young@bostonhousing.org | WILLIAM | MCGONAGLE | 6179884111 | bill.mcgonagle@bostonhousing.org | JAMES | POTVIN | 6179884513 | james.potvin@bostonhousing.org | 1 | BLRS(2) - HB SMITH 28-7, 28-A7 - #2 FUEL OIL | 2 | BOILER | HB SMITH | 28-7 AND 28A-7 | 2002-01-01 | 2008 | 4.17 | 1 | #2 OIL 0.3 PERCENT S | NO.2 | 58 | Distillate Oil (No. 2) | 0.3 | 0 | 22.12 | E3GAL | 3087.952 | OK | Y | 24 | 7 | 52 | 24 | 7 | 22
1191383 | BHA COMMONWEALTH DEVLOPMENT |  | 35 FIDELIS WAY |  | BOSTON | MA | 021350000 | 52 CHAUNCY ST 10TH FLOOR |  | BOSTON | MA | 021110000 | Y | LOCAL GOVERNMENT | NM50 | BOSTON HOUSING AUTHORITY | 6179884166 | hollis.young@bostonhousing.org | WILLIAM | MCGONAGLE | 6179884111 | bill.mcgonagle@bostonhousing.org | JAMES | POTVIN | 6179884513 | james.potvin@bostonhousing.org | 2 | BLRS(2) - HBSMITH 28-7/28-A7 - #2 OIL | 2 | BOILER | HB SMITH | 28-7 AND 28A-7 | 1996-01-01 | 2008 | 4.17 | 1 | #2 OIL 0.3 PERCENT S | NO.2 | 58 | Distillate Oil (No. 2) | 0.3 | 0 | 22.12 | E3GAL | 3087.952 | OK | Y | 24 | 7 | 52 | 24 | 7 | 22
1191383 | BHA COMMONWEALTH DEVLOPMENT |  | 35 FIDELIS WAY |  | BOSTON | MA | 021350000 | 52 CHAUNCY ST 10TH FLOOR |  | BOSTON | MA | 021110000 | Y | LOCAL GOVERNMENT | NM50 | BOSTON HOUSING AUTHORITY | 6179884166 | hollis.young@bostonhousing.org | WILLIAM | MCGONAGLE | 6179884111 | bill.mcgonagle@bostonhousing.org | JAMES | POTVIN | 6179884513 | james.potvin@bostonhousing.org | 3 | BLRS (2) - HB SMITH 28-7 28A-7 - #2 OIL | 2 | BOILER | HB SMITH | 28-7 AND 28A-7 | 1996-01-01 | 2008 | 4.17 | 1 | #2 OIL 0.3 PERCENT S | NO.2 | 58 | Distillate Oil (No. 2) | 0.3 | 0 | 22.12 | E3GAL | 3087.952 | OK | Y | 24 | 7 | 52 | 24 | 7 | 22
1191383 | BHA COMMONWEALTH DEVLOPMENT |  | 35 FIDELIS WAY |  | BOSTON | MA | 021350000 | 52 CHAUNCY ST 10TH FLOOR |  | BOSTON | MA | 021110000 | Y | LOCAL GOVERNMENT | NM50 | BOSTON HOUSING AUTHORITY | 6179884166 | hollis.young@bostonhousing.org | WILLIAM | MCGONAGLE | 6179884111 | bill.mcgonagle@bostonhousing.org | JAMES | POTVIN | 6179884513 | james.potvin@bostonhousing.org | 4 | BLRS(2) - HB SMITH 28/7 + 28/A7 - #2 OIL | 2 | BOILER | HB SMITH | 28-7 AND 28-7A | 1996-01-01 | 2008 | 4.17 | 1 | NO. 2 FUEL OIL | NO.2 | 58 | Distillate Oil (No. 2) | 0.3 | 0 | 22.12 | E3GAL | 3087.952 | OK | Y | 24 | 7 | 52 | 24 | 7 | 22
1191383 | BHA COMMONWEALTH DEVLOPMENT |  | 35 FIDELIS WAY |  | BOSTON | MA | 021350000 | 52 CHAUNCY ST 10TH FLOOR |  | BOSTON | MA | 021110000 | Y | LOCAL GOVERNMENT | NM50 | BOSTON HOUSING AUTHORITY | 6179884166 | hollis.young@bostonhousing.org | WILLIAM | MCGONAGLE | 6179884111 | bill.mcgonagle@bostonhousing.org | JAMES | POTVIN | 6179884513 | james.potvin@bostonhousing.org | 5 | BLRS(1)- HB SMITH 25 MILLS-5 - #2 OIL |  | BOILER | HB SMITH | 25 MILLS-5 | 1997-01-01 | 2008 | 0.695 | 1 | NO. 2 OIL 0.3 PERCENT S | NO.2 | 58 | Distillate Oil (No. 2) | 0.3 | 0 | 3.69 | E3GAL | 515.124 | OK | Y | 24 | 7 | 52 | 24 | 7 | 22
1191383 | BHA COMMONWEALTH DEVLOPMENT |  | 35 FIDELIS WAY |  | BOSTON | MA | 021350000 | 52 CHAUNCY ST 10TH FLOOR |  | BOSTON | MA | 021110000 | Y | LOCAL GOVERNMENT | NM50 | BOSTON HOUSING AUTHORITY | 6179884166 | hollis.young@bostonhousing.org | WILLIAM | MCGONAGLE | 6179884111 | bill.mcgonagle@bostonhousing.org | JAMES | POTVIN | 6179884513 | james.potvin@bostonhousing.org | 6 | BLRS(2)- HB SMITH 28A-7/28-7 - #2 OIL | 2 | BOILER | HB SMITH | 28-7 AND 28-7A | 1996-01-01 | 2008 | 4.17 | 1 | #2 OIL 0.3 PERCENT S | NO.2 | 58 | Distillate Oil (No. 2) | 0.3 | 0 | 22.12 | E3GAL | 3087.952 | OK | Y | 24 | 7 | 52 | 24 | 7 | 22
1191383 | BHA COMMONWEALTH DEVLOPMENT |  | 35 FIDELIS WAY |  | BOSTON | MA | 021350000 | 52 CHAUNCY ST 10TH FLOOR |  | BOSTON | MA | 021110000 | Y | LOCAL GOVERNMENT | NM50 | BOSTON HOUSING AUTHORITY | 6179884166 | hollis.young@bostonhousing.org | WILLIAM | MCGONAGLE | 6179884111 | bill.mcgonagle@bostonhousing.org | JAMES | POTVIN | 6179884513 | james.potvin@bostonhousing.org | 7 | BLRS(2)- HB SMITH 28A/7 - 28/7 - #2 OIL | 2 | BOILER | HB SMITH | 28-7 AND 28-7A | 1995-01-01 | 2008 | 4.17 | 1 | NO. 2 OIL - 0.3 PERCENT S | NO.2 | 58 | Distillate Oil (No. 2) | 0.3 | 0 | 22.12 | E3GAL | 3087.952 | OK | Y | 24 | 7 | 52 | 24 | 7 | 22
1191383 | BHA COMMONWEALTH DEVLOPMENT |  | 35 FIDELIS WAY |  | BOSTON | MA | 021350000 | 52 CHAUNCY ST 10TH FLOOR |  | BOSTON | MA | 021110000 | Y | LOCAL GOVERNMENT | NM50 | BOSTON HOUSING AUTHORITY | 6179884166 | hollis.young@bostonhousing.org | WILLIAM | MCGONAGLE | 6179884111 | bill.mcgonagle@bostonhousing.org | JAMES | POTVIN | 6179884513 | james.potvin@bostonhousing.org | 8 | BLRS(2) - HB SMITH 28A-8 + 28-8 - #2 OIL | 2 | BOILER | HB SMITH | 28-8 AND 28-8A | 1997-01-01 | 2008 | 4.838 | 1 | NO. 2 OIL 0.3 PERCENT S | NO.2 | 58 | Distillate Oil (No. 2) | 0.3 | 0 | 25.66 | E3GAL | 3582.136 | OK | Y | 24 | 7 | 52 | 24 | 7 | 22
1191383 | BHA COMMONWEALTH DEVLOPMENT |  | 35 FIDELIS WAY |  | BOSTON | MA | 021350000 | 52 CHAUNCY ST 10TH FLOOR |  | BOSTON | MA | 021110000 | Y | LOCAL GOVERNMENT | NM50 | BOSTON HOUSING AUTHORITY | 6179884166 | hollis.young@bostonhousing.org | WILLIAM | MCGONAGLE | 6179884111 | bill.mcgonagle@bostonhousing.org | JAMES | POTVIN | 6179884513 | james.potvin@bostonhousing.org | 9 | BLRS(2)- HB SMITH 28-5 - #2 OIL | 2 | BOILER | HB SMITH | 28-5 | 1996-01-01 | 2008 | 2.892 | 1 | NO. 2 OIL - 0.3 PERCENT S | NO.2 | 58 | Distillate Oil (No. 2) | 0.3 | 0 | 15.34 | E3GAL | 2141.464 | OK | Y | 24 | 7 | 52 | 24 | 7 | 22
1191383 | BHA COMMONWEALTH DEVLOPMENT |  | 35 FIDELIS WAY |  | BOSTON | MA | 021350000 | 52 CHAUNCY ST 10TH FLOOR |  | BOSTON | MA | 021110000 | Y | LOCAL GOVERNMENT | NM50 | BOSTON HOUSING AUTHORITY | 6179884166 | hollis.young@bostonhousing.org | WILLIAM | MCGONAGLE | 6179884111 | bill.mcgonagle@bostonhousing.org | JAMES | POTVIN | 6179884513 | james.potvin@bostonhousing.org | 10 | BLRS(2) - HB SMITH 28A-5 - #2 OIL | 2 | BOILER | HB SMITH | 28A-5 | 1997-01-01 | 2008 | 2.892 | 1 | NO. 2 OIL - O.3 PERCENT S | NO.2 | 58 | Distillate Oil (No. 2) | 0.3 | 0 | 15.34 | E3GAL | 2141.464 | OK | Y | 24 | 7 | 52 | 24 | 7 | 22
1191383 | BHA COMMONWEALTH DEVLOPMENT |  | 35 FIDELIS WAY |  | BOSTON | MA | 021350000 | 52 CHAUNCY ST 10TH FLOOR |  | BOSTON | MA | 021110000 | Y | LOCAL GOVERNMENT | NM50 | BOSTON HOUSING AUTHORITY | 6179884166 | hollis.young@bostonhousing.org | WILLIAM | MCGONAGLE | 6179884111 | bill.mcgonagle@bostonhousing.org | JAMES | POTVIN | 6179884513 | james.potvin@bostonhousing.org | 11 | BLRS(2) - HB SMITH 28A-7 AND 28-7 - #2 OIL | 2 | BOILER | HB SMITH | 28-7 AND 28A-7 | 1998-01-01 | 2008 | 4.17 | 1 | NO. 2 OIL - 0.3 PERCENT S | NO.2 | 58 | Distillate Oil (No. 2) | 0.3 | 0 | 22.12 | E3GAL | 3087.952 | OK | Y | 24 | 7 | 52 | 24 | 7 | 22
1191383 | BHA COMMONWEALTH DEVLOPMENT |  | 35 FIDELIS WAY |  | BOSTON | MA | 021350000 | 52 CHAUNCY ST 10TH FLOOR |  | BOSTON | MA | 021110000 | Y | LOCAL GOVERNMENT | NM50 | BOSTON HOUSING AUTHORITY | 6179884166 | hollis.young@bostonhousing.org | WILLIAM | MCGONAGLE | 6179884111 | bill.mcgonagle@bostonhousing.org | JAMES | POTVIN | 6179884513 | james.potvin@bostonhousing.org | 12 | BLRS(2)- HB SMITH 28-5 AND 28A-5 - #2 OIL | 2 | BOILER | HB SMITH | 28-5 AND 28A-5 | 1998-01-01 | 2008 | 2.892 | 1 | NO. 2 OIL - 0.3 PERCENT S | NO.2 | 58 | Distillate Oil (No. 2) | 0.3 | 0 | 15.34 | E3GAL | 2141.464 | OK | Y | 24 | 7 | 52 | 24 | 7 | 22
1191398 | REGIS COLLEGE |  | 235 WELLESLEY ST |  | WESTON | MA | 024930000 | 235 WELLESLEY STREET |  | WESTON | MA | 024930000 | N | PRIVATE | SM25 | REGIS COLLEGE | 7817687000 | joseph.shaughnessy@regiscollege.edu | JOSEPH | SHAUGHNESSY | 7817687133 | joseph.shaughnessy@regiscollege.edu | JOSEPH | SHAUGHNESSY | 7817687133 | joseph.shaughnessy@regiscollege.edu | 1 | BOILER #3-CLEAVER BROOKS #CBLE20050015ST DUAL FUEL |  | BOILER | CLEAVER BROOKS | CB1200500-015 | 2006-02-01 | 2010 | 21 | 1 | BOILER #3-CLEAVER BROOKS #CBLE20050015ST #2 OIL | NO.2 | 58 | Distillate Oil (No. 2) | 0.3 | 0 | 0 | E3GAL | 0 | OK | N | 24 | 7 | 48 | 24 | 7 | 18
1191398 | REGIS COLLEGE |  | 235 WELLESLEY ST |  | WESTON | MA | 024930000 | 235 WELLESLEY STREET |  | WESTON | MA | 024930000 | N | PRIVATE | SM25 | REGIS COLLEGE | 7817687000 | joseph.shaughnessy@regiscollege.edu | JOSEPH | SHAUGHNESSY | 7817687133 | joseph.shaughnessy@regiscollege.edu | JOSEPH | SHAUGHNESSY | 7817687133 | joseph.shaughnessy@regiscollege.edu | 2 | BOILER #4-CLEAVER BROOKS #CBLE20050015ST DUAL FUEL |  | BOILER | CLEAVER BROOKS | CBLE2005001SST | 2006-02-01 | 2010 | 21 | 1 | BOILER #4-CLEAVER BROOKS #CBLE20050015ST #2 OIL | NO.2 | 58 | Distillate Oil (No. 2) | 0.3 | 0 | 0 | E3GAL | 0 | OK | N | 24 | 7 | 48 | 24 | 7 | 17
1191398 | REGIS COLLEGE |  | 235 WELLESLEY ST |  | WESTON | MA | 024930000 | 235 WELLESLEY STREET |  | WESTON | MA | 024930000 | N | PRIVATE | SM25 | REGIS COLLEGE | 7817687000 | joseph.shaughnessy@regiscollege.edu | JOSEPH | SHAUGHNESSY | 7817687133 | joseph.shaughnessy@regiscollege.edu | JOSEPH | SHAUGHNESSY | 7817687133 | joseph.shaughnessy@regiscollege.edu | 12 | BOILER #2-H.B.SMITH 350S #2 OIL-0.3S-MORRISON |  | BOILER | HB SMITH | 350S | 1990-01-01 | 2010 | 1 | 1 | BOILER #2-H.B.SMITH 350S #2 OIL-0.3S B9 | NO.2 | 58 | Distillate Oil (No. 2) | 0.3 | 0 | 13.5434 | E3GAL | 1890.6586 | OK | N | 24 | 7 | 37 | 24 | 7 | 13
1191404 | MBTA SOUTH BAY MAINTENANCE |  | 275 DORCESTER AVE |  | BOSTON | MA | 021270000 | 21 ARLINGTON AVE. | BUILDING #2 | BOSTON | MA | 021290000 | Y | STATE | NM99 | MBTA | 6172221592 | JKearney@MBTA.com | JANIS | KEARNEY | 6172221592 | JKearney@mbta.com | JANIS | KEARNEY | 6172221592 | JKearney@mbta.com | 1 | BOILER #1 CLEAVER BROOKS CB200-700 DUAL FUEL |  | BOILER | CLEAVER BROOKS | CB200-700 | 1987-06-01 | 2009 | 29.219 | 2 | BOILER #1-CLEAVER BROOKS CB200-700 #2 OIL-0.3S | NO.2 | 58 | Distillate Oil (No. 2) | 0.3 | 0.1 | 0 | E3GAL | 0 | OK | N | 1 | 1 | 1 | 0 | 0 | 0
1191404 | MBTA SOUTH BAY MAINTENANCE |  | 275 DORCESTER AVE |  | BOSTON | MA | 021270000 | 21 ARLINGTON AVE. | BUILDING #2 | BOSTON | MA | 021290000 | Y | STATE | NM99 | MBTA | 6172221592 | JKearney@MBTA.com | JANIS | KEARNEY | 6172221592 | JKearney@mbta.com | JANIS | KEARNEY | 6172221592 | JKearney@mbta.com | 2 | BOILER #2-CLEAVER BROOKS CB200-700 DUAL FUEL |  | BOILER | CLEAVER BROOKS | CB 200-700 | 1987-06-01 | 2009 | 29 | 2 | BOILER #2-CLEAVER BROOKS CB200-700 #2 OIL-0.3S | NO.2 | 58 | Distillate Oil (No. 2) | 0.3 | 0.1 | 0 | E3GAL | 0 | OK | N | 1 | 1 | 1 | 0 | 0 | 0
1191471 | ROGERS FOAM COMPANY |  | 20 VERNON ST |  | SOMERVILLE | MA | 021440000 | 20 VERNON STREET |  | SOMERVILLE | MA | 021453699 | N | PRIVATE | NM50 | ROGERS FOAM CORPORATION | 6176233010 | info@RogersFoam.com | DANIEL C | ARINELLO | 6176233010 | DArinello@rogersfoam.com | DANIEL | ARINELLO | 6176233010X1505 | DArinello@gmail.com | 1 | BOILER #1 (8.4 MMBTU PER HOUR) |  | BOILER | ORR | 4C20 | 1970-01-01 | 2011 | 8 | 1 | #2 OIL | NO.2 | 58 | Distillate Oil (No. 2) | 0.3 | 0 | 21.1887 | E3GAL | 2957.9425 | OK | N | 24 | 7 | 30 | 24 | 7 | 1
1191471 | ROGERS FOAM COMPANY |  | 20 VERNON ST |  | SOMERVILLE | MA | 021440000 | 20 VERNON STREET |  | SOMERVILLE | MA | 021453699 | N | PRIVATE | NM50 | ROGERS FOAM CORPORATION | 6176233010 | info@RogersFoam.com | DANIEL C | ARINELLO | 6176233010 | DArinello@rogersfoam.com | DANIEL | ARINELLO | 6176233010X1505 | DArinello@gmail.com | 2 | BOILER #2 (8.4 MMBTU PER HOUR) |  | BOILER | ORR | 4C20 | 1970-01-01 | 2011 | 8 | 1 | #2 OIL | NO.2 | 58 | Distillate Oil (No. 2) | 0.3 | 0 | 21.1887 | E3GAL | 2957.9425 | OK | N | 24 | 7 | 30 | 24 | 7 | 1
1191472 | WHITTEMORE WRIGHT COMPANY |  | 62 ALFORD ST |  | BOSTON | MA | 021290000 | 62ALFORD ST | PO BOX 227 | BOSTON | MA | 021290000 | N | PRIVATE | NM25 | WHITTEMORE WRIGHT COMPANY | 6172421180 | morite@cs.com | CHARLES | HOYT | 6172421180 | morite@cs.com | CHARLES | HOYT | 6172421180 | morite@cs.com | 1 | CLEAVER BROOKS |  | BOILER | CLEAVER BROOKS | CB125 | 1961-01-01 | 2010 | 5 | 1 | CLEAVER BROOKS 2 OIL-0.3S | NO.2 | 58 | Distillate Oil (No. 2) | 0.3 | 0.1 | 16 | E3GAL | 2233.6 | OK | N | 9 | 5 | 50 | 8 | 5 | 18
1191559 | SUMMER MELCHER SPE LLC | FKA BOSTON HSR SOUTH BOSTON LLC | 253 SUMMER ST |  | BOSTON | MA | 022100000 | 100 FRANKLIN ST | STE 200 | BOSTON | MA | 021100000 | N | PRIVATE | NM50 | BOSTON HSR SOUTH BOSTON LLC C/O BEACON CAPITAL PARTNERS | 6174570400 | khoffman@beaconcapital.com | KIRSTEN | HOFFMAN | 6174570400 | khoffman@beaconcapital.com | ANTHONY | PAGLIARULO | 6174231276 | anthony.pagliarulo@cbre-ne.com | 1 | BOILER #1 - #2 OIL-0.5 PERCENT S |  | BOILER | HB SMITH/HYDROTHERM | MO3465A/C4-0A-HVS18 | 1963-01-01 | 2007 | 9 | 1 | BOILER #1 #2 OIL-0.5 PERCENT S | NO.2 | 58 | Distillate Oil (No. 2) | 0.5 | 0 | 9 | E3GAL | 1256.4 | OK | N | 24 | 7 | 24 | 0 | 0 | 0
1191578 | BOSTON UNIVERSITY PHYSICAL PLANT |  | 120 ASHFORD ST |  | BOSTON | MA | 021340000 | 120 ASHFORD STREET |  | BOSTON | MA | 021340000 | N | PRIVATE | OP5.5 | TRUSTEES OF BOSTON UNIVERSITY | 6173539162 | tomdaley@bu.edu | THOMAS | DALEY | 6173539162 | tomdaley@bu.edu | STEPHEN | SLOCOMB | 9784616214 | sslocomb@epsilonassociates.com | 11 | BOILER 11- CLEAVER BROOKS CB200-350-15 #2 NAT GAS |  | BOILER | CLEAVER BROOKS | CB200-350-15 | 1996-03-03 | 2011 | 14.7 | 2 | BLR EU-11 -CB200-350-15 #2 OIL 0.05S 22 BABBIT | NO.2 | 58 | Distillate Oil (No. 2) | 0.0015 | 0 | 0 | E3GAL | 0 | OK | N | 24 | 7 | 52 | 24 | 7 | 22
1191578 | BOSTON UNIVERSITY PHYSICAL PLANT |  | 120 ASHFORD ST |  | BOSTON | MA | 021340000 | 120 ASHFORD STREET |  | BOSTON | MA | 021340000 | N | PRIVATE | OP5.5 | TRUSTEES OF BOSTON UNIVERSITY | 6173539162 | tomdaley@bu.edu | THOMAS | DALEY | 6173539162 | tomdaley@bu.edu | STEPHEN | SLOCOMB | 9784616214 | sslocomb@epsilonassociates.com | 12 | BOILER 12- CB200-350-15 #2 OIL NAT GAS 22 BABB |  | BOILER | CLEAVER BROOKS | CB200-350-15 | 1996-03-03 | 2011 | 14.5 | 2 | BLR EU-12 -CB200-350-15 #2 OIL 0.05 S 22 BABBIT | NO.2 | 58 | Distillate Oil (No. 2) | 0.0015 | 0 | 0 | E3GAL | 0 | OK | N | 24 | 7 | 52 | 24 | 7 | 22
1191578 | BOSTON UNIVERSITY PHYSICAL PLANT |  | 120 ASHFORD ST |  | BOSTON | MA | 021340000 | 120 ASHFORD STREET |  | BOSTON | MA | 021340000 | N | PRIVATE | OP5.5 | TRUSTEES OF BOSTON UNIVERSITY | 6173539162 | tomdaley@bu.edu | THOMAS | DALEY | 6173539162 | tomdaley@bu.edu | STEPHEN | SLOCOMB | 9784616214 | sslocomb@epsilonassociates.com | 13 | EU13 BOILER 11- CLEAVER BROOKS #2 OIL NAT GAS |  | BOILER | CLEAVER BROOKS | CB200-350-15 | 1996-03-03 | 2011 | 14.5 | 2 | BLR EU-13 -CB200-350-15 #2 OIL 0.05S 22 BABBIT | NO.2 | 58 | Distillate Oil (No. 2) | 0.0015 | 0 | 0 | E3GAL | 0 | OK | N | 24 | 7 | 52 | 24 | 7 | 22
1191578 | BOSTON UNIVERSITY PHYSICAL PLANT |  | 120 ASHFORD ST |  | BOSTON | MA | 021340000 | 120 ASHFORD STREET |  | BOSTON | MA | 021340000 | N | PRIVATE | OP5.5 | TRUSTEES OF BOSTON UNIVERSITY | 6173539162 | tomdaley@bu.edu | THOMAS | DALEY | 6173539162 | tomdaley@bu.edu | STEPHEN | SLOCOMB | 9784616214 | sslocomb@epsilonassociates.com | 18 | MISC BOILERS (26) DUAL FUEL | 26 | BOILER | MISCELLANEOUS | MISCELLANEOUS | 1980-01-01 | 2011 | 14.7 | 2 | MISC BOILERS (24) #2 OIL 0.3S | NO.2 | 58 | Distillate Oil (No. 2) | 0.3 | 0 | 39.33 | E3GAL | 5490.468 | OK | N | 24 | 7 | 52 | 24 | 7 | 22
1191578 | BOSTON UNIVERSITY PHYSICAL PLANT |  | 120 ASHFORD ST |  | BOSTON | MA | 021340000 | 120 ASHFORD STREET |  | BOSTON | MA | 021340000 | N | PRIVATE | OP5.5 | TRUSTEES OF BOSTON UNIVERSITY | 6173539162 | tomdaley@bu.edu | THOMAS | DALEY | 6173539162 | tomdaley@bu.edu | STEPHEN | SLOCOMB | 9784616214 | sslocomb@epsilonassociates.com | 22 | MISC BOILERS (86) #2 OIL@0.3 S | 86 | BOILER | MISCELLANEOUS | MISCELLANEOUS | 1980-01-01 | 2011 | 5 | 1 | MISC BOILERS (87) #2 OIL 0.3 S | NO.2 | 58 | Distillate Oil (No. 2) | 0.3 | 0 | 279.81 | E3GAL | 39061.476 | OK | N | 24 | 7 | 52 | 24 | 7 | 22
1191578 | BOSTON UNIVERSITY PHYSICAL PLANT |  | 120 ASHFORD ST |  | BOSTON | MA | 021340000 | 120 ASHFORD STREET |  | BOSTON | MA | 021340000 | N | PRIVATE | OP5.5 | TRUSTEES OF BOSTON UNIVERSITY | 6173539162 | tomdaley@bu.edu | THOMAS | DALEY | 6173539162 | tomdaley@bu.edu | STEPHEN | SLOCOMB | 9784616214 | sslocomb@epsilonassociates.com | 23 | MISC BOILERS (41) #2 OIL 0.3 S | 41 | BOILER | MISCELLANEOUS | MISCELLANEOUS | 1980-01-01 | 2011 | 9.665 | 1 | MISC BOILERS (43) #2 OIL 0.3 S | NO.2 | 58 | Distillate Oil (No. 2) | 0.3 | 0 | 68.74 | E3GAL | 9596.104 | OK | N | 24 | 7 | 52 | 24 | 7 | 22
1191578 | BOSTON UNIVERSITY PHYSICAL PLANT |  | 120 ASHFORD ST |  | BOSTON | MA | 021340000 | 120 ASHFORD STREET |  | BOSTON | MA | 021340000 | N | PRIVATE | OP5.5 | TRUSTEES OF BOSTON UNIVERSITY | 6173539162 | tomdaley@bu.edu | THOMAS | DALEY | 6173539162 | tomdaley@bu.edu | STEPHEN | SLOCOMB | 9784616214 | sslocomb@epsilonassociates.com | 63 | BOILER EU-17 CLEAVER BROOKS #800-200-15 DUAL FUEL |  | BOILER | CLEAVER BROOKS | CB-200-800-15 | 2000-01-01 | 2011 | 32.685 | 2 | BOILER EU-17 CLVR BRKS CB800-200-15 #2 OIL@.05S | NO.2 | 58 | Distillate Oil (No. 2) | 0.0015 | 0 | 0 | E3GAL | 0 | OK | N | 24 | 7 | 52 | 24 | 7 | 13
1191578 | BOSTON UNIVERSITY PHYSICAL PLANT |  | 120 ASHFORD ST |  | BOSTON | MA | 021340000 | 120 ASHFORD STREET |  | BOSTON | MA | 021340000 | N | PRIVATE | OP5.5 | TRUSTEES OF BOSTON UNIVERSITY | 6173539162 | tomdaley@bu.edu | THOMAS | DALEY | 6173539162 | tomdaley@bu.edu | STEPHEN | SLOCOMB | 9784616214 | sslocomb@epsilonassociates.com | 64 | BOILER EU-18 CLEAVER BROOKS #200-800-15 DUAL FUEL |  | BOILER | CLEAVER BROOKS | CB-200-800-15 | 2000-01-01 | 2011 | 32.685 | 2 | BOILER EU-18 CLVR BRKS CB800-200-15 #2 OIL@.O5 S | NO.2 | 58 | Distillate Oil (No. 2) | 0.05 | 0 | 0 | E3GAL | 0 | OK | N | 24 | 7 | 52 | 24 | 7 | 22
1191578 | BOSTON UNIVERSITY PHYSICAL PLANT |  | 120 ASHFORD ST |  | BOSTON | MA | 021340000 | 120 ASHFORD STREET |  | BOSTON | MA | 021340000 | N | PRIVATE | OP5.5 | TRUSTEES OF BOSTON UNIVERSITY | 6173539162 | tomdaley@bu.edu | THOMAS | DALEY | 6173539162 | tomdaley@bu.edu | STEPHEN | SLOCOMB | 9784616214 | sslocomb@epsilonassociates.com | 65 | BOILER EU-19 CLEAVER BROOKS #800-200-15 DUAL FUEL |  | BOILER | CLEAVER BROOKS | CB-200-800-15 | 2000-01-01 | 2011 | 32.685 | 2 | BOILER EU-19 CLEAVER BROOKS #800-200-15 #2 OIL@.05 | NO.2 | 58 | Distillate Oil (No. 2) | 0.05 | 0 | 0 | E3GAL | 0 | OK | N | 24 | 7 | 52 | 24 | 7 | 13
1191578 | BOSTON UNIVERSITY PHYSICAL PLANT |  | 120 ASHFORD ST |  | BOSTON | MA | 021340000 | 120 ASHFORD STREET |  | BOSTON | MA | 021340000 | N | PRIVATE | OP5.5 | TRUSTEES OF BOSTON UNIVERSITY | 6173539162 | tomdaley@bu.edu | THOMAS | DALEY | 6173539162 | tomdaley@bu.edu | STEPHEN | SLOCOMB | 9784616214 | sslocomb@epsilonassociates.com | 66 | BOILER EU-20 CLEAVER BROOKS 800-200-15 DUAL FUEL |  | BOILER | CLEAVER BROOKS | CB-200-800-15 | 2000-01-01 | 2011 | 32.685 | 2 | BOILER EU-20 CLEAVER BROOKS #800-200-15 #2 OIL@.05 | NO.2 | 58 | Distillate Oil (No. 2) | 0.0015 | 0 | 0 | E3GAL | 0 | OK | N | 24 | 7 | 52 | 24 | 7 | 22
1191578 | BOSTON UNIVERSITY PHYSICAL PLANT |  | 120 ASHFORD ST |  | BOSTON | MA | 021340000 | 120 ASHFORD STREET |  | BOSTON | MA | 021340000 | N | PRIVATE | OP5.5 | TRUSTEES OF BOSTON UNIVERSITY | 6173539162 | tomdaley@bu.edu | THOMAS | DALEY | 6173539162 | tomdaley@bu.edu | STEPHEN | SLOCOMB | 9784616214 | sslocomb@epsilonassociates.com | 67 | BOILER EU-21 CLEAVER BROOKS #800-200-15 DUAL FUEL |  | BOILER | CLEAVER BROOKS | CB-200-800-15 | 2000-01-01 | 2011 | 32.685 | 2 | BOILER EU-21 CLEAVER BROOKS #800-200-15 #2 OIL@.05 | NO.2 | 58 | Distillate Oil (No. 2) | 0.0015 | 0 | 0 | E3GAL | 0 | OK | N | 24 | 7 | 42 | 24 | 7 | 13
1191578 | BOSTON UNIVERSITY PHYSICAL PLANT |  | 120 ASHFORD ST |  | BOSTON | MA | 021340000 | 120 ASHFORD STREET |  | BOSTON | MA | 021340000 | N | PRIVATE | OP5.5 | TRUSTEES OF BOSTON UNIVERSITY | 6173539162 | tomdaley@bu.edu | THOMAS | DALEY | 6173539162 | tomdaley@bu.edu | STEPHEN | SLOCOMB | 9784616214 | sslocomb@epsilonassociates.com | 70 | EU22 LIFE SCIENCE AND ENGINEERING BOILER 1 |  | BOILER | CLEAVER BROOKS | CBLE-200-500-125 | 2005-01-01 | 2011 | 20.92 | 2 | 0.05 S DISTILLATE OIL | NO.2 | 58 | Distillate Oil (No. 2) | 0.0015 |  | 0 | E3GAL | 0 | OK | N | 24 | 7 | 52 | 24 | 7 | 22
1191578 | BOSTON UNIVERSITY PHYSICAL PLANT |  | 120 ASHFORD ST |  | BOSTON | MA | 021340000 | 120 ASHFORD STREET |  | BOSTON | MA | 021340000 | N | PRIVATE | OP5.5 | TRUSTEES OF BOSTON UNIVERSITY | 6173539162 | tomdaley@bu.edu | THOMAS | DALEY | 6173539162 | tomdaley@bu.edu | STEPHEN | SLOCOMB | 9784616214 | sslocomb@epsilonassociates.com | 71 | EU23 LIFE SCIENCE AND ENGINEERING BOILER 2 |  | BOILER | CLEAVER BROOKS | CBLE-200-500-125 | 2005-01-01 | 2011 | 20.92 | 2 | NO. 2 FUEL OIL | NO.2 | 58 | Distillate Oil (No. 2) | 0.0015 | 0 | 0 | E3GAL | 0 | OK | N | 24 | 7 | 52 | 24 | 7 | 22
1191578 | BOSTON UNIVERSITY PHYSICAL PLANT |  | 120 ASHFORD ST |  | BOSTON | MA | 021340000 | 120 ASHFORD STREET |  | BOSTON | MA | 021340000 | N | PRIVATE | OP5.5 | TRUSTEES OF BOSTON UNIVERSITY | 6173539162 | tomdaley@bu.edu | THOMAS | DALEY | 6173539162 | tomdaley@bu.edu | STEPHEN | SLOCOMB | 9784616214 | sslocomb@epsilonassociates.com | 72 | EU1027 - 91 BAY STATE ROAD BOILER 1 |  | BOILER | WEIL-MCLAIN | NA | 1989-01-01 | 2011 | 4.6 | 1 | NO. 2 FUEL OIL | NO.2 | 58 | Distillate Oil (No. 2) | 0.3 | 0.1 | 27.94 | E3GAL | 3900.424 | OK | N | 24 | 7 | 52 | 24 | 7 | 22
1191578 | BOSTON UNIVERSITY PHYSICAL PLANT |  | 120 ASHFORD ST |  | BOSTON | MA | 021340000 | 120 ASHFORD STREET |  | BOSTON | MA | 021340000 | N | PRIVATE | OP5.5 | TRUSTEES OF BOSTON UNIVERSITY | 6173539162 | tomdaley@bu.edu | THOMAS | DALEY | 6173539162 | tomdaley@bu.edu | STEPHEN | SLOCOMB | 9784616214 | sslocomb@epsilonassociates.com | 73 | EU1028 - 91 BAY STATE ROAD BOILER 2 |  | BOILER | WEIL MCCLAIN | NA | 1989-01-01 | 2011 | 4.6 | 1 | NO. 2 FUEL OIL | NO.2 | 58 | Distillate Oil (No. 2) | 0.3 | 0.1 | 27.94 | E3GAL | 3900.424 | OK | N | 24 | 7 | 52 | 24 | 7 | 22
1191578 | BOSTON UNIVERSITY PHYSICAL PLANT |  | 120 ASHFORD ST |  | BOSTON | MA | 021340000 | 120 ASHFORD STREET |  | BOSTON | MA | 021340000 | N | PRIVATE | OP5.5 | TRUSTEES OF BOSTON UNIVERSITY | 6173539162 | tomdaley@bu.edu | THOMAS | DALEY | 6173539162 | tomdaley@bu.edu | STEPHEN | SLOCOMB | 9784616214 | sslocomb@epsilonassociates.com | 74 | EU1047 - 140 BAY STATE ROAD BOILER 1 |  | BOILER | EASCO | FST-250 | 2002-01-01 | 2011 | 9.9 | 2 | NO. 2 FUEL OIL | NO.2 | 58 | Distillate Oil (No. 2) | 0.3 | 0.1 | 0 | E3GAL | 0 | OK | N | 24 | 7 | 52 | 24 | 7 | 22
1191578 | BOSTON UNIVERSITY PHYSICAL PLANT |  | 120 ASHFORD ST |  | BOSTON | MA | 021340000 | 120 ASHFORD STREET |  | BOSTON | MA | 021340000 | N | PRIVATE | OP5.5 | TRUSTEES OF BOSTON UNIVERSITY | 6173539162 | tomdaley@bu.edu | THOMAS | DALEY | 6173539162 | tomdaley@bu.edu | STEPHEN | SLOCOMB | 9784616214 | sslocomb@epsilonassociates.com | 75 | EU1048 - BAY STATE ROAD BOILER 2 |  | BOILER | EASCO | FST-250 | 2002-01-01 | 2011 | 9.9 | 2 | NO. 2 FUEL OIL | NO.2 | 58 | Distillate Oil (No. 2) | 0.3 | 0.1 | 0 | E3GAL | 0 | OK | N | 24 | 7 | 52 | 24 | 7 | 22
1191578 | BOSTON UNIVERSITY PHYSICAL PLANT |  | 120 ASHFORD ST |  | BOSTON | MA | 021340000 | 120 ASHFORD STREET |  | BOSTON | MA | 021340000 | N | PRIVATE | OP5.5 | TRUSTEES OF BOSTON UNIVERSITY | 6173539162 | tomdaley@bu.edu | THOMAS | DALEY | 6173539162 | tomdaley@bu.edu | STEPHEN | SLOCOMB | 9784616214 | sslocomb@epsilonassociates.com | 76 | EU1114 - 512 BEACON ST BOILER 1 |  | BOILER | CLEAVER BROOKS | CB200-510 | 1988-01-01 | 2011 | 8.3688 | 2 | NO. 2 FUEL OIL | NO.2 | 58 | Distillate Oil (No. 2) | 0.3 | 0.01 | 0 | E3GAL | 0 | OK | N | 24 | 7 | 52 | 24 | 7 | 22
1191578 | BOSTON UNIVERSITY PHYSICAL PLANT |  | 120 ASHFORD ST |  | BOSTON | MA | 021340000 | 120 ASHFORD STREET |  | BOSTON | MA | 021340000 | N | PRIVATE | OP5.5 | TRUSTEES OF BOSTON UNIVERSITY | 6173539162 | tomdaley@bu.edu | THOMAS | DALEY | 6173539162 | tomdaley@bu.edu | STEPHEN | SLOCOMB | 9784616214 | sslocomb@epsilonassociates.com | 77 | EU1115 - 512 BEACON ST BOILER 2 |  | BOILER | CLEAVER BROOKS | CB200-510 | 1988-01-01 | 2011 | 8.3688 | 2 | NO. 2 FUEL OIL | NO.2 | 58 | Distillate Oil (No. 2) | 0.3 | 0.01 | 0 | E3GAL | 0 | OK | N | 24 | 7 | 52 | 24 | 7 | 22
1191578 | BOSTON UNIVERSITY PHYSICAL PLANT |  | 120 ASHFORD ST |  | BOSTON | MA | 021340000 | 120 ASHFORD STREET |  | BOSTON | MA | 021340000 | N | PRIVATE | OP5.5 | TRUSTEES OF BOSTON UNIVERSITY | 6173539162 | tomdaley@bu.edu | THOMAS | DALEY | 6173539162 | tomdaley@bu.edu | STEPHEN | SLOCOMB | 9784616214 | sslocomb@epsilonassociates.com | 81 | EU1129 - 712 BEACON STREET BOILER 1 |  | BOILER | CLEAVER BROOKS | CB500-125 | 1985-01-01 | 2011 | 5.23 | 1 | NO. 2 FUEL OIL | NO.2 | 58 | Distillate Oil (No. 2) | 0.3 | 0.01 | 41.55 | E3GAL | 5800.38 | OK | N | 24 | 7 | 52 | 24 | 7 | 22
1191578 | BOSTON UNIVERSITY PHYSICAL PLANT |  | 120 ASHFORD ST |  | BOSTON | MA | 021340000 | 120 ASHFORD STREET |  | BOSTON | MA | 021340000 | N | PRIVATE | OP5.5 | TRUSTEES OF BOSTON UNIVERSITY | 6173539162 | tomdaley@bu.edu | THOMAS | DALEY | 6173539162 | tomdaley@bu.edu | STEPHEN | SLOCOMB | 9784616214 | sslocomb@epsilonassociates.com | 82 | EU1130 - 712 BEACON STREET BOILER 2 |  | BOILER | CLEAVER BROOKS | CB500-125 | 1985-01-01 | 2011 | 5.23 | 1 | NO. 2 FUEL OIL | NO.2 | 58 | Distillate Oil (No. 2) | 0.3 | 0.01 | 41.55 | E3GAL | 5800.38 | OK | N | 24 | 7 | 52 | 24 | 7 | 22
1191578 | BOSTON UNIVERSITY PHYSICAL PLANT |  | 120 ASHFORD ST |  | BOSTON | MA | 021340000 | 120 ASHFORD STREET |  | BOSTON | MA | 021340000 | N | PRIVATE | OP5.5 | TRUSTEES OF BOSTON UNIVERSITY | 6173539162 | tomdaley@bu.edu | THOMAS | DALEY | 6173539162 | tomdaley@bu.edu | STEPHEN | SLOCOMB | 9784616214 | sslocomb@epsilonassociates.com | 86 | EU1199 - 565/575 COMMONWEALTH AVE BOILER 2 |  | BOILER | YORK HEAT | SPL-C80-5 | 1961-01-01 | 2011 | 5.88 | 1 | NO. 2 FUEL OIL | NO.2 | 58 | Distillate Oil (No. 2) | 0.3 | 0.01 | 13.69 | E3GAL | 1911.124 | OK | N | 24 | 7 | 52 | 24 | 7 | 22
1191578 | BOSTON UNIVERSITY PHYSICAL PLANT |  | 120 ASHFORD ST |  | BOSTON | MA | 021340000 | 120 ASHFORD STREET |  | BOSTON | MA | 021340000 | N | PRIVATE | OP5.5 | TRUSTEES OF BOSTON UNIVERSITY | 6173539162 | tomdaley@bu.edu | THOMAS | DALEY | 6173539162 | tomdaley@bu.edu | STEPHEN | SLOCOMB | 9784616214 | sslocomb@epsilonassociates.com | 87 | EU1207 - 599 COMMONWEALTH AVENUE BOILER 1 |  | BOILER | DEDEITRICH | 530-23 | 1998-01-01 | 2011 | 5.7 | 2 | NO. 2 FUEL OIL | NO.2 | 58 | Distillate Oil (No. 2) | 0.05 | 0.01 | 0 | E3GAL | 0 | OK | N | 24 | 7 | 52 | 24 | 7 | 22
1191578 | BOSTON UNIVERSITY PHYSICAL PLANT |  | 120 ASHFORD ST |  | BOSTON | MA | 021340000 | 120 ASHFORD STREET |  | BOSTON | MA | 021340000 | N | PRIVATE | OP5.5 | TRUSTEES OF BOSTON UNIVERSITY | 6173539162 | tomdaley@bu.edu | THOMAS | DALEY | 6173539162 | tomdaley@bu.edu | STEPHEN | SLOCOMB | 9784616214 | sslocomb@epsilonassociates.com | 92 | EU1208 - 599 COMMONWEALTH AVE BOILER 3 |  | BOILER | DEDEITRICH | 530-23 | 1998-01-01 | 2011 | 5.7 | 2 | NO. 2 FUEL OIL | NO.2 | 58 | Distillate Oil (No. 2) | 0.05 | 0.01 | 0 | E3GAL | 0 | OK | N | 24 | 7 | 52 | 24 | 7 | 22
1191578 | BOSTON UNIVERSITY PHYSICAL PLANT |  | 120 ASHFORD ST |  | BOSTON | MA | 021340000 | 120 ASHFORD STREET |  | BOSTON | MA | 021340000 | N | PRIVATE | OP5.5 | TRUSTEES OF BOSTON UNIVERSITY | 6173539162 | tomdaley@bu.edu | THOMAS | DALEY | 6173539162 | tomdaley@bu.edu | STEPHEN | SLOCOMB | 9784616214 | sslocomb@epsilonassociates.com | 93 | EU1207 - 599 COMMONWEALTH AVENUE BOILER 2 |  | BOILER | DEDEITRICH | 530-23 | 1998-01-01 | 2011 | 5.7 | 2 | NO. 2 FUEL OIL | NO.2 | 58 | Distillate Oil (No. 2) | 0.05 | 0.01 | 0 | E3GAL | 0 | OK | N | 24 | 7 | 52 | 24 | 7 | 22
1191578 | BOSTON UNIVERSITY PHYSICAL PLANT |  | 120 ASHFORD ST |  | BOSTON | MA | 021340000 | 120 ASHFORD STREET |  | BOSTON | MA | 021340000 | N | PRIVATE | OP5.5 | TRUSTEES OF BOSTON UNIVERSITY | 6173539162 | tomdaley@bu.edu | THOMAS | DALEY | 6173539162 | tomdaley@bu.edu | STEPHEN | SLOCOMB | 9784616214 | sslocomb@epsilonassociates.com | 94 | EU1216 640 COMMONWEALTH AVE BOILER 1 |  | BOILER | WEIL MCLAIN | 2094 | 1994-01-01 | 2011 | 6.856 | 1 | NO. 4 FUEL OIL | NO.2 | 58 | Distillate Oil (No. 2) | 0.5 |  | 0 | E3GAL | 0 | OK | N | 24 | 7 | 52 | 24 | 7 | 22
1191578 | BOSTON UNIVERSITY PHYSICAL PLANT |  | 120 ASHFORD ST |  | BOSTON | MA | 021340000 | 120 ASHFORD STREET |  | BOSTON | MA | 021340000 | N | PRIVATE | OP5.5 | TRUSTEES OF BOSTON UNIVERSITY | 6173539162 | tomdaley@bu.edu | THOMAS | DALEY | 6173539162 | tomdaley@bu.edu | STEPHEN | SLOCOMB | 9784616214 | sslocomb@epsilonassociates.com | 97 | EU1229 730 COMMONWEALTH AVE BOILER 1 |  | BOILER | WEIL MCLAIN | 18 | 1994-01-01 | 2011 | 6.1 | 1 | NO. 2 FUEL OIL | NO.2 | 58 | Distillate Oil (No. 2) | 0.3 | 0.1 | 0.1418 | E3GAL | 19.7953 | OK | N | 24 | 7 | 52 | 24 | 7 | 22
1191578 | BOSTON UNIVERSITY PHYSICAL PLANT |  | 120 ASHFORD ST |  | BOSTON | MA | 021340000 | 120 ASHFORD STREET |  | BOSTON | MA | 021340000 | N | PRIVATE | OP5.5 | TRUSTEES OF BOSTON UNIVERSITY | 6173539162 | tomdaley@bu.edu | THOMAS | DALEY | 6173539162 | tomdaley@bu.edu | STEPHEN | SLOCOMB | 9784616214 | sslocomb@epsilonassociates.com | 98 | EU1230 730 COMMONWEALTH AVE BOILER 2 |  | BOILER | WEIL MCLAIN | 18 | 1994-01-01 | 2011 | 6.1 | 1 | NO. 2 FUEL OIL | NO.2 | 58 | Distillate Oil (No. 2) | 0.3 | 0.1 | 0.1418 | E3GAL | 19.7953 | OK | N | 24 | 7 | 52 | 24 | 7 | 22
1191578 | BOSTON UNIVERSITY PHYSICAL PLANT |  | 120 ASHFORD ST |  | BOSTON | MA | 021340000 | 120 ASHFORD STREET |  | BOSTON | MA | 021340000 | N | PRIVATE | OP5.5 | TRUSTEES OF BOSTON UNIVERSITY | 6173539162 | tomdaley@bu.edu | THOMAS | DALEY | 6173539162 | tomdaley@bu.edu | STEPHEN | SLOCOMB | 9784616214 | sslocomb@epsilonassociates.com | 99 | EU1235 - 785 COMMONWEALTH AVE BOILER 2 |  | BOILER | WEIL MCLAIN | 17 | 1980-01-01 | 2011 | 5.77 | 1 | NO. 2 FUEL OIL | NO.2 | 58 | Distillate Oil (No. 2) | 0.3 | 0.01 | 10.2 | E3GAL | 1423.92 | OK | N | 24 | 7 | 52 | 8 | 7 | 22
1191578 | BOSTON UNIVERSITY PHYSICAL PLANT |  | 120 ASHFORD ST |  | BOSTON | MA | 021340000 | 120 ASHFORD STREET |  | BOSTON | MA | 021340000 | N | PRIVATE | OP5.5 | TRUSTEES OF BOSTON UNIVERSITY | 6173539162 | tomdaley@bu.edu | THOMAS | DALEY | 6173539162 | tomdaley@bu.edu | STEPHEN | SLOCOMB | 9784616214 | sslocomb@epsilonassociates.com | 100 | EU1236 - 785 COMMONWEALTH AVE BOILER 1 |  | BOILER | WEIL MCLAIN | 17 | 1980-01-01 | 2011 | 9.3 | 1 | NO. 2 FUEL OIL | NO.2 | 58 | Distillate Oil (No. 2) | 0.3 | 0.01 | 10.2 | E3GAL | 1423.92 | OK | N | 24 | 7 | 52 | 8 | 7 | 22
1191578 | BOSTON UNIVERSITY PHYSICAL PLANT |  | 120 ASHFORD ST |  | BOSTON | MA | 021340000 | 120 ASHFORD STREET |  | BOSTON | MA | 021340000 | N | PRIVATE | OP5.5 | TRUSTEES OF BOSTON UNIVERSITY | 6173539162 | tomdaley@bu.edu | THOMAS | DALEY | 6173539162 | tomdaley@bu.edu | STEPHEN | SLOCOMB | 9784616214 | sslocomb@epsilonassociates.com | 101 | EU1237 - 808 COMMONWEALTH AVE BOILER 1 |  | BOILER | WEIL MCLAIN | 1688 | 1999-01-01 | 2011 | 5.124 | 2 | NO. 2 FUEL OIL | NO.2 | 58 | Distillate Oil (No. 2) | 0.3 | 0.01 | 32.8 | E3GAL | 4578.88 | OK | N | 24 | 7 | 52 | 24 | 7 | 22
1191578 | BOSTON UNIVERSITY PHYSICAL PLANT |  | 120 ASHFORD ST |  | BOSTON | MA | 021340000 | 120 ASHFORD STREET |  | BOSTON | MA | 021340000 | N | PRIVATE | OP5.5 | TRUSTEES OF BOSTON UNIVERSITY | 6173539162 | tomdaley@bu.edu | THOMAS | DALEY | 6173539162 | tomdaley@bu.edu | STEPHEN | SLOCOMB | 9784616214 | sslocomb@epsilonassociates.com | 102 | EU1238 808 COMMONWEALTH AVE BOILER 2 |  | BOILER | WEIL MCLAIN | 1688 | 1999-01-01 | 2011 | 5.124 | 2 | NO. 2 FUEL OIL | NO.2 | 58 | Distillate Oil (No. 2) | 0.3 | 0.01 | 32.8 | E3GAL | 4578.88 | OK | N | 24 | 7 | 52 | 24 | 7 | 22
1191578 | BOSTON UNIVERSITY PHYSICAL PLANT |  | 120 ASHFORD ST |  | BOSTON | MA | 021340000 | 120 ASHFORD STREET |  | BOSTON | MA | 021340000 | N | PRIVATE | OP5.5 | TRUSTEES OF BOSTON UNIVERSITY | 6173539162 | tomdaley@bu.edu | THOMAS | DALEY | 6173539162 | tomdaley@bu.edu | STEPHEN | SLOCOMB | 9784616214 | sslocomb@epsilonassociates.com | 104 | EU1243 949 COMMONWEALTH AVENUE BOILER |  | BOILER | HB SMITH | 34-10 | 1969-01-01 | 2011 | 4.28 | 1 | NO. 2 FUEL OIL | NO.2 | 58 | Distillate Oil (No. 2) | 0.3 | 0.01 | 5.68 | E3GAL | 792.928 | OK | N | 24 | 7 | 52 | 24 | 7 | 22
1191578 | BOSTON UNIVERSITY PHYSICAL PLANT |  | 120 ASHFORD ST |  | BOSTON | MA | 021340000 | 120 ASHFORD STREET |  | BOSTON | MA | 021340000 | N | PRIVATE | OP5.5 | TRUSTEES OF BOSTON UNIVERSITY | 6173539162 | tomdaley@bu.edu | THOMAS | DALEY | 6173539162 | tomdaley@bu.edu | STEPHEN | SLOCOMB | 9784616214 | sslocomb@epsilonassociates.com | 107 | EU1250 36 CUMMINGTON ST BOILER 1 |  | BOILER | HB SMITH | 28-7 | 1980-01-01 | 2011 | 3.6 | 2 | NO. 2 FUEL OIL | NO.2 | 58 | Distillate Oil (No. 2) | 0.3 | 0.01 | 0 | E3GAL | 0 | OK | N | 24 | 7 | 52 | 24 | 7 | 22
1191578 | BOSTON UNIVERSITY PHYSICAL PLANT |  | 120 ASHFORD ST |  | BOSTON | MA | 021340000 | 120 ASHFORD STREET |  | BOSTON | MA | 021340000 | N | PRIVATE | OP5.5 | TRUSTEES OF BOSTON UNIVERSITY | 6173539162 | tomdaley@bu.edu | THOMAS | DALEY | 6173539162 | tomdaley@bu.edu | STEPHEN | SLOCOMB | 9784616214 | sslocomb@epsilonassociates.com | 108 | EU1251 36 CUMMINGTON STREET BOILER 2 |  | BOILER | HB SMITH | 28-7 | 1980-01-01 | 2011 | 3.6 | 2 | NO. 2 FUEL OIL | NO.2 | 58 | Distillate Oil (No. 2) | 0.3 | 0.01 | 0 | E3GAL | 0 | OK | N | 24 | 7 | 52 | 24 | 7 | 22
1191590 | BOSTON SCIENTIFIC CORPORATION |  | 500 COMMANDER SHEA BLVD |  | QUINCY | MA | 021710000 | 500 COMMANDER SHEA BLVD |  | QUINCY | MA | 021710000 | N | PRIVATE | NM50 | BOSTON SCIENTIFIC WORLD HEADQUARTERS | 5086508000 | Kevin.White@bsci.com | GARY | MACK | 6176896159 | Gary.Mack@bsci.com | MARGO | JAY | 8008255343 | MJay@eheinc.com | 1 | 14.645MMBTU/HR BOILER #1 |  | BOILER | CLEAVER-BROOKS | CR439-350 | 1969-09-02 | 2009 | 14.645 | 1 | BOILER #1-14.645MMBTU/HR ON #2 OIL 300 PPM SULFUR | NO.2 | 58 | Distillate Oil (No. 2) | 0.3 |  | 0 | E3GAL | 0 | OK | N | 0 | 0 | 0 | 0 | 0 | 0
1191590 | BOSTON SCIENTIFIC CORPORATION |  | 500 COMMANDER SHEA BLVD |  | QUINCY | MA | 021710000 | 500 COMMANDER SHEA BLVD |  | QUINCY | MA | 021710000 | N | PRIVATE | NM50 | BOSTON SCIENTIFIC WORLD HEADQUARTERS | 5086508000 | Kevin.White@bsci.com | GARY | MACK | 6176896159 | Gary.Mack@bsci.com | MARGO | JAY | 8008255343 | MJay@eheinc.com | 1 | 14.645MMBTU/HR BOILER #1 |  | BOILER | CLEAVER-BROOKS | CR439-350 | 1969-09-02 | 2009 | 14.645 | 2 | # 2 FUEL OIL ULTRA LOW SULFUR DIESEL | NO.2 | 58 | Distillate Oil (No. 2) | 0.0015 |  | 0 | E3GAL | 0 | OK | N | 0 | 0 | 0 | 0 | 0 | 0
1191590 | BOSTON SCIENTIFIC CORPORATION |  | 500 COMMANDER SHEA BLVD |  | QUINCY | MA | 021710000 | 500 COMMANDER SHEA BLVD |  | QUINCY | MA | 021710000 | N | PRIVATE | NM50 | BOSTON SCIENTIFIC WORLD HEADQUARTERS | 5086508000 | Kevin.White@bsci.com | GARY | MACK | 6176896159 | Gary.Mack@bsci.com | MARGO | JAY | 8008255343 | MJay@eheinc.com | 2 | 14.645 MMBTU/HR BOILER #2 |  | BOILER | CLEAVER-BROOKS | CR439-350 | 1969-09-02 | 2009 | 14.645 | 1 | #2 OIL 300 PPM SULFUR | NO.2 | 58 | Distillate Oil (No. 2) | 0.3 | 0 | 0 | E3GAL | 0 | OK | N | 0 | 0 | 0 | 0 | 0 | 0
1191590 | BOSTON SCIENTIFIC CORPORATION |  | 500 COMMANDER SHEA BLVD |  | QUINCY | MA | 021710000 | 500 COMMANDER SHEA BLVD |  | QUINCY | MA | 021710000 | N | PRIVATE | NM50 | BOSTON SCIENTIFIC WORLD HEADQUARTERS | 5086508000 | Kevin.White@bsci.com | GARY | MACK | 6176896159 | Gary.Mack@bsci.com | MARGO | JAY | 8008255343 | MJay@eheinc.com | 2 | 14.645 MMBTU/HR BOILER #2 |  | BOILER | CLEAVER-BROOKS | CR439-350 | 1969-09-02 | 2009 | 14.645 | 2 | #2 ULTRA LOW SULFUR DIESEL | NO.2 | 58 | Distillate Oil (No. 2) | 0.0015 |  | 0 | E3GAL | 0 | OK | N | 0 | 0 | 0 | 0 | 0 | 0
1191595 | STATE STREET BANK SQUARE |  | 1776 HERITAGE DR |  | QUINCY | MA | 021710000 | 1776 HERITAGE DRIVE |  | QUINCY | MA | 021710000 | N | PRIVATE | SM79-7 | STATE STREET CORPORATION | 6179858369 | Frederick.Duplissa@cbre.com | FREDERICK | DUPLISSA | 6176644348 | Frederick.Duplissa@cbre.com | FREDERICK | DUPLISSA | 6176644348 | Frederick.Duplissa@cbre.com | 1 | BOILER #1-CLEAVER BROOKS #OL104611 DUAL FUEL |  | BOILER | CLEAVER BROOKS | ICB-LN (4-PASS) | 2005-09-30 | 2009 | 33.475 | 2 | NO. 2 FUEL OIL | NO.2 | 58 | Distillate Oil (No. 2) | 0.0015 | 0 | 0 | E3GAL | 0 | OK | Y | 24 | 7 | 30 | 8 | 5 | 2
1191595 | STATE STREET BANK SQUARE |  | 1776 HERITAGE DR |  | QUINCY | MA | 021710000 | 1776 HERITAGE DRIVE |  | QUINCY | MA | 021710000 | N | PRIVATE | SM79-7 | STATE STREET CORPORATION | 6179858369 | Frederick.Duplissa@cbre.com | FREDERICK | DUPLISSA | 6176644348 | Frederick.Duplissa@cbre.com | FREDERICK | DUPLISSA | 6176644348 | Frederick.Duplissa@cbre.com | 2 | BOILER #2-CLEAVER BROOKS #OL104612 DUAL FUEL |  | BOILER | CLEAVER BROOKS | ICB-LN (4-PASS) | 2005-09-30 | 2009 | 33.475 | 2 | NO. 2 FUEL OIL | NO.2 | 58 | Distillate Oil (No. 2) | 0.0015 | 0 | 0 | E3GAL | 0 | OK | Y | 0 | 0 | 0 | 0 | 0 | 0
1191598 | ONE LEDGEMONT LLC | FKA LEDGEMONT RESEARCH | 99 HAYDEN AVE | FMR 128 SPRING ST | LEXINGTON | MA | 021730000 | 99 HAYDEN AVE | C/O BEAL AND CO | LEXINGTON | MA | 024210000 | N | PRIVATE | NM25 | LEDGEMONT RESEARCH PARK ASSOCIATES | 7818617786 | tgreenfield@ledgemontcenter.com | TODD | GREENFIELD | 7818617786 | tgreenfield@ledgemontcenter.com | TODD | GREENFIELD | 7818617786 | tgreenfield@ledgemontcenter.com | 1 | BOILER #1-CLEAVER BROOKS DUAL FUEL |  | BOILER | CLEAVER BROOKS | CB 293-350 | 1971-01-01 | 2009 | 6 | 1 | 2 OIL 0.05 S | NO.2 | 58 | Distillate Oil (No. 2) | 0.05 | 0 | 0 | E3GAL | 0 | OK | Y | 24 | 7 | 52 | 24 | 7 | 20
1191598 | ONE LEDGEMONT LLC | FKA LEDGEMONT RESEARCH | 99 HAYDEN AVE | FMR 128 SPRING ST | LEXINGTON | MA | 021730000 | 99 HAYDEN AVE | C/O BEAL AND CO | LEXINGTON | MA | 024210000 | N | PRIVATE | NM25 | LEDGEMONT RESEARCH PARK ASSOCIATES | 7818617786 | tgreenfield@ledgemontcenter.com | TODD | GREENFIELD | 7818617786 | tgreenfield@ledgemontcenter.com | TODD | GREENFIELD | 7818617786 | tgreenfield@ledgemontcenter.com | 2 | BOILER #2-CLEAVER BROOKS DUAL FUEL |  | BOILER | CLEAVER BROOKS | CB 293-350 | 1971-01-01 | 2009 | 14 | 1 | 2 OIL 0.03 S | NO.2 | 58 | Distillate Oil (No. 2) | 0.03 | 0 | 0 | E3GAL | 0 | OK | Y | 24 | 7 | 52 | 24 | 7 | 20
1191598 | ONE LEDGEMONT LLC | FKA LEDGEMONT RESEARCH | 99 HAYDEN AVE | FMR 128 SPRING ST | LEXINGTON | MA | 021730000 | 99 HAYDEN AVE | C/O BEAL AND CO | LEXINGTON | MA | 024210000 | N | PRIVATE | NM25 | LEDGEMONT RESEARCH PARK ASSOCIATES | 7818617786 | tgreenfield@ledgemontcenter.com | TODD | GREENFIELD | 7818617786 | tgreenfield@ledgemontcenter.com | TODD | GREENFIELD | 7818617786 | tgreenfield@ledgemontcenter.com | 3 | BOILER 3-CLEAVER BROOKS 2 OIL NATURAL GAS |  | BOILER | CLEAVER BROOKS | CB 293-350 | 1971-01-01 | 2009 | 14 | 1 | 2 OIL 0.03 S | NO.2 | 58 | Distillate Oil (No. 2) | 0.03 | 0 | 0 | E3GAL | 0 | OK | Y | 24 | 7 | 52 | 24 | 7 | 20
1191604 | HARVARD UNIVERSITY |  | 46 OXFORD ST |  | CAMBRIDGE | MA | 021380000 | 46 BLACKSTONE STREET |  | CAMBRIDGE | MA | 021390000 | N | PRIVATE | OP3 | PRESIDENT AND FELLOWS OF HARVARD COLLGE ACTING BY AND THRU EH AND S | 6174961359 | gordon_reynolds@harvard.edu | GORDON | REYNOLDS | 6174961359 | gordon_reynolds@harvard.edu | GORDON | REYNOLDS | 6174961359 | gordon_reynolds@harvard.edu | 11 | VARIOUS SMALL OIL FIRED BOILERS < 3 MMBTU/HR |  | BOILER | VARIOUS | VARIOUS | 1950-01-01 | 2011 | 1.673 | 1 | NO. 2 OIL | NO.2 | 58 | Distillate Oil (No. 2) | 0.3 | 0 | 32.03 | E3GAL | 4471.388 | OK | N | 3 | 7 | 52 | 3 | 7 | 20
1191610 | HAMILTON PARK TOWERS LLC | FKA DEXTER PARK APARTMENTS | 175 FREEMAN ST |  | BROOKLINE | MA | 021460000 | 175 FREEMAN ST | #104 | BROOKLINE | MA | 024460000 | N | PRIVATE | NM99 | DEXTER PARK APARTMENTS | 6177381533 | rdeldotto@thehamiltoncompany.com | KIRK | BRADFORD | 6177381533 | kbteamgreen@aol.com | RON | DEL DOTTO | 6177381533 | rdeldotto@thehamiltoncompany.com | 5 | WEIL MCLAIN 5.5 MMBTU/HR BOILER |  | BOILER | WEIL MCLAIN | H-1788-WF | 2007-08-30 | 2008 | 5 | 1 | BOILER#3:WEIL MCLAIN 5.5 MMBTU/HR | NO.2 | 58 | Distillate Oil (No. 2) | 0.3 | 0.1 | 0.038 | E3GAL | 5.3048 | OK | Y | 24 | 7 | 52 | 24 | 7 | 22
1191679 | BERKLEE COLLEGE OF MUSIC |  | 136-154 MASSACHUSETTS AVE |  | BOSTON | MA | 021110000 | 1140 BOYLSTON STREET |  | BOSTON | MA | 022150000 | N | PRIVATE | NM25 | BERKLEE COLLEGE OF MUSIC | 6172661400 |  | MICHAEL | CONTI | 6177472264 | mconti@berklee.edu | MICHAEL | CONTI | 6172661400 |  | 1 | 1 |  | BOILER | CLEAVER BROOKS | MODEL4 | 1972-01-01 | 2005 | 6 | 1 | BOILER #1-CLEAVER BROOKS M4S #2 OIL-0.2%S | NO.2 | 58 | Distillate Oil (No. 2) | 0.16 | 0.1 | 7 | E3GAL | 977.2 | OK | N | 24 | 7 | 21 | 24 | 7 | 23
1191679 | BERKLEE COLLEGE OF MUSIC |  | 136-154 MASSACHUSETTS AVE |  | BOSTON | MA | 021110000 | 1140 BOYLSTON STREET |  | BOSTON | MA | 022150000 | N | PRIVATE | NM25 | BERKLEE COLLEGE OF MUSIC | 6172661400 |  | MICHAEL | CONTI | 6177472264 | mconti@berklee.edu | MICHAEL | CONTI | 6172661400 |  | 2 | BOILER #2-CLEAVER BROOKS #M4S #2 OIL & GAS |  | BOILER | CLEAVER BROOKS | MODEL4 | 1972-01-01 | 2005 | 6 | 1 | BOILER #2-CLEAVER BROOKS M4S #2 OIL-0.2%S | NO.2 | 58 | Distillate Oil (No. 2) | 0.16 | 0.1 | 7 | E3GAL | 977.2 | OK | N | 24 | 7 | 21 | 24 | 7 | 23
1191695 | BOSTON MUSEUM OF FINE ARTS |  | 465 HUNTINGTON AVE |  | BOSTON | MA | 021150000 | 465 HUNTINGTON AVE |  | BOSTON | MA | 021150000 | N | PRIVATE | NM99 | MUSEUM OF FINE ARTS | 6173693230 | KGetchell@mfa.org | KATIE | GETCHELL | 6173693441 | KGetchell@mfa.org | THOMAS | CAREY | 6173693233 | tcarey@mfa.org | 3 | BOILER 3 CLV/. BRK. |  | BOILER | CLEAVER BROOKS | CB -100 - 350 | 1980-09-01 | 2009 | 15 | 1 | BOILER #3-CLEAVER BROOKS #2 OIL | NO.2 | 58 | Distillate Oil (No. 2) | 0.3 | 0 | 0 | E3GAL | 0 | OK | N | 24 | 7 | 18 | 0 | 0 | 0
1191698 | REEBOK INTERNATIONAL LTD |  | 1895 JW FOSTER BLVD |  | CANTON | MA | 020210000 | 1895 JW FOSTER BLVD |  | CANTON | MA | 020210000 | N | PRIVATE | SM25 | ADIDAS GROUP | 7814017022 | brendan.walsh@reebok.com | BRENDAN | WALSH | 7814017022 | brendan.walsh@reebok.com | BRENDAN | WALSH | 7814017022 | brendan.walsh@reebok.com | 5 | OIL BOILERS | 2 | BOILER | CYCLONIC | HR-44-15 | 1960-01-01 | 2010 | 3.99 | 1 | NO. 2 OIL | NO.2 | 58 | Distillate Oil (No. 2) | 0.3 |  | 21.885 | E3GAL | 3055.146 | OK | N | 24 | 7 | 26 | 0 | 0 | 0
1191709 | US VA MEDICAL CENTER |  | 1400 VETERANS OF FOREIGN WARS PKWY |  | WEST ROXBURY | MA | 021320000 | 1400 VETERANS OF FOREIGN WARS PKWY |  | WEST ROXBURY | MA | 021320000 | N | FEDERAL | SM79-7 | VA BOSTON HEALTH CARE SYSTEM | 5085834500 | RICHARD.EPPLEY@VA.GOV | GLENN | BENSON | 5085834500 | Glenn.Benson@va.gov | WILLIAM | GAVAZZI | 6173237700 | WILLIAM.GAVAZZI@VA.GOV | 1 | BOILER #1: CLEAVER BROOKS CB200X-300 |  | BOILER | CLEAVER BROOKS | CB200X-300 | 1978-12-01 | 2009 | 13 | 1 | NO. 2 FUEL OIL | NO.2 | 58 | Distillate Oil (No. 2) | 0.3 | 0.1 | 0 | E3GAL | 0 | OK | N | 24 | 7 | 40 | 6 | 7 | 5
1191709 | US VA MEDICAL CENTER |  | 1400 VETERANS OF FOREIGN WARS PKWY |  | WEST ROXBURY | MA | 021320000 | 1400 VETERANS OF FOREIGN WARS PKWY |  | WEST ROXBURY | MA | 021320000 | N | FEDERAL | SM79-7 | VA BOSTON HEALTH CARE SYSTEM | 5085834500 | RICHARD.EPPLEY@VA.GOV | GLENN | BENSON | 5085834500 | Glenn.Benson@va.gov | WILLIAM | GAVAZZI | 6173237700 | WILLIAM.GAVAZZI@VA.GOV | 2 | BOILER #2: CLEAVER BROOKS CB290X-300 |  | BOILER | CLEAVER BROOKS | CB290X-300 | 1964-01-01 | 2009 | 13 | 1 | NO. 2 FUEL OIL | NO.2 | 58 | Distillate Oil (No. 2) | 0.3 | 0.1 | 0 | E3GAL | 0 | OK | N | 24 | 7 | 30 | 12 | 7 | 18
1191709 | US VA MEDICAL CENTER |  | 1400 VETERANS OF FOREIGN WARS PKWY |  | WEST ROXBURY | MA | 021320000 | 1400 VETERANS OF FOREIGN WARS PKWY |  | WEST ROXBURY | MA | 021320000 | N | FEDERAL | SM79-7 | VA BOSTON HEALTH CARE SYSTEM | 5085834500 | RICHARD.EPPLEY@VA.GOV | GLENN | BENSON | 5085834500 | Glenn.Benson@va.gov | WILLIAM | GAVAZZI | 6173237700 | WILLIAM.GAVAZZI@VA.GOV | 3 | BOILER #3: CLEAVER BROOKS CB200X-300 |  | BOILER | CLEAVER BROOKS | CB200X-300 | 1976-01-01 | 2009 | 13 | 1 | NO. 2 FUEL OIL | NO.2 | 58 | Distillate Oil (No. 2) | 0.3 | 0.1 | 0 | E3GAL | 0 | OK | N | 3 | 1 | 3 | 0 | 0 | 0
1191709 | US VA MEDICAL CENTER |  | 1400 VETERANS OF FOREIGN WARS PKWY |  | WEST ROXBURY | MA | 021320000 | 1400 VETERANS OF FOREIGN WARS PKWY |  | WEST ROXBURY | MA | 021320000 | N | FEDERAL | SM79-7 | VA BOSTON HEALTH CARE SYSTEM | 5085834500 | RICHARD.EPPLEY@VA.GOV | GLENN | BENSON | 5085834500 | Glenn.Benson@va.gov | WILLIAM | GAVAZZI | 6173237700 | WILLIAM.GAVAZZI@VA.GOV | 4 | BOILER #4: CLEAVER BROOKS CB200X-200 |  | BOILER | CLEAVER BROOKS | CB200X-200 | 1965-01-01 | 2009 | 8 | 1 | NO. 2 FUEL OIL | NO.2 | 58 | Distillate Oil (No. 2) | 0.3 | 0.1 | 0 | E3GAL | 0 | OK | N | 24 | 7 | 40 | 3 | 7 | 12
1191709 | US VA MEDICAL CENTER |  | 1400 VETERANS OF FOREIGN WARS PKWY |  | WEST ROXBURY | MA | 021320000 | 1400 VETERANS OF FOREIGN WARS PKWY |  | WEST ROXBURY | MA | 021320000 | N | FEDERAL | SM79-7 | VA BOSTON HEALTH CARE SYSTEM | 5085834500 | RICHARD.EPPLEY@VA.GOV | GLENN | BENSON | 5085834500 | Glenn.Benson@va.gov | WILLIAM | GAVAZZI | 6173237700 | WILLIAM.GAVAZZI@VA.GOV | 5 | BOILER #5: CLEAVER BROOKS CB200X-300 |  | BOILER | CLEAVER BROOKS | CB200X-300 | 1989-11-17 | 2009 | 13 | 1 | NO. 2 FUEL OIL | NO.2 | 58 | Distillate Oil (No. 2) | 0.3 | 0.1 | 0 | E3GAL | 0 | OK | N | 24 | 7 | 28 | 6 | 3 | 6
1191722 | MWRA COTTAGE FARM |  | 660 MEMORIAL DR |  | CAMBRIDGE | MA | 021390000 | 100 FIRST AVENUE |  | BOSTON | MA | 021290000 | N | PRIVATE | NM50 | MA WATER RESOURCES AUTHORITY | 6174918089 | leon.latille@mwra.state.ma.us | MICHAEL | HORNBROOK | 6177884359 | michael.hornbrook@mwra.state.ma.us | LEON | LATAILLE | 6177882552 | leon.lataille@mwra.state.ma.us | 4 | BOILER #1-CLEAVER BROOKS MTF2000 #2 OIL |  | BOILER | CLEVER BROOKS | MFT 1000 | 2004-01-01 | 2010 | 1 | 1 | #2 OIL-0.0015 S | NO.2 | 58 | Distillate Oil (No. 2) | 0.0015 | 0.1 | 6.004 | E3GAL | 838.1584 | OK | N | 4 | 7 | 30 | 0 | 0 | 0
1191722 | MWRA COTTAGE FARM |  | 660 MEMORIAL DR |  | CAMBRIDGE | MA | 021390000 | 100 FIRST AVENUE |  | BOSTON | MA | 021290000 | N | PRIVATE | NM50 | MA WATER RESOURCES AUTHORITY | 6174918089 | leon.latille@mwra.state.ma.us | MICHAEL | HORNBROOK | 6177884359 | michael.hornbrook@mwra.state.ma.us | LEON | LATAILLE | 6177882552 | leon.lataille@mwra.state.ma.us | 10 | BOILER #2-WEIL MCLAIN #2 OIL |  | BOILER | WEIL MCCLAIN | 500 MBTU | 1999-01-01 | 2010 | 0.77 | 1 | #2 OIL | NO.2 | 58 | Distillate Oil (No. 2) | 0.157 | 0 | 2.494 | E3GAL | 348.1624 | OK | N | 3 | 7 | 30 | 0 | 0 | 0
1191722 | MWRA COTTAGE FARM |  | 660 MEMORIAL DR |  | CAMBRIDGE | MA | 021390000 | 100 FIRST AVENUE |  | BOSTON | MA | 021290000 | N | PRIVATE | NM50 | MA WATER RESOURCES AUTHORITY | 6174918089 | leon.latille@mwra.state.ma.us | MICHAEL | HORNBROOK | 6177884359 | michael.hornbrook@mwra.state.ma.us | LEON | LATAILLE | 6177882552 | leon.lataille@mwra.state.ma.us | 11 | BOILER #3-WEIL MCLAIN #2 OIL |  | BOILER | WEIL MCCLAIN | 500 MBTU | 1999-01-01 | 2010 | 0.77 | 1 | #2 OIL | NO.2 | 58 | Distillate Oil (No. 2) | 0.157 | 0 | 2.494 | E3GAL | 348.1624 | OK | N | 3 | 7 | 30 | 0 | 0 | 0
1191722 | MWRA COTTAGE FARM |  | 660 MEMORIAL DR |  | CAMBRIDGE | MA | 021390000 | 100 FIRST AVENUE |  | BOSTON | MA | 021290000 | N | PRIVATE | NM50 | MA WATER RESOURCES AUTHORITY | 6174918089 | leon.latille@mwra.state.ma.us | MICHAEL | HORNBROOK | 6177884359 | michael.hornbrook@mwra.state.ma.us | LEON | LATAILLE | 6177882552 | leon.lataille@mwra.state.ma.us | 12 | BOILER #5-CLEAVER BROOKS #MTF 2000 #2 OIL |  | BOILER | CLEAVER BROOKS | MFT 1000 | 2004-01-01 | 2010 | 1 | 1 | #2 OIL@.0015 S | NO.2 | 58 | Distillate Oil (No. 2) | 0.0015 | 0.1 | 6.004 | E3GAL | 838.1584 | OK | N | 4 | 7 | 30 | 0 | 0 | 0
1191723 | MWRA GILLIS PUMP STA |  | 2 WOODLAND RD |  | STONEHAM | MA | 021800000 | 100 FIRST AVENUE |  | BOSTON | MA | 021290000 | N | STATE | SM25 | MASSACHUSETTS WATER RESOURCE AUTHORITY | 6177882552 | leon.lataille@mwra.state.ma.us | MICHAEL | HORNBROOK | 6177884359 | michael.hornbrook@mwra.state.ma.us | LEON | LATAILLE | 6177882552 | leon.lataille@mwra.state.ma.us | 3 | BOILER #1-HB SMITH |  | BOILER | HB SMITH | UNKNOWN | 1997-01-01 | 2009 | 1.5 | 1 | BOILER #1-HB SMITH | NO.2 | 58 | Distillate Oil (No. 2) | 0.05 | 0 | 9.172 | E3GAL | 1280.4112 | OK | N | 6 | 7 | 26 | 0 | 0 | 0
1191744 | MWRA NUT ISLAND HDWRKS |  | 147 SEA AVE |  | QUINCY | MA | 021690000 | 100 FIRST AVENUE |  | BOSTON | MA | 021290000 | N | STATE | SM50 | MASSACHUSETTS WATER RESOURCES AUTHORITY | 6177882552 | leon.lataille@mwra.state.ma.us | MICHAEL | HORNBROOK | 6177884359 | michael.hornbrook@mwra.state.ma.us | LEON | LATAILLE | 6177882552 | leon.lataille@mwra.state.ma.us | 1 | BOILER #1- WEIL MCLAIN 2594 #2 OIL |  | BOILER | WEIL MCCLAIN | 2594 | 1998-01-01 | 2009 | 8.4 | 1 | BOILER #1- WEIL MCLAIN 2594 #2 OIL | NO.2 | 58 | Distillate Oil (No. 2) | 0.0015 | 0 | 62.61 | E3GAL | 8740.356 | OK | N | 3 | 7 | 52 | 1 | 7 | 21
1191744 | MWRA NUT ISLAND HDWRKS |  | 147 SEA AVE |  | QUINCY | MA | 021690000 | 100 FIRST AVENUE |  | BOSTON | MA | 021290000 | N | STATE | SM50 | MASSACHUSETTS WATER RESOURCES AUTHORITY | 6177882552 | leon.lataille@mwra.state.ma.us | MICHAEL | HORNBROOK | 6177884359 | michael.hornbrook@mwra.state.ma.us | LEON | LATAILLE | 6177882552 | leon.lataille@mwra.state.ma.us | 2 | BOILER #2- WEIL MCLAIN 2594 #2 OIL |  | BOILER | WEIL MCCLAIN | 2594 | 1998-01-01 | 2009 | 8.4 | 1 | BOILER #2- WEIL MCLAIN 2594 #2 OIL | NO.2 | 58 | Distillate Oil (No. 2) | 0.0015 | 0 | 62.61 | E3GAL | 8740.356 | OK | N | 2 | 7 | 52 | 1 | 7 | 21
1191744 | MWRA NUT ISLAND HDWRKS |  | 147 SEA AVE |  | QUINCY | MA | 021690000 | 100 FIRST AVENUE |  | BOSTON | MA | 021290000 | N | STATE | SM50 | MASSACHUSETTS WATER RESOURCES AUTHORITY | 6177882552 | leon.lataille@mwra.state.ma.us | MICHAEL | HORNBROOK | 6177884359 | michael.hornbrook@mwra.state.ma.us | LEON | LATAILLE | 6177882552 | leon.lataille@mwra.state.ma.us | 3 | BOILER #3- WEIL MCLAIN 2594 #2 FUEL OIL |  | BOILER | WEIL MCCLAIN | 2594 | 1998-01-01 | 2009 | 8.4 | 1 | BOILER #3- WEIL MCLAIN 2594 #2 OIL | NO.2 | 58 | Distillate Oil (No. 2) | 0.0015 | 0 | 62.61 | E3GAL | 8740.356 | OK | N | 3 | 7 | 52 | 2 | 7 | 21
1191745 | ASTRAZENECA PHARMACEUTICALS LP |  | 35 GATEHOUSE DR |  | WALTHAM | MA | 024510000 | 35 GATEHOUSE DR |  | WALTHAM | MA | 024511215 | N | PRIVATE | SM50 | ASTRAZENECA PHARMACEUTICALS LP | 3028863000 | thereisnogeneral@address.com | JOHN | HENNESSY | 7818394000 | john.hennessy@astrazeneca.com | MARY | SABOLEFSKI | 7818394704 | mary.sabolefski@astrazeneca.com | 3 | BOILER #5 BURNHAM LN3P-400-50-G-BNHM NATURAL GAS |  | BOILER | BURNHAM | LN3P-400-50-G-BNHM | 1999-06-01 | 2011 | 17 | 2 | BOILER #5- BURNHAM LN3P-400-50-G-BNHM | NO.2 | 58 | Distillate Oil (No. 2) | 0.0015 | 0 | 0.01 | E3GAL | 1.396 | OK | Y | 24 | 7 | 52 | 24 | 7 | 22
1191767 | CONGRESS STREET ASSOCIATES |  | 50 CONGRESS ST |  | BOSTON | MA | 021090000 | 50 CONGRESS STREET, SUITE 515 |  | BOSTON | MA | 021090000 | N | PRIVATE | NM25 | CONGRESS STREET ASSOCIATES | 7812724000 |  | DANIEL | FORSMAN | 6172489580 | dforsman@nordblom.com | PROPERTY | MANAGER | 6172489580 |  | 1 | BOILER #1-WEIL MCLAIN #2 OIL-0.3S |  | BOILER | WEIL MCLAIN | WRLO.1-0-30 | 1978-01-01 | 2008 | 4 | 1 | BOILER #1-WEIL MCLAIN #2 OIL-0.3S | NO.2 | 58 | Distillate Oil (No. 2) | 0.3 | 0.2 | 40 | E3GAL | 5584 | OK | N | 5 | 7 | 40 | 0 | 0 | 0
1191767 | CONGRESS STREET ASSOCIATES |  | 50 CONGRESS ST |  | BOSTON | MA | 021090000 | 50 CONGRESS STREET, SUITE 515 |  | BOSTON | MA | 021090000 | N | PRIVATE | NM25 | CONGRESS STREET ASSOCIATES | 7812724000 |  | DANIEL | FORSMAN | 6172489580 | dforsman@nordblom.com | PROPERTY | MANAGER | 6172489580 |  | 2 | BOILER #2-WEIL MCLAIN #2 OIL-0.3S |  | BOILER | WEIL MCLAIN | WRLO.0-1-30 | 1978-01-01 | 2008 | 4 | 1 | BOILER #2-WEIL MCLAIN #2 OIL-0.3S | NO.2 | 58 | Distillate Oil (No. 2) | 0.3 | 0.2 | 40 | E3GAL | 5584 | OK | N | 5 | 6 | 52 | 0 | 0 | 0
1191775 | DIGITAL 128 FIRST AVENUE LLC | FKA SENTINEL PROPERTIES NEEDHAM LLC | 128 FIRST AVE |  | NEEDHAM | MA | 021920000 | 128 FIRST AVE |  | NEEDHAM | MA | 024942805 | N | PRIVATE | SM79-7 | DIGITAL 128 FIRST AVENUE LLC | 8573669900 | bmorford@digitalrealtytrust.com | BRIAN | MORFORD | 7814441340 | bmorford@digitalrealtytrust.com | BRIAN | MORFORD | 7814441340 | bmorford@digitalrealtytrust.com | 17 | TWO HOT WATER BOILERS | 2 | BOILER | BURNHAM | V1113 | 2001-04-15 | 2009 | 2.39 | 1 | ULTRA LOW SULFUR DIESEL FUEL | NO.2 | 58 | Distillate Oil (No. 2) | 0.0015 | 0 | 25 | E3GAL | 3490 | OK | N | 12 | 7 | 52 | 2 | 7 | 22
1191819 | BIOGEN IDEC MA INC |  | 15 CAMBRIDGE ST |  | CAMBRIDGE | MA | 021420000 | 14 CAMBRIDGE CENTER |  | CAMBRIDGE | MA | 021420000 | N | PRIVATE | SM80-7 | BIOGEN IDEC MA INC | 6176792000 | thomas.barton@biogenidec.com | THOMAS | BARTON | 6176793716 | thomas.barton@biogenidec.com | KATHLEEN | ROY | 6179145956 | kathleen.roy@biogenidec.com | 18 | BLDG 6A - AUX BOILER#1 - NEBRASKA CUSTOM - 63MMBH |  | BOILER | NEBRASKA | CUSTOM | 2005-12-31 | 2009 | 62.78 | 1 | ULTRA LOW SULFUR DIESEL | NO.2 | 58 | Distillate Oil (No. 2) | 0.003 |  | 1.79 | E3GAL | 249.884 | OK | Y | 24 | 7 | 52 | 24 | 7 | 22
1191819 | BIOGEN IDEC MA INC |  | 15 CAMBRIDGE ST |  | CAMBRIDGE | MA | 021420000 | 14 CAMBRIDGE CENTER |  | CAMBRIDGE | MA | 021420000 | N | PRIVATE | SM80-7 | BIOGEN IDEC MA INC | 6176792000 | thomas.barton@biogenidec.com | THOMAS | BARTON | 6176793716 | thomas.barton@biogenidec.com | KATHLEEN | ROY | 6179145956 | kathleen.roy@biogenidec.com | 19 | BLDG 6A - AUX BOILER#2 - NEBRASKA CUSTOM - 63MMBH |  | BOILER | NEBRASKA | CUSTOM | 2005-12-31 | 2009 | 62.78 | 1 | ULTRA LOW SULFUR DIESEL | NO.2 | 58 | Distillate Oil (No. 2) | 0.003 |  | 2.05 | E3GAL | 286.18 | OK | Y | 24 | 7 | 52 | 24 | 7 | 22
1191820 | MBTA RIVERSIDE CARHOUSE |  | 325 GROVE ST |  | NEWTON | MA | 021650000 | 21 ARLINGTON AVENUE |  | BOSTON | MA | 021290000 | Y | STATE | NM50 | MBTA | 6172225467 | PWalworth@mbta.com | PETER | WALWORTH | 6172225467 | PWalworth@mbta.com | PETER | WALWORTH | 6172225467 | PWalworth@mbta.com | 1 | BOILER 1 - CLEAVER BROOKS NO. 2 FUEL OIL |  | BOILER | CLEAVER BROOKS | CB250HP | 1975-01-01 | 2009 | 10.461 | 1 | BOILER NO.1-CLEAVER BROOKS CB 250 NO. 2 OIL-.3PCTS | NO.2 | 58 | Distillate Oil (No. 2) | 0.0015 | 0 | 25 | E3GAL | 3490 | OK | N | 24 | 7 | 30 | 0 | 0 | 0
1191820 | MBTA RIVERSIDE CARHOUSE |  | 325 GROVE ST |  | NEWTON | MA | 021650000 | 21 ARLINGTON AVENUE |  | BOSTON | MA | 021290000 | Y | STATE | NM50 | MBTA | 6172225467 | PWalworth@mbta.com | PETER | WALWORTH | 6172225467 | PWalworth@mbta.com | PETER | WALWORTH | 6172225467 | PWalworth@mbta.com | 2 | BOILER 2 - CLEAVER BROOKS NO. 2 FUEL OIL |  | BOILER | CLEAVER BROOKKS | CB250 HP | 1975-01-01 | 2009 | 10.461 | 1 | BOILER NO.2-CLEAVER BROOKS CB 250 NO.2 OIL-.3PCTS | NO.2 | 58 | Distillate Oil (No. 2) | 0.015 | 0 | 25 | E3GAL | 3490 | OK | N | 24 | 7 | 32 | 0 | 0 | 0
1191844 | MASSACHUSETTS INSTITUTE OF TECHNOLOGY |  | 77 MASSACHUSETTS AVE |  | CAMBRIDGE | MA | 021394307 | 77 MASSACHUSETTS AVENUE |  | CAMBRIDGE | MA | 021394307 | N | PRIVATE | OP9 | MASSACHUSETTS INSTITUTE OF TECHNOLOGY | 6174522510 | zhanna@mit.edu | WILLIAM | VAN SCHALKWYK | 6172539492 | billv@mit.edu | ZHANNA | DAVIDOVITZ | 6174522510 | zhanna@mit.edu | 1 | HEAT RCVRY STEAM GENERATOR #1-AET CUSTOM 2 FUELS |  | BOILER | APPLIED THERMAL SYSTEMS | CUSTOM | 1995-02-01 | 2011 | 64.7 | 1 | HEAT RCVRY BOILER #1-AET CUSTOM #2 OIL HRSG421B | NO.2 | 58 | Distillate Oil (No. 2) | 0.05 | 0 | 0 | E3GAL | 0 | OK | N | 23 | 7 | 49 | 23 | 7 | 22
1191844 | MASSACHUSETTS INSTITUTE OF TECHNOLOGY |  | 77 MASSACHUSETTS AVE |  | CAMBRIDGE | MA | 021394307 | 77 MASSACHUSETTS AVENUE |  | CAMBRIDGE | MA | 021394307 | N | PRIVATE | OP9 | MASSACHUSETTS INSTITUTE OF TECHNOLOGY | 6174522510 | zhanna@mit.edu | WILLIAM | VAN SCHALKWYK | 6172539492 | billv@mit.edu | ZHANNA | DAVIDOVITZ | 6174522510 | zhanna@mit.edu | 21 | BOILER #9-INDECK DUAL FUEL BLR-42-7 |  | BOILER | INDECK | D TYPE | 2004-01-01 | 2011 | 99.7 | 2 | BOILER #9-INDECK #2 OIL BLR-42-7 | NO.2 | 58 | Distillate Oil (No. 2) | 0.05 | 0 | 11.82 | E3GAL | 1650.072 | OK | N | 3 | 2 | 18 | 4 | 3 | 1
1191844 | MASSACHUSETTS INSTITUTE OF TECHNOLOGY |  | 77 MASSACHUSETTS AVE |  | CAMBRIDGE | MA | 021394307 | 77 MASSACHUSETTS AVENUE |  | CAMBRIDGE | MA | 021394307 | N | PRIVATE | OP9 | MASSACHUSETTS INSTITUTE OF TECHNOLOGY | 6174522510 | zhanna@mit.edu | WILLIAM | VAN SCHALKWYK | 6172539492 | billv@mit.edu | ZHANNA | DAVIDOVITZ | 6174522510 | zhanna@mit.edu | 130 | BOILER #9 - BLR-42-9 |  | BOILER | RENTECH | MODEL O | 2011-11-04 | 2011 | 125.8 | 2 | ULSD | NO.2 | 58 | Distillate Oil (No. 2) | 0.0015 | 0 | 5.36 | E3GAL | 748.256 | OK | N | 4 | 3 | 8 | 0 | 0 | 0
1191860 | AGGREGATE INDUSTRIES NORTHEAST |  | ROVER AND COMMERCIAL ST |  | EVERETT | MA | 021490000 | 1715 BROADWAY |  | SAUGUS | MA | 019060000 | N | PRIVATE | SM25 | AGGREGATE INDUSTRIES - NORTHEAST REGION, INC. | 7819417200X2303 | Lisa.Young@aggregate-us.com | LISA | YOUNG | 7819417200 | Lisa.Young@aggregate-us.com | LISA | YOUNG | 7819417200X2303 | Lisa.Young@aggregate-us.com | 1 | INFERNOTHERM |  | BOILER | PEARSON | INFERNOTHERM | 1995-01-01 | 2010 | 0.84 | 1 | DIESEL | NO.2 | 58 | Distillate Oil (No. 2) | 0.05 |  | 1.967 | E3GAL | 274.5932 | OK | N | 10 | 5 | 52 | 10 | 5 | 22
1191870 | SHEA CONCRETE PRODUCTS INCORPORATED |  | 773 SALEM ST |  | WILMINGTON | MA | 018870000 | PO BOX 520 |  | WILMINGTON | MA | 018870000 | N | PRIVATE | SM25 | SHEA CONCRETE PRODUCTS INC | 7816582645 | bobf@sheaconcrete.com | ROBERT | FLORES | 9786582645 | bobf@sheaconcrete.com | ROBERT | FLORES | 9786582645 | bobf@sheaconcrete.com | 1 | FURNACE #001A #2 OIL |  | BOILER | NATCO | 0001A | 1990-01-01 | 2011 | 2 | 1 | FURNACE #001A #2 OIL 0.3S | NO.2 | 58 | Distillate Oil (No. 2) | 0.3 | 0 | 3.5 | E3GAL | 488.6 | OK | N | 8 | 5 | 40 | 8 | 5 | 22
1191892 | BABSON COLLEGE |  | 231 FOREST ST |  | BABSON PARK | MA | 024570000 | 231 FOREST ST | ATTN: SHELLEY KAPLAN | BABSON PARK | MA | 024570000 | N | PRIVATE | SM25 | BABSON COLLEGE | 7812394444 | skaplan1@babson.edu | SHELLEY | KAPLAN | 7812395840 | skaplan1@babson.edu | MARY | MCGEOGHEGAN | 7818310563 | mmcgeoghegan@innovativesafety.net | 11 | BOILER (1) AUX ADMIN - #2 OIL |  | BOILER | WEIL MCCLAIN | 80 | 2004-01-01 | 2011 | 0.4 | 1 | BOILER (1)- ADMIN AUX BLDGS #2 OIL 0.3 S | NO.2 | 58 | Distillate Oil (No. 2) | 0.3 | 0 | 2.4 | E3GAL | 335.04 | OK | N | 24 | 7 | 52 | 5 | 7 | 22
1191892 | BABSON COLLEGE |  | 231 FOREST ST |  | BABSON PARK | MA | 024570000 | 231 FOREST ST | ATTN: SHELLEY KAPLAN | BABSON PARK | MA | 024570000 | N | PRIVATE | SM25 | BABSON COLLEGE | 7812394444 | skaplan1@babson.edu | SHELLEY | KAPLAN | 7812395840 | skaplan1@babson.edu | MARY | MCGEOGHEGAN | 7818310563 | mmcgeoghegan@innovativesafety.net | 12 | BOILER (1) - SKATING RINK - #2 OIL 0.3 S |  | BOILER | BURNHAM | FF516 | 1998-10-01 | 2011 | 10 | 1 | BOILER (1) - SKATING RINK #2 OIL 0.3 S | NO.2 | 58 | Distillate Oil (No. 2) | 0.3 | 0 | 29.31 | E3GAL | 4091.676 | OK | N | 24 | 7 | 52 | 5 | 7 | 22
1191892 | BABSON COLLEGE |  | 231 FOREST ST |  | BABSON PARK | MA | 024570000 | 231 FOREST ST | ATTN: SHELLEY KAPLAN | BABSON PARK | MA | 024570000 | N | PRIVATE | SM25 | BABSON COLLEGE | 7812394444 | skaplan1@babson.edu | SHELLEY | KAPLAN | 7812395840 | skaplan1@babson.edu | MARY | MCGEOGHEGAN | 7818310563 | mmcgeoghegan@innovativesafety.net | 13 | BLR AIR HTR (2) - FACULITY RES - #2 OIL 0.3 S | 2 | BOILER | BURNHAM | V-30 | 2000-01-01 | 2011 | 1 | 1 | BLR AIR HTR (2) - FACULITY RES #2 OIL 0.3 S | NO.2 | 58 | Distillate Oil (No. 2) | 0.3 | 0 | 1.4 | E3GAL | 195.44 | OK | N | 24 | 7 | 52 | 5 | 7 | 22
1191892 | BABSON COLLEGE |  | 231 FOREST ST |  | BABSON PARK | MA | 024570000 | 231 FOREST ST | ATTN: SHELLEY KAPLAN | BABSON PARK | MA | 024570000 | N | PRIVATE | SM25 | BABSON COLLEGE | 7812394444 | skaplan1@babson.edu | SHELLEY | KAPLAN | 7812395840 | skaplan1@babson.edu | MARY | MCGEOGHEGAN | 7818310563 | mmcgeoghegan@innovativesafety.net | 14 | BOILERS (11) - WOODLAND HILL RES - #2 OIL | 11 | BOILER | HYDRO THERM | MO-1540 | 1988-01-01 | 2011 | 7.021 | 1 | BOILERS (10) - WOODLAND HILL RESID #2 OIL 0.3 S | NO.2 | 58 | Distillate Oil (No. 2) | 0.3 | 0 | 37.1 | E3GAL | 5179.16 | OK | N | 24 | 7 | 52 | 5 | 7 | 22
1191892 | BABSON COLLEGE |  | 231 FOREST ST |  | BABSON PARK | MA | 024570000 | 231 FOREST ST | ATTN: SHELLEY KAPLAN | BABSON PARK | MA | 024570000 | N | PRIVATE | SM25 | BABSON COLLEGE | 7812394444 | skaplan1@babson.edu | SHELLEY | KAPLAN | 7812395840 | skaplan1@babson.edu | MARY | MCGEOGHEGAN | 7818310563 | mmcgeoghegan@innovativesafety.net | 15 | BOILERS (2)- BOSTON SPORTS CLUB- #2 OIL 0.3 S | 2 | BOILER | WEIL MCCLAIN | 1288 | 1997-01-01 | 2011 | 10 | 1 | BOILERS (2) - BOSTON SPORTS CLUB #2 OIL 0.3S | NO.2 | 58 | Distillate Oil (No. 2) | 0.3 | 0 | 80 | E3GAL | 11168 | OK | N | 24 | 7 | 52 | 24 | 7 | 22
1191899 | MWRA DEER ISLAND |  | DEER IS | 190 TAFTS AVENUE | WINTHROP | MA | 021520000 | 100 FIRST AVENUE |  | BOSTON | MA | 021290000 | N | STATE | OP7.5 | ATER RESOURCES AUTHORITY, MASSACHUSETTS W | 6177882552 | leon.lataille@mwra.state.ma.us | MICHAEL | HORNBROOK | 6177884359 | michael.hornbrook@mwra.state.ma.us | LEON | LATAILLE | 6177882552 | leon.lataille@mwra.state.ma.us | 7 | BOILER #FJ:H2S- WEIL MCLAIN M80S1- #2 OIL- GARAGE |  | BOILER | WEIL-MCLAIN | MODEL 80 SERIES 1 | 2003-11-11 | 2011 | 1.344 | 1 | BOILER #FJ:H2S- WEIL MCLAIN M80S1- #2 OIL | NO.2 | 58 | Distillate Oil (No. 2) | 0.3 | 0 | 0 | E3GAL | 0 | OK | N | 0 | 0 | 0 | 0 | 0 | 0
1191899 | MWRA DEER ISLAND |  | DEER IS | 190 TAFTS AVENUE | WINTHROP | MA | 021520000 | 100 FIRST AVENUE |  | BOSTON | MA | 021290000 | N | STATE | OP7.5 | ATER RESOURCES AUTHORITY, MASSACHUSETTS W | 6177882552 | leon.lataille@mwra.state.ma.us | MICHAEL | HORNBROOK | 6177884359 | michael.hornbrook@mwra.state.ma.us | LEON | LATAILLE | 6177882552 | leon.lataille@mwra.state.ma.us | 12 | BOILER #101-ZURN 101782 DUAL FUEL |  | BOILER | ZURN | 101782 | 1995-01-01 | 2011 | 215.04 | 1 | BOILER #101-ZURN 101782 #2 OIL | NO.2 | 58 | Distillate Oil (No. 2) | 0.0007 | 0 | 66.837 | E3GAL | 9330.4452 | OK | N | 24 | 7 | 26 | 24 | 7 | 3
1191899 | MWRA DEER ISLAND |  | DEER IS | 190 TAFTS AVENUE | WINTHROP | MA | 021520000 | 100 FIRST AVENUE |  | BOSTON | MA | 021290000 | N | STATE | OP7.5 | ATER RESOURCES AUTHORITY, MASSACHUSETTS W | 6177882552 | leon.lataille@mwra.state.ma.us | MICHAEL | HORNBROOK | 6177884359 | michael.hornbrook@mwra.state.ma.us | LEON | LATAILLE | 6177882552 | leon.lataille@mwra.state.ma.us | 13 | BOILER #201-ZURN 101783 DUAL FUEL - EMIS ON P12 S1 |  | BOILER | ZURN | 101783 | 1995-01-01 | 2011 | 215.04 | 1 | BOILER #201-ZURN 101783 DIGESTER GAS | NO.2 | 58 | Distillate Oil (No. 2) | 0 | 0 | 637.7505 | E6FT3 | n.a. | n.a. | N | 24 | 7 | 26 | 24 | 7 | 20
1191902 | MASSPORT AUTHORITY HANSCOM FIELD CIVILIA |  | GRIFFIS RD | BLDG 1714 | BEDFORD | MA | 017300000 | LOGAN OFFICE CENTER | 1 HARBORSIDE DR | EAST BOSTON | MA | 021280000 | N | STATE | SM25 | MASSPORT AUTHORITY HANBM-0043 | 6179735500 | KBeasley@massport.com | PATRICIA | HAEDERLE | 6175683525 | PHaederle@massport.com | KEITH | BEASLEY | 6175683508 | KBeasley@massport.com | 2 | SNOWMELTER BOILER |  | BOILER | TRECAN COMB. LTD. | 12-60-O | 2004-12-22 | 2009 | 24 | 1 | ULSD DIESEL | NO.2 | 58 | Distillate Oil (No. 2) | 0.0015 | 0 | 0 | E3GAL | 0 | OK | N | 0 | 0 | 0 | 0 | 0 | 0
1191902 | MASSPORT AUTHORITY HANSCOM FIELD CIVILIA |  | GRIFFIS RD | BLDG 1714 | BEDFORD | MA | 017300000 | LOGAN OFFICE CENTER | 1 HARBORSIDE DR | EAST BOSTON | MA | 021280000 | N | STATE | SM25 | MASSPORT AUTHORITY HANBM-0043 | 6179735500 | KBeasley@massport.com | PATRICIA | HAEDERLE | 6175683525 | PHaederle@massport.com | KEITH | BEASLEY | 6175683508 | KBeasley@massport.com | 5 | BUILDING MAINTENANCE GARAGE BOILER HB SMITH |  | BOILER | HB SMITH | UNKNOWN | 2009-01-01 | 2009 | 0.5 | 1 | NO 2 OIL | NO.2 | 58 | Distillate Oil (No. 2) | 0.3 |  | 4.842 | E3GAL | 675.9432 | OK | Y | 24 | 7 | 52 | 24 | 7 | 22
1191902 | MASSPORT AUTHORITY HANSCOM FIELD CIVILIA |  | GRIFFIS RD | BLDG 1714 | BEDFORD | MA | 017300000 | LOGAN OFFICE CENTER | 1 HARBORSIDE DR | EAST BOSTON | MA | 021280000 | N | STATE | SM25 | MASSPORT AUTHORITY HANBM-0043 | 6179735500 | KBeasley@massport.com | PATRICIA | HAEDERLE | 6175683525 | PHaederle@massport.com | KEITH | BEASLEY | 6175683508 | KBeasley@massport.com | 6 | FIELD MAINTENANCE GARAGE BOILER WEIL MCLAIN |  | BOILER | WEIL MCLAIN | BL 676-5W | 2009-01-01 | 2009 | 0.5 | 1 | NO 2 OIL | NO.2 | 58 | Distillate Oil (No. 2) | 0.3 |  | 3.6843 | E3GAL | 514.3283 | OK | Y | 24 | 7 | 52 | 24 | 7 | 22
1191946 | ENDICOTT COLLEGE |  | 376 HALE ST |  | BEVERLY | MA | 019150000 | 376 HALE ST | ATTN: DENNIS J MONACO | BEVERLY | MA | 019150000 | N | PRIVATE | NM50 | ENDICOTT COLLEGE | 9782322357 | DMONACO@ENDICOTT.EDU | DENNIS | MONACO | 9782322351 | DMONACO@ENDICOTT.EDU | DENNIS | MONACO | 9783232351 | DMONACO@ENDICOTT.EDU | 6 | BOILERS - MISC #2 OIL FIRED | 11 | BOILER | VIESSMAN | VRI-50 | 1980-01-01 | 2009 | 6.345 | 1 | #2 FUEL OIL | NO.2 | 58 | Distillate Oil (No. 2) | 0.05 | 0 | 44.08 | E3GAL | 6153.568 | OK | N | 24 | 7 | 38 | 4 | 7 | 8
1191955 | FIDELITY INVESTMENTS |  | 245 SUMMER ST |  | BOSTON | MA | 021080000 | 245 SUMMER STREET |  | BOSTON | MA | 021090000 | N | PRIVATE | SM79-7 | FIDELITY INVESTMENTS | 6173928861 | joseph.b.maselli@fmr.com | JOSEPH | MASELLI | 6175639937 | joseph.b.maselli@fmr.com | JOSEPH | MASELLI | 6175639937 | joseph.b.maselli@fmr.com | 10 | 9 MMBTU/HR DUAL FUEL BOILER #1 |  | BOILER | CLEAVER BROOKS | FLX-900 | 2005-12-01 | 2011 | 9 | 2 | DIESEL | NO.2 | 58 | Distillate Oil (No. 2) | 0.0015 |  | 0 | E3GAL | 0 | OK | Y | 24 | 7 | 52 | 24 | 7 | 22
1191955 | FIDELITY INVESTMENTS |  | 245 SUMMER ST |  | BOSTON | MA | 021080000 | 245 SUMMER STREET |  | BOSTON | MA | 021090000 | N | PRIVATE | SM79-7 | FIDELITY INVESTMENTS | 6173928861 | joseph.b.maselli@fmr.com | JOSEPH | MASELLI | 6175639937 | joseph.b.maselli@fmr.com | JOSEPH | MASELLI | 6175639937 | joseph.b.maselli@fmr.com | 11 | 9 MMBTU/HR DUAL FUEL BOILER #2 |  | BOILER | CLEAVER BROOKS | FLX-90 | 2005-12-01 | 2011 | 9 | 2 | NO. 2/DIESEL | NO.2 | 58 | Distillate Oil (No. 2) | 0.0015 |  | 0 | E3GAL | 0 | OK | Y | 24 | 7 | 52 | 24 | 7 | 22
1191966 | MASSPORT AUTHORITY CONLEY TERMINAL |  | 940 EAST FIRST ST | CASTLE ISLAND | SOUTH BOSTON | MA | 021270000 | LOGAN OFFICE CENTER |  | BOSTON | MA | 021280000 | N | STATE | SM25 | MASSPORT AUTHORITY CONBM-0004 | 6175683514 | KBeasley@massport.com | PATRICIA | HAEDERLE | 6175683525 | PHaederle@massport.com | KEITH | BEASLEY | 6175683508 | KBeasley@massport.com | 7 | OLD WHITE FUEL BUILDING BOILER WEIL MCLAIN 580 |  | BOILER | WEIL MCLAIN | 580 | 2009-01-01 | 2009 | 0.792 | 1 | NO 2 OIL | NO.2 | 58 | Distillate Oil (No. 2) | 0.3 |  | 5.4278 | E3GAL | 757.7209 | OK | Y | 24 | 7 | 52 | 24 | 7 | 22
1191972 | WBZ TV |  | 1170 SOLDIERS FIELD RD |  | BOSTON | MA | 021340000 | 1170 SOLDIERS FIELD RD |  | BOSTON | MA | 021340000 | N | PRIVATE | SM25 | CBS | 6177877000 | sloan@boston.cbs.com | PETER | SLOAN | 6177877300 | PWSLOAN@CBS.COM | PETER | SLOAN | 6177877000X7300 | PWSLOAN@CBS.COM | 1 | BOILER #1(LARGE) - SMITH SERIES 28A, 13 SECTION |  | BOILER | SMITH | SERIES 28A, 13 SECTION | 1994-11-01 | 2009 | 3.78 | 1 | #2 OIL (0.3 PCT SULFUR CONTENT) | NO.2 | 58 | Distillate Oil (No. 2) | 0.3 | 0.1 | 44.856 | E3GAL | 6261.8976 | OK | N | 24 | 7 | 26 | 0 | 0 | 0
1191972 | WBZ TV |  | 1170 SOLDIERS FIELD RD |  | BOSTON | MA | 021340000 | 1170 SOLDIERS FIELD RD |  | BOSTON | MA | 021340000 | N | PRIVATE | SM25 | CBS | 6177877000 | sloan@boston.cbs.com | PETER | SLOAN | 6177877300 | PWSLOAN@CBS.COM | PETER | SLOAN | 6177877000X7300 | PWSLOAN@CBS.COM | 2 | BOILER #2 (SMALL) - SMITH SERIES 28A, 11 SECTION |  | BOILER | SMITH | SERIES 28A, 11 SECTION | 1982-09-13 | 2009 | 3.15 | 1 | #2 OIL (0.3 PCT SULFUR CONTENT) | NO.2 | 58 | Distillate Oil (No. 2) | 0.3 | 0.1 | 16.941 | E3GAL | 2364.9636 | OK | N | 24 | 7 | 26 | 24 | 7 | 22
1191983 | MWRA INTERMEDIATE PUMP STATION |  | 1 BRIDGE ST |  | WEYMOUTH | MA | 021880000 | 100 FIRST AVENUE |  | BOSTON | MA | 021290000 | N | STATE | NM25 | MASSACHUSETTS WATER RESOURCES AUTHORITY | 6177882552 | leon.lataille@mwra.state.ma.us | MICHAEL | HORNBROOK | 6177884359 | michael.hornbrook@mwra.state.ma.us | LEON | LATAILLE | 6177882552 | leon.lataille@mwra.state.ma.us | 2 | BOILER |  | BOILER | BRYAN BOILERS | RV800-W-FDO | 2004-10-01 | 2009 | 8 | 1 | NO. 2 FUEL OIL | NO.2 | 58 | Distillate Oil (No. 2) | 0.0015 |  | 42.24 | E3GAL | 5896.704 | OK | N | 6 | 7 | 24 | 0 | 0 | 0
1192016 | DALKIA ENERGY SERVICES LLC |  | 265 FIRST ST |  | CAMBRIDGE | MA | 021420000 | SEAN CALDWELL | 15 ELKINS STREET | BOSTON | MA | 021270000 | N | PRIVATE | SM79-7 | DALKIA ENERGY SERVICES, LLC | 8574019849 | lariagno@veoliaenergyna.com | LEONARD | ARIAGNO | 8574019849 | lariagno@veoliaenergyna.com | SEAN | CALDWELL | 8574019842 | scaldwell@veoliaenergyna.com | 1 | BOILER D1 |  | BOILER | RENTECH | TYPE D | 2007-06-01 | 2010 | 155 | 2 | ULTRA LOW SULFUR DIESEL | NO.2 | 58 | Distillate Oil (No. 2) | 0.0015 |  | 0 | E3GAL | 0 | OK | N | 6 | 2 | 41 | 5 | 2 | 18
1192016 | DALKIA ENERGY SERVICES LLC |  | 265 FIRST ST |  | CAMBRIDGE | MA | 021420000 | SEAN CALDWELL | 15 ELKINS STREET | BOSTON | MA | 021270000 | N | PRIVATE | SM79-7 | DALKIA ENERGY SERVICES, LLC | 8574019849 | lariagno@veoliaenergyna.com | LEONARD | ARIAGNO | 8574019849 | lariagno@veoliaenergyna.com | SEAN | CALDWELL | 8574019842 | scaldwell@veoliaenergyna.com | 2 | BOILER D2 |  | BOILER | RENTECH | TYPE D | 2007-06-01 | 2010 | 155 | 2 | ULTRA LOW SULFUR DIESEL | NO.2 | 58 | Distillate Oil (No. 2) | 0.0015 |  | 0 | E3GAL | 0 | OK | N | 8 | 2 | 36 | 10 | 2 | 12
1192041 | FUTURE ELECTRONICS |  | 41 MAIN ST |  | BOLTON | MA | 017400000 | 37 MAIN STREET |  | BOLTON | MA | 017400000 | N | PRIVATE | NM99 | FUTURE ELECTRONICS | 9787792811 | Joe.Prudente@Futureelectronics.com | JOSEPH | PRUDENT | 9787793000 | Joe.Prudente@Futureelectronics.com | JOSEPH | PRUDENTE | 9787793000 | Joe.Prudente@Futureelectronics.com | 6 | HP SMITH #2 OIL |  | BOILER | HP SMITH | L028HE-2-16 | 2009-09-20 | 2010 | 5 | 1 | #2 FUEL OIL | NO.2 | 58 | Distillate Oil (No. 2) | 1 | 0 | 8 | E3GAL | 1116.8 | OK | N | 24 | 7 | 40 | 0 | 0 | 0
1192041 | FUTURE ELECTRONICS |  | 41 MAIN ST |  | BOLTON | MA | 017400000 | 37 MAIN STREET |  | BOLTON | MA | 017400000 | N | PRIVATE | NM99 | FUTURE ELECTRONICS | 9787792811 | Joe.Prudente@Futureelectronics.com | JOSEPH | PRUDENT | 9787793000 | Joe.Prudente@Futureelectronics.com | JOSEPH | PRUDENTE | 9787793000 | Joe.Prudente@Futureelectronics.com | 7 | HP SMITH #2 OIL |  | BOILER | HP SMITH | L028HE-S-16 | 2009-09-20 | 2010 | 5 | 1 | #2 FUEL OIL | NO.2 | 58 | Distillate Oil (No. 2) | 1 | 0 | 16 | E3GAL | 2233.6 | OK | N | 24 | 7 | 40 | 0 | 0 | 0
1192041 | FUTURE ELECTRONICS |  | 41 MAIN ST |  | BOLTON | MA | 017400000 | 37 MAIN STREET |  | BOLTON | MA | 017400000 | N | PRIVATE | NM99 | FUTURE ELECTRONICS | 9787792811 | Joe.Prudente@Futureelectronics.com | JOSEPH | PRUDENT | 9787793000 | Joe.Prudente@Futureelectronics.com | JOSEPH | PRUDENTE | 9787793000 | Joe.Prudente@Futureelectronics.com | 8 | HP SMITH #2 OIL |  | BOILER | HP SMITH | L028HE-S-16 | 2009-09-20 | 2010 | 5 | 1 | #2 FUEL OIL | NO.2 | 58 | Distillate Oil (No. 2) | 1 | 0 | 16 | E3GAL | 2233.6 | OK | N | 24 | 7 | 40 | 0 | 0 | 0
1192041 | FUTURE ELECTRONICS |  | 41 MAIN ST |  | BOLTON | MA | 017400000 | 37 MAIN STREET |  | BOLTON | MA | 017400000 | N | PRIVATE | NM99 | FUTURE ELECTRONICS | 9787792811 | Joe.Prudente@Futureelectronics.com | JOSEPH | PRUDENT | 9787793000 | Joe.Prudente@Futureelectronics.com | JOSEPH | PRUDENTE | 9787793000 | Joe.Prudente@Futureelectronics.com | 9 | HP SMITH #2 OIL |  | BOILER | HP SMITH | LO28HE-2-16 | 2009-09-20 | 2010 | 5 | 1 | #2 FUEL OIL | NO.2 | 58 | Distillate Oil (No. 2) | 1 | 0 | 16 | E3GAL | 2233.6 | OK | N | 24 | 7 | 40 | 0 | 0 | 0
1192150 | INSULATION TECH |  | 35 FIRST ST |  | BRIDGEWATER | MA | 023240578 | P.O. BOX 578 |  | BRIDGEWATER | MA | 023240578 | N | PRIVATE | SM80-7 | INSULATION TECH | 5086976926 | barone1iti@comcast.net | NANCY | BARONE | 5086976926 | barone1iti@comcast.net | NANCY | BARONE | 5086976386 | barone1iti@comcast.net | 1 | BOILER #1-CLEAVER BROOKS CB100-125 #2 OIL-0.3 S |  | BOILER | CLEAVER BROOKS | CB.400.125 | 1979-03-01 | 2009 | 5 | 1 | #2 OIL-0.3 S | NO.2 | 58 | Distillate Oil (No. 2) | 0.3 | 0 | 14.816 | E3GAL | 2068.3136 | OK | N | 8 | 5 | 22 | 8 | 5 | 22
1192177 | BRAEMOOR REHABILATATION |  | 34 NORTH PEARL ST |  | BROCKTON | MA | 023010000 | 34 NORTH PEARL ST |  | BROCKTON | MA | 023010000 | N | PRIVATE | NM25 | BRAEMOOR NURSING HOME | 5085863696 | M8ROL@AOL.COM | MICHAEL | ROLAND | 5085863696 | M8ROL@AOL.COM | MICHAEL | ROLAND | 5085863696 | M8ROL@AOL.COM | 2 | BOILER #2-H.B.SMITH #3500 #2 OIL-0.3S |  | BOILER | H B SMITH | 3500 | 1990-01-01 | 2007 | 4 | 1 | BOILER #2-H.B.SMITH #3500 #2 OIL-0.03S | NO.2 | 58 | Distillate Oil (No. 2) | 0.03 | 0 | 1 | E3GAL | 139.6 | OK | N | 10 | 7 | 10 | 10 | 1 | 1
1192180 | BROCKTON HOSPITAL |  | 680 CENTER ST |  | BROCKTON | MA | 024020000 | 680 CENTRE STREET |  | BROCKTON | MA | 023023395 | N | PRIVATE | NM50 | BROCKTON HOSPITAL, INC. D/B/A SIGNATURE HEALTHCARE BOCKTON HOSPITAL | 5089417010 | sfriot@signature-healthcare.org | STEVE | FRIOT | 5089417010 | sfriot@signature-healthcare.org | STEVE | FRIOT | 5089417010 | sfriot@signature-healthcare.org | 1 | BOILER #1-CLEAVER BROOKS CB50-HP NO.2 OIL |  | BOILER | CLEAVER BROOKS | CB-50-HP | 1975-04-01 | 2011 | 2 | 1 | NO.2 FUEL OIL | NO.2 | 58 | Distillate Oil (No. 2) | 0.3 | 0 | 25.142 | E3GAL | 3509.8232 | OK | Y | 24 | 7 | 52 | 24 | 7 | 22
1192180 | BROCKTON HOSPITAL |  | 680 CENTER ST |  | BROCKTON | MA | 024020000 | 680 CENTRE STREET |  | BROCKTON | MA | 023023395 | N | PRIVATE | NM50 | BROCKTON HOSPITAL, INC. D/B/A SIGNATURE HEALTHCARE BOCKTON HOSPITAL | 5089417010 | sfriot@signature-healthcare.org | STEVE | FRIOT | 5089417010 | sfriot@signature-healthcare.org | STEVE | FRIOT | 5089417010 | sfriot@signature-healthcare.org | 1 | BOILER #1-CLEAVER BROOKS CB50-HP NO.2 OIL |  | BOILER | CLEAVER BROOKS | CB-50-HP | 1975-04-01 | 2011 | 2 | 2 | NO.2 FUEL OIL | NO.2 | 58 | Distillate Oil (No. 2) | 0.3 | 0 | 25.142 | E3GAL | 3509.8232 | OK | Y | 24 | 7 | 52 | 24 | 7 | 22
1192180 | BROCKTON HOSPITAL |  | 680 CENTER ST |  | BROCKTON | MA | 024020000 | 680 CENTRE STREET |  | BROCKTON | MA | 023023395 | N | PRIVATE | NM50 | BROCKTON HOSPITAL, INC. D/B/A SIGNATURE HEALTHCARE BOCKTON HOSPITAL | 5089417010 | sfriot@signature-healthcare.org | STEVE | FRIOT | 5089417010 | sfriot@signature-healthcare.org | STEVE | FRIOT | 5089417010 | sfriot@signature-healthcare.org | 2 | BOILER #2-CLEAVER BROOKS CB50-HP NO.2 FUEL OIL |  | BOILER | CLEAVER BROOKS | CB-50-HP | 1975-04-01 | 2011 | 2 | 1 | NO. 2 FUEL OIL - 0.3 PCT. SULFUR | NO.2 | 58 | Distillate Oil (No. 2) | 0.3 | 0 | 25.143 | E3GAL | 3509.9628 | OK | Y | 24 | 7 | 52 | 24 | 7 | 22
1192180 | BROCKTON HOSPITAL |  | 680 CENTER ST |  | BROCKTON | MA | 024020000 | 680 CENTRE STREET |  | BROCKTON | MA | 023023395 | N | PRIVATE | NM50 | BROCKTON HOSPITAL, INC. D/B/A SIGNATURE HEALTHCARE BOCKTON HOSPITAL | 5089417010 | sfriot@signature-healthcare.org | STEVE | FRIOT | 5089417010 | sfriot@signature-healthcare.org | STEVE | FRIOT | 5089417010 | sfriot@signature-healthcare.org | 2 | BOILER #2-CLEAVER BROOKS CB50-HP NO.2 FUEL OIL |  | BOILER | CLEAVER BROOKS | CB-50-HP | 1975-04-01 | 2011 | 2 | 2 | NO.2 FUEL OIL | NO.2 | 58 | Distillate Oil (No. 2) | 0.3 | 0 | 25.143 | E3GAL | 3509.9628 | OK | Y | 24 | 7 | 52 | 24 | 7 | 22
1192180 | BROCKTON HOSPITAL |  | 680 CENTER ST |  | BROCKTON | MA | 024020000 | 680 CENTRE STREET |  | BROCKTON | MA | 023023395 | N | PRIVATE | NM50 | BROCKTON HOSPITAL, INC. D/B/A SIGNATURE HEALTHCARE BOCKTON HOSPITAL | 5089417010 | sfriot@signature-healthcare.org | STEVE | FRIOT | 5089417010 | sfriot@signature-healthcare.org | STEVE | FRIOT | 5089417010 | sfriot@signature-healthcare.org | 11 | PAINT ROOM BOILER |  | BOILER | BURNHAM | PV73SBP | 2002-01-01 | 2011 | 0.121 | 1 | NO. 2 FUEL OIL | NO.2 | 58 | Distillate Oil (No. 2) | 0.3 | 0 | 0.528 | E3GAL | 73.7088 | OK | N | 8 | 5 | 30 | 0 | 0 | 0
1192180 | BROCKTON HOSPITAL |  | 680 CENTER ST |  | BROCKTON | MA | 024020000 | 680 CENTRE STREET |  | BROCKTON | MA | 023023395 | N | PRIVATE | NM50 | BROCKTON HOSPITAL, INC. D/B/A SIGNATURE HEALTHCARE BOCKTON HOSPITAL | 5089417010 | sfriot@signature-healthcare.org | STEVE | FRIOT | 5089417010 | sfriot@signature-healthcare.org | STEVE | FRIOT | 5089417010 | sfriot@signature-healthcare.org | 11 | PAINT ROOM BOILER |  | BOILER | BURNHAM | PV73SBP | 2002-01-01 | 2011 | 0.121 | 2 | NO. 2 FUEL OIL | NO.2 | 58 | Distillate Oil (No. 2) | 0.3 | 0 | 0.528 | E3GAL | 73.7088 | OK | N | 8 | 5 | 30 | 0 | 0 | 0
1192184 | GOOD SAMARITAN MEDICAL CENTER |  | 235 NORTH PEARL ST |  | BROCKTON | MA | 024010000 | 235 N PEARL STREET |  | BROCKTON | MA | 023010000 | N | PRIVATE | SM79-7 | STEWARD HEALTH CARE SYSTEM LLC | 6174194757 | Scott.Kenyon@Steward.org | SEAN | BRENNAN | 5084273266 | Sean.Brennan@Steward.org | MARGO | JAY | 8008255343 | mjay@eheinc.com | 2 | BOILER #2-CLEAVER BROOKS CB1 300-200 12.247 MMBTU |  | BOILER | CLEAVER-BROOKS | CB 1 300-200 | 1995-06-08 | 2011 | 12.247 | 2 | BOILER #2-CLEAVER BROOKS CB1 200-300 #2 OIL-0.05S | NO.2 | 58 | Distillate Oil (No. 2) | 0.05 | 0 | 0 | E3GAL | 0 | OK | N | 24 | 7 | 23 | 24 | 7 | 11
1192184 | GOOD SAMARITAN MEDICAL CENTER |  | 235 NORTH PEARL ST |  | BROCKTON | MA | 024010000 | 235 N PEARL STREET |  | BROCKTON | MA | 023010000 | N | PRIVATE | SM79-7 | STEWARD HEALTH CARE SYSTEM LLC | 6174194757 | Scott.Kenyon@Steward.org | SEAN | BRENNAN | 5084273266 | Sean.Brennan@Steward.org | MARGO | JAY | 8008255343 | mjay@eheinc.com | 3 | BOILER #3-CLEAVER BROOKS CB 1 300-200 12.247 MMBTU |  | BOILER | CLEAVER-BROOKS | CB 1 300-200 | 1995-06-08 | 2011 | 12.247 | 2 | BOILER #3-CLEAVER BROOKS CB1 200-300 #2 OIL-0.05S | NO.2 | 58 | Distillate Oil (No. 2) | 0.05 | 0 | 7 | E3GAL | 977.2 | OK | N | 24 | 7 | 6 | 0 | 0 | 0
1192208 | BROCKTON MULTI SERVICE CENTER |  | 165 QUINCY ST |  | BROCKTON | MA | 024020000 | 165 QUINCY STREET |  | BROCKTON | MA | 023022988 | Y | STATE | NM25 | BROCKTON MULTI SERVICE CENTER | 5085800800 | Mark.Anderson@Massmail.state.ma.us | RICHARD | JOBIN | 5088972069 | Richard.Jobim@Massmail.state.ma.us | MARK | ANDERSON | 5088972068 | Mark.Anderson@Massmail.state.ma.us | 1 | BOILER #1-CLEAVER BROOKS CB200-60HP DUAL FUEL |  | BOILER | CLEAVER BROOKS | CB 200-60HP DUEL FUEL | 1972-01-01 | 2007 | 3 | 2 | BOILER #1-CLEAVER BROOKS CB200-60HP #2 OIL | NO.2 | 58 | Distillate Oil (No. 2) | 0.3 | 0 | 0 | E3GAL | 0 | OK | N | 24 | 7 | 15 | 0 | 0 | 0
1192208 | BROCKTON MULTI SERVICE CENTER |  | 165 QUINCY ST |  | BROCKTON | MA | 024020000 | 165 QUINCY STREET |  | BROCKTON | MA | 023022988 | Y | STATE | NM25 | BROCKTON MULTI SERVICE CENTER | 5085800800 | Mark.Anderson@Massmail.state.ma.us | RICHARD | JOBIN | 5088972069 | Richard.Jobim@Massmail.state.ma.us | MARK | ANDERSON | 5088972068 | Mark.Anderson@Massmail.state.ma.us | 2 | BOILER #2-CLEAVER BROOKS CB200-60HP 2.5 MMBTU/HR |  | BOILER | CLEAVER BROOKS | CB 200-60 HP DUAL FUEL | 1972-01-01 | 2007 | 3 | 2 | BOILER #2-CLEAVER BROOKS CB200-60HP #2 OIL | NO.2 | 58 | Distillate Oil (No. 2) | 0.3 | 0 | 0 | E3GAL | 0 | OK | N | 24 | 7 | 14 | 0 | 0 | 0
1192229 | VA HEALTHCARE SYSTEM BROCKTON |  | 940 BELMONT ST |  | BROCKTON | MA | 024010000 | 940 BELMONT STREET |  | BROCKTON | MA | 024010000 | N | FEDERAL | SM79-7 | VA BOSTON HEALTH CARE SYSTEM | 5085834500 | RICHARD.EPPLEY@VA.GOV | GLENN | BENSON | 5085834500 | Glenn.Benson@va.gov | PETER | LOPES | 5085834500X61145 | Peter.Lopes@va.gov | 1 | BOILER #1 - KEWANEE H3S-750-G02 |  | BOILER | KEWANEE | H3S-750-G02 | 1998-06-01 | 2009 | 28 | 1 | BOILER #1-KEWANEE H3S-750-G02 | NO.2 | 58 | Distillate Oil (No. 2) | 0.05 | 0.01 | 3 | E3GAL | 418.8 | OK | N | 24 | 7 | 49 | 12 | 3 | 10
1192229 | VA HEALTHCARE SYSTEM BROCKTON |  | 940 BELMONT ST |  | BROCKTON | MA | 024010000 | 940 BELMONT STREET |  | BROCKTON | MA | 024010000 | N | FEDERAL | SM79-7 | VA BOSTON HEALTH CARE SYSTEM | 5085834500 | RICHARD.EPPLEY@VA.GOV | GLENN | BENSON | 5085834500 | Glenn.Benson@va.gov | PETER | LOPES | 5085834500X61145 | Peter.Lopes@va.gov | 2 | BOILER #2-KEWANEE H3S-750-G02 |  | BOILER | KEWANEE | H3S-750-G02 | 1998-06-01 | 2009 | 28 | 1 | BOILER #2-KEWANEE H3S-750-G02 | NO.2 | 58 | Distillate Oil (No. 2) | 0.05 | 0.01 | 0.06 | E3GAL | 8.376 | OK | N | 24 | 7 | 26 | 5 | 7 | 5
1192229 | VA HEALTHCARE SYSTEM BROCKTON |  | 940 BELMONT ST |  | BROCKTON | MA | 024010000 | 940 BELMONT STREET |  | BROCKTON | MA | 024010000 | N | FEDERAL | SM79-7 | VA BOSTON HEALTH CARE SYSTEM | 5085834500 | RICHARD.EPPLEY@VA.GOV | GLENN | BENSON | 5085834500 | Glenn.Benson@va.gov | PETER | LOPES | 5085834500X61145 | Peter.Lopes@va.gov | 3 | BOILER #3-KEWANEE H3S-750-G02 |  | BOILER | KEWANEE | H3S-750-G02 | 1998-06-01 | 2009 | 22 | 1 | BOILER #3-KEWANEE H3S-750-G02 | NO.2 | 58 | Distillate Oil (No. 2) | 0.05 | 0.01 | 0.06 | E3GAL | 8.376 | OK | N | 24 | 7 | 49 | 12 | 7 | 20
1192230 | EAST COAST INDUCTION INCORPORATED |  | 506 NORTH WARREN AVE |  | BROCKTON | MA | 023010000 | PO BOX 2039 |  | BROCKTON | MA | 023052039 | N | PRIVATE | NM25 | EAST COAST INDUCTION | 5085872800 | aap@eastcoastind.com | ALAN | PRODOUZ | 5085872800 | aap@eastcoastind.com | ALAN | PRODOUZ | 5085872800X125 | aap@eastcoastind.com | 1 | BOILER #1-WEIL MCLAIN #2 OIL-0.3 PERCENT S |  | BOILER | WEIL MCLAIN | 1186 | 1983-01-01 | 2009 | 2 | 1 | BOILER #1-WEIL MCLAIN #2 OIL-0.3 PERCENTS STANDBY | NO.2 | 58 | Distillate Oil (No. 2) | 0.3 | 0 | 0.1 | E3GAL | 13.96 | OK | N | 5 | 5 | 4 | 0 | 0 | 0
1192230 | EAST COAST INDUCTION INCORPORATED |  | 506 NORTH WARREN AVE |  | BROCKTON | MA | 023010000 | PO BOX 2039 |  | BROCKTON | MA | 023052039 | N | PRIVATE | NM25 | EAST COAST INDUCTION | 5085872800 | aap@eastcoastind.com | ALAN | PRODOUZ | 5085872800 | aap@eastcoastind.com | ALAN | PRODOUZ | 5085872800X125 | aap@eastcoastind.com | 2 | BOILER #2-CLEAVER BROOKS #2 OIL-0.3 PERCENT S |  | BOILER | CLEAVER BROOKS | LR-619-15 | 1954-01-01 | 2009 | 4 | 1 | BOILER #2-CLEAVER BROOKS #2 OIL-0.3 PERCENT S STANDBY | NO.2 | 58 | Distillate Oil (No. 2) | 0.03 | 0 | 0.027 | E3GAL | 3.7692 | OK | N | 5 | 7 | 30 | 0 | 0 | 0
1192233 | BROCKTON SSI WWTP |  | 303 OAK HILL WAY |  | BROCKTON | MA | 023020000 | 303 OAK HILL WAY |  | BROCKTON | MA | 023020000 | Y | LOCAL GOVERNMENT | OP3 | BROCKTON ADVANCED WATER RECLAMATION FAC | 5085807885X112 | robert.bacher@veoliawaterna.com | ROBERT | BACHER | 5085807885 | robert.bacher@veoliawaterna.com | ROBERT | BACHER | 5085807885X112 | robert.bacher@veoliawaterna.com | 8 | BOILER #5-BURNHAM V905A #2 OIL-0.3S BLD. 01 |  | BOILER | BURNHAM | V905A | 2003-12-01 | 2011 | 1 | 1 | BOILER #5- BURNHAM V905A #2 OIL-0.3S | NO.2 | 58 | Distillate Oil (No. 2) | 0.3 | 0 | 1.2 | E3GAL | 167.52 | OK | N | 1 | 7 | 20 | 0 | 0 | 0
1192233 | BROCKTON SSI WWTP |  | 303 OAK HILL WAY |  | BROCKTON | MA | 023020000 | 303 OAK HILL WAY |  | BROCKTON | MA | 023020000 | Y | LOCAL GOVERNMENT | OP3 | BROCKTON ADVANCED WATER RECLAMATION FAC | 5085807885X112 | robert.bacher@veoliawaterna.com | ROBERT | BACHER | 5085807885 | robert.bacher@veoliawaterna.com | ROBERT | BACHER | 5085807885X112 | robert.bacher@veoliawaterna.com | 9 | HOT AIR FURNACE #1-HALLMARK HBD115 #2 OIL.3S 04-1 |  | BOILER | HALLMARK | HBD115 | 2003-09-15 | 2011 | 1 | 1 | HOT AIR FURNACE #1-HALLMARK HBD115 #2 OIL-0.3S | NO.2 | 58 | Distillate Oil (No. 2) | 0.3 | 0 | 0.55 | E3GAL | 76.78 | OK | N | 3 | 7 | 20 | 0 | 0 | 0
1192324 | STONEHILL COLLEGE |  | 320 WASHINGTON ST |  | NORTH EASTON | MA | 023570000 | 320 WASHINGTON ST |  | NORTH EASTON | MA | 023570000 | N | PRIVATE | NM99 | STONEHILL COLLEGE | 5085651361 | jkelleher@stonehill.edu | JOE | KELLEHER | 5085651361 | jkelleher@stonehill.edu | JOE | KELLEHER | 5085651361 | jkelleher@stonehill.edu | 3 | HEAT AND HOT WATER - # 2 OIL | 19 | BOILER | WEIL MCCLAREN | COMBINED | 1967-06-01 | 2010 | 11 | 1 | #2 OIL | NO.2 | 58 | Distillate Oil (No. 2) | 0.2 | 0 | 75.47 | E3GAL | 10535.612 | OK | N | 24 | 7 | 30 | 1 | 5 | 4
1192345 | SOUTH SHORE REGIONAL VOC HIGH SCHOOL |  | 476 WEBSTER ST |  | HANOVER | MA | 023390000 | 476 WEBSTER STREET |  | HANOVER | MA | 023390000 | Y | LOCAL GOVERNMENT | NM99 | SO SHORE REGIONAL VOCATIONAL HS | 7818788822 | bmoorhead@ssvotech.org | ROBERT | MOORHEAD | 7818788822 | bmoorhead@ssvotech.org | ROBERT | MOORHEAD | 7818788822X133 | bmoorhead@ssvotech.org | 1 | H.B. SMITH | 6 | BOILER | HB SMITH | MILLS640 | 1986-04-01 | 2010 | 65 | 2 | #2 OIL | NO.2 | 58 | Distillate Oil (No. 2) | 1 | 0 | 26.5 | E3GAL | 3699.4 | OK | N | 24 | 7 | 20 | 6 | 5 | 12
1192350 | HANOVER MIDDLE SCHOOL |  | 45 WHITING ST |  | HANOVER | MA | 023390000 | 848 MAIN STREET |  | HANOVER | MA | 023390000 | Y | LOCAL GOVERNMENT | NM25 | HANOVER JR HIGH SCH | 7818780786 | knash@hanoverschools.org | ROBERT | MURRAY | 7814243047 | engineer@hanover-ma.gov | ROBERT | MURRAY | 7818780786 | engineer@hanover-ma.gov | 1 | BOILER 1-CLEAVER BROOKS NO.2 OIL AND NATURAL GAS |  | BOILER | CLEAVER BROOKS | CB-1 | 1970-07-01 | 2010 | 6 | 1 | BOILER 1-CLEAVER BROOKS 300X-150 NO. 2 OIL-0.03 S | NO.2 | 58 | Distillate Oil (No. 2) | 0.03 | 0 | 0 | E3GAL | 0 | OK | N | 24 | 7 | 43 | 0 | 0 | 0
1192350 | HANOVER MIDDLE SCHOOL |  | 45 WHITING ST |  | HANOVER | MA | 023390000 | 848 MAIN STREET |  | HANOVER | MA | 023390000 | Y | LOCAL GOVERNMENT | NM25 | HANOVER JR HIGH SCH | 7818780786 | knash@hanoverschools.org | ROBERT | MURRAY | 7814243047 | engineer@hanover-ma.gov | ROBERT | MURRAY | 7818780786 | engineer@hanover-ma.gov | 2 | BOILER NO.2-CLEAVER BROOKS OIL AND NATURAL GAS |  | BOILER | CLEAVER BROOKS | CB-1 | 1970-07-01 | 2010 | 6 | 1 | BOILER NO. 2-CLEAVER BROOKS 300X-150 NO.2 OIL-0.03S | NO.2 | 58 | Distillate Oil (No. 2) | 0.03 | 0 | 0 | E3GAL | 0 | OK | N | 24 | 7 | 43 | 0 | 0 | 0
1192381 | SOUTHERN REDI MIX CORP |  | CLAY PIT RD |  | MARSHFIELD | MA | 020500000 | 100 ARMSTRONG RD | #206 | PLYMOUTH | MA | 023600000 | N | PRIVATE | NM25 | SOUTHERN REDI MIX | 5087462500X205 | gregkeelan@gmail.com | GREGORY | KEELAN | 5087462500 | gregkeelan@gmail.com | GREGORY | KEELAN | 5087462500X205 | gregkeelan@gmail.com | 1 | BOILER 1-HODGE 2 OIL-0.3 S |  | BOILER | CONSOLIDATED | K77-77HP | 1990-01-01 | 2010 | 4 | 1 | BOILER 1-HODGE 2 OIL-0.3 S | NO.2 | 58 | Distillate Oil (No. 2) | 0.3 | 0 | 0 | E3GAL | 0 | OK | N | 5 | 5 | 25 | 0 | 0 | 0
1192399 | NORWELL HIGH SCHOOL |  | 18 SOUTH ST |  | NORWELL | MA | 020610000 | 322 MAIN STREET |  | NORWELL | MA | 020610000 | Y | LOCAL GOVERNMENT | NM25 | NORWELL PUBLIC SCHOOLS | 7816598800 | jferris@norwellschool.org | JOHN | FERRIS | 7816598800 | jferris@norwellschools.org | JOHN | FERRIS | 7816598800 | jferris@norwellschools.org | 1 | BOILER #1 NATURAL GAS AND OIL |  | BOILER | CLEVER BROOKS | CRS-120 | 1990-01-01 | 2009 | 50 | 2 | #2 OIL | NO.2 | 58 | Distillate Oil (No. 2) | 0.05 | 0 | 12 | E3GAL | 1675.2 | OK | N | 24 | 7 | 40 | 6 | 5 | 8
1192399 | NORWELL HIGH SCHOOL |  | 18 SOUTH ST |  | NORWELL | MA | 020610000 | 322 MAIN STREET |  | NORWELL | MA | 020610000 | Y | LOCAL GOVERNMENT | NM25 | NORWELL PUBLIC SCHOOLS | 7816598800 | jferris@norwellschool.org | JOHN | FERRIS | 7816598800 | jferris@norwellschools.org | JOHN | FERRIS | 7816598800 | jferris@norwellschools.org | 2 | BOILER 2 GAS AND OIL |  | BOILER | CLEVER BROOKS | CRS-120 | 1990-01-01 | 2009 | 50 | 1 | # 2 OIL | NO.2 | 58 | Distillate Oil (No. 2) | 0.3 | 0.1 | 12 | E3GAL | 1675.2 | OK | N | 24 | 7 | 40 | 6 | 5 | 8
1192399 | NORWELL HIGH SCHOOL |  | 18 SOUTH ST |  | NORWELL | MA | 020610000 | 322 MAIN STREET |  | NORWELL | MA | 020610000 | Y | LOCAL GOVERNMENT | NM25 | NORWELL PUBLIC SCHOOLS | 7816598800 | jferris@norwellschool.org | JOHN | FERRIS | 7816598800 | jferris@norwellschools.org | JOHN | FERRIS | 7816598800 | jferris@norwellschools.org | 2 | BOILER 2 GAS AND OIL |  | BOILER | CLEVER BROOKS | CRS-120 | 1990-01-01 | 2009 | 50 | 2 | OIL #2 | NO.2 | 58 | Distillate Oil (No. 2) | 0.3 | 0.1 | 12 | E3GAL | 1675.2 | OK | N | 24 | 7 | 40 | 6 | 5 | 8
1192400 | NORWELL MIDDLE SCHOOL |  | 334 MAIN ST |  | NORWELL | MA | 020610000 | 322 MAIN STREET |  | NORWELL | MA | 020610000 | Y | LOCAL GOVERNMENT | NM25 | NORWELL MIDDLE SCHOOL | 7816598800 | jferris@norwellschool.org | JOHN | FERRIS | 7816598800 | jferris@norwellschool.org | NORWELL MIDDLE SCHOOL | JOHN FERRIS | 7816598800 | jferris@norwellschool.org | 1 | BOILER #1 #2 OIL-0.3 S |  | BOILER | H.B. SMITH | 28A | 1990-01-01 | 2009 | 4 | 1 | #2 OIL-0.3 S | NO.2 | 58 | Distillate Oil (No. 2) | 0.04 | 0.4 | 0 | E3GAL | 0 | OK | Y | 24 | 7 | 52 | 24 | 7 | 22
1192463 | SCITUATE HIGH SCHOOL |  | 606 CHIEF JUSTICE CUSHING HWY |  | SCITUATE | MA | 020660000 | BUSINESS OFFICE | 606 CHIEF JUSTICE CUSHING HIGHWAY | SCITUATE | MA | 020660000 | Y | LOCAL GOVERNMENT | NM25 | SCITUATE PUBLIC SCHOOLS | 7815458759X308 | rmurray@scit.org | ROBERT | MURRAY | 7815458759 | rmurray@scit.org | ROBERT | MURRAY | 7815458759X308 |  | 1 | BOILER NO. 1 |  | BOILER | CLEAVER BROOKS | CB1200250125 | 2000-11-01 | 2006 | 10 | 1 | NO. 2 OIL | NO.2 | 58 | Distillate Oil (No. 2) | 0.3 |  | 11 | E3GAL | 1535.6 | OK | N | 12 | 7 | 26 | 3 | 5 | 3
1192463 | SCITUATE HIGH SCHOOL |  | 606 CHIEF JUSTICE CUSHING HWY |  | SCITUATE | MA | 020660000 | BUSINESS OFFICE | 606 CHIEF JUSTICE CUSHING HIGHWAY | SCITUATE | MA | 020660000 | Y | LOCAL GOVERNMENT | NM25 | SCITUATE PUBLIC SCHOOLS | 7815458759X308 | rmurray@scit.org | ROBERT | MURRAY | 7815458759 | rmurray@scit.org | ROBERT | MURRAY | 7815458759X308 |  | 2 | BOILER NO. 2 |  | BOILER | CLEAVER BROOKS | CB1200250125 | 2000-11-01 | 2006 | 10 | 1 | NO. 2 OIL | NO.2 | 58 | Distillate Oil (No. 2) | 0.3 |  | 10 | E3GAL | 1396 | OK | N | 12 | 7 | 26 | 3 | 5 | 3
1192496 | GODDARD CENTER |  | 909 SUMNER ST |  | STOUGHTON | MA | 020720000 | 909 SUMNER STREET |  | STOUGHTON | MA | 020720000 | N | PRIVATE | SM50 | GODDARD CENTER FOR TRANSITIONAL CARE | 7812978239 | Robert.Gunderson@kindredhealthcare.com | ROBERT | GUNDERSON | 7812978626 | Robert.Gunderson@kindredhealthcare.com | JOHN | CASEY | 7812978200 | John.Casey@kindredhealthcare.com | 1 | BOILER #2-KEWANEE HM886 DUAL FUEL |  | BOILER | KEWANEE | HM866 | 1981-02-01 | 2009 | 9 | 2 | BOILER #2-KEWANEE HM886 DISTILLATE OIL | NO.2 | 58 | Distillate Oil (No. 2) | 1 | 0 | 0 | E3GAL | 0 | OK | N | 12 | 7 | 50 | 12 | 7 | 22
1192496 | GODDARD CENTER |  | 909 SUMNER ST |  | STOUGHTON | MA | 020720000 | 909 SUMNER STREET |  | STOUGHTON | MA | 020720000 | N | PRIVATE | SM50 | GODDARD CENTER FOR TRANSITIONAL CARE | 7812978239 | Robert.Gunderson@kindredhealthcare.com | ROBERT | GUNDERSON | 7812978626 | Robert.Gunderson@kindredhealthcare.com | JOHN | CASEY | 7812978200 | John.Casey@kindredhealthcare.com | 2 | BOILER #1-KEWANEE HM886 DUAL FUEL |  | BOILER | KEWANEE | HM866 | 1985-10-01 | 2009 | 10 | 2 | BOILER #1-KEWANEE HM886 DISTILLATE OIL | NO.2 | 58 | Distillate Oil (No. 2) | 0.3 | 0 | 0 | E3GAL | 0 | OK | N | 12 | 7 | 50 | 12 | 7 | 22
1192496 | GODDARD CENTER |  | 909 SUMNER ST |  | STOUGHTON | MA | 020720000 | 909 SUMNER STREET |  | STOUGHTON | MA | 020720000 | N | PRIVATE | SM50 | GODDARD CENTER FOR TRANSITIONAL CARE | 7812978239 | Robert.Gunderson@kindredhealthcare.com | ROBERT | GUNDERSON | 7812978626 | Robert.Gunderson@kindredhealthcare.com | JOHN | CASEY | 7812978200 | John.Casey@kindredhealthcare.com | 3 | BOILER #3-CLEAVER BROOKS CB600-250 DUAL FUEL |  | BOILER | CLEAVER BROOKS | CB600X250 | 1972-01-01 | 2009 | 10 | 2 | BOILER #3-CLEAVER BROOKS CB600-250 DISTILLATE OIL | NO.2 | 58 | Distillate Oil (No. 2) | 0.3 | 0 | 0 | E3GAL | 0 | OK | N | 12 | 7 | 50 | 12 | 7 | 22
1192521 | RUSSOS GREENHOUSE |  | 134 LINCOLN ST |  | WEST BRIDGEWATER | MA | 023790000 | 134 LINCOLN STREET |  | WEST BRIDGEWATE | MA | 023790000 | N | PRIVATE | NM25 | RUSSOS GREENHOUSE INC | 5085599388 | russogreenhse@aol.com | GEORGEA | RUSSO | 5085599388 | russogreenhse@aol.com | GEORGE | RUSSO | 5085599388 | russogreenhse@aol.com | 1 | 1 |  | BOILER | BIGELOW | B-350 | 1978-08-01 | 2009 | 1 | 1 | WASTE OIL-0.5S | NO.2 | 58 | Distillate Oil (No. 2) | 0.015 | 0.2 | 0 | E3GAL | 0 | OK | N | 0 | 0 | 0 | 0 | 0 | 0
1192527 | SHAWMUT CORPORATION |  | 208 MANLEY ST |  | WEST BRIDGEWATER | MA | 023790000 | 208 MANLEY ST |  | WEST BRIDGEWATER | MA | 023790000 | N | PRIVATE | OP3 | SHAWMUT CORPORATION | 5085883300 | jwyner@shawmutcorporation.com | JAMES | WYNER | 5085883300 | jwyner@shawmutcorporation.com | KEVIN | SOUZA | 5085883300X344 | souza@shawmutcorporation.com | 21 | BOILER #1-WANSON #200 U #2 OIL |  | BOILER | WANSON | #200 UY | 1983-01-01 | 2011 | 1 | 1 | #2 FUEL OIL | NO.2 | 58 | Distillate Oil (No. 2) | 0.3 | 0 | 0 | E3GAL | 0 | OK | N | 0 | 0 | 0 | 0 | 0 | 0
1192952 | NEW ENGLAND CONFECTIONERY CO |  | 135 AMERICAN LEGION HWY |  | REVERE | MA | 021510000 | 135 AMERICAN LEGION HWY |  | REVERE | MA | 021512405 | N | PRIVATE | SM79-7 | NEW ENGLAND CONFECTIONARY COMPANY | 7814854500 | BLEVA@NECCO.COM | SEAN | WHITE | 7814854641 | SWHITE@NECCO.COM | ERIC | RUBIN | 7814854641 | ERUBIN@NECCO.COM | 6 | BOILER SB-1 - BACKUP BOILER |  | BOILER | CLEAVER BROOKS | CB 1700 600 150 | 2003-01-03 | 2009 | 24.5 | 2 | #2 FUEL OIL @0.05 PERCENT SULFUR | NO.2 | 58 | Distillate Oil (No. 2) | 0.05 | 0 | 0 | E3GAL | 0 | OK | N | 14 | 5 | 28 | 16 | 6 | 19
1193006 | NEWTON SOUTH HIGH SCHOOL |  | 140 BRANDEIS RD |  | NEWTON | MA | 024590000 | 100 WALNUT STREET | ATTN: MICHAEL CRONIN | NEWTON | MA | 024600000 | Y | LOCAL GOVERNMENT | NM50 | NEWTON SOUTH HIGH SCHOOL | 6175599000 |  | MICHAEL | CRONIN | 6175999000 | MICHAEL_CRONIN@NEWTON.K12.MA.US | MICHAEL | CRONIN | 6175999000 | MICHAEL_CRONIN@NEWTON.K12.MA.US | 1 | BOILER #1 - BLDG C - BURNHAM - DUAL FUEL |  | BOILER | BURNHAM | V1123 | 2004-01-01 | 2006 | 5.6 | 2 | #2 FUEL OIL | NO.2 | 58 | Distillate Oil (No. 2) | 0.3 | 0 | 0 | E3GAL | 0 | OK | N | 14 | 7 | 52 | 14 | 5 | 22
1193006 | NEWTON SOUTH HIGH SCHOOL |  | 140 BRANDEIS RD |  | NEWTON | MA | 024590000 | 100 WALNUT STREET | ATTN: MICHAEL CRONIN | NEWTON | MA | 024600000 | Y | LOCAL GOVERNMENT | NM50 | NEWTON SOUTH HIGH SCHOOL | 6175599000 |  | MICHAEL | CRONIN | 6175999000 | MICHAEL_CRONIN@NEWTON.K12.MA.US | MICHAEL | CRONIN | 6175999000 | MICHAEL_CRONIN@NEWTON.K12.MA.US | 2 | BOILER #2 - BLDG C - BURNHAM - DUAL FUEL |  | BOILER | BURNHAM | V1123 | 2004-01-01 | 2006 | 5.6 | 2 | #2 DISTILLATE OIL | NO.2 | 58 | Distillate Oil (No. 2) | 0.3 | 0 | 0 | E3GAL | 0 | OK | N | 14 | 7 | 52 | 0 | 0 | 0
1193006 | NEWTON SOUTH HIGH SCHOOL |  | 140 BRANDEIS RD |  | NEWTON | MA | 024590000 | 100 WALNUT STREET | ATTN: MICHAEL CRONIN | NEWTON | MA | 024600000 | Y | LOCAL GOVERNMENT | NM50 | NEWTON SOUTH HIGH SCHOOL | 6175599000 |  | MICHAEL | CRONIN | 6175999000 | MICHAEL_CRONIN@NEWTON.K12.MA.US | MICHAEL | CRONIN | 6175999000 | MICHAEL_CRONIN@NEWTON.K12.MA.US | 3 | BOILER #3 - BLDG C - BURNHAM - DUAL FUEL |  | BOILER | BURNHAM | B-1123 | 2004-01-01 | 2006 | 5.6 | 2 | #2 DISTILLATE OIL | NO.2 | 58 | Distillate Oil (No. 2) | 0.3 | 0 | 0 | E3GAL | 0 | OK | N | 10 | 7 | 36 | 0 | 0 | 0
1193006 | NEWTON SOUTH HIGH SCHOOL |  | 140 BRANDEIS RD |  | NEWTON | MA | 024590000 | 100 WALNUT STREET | ATTN: MICHAEL CRONIN | NEWTON | MA | 024600000 | Y | LOCAL GOVERNMENT | NM50 | NEWTON SOUTH HIGH SCHOOL | 6175599000 |  | MICHAEL | CRONIN | 6175999000 | MICHAEL_CRONIN@NEWTON.K12.MA.US | MICHAEL | CRONIN | 6175999000 | MICHAEL_CRONIN@NEWTON.K12.MA.US | 4 | BOILERS 1 - 6 BLDG H - HYDRO THERM - DUAL FUEL |  | BOILER | HYDRO THERM | MTW 8 | 2003-01-01 | 2006 | 6.93 | 2 | #2 DISTILLATE FUEL | NO.2 | 58 | Distillate Oil (No. 2) | 0.3 | 0 | 0 | E3GAL | 0 | OK | N | 14 | 7 | 52 | 14 | 5 | 10
1193019 | WINCHESTER HIGH SCHOOL |  | 80 SKILLINGS RD |  | WINCHESTER | MA | 018900000 | 154 HORN POND BROOK RD |  | WINCHESTER | MA | 018900000 | Y | LOCAL GOVERNMENT | NM25 | WINCHESTER HIGH SCHOOL | 7817217020 | plawson@winchester.us | PETER | LAWSON | 7817217100 | plawson@winchester.us | PETER | LAWSON | 7817217100 | plawson@winchester.us | 3 | #2 OIL FIRED BOILERS #2 AND #4 | 2 | BOILER | HB SMITH | 4500A | 1970-01-01 | 2011 | 19.46 | 1 | #2 HEATING OIL | NO.2 | 58 | Distillate Oil (No. 2) | 0.5 | 0.1 | 0 | E3GAL | 0 | OK | N | 0 | 0 | 0 | 0 | 0 | 0
1193143 | DAY MIDDLE SCHOOL |  | 21 MINOT PL |  | NEWTON | MA | 024600000 | 100 WALNUT ST |  | NEWTON | MA | 024600000 | Y | LOCAL GOVERNMENT | NM25 | DAY MIDDLE SCHOOL | 6177961600 |  | MICHAEL | CRONIN | 6177961600 | MICHAEL_CRONIN@NEWTON.K12.MA.US | MICHAEL | CRONIN | 6177961600 | MICHAEL_CRONIN@NEWTON.K12.MA.US | 1 | BOILER #1 - CLEAVER BROOKS - DUAL FUEL |  | BOILER | CLEAVER BROOKS | C3300X150 | 1970-01-01 | 2006 | 5.88 | 2 | #2 FUEL OIL | NO.2 | 58 | Distillate Oil (No. 2) | 0.3 |  | 0 | E3GAL | 0 | OK | N | 11 | 5 | 44 | 10 | 5 | 11
1193143 | DAY MIDDLE SCHOOL |  | 21 MINOT PL |  | NEWTON | MA | 024600000 | 100 WALNUT ST |  | NEWTON | MA | 024600000 | Y | LOCAL GOVERNMENT | NM25 | DAY MIDDLE SCHOOL | 6177961600 |  | MICHAEL | CRONIN | 6177961600 | MICHAEL_CRONIN@NEWTON.K12.MA.US | MICHAEL | CRONIN | 6177961600 | MICHAEL_CRONIN@NEWTON.K12.MA.US | 2 | BOILER #2 - CLEAVER BROOKS - DUAL FUEL |  | BOILER | CLEAVER BROOKS | C3300X150 | 1970-01-01 | 2006 | 5.88 | 2 | #2 FUEL OIL | NO.2 | 58 | Distillate Oil (No. 2) | 0.3 |  | 0 | E3GAL | 0 | OK | N | 11 | 5 | 40 | 11 | 5 | 11
1193144 | NEWTON EDUCATION CENTER |  | 100 WALNUT ST |  | NEWTON | MA | 024600000 | 100 WALNUT ST |  | NEWTON | MA | 024600000 | Y | LOCAL GOVERNMENT | NM25 | NEWTON EDUCATION CENTER | 6175599000 | MICHAEL_CRONIN@NEWTON.K12.MA.US | MICHAEL | CRONIN | 6175596900 | MICHAEL_CRONIN@NEWTON.K12.MA.US | MICHAEL | CRONIN | 6175599000 | MICHAEL_CRONIN@NEWTON.K12.MA.US | 1 | BOILER #1 - H.B. SMITH - #2 OIL |  | BOILER | H. B. SMITH | 640 | 1970-01-01 | 2006 | 7.4 | 1 | #2 FUEL OIL | NO.2 | 58 | Distillate Oil (No. 2) | 0.3 |  | 20 | E3GAL | 2792 | OK | N | 12 | 5 | 52 | 0 | 0 | 0
1193144 | NEWTON EDUCATION CENTER |  | 100 WALNUT ST |  | NEWTON | MA | 024600000 | 100 WALNUT ST |  | NEWTON | MA | 024600000 | Y | LOCAL GOVERNMENT | NM25 | NEWTON EDUCATION CENTER | 6175599000 | MICHAEL_CRONIN@NEWTON.K12.MA.US | MICHAEL | CRONIN | 6175596900 | MICHAEL_CRONIN@NEWTON.K12.MA.US | MICHAEL | CRONIN | 6175599000 | MICHAEL_CRONIN@NEWTON.K12.MA.US | 2 | BOILER #2 - H.B. SMITH - #2 OIL |  | BOILER | H. B. SMITH | 640 | 1970-01-01 | 2006 | 7.4 | 1 | #2 FUEL OIL | NO.2 | 58 | Distillate Oil (No. 2) | 0.3 |  | 18 | E3GAL | 2512.8 | OK | N | 12 | 5 | 52 | 0 | 0 | 0
1193145 | BROWN SCHOOL |  | 125 MEADOWBROOK RD |  | NEWTON | MA | 024590000 | 100 WALNUT ST |  | NEWTON | MA | 024600000 | Y | LOCAL GOVERNMENT | NM25 | BROWN MIDDLE SCHOOL | 6175596900 | MICHAEL_CRONIN@NEWTON.K12.MA.US | MICHAEL | CRONIN | 6185599600 | MICHAEL_CRONIN@NEWTON.K12.MA.US | MICHAEL | CRONIN | 6185596900 | MICHAEL_CRONIN@NEWTON.K12.MA.US | 1 | BOILER #1 - H.B. SMITH - #2 OIL |  | BOILER | H.B. SMITH | 450 | 1955-01-01 | 2006 | 9.822 | 1 | #@ FUEL OIL | NO.2 | 58 | Distillate Oil (No. 2) | 0.3 |  | 41.55 | E3GAL | 5800.38 | OK | N | 11 | 5 | 39 | 0 | 0 | 0
1193145 | BROWN SCHOOL |  | 125 MEADOWBROOK RD |  | NEWTON | MA | 024590000 | 100 WALNUT ST |  | NEWTON | MA | 024600000 | Y | LOCAL GOVERNMENT | NM25 | BROWN MIDDLE SCHOOL | 6175596900 | MICHAEL_CRONIN@NEWTON.K12.MA.US | MICHAEL | CRONIN | 6185599600 | MICHAEL_CRONIN@NEWTON.K12.MA.US | MICHAEL | CRONIN | 6185596900 | MICHAEL_CRONIN@NEWTON.K12.MA.US | 2 | BOILER #2 - H.B. SMITH - #2 OIL |  | BOILER | H. B. SMITH | 450 | 1955-01-01 | 2006 | 9.82 | 1 | #2 FUEL OIL 0.3%S | NO.2 | 58 | Distillate Oil (No. 2) | 0.3 |  | 40.295 | E3GAL | 5625.182 | OK | N | 11 | 5 | 39 | 0 | 0 | 0
1193146 | BOWEN SCHOOL |  | 280 CYPRESS ST |  | NEWTON | MA | 024590000 | 100 WALNUT ST |  | NEWTON | MA | 024590000 | Y | LOCAL GOVERNMENT | NM25 | BOWEN ELEMENTARY SCHOOL | 6175599330 | michael_cronin@newton.k12.ma.us | MICHAEL | CRONIN | 6175599600 | MICHAEL_CRONIN@NEWTON.K12.MA.US | MICHAEL | CRONIN | 6175599600 | MICHAEL_CRONIN@NEWTON.K12.MA.US | 2 | BOILER #2 - H.B. SMITH - #2 OIL |  | BOILER | H. B. SMITH | 4500 | 2004-01-01 | 2010 | 5.4 | 1 | #2 FUEL OIL | NO.2 | 58 | Distillate Oil (No. 2) | 0.3 |  | 20.8 | E3GAL | 2903.68 | OK | N | 11 | 5 | 39 | 0 | 0 | 0
1193147 | UNDERWOOD SCHOOL |  | 101 VERNON ST |  | NEWTON | MA | 024580000 | 100 WALNUT ST |  | NEWTON | MA | 024600000 | Y | LOCAL GOVERNMENT | NM25 | UNDERWOOD SCHOOL | 6175599660 | CAROL_CHAFETZ@NEWTON.K12.MA.US | CAROL | CHAFETZ | 6175599660 | CAROL_CHAFETZ@NEWTON.K12.MA.US | CAROL | CHAFETZ | 6175599660 | CAROL_CHAFETZ@NEWTON.K12.MA.US | 2 | BOILER #1 - BURNHAM |  | BOILER | BURNHAM | V9 | 2004-01-01 | 2010 | 2.957 | 1 | NATURAL GAS | NO.2 | 58 | Distillate Oil (No. 2) |  |  | 1.9523 | E6FT3 | n.a. | n.a. | N | 11 | 5 | 40 | 11 | 5 | 22
1193147 | UNDERWOOD SCHOOL |  | 101 VERNON ST |  | NEWTON | MA | 024580000 | 100 WALNUT ST |  | NEWTON | MA | 024600000 | Y | LOCAL GOVERNMENT | NM25 | UNDERWOOD SCHOOL | 6175599660 | CAROL_CHAFETZ@NEWTON.K12.MA.US | CAROL | CHAFETZ | 6175599660 | CAROL_CHAFETZ@NEWTON.K12.MA.US | CAROL | CHAFETZ | 6175599660 | CAROL_CHAFETZ@NEWTON.K12.MA.US | 4 | BOILER #2 H.B. SMITH, 28A SERIES |  | BOILER | HB SMITH | 28A SERIES | 2009-06-29 | 2010 | 4.517 | 2 | # 2 FUEL OIL | NO.2 | 58 | Distillate Oil (No. 2) | 0.3 |  | 0 | E3GAL | 0 | OK | N | 11 | 5 | 40 | 11 | 5 | 22
1193148 | BIGELOW MIDDLE SCHOOL |  | 42 VERNON ST |  | NEWTON | MA | 024580000 | 100 WALNUT ST |  | NEWTON | MA | 024580000 | Y | LOCAL GOVERNMENT | NM25 | BIGELOW MIDDLE SCHOOL | 6175527800 | MICHAEL_CRONIN@NEWTON.K12.MA.US | MICHAEL | CRONIN | 6175527800 | MICHAEL_CRONIN@NEWTON.K12.MA.US | MICHAEL | CRONIN | 6175527800 | MICHAEL_CRONIN@NEWTON.K12.MA.US | 1 | BOILER #1 - H. B. SMITH - #2 OIL |  | BOILER | H. B. SMITH | MODEL 60 | 1967-01-01 | 2006 | 7.2 | 1 | #2 FUEL OIL | NO.2 | 58 | Distillate Oil (No. 2) | 0.3 |  | 22.78 | E3GAL | 3180.088 | OK | N | 10 | 5 | 36 | 11 | 5 | 22
1193148 | BIGELOW MIDDLE SCHOOL |  | 42 VERNON ST |  | NEWTON | MA | 024580000 | 100 WALNUT ST |  | NEWTON | MA | 024580000 | Y | LOCAL GOVERNMENT | NM25 | BIGELOW MIDDLE SCHOOL | 6175527800 | MICHAEL_CRONIN@NEWTON.K12.MA.US | MICHAEL | CRONIN | 6175527800 | MICHAEL_CRONIN@NEWTON.K12.MA.US | MICHAEL | CRONIN | 6175527800 | MICHAEL_CRONIN@NEWTON.K12.MA.US | 2 | BOILER #2 - H. B. SMITH - #2 OIL |  | BOILER | H. B. SMITH | 60 | 1967-01-01 | 2006 | 7.2 | 1 | #2 FUEL OIL | NO.2 | 58 | Distillate Oil (No. 2) | 0.3 |  | 20.766 | E3GAL | 2898.9336 | OK | N | 10 | 5 | 40 | 7 | 5 | 22
1193505 | DIGITAL REALTY TRUST DATA CENTER 140 |  | 200 QUANNAPOWITT PKWY |  | WAKEFIELD | MA | 018801312 | 451 D ST | SUITE 912 | BOSTON | MA | 022100000 | N | PRIVATE | SM25 | DIGITAL GIP WAKEFIELD LLC | 7815417081 | cshaw@digitalrealtytrust.com | CHRISTINE | SHAW | 7815417081 | cshaw@digitalrealty.com | CHRISTINE | SHAW | 7815417081 | cshaw@digitalrealty.com | 2 | BOILER 1 |  | BOILER | THE BIGELOW COMPANY | UNKNOWN | 1957-12-31 | 2011 | 9.5 | 1 | NO. 2 HEATING FUEL OIL | NO.2 | 58 | Distillate Oil (No. 2) | 0.3 | 0 | 0 | E3GAL | 0 | OK | N | 0 | 0 | 0 | 0 | 0 | 0
1193505 | DIGITAL REALTY TRUST DATA CENTER 140 |  | 200 QUANNAPOWITT PKWY |  | WAKEFIELD | MA | 018801312 | 451 D ST | SUITE 912 | BOSTON | MA | 022100000 | N | PRIVATE | SM25 | DIGITAL GIP WAKEFIELD LLC | 7815417081 | cshaw@digitalrealtytrust.com | CHRISTINE | SHAW | 7815417081 | cshaw@digitalrealty.com | CHRISTINE | SHAW | 7815417081 | cshaw@digitalrealty.com | 4 | BOILER 3 |  | BOILER | THE BIGELOW COMPANY | UNKNOWN | 1957-12-31 | 2011 | 9.5 | 1 | NO. 2 HEATING FUEL OIL | NO.2 | 58 | Distillate Oil (No. 2) | 0.3 | 0 | 6.049 | E3GAL | 844.4404 | OK | N | 24 | 7 | 26 | 0 | 0 | 0
1193537 | TJX COMPANIES INC THE |  | 770 COCHITUATE RD |  | FRAMINGHAM | MA | 017010000 | 770 COCHITUATE RD | HOME OFFICE MAINTENENCE DEPT. XIN | FRAMINGHAM | MA | 017010000 | N | PRIVATE | NM50 | TJX CORPORATE HEADQUARTERS | 5083902470 | Frank_Manzella@tjx.com | MICHAEL | BROGAN | 5083901000 | Mike_Brogan@tjx.com | FRANK | MANZELLA | 5083902470 | Frank_Manzella@tjx.com | 33 | PUMP HOUSE OIL BOILER |  | BOILER | WEIL-MCLAIN | 788 | 1992-09-11 | 2010 | 1.974 | 1 | DIESEL | NO.2 | 58 | Distillate Oil (No. 2) | 0.152 |  | 3.0625 | E3GAL | 427.525 | OK | N | 24 | 7 | 26 | 0 | 0 | 0
1194009 | RADANT TECHNOLOGIES |  | 255 HUDSON RD |  | STOW | MA | 017751493 | 255 HUDSON RD |  | STOW | MA | 017751493 | N | PRIVATE | NM25 | RADANT TECHNOLOGIES | 9785623866 | rbaldelli@radanttechnologies.com | ROBERT | BALDELLIS | 9785623866 | rbaldelli@radanttechnologies.com | ROBERT | BALDELLI | 9785623866 | rbaldelli@radanttechnologies.com | 3 | MISC. BOILERS/HEATERS | 5 | BOILER | JOHNSON | AR-LT-70-6 | 1994-01-01 | 2009 | 2.4 | 1 | NO. 2 FUEL OIL | NO.2 | 58 | Distillate Oil (No. 2) | 0.3 |  | 20.278 | E3GAL | 2830.8088 | OK | Y | 24 | 7 | 52 | 24 | 7 | 22
1195127 | TRESCA BROTHERS SAND & GRAVEL |  | 66 MAIN ST |  | MILLIS | MA | 020540000 | 66 MAIN ST |  | MILLIS | MA | 020540000 | N | PRIVATE | SM50 | TRESCA BROTHERS SAND AND GRAVEL | 5083762957 | jtresca629@aol.com | JOHN | TRESCA | 5083762957 | jtresca629@aol.com | FRANCIS | ROSSI | 5083762957 | fdr1418@aol.com | 2 | BOILER #2-CLEAVER BROOKS CB 80HP DIESEL-15PPM S |  | BOILER | CLEAVER BROOKS | CB-80HP | 1962-06-01 | 2009 | 3 | 1 | DIESEL | NO.2 | 58 | Distillate Oil (No. 2) | 0.0015 | 0 | 37.841 | E3GAL | 5282.6036 | OK | N | 12 | 6 | 30 | 12 | 6 | 4
1195704 | GLYPTAL INC |  | 305 EASTERN AVE |  | CHELSEA | MA | 021500000 | 305 EASTERN AVENUE |  | CHELSEA | MA | 021500000 | N | PRIVATE | SM79-R | GLYPTAL INC | 6178846918 | bhoag@glyptal.com | BEN | HOAG | 6178846918 | bhoag@glyptal.com | BEN | HOAG | 6178846918 | bhoag@glyptal.com | 1 | BOILER #1-YORK SHIPLEY 1-SPLC-125HPNATURAL GAS |  | BOILER | YORK-SHIPLEY | 1-SPLC-125HP NATURAL GAS | 1946-01-01 | 2011 | 5 | 2 | BOILER #1-YORK SHIPLEY 1-SPLC-125HP | NO.2 | 58 | Distillate Oil (No. 2) | 0.3 | 0.1 | 0 | E3GAL | 0 | OK | N | 24 | 7 | 20 | 0 | 0 | 0
1200001 | SEMASS PARTNERSHIP |  | 141 CRANBERRY HWY | RTE 28 | ROCHESTER | MA | 027700000 | 141 CRANBERRY HIGHWAY |  | WEST WAREHAM | MA | 025761504 | N | PRIVATE | OP35 | SEMASS PARTNERSHIP | 5082914400 | mdavis@covantaenergy.com | MARK | DAVIS | 5082914400 | MDavis@COVANTAENERGY.com | WILLIAM | CAMPBELL | 5082914400 | wcampbell@covantaenergy.com | 1 | BOILER #1-RILEY STOKER #VRC10 DUAL FUEL |  | BOILER | RILEY | VRC 10 | 1988-10-01 | 2011 | 389 | 1 | BOILER #1-RILEY STOKER #VRC10 #2 OIL | NO.2 | 58 | Distillate Oil (No. 2) | 0.26 | 0 | 154.208 | E3GAL | 21527.4368 | OK | N | 24 | 7 | 48 | 24 | 7 | 22
1200001 | SEMASS PARTNERSHIP |  | 141 CRANBERRY HWY | RTE 28 | ROCHESTER | MA | 027700000 | 141 CRANBERRY HIGHWAY |  | WEST WAREHAM | MA | 025761504 | N | PRIVATE | OP35 | SEMASS PARTNERSHIP | 5082914400 | mdavis@covantaenergy.com | MARK | DAVIS | 5082914400 | MDavis@COVANTAENERGY.com | WILLIAM | CAMPBELL | 5082914400 | wcampbell@covantaenergy.com | 2 | BOILER #2-RILEY STOKER #VRC10 DUAL FUEL |  | BOILER | RILEY | VRC 10 | 1988-01-10 | 2011 | 389 | 1 | BOILER #2-RILEY STOKER #VRC10 #2 OIL | NO.2 | 58 | Distillate Oil (No. 2) | 0.26 | 0 | 131.001 | E3GAL | 18287.7396 | OK | N | 24 | 7 | 49 | 24 | 7 | 22
1200001 | SEMASS PARTNERSHIP |  | 141 CRANBERRY HWY | RTE 28 | ROCHESTER | MA | 027700000 | 141 CRANBERRY HIGHWAY |  | WEST WAREHAM | MA | 025761504 | N | PRIVATE | OP35 | SEMASS PARTNERSHIP | 5082914400 | mdavis@covantaenergy.com | MARK | DAVIS | 5082914400 | MDavis@COVANTAENERGY.com | WILLIAM | CAMPBELL | 5082914400 | wcampbell@covantaenergy.com | 3 | BOILER #3-RILEY STOKER #VRC10 DUAL FUEL |  | BOILER | RILEY | VRC 10 | 1988-01-01 | 2011 | 389 | 1 | BOILER #3-RILEY STOKER #VRC10 #2 OIL | NO.2 | 58 | Distillate Oil (No. 2) | 0.26 | 0 | 157.791 | E3GAL | 22027.6236 | OK | N | 24 | 7 | 48 | 24 | 7 | 22
1200013 | TAURUS INVESTMENT HOLDINGS |  | 620 SPRING ST |  | DIGHTON | MA | 027150000 | P.O. BOX 186 |  | NORTH DIGHTON | MA | 027640000 | N | PRIVATE | NM25 | LANDMAN OMNIBUS XIII LIMITED PARTNERSHIP | 6177787201 | jderminasian@tiholdings.com | JAMES | DERMINASIAN | 6177787201 | jderminasian@tiholdings.com | BRIAN | CIMON | 9784791149 | brian.cimon3@verizon.net | 1 | BOILER #1-CLEAVER BROOKS 0L097069 .3S |  | BOILER | CLEAVER BROOKS | CB1200700200ST | 1998-11-20 | 2011 | 29 | 1 | BOILER 1-CLEAVER BROOKS 0L097069 2 OIL-0.3S | NO.2 | 58 | Distillate Oil (No. 2) | 0.3 | 0 | 0 | E3GAL | 0 | OK | N | 9 | 7 | 24 | 0 | 0 | 0
1200013 | TAURUS INVESTMENT HOLDINGS |  | 620 SPRING ST |  | DIGHTON | MA | 027150000 | P.O. BOX 186 |  | NORTH DIGHTON | MA | 027640000 | N | PRIVATE | NM25 | LANDMAN OMNIBUS XIII LIMITED PARTNERSHIP | 6177787201 | jderminasian@tiholdings.com | JAMES | DERMINASIAN | 6177787201 | jderminasian@tiholdings.com | BRIAN | CIMON | 9784791149 | brian.cimon3@verizon.net | 2 | BOILER #2-NORTH AMERICAN ATLAS GENERAL |  | BOILER | NORTH AMERICAN ATLAS | 4-370H | 1966-01-01 | 2011 | 29 | 1 | BOILER 2-NORTH AMERICAN ATLAS 2 OIL-0.3S | NO.2 | 58 | Distillate Oil (No. 2) | 0.3 | 0 | 4.375 | E3GAL | 610.75 | OK | N | 2 | 1 | 24 | 0 | 0 | 0
1200025 | DARTMOUTH POWER ASSOCATES |  | 1 ENERGY RD |  | DARTMOUTH | MA | 027470000 | 1 ENERGY ROAD |  | DARTMOUTH | MA | 027470000 | N | UTILITY | OP7.5 | DARTMOUTH POWER ASSOCIATES | 5089950269X2222 | PFrey@morrisenergy.com | PETER | FREY | 5089950269 | pfrey@morrisenergy.com | PETER | FREY | 5089950269 | pfrey@morrisenergy.com | 13 | FREEZE PROTECTION BOILERS | 2 | BOILER | PEERLESS | SC/SCT-08 | 2006-01-04 | 2011 | 1.26 | 1 | DISTILLATE FUEL OIL | NO.2 | 58 | Distillate Oil (No. 2) | 0.0015 | 0 | 3.274 | E3GAL | 457.0504 | OK | N | 7 | 4 | 18 | 0 | 0 | 0
1200025 | DARTMOUTH POWER ASSOCATES |  | 1 ENERGY RD |  | DARTMOUTH | MA | 027470000 | 1 ENERGY ROAD |  | DARTMOUTH | MA | 027470000 | N | UTILITY | OP7.5 | DARTMOUTH POWER ASSOCIATES | 5089950269X2222 | PFrey@morrisenergy.com | PETER | FREY | 5089950269 | pfrey@morrisenergy.com | PETER | FREY | 5089950269 | pfrey@morrisenergy.com | 16 | AUXILIARY BOILER |  | BOILER | CLEAVER BROOKS | CB200-100 | 2011-03-01 | 2011 | 4.18 | 1 | DISTILLATE OIL | NO.2 | 58 | Distillate Oil (No. 2) | 0.3 | 0 | 0.0064 | E3GAL | 0.89344 | OK | N | 1 | 1 | 26 | 1 | 1 | 4
1200048 | SPRAGUE NEW BEDFORD TERMINAL |  | 30 PINE ST |  | NEW BEDFORD | MA | 027400000 | 30 PINE ST |  | NEW BEDFORD | MA | 027400000 | N | PRIVATE | NM25 | SPRAGUE ENERGY | 6034311000 | ehernberg@spragueenergy.com | ELIZABETH | HERNBERG | 6034307298 | EHernberg@spragueenergy.com | ELIZABETH | HERNBERG | 6034307298 | EHernberg@spragueenergy.com | 1 | BOILER NO. 1-CLEAVER BROOKS CB100-350-15 NO. 2 OIL |  | BOILER | CLEAVER BROOKS | CB100-350-15 | 1992-12-10 | 2009 | 14.645 | 1 | BOILER NO. 1-CLEAVER BROOKS CB10035015 NO. 2 OIL | NO.2 | 58 | Distillate Oil (No. 2) | 0.3 | 0 | 0 | E3GAL | 0 | OK | N | 24 | 7 | 52 | 7 | 5 | 22
1200054 | GENON CANAL LLC |  | 9 FREEZER RD |  | SANDWICH | MA | 025630000 | TRAINING CENTER | 9 FREEZER RD | SANDWICH | MA | 025630000 | N | UTILITY | OP14 | GENON CANAL, LLC | 7173383511 | leo.rajter@genon.com | LEO C. | RAJTER | 7173383511 | leo.rajter@genon.com | VINCENT | DEVITA | 8457868070 | vincent.devita@genon.com | 1 | BOILER #1-BABCOCK+WILCOX #6,#2, WASTE OIL |  | BOILER | BABCOCK&WILCOX | UP-38 | 1968-07-01 | 2011 | 5083 | 2 | BOILER #1-BABCOCK+WILCOX #2 OIL-0.05S | NO.2 | 58 | Distillate Oil (No. 2) | 0.05 | 0 | 9.5708 | E3GAL | 1336.0837 | OK | N | 24 | 4 | 7 | 24 | 4 | 5
1200054 | GENON CANAL LLC |  | 9 FREEZER RD |  | SANDWICH | MA | 025630000 | TRAINING CENTER | 9 FREEZER RD | SANDWICH | MA | 025630000 | N | UTILITY | OP14 | GENON CANAL, LLC | 7173383511 | leo.rajter@genon.com | LEO C. | RAJTER | 7173383511 | leo.rajter@genon.com | VINCENT | DEVITA | 8457868070 | vincent.devita@genon.com | 2 | BOILER AUX A-BABCOCK+WILCOX DUAL FUEL |  | BOILER | BABCOCK & WILCOX | FM 101-88 | 1997-05-01 | 2011 | 89 | 1 | BOILER AUX A-BABCOCK+WILCOX #2 OIL-0.05S | NO.2 | 58 | Distillate Oil (No. 2) | 0.05 | 0 | 0 | E3GAL | 0 | OK | N | 24 | 7 | 48 | 24 | 6 | 21
1200054 | GENON CANAL LLC |  | 9 FREEZER RD |  | SANDWICH | MA | 025630000 | TRAINING CENTER | 9 FREEZER RD | SANDWICH | MA | 025630000 | N | UTILITY | OP14 | GENON CANAL, LLC | 7173383511 | leo.rajter@genon.com | LEO C. | RAJTER | 7173383511 | leo.rajter@genon.com | VINCENT | DEVITA | 8457868070 | vincent.devita@genon.com | 3 | BOILER AUX B-BABCOCK+WILCOX DUAL FUEL |  | BOILER | BABCOCK & WILCOX | FM 101-88 | 1996-03-01 | 2011 | 89 | 1 | BOILER AUX B-BABCOCK+WILCOX #2 OIL 0.05S | NO.2 | 58 | Distillate Oil (No. 2) | 0.05 | 0 | 0 | E3GAL | 0 | OK | N | 24 | 7 | 48 | 24 | 6 | 21
1200054 | GENON CANAL LLC |  | 9 FREEZER RD |  | SANDWICH | MA | 025630000 | TRAINING CENTER | 9 FREEZER RD | SANDWICH | MA | 025630000 | N | UTILITY | OP14 | GENON CANAL, LLC | 7173383511 | leo.rajter@genon.com | LEO C. | RAJTER | 7173383511 | leo.rajter@genon.com | VINCENT | DEVITA | 8457868070 | vincent.devita@genon.com | 4 | UNIT #2 BOILER #2 BABCOCK+WILCOX DUAL FUEL |  | BOILER | BABCOCK & WILCOX | RB-494 | 1976-02-01 | 2011 | 5973 | 2 | BOILER #2-BABCOCK+WILCOX IGNITION #2OIL | NO.2 | 58 | Distillate Oil (No. 2) | 0.05 |  | 0 | E3GAL | 0 | OK | N | 24 | 3 | 3 | 24 | 3 | 1
1200056 | US AIR FORCE CAPE COD |  | 1 FLATROCK HILL RD |  | BOURNE | MA | 025610428 | PO BOX 0428 |  | SAGAMORE | MA | 025610428 | N | FEDERAL | SM80-R | CAPE COD AIR FORCE STATION | 5089683227 | shawn.smith@capecod.af.mil | SHAWN A. | SMITH, LT COL, USAF | 5089683277 | shawn.smith@capecod.af.mil | STEPHANIE | SYLER | 5089683321 | stephanie.syler.ctr@capecod.af.mil | 6 | BOILER #1-BURNHAM |  | BOILER | BURNHAM | 4FW-277-45-0-WEBB | 1996-04-01 | 2011 | 2.578 | 1 | ULSDF | NO.2 | 58 | Distillate Oil (No. 2) | 0.0015 | 0 | 35.804 | E3GAL | 4998.2384 | OK | N | 10 | 6 | 32 | 10 | 6 | 5
1200056 | US AIR FORCE CAPE COD |  | 1 FLATROCK HILL RD |  | BOURNE | MA | 025610428 | PO BOX 0428 |  | SAGAMORE | MA | 025610428 | N | FEDERAL | SM80-R | CAPE COD AIR FORCE STATION | 5089683227 | shawn.smith@capecod.af.mil | SHAWN A. | SMITH, LT COL, USAF | 5089683277 | shawn.smith@capecod.af.mil | STEPHANIE | SYLER | 5089683321 | stephanie.syler.ctr@capecod.af.mil | 7 | BOILER #2-BURNHAM |  | BOILER | BURNHAM | 4FW-277-45-0-WEBB | 1996-04-01 | 2011 | 2.578 | 1 | ULSDF | NO.2 | 58 | Distillate Oil (No. 2) | 0.0015 | 0 | 60.2875 | E3GAL | 8416.135 | OK | N | 12 | 7 | 39 | 12 | 7 | 11
1200056 | US AIR FORCE CAPE COD |  | 1 FLATROCK HILL RD |  | BOURNE | MA | 025610428 | PO BOX 0428 |  | SAGAMORE | MA | 025610428 | N | FEDERAL | SM80-R | CAPE COD AIR FORCE STATION | 5089683227 | shawn.smith@capecod.af.mil | SHAWN A. | SMITH, LT COL, USAF | 5089683277 | shawn.smith@capecod.af.mil | STEPHANIE | SYLER | 5089683321 | stephanie.syler.ctr@capecod.af.mil | 9 | 3 SMALL BOILERS | 3 | BOILER | HYDROTHERM, HALLMARK, WEIL MCLAIN, | COMBINED | 1985-04-01 | 2011 | 0.4042 | 1 | ULSDF | NO.2 | 58 | Distillate Oil (No. 2) | 0 | 0 | 3.837 | E3GAL | 535.6452 | OK | N | 20 | 7 | 33 | 11 | 7 | 3
1200061 | DOMINION ENERGY-BRAYTON POINT LLC |  | 1 BRAYTON POINT RD |  | SOMERSET | MA | 027260000 | P.O. BOX 440 |  | SOMERSET | MA | 027260440 | N | UTILITY | OP271 | DOMINION ENERGY BRAYTON POINT LLC | 8042732929 | peter.m.balkus@dom.com | PETER | BALKUS | 508.646.5230 | peter.m.balkus@dom.com | SHEILA | MEDEIROS | 5086465260 | sheila.a.medeiros@dom.com | 1 | UNIT 1-BOILER |  | BOILER | COMBUSTION ENGINEERING | 19407-TYPE CC | 1963-08-01 | 2011 | 2250 | 4 | BOILER #1 NO.2 FUEL OIL | NO.2 | 58 | Distillate Oil (No. 2) | 0 | 0 | 0 | E3GAL | 0 | OK | N | 24 | 7 | 35 | 24 | 7 | 15
1200061 | DOMINION ENERGY-BRAYTON POINT LLC |  | 1 BRAYTON POINT RD |  | SOMERSET | MA | 027260000 | P.O. BOX 440 |  | SOMERSET | MA | 027260440 | N | UTILITY | OP271 | DOMINION ENERGY BRAYTON POINT LLC | 8042732929 | peter.m.balkus@dom.com | PETER | BALKUS | 508.646.5230 | peter.m.balkus@dom.com | SHEILA | MEDEIROS | 5086465260 | sheila.a.medeiros@dom.com | 2 | UNIT 2-BOILER |  | BOILER | ABB - COMBUSTION ENGENEERING | 19407-TYPE CC | 1964-07-01 | 2011 | 2250 | 4 | BOILER #2-NO.2 FUEL OIL | NO.2 | 58 | Distillate Oil (No. 2) | 0 | 0 | 0 | E3GAL | 0 | OK | N | 24 | 7 | 28 | 24 | 7 | 10
1200061 | DOMINION ENERGY-BRAYTON POINT LLC |  | 1 BRAYTON POINT RD |  | SOMERSET | MA | 027260000 | P.O. BOX 440 |  | SOMERSET | MA | 027260440 | N | UTILITY | OP271 | DOMINION ENERGY BRAYTON POINT LLC | 8042732929 | peter.m.balkus@dom.com | PETER | BALKUS | 508.646.5230 | peter.m.balkus@dom.com | SHEILA | MEDEIROS | 5086465260 | sheila.a.medeiros@dom.com | 3 | UNIT NO 3-BOILER |  | BOILER | BABCOCK & WILCOX | UP-52 | 1969-07-29 | 2011 | 5655 | 4 | BOILER #3 NO 2 FUEL OIL | NO.2 | 58 | Distillate Oil (No. 2) | 0 | 0 | 0 | E3GAL | 0 | OK | N | 24 | 7 | 25 | 24 | 7 | 9
1200061 | DOMINION ENERGY-BRAYTON POINT LLC |  | 1 BRAYTON POINT RD |  | SOMERSET | MA | 027260000 | P.O. BOX 440 |  | SOMERSET | MA | 027260440 | N | UTILITY | OP271 | DOMINION ENERGY BRAYTON POINT LLC | 8042732929 | peter.m.balkus@dom.com | PETER | BALKUS | 508.646.5230 | peter.m.balkus@dom.com | SHEILA | MEDEIROS | 5086465260 | sheila.a.medeiros@dom.com | 4 | UNIT #4 BOILER |  | BOILER | RILEY STOKER | 1SR | 1974-12-19 | 2011 | 4800 | 7 | NO. 2 OIL | NO.2 | 58 | Distillate Oil (No. 2) | 0 | 0 | 0 | E3GAL | 0 | OK | N | 24 | 7 | 3 | 24 | 7 | 1
1200067 | TAUNTON MUNICIPAL LIGHT PLANT | CLEARY FLOOD STATION | 1314 SOMERSET AVE |  | TAUNTON | MA | 027800000 | PO BOX 870 | 55 WEIR ST | TAUNTON | MA | 027800870 | Y | UTILITY | OP5.5 | TAUNTON MUNICIPAL LIGHTING PLANT | 5088245844 | richardvelez@tmlp.com | RICHARD | VELEZ | 5088243120 | richardvelez@tmlp.com | RICHARD | VELEZ | 5088243120 | richardvelez@tmlp.com | 2 | BOILER 8AUX-NORTH AMERICAN 3250P |  | BOILER | NORTH AMERICAN | 3250P | 1966-06-01 | 2011 | 10.7 | 1 | BOILER 8A-NORTH AMERICAN 3205P | NO.2 | 58 | Distillate Oil (No. 2) | 0.23 | 0 | 0 | E3GAL | 0 | OK | N | 24 | 7 | 37 | 7 | 5 | 4
1200067 | TAUNTON MUNICIPAL LIGHT PLANT | CLEARY FLOOD STATION | 1314 SOMERSET AVE |  | TAUNTON | MA | 027800000 | PO BOX 870 | 55 WEIR ST | TAUNTON | MA | 027800870 | Y | UTILITY | OP5.5 | TAUNTON MUNICIPAL LIGHTING PLANT | 5088245844 | richardvelez@tmlp.com | RICHARD | VELEZ | 5088243120 | richardvelez@tmlp.com | RICHARD | VELEZ | 5088243120 | richardvelez@tmlp.com | 5 | BOILER 8 - COMBUSTION ENGINEERING VU60 DUAL FUEL |  | BOILER | COMBUSTION ENGINEERING | VU-60 | 1966-06-01 | 2011 | 398 | 2 | BOILER 8-COMBUSTION ENGRNG #VU60 | NO.2 | 58 | Distillate Oil (No. 2) | 0.3 | 0 | 18.954 | E3GAL | 2645.9784 | OK | N | 10 | 2 | 10 | 10 | 2 | 5
1200075 | ISP FREETOWN FINE CHEMICALS |  | 238 SOUTH MAIN ST |  | FREETOWN | MA | 027170000 | 238 S MAIN STREET |  | ASSONET | MA | 027020000 | N | PRIVATE | SM80-7 | ISP FREETOWN FINE CHEMICALS INC | 5082357132 | wgonzalez@ispcorp.com | WANDA | GONZALEZ | 5082357101 | wgonzalez@ispcorp.com | ERIC | MORIN | 5082357131 | emorin@ispcorp.com | 1 | BOILER #1-KEYSTONE-ZURN M4-32 #6+#2 OIL |  | BOILER | KEYSTONE-ZURN | M4-32 | 1978-10-01 | 2010 | 28.805 | 2 | BOILER #1-KEYSTONE ZURN M4-32 #2 OIL-0.3 PE | NO.2 | 58 | Distillate Oil (No. 2) | 0.3 | 0 | 0.3 | E3GAL | 41.88 | OK | N | 24 | 7 | 52 | 12 | 7 | 21
1200075 | ISP FREETOWN FINE CHEMICALS |  | 238 SOUTH MAIN ST |  | FREETOWN | MA | 027170000 | 238 S MAIN STREET |  | ASSONET | MA | 027020000 | N | PRIVATE | SM80-7 | ISP FREETOWN FINE CHEMICALS INC | 5082357132 | wgonzalez@ispcorp.com | WANDA | GONZALEZ | 5082357101 | wgonzalez@ispcorp.com | ERIC | MORIN | 5082357131 | emorin@ispcorp.com | 2 | BOILER #2-STONE JOHNSTON PFTA-350 #6+#2 OIL |  | BOILER | STONE-JOHNSON | N/A | 1986-08-01 | 2010 | 13.729 | 2 | BOILER #2-JOHNSTON PFTA-350-4H200 #2 OIL-0.3 PE | NO.2 | 58 | Distillate Oil (No. 2) | 0.3 | 0 | 24.413 | E3GAL | 3408.0548 | OK | N | 24 | 7 | 52 | 24 | 7 | 22
1200075 | ISP FREETOWN FINE CHEMICALS |  | 238 SOUTH MAIN ST |  | FREETOWN | MA | 027170000 | 238 S MAIN STREET |  | ASSONET | MA | 027020000 | N | PRIVATE | SM80-7 | ISP FREETOWN FINE CHEMICALS INC | 5082357132 | wgonzalez@ispcorp.com | WANDA | GONZALEZ | 5082357101 | wgonzalez@ispcorp.com | ERIC | MORIN | 5082357131 | emorin@ispcorp.com | 20 | HOT OIL HEATER-GTS ENERGY #DHH1340 #2 OIL |  | BOILER | GTS ENERGY | DH-H-13/40 | 2000-10-01 | 2010 | 6 | 1 | HOT OIL HEATER-GTS ENERGY #DHH1340 #2 OIL@0.05PER | NO.2 | 58 | Distillate Oil (No. 2) | 0.05 | 0 | 22.238 | E3GAL | 3104.4248 | OK | N | 24 | 7 | 52 | 24 | 7 | 22
1200085 | ALVITI REALTY INCORPORATED |  | 67 MECHANIC ST |  | ATTLEBORO | MA | 027030000 | 67 MECHANIC ST |  | ATTLEBORO | MA | 027030000 | N | PRIVATE | NM50 | ALVITI REALTY INC | 5082224030 | laurie@alviti.com | LAURIE | ALMEIDA | 5082224030 | laurie@alviti.com | RALPH | ALVITI | 5082224030 | laurie@alviti.com | 1 | BOILER #1-CLEAVER BROOKS |  | BOILER | CLEAVER BROOKS | CB 150-30# H.W. | 2002-03-01 | 2010 | 6.277 | 1 | BOILER #1-CLEAVER BROOKS | NO.2 | 58 | Distillate Oil (No. 2) | 0.3 | 0 | 12 | E3GAL | 1675.2 | OK | N | 6 | 6 | 24 | 0 | 0 | 0
1200085 | ALVITI REALTY INCORPORATED |  | 67 MECHANIC ST |  | ATTLEBORO | MA | 027030000 | 67 MECHANIC ST |  | ATTLEBORO | MA | 027030000 | N | PRIVATE | NM50 | ALVITI REALTY INC | 5082224030 | laurie@alviti.com | LAURIE | ALMEIDA | 5082224030 | laurie@alviti.com | RALPH | ALVITI | 5082224030 | laurie@alviti.com | 2 | BOILER #2- AMES |  | BOILER | AMES | 60673 | 1961-01-01 | 2010 | 16 | 1 | BOILER #2-AMES | NO.2 | 58 | Distillate Oil (No. 2) | 0.3 | 0 | 0 | E3GAL | 0 | OK | N | 0 | 0 | 0 | 0 | 0 | 0
1200086 | STURDY MEMORIAL HOSP |  | 211 PARK ST |  | ATTLEBORO | MA | 027030963 | 211 PARK ST |  | ATTLEBORO | MA | 027030963 | N | PRIVATE | SM25 | STURDY MEMORIAL HOSPITAL | 5082225200 | dboyer@sturdymemorial.org | DANN | BOYER | 5082225200 | dboyer@sturdymemorial.org | DANN | BOYER | 5082225200 | dboyer@sturdymemorial.org | 16 | BOILER #1 - SUPERIOR |  | BOILER | SUPERIOR BOILER WORKS, INC. | MS7-X-2000-S150-WBCF-GA2 | 2004-11-03 | 2011 | 16.75 | 2 | DISTILLATE OIL | NO.2 | 58 | Distillate Oil (No. 2) | 0.05 |  | 0 | E3GAL | 0 | OK | Y | 24 | 7 | 52 | 24 | 7 | 22
1200086 | STURDY MEMORIAL HOSP |  | 211 PARK ST |  | ATTLEBORO | MA | 027030963 | 211 PARK ST |  | ATTLEBORO | MA | 027030963 | N | PRIVATE | SM25 | STURDY MEMORIAL HOSPITAL | 5082225200 | dboyer@sturdymemorial.org | DANN | BOYER | 5082225200 | dboyer@sturdymemorial.org | DANN | BOYER | 5082225200 | dboyer@sturdymemorial.org | 17 | BOILER #2 SUPERIOR |  | BOILER | SUPERIOR BOILER WORKS, INC. | MS7-X-2000-S150-WBCF-GA2 | 2004-11-03 | 2011 | 16.75 | 2 | DISTILLATE OIL | NO.2 | 58 | Distillate Oil (No. 2) | 0.05 |  | 0.008 | E3GAL | 1.1168 | OK | Y | 24 | 7 | 52 | 24 | 7 | 22
1200091 | UMASS DARTMOUTH |  | 285 OLD WESTPORT RD |  | DARTMOUTH | MA | 027140000 | 285 OLD WESTPORT RD |  | DARTMOUTH | MA | 027470000 | Y | STATE | OP6 | UMASS DARTMOUTH | 5089998053 | sfilardi@umassd.edu | SALVATORE G. | FILARDI | 5089998053 | sfilardi@umassd.edu | SALVATORE | FILARDI | 5089998053 | sfilardi@umassd.edu | 1 | BOILER #1-CLEAVER BROOKS CR428-200 DUAL FUEL |  | BOILER | CLEAVER BROOKS | CR428-200 | 1965-11-29 | 2011 | 8.366 | 3 | #2 OIL | NO.2 | 58 | Distillate Oil (No. 2) | 0.0015 | 0 | 1.067 | E3GAL | 148.9532 | OK | N | 24 | 7 | 52 | 24 | 7 | 22
1200091 | UMASS DARTMOUTH |  | 285 OLD WESTPORT RD |  | DARTMOUTH | MA | 027140000 | 285 OLD WESTPORT RD |  | DARTMOUTH | MA | 027470000 | Y | STATE | OP6 | UMASS DARTMOUTH | 5089998053 | sfilardi@umassd.edu | SALVATORE G. | FILARDI | 5089998053 | sfilardi@umassd.edu | SALVATORE | FILARDI | 5089998053 | sfilardi@umassd.edu | 2 | BOILER #2-BIGELOW #KS21 DUAL FUEL |  | BOILER | BIGELOW | KS-21 | 1965-11-29 | 2011 | 36.25 | 3 | #2 OIL | NO.2 | 58 | Distillate Oil (No. 2) | 0.0015 | 0 | 1.1 | E3GAL | 153.56 | OK | N | 24 | 7 | 52 | 24 | 7 | 22
1200091 | UMASS DARTMOUTH |  | 285 OLD WESTPORT RD |  | DARTMOUTH | MA | 027140000 | 285 OLD WESTPORT RD |  | DARTMOUTH | MA | 027470000 | Y | STATE | OP6 | UMASS DARTMOUTH | 5089998053 | sfilardi@umassd.edu | SALVATORE G. | FILARDI | 5089998053 | sfilardi@umassd.edu | SALVATORE | FILARDI | 5089998053 | sfilardi@umassd.edu | 3 | BOILER #3-BIGELOW #KS-Z1 DUAL FUEL |  | BOILER | BIGELOW | KS-21 | 1965-11-01 | 2011 | 36.25 | 3 | #2 OIL | NO.2 | 58 | Distillate Oil (No. 2) | 0.0015 | 0 | 0.9 | E3GAL | 125.64 | OK | N | 24 | 7 | 48 | 24 | 7 | 18
1200124 | FALMOUTH HOSPITAL |  | 10 HEUN DR |  | FALMOUTH | MA | 025402599 | 100 TER HEUN DR |  | FALMOUTH | MA | 025402599 | Y | PRIVATE | NM25 | FALMOUTH HOSPITAL | 5085485300 | swing@capecodhealth.org | EDWARD | BROWNE | 5088625125 | ebrowne@capecodhealth.org | FALMOUT HOSPITAL | MEYERHOFF | 5085485300X3715 | gmeyerhoff@capecodhealth.org | 1 | BOILER #1-CLEAVER BROOKS DUAL FUEL |  | BOILER | CLEAVER BROOKS | CB 200 | 1979-05-01 | 2010 | 8.37 | 1 | BOILER #1 CLEAVER BROOKS | NO.2 | 58 | Distillate Oil (No. 2) | 0.3 | 0 | 0 | E3GAL | 0 | OK | N | 24 | 7 | 20 | 24 | 7 | 22
1200124 | FALMOUTH HOSPITAL |  | 10 HEUN DR |  | FALMOUTH | MA | 025402599 | 100 TER HEUN DR |  | FALMOUTH | MA | 025402599 | Y | PRIVATE | NM25 | FALMOUTH HOSPITAL | 5085485300 | swing@capecodhealth.org | EDWARD | BROWNE | 5088625125 | ebrowne@capecodhealth.org | FALMOUT HOSPITAL | MEYERHOFF | 5085485300X3715 | gmeyerhoff@capecodhealth.org | 2 | BOILER #2-YORK SHIPLEY #SPLC125N3 DUAL FUEL |  | BOILER | YORK SHIPLEY | SPL-C-125 N3 | 1962-09-01 | 2010 | 5.25 | 1 | YORK SHIPLEY NUMBER 2 OIL | NO.2 | 58 | Distillate Oil (No. 2) | 0.3 | 0 | 0 | E3GAL | 0 | OK | N | 24 | 7 | 10 | 24 | 7 | 21
1200124 | FALMOUTH HOSPITAL |  | 10 HEUN DR |  | FALMOUTH | MA | 025402599 | 100 TER HEUN DR |  | FALMOUTH | MA | 025402599 | Y | PRIVATE | NM25 | FALMOUTH HOSPITAL | 5085485300 | swing@capecodhealth.org | EDWARD | BROWNE | 5088625125 | ebrowne@capecodhealth.org | FALMOUT HOSPITAL | MEYERHOFF | 5085485300X3715 | gmeyerhoff@capecodhealth.org | 3 | BOILER #3-CLEAVER BROOKS CB200125 DUAL FUEL |  | BOILER | CLEAVER BROOKS | CB 200-125 | 1982-04-26 | 2010 | 5.23 | 1 | BOILER 3 CLEAVER BROOKS OIL 0.3S | NO.2 | 58 | Distillate Oil (No. 2) | 0.3 | 0 | 0 | E3GAL | 0 | OK | N | 24 | 7 | 10 | 24 | 7 | 7
1200128 | DEAN COLLEGE |  | 99 MAIN ST |  | FRANKLIN | MA | 020380000 | 99 MAIN ST |  | FRANKLIN | MA | 020380000 | N | PRIVATE | NM99 | DEAN COLLEGE | 5085411622 | BKELLY@DEAN.EDU | BRIAN | KELLY | 5085411622 | BKELLY@DEAN.EDU | BRIAN | KELLY | 5085411622 | BKELLY@DEAN.EDU | 7 | MISC BOILERS - AMERICAN STANDARD #2 FUEL OIL | 2 | BOILER | AMERICAN STANDARD | UNKNOWN | 1990-01-01 | 2011 | 0.79 | 1 | #2 FUEL OIL | NO.2 | 58 | Distillate Oil (No. 2) | 0.05 | 0 | 0.371 | E3GAL | 51.7916 | OK | N | 24 | 7 | 52 | 24 | 7 | 22
1200128 | DEAN COLLEGE |  | 99 MAIN ST |  | FRANKLIN | MA | 020380000 | 99 MAIN ST |  | FRANKLIN | MA | 020380000 | N | PRIVATE | NM99 | DEAN COLLEGE | 5085411622 | BKELLY@DEAN.EDU | BRIAN | KELLY | 5085411622 | BKELLY@DEAN.EDU | BRIAN | KELLY | 5085411622 | BKELLY@DEAN.EDU | 8 | MISC BOILERS - BURNHAM/SMITH - #2 OIL FUEL OIL | 3 | BOILER | SMITH/BURNHAM | UNKNOWN | 1990-01-01 | 2011 | 0.6 | 1 | #2 FUEL OIL | NO.2 | 58 | Distillate Oil (No. 2) | 0.05 | 0 | 2.956 | E3GAL | 412.6576 | OK | N | 24 | 7 | 52 | 24 | 7 | 22
1200130 | CAPE COD HOSPITAL |  | 27 PARK ST |  | BARNSTABLE | MA | 026300000 | 27 PARK STREET |  | HYANNIS | MA | 026010000 | N | PRIVATE | SM79-R | CAPE COD HOSPITAL | 5087711800 | WPHafferty@capecodhealth.org | WILLIAM | HAFFERTY | 5088627224 | WPHafferty@capecodhealth.org | WILLIAM | HAFFERTY | 5088627224 | WPHafferty@capecodhealth.org | 10 | BOILER #10-CLEAVER BROOKS 200-500-150 NAT GAS |  | BOILER | CLEAVER BROOKS | CB-200-500-150 | 1993-08-01 | 2011 | 21 | 2 | DIESEL OIL | NO.2 | 58 | Distillate Oil (No. 2) | 0 | 0 | 0 | E3GAL | 0 | OK | N | 16 | 7 | 20 | 6 | 3 | 8
1200135 | MILFORD REGIONAL MEDICAL CENTER INC |  | 14 PROSPECT ST |  | MILFORD | MA | 017570000 | 14 PROSPECT STREET |  | MILFORD | MA | 017570000 | N | PRIVATE | SM25 | MILFORD REGIONAL MEDICAL CENTER | 5084731190 | joeboz@milreg.org | JOSEPH | BOCZANOWSKI | 5084731190 | joeboz@milreg.org | JOSEPH | BOCZANOWSKI | 5084731190 | joeboz@milreg.org | 5 | BOILER #5- CLEAVER BROOKS CB200-300-15 NATURAL GAS |  | BOILER | CLEAVER BROOKS | CB 200-300 15 | 2004-01-01 | 2011 | 12.553 | 2 | BOILER #5-CLEAVER BROOKS CB200-300 #2 OIL 0.05 PC | NO.2 | 58 | Distillate Oil (No. 2) | 0.05 | 0 | 0 | E3GAL | 0 | OK | N | 24 | 7 | 52 | 24 | 7 | 21
1200140 | COATERS INC |  | 305 NASH RD |  | NEW BEDFORD | MA | 027460000 | 305 NASH ROAD |  | NEW BEDFORD | MA | 027460000 | N | PRIVATE | SM50 | COATERS INC | 5089965700 | pmlubin@comcast.net | PAUL | LUBIN | 5089965700 | pmlubin@comcast.net | PAUL | LUBIN | 5089966787 | pmlubin@comcast.net | 1 | BOILER #1-HODGE WATER TUBE | 2 | BOILER | HODGE | LT | 1989-01-01 | 2011 | 16 | 1 | DIST.OIL NO. 2 GRADE | NO.2 | 58 | Distillate Oil (No. 2) | 0.1 | 0 | 9 | E3GAL | 1256.4 | OK | N | 24 | 7 | 20 | 0 | 0 | 0
1200140 | COATERS INC |  | 305 NASH RD |  | NEW BEDFORD | MA | 027460000 | 305 NASH ROAD |  | NEW BEDFORD | MA | 027460000 | N | PRIVATE | SM50 | COATERS INC | 5089965700 | pmlubin@comcast.net | PAUL | LUBIN | 5089965700 | pmlubin@comcast.net | PAUL | LUBIN | 5089966787 | pmlubin@comcast.net | 1 | BOILER #1-HODGE WATER TUBE | 2 | BOILER | HODGE | LT | 1989-01-01 | 2011 | 16 | 2 | NO. 2 OIL | NO.2 | 58 | Distillate Oil (No. 2) | 1 | 0 | 9 | E3GAL | 1256.4 | OK | N | 24 | 7 | 20 | 0 | 0 | 0
1200150 | CHARLES RIVER POLLUTION CONTROL |  | 66 VILLAGE ST |  | MEDWAY | MA | 020531020 | 66 VILLAGE ST |  | MEDWAY | MA | 020531020 | Y | LOCAL GOVERNMENT | NM25 | CHARLES RIVER POLLUTION CONTROL | 5085336762 | cheri_cousens@verizon.net | ROBERT | MCRAE | 5085336762 | cheri_cousens@verizon.net | CHERI | COUSENS | 5085336762 | cheri_cousens@verizon.net | 6 | H.B. SMITH CAST IRON BOILERS | 3 | BOILER | H.B. SMITH | 19A-6-06 | 2006-10-01 | 2007 | 0.91 | 1 | 2 OIL | NO.2 | 58 | Distillate Oil (No. 2) | 0.3 | 0 | 7.837 | E3GAL | 1094.0452 | OK | N | 7 | 7 | 26 | 0 | 0 | 0
1200154 | ST LUKES HOSPITAL |  | 101 PAGE ST |  | NEW BEDFORD | MA | 027400000 | 101 PAGE ST |  | NEW BEDFORD | MA | 027400000 | N | PRIVATE | SM80-R | SOUTHCOAST HEALTH SYSTEM | 5089615140 | leblanccg@southcoast.org | CHRISTOPHER | LEBLANC | 5089615140 | leblanccg@southcoast.org | CHRISTOPHER | LEBLANC | 5089615140X5140 | leblanccg@southcoast.org | 1 | BOILER #1-CLEAVER BROOKS CB428-500 FT DUAL FUEL |  | BOILER | CLEAVER BROOKS | CB 400/500 | 1968-11-01 | 2011 | 20.922 | 1 | BOILER #1-CLEAVER BROOKS CB428-500 #2 OIL | NO.2 | 58 | Distillate Oil (No. 2) | 0.3 | 0 | 0 | E3GAL | 0 | OK | N | 1 | 7 | 52 | 1 | 7 | 22
1200154 | ST LUKES HOSPITAL |  | 101 PAGE ST |  | NEW BEDFORD | MA | 027400000 | 101 PAGE ST |  | NEW BEDFORD | MA | 027400000 | N | PRIVATE | SM80-R | SOUTHCOAST HEALTH SYSTEM | 5089615140 | leblanccg@southcoast.org | CHRISTOPHER | LEBLANC | 5089615140 | leblanccg@southcoast.org | CHRISTOPHER | LEBLANC | 5089615140X5140 | leblanccg@southcoast.org | 2 | BOILER #2-CLEAVER BROOKS CB428-500 DUAL FUEL |  | BOILER | CLEAVER BROOKS | CB428-500 | 1968-01-01 | 2011 | 21 | 1 | BOILER #2-CLEAVER BROOKS CB428-500FT #2 OIL | NO.2 | 58 | Distillate Oil (No. 2) | 0.3 | 0 | 0 | E3GAL | 0 | OK | N | 12 | 7 | 52 | 12 | 7 | 22
1200154 | ST LUKES HOSPITAL |  | 101 PAGE ST |  | NEW BEDFORD | MA | 027400000 | 101 PAGE ST |  | NEW BEDFORD | MA | 027400000 | N | PRIVATE | SM80-R | SOUTHCOAST HEALTH SYSTEM | 5089615140 | leblanccg@southcoast.org | CHRISTOPHER | LEBLANC | 5089615140 | leblanccg@southcoast.org | CHRISTOPHER | LEBLANC | 5089615140X5140 | leblanccg@southcoast.org | 3 | BOILER #3-CLEAVER BROOKS CB428-500 DUAL FUEL |  | BOILER | CLEAVER BROOKS | CB428-500 | 1979-10-01 | 2011 | 21 | 1 | BOILER #3-CLEAVER BROOKS CB428-500 FR #2 OIL | NO.2 | 58 | Distillate Oil (No. 2) | 0.3 | 0 | 0 | E3GAL | 0 | OK | N | 12 | 7 | 52 | 12 | 7 | 22
1200163 | ENTERGY NUCLEAR GENERATION COMPANY |  | 600 ROCKY HILL RD |  | PLYMOUTH | MA | 023600000 | 600 ROCKY HILL RD |  | PLYMOUTH | MA | 023600000 | N | UTILITY | SM50 | ENTERGY NUCLEAR GENERATION COMPANY | 5088308990 | rsmit26@entergy.com | RALPH | DODDS | 5088307800 | rdodds@entergy.com | JACOB | SCHEFFER | 5088308323 | jscheff@entergy.com | 1 | BOILER #1-CLEAVER BROOKS CB107-500 |  | BOILER | CLEAVER BROOKS | CB107-500 | 1970-01-01 | 2011 | 21 | 1 | BOILER 1-CLEAVER BROOKS CB107-500 | NO.2 | 58 | Distillate Oil (No. 2) | 0.3 | 0.01 | 171 | E3GAL | 23871.6 | OK | N | 24 | 7 | 26 | 0 | 0 | 0
1200163 | ENTERGY NUCLEAR GENERATION COMPANY |  | 600 ROCKY HILL RD |  | PLYMOUTH | MA | 023600000 | 600 ROCKY HILL RD |  | PLYMOUTH | MA | 023600000 | N | UTILITY | SM50 | ENTERGY NUCLEAR GENERATION COMPANY | 5088308990 | rsmit26@entergy.com | RALPH | DODDS | 5088307800 | rdodds@entergy.com | JACOB | SCHEFFER | 5088308323 | jscheff@entergy.com | 2 | BOILER #2-CLEAVER BROOKS CB107-500 #2 OIL |  | BOILER | CLEAVER BROOKS | CB107-500 | 1970-01-01 | 2011 | 21 | 1 | BOILER #2-CLEAVER BROOKS CB107-500 #2 OIL | NO.2 | 58 | Distillate Oil (No. 2) | 0.3 | 0.01 | 171 | E3GAL | 23871.6 | OK | N | 24 | 7 | 26 | 0 | 0 | 0
1200171 | MORTON HOSPITAL |  | 88 WASHINGTON ST |  | TAUNTON | MA | 027800000 | 88 WASHINGTON STREET |  | TAUNTON | MA | 027800000 | N | PRIVATE | SM50 | PUTNAM INVESTMENTS INC | 6177608331 | guido_costa@putnam.com | HARRY | LEMIEUX | 5088287003 | hlemieux@mortonhospital.org | CHRIS | LEBLANC | 5088287451 | cleblanc@mortonhospital.org | 1 | BOILER 1-CLEAVER BROOKS CB-400-250 2 OIL-0.3 S |  | BOILER | CLEAVER BROOKS | CB-400-250 | 1967-01-01 | 2009 | 10.5 | 1 | BOILER 1-CLEAVER BROOKS CB400-250 2 OIL 0.2 PERCENT S | NO.2 | 58 | Distillate Oil (No. 2) | 0.3 | 0 | 47 | E3GAL | 6561.2 | OK | N | 8 | 7 | 52 | 8 | 7 | 6
1200171 | MORTON HOSPITAL |  | 88 WASHINGTON ST |  | TAUNTON | MA | 027800000 | 88 WASHINGTON STREET |  | TAUNTON | MA | 027800000 | N | PRIVATE | SM50 | PUTNAM INVESTMENTS INC | 6177608331 | guido_costa@putnam.com | HARRY | LEMIEUX | 5088287003 | hlemieux@mortonhospital.org | CHRIS | LEBLANC | 5088287451 | cleblanc@mortonhospital.org | 2 | BOILER 2-CLEAVER BROOKS CB-400-250 2 OIL-0.2 S |  | BOILER | CLEAVER BROOKS | 400-250 | 1976-01-01 | 2009 | 10.5 | 1 | BOILER 2-CLEAVER BROOKS CB-400-250 2 OIL-0.2 PERCENT S | NO.2 | 58 | Distillate Oil (No. 2) | 0.3 | 0 | 47 | E3GAL | 6561.2 | OK | N | 8 | 7 | 52 | 8 | 7 | 6
1200171 | MORTON HOSPITAL |  | 88 WASHINGTON ST |  | TAUNTON | MA | 027800000 | 88 WASHINGTON STREET |  | TAUNTON | MA | 027800000 | N | PRIVATE | SM50 | PUTNAM INVESTMENTS INC | 6177608331 | guido_costa@putnam.com | HARRY | LEMIEUX | 5088287003 | hlemieux@mortonhospital.org | CHRIS | LEBLANC | 5088287451 | cleblanc@mortonhospital.org | 3 | BOILER 3-CLEAVER BROOKS CB-400-250 2 OIL-0.3 S |  | BOILER | CLEAVER BROOKS | 400-250 | 1967-01-01 | 2009 | 10.5 | 1 | BOILER 3-CLEAVER BROOKS CB-4OO-250 2 OIL-0.2 PERCENT S | NO.2 | 58 | Distillate Oil (No. 2) | 0.3 | 0.1 | 47 | E3GAL | 6561.2 | OK | N | 8 | 7 | 52 | 8 | 7 | 6
1200174 | TAUNTON STATE HOSPITAL |  | 60 HODGES AVE |  | TAUNTON | MA | 027800997 | PO BOX 4007 |  | TAUNTON | MA | 027800997 | Y | STATE | NM99 | TAUNTON STATE HOSPITAL | 5089773240 | james.condon@dmh.state.ma.us | JAMES | CONDON | 5089773240 | james.condon@dmh.state.ma.us | JAMES | CONDON | 5089773240 | james.condon@dmh.state.ma.us | 1 | BOILER #1-CLEAVER BROOKS DUAL FUEL |  | BOILER | CLEAVER BROOKS | CB200-500 | 1992-06-25 | 2010 | 21 | 1 | 39000599 | NO.2 | 58 | Distillate Oil (No. 2) | 0.0001 | 5 | 21 | E3GAL | 2931.6 | OK | N | 24 | 1 | 5 | 0 | 0 | 0
1200174 | TAUNTON STATE HOSPITAL |  | 60 HODGES AVE |  | TAUNTON | MA | 027800997 | PO BOX 4007 |  | TAUNTON | MA | 027800997 | Y | STATE | NM99 | TAUNTON STATE HOSPITAL | 5089773240 | james.condon@dmh.state.ma.us | JAMES | CONDON | 5089773240 | james.condon@dmh.state.ma.us | JAMES | CONDON | 5089773240 | james.condon@dmh.state.ma.us | 2 | BOILER #2-CLEAVER BROOKS DUAL FUEL |  | BOILER | CLEAVER - BROOKS | CB 200-500 | 1992-06-25 | 2010 | 21 | 1 | 10300501 | NO.2 | 58 | Distillate Oil (No. 2) | 0.0001 | 5 | 210 | E3GAL | 29316 | OK | N | 24 | 7 | 16 | 0 | 0 | 0
1200174 | TAUNTON STATE HOSPITAL |  | 60 HODGES AVE |  | TAUNTON | MA | 027800997 | PO BOX 4007 |  | TAUNTON | MA | 027800997 | Y | STATE | NM99 | TAUNTON STATE HOSPITAL | 5089773240 | james.condon@dmh.state.ma.us | JAMES | CONDON | 5089773240 | james.condon@dmh.state.ma.us | JAMES | CONDON | 5089773240 | james.condon@dmh.state.ma.us | 4 | BOILER #4-CLEAVER BROOKS DUAL FUEL |  | BOILER | CLEAVER BROOKS | CBW 200 200 | 1992-06-25 | 2010 | 8.369 | 1 | 100300501 | NO.2 | 58 | Distillate Oil (No. 2) | 0.15 | 5 | 0 | E3GAL | 0 | OK | N | 24 | 7 | 24 | 24 | 7 | 20
1200174 | TAUNTON STATE HOSPITAL |  | 60 HODGES AVE |  | TAUNTON | MA | 027800997 | PO BOX 4007 |  | TAUNTON | MA | 027800997 | Y | STATE | NM99 | TAUNTON STATE HOSPITAL | 5089773240 | james.condon@dmh.state.ma.us | JAMES | CONDON | 5089773240 | james.condon@dmh.state.ma.us | JAMES | CONDON | 5089773240 | james.condon@dmh.state.ma.us | 6 | COTTAGES 5 |  | BOILER | WEIL MCLEAN | P-SGO | 1954-02-04 | 2010 | 0.174 | 1 | 10300503 | NO.2 | 58 | Distillate Oil (No. 2) | 0.0003 | 0 | 1.5 | E3GAL | 209.4 | OK | N | 24 | 7 | 13 | 0 | 0 | 0
1200180 | L&S INDUSTRIES INC |  | 72 SOUTH MAIN ST |  | ACUSHNET | MA | 027430000 | PO BOX 50097 | 32 LAMBETH STREET | NEW BEDFORD | MA | 027450000 | N | PRIVATE | NM25 | L S INDUSTRIES INC | 5089954654 | lsconcrete@aol.com | DANIEL | MCNAUGHT | 5089954654 | lsconcrete@aol.com | DAVE | ALLEN | 6172279000X1032 | dallen@bostonsand.com | 2 | BOILER-CLEAVER BROOKS |  | BOILER | CLEAVER BROOKS | CB-50 | 1969-02-14 | 2010 | 2.092 | 1 | BOILER-CLEAVER BROOKS | NO.2 | 58 | Distillate Oil (No. 2) | 0.03 | 0 | 0.5691 | E3GAL | 79.4464 | OK | N | 10 | 5 | 12 | 0 | 0 | 0
1200185 | RUST OLEUM CORP |  | 113 OLIVE ST |  | ATTLEBORO | MA | 027030000 | 113 OLIVE ST |  | ATTLEBORO | MA | 027030000 | N | PRIVATE | NM99 | RUST OLEUM CORP |  | dlepage@rustoleum.com | DOUG | LEPAGE | 5082223710 | dlepage@rustoleum.com | TONY | FERRI | 5082223710X109 | aferri@rustoleum.com | 14 | BOILER #1 - KEWANEE |  | BOILER | KEWANEE | 3H3S-200G | 1980-01-01 | 2010 | 8 | 2 | #2 FUEL OIL | NO.2 | 58 | Distillate Oil (No. 2) | 0.3 | 0 | 0 | E3GAL | 0 | OK | N | 20 | 4 | 50 | 20 | 4 | 22
1200199 | POLYFIBER LLC |  | 55 STARKEY AVE |  | ATTLEBORO | MA | 027030000 | 55 STARKEY AVE |  | ATTLEBORO | MA | 027030000 | N | PRIVATE | NM25 | POLYFIBER LLC | 5082223500 | blair@polyfiberllc.com | BLAIR | HOLLAND | 5082223500 | blair@polyfiberllc.com | STEVEN | FISK | 5082223500 | sfisk@polyfiberllc.com | 1 | BOILER #1-KEWANEE L35-125-GO #2 OIL |  | BOILER | KEWANEE | L3S125 | 1984-10-01 | 2011 | 5.23 | 1 | BOILER #1-KEWANEE L35-125-GO #2 OIL | NO.2 | 58 | Distillate Oil (No. 2) | 0.3 | 0 | 0 | E3GAL | 0 | OK | N | 0 | 0 | 0 | 0 | 0 | 0
1200199 | POLYFIBER LLC |  | 55 STARKEY AVE |  | ATTLEBORO | MA | 027030000 | 55 STARKEY AVE |  | ATTLEBORO | MA | 027030000 | N | PRIVATE | NM25 | POLYFIBER LLC | 5082223500 | blair@polyfiberllc.com | BLAIR | HOLLAND | 5082223500 | blair@polyfiberllc.com | STEVEN | FISK | 5082223500 | sfisk@polyfiberllc.com | 2 | BOILER #2-KEWANEE L35-125-GO #2 OIL |  | BOILER | KEWANEE | L3S125 | 1984-10-01 | 2011 | 5 | 1 | BOILER #2-KEWANEE L35-125-GO #2 OIL | NO.2 | 58 | Distillate Oil (No. 2) | 0.3 | 0 | 0 | E3GAL | 0 | OK | N | 0 | 0 | 0 | 0 | 0 | 0
1200205 | VARNEY BROTHERS SAND & GRAVEL INC |  | 79 HARTFORD AVE |  | BELLINGHAM | MA | 020190000 | PO BOX 94 |  | BELLINGHAM | MA | 020190094 | N | PRIVATE | NM25 | VARNEY BROS SAND AND GRAVEL | 5089661313 | bjerrier@VarneyConcrete.com | LINDA | VARNEY | 5089661313 | bjerrier@VarneyConcrete.com | CHESTER | FRANCIS | 5089661313 | bjerrier@VarneyConcrete.com | 1 | BOILER #1-CLEAVER BROOKS CB189 150 NO2 OIL-0.24S |  | BOILER | CLEAVER BROOKS | CB189-150 | 1965-10-01 | 2006 | 6 | 1 | BOILER #1-CLEAVER BROOKS CB189-150 2 OIL-0.24 S | NO.2 | 58 | Distillate Oil (No. 2) | 0.24 | 0 | 15 | E3GAL | 2094 | OK | N | 24 | 7 | 28 | 8 | 6 | 20
1200205 | VARNEY BROTHERS SAND & GRAVEL INC |  | 79 HARTFORD AVE |  | BELLINGHAM | MA | 020190000 | PO BOX 94 |  | BELLINGHAM | MA | 020190094 | N | PRIVATE | NM25 | VARNEY BROS SAND AND GRAVEL | 5089661313 | bjerrier@VarneyConcrete.com | LINDA | VARNEY | 5089661313 | bjerrier@VarneyConcrete.com | CHESTER | FRANCIS | 5089661313 | bjerrier@VarneyConcrete.com | 3 | BOILER 3-BURNHAM V909 DISPATCH 2 OIL.24 S |  | BOILER | BURNHAM | V909 | 1997-03-01 | 2006 | 1 | 1 | BOILER 3-BURNHAM V909 DISPATCH 2 OIL-0.24 S | NO.2 | 58 | Distillate Oil (No. 2) | 0.24 | 0 | 0.7 | E3GAL | 97.72 | OK | N | 24 | 7 | 30 | 8 | 5 | 20
1200205 | VARNEY BROTHERS SAND & GRAVEL INC |  | 79 HARTFORD AVE |  | BELLINGHAM | MA | 020190000 | PO BOX 94 |  | BELLINGHAM | MA | 020190094 | N | PRIVATE | NM25 | VARNEY BROS SAND AND GRAVEL | 5089661313 | bjerrier@VarneyConcrete.com | LINDA | VARNEY | 5089661313 | bjerrier@VarneyConcrete.com | CHESTER | FRANCIS | 5089661313 | bjerrier@VarneyConcrete.com | 5 | FURNACE #2-BECKETT #V909 GARAGE #2 OIL-.24-S |  | BOILER | BECKETT | V909 | 1989-01-01 | 2006 | 1 | 1 | FURNACE #2-BECKETT #V909 GARAGE #2 OIL-.24-S | NO.2 | 58 | Distillate Oil (No. 2) | 0.24 | 0.1 | 3 | E3GAL | 418.8 | OK | N | 24 | 7 | 40 | 8 | 5 | 20
1200205 | VARNEY BROTHERS SAND & GRAVEL INC |  | 79 HARTFORD AVE |  | BELLINGHAM | MA | 020190000 | PO BOX 94 |  | BELLINGHAM | MA | 020190094 | N | PRIVATE | NM25 | VARNEY BROS SAND AND GRAVEL | 5089661313 | bjerrier@VarneyConcrete.com | LINDA | VARNEY | 5089661313 | bjerrier@VarneyConcrete.com | CHESTER | FRANCIS | 5089661313 | bjerrier@VarneyConcrete.com | 6 | BOILER #4-PEARSON #P1020W PLANT #2 #2 OIL@.24-S |  | BOILER | POWERFLAME | P1020W | 1997-03-01 | 2006 | 3 | 1 | BOILER #4-PEARSON #P1020W PLANT #2 #2 OIL-.24 | NO.2 | 58 | Distillate Oil (No. 2) | 0.24 | 0 | 10 | E3GAL | 1396 | OK | N | 24 | 7 | 28 | 8 | 5 | 20
1200210 | STATE ROAD CEMENT BLOCK |  | 656 STATE RD |  | DARTMOUTH | MA | 027470000 | 656 STATE RD |  | DARTMOUTH | MA | 027470000 | N | PRIVATE | NM25 | STATE ROAD CEMENT BLOCK | 5089939473 | stateroadcement@comcast.net | RICHARD | BONO | 5089939473 | stateroadcement@comcast.net | RICHARD | BONO | 5089939473 | stateroadcement@comcast.net | 1 | BOILER #1-CONSOLIDATED #2 OIL | 2 | BOILER | WEIL MCLAIN | 788 | 2005-02-26 | 2011 | 4 | 1 | DIST OIL | NO.2 | 58 | Distillate Oil (No. 2) | 0.3 | 0 | 1 | E3GAL | 139.6 | OK | N | 6 | 5 | 33 | 6 | 5 | 22
1200214 | ANIMAL SHELTER OF MARTHAS VINEYARD |  | 2 PENNYWISE PATH |  | EDGARTOWN | MA | 025390000 | P.O. BOX 190 | 9 AIRPORT ROAD | EDGARTOWN | MA | 025390000 | N | LOCAL GOVERNMENT | NM25 | DUKES COUNTY | 5086278662 | manager@dukescounty.org | RUSSELL | SMITH | 5086278662 | manager@dukescounty.org | RUSSELL | SMITH | 5086278662 | manager@dukescounty.org | 2 | OIL FURNACE |  | BOILER | BECKET | MD AF | 1992-09-01 | 2010 | 0.15 | 1 | NO. 2 FUEL OIL | NO.2 | 58 | Distillate Oil (No. 2) | 1 |  | 0.2 | E3GAL | 27.92 | OK | N | 2 | 7 | 26 | 0 | 0 | 0
1200230 | SHANE REALTY TRUST |  | 104 ANAWAN ST |  | FALL RIVER | MA | 027210000 | 104 ANAWAN ST | SUITE 10 | FALL RIVER | MA | 027210000 | N | PRIVATE | NM50 | SHANE REALTY TRUST | 5086750861 | info@fallriverpartnership.com | MARLENE | MANCHESTER | 5086745781 | info@fallriverpartnership.com | JAMES | WHITE | 5086745781 | info@fallriverpartnership.com | 1 | BOILER #1-H.B.SMITH 640 DUAL FUEL |  | BOILER | H B SMITH | 640 - MILLS | 1965-01-01 | 2007 | 8 | 1 | BOILER #1-H.B.SMITH 640#2 OIL-0.3S | NO.2 | 58 | Distillate Oil (No. 2) | 0.3 | 0 | 30 | E3GAL | 4188 | OK | N | 24 | 7 | 30 | 24 | 7 | 20
1200272 | LOCKHEED MARTIN SIPPICAN INC |  | 7 BARNABAS RD |  | MARION | MA | 027380000 | 7 BARNABAS RD |  | MARION | MA | 027380000 | N | PRIVATE | NM25 | LOCKHEED MARTIN SIPPICAN INC | 7745536584 | matthew.e.sears@lmco.com | MATTHEW | SHERAN | 7745536319 | matthew.sheran@lmco.com | MATTHEW | SEARS | 7745536584 | matthew.e.sears@lmco.com | 1 | BOILERS #1(2)-CLEAVER BROOKS CB552-50HP DUAL FUEL |  | BOILER | CLEAVER BROOKS | CB552 | 1994-01-01 | 2011 | 2 | 2 | BOILERS #1(2)-CLEAVER BROOKS CB552 2 OIL | NO.2 | 58 | Distillate Oil (No. 2) | 0.3 | 0 | 0 | E3GAL | 0 | OK | N | 24 | 7 | 38 | 12 | 3 | 12
1200272 | LOCKHEED MARTIN SIPPICAN INC |  | 7 BARNABAS RD |  | MARION | MA | 027380000 | 7 BARNABAS RD |  | MARION | MA | 027380000 | N | PRIVATE | NM25 | LOCKHEED MARTIN SIPPICAN INC | 7745536584 | matthew.e.sears@lmco.com | MATTHEW | SHERAN | 7745536319 | matthew.sheran@lmco.com | MATTHEW | SEARS | 7745536584 | matthew.e.sears@lmco.com | 2 | BOILER #2-CLEAVER BROOKS CB200-50HP DUAL FUEL |  | BOILER | CLEAVER BROOKS | CB200-50 | 1994-01-01 | 2011 | 2 | 2 | BOILER #2-CLEAVER BROOKS CB200-50 2 OIL- | NO.2 | 58 | Distillate Oil (No. 2) | 0.3 | 0 | 0 | E3GAL | 0 | OK | N | 24 | 7 | 38 | 12 | 5 | 12
1200280 | WATERS TECHNOLOGIES CORPORATION |  | 34 MAPLE ST |  | MILFORD | MA | 017570000 | 34 MAPLE ST |  | MILFORD | MA | 017570000 | N | PRIVATE | NM50 | WATERS CORPORATION | 5084782000X2399 | peter_hicks@waters.com | PETER | HICKS | 5084822399 | peter_hicks@waters.com | ROGER | EYDENBERG | 5084823078X3078 | roger_eydenberg@waters.com | 4 | BOILER 4 BURNHAM FUEL OIL |  | BOILER | BURNHAM | 3L-100-50-GO-GP | 1991-01-01 | 2011 | 4.185 | 1 | FUEL OIL NO. 2 | NO.2 | 58 | Distillate Oil (No. 2) | 0.3 | 0 | 28 | E3GAL | 3908.8 | OK | N | 8 | 7 | 52 | 24 | 7 | 22
1200280 | WATERS TECHNOLOGIES CORPORATION |  | 34 MAPLE ST |  | MILFORD | MA | 017570000 | 34 MAPLE ST |  | MILFORD | MA | 017570000 | N | PRIVATE | NM50 | WATERS CORPORATION | 5084782000X2399 | peter_hicks@waters.com | PETER | HICKS | 5084822399 | peter_hicks@waters.com | ROGER | EYDENBERG | 5084823078X3078 | roger_eydenberg@waters.com | 5 | BOILER 5 BURHAM FUEL OIL |  | BOILER | BURNHAM | 3L-100-50-GO-GP | 1991-01-01 | 2011 | 4.185 | 1 | FUEL OIL NO. 2 | NO.2 | 58 | Distillate Oil (No. 2) | 0.3 | 0 | 28 | E3GAL | 3908.8 | OK | N | 8 | 7 | 30 | 12 | 7 | 22
1200280 | WATERS TECHNOLOGIES CORPORATION |  | 34 MAPLE ST |  | MILFORD | MA | 017570000 | 34 MAPLE ST |  | MILFORD | MA | 017570000 | N | PRIVATE | NM50 | WATERS CORPORATION | 5084782000X2399 | peter_hicks@waters.com | PETER | HICKS | 5084822399 | peter_hicks@waters.com | ROGER | EYDENBERG | 5084823078X3078 | roger_eydenberg@waters.com | 19 | BURNHAM BOILER 19 -FUEL OIL |  | BOILER | BURNHAM | V1108 | 2008-11-01 | 2011 | 1.159 | 1 | FUEL OIL NO. 2 | NO.2 | 58 | Distillate Oil (No. 2) | 0.03 |  | 6.25 | E3GAL | 872.5 | OK | N | 8 | 5 | 52 | 8 | 5 | 22
1200280 | WATERS TECHNOLOGIES CORPORATION |  | 34 MAPLE ST |  | MILFORD | MA | 017570000 | 34 MAPLE ST |  | MILFORD | MA | 017570000 | N | PRIVATE | NM50 | WATERS CORPORATION | 5084782000X2399 | peter_hicks@waters.com | PETER | HICKS | 5084822399 | peter_hicks@waters.com | ROGER | EYDENBERG | 5084823078X3078 | roger_eydenberg@waters.com | 20 | HB SMITH BOILER NO. 20 FUEL OIL - PENTHOUSE |  | BOILER | HB SMITH | 28A-B | 2007-01-01 | 2011 | 1.965 | 1 | FUEL OIL NO. 2 | NO.2 | 58 | Distillate Oil (No. 2) | 0.03 |  | 6.25 | E3GAL | 872.5 | OK | N | 8 | 5 | 52 | 8 | 5 | 22
1200280 | WATERS TECHNOLOGIES CORPORATION |  | 34 MAPLE ST |  | MILFORD | MA | 017570000 | 34 MAPLE ST |  | MILFORD | MA | 017570000 | N | PRIVATE | NM50 | WATERS CORPORATION | 5084782000X2399 | peter_hicks@waters.com | PETER | HICKS | 5084822399 | peter_hicks@waters.com | ROGER | EYDENBERG | 5084823078X3078 | roger_eydenberg@waters.com | 27 | BURNHAM PENTHOUSE FD12LLVLL |  | BOILER | BURNHAM | FD12LLVLL | 2010-06-01 | 2011 | 4.59 | 1 | #2 FUEL OIL | NO.2 | 58 | Distillate Oil (No. 2) | 0.03 |  | 6.25 | E3GAL | 872.5 | OK | Y | 24 | 7 | 52 | 24 | 7 | 22
1200288 | NANTUCKET COTTAGE HOSPITAL |  | 57 PROSPECT ST |  | NANTUCKET | MA | 025540000 | 57 PROSPECT STREET |  | NANTUCKET | MA | 025540000 | N | PRIVATE | NM25 | NANTUCKET COTTAGE HOSPITAL | 5082281200X8100 | sgetman@ackhosp.org | SYLVIA | GETMAN | 5088258100 | sgetman@ackhosp.org | JOHN | SEIMINSKI | 8007771629 | boiler@gtwilkinson.com | 1 | BOILER #1-WEIL MCLAIN #1088S #2 OIL-0.3S |  | BOILER | WEIL-MCLAIN | 1088S | 2001-08-01 | 2007 | 3 | 1 | BOILER #1-WEIL MCLAIN #1088S #2 OIL-0.3S | NO.2 | 58 | Distillate Oil (No. 2) | 0.3 | 0 | 32 | E3GAL | 4467.2 | OK | N | 24 | 7 | 52 | 24 | 7 | 20
1200288 | NANTUCKET COTTAGE HOSPITAL |  | 57 PROSPECT ST |  | NANTUCKET | MA | 025540000 | 57 PROSPECT STREET |  | NANTUCKET | MA | 025540000 | N | PRIVATE | NM25 | NANTUCKET COTTAGE HOSPITAL | 5082281200X8100 | sgetman@ackhosp.org | SYLVIA | GETMAN | 5088258100 | sgetman@ackhosp.org | JOHN | SEIMINSKI | 8007771629 | boiler@gtwilkinson.com | 2 | BOILER #2 |  | BOILER | WEIL MCLAIN | 1088S | 1995-07-01 | 2007 | 3 | 1 | BOILER #2-WEIL MCLAIN #1088S #2 OIL-0.3S | NO.2 | 58 | Distillate Oil (No. 2) | 0.3 | 0 | 32 | E3GAL | 4467.2 | OK | N | 24 | 7 | 52 | 24 | 7 | 20
1200295 | CLARKS COVE REALTY |  | 127 WEST RODNEY FRENCH BLVD |  | NEW BEDFORD | MA | 027440000 | 127 W RODNEY FRENCH |  | NEW BEDFORD | MA | 027440000 | N | PRIVATE | SM25 | CLARKS COVE REALTY COMPANY LLP | 5089903500 | steven32@comcast.net | STEVEN | LEFKOWITZ | 5089903500 | STEVEN32@COMCAST.NET | STEVEN | LEFKOWITZ | 5089994414 | steven32@comcast.net | 5 | 400 HP CLEVER BROOKS 1999 BOILER |  | BOILER | CLEVER BROOKS | CB1400400015 | 2010-04-01 | 2010 | 13 | 2 | #2 OIL | NO.2 | 58 | Distillate Oil (No. 2) | 0.05 | 0 | 0.1 | E3GAL | 13.96 | OK | N | 4 | 7 | 26 | 1 | 1 | 1
1200335 | BORO SAND & STONE CORPORATION |  | 192 PLAIN ST |  | NORTH ATTLEBOROUGH | MA | 027600000 | 192 PLAIN ST |  | NORTH ATTLEBORO | MA | 027600000 | N | PRIVATE | NM25 | BORO SAND AND STONE CORP | 5086992911 | Dlowell@borocorp.com | THOMAS | WALSH | 5086992911 | Dlowell@borocorp.com | THOMAS | WALSH | 5086992911 | Dlowell@borocorp.com | 1 | WATER HEATER #1-WEIL MCLAIN P462 0.175 MMBTU/HR |  | BOILER | WEIL MCLAIN | P462 | 1969-01-01 | 2009 | 1 | 1 | WATER HEATER #1-WEIL MCLAIN P462 #2 OIL-0.3S | NO.2 | 58 | Distillate Oil (No. 2) | 0.3 | 0 | 0.47 | E3GAL | 65.612 | OK | N | 10 | 5 | 52 | 10 | 5 | 22
1200335 | BORO SAND & STONE CORPORATION |  | 192 PLAIN ST |  | NORTH ATTLEBOROUGH | MA | 027600000 | 192 PLAIN ST |  | NORTH ATTLEBORO | MA | 027600000 | N | PRIVATE | NM25 | BORO SAND AND STONE CORP | 5086992911 | Dlowell@borocorp.com | THOMAS | WALSH | 5086992911 | Dlowell@borocorp.com | THOMAS | WALSH | 5086992911 | Dlowell@borocorp.com | 19 | BOILER: PEARSON MODEL P10-15W 2.1 MMBTU/HR |  | BOILER | PEARSON HEATING SYSTEMS | P10-15W | 1997-12-01 | 2009 | 2.1 | 1 | #2 FUEL OIL | NO.2 | 58 | Distillate Oil (No. 2) | 0.3 |  | 15.2 | E3GAL | 2121.92 | OK | N | 10 | 5 | 52 | 10 | 5 | 22
1200343 | VH BLACKINTON & COMPANY |  | 221 JOHN L DIETSCH BLVD |  | NORTH ATTLEBOROUGH | MA | 027630300 | 221 JOHN DIETSCH BLVD |  | NORTH ATTLEBORO | MA | 027630300 | N | PRIVATE | SM25 | VH BLACKINTON AND CO INC | 5086994436 | eabatecola@blackinton.com | EMILIO | ABATECOLA | 5086994436 | eabatecola@blackinton.com | EMILIO | ABATECOLA | 5086994436X156 | eabatecola@blackinton.com | 1 | BOILER #1-CLEAVER BROOKS CB100-125 5.25 MMBTU/HR |  | BOILER | CLEAVER BROOKS | CB100-120 | 1981-11-01 | 2010 | 5.25 | 1 | BOILER 1-CLEAVER BROOKS CB-100-125 2 OIL-0.3 S | NO.2 | 58 | Distillate Oil (No. 2) | 0.3 | 0 | 16.828 | E3GAL | 2349.1888 | OK | N | 24 | 7 | 35 | 0 | 0 | 0
1200343 | VH BLACKINTON & COMPANY |  | 221 JOHN L DIETSCH BLVD |  | NORTH ATTLEBOROUGH | MA | 027630300 | 221 JOHN DIETSCH BLVD |  | NORTH ATTLEBORO | MA | 027630300 | N | PRIVATE | SM25 | VH BLACKINTON AND CO INC | 5086994436 | eabatecola@blackinton.com | EMILIO | ABATECOLA | 5086994436 | eabatecola@blackinton.com | EMILIO | ABATECOLA | 5086994436X156 | eabatecola@blackinton.com | 2 | BOILER #2-CLEAVER BROOKS CT100-40 1.68 MMBTU/HR |  | BOILER | CLEAVER BROOKS | CT100-40 | 1981-12-01 | 2010 | 2 | 1 | BOILER 2-CLEAVER BROOKS CB-100-40 2 OIL-0.3 S | NO.2 | 58 | Distillate Oil (No. 2) | 0.3 | 0 | 9 | E3GAL | 1256.4 | OK | N | 24 | 7 | 52 | 12 | 1 | 6
1200343 | VH BLACKINTON & COMPANY |  | 221 JOHN L DIETSCH BLVD |  | NORTH ATTLEBOROUGH | MA | 027630300 | 221 JOHN DIETSCH BLVD |  | NORTH ATTLEBORO | MA | 027630300 | N | PRIVATE | SM25 | VH BLACKINTON AND CO INC | 5086994436 | eabatecola@blackinton.com | EMILIO | ABATECOLA | 5086994436 | eabatecola@blackinton.com | EMILIO | ABATECOLA | 5086994436X156 | eabatecola@blackinton.com | 3 | BOILER #3-CLEAVER BROOKS CB20050 2.1 MMBTU |  | BOILER | CLEAVER BROOKS | CB20050 | 2003-06-01 | 2010 | 2.1 | 1 | BOILER #3-CLEAVER BROOKS CB200500 #2 OIL-0.3S | NO.2 | 58 | Distillate Oil (No. 2) | 0.3 | 0 | 19.284 | E3GAL | 2692.0464 | OK | Y | 24 | 7 | 52 | 24 | 7 | 22
1200354 | PLAINVILLE LANDFILL |  | 14 BELCHER ST |  | PLAINVILLE | MA | 027620000 | REPUBLIC SERVICES, INC. | 14 BELCHER STREET | PLAINVILLE | MA | 027620000 | N | PRIVATE | OP3 | PLAINVILLE SANITARY LANDFILL | 7744883561 | COctober@republicservices.com | CHRIS | OCTOBER | 7744883561 | COctober@republicservices.com | CHRIS | OCTOBER | 7744883561 | COctober@republicservices.com | 5 | OFFICE BOILER |  | BOILER | THERMODYNAMICS | S100 | 2003-02-26 | 2011 | 0.117 | 1 | FUEL OIL | NO.2 | 58 | Distillate Oil (No. 2) | 0.3 |  | 0.661 | E3GAL | 92.2756 | OK | N | 18 | 7 | 16 | 0 | 0 | 0
1200355 | HILSINGER COMPANY INC |  | 33 WEST BACON ST |  | PLAINVILLE | MA | 027620000 | PO BOX 1538 |  | PLAINVILLE | MA | 027620000 | N | PRIVATE | NM50 | HILSINGER COMPANY THE | 5086994406 | fballou@hilco-usa.com | FRANKLIN | BALLOU JR. | 5086994406 | fballou@hilco-usa.com | FRANKLIN | BALLOU JR. | 5086994406 | fballou@hilco-usa.com | 1 | BOILER #1- WEIL-MCLAIN TYPE 88 - 2 OIL |  | BOILER | WEIL-MCLAIN | TYPE88 | 2001-03-20 | 2011 | 11.8 | 1 | BOILER 1- WEIL MCLAIN TYPE 88- 2 OIL | NO.2 | 58 | Distillate Oil (No. 2) | 0.3 | 0 | 24 | E3GAL | 3350.4 | OK | N | 24 | 7 | 28 | 0 | 0 | 0
1200355 | HILSINGER COMPANY INC |  | 33 WEST BACON ST |  | PLAINVILLE | MA | 027620000 | PO BOX 1538 |  | PLAINVILLE | MA | 027620000 | N | PRIVATE | NM50 | HILSINGER COMPANY THE | 5086994406 | fballou@hilco-usa.com | FRANKLIN | BALLOU JR. | 5086994406 | fballou@hilco-usa.com | FRANKLIN | BALLOU JR. | 5086994406 | fballou@hilco-usa.com | 17 | WATER HEATER 1-BOCK 32E 2 OIL |  | BOILER | BOCK | 32E | 1992-01-11 | 2011 | 1 | 1 | WATER HEATER #1-BOCK 32E 2 OIL | NO.2 | 58 | Distillate Oil (No. 2) | 0.5 | 0 | 0.1 | E3GAL | 13.96 | OK | N | 24 | 7 | 52 | 24 | 7 | 22
1200363 | JORDAN HOSPITAL |  | 275 SANDWICH ST |  | PLYMOUTH | MA | 023600000 | 275 SANDWICH ST |  | PLYMOUTH | MA | 023600000 | N | PRIVATE | NM50 | JORDAN HOSPITAL | 5087462000 | mhaigh@jordanhospital.org | CAL | HAIGH | 5088302091 | mhaigh@jordanhospital.org | CAL | HAIGH | 5087462000 | mhaigh@jordanhospital.org | 1 | BOILER #1-CLEAVER BROOKS DUAL FUEL |  | BOILER | CLEAVER BROOKS | M142-30MS | 1984-04-01 | 2011 | 1 | 2 | BOILER #1-CLEAVER BROOKS | NO.2 | 58 | Distillate Oil (No. 2) | 0.3 | 0 | 0 | E3GAL | 0 | OK | N | 12 | 7 | 2 | 12 | 7 | 1
1200363 | JORDAN HOSPITAL |  | 275 SANDWICH ST |  | PLYMOUTH | MA | 023600000 | 275 SANDWICH ST |  | PLYMOUTH | MA | 023600000 | N | PRIVATE | NM50 | JORDAN HOSPITAL | 5087462000 | mhaigh@jordanhospital.org | CAL | HAIGH | 5088302091 | mhaigh@jordanhospital.org | CAL | HAIGH | 5087462000 | mhaigh@jordanhospital.org | 2 | BOILER #2-CLEAVER BROOKS |  | BOILER | CLEAVER BROOKS | M142-30MS | 1980-04-01 | 2011 | 1 | 2 | BOILER #2-CLEAVER BROOKS | NO.2 | 58 | Distillate Oil (No. 2) | 0.3 | 0 | 0 | E3GAL | 0 | OK | N | 12 | 7 | 4 | 12 | 7 | 2
1200363 | JORDAN HOSPITAL |  | 275 SANDWICH ST |  | PLYMOUTH | MA | 023600000 | 275 SANDWICH ST |  | PLYMOUTH | MA | 023600000 | N | PRIVATE | NM50 | JORDAN HOSPITAL | 5087462000 | mhaigh@jordanhospital.org | CAL | HAIGH | 5088302091 | mhaigh@jordanhospital.org | CAL | HAIGH | 5087462000 | mhaigh@jordanhospital.org | 3 | BOILER #3-CLEAVER BROOKS |  | BOILER | CLEAVER BROOKS | CB523-150 | 1980-04-01 | 2011 | 6 | 2 | BOILER #3-CLEAVER BROOKS | NO.2 | 58 | Distillate Oil (No. 2) | 0.3 | 0 | 0 | E3GAL | 0 | OK | N | 6 | 7 | 8 | 0 | 0 | 0
1200363 | JORDAN HOSPITAL |  | 275 SANDWICH ST |  | PLYMOUTH | MA | 023600000 | 275 SANDWICH ST |  | PLYMOUTH | MA | 023600000 | N | PRIVATE | NM50 | JORDAN HOSPITAL | 5087462000 | mhaigh@jordanhospital.org | CAL | HAIGH | 5088302091 | mhaigh@jordanhospital.org | CAL | HAIGH | 5087462000 | mhaigh@jordanhospital.org | 4 | BOILER #4-CLEAVER BROOKS |  | BOILER | CLEAVER BROOKS | CB523-150 | 1980-04-01 | 2011 | 6 | 2 | BOILER #4-CLEAVER BROOKS | NO.2 | 58 | Distillate Oil (No. 2) | 0.3 | 0 | 0 | E3GAL | 0 | OK | N | 6 | 7 | 8 | 0 | 0 | 0
1200363 | JORDAN HOSPITAL |  | 275 SANDWICH ST |  | PLYMOUTH | MA | 023600000 | 275 SANDWICH ST |  | PLYMOUTH | MA | 023600000 | N | PRIVATE | NM50 | JORDAN HOSPITAL | 5087462000 | mhaigh@jordanhospital.org | CAL | HAIGH | 5088302091 | mhaigh@jordanhospital.org | CAL | HAIGH | 5087462000 | mhaigh@jordanhospital.org | 5 | BOILER #5-CLEAVER BROOKS |  | BOILER | CLEAVER BROOKS | CBE 200-150 | 1994-02-01 | 2011 | 6 | 2 | BOILER #5-CLEAVER BROOKS | NO.2 | 58 | Distillate Oil (No. 2) | 0.3 | 0 | 0 | E3GAL | 0 | OK | N | 12 | 7 | 6 | 12 | 7 | 4
1200367 | AGGREGATE INDUSTRIES |  | KING PHILLIP ST |  | RAYNHAM | MA | 027670000 | 1715 BROADWAY |  | SAUGUS | MA | 019060000 | N | PRIVATE | SM79-7 | AGGREGATE INDUSTRIES NORTHEAST REGION | 7813074051 | Lisa.Young@aggregate-us.com | LISA | YOUNG | 7813074051 | Lisa.Young@aggregate-us.com | LISA | YOUNG | 7813074051 | Lisa.Young@aggregate-us.com | 8 | OFFICE BURNHAM BOILER |  | BOILER | BURNHAM | RS-110 | 1901-01-01 | 2011 | 0.126 | 1 | #2 OIL | NO.2 | 58 | Distillate Oil (No. 2) | 0.3 |  | 0.6 | E3GAL | 83.76 | OK | N | 24 | 7 | 26 | 0 | 0 | 0
1200373 | SHAWOMET GARDENS |  | 102 SHAWOMET AVE |  | SOMERSET | MA | 027260000 | 102 SHAWOMET AVENUE |  | SOMERSET | MA | 027260000 | N | PRIVATE | NM99 | SHAWOMET GARDENS | 5086744881 |  | JUDITH | BORGES | 5086744881 |  | JUDITH | BORGES | 5086744881 |  | 1 | BOILER #1-YORK SHIPLEY DUAL FUEL BLDG 10 |  | BOILER | YORK SHIPLEY | SPW-100-58 | 1978-01-01 | 2005 | 4 | 1 | BOILER #1-YORK SHIPLEY #2 OIL-0.3%S BLDG 10 | NO.2 | 58 | Distillate Oil (No. 2) | 0.3 | 0 | 9 | E3GAL | 1256.4 | OK | N | 24 | 7 | 40 | 8 | 7 | 17
1200373 | SHAWOMET GARDENS |  | 102 SHAWOMET AVE |  | SOMERSET | MA | 027260000 | 102 SHAWOMET AVENUE |  | SOMERSET | MA | 027260000 | N | PRIVATE | NM99 | SHAWOMET GARDENS | 5086744881 |  | JUDITH | BORGES | 5086744881 |  | JUDITH | BORGES | 5086744881 |  | 2 | BOILER #2-YORK SHIPLEY DUAL FUEL BLDG 17 |  | BOILER | YORK SHIPLEY | SPW 100 58 | 1978-01-01 | 2005 | 4 | 1 | BOILER #2-YORK SHIPLEY #2 OIL-0.2%S BLDG 17 | NO.2 | 58 | Distillate Oil (No. 2) | 0.3 | 0 | 9 | E3GAL | 1256.4 | OK | N | 24 | 7 | 40 | 8 | 7 | 17
1200373 | SHAWOMET GARDENS |  | 102 SHAWOMET AVE |  | SOMERSET | MA | 027260000 | 102 SHAWOMET AVENUE |  | SOMERSET | MA | 027260000 | N | PRIVATE | NM99 | SHAWOMET GARDENS | 5086744881 |  | JUDITH | BORGES | 5086744881 |  | JUDITH | BORGES | 5086744881 |  | 3 | BOILER #3-YORK SHIPLEY DUAL FUEL BLDG 116 |  | BOILER | YORK SHIPLEY | SPW 100 5 | 1978-01-01 | 2005 | 4 | 1 | BOILER #3-YORK SHIPLEY #2 OIL-0.3%S BLDG 116 | NO.2 | 58 | Distillate Oil (No. 2) | 0.3 | 0 | 9 | E3GAL | 1256.4 | OK | N | 24 | 7 | 40 | 24 | 7 | 17
1200373 | SHAWOMET GARDENS |  | 102 SHAWOMET AVE |  | SOMERSET | MA | 027260000 | 102 SHAWOMET AVENUE |  | SOMERSET | MA | 027260000 | N | PRIVATE | NM99 | SHAWOMET GARDENS | 5086744881 |  | JUDITH | BORGES | 5086744881 |  | JUDITH | BORGES | 5086744881 |  | 4 | BOILER #4-YORK SHIPLEY DUAL FUEL BLDG 113 |  | BOILER | YORK SHIPLEY | SPW 100 5 | 1978-01-01 | 2005 | 4 | 1 | BOILER #4-YORK SHIPLEY #2 OIL-0.3%S BLDG 113 | NO.2 | 58 | Distillate Oil (No. 2) | 0.3 | 0 | 9 | E3GAL | 1256.4 | OK | N | 24 | 7 | 40 | 24 | 7 | 12
1200382 | SUPERIOR COURT BUILDING |  | 9 COURT ST |  | TAUNTON | MA | 027800000 | 9 COURT STREET |  | TAUNTON | MA | 027800000 | Y | STATE | NM99 | SUPERIOR COURT BLDG | 5088249681 | jcioper@bristolofcounty.net | BRIAN | KANUSE | 5088802809 | bekanuse@comcast.net | BRIAN | KANUSE | 5088802809 | bekanuse@comcast.net | 1 | BOILER #1-AMES Y 125 #2 OIL-0.33S |  | BOILER | AMES | Y 125 | 1957-01-01 | 2009 | 6 | 1 | BOILER #1-AMES Y 125 # 2OIL-0.33S | NO.2 | 58 | Distillate Oil (No. 2) | 1 | 0 | 19 | E3GAL | 2652.4 | OK | N | 16 | 7 | 35 | 4 | 5 | 2
1200382 | SUPERIOR COURT BUILDING |  | 9 COURT ST |  | TAUNTON | MA | 027800000 | 9 COURT STREET |  | TAUNTON | MA | 027800000 | Y | STATE | NM99 | SUPERIOR COURT BLDG | 5088249681 | jcioper@bristolofcounty.net | BRIAN | KANUSE | 5088802809 | bekanuse@comcast.net | BRIAN | KANUSE | 5088802809 | bekanuse@comcast.net | 2 | BOILER #2-AMES Y 125 #2 OIL-.33S |  | BOILER | AMES | Y 125 | 1957-01-01 | 2009 | 6 | 1 | BOILER #2-AMES Y 125 #2 OIL-.33S | NO.2 | 58 | Distillate Oil (No. 2) | 0.33 | 0 | 19 | E3GAL | 2652.4 | OK | N | 16 | 7 | 35 | 4 | 5 | 2
1200389 | MCCABE SAND & GRAVEL CO |  | 120 BERKLEY ST |  | TAUNTON | MA | 027800000 | 120 BERKLEY ST |  | TAUNTON | MA | 027800000 | N | PRIVATE | NM25 | MCCABE SAND AND GRAVEL C | 5088230771 | ROBERTMURPHY@TMLP.NET | ROBERT | MURPHY | 5088230771 | ROBERTMURPHY@TMLP.COM | ROBERT | GALLAGHER | 4014232409 | R.GALLAGHER@COX.NET | 1 | BOILER #1-PREFERRED 57963 #4 OIL-1 PERCENT S |  | BOILER | CLEAVER BROOKS | CB 600-100 | 2002-09-30 | 2011 | 4.184 | 2 | #2 FUEL OIL | NO.2 | 58 | Distillate Oil (No. 2) | 0.3 | 0 | 8 | E3GAL | 1116.8 | OK | N | 24 | 7 | 22 | 0 | 0 | 0
1200399 | HI WAY CONCRETE PRODUCTS |  | 2746 CRANBERRY HWY |  | WAREHAM | MA | 025710000 | 2746 CRANBERRY HGWY |  | WAREHAM | MA | 025710000 | N | PRIVATE | NM25 | HI-WAY CONCRETE PRODUCTS CO INC | 5082950834 | kristine.monast@hiwayconcrete.com | KRISTINE | MONAST | 5082950834 | kristine.monast@hiwayconcrete.com | KRISTINE | MONAST | 5082950834 | kristine.monast@hiwayconcrete.com | 1 | BOILER #1 #2 OIL-0.33 PERCENT AND NAT GAS |  | BOILER | BURNHAM | K62-62HP | 2000-01-21 | 2009 | 3.2 | 1 | #2 OIL-0.33 PERCENTS | NO.2 | 58 | Distillate Oil (No. 2) | 0.33 | 0 | 3 | E3GAL | 418.8 | OK | N | 5 | 5 | 48 | 10 | 5 | 21
1200405 | WATERS CORP |  | 177 ROBERT TREAT PAINE DR |  | TAUNTON | MA | 027800000 | 177 ROBERT TREAT PAINE DR |  | TAUNTON | MA | 027800000 | N | PRIVATE | SM80-7 | WATERS CORP | 5084825000 | susan_bershad@waters.com | MIKE | GLYNN | 5084825202 | mike_glynn@waters.com | SUSAN | BERSHAD | 5084825208 | susan_bershad@waters.com | 1 | BOILER #1-CLEAVER BROOKS M4-100-2500 BS-1 |  | BOILER | CL BROOKS | M4-100-2500 | 2004-01-01 | 2009 | 2.5 | 1 | BOILER #1-CLEAVER BROOKS M4-100 #2 OIL- BS-1 | NO.2 | 58 | Distillate Oil (No. 2) | 0.3 | 0 | 15.385 | E3GAL | 2147.746 | OK | N | 24 | 6 | 52 | 24 | 6 | 22
1200405 | WATERS CORP |  | 177 ROBERT TREAT PAINE DR |  | TAUNTON | MA | 027800000 | 177 ROBERT TREAT PAINE DR |  | TAUNTON | MA | 027800000 | N | PRIVATE | SM80-7 | WATERS CORP | 5084825000 | susan_bershad@waters.com | MIKE | GLYNN | 5084825202 | mike_glynn@waters.com | SUSAN | BERSHAD | 5084825208 | susan_bershad@waters.com | 2 | BOILER #2-CLEAVER BROOKS M4-100 4.5 MMBTU/HR BS-2 |  | BOILER | CL BROOKS | M4-100 | 1979-01-01 | 2009 | 4.5 | 1 | BOILER #2-CLEAVER BROOKS M4-100 #2 OIL- BS-2 | NO.2 | 58 | Distillate Oil (No. 2) | 0.3 | 0 | 27.692 | E3GAL | 3865.8032 | OK | N | 24 | 6 | 52 | 24 | 6 | 22
1200405 | WATERS CORP |  | 177 ROBERT TREAT PAINE DR |  | TAUNTON | MA | 027800000 | 177 ROBERT TREAT PAINE DR |  | TAUNTON | MA | 027800000 | N | PRIVATE | SM80-7 | WATERS CORP | 5084825000 | susan_bershad@waters.com | MIKE | GLYNN | 5084825202 | mike_glynn@waters.com | SUSAN | BERSHAD | 5084825208 | susan_bershad@waters.com | 3 | BOILER #3-CLEAVER BROOKS M4-100-6000 #2 OIL-0.3S |  | BOILER | CLEAVER BROOKS | MW-6000 SERIES 100 | 2004-03-01 | 2009 | 6 | 1 | BOILER #3-CLEAVER BROOKS M4W-100 #2 OIL- BS-3 | NO.2 | 58 | Distillate Oil (No. 2) | 0.3 | 0 | 36.923 | E3GAL | 5154.4508 | OK | N | 24 | 6 | 52 | 24 | 6 | 22
1200407 | AF FORD JUNIOR HIGH SCHOOL |  | 708 MIDDLE RD |  | ACUSHNET | MA | 027430000 | 800 MIDDLE ROAD |  | ACUSHNET | MA | 027430000 | Y | LOCAL GOVERNMENT | NM99 | ORD JR HIGH SCHOOL, AF F | 5089980261 |  | KENNETH | DENEAULT | 5089980265 | kdeneault@acushnet.k12.ma.us | KENNETH | DENEAULT | 5089980261 | kdeneault@acushnet.k12.ma.us | 3 | TURBO POWER OIL HOT WATER HEATER |  | BOILER | TURBO POWER | 1250 P 440A-TPO | 2002-08-01 | 2005 | 1 | 1 | #2 OIL | NO.2 | 58 | Distillate Oil (No. 2) | 1 |  | 5 | E3GAL | 698 | OK | Y | 24 | 7 | 52 | 24 | 7 | 23
1200407 | AF FORD JUNIOR HIGH SCHOOL |  | 708 MIDDLE RD |  | ACUSHNET | MA | 027430000 | 800 MIDDLE ROAD |  | ACUSHNET | MA | 027430000 | Y | LOCAL GOVERNMENT | NM99 | ORD JR HIGH SCHOOL, AF F | 5089980261 |  | KENNETH | DENEAULT | 5089980265 | kdeneault@acushnet.k12.ma.us | KENNETH | DENEAULT | 5089980261 | kdeneault@acushnet.k12.ma.us | 4 | CLEAVER BROOKS #1 |  | BOILER | CLEAVER BROOKS | CB100-100A | 2002-01-08 | 2005 | 4 | 1 | #2 FUEL OIL | NO.2 | 58 | Distillate Oil (No. 2) | 0.5 | 0 | 45.5 | E3GAL | 6351.8 | OK | N | 24 | 7 | 40 | 0 | 0 | 0
1200407 | AF FORD JUNIOR HIGH SCHOOL |  | 708 MIDDLE RD |  | ACUSHNET | MA | 027430000 | 800 MIDDLE ROAD |  | ACUSHNET | MA | 027430000 | Y | LOCAL GOVERNMENT | NM99 | ORD JR HIGH SCHOOL, AF F | 5089980261 |  | KENNETH | DENEAULT | 5089980265 | kdeneault@acushnet.k12.ma.us | KENNETH | DENEAULT | 5089980261 | kdeneault@acushnet.k12.ma.us | 5 | CLEAVER BROOKS #2 |  | BOILER | CLEAVER BROOKS | CB100-100A | 2002-08-01 | 2005 | 4 | 1 | #2 FUEL OIL | NO.2 | 58 | Distillate Oil (No. 2) | 0.5 | 0 | 45 | E3GAL | 6282 | OK | N | 24 | 7 | 40 | 0 | 0 | 0
1200470 | BISHOP STANG HIGH SCHOOL |  | SLOCUM RD |  | DARTMOUTH | MA | 027470000 | SLOCUM RD |  | DARTMOUTH | MA | 027470000 | Y | PRIVATE | NM25 | BISHOP STANG HIGH SCHOOL | 5089965602X410 | tdougall@bishopstang.com | WILLIAM H. | SHERRY | 5086782828 | btrenholme@dfrcec.com | MICHAEL | O'BRIEN | 5089965602X417 | mobrien@bishopstang.com | 1 | FITZGIBBONS |  | BOILER | FITZGIBBONS | FIREBOX | 1961-01-01 | 2007 | 7 | 1 | OIL NUMBER 2 | NO.2 | 58 | Distillate Oil (No. 2) | 0.5 | 0 | 45 | E3GAL | 6282 | OK | N | 8 | 5 | 25 | 0 | 0 | 0
1200475 | DIGHTON REHOBOTH REGIONAL HIGH SCHOOL |  | 2700 REGIONAL RD |  | NORTH DIGHTON | MA | 027640000 | 2700 REGIONAL RD |  | NORTH DIGHTON | MA | 027640000 | Y | LOCAL GOVERNMENT | NM25 | DIGHTON REHOBOTH REGIONAL SCHOOL DISTRICT | 5082524500 | rreino@drregional.org | RICHARD | REINO | 5082525000 | rreino@drregional.org | RICHARD | REINO | 5082525000X134 | rreino@drregional.org | 5 | BOILER #1 |  | BOILER | BURNHAM | PV1116WOG | 2003-08-01 | 2010 | 3.897 | 1 | NUMBER 2 FUEL OIL | NO.2 | 58 | Distillate Oil (No. 2) | 0.3 | 0 | 22.837 | E3GAL | 3188.0452 | OK | N | 8 | 7 | 52 | 1 | 7 | 22
1200475 | DIGHTON REHOBOTH REGIONAL HIGH SCHOOL |  | 2700 REGIONAL RD |  | NORTH DIGHTON | MA | 027640000 | 2700 REGIONAL RD |  | NORTH DIGHTON | MA | 027640000 | Y | LOCAL GOVERNMENT | NM25 | DIGHTON REHOBOTH REGIONAL SCHOOL DISTRICT | 5082524500 | rreino@drregional.org | RICHARD | REINO | 5082525000 | rreino@drregional.org | RICHARD | REINO | 5082525000X134 | rreino@drregional.org | 6 | BOILER #2 |  | BOILER | BURNHAM | PV1116WOG | 2003-08-01 | 2010 | 3.897 | 1 | FUEL OIL NUMBER 2 | NO.2 | 58 | Distillate Oil (No. 2) | 0.3 | 0 | 22.837 | E3GAL | 3188.0452 | OK | N | 8 | 7 | 52 | 1 | 7 | 22
1200475 | DIGHTON REHOBOTH REGIONAL HIGH SCHOOL |  | 2700 REGIONAL RD |  | NORTH DIGHTON | MA | 027640000 | 2700 REGIONAL RD |  | NORTH DIGHTON | MA | 027640000 | Y | LOCAL GOVERNMENT | NM25 | DIGHTON REHOBOTH REGIONAL SCHOOL DISTRICT | 5082524500 | rreino@drregional.org | RICHARD | REINO | 5082525000 | rreino@drregional.org | RICHARD | REINO | 5082525000X134 | rreino@drregional.org | 7 | BOILER #3 |  | BOILER | BURNHAM | PV1116WOG | 2003-08-01 | 2010 | 3.897 | 1 | FUEL OIL NUMBER 2 | NO.2 | 58 | Distillate Oil (No. 2) | 0.3 | 0 | 22.837 | E3GAL | 3188.0452 | OK | N | 8 | 7 | 52 | 1 | 7 | 22
1200513 | AEROVOX CORP |  | 167 JOHN VERTENTE BLVD |  | NEW BEDFORD | MA | 027450000 | 167 JOHN VERTENTE BLVD |  | NEW BEDFORD | MA | 027450000 | N | PRIVATE | NM50 | AEROVOX CORP | 5089949661 | dlopes@aerovox.com | DANIEL | LOPES | 5089103501 | dlopes@aerovox.com | DANIEL | LOPES | 5089103501 | dlopes@aerovox.com | 1 | BOILER #1- CLEAVER BROOKS 700-125-15 DUAL FUEL |  | BOILER | CLVR BRKS | 700-125-15 | 2000-09-01 | 2011 | 5 | 1 | #2 .05S | NO.2 | 58 | Distillate Oil (No. 2) | 0.05 |  | 0 | E3GAL | 0 | OK | N | 24 | 7 | 52 | 24 | 5 | 22
1200513 | AEROVOX CORP |  | 167 JOHN VERTENTE BLVD |  | NEW BEDFORD | MA | 027450000 | 167 JOHN VERTENTE BLVD |  | NEW BEDFORD | MA | 027450000 | N | PRIVATE | NM50 | AEROVOX CORP | 5089949661 | dlopes@aerovox.com | DANIEL | LOPES | 5089103501 | dlopes@aerovox.com | DANIEL | LOPES | 5089103501 | dlopes@aerovox.com | 2 | BOILER #2- CLEAVER BROOKS 700-125-15 DUAL FUEL |  | BOILER | CLVR BRKS | 700-125-15 | 2000-09-01 | 2011 | 5 | 1 | #2 OIL .05S | NO.2 | 58 | Distillate Oil (No. 2) | 0.05 | 0 | 0 | E3GAL | 0 | OK | N | 24 | 7 | 52 | 24 | 5 | 22
1200517 | ROTONDO PRECAST INCORPORTED |  | 41 ALMEIDA RD |  | REHOBOTH | MA | 027690000 | 41 ALMEDIA ROAD |  | ROHOBOTH | MA | 027690000 | N | PRIVATE | NM25 | ROTONDO PRECAST (OLDCASTLE PRECAST) | 5083367600 | chris.fowler@oldcastleprecast.com | CHRISTOPHER | FOWLER | 5083367600 | chris.fowler@oldcastleprecast.com | CHRISTOPHER | FOWLER | 5083367600 | chris.fowler@oldcastleprecast.com | 3 | BOILER P-1 - CLAYTON E-100 NO. 2OIL |  | BOILER | CLAYTON | E-100 | 1985-06-01 | 2008 | 3 | 1 | BOILER P-1 - CLAYTON IND E-100 NO. 2 OIL | NO.2 | 58 | Distillate Oil (No. 2) | 0.3 | 0 | 4.034 | E3GAL | 563.1464 | OK | N | 19 | 6 | 52 | 19 | 6 | 20
1200527 | NORTH ATTLEBORO MIDDLE SCHOOL |  | 564 LANDRY AVE |  | NORTH ATTLEBOROUGH | MA | 027600000 | 564 LANDRY AVE | 564 LANDRY AVE | NORTH ATTLEBOROUGH | MA | 027600000 | Y | LOCAL GOVERNMENT | NM99 | TOWN OF NORTH ATTLEBOROUGH | 5086990100 | mfisher@morth-attleboro.ma.us | KYLE | KUMMER | 5086432100 | kylekummer@naschools.net | KYLE | KUMMER | 5086432100X207 | kylekummer@naschools.net | 1 | BOILER #1 - CLEAVER BROOKS CBE200-250 - DUAL FUEL |  | BOILER | CLEAVER BROOKS | CBE FIRETUBE | 1997-01-01 | 2009 | 10 | 1 | CLEAVER BROOKS 200-250 NO. 2 OIL 0.3S | NO.2 | 58 | Distillate Oil (No. 2) | 0.3 |  | 0 | E3GAL | 0 | OK | N | 24 | 7 | 36 | 2 | 5 | 2
1200527 | NORTH ATTLEBORO MIDDLE SCHOOL |  | 564 LANDRY AVE |  | NORTH ATTLEBOROUGH | MA | 027600000 | 564 LANDRY AVE | 564 LANDRY AVE | NORTH ATTLEBOROUGH | MA | 027600000 | Y | LOCAL GOVERNMENT | NM99 | TOWN OF NORTH ATTLEBOROUGH | 5086990100 | mfisher@morth-attleboro.ma.us | KYLE | KUMMER | 5086432100 | kylekummer@naschools.net | KYLE | KUMMER | 5086432100X207 | kylekummer@naschools.net | 2 | BOILER #2 - CLEAVER BROOKS 200-250 - DUAL FUEL |  | BOILER | CLEAVER BROOKS | CBE FIRETUBE | 1997-01-01 | 2009 | 10 | 1 | - CLEAVER BROOKS 200-250 2 OIL 0.3S | NO.2 | 58 | Distillate Oil (No. 2) | 0.3 | 0 | 0 | E3GAL | 0 | OK | N | 24 | 7 | 36 | 7 | 5 | 8
1200553 | CLEAN RENTALS INC |  | 355 CHURCH ST |  | NEW BEDFORD | MA | 027450000 | P O BOX 63100 |  | NEW BEDFORD | MA | 027460000 | N | PRIVATE | NM25 | CLEAN RENTALS INC | 5089963333 | markb@cleanuniforms.com | MARK | BODZIOCH | 5089963333 | markb@cleanuniforms.com | MARK | BODZIOCH | 5089963333 | markb@cleanuniforms.com | 1 | BOILER 1 CLEAVER BROOKS CB60 2 OIL NAT GAS |  | BOILER | CLEAVER BROOKS | CB 900-60 | 1998-05-01 | 2007 | 2.51 | 1 | BOILER 1 - CLEAVER BROOKS CB60- 2 OIL 0.3SULFU | NO.2 | 58 | Distillate Oil (No. 2) | 0.3 |  | 16 | E3GAL | 2233.6 | OK | N | 10 | 4 | 52 | 10 | 4 | 22
1200555 | WOODS HOLE OCEAN INSTITUTE |  | 360 WOODS HOLE RD |  | FALMOUTH | MA | 025400000 | 86 WATER STREET |  | WOODS HOLE | MA | 025431047 | N | PRIVATE | NM25 | WOODS HOLE OCEAN INSTITUTION | 5082892702 | dderosier@whoi.edu | EMILY | SCHORER | 5082893562 | eschorer@whoi.edu | DAVID | DEROSIER | 5082892289 | dderosier@whoi.edu | 1 | BOILER #1-CLEAVER BROOKS CB100X-300 DUAL FUEL |  | BOILER | UNKNOWN | UNKNOWN | 1974-03-12 | 2011 | 12.553 | 1 | BOILER #1-CLEAVER BROOKS CB100X-300 #2 OIL-0.3S | NO.2 | 58 | Distillate Oil (No. 2) | 0.3 | 0 | 0 | E3GAL | 0 | OK | N | 24 | 7 | 52 | 24 | 7 | 22
1200555 | WOODS HOLE OCEAN INSTITUTE |  | 360 WOODS HOLE RD |  | FALMOUTH | MA | 025400000 | 86 WATER STREET |  | WOODS HOLE | MA | 025431047 | N | PRIVATE | NM25 | WOODS HOLE OCEAN INSTITUTION | 5082892702 | dderosier@whoi.edu | EMILY | SCHORER | 5082893562 | eschorer@whoi.edu | DAVID | DEROSIER | 5082892289 | dderosier@whoi.edu | 2 | BOILER-#2-CLEAVER BROOKS CB100X-300 #2 OIL-0.3S |  | BOILER | UNKNOWN | UNKNOWN | 1974-03-12 | 2011 | 12.553 | 1 | BOILER #2-CLEAVER BROOKS CB100X-300 #2 OIL 0.3S | NO.2 | 58 | Distillate Oil (No. 2) | 0.3 | 0 | 0 | E3GAL | 0 | OK | N | 24 | 7 | 52 | 24 | 7 | 22
1200555 | WOODS HOLE OCEAN INSTITUTE |  | 360 WOODS HOLE RD |  | FALMOUTH | MA | 025400000 | 86 WATER STREET |  | WOODS HOLE | MA | 025431047 | N | PRIVATE | NM25 | WOODS HOLE OCEAN INSTITUTION | 5082892702 | dderosier@whoi.edu | EMILY | SCHORER | 5082893562 | eschorer@whoi.edu | DAVID | DEROSIER | 5082892289 | dderosier@whoi.edu | 3 | CENTRAL ENERGY PLANT BOILER 3 |  | BOILER | UNKNOWN | UNKNOWN | 2004-09-09 | 2011 | 12.247 | 1 | DISTILLATE OIL | NO.2 | 58 | Distillate Oil (No. 2) | 0.0015 | 0.2 | 0 | E3GAL | 0 | OK | Y | 24 | 7 | 52 | 24 | 7 | 22
1200555 | WOODS HOLE OCEAN INSTITUTE |  | 360 WOODS HOLE RD |  | FALMOUTH | MA | 025400000 | 86 WATER STREET |  | WOODS HOLE | MA | 025431047 | N | PRIVATE | NM25 | WOODS HOLE OCEAN INSTITUTION | 5082892702 | dderosier@whoi.edu | EMILY | SCHORER | 5082893562 | eschorer@whoi.edu | DAVID | DEROSIER | 5082892289 | dderosier@whoi.edu | 7 | DISTILLATE OIL FIRED RESIDENTIAL SIZED COMB UNITS | 11 | BOILER | VARIES | VARIES | 1990-01-01 | 2011 | 2.048 | 1 | DISTILLATE OIL | NO.2 | 58 | Distillate Oil (No. 2) | 0.0015 | 0.2 | 13.674 | E3GAL | 1908.8904 | OK | Y | 24 | 7 | 52 | 24 | 7 | 22
1200562 | FOXBORO HIGH SCHOOL |  | IGO ADMINBLD S S |  | FOXBOROUGH | MA | 020350000 | IGO ADMIN BLD | 60 SOUTH STREET | FOXBOROUGH | MA | 020350000 | Y | LOCAL GOVERNMENT | NM25 | FOXBORO HIGH SCHOOL | 5085434811 |  | MICHAEL | O LEARY | 5085431676 | olearym@foxborough.k12.ma.us | MICHAEL | O LEARY | 5085431600 | olearym@foxborough.k12.ma.us | 1 | BOILER #1-KEWANEE #L2W-250-2 #2 OIL-0.25%S |  | BOILER | KEWANEE | L2W-250-02 | 1971-06-01 | 2006 | 8 | 1 | BOILER #1-KEWANEE #L2W-250-2 #2 OIL-0.25%S | NO.2 | 58 | Distillate Oil (No. 2) | 0.25 | 0.1 | 65 | E3GAL | 9074 | OK | N | 24 | 7 | 35 | 2 | 5 | 4
1200562 | FOXBORO HIGH SCHOOL |  | IGO ADMINBLD S S |  | FOXBOROUGH | MA | 020350000 | IGO ADMIN BLD | 60 SOUTH STREET | FOXBOROUGH | MA | 020350000 | Y | LOCAL GOVERNMENT | NM25 | FOXBORO HIGH SCHOOL | 5085434811 |  | MICHAEL | O LEARY | 5085431676 | olearym@foxborough.k12.ma.us | MICHAEL | O LEARY | 5085431600 | olearym@foxborough.k12.ma.us | 2 | BOILER #2-KEWANEE #L2W-250-2 #2 OIL-0.25%S |  | BOILER | KEWANEE | L2W-250-02 | 1971-06-01 | 2006 | 8 | 1 | BOILER #2-KEWANEE #L2W-250-2 #2 OIL-0.25%S | NO.2 | 58 | Distillate Oil (No. 2) | 0.25 | 0.1 | 65 | E3GAL | 9074 | OK | N | 24 | 7 | 35 | 2 | 5 | 4
1200572 | FREETOWN ELEMENTRY SCHOOL |  | 43 BULLOCK RD |  | FREETOWN | MA | 027170000 | 43 BULLOCK RD |  | FREETOWN | MA | 027170000 | Y | LOCAL GOVERNMENT | NM50 | FREETOWN ELEM SCHOOL | 5087635121 | fes@freelake.org | EUGENE | JONES | 5087635121 | ejones@freelake.mec.edu | EUGENE | JONES | 5087635121X2121 | ejones@freelake.mec.edu | 3 | BOILER #3-CLEAVER BROOKS #CB-100-125 5.23 MMBTU/HR |  | BOILER | CLEAVER-BROOKS | CB-100-125 | 1980-06-01 | 2008 | 5 | 1 | BOILER 3-CLEAVER BROOKS CB-100-125 2 OIL-0.3S | NO.2 | 58 | Distillate Oil (No. 2) | 0.3 | 0 | 6 | E3GAL | 837.6 | OK | N | 2 | 7 | 24 | 0 | 0 | 0
1200572 | FREETOWN ELEMENTRY SCHOOL |  | 43 BULLOCK RD |  | FREETOWN | MA | 027170000 | 43 BULLOCK RD |  | FREETOWN | MA | 027170000 | Y | LOCAL GOVERNMENT | NM50 | FREETOWN ELEM SCHOOL | 5087635121 | fes@freelake.org | EUGENE | JONES | 5087635121 | ejones@freelake.mec.edu | EUGENE | JONES | 5087635121X2121 | ejones@freelake.mec.edu | 4 | BOILER 4-CLEAVER BROOKS CB-100-125 5.23 MMBTU/HR |  | BOILER | CLEAVER-BROOKS | CB-100-125 | 1980-06-01 | 2008 | 5 | 1 | BOILER 4-CLEAVER BROOKS CB-100-125 2 OIL-0.3S | NO.2 | 58 | Distillate Oil (No. 2) | 0.3 | 0 | 6 | E3GAL | 837.6 | OK | N | 2 | 7 | 24 | 0 | 0 | 0
1200580 | SACRED HEART HIGH SCHOOL |  | 399 BISHOPS HWY |  | KINGSTON | MA | 023642098 | 399 BISHOPS HWY |  | KINGSTON | MA | 023642098 | N | PRIVATE | NM99 | SACRED HEART ACADEMY | 7815857511 | BUSINESS@SACREDHEART-HS.ORG | BRUCE | NORIAN | 7813982250 | BRUCEN@NS-ENGINEERING.COM | SISTER ALICE MARIE | LYON | 7815857511 | samlyon@sacredheartkingston.com | 4 | BOILER #1 |  | BOILER | CLEAVER BROOKS | CB1700150015 | 2007-09-15 | 2007 | 6.124 | 1 | NO .2 | NO.2 | 58 | Distillate Oil (No. 2) | 0.05 | 0 | 3.15 | E3GAL | 439.74 | OK | N | 24 | 7 | 35 | 24 | 7 | 2
1200580 | SACRED HEART HIGH SCHOOL |  | 399 BISHOPS HWY |  | KINGSTON | MA | 023642098 | 399 BISHOPS HWY |  | KINGSTON | MA | 023642098 | N | PRIVATE | NM99 | SACRED HEART ACADEMY | 7815857511 | BUSINESS@SACREDHEART-HS.ORG | BRUCE | NORIAN | 7813982250 | BRUCEN@NS-ENGINEERING.COM | SISTER ALICE MARIE | LYON | 7815857511 | samlyon@sacredheartkingston.com | 5 | BOILER #2 |  | BOILER | CLEAVER BROOKS | CB1700150015 | 2007-09-15 | 2007 | 6.124 | 1 | NO. 2 | NO.2 | 58 | Distillate Oil (No. 2) | 0.05 | 0 | 3.15 | E3GAL | 439.74 | OK | N | 24 | 7 | 35 | 24 | 7 | 2
1200625 | NANTUCKET HIGH SCHOOL |  | ATLANTIC AVE |  | NANTUCKET | MA | 025540000 | 10 SURFSIDE ROAD |  | NANTUCKET | MA | 025540000 | Y | LOCAL GOVERNMENT | NM25 | NANTUCKET HIGH SCHOOL | 5082287285 | mcfarlandj@nps.k12.ma.us | JACK | MCFARLAND | 5082287285 | mcfarlandj@nps.k12.ma.us | DAVE | KANYOCK | 5082287285X1165 | kanyockd@nps.k12.ma.us | 1 | UNIT 1 |  | BOILER | WEIL MCLAIN | 1894 | 2008-10-08 | 2008 | 4.9 | 1 | NO #2 FUEL OIL | NO.2 | 58 | Distillate Oil (No. 2) | 0.5 | 0.1 | 0 | TON | n.a. | n.a. | N | 24 | 7 | 35 | 0 | 0 | 0
1200627 | NEW BEDFORD PULASKI SCHOOL |  | 1097 BRALEY RD |  | NEW BEDFORD | MA | 027450000 | 455 COUNTY STREET |  | NEW BEDFORD | MA | 027400000 | Y | LOCAL GOVERNMENT | NM99 | C PULASKI SCHOOL | 5089974511 | dbrown@newbedfordpublicschools.org | DEBORAH | BROWN | 5089974511 | dbrown@newbedfordpublicschools.org | DEBORAH | BROWN | 5089974511 | dbrown@newbedfordpublicschools.org | 1 | BOILER #1-CLEAVER BROOKS CB500-200 8.369 MMBTU/HR |  | BOILER | CLEAVER BROOKS | 500-200 | 1974-09-01 | 2011 | 8.369 | 1 | #2 OIL | NO.2 | 58 | Distillate Oil (No. 2) | 0.015 | 0 | 5.602 | E3GAL | 782.0392 | OK | N | 24 | 7 | 28 | 0 | 0 | 0
1200627 | NEW BEDFORD PULASKI SCHOOL |  | 1097 BRALEY RD |  | NEW BEDFORD | MA | 027450000 | 455 COUNTY STREET |  | NEW BEDFORD | MA | 027400000 | Y | LOCAL GOVERNMENT | NM99 | C PULASKI SCHOOL | 5089974511 | dbrown@newbedfordpublicschools.org | DEBORAH | BROWN | 5089974511 | dbrown@newbedfordpublicschools.org | DEBORAH | BROWN | 5089974511 | dbrown@newbedfordpublicschools.org | 2 | BOILER #2-CLEAVER BROOKS CB500-200 8.369 MMBTU/HR |  | BOILER | CLEAVER BROOKS | CB500-200 | 1974-09-20 | 2011 | 8.369 | 1 | #2 OIL | NO.2 | 58 | Distillate Oil (No. 2) | 0.015 | 0 | 5.602 | E3GAL | 782.0392 | OK | N | 24 | 7 | 28 | 0 | 0 | 0
1200675 | AMVET ELEMENTARY SCHOOL |  | AMVET BLVD |  | NORTH ATTLEBOROUGH | MA | 027600000 | AMVET BOULEVARD |  | NORTH ATTLEBOROUGH | MA | 027600000 | Y | LOCAL GOVERNMENT | NM25 | TOWN OF NORTH ATTLEBOROUGH | 5086990100 |  | ROLAND | DENEAULT | 5086432100 | rdeneault@naschools.net | ROLAND | DENEAULT | 5086432100X207 | rdeneault@naschools.net | 1 | BOILER #1-HB SMITH #550 2.56 MMBTU/HR #2 OIL-0.3 |  | BOILER | H.B SMITH | 640 | 1960-06-01 | 2005 | 3 | 1 | BOILER #1-HB SMITH #550 #2 OIL-0.3%S | NO.2 | 58 | Distillate Oil (No. 2) | 0.3 | 0 | 7 | E3GAL | 977.2 | OK | N | 9 | 5 | 36
1200675 | AMVET ELEMENTARY SCHOOL |  | AMVET BLVD |  | NORTH ATTLEBOROUGH | MA | 027600000 | AMVET BOULEVARD |  | NORTH ATTLEBOROUGH | MA | 027600000 | Y | LOCAL GOVERNMENT | NM25 | TOWN OF NORTH ATTLEBOROUGH | 5086990100 |  | ROLAND | DENEAULT | 5086432100 | rdeneault@naschools.net | ROLAND | DENEAULT | 5086432100X207 | rdeneault@naschools.net | 2 | BOILER #2-HB SMITH 640 5.68 MMBTU/HR #2 OIL-0.3% |  | BOILER | H.B. SMITH | 640 | 1960-06-01 | 2005 | 6 | 1 | BOILER #2-HB SMITH #640 #2 OIL-0.3%S | NO.2 | 58 | Distillate Oil (No. 2) | 0.3 | 0 | 7 | E3GAL | 977.2 | OK | N | 9 | 5 | 36
1200675 | AMVET ELEMENTARY SCHOOL |  | AMVET BLVD |  | NORTH ATTLEBOROUGH | MA | 027600000 | AMVET BOULEVARD |  | NORTH ATTLEBOROUGH | MA | 027600000 | Y | LOCAL GOVERNMENT | NM25 | TOWN OF NORTH ATTLEBOROUGH | 5086990100 |  | ROLAND | DENEAULT | 5086432100 | rdeneault@naschools.net | ROLAND | DENEAULT | 5086432100X207 | rdeneault@naschools.net | 3 | BOILER #3-HB SMITH #640 5.68 MMBTU #2 OIL-0.3%S |  | BOILER | H. B. SMITH | 340-11 | 1960-06-01 | 2005 | 6 | 1 | BOILER #3-HB SMITH #640 #2 OIL-0.3%S | NO.2 | 58 | Distillate Oil (No. 2) | 0.3 | 0 | 7 | E3GAL | 977.2 | OK | N | 9 | 5 | 36
1200678 | COMMUNITY ELEMENTARY SCHOOL |  | 45 SOUTH WASHINGTON ST |  | NORTH ATTLEBOROUGH | MA | 027600000 | 45 SOUTH WASHINGTON STREET |  | NORTH ATTLEBORO | MA | 027600000 | Y | LOCAL GOVERNMENT | NM25 | TOWN OF NORTH ATTLEBOROUGH | 5086990100 |  | ROLAND | DENEAULT | 5086432100 | rdeneault@naschools.net | ROLAND | DENEAULT | 5086432100X207 | rdeneault@naschools.net | 1 | BOILER #1-WEIL MCLAIN #88 3.6 MMBTU/HR #2 OIL |  | BOILER | WEIL-MCLAIN | 1388 | 1991-08-30 | 2005 | 4 | 1 | BOILER #1-WEIL MCLAIN #88 #2 OIL-0.25%S | NO.2 | 58 | Distillate Oil (No. 2) | 0.25 | 0 | 11.5 | E3GAL | 1605.4 | OK | N | 9 | 5 | 36
1200678 | COMMUNITY ELEMENTARY SCHOOL |  | 45 SOUTH WASHINGTON ST |  | NORTH ATTLEBOROUGH | MA | 027600000 | 45 SOUTH WASHINGTON STREET |  | NORTH ATTLEBORO | MA | 027600000 | Y | LOCAL GOVERNMENT | NM25 | TOWN OF NORTH ATTLEBOROUGH | 5086990100 |  | ROLAND | DENEAULT | 5086432100 | rdeneault@naschools.net | ROLAND | DENEAULT | 5086432100X207 | rdeneault@naschools.net | 2 | BOILER #2-WEIL MCLAIN #88 3.6 MMBTU/HR #2 OIL |  | BOILER | WEIL-MCLAIN | 1388 | 1991-06-01 | 2005 | 4 | 1 | BOILER #2-WEIL MCLAIN #88 #2 OIL-0.25%S | NO.2 | 58 | Distillate Oil (No. 2) | 0.25 | 0 | 11.5 | E3GAL | 1605.4 | OK | N | 9 | 5 | 36
1200678 | COMMUNITY ELEMENTARY SCHOOL |  | 45 SOUTH WASHINGTON ST |  | NORTH ATTLEBOROUGH | MA | 027600000 | 45 SOUTH WASHINGTON STREET |  | NORTH ATTLEBORO | MA | 027600000 | Y | LOCAL GOVERNMENT | NM25 | TOWN OF NORTH ATTLEBOROUGH | 5086990100 |  | ROLAND | DENEAULT | 5086432100 | rdeneault@naschools.net | ROLAND | DENEAULT | 5086432100X207 | rdeneault@naschools.net | 3 | BOILER #3-WEIL MCLAIN #88 PLANT WATER HEATER |  | BOILER | WEIL MCLAIN | 676 | 1991-01-01 | 2005 | 4 | 1 | BOILER #3-WEIL MCLAIN #88 #2 OIL-0.25%S | NO.2 | 58 | Distillate Oil (No. 2) | 0.25 | 0 | 11.5 | E3GAL | 1605.4 | OK | N | 9 | 5 | 36
1200740 | NAUSET REGIONAL MIDDLE SCHOOL |  | RTE 28 ST |  | ORLEANS | MA | 026530000 | ROUTE 28 |  | ORLEANS | MA | 026530000 | Y | LOCAL GOVERNMENT | NM99 | NAUSET REG MIDDLE SC | 5082550016X314 |  | GREG | BAECKER | 5082550016 | baeckerg@nausetschools.org | PAUL | RICHARD | 5082551505 |  | 1 | BOILER #1-H.B.SMITH M450L-S-19 6.38 MMBTU/HR | 2 | BOILER | HB SMITH | M450L-S-19 | 1991-02-19 | 2007 | 6.38 | 1 | BOILER #1-H.B.SMITH M450L-S-19 # 2 OIL-0.3S | NO.2 | 58 | Distillate Oil (No. 2) | 0.3 | 0 | 30 | E3GAL | 4188 | OK | N | 24 | 7 | 30 | 0 | 0 | 0
1200740 | NAUSET REGIONAL MIDDLE SCHOOL |  | RTE 28 ST |  | ORLEANS | MA | 026530000 | ROUTE 28 |  | ORLEANS | MA | 026530000 | Y | LOCAL GOVERNMENT | NM99 | NAUSET REG MIDDLE SC | 5082550016X314 |  | GREG | BAECKER | 5082550016 | baeckerg@nausetschools.org | PAUL | RICHARD | 5082551505 |  | 2 | BOILER #2-H.B.SMITH M450L-S-19 6.38 MMBTU/HR |  | BOILER | HB SMITH | M450L-S-19 | 1991-02-19 | 2007 | 6.38 | 1 | BOILER #2-H.B.SMITH M450L-S-19 #2 OIL-0.3S | NO.2 | 58 | Distillate Oil (No. 2) | 0.3 | 0 | 30 | E3GAL | 4188 | OK | N | 24 | 7 | 30 | 0 | 0 | 0
1200741 | BRISTOL PLYMOUTH REGIONAL TECH SCHOOL |  | 940 COUNTY ST |  | TAUNTON | MA | 027800000 | 940 COUNTY STREET |  | TAUNTON | MA | 027800000 | Y | LOCAL GOVERNMENT | NM50 | BRISTOL PLYMOUTH REGIONAL TECH | 5088235151X337 | jpeterson@bptech.org | STEPHEN | POELAERT | 5088235151 | spoelaert@bptech.org | STEPHEN | POELAERT | 5088235151X337 | spoelaert@bptech.org | 1 | BOILER #1-KEWANEE #M241525 DUAL FUEL 16.74 MMBTU |  | BOILER | KEWANEE | #M241525 | 1971-01-01 | 2011 | 17 | 1 | NATURAL GAS | NO.2 | 58 | Distillate Oil (No. 2) | 0.3 |  | 0 | E3GAL | 0 | OK | N | 24 | 7 | 44 | 24 | 7 | 12
1200741 | BRISTOL PLYMOUTH REGIONAL TECH SCHOOL |  | 940 COUNTY ST |  | TAUNTON | MA | 027800000 | 940 COUNTY STREET |  | TAUNTON | MA | 027800000 | Y | LOCAL GOVERNMENT | NM50 | BRISTOL PLYMOUTH REGIONAL TECH | 5088235151X337 | jpeterson@bptech.org | STEPHEN | POELAERT | 5088235151 | spoelaert@bptech.org | STEPHEN | POELAERT | 5088235151X337 | spoelaert@bptech.org | 2 | BOILER #2-KEWANEE #M241526 DUAL FUEL 16.74 MMBTU |  | BOILER | KEWANEE | #M241526 | 1971-01-01 | 2011 | 17 | 1 | NATURAL GAS | NO.2 | 58 | Distillate Oil (No. 2) | 0.3 | 0 | 0 | E3GAL | 0 | OK | N | 24 | 7 | 44 | 24 | 7 | 12
1200766 | BRISTOL HOUSE OF CORRECTION |  | 226 ASH ST |  | NEW BEDFORD | MA | 027400000 | 226 ASH ST |  | NEW BEDFORD | MA | 027400000 | N | LOCAL GOVERNMENT | NM25 | BRISTOL HOUSE OF CORRECTION | 5089956400X2453 | EDWARDNICULAU@BSCO-MA.ORG | EDWARD | NICOLAU | 5089956400 | EDWARDNICULAU@BSCO-MA.ORG | GERALD | LEMIEUX | 5089951631 | LEMHEAT@GMAIL.COM | 1 | HEATING BOILER #1 - MAIN UNIT - #2 OIL |  | BOILER | WEIL MCLAIN | 2394 | 1985-08-01 | 2011 | 7.9 | 1 | #2 OIL | NO.2 | 58 | Distillate Oil (No. 2) | 0.015 |  | 56 | E3GAL | 7817.6 | OK | N | 24 | 7 | 50 | 24 | 7 | 22
1200766 | BRISTOL HOUSE OF CORRECTION |  | 226 ASH ST |  | NEW BEDFORD | MA | 027400000 | 226 ASH ST |  | NEW BEDFORD | MA | 027400000 | N | LOCAL GOVERNMENT | NM25 | BRISTOL HOUSE OF CORRECTION | 5089956400X2453 | EDWARDNICULAU@BSCO-MA.ORG | EDWARD | NICOLAU | 5089956400 | EDWARDNICULAU@BSCO-MA.ORG | GERALD | LEMIEUX | 5089951631 | LEMHEAT@GMAIL.COM | 2 | BOILER #2 - STENDBY UNIT - #2 FUEL OIL |  | BOILER | WEIL MCLAIN | 2394 | 1985-08-01 | 2011 | 7.9 | 1 | #2 FUEL OIL | NO.2 | 58 | Distillate Oil (No. 2) | 0.015 |  | 1 | E3GAL | 139.6 | OK | Y | 24 | 7 | 2 | 0 | 0 | 0
1200797 | ME SMALL ELEMENTRY SCHOOL |  | 296 STATION AVE |  | YARMOUTH | MA | 026640000 | 296 STATION AVENUE |  | YARMOUTH | MA | 026641892 | Y | LOCAL GOVERNMENT | NM25 | ME SMALL ELEMENTARY SCHOOL-JOE CUCINOTA, DIRECTOR OF OPERATIONS & FACILITY | 5083987610 | cucucinotj@dy-regional.k12.ma.us | LOU | MCPHERSON | 5083987670 | mcphersl@dy-regional.k12.ma.us | LOU | MCPHERSON | 5083987670 | mcphersl@dy-regional.k12.ma.us | 1 | H. B.SMITH -OIL-#2 |  | BOILER | H.B.SMITH | GLO-4500 | 1963-01-01 | 2006 | 0.5 | 1 | #2 FUEL OIL 0.5 SULFUR | NO.2 | 58 | Distillate Oil (No. 2) | 0.5 | 0 | 9.4 | E3GAL | 1312.24 | OK | N | 7 | 5 | 24 | 6 | 5 | 22
1200797 | ME SMALL ELEMENTRY SCHOOL |  | 296 STATION AVE |  | YARMOUTH | MA | 026640000 | 296 STATION AVENUE |  | YARMOUTH | MA | 026641892 | Y | LOCAL GOVERNMENT | NM25 | ME SMALL ELEMENTARY SCHOOL-JOE CUCINOTA, DIRECTOR OF OPERATIONS & FACILITY | 5083987610 | cucucinotj@dy-regional.k12.ma.us | LOU | MCPHERSON | 5083987670 | mcphersl@dy-regional.k12.ma.us | LOU | MCPHERSON | 5083987670 | mcphersl@dy-regional.k12.ma.us | 2 | BOILER#2-H.B. SMITH GLO-4500 5,800BTU/HR |  | BOILER | H.B.SMITH | GLO-4500 | 1963-01-01 | 2006 | 0.5961 | 1 | NO 2 OIL | NO.2 | 58 | Distillate Oil (No. 2) | 0.5 | 0 | 9.2 | E3GAL | 1284.32 | OK | N | 7 | 5 | 24 | 7 | 5 | 23
1200797 | ME SMALL ELEMENTRY SCHOOL |  | 296 STATION AVE |  | YARMOUTH | MA | 026640000 | 296 STATION AVENUE |  | YARMOUTH | MA | 026641892 | Y | LOCAL GOVERNMENT | NM25 | ME SMALL ELEMENTARY SCHOOL-JOE CUCINOTA, DIRECTOR OF OPERATIONS & FACILITY | 5083987610 | cucucinotj@dy-regional.k12.ma.us | LOU | MCPHERSON | 5083987670 | mcphersl@dy-regional.k12.ma.us | LOU | MCPHERSON | 5083987670 | mcphersl@dy-regional.k12.ma.us | 4 | BOILER#1-H.B. SMITH GLO-4500 5,800 BTU/HR |  | BOILER | H.B.SMITH | GLO-4500 | 1999-09-01 | 2006 | 9.5 | 1 | NO 2 OIL. | NO.2 | 58 | Distillate Oil (No. 2) | 0.5 |  | 9.2 | E3GAL | 1284.32 | OK | N | 7 | 5 | 24 | 7 | 5 | 23
1200797 | ME SMALL ELEMENTRY SCHOOL |  | 296 STATION AVE |  | YARMOUTH | MA | 026640000 | 296 STATION AVENUE |  | YARMOUTH | MA | 026641892 | Y | LOCAL GOVERNMENT | NM25 | ME SMALL ELEMENTARY SCHOOL-JOE CUCINOTA, DIRECTOR OF OPERATIONS & FACILITY | 5083987610 | cucucinotj@dy-regional.k12.ma.us | LOU | MCPHERSON | 5083987670 | mcphersl@dy-regional.k12.ma.us | LOU | MCPHERSON | 5083987670 | mcphersl@dy-regional.k12.ma.us | 5 | HB-SMITH BOILER # 1 5,800 BTU |  | BOILER | HB-SMITH | GLO-4500 | 1962-01-01 | 2006 | 5 | 1 | 1 | NO.2 | 58 | Distillate Oil (No. 2) | 0.5 |  | 9.2 | E3GAL | 1284.32 | OK | N | 7 | 5 | 24 | 7 | 5 | 23
1200798 | MATTACHEESE MIDDLE SCHOOL |  | 296 STATION AVE |  | YARMOUTH | MA | 026640000 | 296 STATION AVENUE |  | YARMOUTH | MA | 026641892 | Y | LOCAL GOVERNMENT | NM25 | MATTACHEESE MID SCHO | 5083987610 | cucucinotj@dy-regional.k12.ma.us | LOU | MCPHERSON | 5083987670 | mcphersl@dy-regional.k12.ma.us | LOU | MCPHERSON | 5083987677 | mcphersl@dy-regional.k12.ma.us | 1 | BOILER 1 H.B.SMITH 4500 MILLS |  | BOILER | H.B. SMITH | 4500 MILLS | 1966-01-12 | 2007 | 5.961 | 1 | NO 2 OIL | NO.2 | 58 | Distillate Oil (No. 2) | 0.5 | 0 | 42 | E3GAL | 5863.2 | OK | N | 7 | 5 | 24 | 7 | 5 | 22
1200798 | MATTACHEESE MIDDLE SCHOOL |  | 296 STATION AVE |  | YARMOUTH | MA | 026640000 | 296 STATION AVENUE |  | YARMOUTH | MA | 026641892 | Y | LOCAL GOVERNMENT | NM25 | MATTACHEESE MID SCHO | 5083987610 | cucucinotj@dy-regional.k12.ma.us | LOU | MCPHERSON | 5083987670 | mcphersl@dy-regional.k12.ma.us | LOU | MCPHERSON | 5083987677 | mcphersl@dy-regional.k12.ma.us | 2 | BOILER 2 H.B.SMITH 4500MILLS |  | BOILER | H.B.SMITH | 4500 MILLS | 1966-01-12 | 2007 | 5.961 | 1 | NO 2 OIL | NO.2 | 58 | Distillate Oil (No. 2) | 0.5 | 0 | 42 | E3GAL | 5863.2 | OK | N | 7 | 5 | 24 | 7 | 5 | 22
1200799 | DENNIS YARMOUTH REGIONAL HIGH SCHOOL |  | 296 STATION AVE |  | YARMOUTH | MA | 026640000 | 296 STATION AVENUE |  | SOUTH YARMOUTH | MA | 026641898 | Y | LOCAL GOVERNMENT | NM50 | DY REG HIGH SCHOOL | 5083987610 | cucucinotj@dy-regional.k12.ma.us | LOU | MCPHERSON | 5083987670 | mcphersl@dy-regional.k12.ma.us | LOU | MCPHERSON | 5083987677 | mcphersl@dy-regional.k12.ma.us | 4 | BOILER#1 BRYAN RV400-W-FDGO |  | BOILER | BRYAN |  | 2005-09-04 | 2007 | 4 | 1 | NO 2 OIL | NO.2 | 58 | Distillate Oil (No. 2) | 0.5 |  | 36 | E3GAL | 5025.6 | OK | N | 7 | 5 | 24 | 7 | 5 | 22
1200799 | DENNIS YARMOUTH REGIONAL HIGH SCHOOL |  | 296 STATION AVE |  | YARMOUTH | MA | 026640000 | 296 STATION AVENUE |  | SOUTH YARMOUTH | MA | 026641898 | Y | LOCAL GOVERNMENT | NM50 | DY REG HIGH SCHOOL | 5083987610 | cucucinotj@dy-regional.k12.ma.us | LOU | MCPHERSON | 5083987670 | mcphersl@dy-regional.k12.ma.us | LOU | MCPHERSON | 5083987677 | mcphersl@dy-regional.k12.ma.us | 5 | BOILER 2 BRYAN RV400-S-15-FW-30-FDGO |  | BOILER | BRYAN | RV400-S-15-FW-30-FDGO | 2005-09-04 | 2007 | 4 | 1 | #2 OIL | NO.2 | 58 | Distillate Oil (No. 2) | 0.5 | 0 | 36 | E3GAL | 5025.6 | OK | N | 4 | 5 | 24 | 7 | 5 | 22
1200799 | DENNIS YARMOUTH REGIONAL HIGH SCHOOL |  | 296 STATION AVE |  | YARMOUTH | MA | 026640000 | 296 STATION AVENUE |  | SOUTH YARMOUTH | MA | 026641898 | Y | LOCAL GOVERNMENT | NM50 | DY REG HIGH SCHOOL | 5083987610 | cucucinotj@dy-regional.k12.ma.us | LOU | MCPHERSON | 5083987670 | mcphersl@dy-regional.k12.ma.us | LOU | MCPHERSON | 5083987677 | mcphersl@dy-regional.k12.ma.us | 6 | BOILER 3 BRYAN RV400-S-15-FW-30-FDGO |  | BOILER | BRYAN | RV400-S-15-FW-30-FDGO | 2005-09-04 | 2007 | 4 | 1 | NO 2 OIL | NO.2 | 58 | Distillate Oil (No. 2) | 0.5 |  | 36 | E3GAL | 5025.6 | OK | N | 7 | 5 | 24 | 7 | 5 | 22
1200799 | DENNIS YARMOUTH REGIONAL HIGH SCHOOL |  | 296 STATION AVE |  | YARMOUTH | MA | 026640000 | 296 STATION AVENUE |  | SOUTH YARMOUTH | MA | 026641898 | Y | LOCAL GOVERNMENT | NM50 | DY REG HIGH SCHOOL | 5083987610 | cucucinotj@dy-regional.k12.ma.us | LOU | MCPHERSON | 5083987670 | mcphersl@dy-regional.k12.ma.us | LOU | MCPHERSON | 5083987677 | mcphersl@dy-regional.k12.ma.us | 7 | BOILER 4 PVI TURBOPOWER 750N 400R TPGOO |  | BOILER | PVI TURBOPOWER | 750N 400R TPGO | 2005-09-04 | 2007 | 6 | 1 | NO 2 OIL | NO.2 | 58 | Distillate Oil (No. 2) | 0.5 |  | 36 | E3GAL | 5025.6 | OK | N | 7 | 5 | 24 | 7 | 5 | 22
1200799 | DENNIS YARMOUTH REGIONAL HIGH SCHOOL |  | 296 STATION AVE |  | YARMOUTH | MA | 026640000 | 296 STATION AVENUE |  | SOUTH YARMOUTH | MA | 026641898 | Y | LOCAL GOVERNMENT | NM50 | DY REG HIGH SCHOOL | 5083987610 | cucucinotj@dy-regional.k12.ma.us | LOU | MCPHERSON | 5083987670 | mcphersl@dy-regional.k12.ma.us | LOU | MCPHERSON | 5083987677 | mcphersl@dy-regional.k12.ma.us | 8 | BOILER 5 PVI TURBOPOWER 750N 400R TPGO |  | BOILER | PVI TURBOPOWER | 750N 400R TPGO | 2005-09-04 | 2007 | 6 | 1 | NO 2 OIL | NO.2 | 58 | Distillate Oil (No. 2) | 0.5 |  | 36 | E3GAL | 5025.6 | OK | N | 7 | 7 | 24 | 7 | 5 | 22
1200834 | GLINES & RHODES INCORPORATED |  | 189 EAST ST |  | ATTLEBORO | MA | 027030000 | BOX 2285 |  | ATTLEBORO | MA | 027032285 | N | PRIVATE | NM50 | GLINES AND RHODES INC | 5082262000 | ralph@glinesandrhodes.com | RALPH | CROWELL | 5082262000 | ralph@glinesandrhodes.com | RALPH | CROWELL | 5082262000 | ralph@glinesandrhodes.com | 1 | BOILER #1 - BURNHAM - FF-514 |  | BOILER | BURNHAM | FF-514 | 1986-09-22 | 2010 | 3.5 | 1 | NO. 2 FUEL OIL | NO.2 | 58 | Distillate Oil (No. 2) | 0.0015 | 0 | 11.1121 | E3GAL | 1551.2492 | OK | Y | 24 | 7 | 52 | 24 | 7 | 22
1200834 | GLINES & RHODES INCORPORATED |  | 189 EAST ST |  | ATTLEBORO | MA | 027030000 | BOX 2285 |  | ATTLEBORO | MA | 027032285 | N | PRIVATE | NM50 | GLINES AND RHODES INC | 5082262000 | ralph@glinesandrhodes.com | RALPH | CROWELL | 5082262000 | ralph@glinesandrhodes.com | RALPH | CROWELL | 5082262000 | ralph@glinesandrhodes.com | 2 | BOILER #2 - BURNHAM - PF-507 |  | BOILER | BURNHAM | PF-507 | 1983-10-01 | 2010 | 1 | 1 | NO. 2 FUEL OIL | NO.2 | 58 | Distillate Oil (No. 2) | 0.0015 | 0.1 | 3.1749 | E3GAL | 443.216 | OK | Y | 24 | 7 | 52 | 24 | 7 | 22
1200868 | GARELICK FARMS INC |  | 1199 WEST CENTRAL ST |  | FRANKLIN | MA | 020380000 | 1199 W CENTRAL ST |  | FRANKLIN | MA | 020380000 | N | PRIVATE | SM79-7 | GARELICK FARMS INC | 5085289000 | al_paul@deanfoods.com | AL | PAUL | 5085289000 | AL_PAUL@DEANFOODS.COM | AL | PAUL | 5085289000 | AL_PAUL@DEANFOODS.COM | 20 | FURNACE-CLEANBURN # CB 3250 #2 OIL @.3 S | 5 | BOILER | CLEANBURN | CB3250 | 2011-07-01 | 2011 | 0.325 | 1 | FURNACE-CLEANBURN #2800 REPAIR GARAGE #2 OIL | NO.2 | 58 | Distillate Oil (No. 2) | 0.3 | 0.1 | 11.682 | E3GAL | 1630.8072 | OK | N | 8 | 5 | 44 | 8 | 5 | 8
1200888 | NEW BEDFORD SUPERIOR |  | 441 COUNTY ST |  | NEW BEDFORD | MA | 027400000 | PO BOX 208 |  | TAUNTON | MA | 027800000 | Y | LOCAL GOVERNMENT | NM25 | NEW BEDFORD SUPERIOR COURT | 5089908602 |  | MARK | FEILHAUER | 5088802809 | mfeilhauer@comcast.net | MARK | FEILHAUER | 5089921372 |  | 1 | BOILER #1-H.B.SMITH 13 CIS #450 #2 OIL-0.3%S |  | BOILER | H.B.SMITH | #450 | 1970-11-01 | 2005 | 4 | 1 | BOILER #1-H.B.SMITH 13 CIS #450 #2 OIL-0.3%S | NO.2 | 58 | Distillate Oil (No. 2) | 0.3 | 0 | 12 | E3GAL | 1675.2 | OK | N | 12 | 7 | 24
1200891 | JEWELED CROSS CO |  | 117 SOUTH WASHINGTON ST |  | NORTH ATTLEBOROUGH | MA | 027030000 | 117 S WASHINGTON ST |  | NORTH ATTLEBORO | MA | 027600000 | N | PRIVATE | NM25 | JEWELED CROSS COMPANY | 5086994401 | jayb@jeweledcross.com | JAMES | BRENNAN II | 5086994401 | jayb@jeweledcross.com | JAMES | BRENNAN | 5086994401 | dwb@jeweledcross.com | 1 | BOILER #1 BURNHAM V910A DUAL FUEL |  | BOILER | BURNHAM | V910A | 2000-03-28 | 2011 | 1 | 1 | BOILER #1-BURNHAM V910A #2 OIL-0.3S | NO.2 | 58 | Distillate Oil (No. 2) | 0.3 | 0 | 6 | E3GAL | 837.6 | OK | N | 24 | 7 | 26 | 0 | 0 | 0
1200891 | JEWELED CROSS CO |  | 117 SOUTH WASHINGTON ST |  | NORTH ATTLEBOROUGH | MA | 027030000 | 117 S WASHINGTON ST |  | NORTH ATTLEBORO | MA | 027600000 | N | PRIVATE | NM25 | JEWELED CROSS COMPANY | 5086994401 | jayb@jeweledcross.com | JAMES | BRENNAN II | 5086994401 | jayb@jeweledcross.com | JAMES | BRENNAN | 5086994401 | dwb@jeweledcross.com | 2 | BOILER #2-BURNHAM #V910 DUAL FUEL |  | BOILER | BURNHAM | JB1C-03V910 | 1993-03-24 | 2011 | 1 | 2 | BOILER #2-BURNHAM #V910 NATURAL GAS | NO.2 | 58 | Distillate Oil (No. 2) | 0.03 |  | 0 | E3GAL | 0 | OK | N | 11 | 5 | 26 | 0 | 0 | 0
1200968 | WL BYRNE INC |  | 210 WOOD ST |  | MIDDLEBOROUGH | MA | 023460000 | 210 WOOD ST |  | MIDDLEBOROUGH | MA | 023460000 | N | PRIVATE | NM25 | BYRNE SAND AND GRAVEL CO INC | 5089470724 | bsandg@verizon.net | DONALD J. | GALLANT, SR. | 5089470724 | bsandg@verizon.net | DONALD | GALLANT, SR. | 5089470724 | bsandg@verizon.net | 2 | INFERN-O-THERM HOT WATER HEATER |  | BOILER | INFERN-O-THERM | 10-300 | 1998-01-01 | 2010 | 1.36 | 1 | HOT WATER HEATER - NO. 2 OIL | NO.2 | 58 | Distillate Oil (No. 2) | 0.3 | 0 | 4.14 | E3GAL | 577.944 | OK | N | 3 | 5 | 52 | 3 | 5 | 13
1203282 | ROOSEVELT SCHOOL |  | ROOSEVELT AVE |  | NORTH ATTLEBOROUGH | MA | 027600000 | 108 ROOSEVELT AVENUE |  | NORTH ATTLEBORO | MA | 027600000 | Y | LOCAL GOVERNMENT | NM25 | TOWN OF NORTH ATTLEBOROUGH | 5086990100 |  | ROLAND | DENEAULT | 5086432100 | rdeneault@naschools.net | ROLAND | DENEAULT | 5086432100X207 | rdeneault@naschools.net | 1 | BOILER #1-INTERNATIONAL SO 2006 3.6 MMBTU/HR |  | BOILER | INTERNATIONAL | SO 2006 | 1955-06-01 | 2005 | 4 | 1 | BOILER #1-WEIL MCLAIN SO 2006 #2 OIL-0.25%S | NO.2 | 58 | Distillate Oil (No. 2) | 0.25 | 0 | 21 | E3GAL | 2931.6 | OK | N | 9 | 5 | 36
1203283 | EARLY LEARNING CENTER |  | SCHOOL ST |  | NORTH ATTLEBOROUGH | MA | 027600000 | 25 SCHOOL STREET |  | NORTH ATTLEBORO | MA | 027600000 | Y | LOCAL GOVERNMENT | NM25 | TOWN OF NORTH ATTLEBOROUGH | 5086990100 |  | ROLAND | DENEAULT | 5086432100 | rdeneault@naschools.net | ROLAND | DENEAULT | 5086432100X207 | rdeneault@naschools.net | 1 | BOILER #1-INTERNATIONAL BHE-3 3.6 MMBTU/HR |  | BOILER | INTERNATIONAL | BHE-3 | 1955-06-01 | 2005 | 4 | 1 | BOILER #1-INTERNATIONAL BHE-3 #2 OIL-0.25%S | NO.2 | 58 | Distillate Oil (No. 2) | 0.25 | 0 | 6 | E3GAL | 837.6 | OK | N | 9 | 5 | 36
1203284 | JW MARTIN SCHOOL |  | LANDRY AVE |  | NORTH ATTLEBOROUGH | MA | 027600000 | 37 LANDRY AVENUE |  | NORTH ATTLEBORO | MA | 027600000 | Y | LOCAL GOVERNMENT | NM25 | TOWN OF NORTH ATTLEBOROUGH | 5086990100 |  | ROLAND | DENEAULT | 5086432100 | rdeneault@naschools.net | ROLAND | DENEAULT | 5086432100X207 | rdeneault@naschools.net | 1 | BOILER #1-HB SMITH #28AW13 #2 OIL |  | BOILER | H. B. SMITH | 28 A SERIES | 1995-01-01 | 2005 | 5 | 1 | BOILER #1-HB SMITH #28AW13 #2 OIL@.5%S | NO.2 | 58 | Distillate Oil (No. 2) | 0.5 | 0 | 20.25 | E3GAL | 2826.9 | OK | N | 9 | 5 | 36
1203284 | JW MARTIN SCHOOL |  | LANDRY AVE |  | NORTH ATTLEBOROUGH | MA | 027600000 | 37 LANDRY AVENUE |  | NORTH ATTLEBORO | MA | 027600000 | Y | LOCAL GOVERNMENT | NM25 | TOWN OF NORTH ATTLEBOROUGH | 5086990100 |  | ROLAND | DENEAULT | 5086432100 | rdeneault@naschools.net | ROLAND | DENEAULT | 5086432100X207 | rdeneault@naschools.net | 2 | BOILER #2-HB SMITH #281W13 #2 OIL |  | BOILER | H.B SMITH | 28 A SERIES | 1995-01-01 | 2005 | 5 | 1 | BOILER #2-HB SMITH @28AW13 #2 OIL@0.5%S | NO.2 | 58 | Distillate Oil (No. 2) | 0.5 | 0 | 20.25 | E3GAL | 2826.9 | OK | N | 9 | 5 | 36
1203285 | FALLS SCHOOL |  | JACKSON ST |  | NORTH ATTLEBOROUGH | MA | 027600000 | 2 JACKSON STREET |  | NORTH ATTLEBORO | MA | 027600000 | Y | LOCAL GOVERNMENT | NM25 | TOWN OF NORTH ATTLEBOROUGH | 5086990100 |  | ROLAND | DENEAULT | 5086432100 | rdeneault@naschools.net | ROLAND | DENEAULT | 5086342100X207 |  | 1 | BOILER #1-INTERNATIONAL 3.6 MMBTU/HR #2 OIL-0.25 |  | BOILER | INTERNATIONAL | W-5 | 1949-06-01 | 2005 | 4 | 1 | BOILER #1-INTERNATIONAL #2 OIL-0.25%S | NO.2 | 58 | Distillate Oil (No. 2) | 0.25 | 0 | 18.5 | E3GAL | 2582.6 | OK | N | 9 | 5 | 36
1203286 | ALLEN AVENUE SCHOOL |  | ALLEN AVE |  | NORTH ATTLEBOROUGH | MA | 027600000 | 290 ALLEN AVENUE |  | NORTH ATTLEBORO | MA | 027600000 | Y | LOCAL GOVERNMENT | NM25 | TOWN OF NORTH ATTLEBOROUGH | 5086990100 |  | ROLAND | DENEAULT | 5086432100 | rdeneault@naschools.net | ROLAND | DENEAULT | 5086432100X207 | rdeneault@naschools.net | 1 | BOILER #1-FITZGIBBONS B-4 3.6 MMBTU/HR #2 OIL |  | BOILER | FITZGIBBONS | B-4 | 1951-06-01 | 2005 | 4 | 1 | BOILER #1-FITZGIBBONS B-4 #2 OIL-0.25%S | NO.2 | 58 | Distillate Oil (No. 2) | 0.25 | 0 | 10.5 | E3GAL | 1465.8 | OK | N | 9 | 5 | 36
1210003 | PHILLIPS ACADEMY |  | 180 MAIN ST |  | ANDOVER | MA | 018104161 | 180 MAIN STREET |  | ANDOVER | MA | 018104161 | N | PRIVATE | SM80-R | PHILLIPS ACADEMY | 9787494320 | hlanglois@andover.edu | HERBERT | LANGLOIS | 9787494324 | hlanglois@andover.edu | HERBERT | LANGLOIS | 9787494324 | hlanglois@andover.edu | 1 | BOILER #1-JOHNSTON PFTA-1000-4LG-250-S 40.79 MMBT |  | BOILER | JOHNSTON | PFTA 1000-4 | 1995-09-01 | 2011 | 40.8 | 1 | BOILER #1-JOHNSTON PFTA-1000 #2 OIL | NO.2 | 58 | Distillate Oil (No. 2) | 0.05 | 0 | 0 | E3GAL | 0 | OK | N | 24 | 7 | 36 | 0 | 0 | 0
1210003 | PHILLIPS ACADEMY |  | 180 MAIN ST |  | ANDOVER | MA | 018104161 | 180 MAIN STREET |  | ANDOVER | MA | 018104161 | N | PRIVATE | SM80-R | PHILLIPS ACADEMY | 9787494320 | hlanglois@andover.edu | HERBERT | LANGLOIS | 9787494324 | hlanglois@andover.edu | HERBERT | LANGLOIS | 9787494324 | hlanglois@andover.edu | 2 | BOILER #2-JOHNSTON PFTA-1000-4LG-250-S 40.79 MMBT |  | BOILER | JOHNSTON | PFTA 1000-4 | 1995-09-01 | 2011 | 40.8 | 1 | BOILER #2-JOHNSTON PFTA 1000 #2 OIL | NO.2 | 58 | Distillate Oil (No. 2) | 0.05 | 0 | 0 | E3GAL | 0 | OK | N | 24 | 7 | 36 | 0 | 0 | 0
1210003 | PHILLIPS ACADEMY |  | 180 MAIN ST |  | ANDOVER | MA | 018104161 | 180 MAIN STREET |  | ANDOVER | MA | 018104161 | N | PRIVATE | SM80-R | PHILLIPS ACADEMY | 9787494320 | hlanglois@andover.edu | HERBERT | LANGLOIS | 9787494324 | hlanglois@andover.edu | HERBERT | LANGLOIS | 9787494324 | hlanglois@andover.edu | 3 | BOILER #3-JOHNSTON PFTA 1000-4LG-250-S 40.79 MMBT |  | BOILER | JOHNSTON | PFTA 1000-4 | 1995-09-01 | 2011 | 40.8 | 1 | BOILER #3-JOHNSTON PFTA 1000 #2 OIL | NO.2 | 58 | Distillate Oil (No. 2) | 0.05 | 0 | 0 | E3GAL | 0 | OK | N | 24 | 7 | 36 | 0 | 0 | 0
1210003 | PHILLIPS ACADEMY |  | 180 MAIN ST |  | ANDOVER | MA | 018104161 | 180 MAIN STREET |  | ANDOVER | MA | 018104161 | N | PRIVATE | SM80-R | PHILLIPS ACADEMY | 9787494320 | hlanglois@andover.edu | HERBERT | LANGLOIS | 9787494324 | hlanglois@andover.edu | HERBERT | LANGLOIS | 9787494324 | hlanglois@andover.edu | 13 | COMBINATION OF SMALL CAMPUS OIL-FIRED BOILERS | 49 | BOILER | WEIL MCLAIN | A/B-SGO-4 | 1980-01-30 | 2011 | 7.55 | 1 | OIL-FIRED BOILERS | NO.2 | 58 | Distillate Oil (No. 2) | 0.05 | 0 | 63.9 | E3GAL | 8920.44 | OK | N | 24 | 7 | 36 | 0 | 0 | 0
1210025 | LAWRENCE GENERAL HOSPITAL |  | 1 GENERAL ST |  | LAWRENCE | MA | 018400000 | 1 GENERAL ST |  | LAWRENCE | MA | 018420000 | N | PRIVATE | SM80-R | LAWRENCE GENERAL HOSPITAL | 9786834000 | gerry.leighton@lawrencegeneral.org | GERRY | LEIGHTON | 9789468179 | gerry.leighton@lawrencegeneral.org | JACK | KENNEDY | 9786834000X2225 | John.a.Kennedy@lawrencegeneral.org | 10 | BOILER #5- REPCO RW260- #2 OIL 0.3S |  | BOILER | REPCO | RW260 | 1975-01-01 | 2011 | 0.15 | 1 | BOILER #5- REPCO RW260- #2 OIL 0.3S | NO.2 | 58 | Distillate Oil (No. 2) | 0.3 | 0.1 | 5.064 | E3GAL | 706.9344 | OK | N | 8 | 6 | 26 | 0 | 0 | 0
1210033 | AMERICRAFT CARTON INC |  | 164 MEADOWCROFT ST |  | LOWELL | MA | 018525399 | 164 MEADOWCROFT ST |  | LOWELL | MA | 018525399 | N | PRIVATE | NM25 | AMERICRAFT CARTON INC | 9784599328 | jimk@americraft.com | JAMES | KLECAK | 9784599328 | jimk@americraft.com | JAMES | KLECAK | 9784599328 | jimk@americraft.com | 1 | BOILER #1-SMITH CAST #28ASW12 DUAL FUEL | 2 | BOILER | H.B. SMITH | 28A-S/W-12 | 2003-07-01 | 2011 | 4 | 1 | NO 2 OIL ULSF | NO.2 | 58 | Distillate Oil (No. 2) | 0 | 0 | 35 | E3GAL | 4886 | OK | N | 24 | 7 | 33 | 24 | 5 | 3
1210033 | AMERICRAFT CARTON INC |  | 164 MEADOWCROFT ST |  | LOWELL | MA | 018525399 | 164 MEADOWCROFT ST |  | LOWELL | MA | 018525399 | N | PRIVATE | NM25 | AMERICRAFT CARTON INC | 9784599328 | jimk@americraft.com | JAMES | KLECAK | 9784599328 | jimk@americraft.com | JAMES | KLECAK | 9784599328 | jimk@americraft.com | 2 | BOILER #2-WAREHOUSE SMITH 28ASW12 DUAL FUEL |  | BOILER | H.B. SMITH | 28A/S-W12 | 2003-07-01 | 2011 | 4 | 1 | NO. 2 OIL ULSF | NO.2 | 58 | Distillate Oil (No. 2) | 0 | 0 | 6 | E3GAL | 837.6 | OK | N | 24 | 7 | 33 | 24 | 5 | 3
1210140 | ANDREA MANAGEMENT COMPANY |  | 250 CANAL ST |  | LAWRENCE | MA | 018400000 | 250 CANAL ST |  | LAWRENCE | MA | 018400000 | N | PRIVATE | SM25 | ANDREA MANAGEMENT CORP | 9786871331 | mbandreamgt@yahoo.com | MICHAEL | BROOMFIELD | 9786871331 | mbandreamgt@yahoo.com | MICHAEL | BROOMFIELD | 9786871331 | mbandreamgt@yahoo.com | 3 | CLEAVER BROOKS |  | BOILER | CLEAVER BROOKS | CB150 | 1971-07-01 | 2011 | 6 | 1 | BOILER -CLEAVER BROOKS | NO.2 | 58 | Distillate Oil (No. 2) | 0.5 | 0 | 0 | E3GAL | 0 | OK | N | 12 | 7 | 30 | 0 | 0 | 0
1210162 | INTERSTATE CONTAINER |  | 240 INDUSTRIAL AVE E |  | LOWELL | MA | 018525151 | INDUSTRIAL AVENUE |  | LOWELL | MA | 018510000 | N | PRIVATE | NM25 | INTERSTATE CONTAINER LLC | 9789051923 | dan.whalen@interstatecontainer.con | DAN | WHALEN | 9789051923 | dan.whalen@interstatecontainer.com | DAN | WHALEN | 9789051923 | dan.whalen@interstatecontainer.com | 1 | BOILER #4-CLEAVER BROOKS #CBLE200500250 DUAL FUEL |  | BOILER | CLEAVER BROOKS | CB1200500250 | 2001-01-01 | 2011 | 20 | 1 | BOILER #4-CLEAVER BROOKS CBLE200500250 #2 OIL | NO.2 | 58 | Distillate Oil (No. 2) | 0.3 |  | 0 | E3GAL | 0 | OK | N | 18 | 5 | 52 | 18 | 5 | 22
1210216 | PHILIPS MEDICAL SYSTEMS |  | 3000 MINUTEMAN RD |  | ANDOVER | MA | 018101032 | 3000 MINUTEMAN ROAD MS0268 |  | ANDOVER | MA | 018101032 | N | PRIVATE | SM79-R | PHILIPS ELECTRONICS NORTH AMERICA CORPORATION | 9786871501 | pat.hunt@philips.com | PETER | OHANIAN | 9786593397 | peter.ohanian@philips.com | PATRICK | HUNT | 9786593214 | pat.hunt@philips.com | 1 | BOILER #1-CLEAVER BROOKS 400-400 DUAL FUEL B2LE |  | BOILER | BROOKS | CB400-400 | 1976-11-01 | 2011 | 16.55 | 1 | BOILER #1-C BROOKS CB400-400 NATURAL GAS B2L-E | NO.2 | 58 | Distillate Oil (No. 2) | 0.0015 |  | 0 | E3GAL | 0 | OK | N | 1 | 1 | 10 | 0 | 0 | 0
1210216 | PHILIPS MEDICAL SYSTEMS |  | 3000 MINUTEMAN RD |  | ANDOVER | MA | 018101032 | 3000 MINUTEMAN ROAD MS0268 |  | ANDOVER | MA | 018101032 | N | PRIVATE | SM79-R | PHILIPS ELECTRONICS NORTH AMERICA CORPORATION | 9786871501 | pat.hunt@philips.com | PETER | OHANIAN | 9786593397 | peter.ohanian@philips.com | PATRICK | HUNT | 9786593214 | pat.hunt@philips.com | 2 | BOILER #2-CLEAVER BROOKS CB400-300 DUAL FUEL B2LE |  | BOILER | CL BROOKS | CB400-400 | 1983-12-01 | 2011 | 12.55 | 1 | LOW SULFUR DIESEL NO 2 FUEL OIL | NO.2 | 58 | Distillate Oil (No. 2) | 0.0015 | 0 | 0.7 | E3GAL | 97.72 | OK | N | 24 | 7 | 13 | 0 | 0 | 0
1210216 | PHILIPS MEDICAL SYSTEMS |  | 3000 MINUTEMAN RD |  | ANDOVER | MA | 018101032 | 3000 MINUTEMAN ROAD MS0268 |  | ANDOVER | MA | 018101032 | N | PRIVATE | SM79-R | PHILIPS ELECTRONICS NORTH AMERICA CORPORATION | 9786871501 | pat.hunt@philips.com | PETER | OHANIAN | 9786593397 | peter.ohanian@philips.com | PATRICK | HUNT | 9786593214 | pat.hunt@philips.com | 12 | BOILER #8-H.B.SMITH GO-28-W-6 DUAL FUEL B1LN |  | BOILER | HB SMITH | GO-28-W-6 | 1983-01-01 | 2011 | 2.6 | 1 | BOILER #8-H.B.SMITH GO-28-W-6 NG B1L-N | NO.2 | 58 | Distillate Oil (No. 2) | 0.0015 |  | 0 | E3GAL | 0 | OK | N | 24 | 7 | 39 | 24 | 7 | 4
1210216 | PHILIPS MEDICAL SYSTEMS |  | 3000 MINUTEMAN RD |  | ANDOVER | MA | 018101032 | 3000 MINUTEMAN ROAD MS0268 |  | ANDOVER | MA | 018101032 | N | PRIVATE | SM79-R | PHILIPS ELECTRONICS NORTH AMERICA CORPORATION | 9786871501 | pat.hunt@philips.com | PETER | OHANIAN | 9786593397 | peter.ohanian@philips.com | PATRICK | HUNT | 9786593214 | pat.hunt@philips.com | 13 | BOILER #9-H.B.SMITH GO 28-W-6 DUAL FUEL 1.3 MMB |  | BOILER | HB SMITH | 28-W-6 | 1983-01-01 | 2011 | 2.6 | 1 | LOW SULFUR #2 FUEL OIL | NO.2 | 58 | Distillate Oil (No. 2) | 0.0015 | 0 | 0 | E3GAL | 0 | OK | N | 24 | 7 | 34 | 24 | 7 | 22
1210217 | MSPCA METHUEN |  | 400 BROADWAY ST |  | METHUEN | MA | 018440000 | 400 BROADWAY STREET |  | METHUEN | MA | 018440000 | N | PRIVATE | NM25 | MSPCA METHUEN | 9786877453 | dgordon@mspca.org | DAVID | GORDON | 9786850632 | dgordon@mspca.org | EDWARD | BENN | 4013774600 | edbenn@erssservices.com | 4 | COMBINED SMALL BOILERS AND DRYER | 5 | BOILER | WEIL MCLAIN | 488 | 2004-06-01 | 2010 | 3 | 1 | 2 FUEL OIL HEATING OIL | NO.2 | 58 | Distillate Oil (No. 2) | 0.03 | 0.1 | 23.2 | E3GAL | 3238.72 | OK | N | 4 | 7 | 52 | 1 | 7 | 21
1210241 | BROOKS SCHOOL |  | 1160 GREAT POND RD |  | NORTH ANDOVER | MA | 018450000 | 1160 GREAT POND RD |  | NORTH ANDOVER | MA | 018450000 | N | PRIVATE | SM25 | BROOKS SCHOOL THE | 9786866101 | jtrovage@brooksschool.org | JOHN | TROVAGE | 9787256280 | jtrovage@brooksschool.org | JOHN | TROVAGE | 9787256264 | jtrovage@brooksschool.org | 4 | 27 MISC SMALL BOILERS+WATER HEATERS 7 MMBTU TOTAL |  | BOILER | BURNHAM | BURNHAM | 1990-01-01 | 2009 | 7 | 1 | BOILERS #4(27)-SMALL UNITS #2 OIL-0.3 S | NO.2 | 58 | Distillate Oil (No. 2) | 0.3 | 0.1 | 0 | E3GAL | 0 | OK | Y | 24 | 7 | 52 | 24 | 7 | 22
1210259 | BROX INDUSTRIES INC |  | 1471 METHUEN ST |  | DRACUT | MA | 018260000 | 1471 METHUEN ST |  | DRACUT | MA | 018260000 | N | PRIVATE | SM79-7 | BROX INDUSTRIES INC | 9784549105 | ghall@broxindustries.com | GEORGE | HALL | 9788059743 | ghall@broxindustries.com | GEORGE | HALL | 9784549105 | ghall@broxindustries.com | 3 | SPACE HEATER #1-ARMSTRONG LG14-350 M 0.56 MMBTU/HR |  | BOILER | ARMSTRONG | LG14-350 M | 1997-06-05 | 2010 | 0.56 | 1 | #2 FUEL OIL | NO.2 | 58 | Distillate Oil (No. 2) | 0.3 | 0 | 4.878 | E3GAL | 680.9688 | OK | N | 24 | 7 | 28 | 2 | 2 | 2
1210265 | LOWELL COGENERATION COMPANY LLP | FKA LOWELL COGEN COMPANY | 282 WESTERN AVE |  | LOWELL | MA | 018520000 | 282 WESTERN AVENUE |  | LOWELL | MA | 018520000 | N | PRIVATE | OP7.5 | LOWELL COGENERATION COMPANY L.P. | 9784539680 | WGreig@morrisenergy.com | WES | GREIG | 9784539680 | WGreig@morrisenergy.com | WES | GREIG | 9784539680 | WGreig@morrisenergy.com | 3 | BOILER #2A-CLEAVER BROOKS D68 DUAL FUEL |  | BOILER | CLEAVER BROOKS | D-68-E | 1995-09-01 | 2011 | 59.54 | 1 | BOILER #2A-CLEAVER BROOKS D68 #2 OIL-0.05S | NO.2 | 58 | Distillate Oil (No. 2) | 0.05 | 0 | 0 | E3GAL | 0 | OK | N | 0 | 0 | 0 | 0 | 0 | 0
1210265 | LOWELL COGENERATION COMPANY LLP | FKA LOWELL COGEN COMPANY | 282 WESTERN AVE |  | LOWELL | MA | 018520000 | 282 WESTERN AVENUE |  | LOWELL | MA | 018520000 | N | PRIVATE | OP7.5 | LOWELL COGENERATION COMPANY L.P. | 9784539680 | WGreig@morrisenergy.com | WES | GREIG | 9784539680 | WGreig@morrisenergy.com | WES | GREIG | 9784539680 | WGreig@morrisenergy.com | 4 | BOILER #2B-CLEAVER BROOKS D68 DUAL FUEL |  | BOILER | CLEAVER BROOKS | D-68-E | 1995-09-15 | 2011 | 59.54 | 1 | BOILER #2B-CLEAVER BROOKS D68 #2 OIL-0.05S | NO.2 | 58 | Distillate Oil (No. 2) | 0.05 | 0 | 0 | E3GAL | 0 | OK | N | 0 | 0 | 0 | 0 | 0 | 0
1210265 | LOWELL COGENERATION COMPANY LLP | FKA LOWELL COGEN COMPANY | 282 WESTERN AVE |  | LOWELL | MA | 018520000 | 282 WESTERN AVENUE |  | LOWELL | MA | 018520000 | N | PRIVATE | OP7.5 | LOWELL COGENERATION COMPANY L.P. | 9784539680 | WGreig@morrisenergy.com | WES | GREIG | 9784539680 | WGreig@morrisenergy.com | WES | GREIG | 9784539680 | WGreig@morrisenergy.com | 6 | HEAT RECOVERY BOILER #1-COEN MSG DUAL FUEL |  | BOILER | VOGT | MSG | 1988-10-16 | 2011 | 135 | 2 | HEAT RECOVERY BOILER #1-COEN MSG | NO.2 | 58 | Distillate Oil (No. 2) | 0.3 | 0 | 0 | E3GAL | 0 | OK | N | 2 | 1 | 2 | 2 | 1 | 2
1210270 | HOLT AND BUGBEE COMPANY |  | 1600 SHAWSHEEN ST |  | TEWKSBURY | MA | 018760000 | PO BOX 37 |  | TEWKSBURY | MA | 018760000 | N | PRIVATE | NM99 | HOLT AND BUGBEE CO | 9788517201 | WCollins@HoltandBugbee.com | WILLIAM | COLLINS | 9788517201 | WCollins@HoltandBugbee.com | LYNNE | SANTOS | 9784369994 | lsantos@airqualityassoc.com | 2 | BOILER #2-CLEAVER BROOKS #2 OIL-0.3 PERCENT S |  | BOILER | CLEAVER BROOKS | CR-655-200 | 1971-01-01 | 2009 | 8.4 | 1 | BOILER #2-CLEAVER BROOKS #2 OIL-0.3 PCTS | NO.2 | 58 | Distillate Oil (No. 2) | 0.3 | 0 | 5 | E3GAL | 698 | OK | N | 24 | 7 | 2 | 24 | 7 | 1
1210286 | CIRCLE FINISHING INC |  | 19 GRAF RD |  | NEWBURYPORT | MA | 019500000 | 19 GRAF ROAD |  | NEWBURYPORT | MA | 019500000 | N | PRIVATE | NM25 | CIRCLE FINISHING INC | 9784627171 | circlefinishing@aol.com | RODNEY | LITALIEN | 9784627171 | circlefinishing@aol.com | RODNEY | LITALIEN | 9784627171 | circlefinishing@aol.com | 1 | BOILER #1-H.B.SMITH 28-13 2.4 MMBTU/HR |  | BOILER | H.B. SMITH | 28-13 | 1995-02-01 | 2008 | 2 | 1 | DISTILLATE OIL GRADE NO.2 | NO.2 | 58 | Distillate Oil (No. 2) | 0.12 | 0 | 13 | E3GAL | 1814.8 | OK | N | 12 | 6 | 50 | 9 | 5 | 22
1210311 | AMESBURY MIDDLE SCHOOL |  | MAIN ST | 222 MAIN ST | AMESBURY | MA | 019130000 | 10 CONGRESS STREET |  | AMESBURY | MA | 019130000 | Y | LOCAL GOVERNMENT | NM25 | AMESBURY MIDDLE SCHOOL | 9783880507 | Mondalto@ci.amesbury.ma.us | JERRY | MONDALTO | 9783880507 | mondalto@ci.amesbury.ma.us | FACILITY | DIRECTOR | 9783880507 | mondalto@ci.amesbury.ma.us | 1 | BOILER #1 BURNHAM AMERICAN #V1123 (ON LEFT) |  | BOILER | BURNHAM AMERICAN | V-1123 | 1995-01-01 | 2005 | 5.8 | 1 | FUEL OIL #2 | NO.2 | 58 | Distillate Oil (No. 2) | 0.3 | 0 | 15 | E3GAL | 2094 | OK | N | 24 | 7 | 26
1210311 | AMESBURY MIDDLE SCHOOL |  | MAIN ST | 222 MAIN ST | AMESBURY | MA | 019130000 | 10 CONGRESS STREET |  | AMESBURY | MA | 019130000 | Y | LOCAL GOVERNMENT | NM25 | AMESBURY MIDDLE SCHOOL | 9783880507 | Mondalto@ci.amesbury.ma.us | JERRY | MONDALTO | 9783880507 | mondalto@ci.amesbury.ma.us | FACILITY | DIRECTOR | 9783880507 | mondalto@ci.amesbury.ma.us | 2 | BOILER #2 BURNHAM AMERICAN V-1123 (ON RIGHT) |  | BOILER | BURNHAM AMERICAN | V1123 | 1995-01-01 | 2005 | 5.8 | 1 | FUEL OIL #2 | NO.2 | 58 | Distillate Oil (No. 2) | 0.3 | 0 | 15 | E3GAL | 2094 | OK | N | 24 | 7 | 26 | 0 | 0 | 0
1210311 | AMESBURY MIDDLE SCHOOL |  | MAIN ST | 222 MAIN ST | AMESBURY | MA | 019130000 | 10 CONGRESS STREET |  | AMESBURY | MA | 019130000 | Y | LOCAL GOVERNMENT | NM25 | AMESBURY MIDDLE SCHOOL | 9783880507 | Mondalto@ci.amesbury.ma.us | JERRY | MONDALTO | 9783880507 | mondalto@ci.amesbury.ma.us | FACILITY | DIRECTOR | 9783880507 | mondalto@ci.amesbury.ma.us | 3 | BOILER 3 BURNHAM AMERICAN V1115 (B WING-LEFT) |  | BOILER | BURNHAM AMERICAN | V1115 | 1995-01-01 | 2005 | 3.7 | 1 | FUEL OIL #2 | NO.2 | 58 | Distillate Oil (No. 2) | 0.3 | 0 | 20 | E3GAL | 2792 | OK | N | 24 | 7 | 26 | 0 | 0 | 0
1210311 | AMESBURY MIDDLE SCHOOL |  | MAIN ST | 222 MAIN ST | AMESBURY | MA | 019130000 | 10 CONGRESS STREET |  | AMESBURY | MA | 019130000 | Y | LOCAL GOVERNMENT | NM25 | AMESBURY MIDDLE SCHOOL | 9783880507 | Mondalto@ci.amesbury.ma.us | JERRY | MONDALTO | 9783880507 | mondalto@ci.amesbury.ma.us | FACILITY | DIRECTOR | 9783880507 | mondalto@ci.amesbury.ma.us | 4 | BOILER 4 BURNHAM AMERICAN V1115 (B WING-RIGHT) |  | BOILER | BURNHAM AMERICAN | V1115 | 1995-01-01 | 2005 | 3.7 | 1 | FUEL OIL #2 | NO.2 | 58 | Distillate Oil (No. 2) | 0.3 | 0 | 20 | E3GAL | 2792 | OK | N | 24 | 7 | 26 | 0 | 0 | 0
1210335 | PACE INDUSTRIES CAMBRIDGE DIVISION | FKA CAMBRIDGE TOOL & MANUFACTURING CO | 67 FAULKNER ST |  | NORTH BILLERICA | MA | 018621597 | 67 FAULKNER ST |  | NORTH BILLERICA | MA | 018621597 | N | PRIVATE | NM50 | PACE INDUSTRIES | 4794431455 | LEANNE.HANSEN@PACEIND.COM | WILLIAM | DONOVAN | 9786678400 | BILL.DONOVAN@PACEIND.COM | LEANNE | HANSEN | 9786678400 | LEANNE.HANSEN@PACEIND.COM | 14 | BOILER #2-WEIL MCLAIN DUAL FUEL |  | BOILER | WEIL MCLAIN | UNKNOWN | 1975-01-01 | 2010 | 4 | 1 | BOILER #2-WEIL MCLAIN #2 OIL AT 0.3 S | NO.2 | 58 | Distillate Oil (No. 2) | 0.28 | 0 | 0 | E3GAL | 0 | OK | N | 24 | 7 | 27 | 0 | 0 | 0
1210335 | PACE INDUSTRIES CAMBRIDGE DIVISION | FKA CAMBRIDGE TOOL & MANUFACTURING CO | 67 FAULKNER ST |  | NORTH BILLERICA | MA | 018621597 | 67 FAULKNER ST |  | NORTH BILLERICA | MA | 018621597 | N | PRIVATE | NM50 | PACE INDUSTRIES | 4794431455 | LEANNE.HANSEN@PACEIND.COM | WILLIAM | DONOVAN | 9786678400 | BILL.DONOVAN@PACEIND.COM | LEANNE | HANSEN | 9786678400 | LEANNE.HANSEN@PACEIND.COM | 15 | BOILER #3-WEIL MCLAIN DUAL FUEL |  | BOILER | WEIL MCLAIN | UNKNOWN | 1975-10-01 | 2010 | 4 | 1 | BOILER #3-WEIL MCLAIN #2 OIL.3S | NO.2 | 58 | Distillate Oil (No. 2) | 0.28 | 0 | 0 | E3GAL | 0 | OK | N | 24 | 7 | 12 | 0 | 0 | 0
1210382 | PRIDECRAFT INC |  | 109 SUTTON ST |  | NORTH ANDOVER | MA | 018450000 | 109 SUTTON ST |  | NORTH ANDOVER | MA | 018450000 | N | PRIVATE | NM25 | PRIDECRAFT INC | 0786852831 | info@pridecraftinc.com | JOHN | DISALVO | 9786852831 | info@pridecraftinc.com | JOHN | DISALVO | 9786852831 | info@pridecraftinc.com | 1 | BOILER #1-HELFRICH 500 #2 OIL |  | BOILER | HELFRICH BROTHERS | 500 | 1990-01-01 | 2010 | 0.133 | 1 | BOILER HELFRICH BROS MOD 500 2 OIL 0.5S | NO.2 | 58 | Distillate Oil (No. 2) | 0.5 | 0 | 0.7 | E3GAL | 97.72 | OK | N | 24 | 7 | 20 | 0 | 0 | 0
1210386 | ROCKTENN - SOUTHERN CONTAINER LLC |  | 51 INDEPENDENCE DR |  | DEVENS | MA | 014320000 | 51 INDEPENDENCE DR |  | DEVENS | MA | 014320000 | N | PRIVATE | NM50 | ROCKTENN | 9787725050X2090 | mhauser@rocktenn.com | JAY | TOLAND | 9787725050 | jtoland@rocktenn.com | MICHAEL | HAUSER | 9787725050X2090 | mhauser@rocktenn.com | 1 | BOILER 1 |  | BOILER | CLEAVER-BROOKS | CB 200-500-250 | 2000-11-01 | 2010 | 20.9 | 2 | NO. 2 FUEL OIL | NO.2 | 58 | Distillate Oil (No. 2) | 0.05 |  | 0 | E3GAL | 0 | OK | N | 24 | 6 | 52 | 24 | 6 | 22
1210386 | ROCKTENN - SOUTHERN CONTAINER LLC |  | 51 INDEPENDENCE DR |  | DEVENS | MA | 014320000 | 51 INDEPENDENCE DR |  | DEVENS | MA | 014320000 | N | PRIVATE | NM50 | ROCKTENN | 9787725050X2090 | mhauser@rocktenn.com | JAY | TOLAND | 9787725050 | jtoland@rocktenn.com | MICHAEL | HAUSER | 9787725050X2090 | mhauser@rocktenn.com | 2 | BOILER 2 |  | BOILER | CLEAVER-BROOKS | CB 200-500-250 | 2000-11-01 | 2010 | 20.9 | 2 | NO. 2 FUEL OIL | NO.2 | 58 | Distillate Oil (No. 2) | 0.05 |  | 0 | E3GAL | 0 | OK | N | 0 | 0 | 0 | 0 | 0 | 0
1210418 | GRANITE STATE-WESTFORD |  | 520 GROTON RD |  | WESTFORD | MA | 018860000 | 180 PHOENIX AVE |  | LOWELL | MA | 018520000 | N | PRIVATE | SM50 | GRANITE STATE CONCRETE CO INC | 9784581223 | jmaclellan@jgmaclellan.com | JOHN | MACLELLAN | 9784581223 | jmaclellan@jgmaclellan.com | JOHN | MACLELLAN | 9784581223 | jmaclellan@jgmaclellan.com | 4 | 2.67 MMBTU/HR PEARSON DIESEL BOILER |  | BOILER | PEARSON | P-10-20W | 2008-11-01 | 2011 | 2.67 | 1 | ULSD | NO.2 | 58 | Distillate Oil (No. 2) | 0.0015 | 0 | 11.118 | E3GAL | 1552.0728 | OK | N | 8 | 5 | 50 | 0 | 0 | 0
1210448 | AMESBURY HIGH SCHOOL |  | HIGHLAND AVE |  | AMESBURY | MA | 019130000 | 10 CONGRESS STREET |  | AMESBURY | MA | 019130000 | Y | LOCAL GOVERNMENT | NM50 | AMESBURY HIGH SCHOOL | 9783884800 | fordb@amesburyma.gov | BRAD | FORD | 9783884800 | fordb@amesburyma.gov | BRAD | FORD | 9783884800X1361 | fordb@amesburyma.gov | 3 | BOILERS(4) | 4 | BOILER | HB SMITH | 28A S/W - 09 | 2004-06-01 | 2011 | 8.928 | 1 | #2 OIL | NO.2 | 58 | Distillate Oil (No. 2) | 0.3 | 0 | 3.083 | E3GAL | 430.3868 | OK | N | 24 | 7 | 30 | 0 | 0 | 0
1210551 | FEDERAL MEDICAL CENTER FBOP |  | 42 PATTON RD |  | DEVENS | MA | 014320000 | PO BOX 880 |  | AYER | MA | 014320000 | N | FEDERAL | SM25 | FEDERAL MEDICAL CENTER | 9787961210 | sennis@bop.gov | SCOTT | ENNIS | 9787961210 | sennis@bop.gov | SCOTT | ENNIS | 9787961210 | sennis@bop.gov | 1 | BOILER #1 |  | BOILER | DONLEE TECHNOLOGIES | YSH-700-N/2-LN173606 | 1996-09-01 | 2010 | 29.26 | 2 | #2 FUEL OIL | NO.2 | 58 | Distillate Oil (No. 2) | 0.3 |  | 0 | E3GAL | 0 | OK | Y | 24 | 7 | 52 | 24 | 7 | 22
1210551 | FEDERAL MEDICAL CENTER FBOP |  | 42 PATTON RD |  | DEVENS | MA | 014320000 | PO BOX 880 |  | AYER | MA | 014320000 | N | FEDERAL | SM25 | FEDERAL MEDICAL CENTER | 9787961210 | sennis@bop.gov | SCOTT | ENNIS | 9787961210 | sennis@bop.gov | SCOTT | ENNIS | 9787961210 | sennis@bop.gov | 2 | BOILER #2 |  | BOILER | DONLEE TECHNOLOGIES | YSH-700-N/2-LN173606 | 1996-09-01 | 2010 | 23.45 | 2 | #2 FUEL OIL | NO.2 | 58 | Distillate Oil (No. 2) | 0.3 |  | 0 | E3GAL | 0 | OK | Y | 24 | 7 | 52 | 24 | 7 | 22
1210551 | FEDERAL MEDICAL CENTER FBOP |  | 42 PATTON RD |  | DEVENS | MA | 014320000 | PO BOX 880 |  | AYER | MA | 014320000 | N | FEDERAL | SM25 | FEDERAL MEDICAL CENTER | 9787961210 | sennis@bop.gov | SCOTT | ENNIS | 9787961210 | sennis@bop.gov | SCOTT | ENNIS | 9787961210 | sennis@bop.gov | 3 | BOILER #3 |  | BOILER | DONLEE TECHNOLOGIES | YSH-700-N/2-LN173606 | 1996-09-01 | 2010 | 23.45 | 2 | #2 FUEL OIL | NO.2 | 58 | Distillate Oil (No. 2) | 0.3 |  | 0 | E3GAL | 0 | OK | Y | 24 | 7 | 52 | 24 | 7 | 22
1210620 | TORROMEO INDUSTRIES INC | FKA TORROMEO TRUCKING INC | 33 OLD FERRY RD |  | METHUEN | MA | 018440000 | PO BOX 2308 |  | METHUEN | MA | 018440000 | N | PRIVATE | SM25 | TORROMEO INDUSTRIES INC | 9786865634 | rtorromeo@torromeo.com | BRENDA | TORROMEO | 9786865634 | btorromeo@torromeo.com | BRENDA | TORROMEO | 9786835800 | btorromeo@torromeo.com | 1 | BOILER FOR OFFICE |  | BOILER | WEIL-MCLAIN | WTGO | 2007-12-31 | 2011 | 0.242 | 1 | #2 FUEL OIL | NO.2 | 58 | Distillate Oil (No. 2) | 0.0015 | 0 | 1.1 | E3GAL | 153.56 | OK | Y | 10 | 5 | 52 | 8 | 5 | 22
1210620 | TORROMEO INDUSTRIES INC | FKA TORROMEO TRUCKING INC | 33 OLD FERRY RD |  | METHUEN | MA | 018440000 | PO BOX 2308 |  | METHUEN | MA | 018440000 | N | PRIVATE | SM25 | TORROMEO INDUSTRIES INC | 9786865634 | rtorromeo@torromeo.com | BRENDA | TORROMEO | 9786865634 | btorromeo@torromeo.com | BRENDA | TORROMEO | 9786835800 | btorromeo@torromeo.com | 5 | INFERN-O-THERM |  | BOILER | INFERN-O-THERM | HW-20 | 1999-12-31 | 2011 | 1.4 | 1 | #2 FUEL OIL | NO.2 | 58 | Distillate Oil (No. 2) | 0.0015 | 0 | 8.241 | E3GAL | 1150.4436 | OK | N | 10 | 5 | 24 | 0 | 0 | 0
1210647 | GROTON SCHOOL |  | 282 FARMERS ROW |  | GROTON | MA | 014500000 | P.O. BOX 991 | 282 FARMERS ROW | GROTON | MA | 014504991 | N | PRIVATE | NM99 | GROTON SCHOOL | 9784487549 | tdumont@groton.org | TIM | DUMONT | 9784487549 | tdumont@groton.org | AL | MCKIE | 9784487542 | amckie@groton.org | 4 | FACULTY RESIDENCES - NO. 2 FUEL OIL | 22 | BOILER | WEIL MCCLAIN | VARIES | 2005-01-01 | 2011 | 3.803 | 1 | FACULTY RESIDENCES - NO. 2 FUEL OIL | NO.2 | 58 | Distillate Oil (No. 2) | 0.05 | 0 | 29.5581 | E3GAL | 4126.3108 | OK | N | 24 | 7 | 52 | 24 | 7 | 22
1210702 | BILLERICA MEMORIAL HIGH SCHOOL |  | 35 RIVER ST |  | BILLERICA | MA | 018210000 | 365 BOSTON RD | ATTN: ASST SUPER FOR BUSINESS | BILLERICA | MA | 018210000 | Y | LOCAL GOVERNMENT | NM50 | BILLERICA MEMORIAL HIGH SCHOOL | 5084369501 | pszymanski@billerica.k12.ma.us | ERIK | GATH | 9786216900 | egath@blwengineers.com | PAUL | SZYMANSKLI | 9785288700 | pszymanski@billerica.k12.ma.us | 1 | SMITH 6500A BOILER |  | BOILER | SMITH | 6500A | 2010-02-18 | 2011 | 9.9 | 2 | OIL | NO.2 | 58 | Distillate Oil (No. 2) | 0 | 0 | 0 | E3GAL | 0 | OK | N | 24 | 7 | 28 | 0 | 0 | 0
1210818 | TEWKSBURY MEMORIAL HIGH SCHOOL |  | 320 PLEASANT ST |  | TEWKSBURY | MA | 018760000 | 139 PLEASANT STREET |  | TEWKSBURY | MA | 018760000 | Y | LOCAL GOVERNMENT | NM25 | TEWKSBURY SCHOOL DEPARTMENT | 9786407805 |  | JOHN | QUINN | 9786407805 |  | JOHN | QUINN | 9786407805 |  | 1 | BOILER 1-H.B.SMITH 2 OIL |  | BOILER | H. B. SMITH | 4500 MILLS | 1989-07-01 | 2006 | 3.22 | 1 | OIL | NO.2 | 58 | Distillate Oil (No. 2) | 0.5 | 0 | 52.241 | E3GAL | 7292.8436 | OK | N | 10 | 5 | 40 | 10 | 5 | 8
1210818 | TEWKSBURY MEMORIAL HIGH SCHOOL |  | 320 PLEASANT ST |  | TEWKSBURY | MA | 018760000 | 139 PLEASANT STREET |  | TEWKSBURY | MA | 018760000 | Y | LOCAL GOVERNMENT | NM25 | TEWKSBURY SCHOOL DEPARTMENT | 9786407805 |  | JOHN | QUINN | 9786407805 |  | JOHN | QUINN | 9786407805 |  | 2 | BOILER #2-H.B.SMITH #2 OIL-0.5S |  | BOILER | H B SMITH | 28A | 1989-07-01 | 2006 | 3.22 | 1 | BOILER #2-H.B.SMITH #2 OIL-0.5S | NO.2 | 58 | Distillate Oil (No. 2) | 0.5 | 0 | 52 | E3GAL | 7259.2 | OK | N | 10 | 5 | 40 | 8 | 5 | 8
1210821 | HAVERHILL WWTP |  | 40 SOUTH PORTER ST |  | BRADFORD | MA | 018354083 | 40 SOUTH PORTER ST |  | HAVERHILL | MA | 018354083 | Y | LOCAL GOVERNMENT | NM99 | HAVERHILL WASTE WATER TREATMENT PLANT | 9783742382 | fhaffty@haverhillwater.com | ROBERT E. | WARD | 9783742382 | rward@haverhillwater.com | FRED | HAFFTY | 9783742382 | fhaffty@haverhillwater.com | 1 | BOILER #1 DUAL FUEL |  | BOILER | BURNHAM | V9A-V11 | 2003-10-01 | 2011 | 12 | 2 | BOILER #1- BURNHAM R-10-G-20 | NO.2 | 58 | Distillate Oil (No. 2) | 0.22 | 0.1 | 0 | E3GAL | 0 | OK | N | 24 | 7 | 26 | 0 | 0 | 0
1210821 | HAVERHILL WWTP |  | 40 SOUTH PORTER ST |  | BRADFORD | MA | 018354083 | 40 SOUTH PORTER ST |  | HAVERHILL | MA | 018354083 | Y | LOCAL GOVERNMENT | NM99 | HAVERHILL WASTE WATER TREATMENT PLANT | 9783742382 | fhaffty@haverhillwater.com | ROBERT E. | WARD | 9783742382 | rward@haverhillwater.com | FRED | HAFFTY | 9783742382 | fhaffty@haverhillwater.com | 2 | BOILER #2 DUAL FUEL |  | BOILER | BURNHAM | V9A-V11 | 2003-03-01 | 2011 | 12 | 1 | BOILER #2- BURNHAM R-10-G-20 #2 OIL-0.22 | NO.2 | 58 | Distillate Oil (No. 2) | 0.22 | 0 | 0 | E3GAL | 0 | OK | N | 24 | 7 | 26 | 0 | 0 | 0
1210821 | HAVERHILL WWTP |  | 40 SOUTH PORTER ST |  | BRADFORD | MA | 018354083 | 40 SOUTH PORTER ST |  | HAVERHILL | MA | 018354083 | Y | LOCAL GOVERNMENT | NM99 | HAVERHILL WASTE WATER TREATMENT PLANT | 9783742382 | fhaffty@haverhillwater.com | ROBERT E. | WARD | 9783742382 | rward@haverhillwater.com | FRED | HAFFTY | 9783742382 | fhaffty@haverhillwater.com | 2 | BOILER #2 DUAL FUEL |  | BOILER | BURNHAM | V9A-V11 | 2003-03-01 | 2011 | 12 | 2 | FUEL OIL NO 2 | NO.2 | 58 | Distillate Oil (No. 2) | 0.22 | 0.1 | 0 | E3GAL | 0 | OK | N | 24 | 7 | 26 | 0 | 0 | 0
1210821 | HAVERHILL WWTP |  | 40 SOUTH PORTER ST |  | BRADFORD | MA | 018354083 | 40 SOUTH PORTER ST |  | HAVERHILL | MA | 018354083 | Y | LOCAL GOVERNMENT | NM99 | HAVERHILL WASTE WATER TREATMENT PLANT | 9783742382 | fhaffty@haverhillwater.com | ROBERT E. | WARD | 9783742382 | rward@haverhillwater.com | FRED | HAFFTY | 9783742382 | fhaffty@haverhillwater.com | 3 | BOILER #3 DUAL FUEL |  | BOILER | BURNHAM | V9A-V11 | 2003-03-01 | 2011 | 12 | 1 | #2 OIL-0.22 | NO.2 | 58 | Distillate Oil (No. 2) | 0.22 | 0.1 | 0 | E3GAL | 0 | OK | N | 24 | 7 | 26 | 0 | 0 | 0
1210821 | HAVERHILL WWTP |  | 40 SOUTH PORTER ST |  | BRADFORD | MA | 018354083 | 40 SOUTH PORTER ST |  | HAVERHILL | MA | 018354083 | Y | LOCAL GOVERNMENT | NM99 | HAVERHILL WASTE WATER TREATMENT PLANT | 9783742382 | fhaffty@haverhillwater.com | ROBERT E. | WARD | 9783742382 | rward@haverhillwater.com | FRED | HAFFTY | 9783742382 | fhaffty@haverhillwater.com | 3 | BOILER #3 DUAL FUEL |  | BOILER | BURNHAM | V9A-V11 | 2003-03-01 | 2011 | 12 | 2 | DISTILLATE OIL1# AND #2 | NO.2 | 58 | Distillate Oil (No. 2) | 0.22 | 0.1 | 0 | E3GAL | 0 | OK | N | 24 | 7 | 26 | 0 | 0 | 0
1210905 | NASHOBA VALLEY MEDICAL CENTER | A STEWART FAMILY HOSPITAL INC | 200 GROTON RD |  | AYER | MA | 014320000 | 200 GROTON RD |  | AYER | MA | 014320000 | N | PRIVATE | NM25 | STEWARD HEALTH CARE SYSTEMS, INC. D/B/A NASHOBA VALLEY MEDICAL CENTER | 9787849361 | larry.williams@steward.org | LARRY | WILLIAMS | 9787849000 | larry.williams@steward.org | LARRY | WILLIAMS | 9787849361 | larry.williams@steward.org | 1 | BOILER #1-CLEAVER BROOKS CB760-1502 6.75 MMBTU/HR |  | BOILER | CLEAVER BROOKS | CB760-1502 | 1970-12-01 | 2011 | 6.75 | 1 | DISTILLATE OIL | NO.2 | 58 | Distillate Oil (No. 2) | 0.24 | 0 | 0 | E3GAL | 0 | OK | N | 24 | 7 | 52 | 24 | 7 | 22
1210905 | NASHOBA VALLEY MEDICAL CENTER | A STEWART FAMILY HOSPITAL INC | 200 GROTON RD |  | AYER | MA | 014320000 | 200 GROTON RD |  | AYER | MA | 014320000 | N | PRIVATE | NM25 | STEWARD HEALTH CARE SYSTEMS, INC. D/B/A NASHOBA VALLEY MEDICAL CENTER | 9787849361 | larry.williams@steward.org | LARRY | WILLIAMS | 9787849000 | larry.williams@steward.org | LARRY | WILLIAMS | 9787849361 | larry.williams@steward.org | 2 | BOILER #2-CLEAVER BROOKS CB760-1502 6.75 MMBTU/HR |  | BOILER | CLEAVER BROOKS | CB760-1502 | 1970-12-01 | 2011 | 6.75 | 1 | DISTILLATE OIL | NO.2 | 58 | Distillate Oil (No. 2) | 0.24 | 0 | 0 | E3GAL | 0 | OK | N | 24 | 7 | 52 | 24 | 7 | 22
1210905 | NASHOBA VALLEY MEDICAL CENTER | A STEWART FAMILY HOSPITAL INC | 200 GROTON RD |  | AYER | MA | 014320000 | 200 GROTON RD |  | AYER | MA | 014320000 | N | PRIVATE | NM25 | STEWARD HEALTH CARE SYSTEMS, INC. D/B/A NASHOBA VALLEY MEDICAL CENTER | 9787849361 | larry.williams@steward.org | LARRY | WILLIAMS | 9787849000 | larry.williams@steward.org | LARRY | WILLIAMS | 9787849361 | larry.williams@steward.org | 3 | BOILER #3-CLEAVER BROOKS M4HP 2000 DUAL FUEL |  | BOILER | CLEAVER BROOKS | M4HP 2000 | 1975-06-01 | 2011 | 3 | 1 | DISTILLATE OIL | NO.2 | 58 | Distillate Oil (No. 2) | 0.24 | 0 | 0 | E3GAL | 0 | OK | N | 12 | 5 | 52 | 12 | 5 | 22
1210905 | NASHOBA VALLEY MEDICAL CENTER | A STEWART FAMILY HOSPITAL INC | 200 GROTON RD |  | AYER | MA | 014320000 | 200 GROTON RD |  | AYER | MA | 014320000 | N | PRIVATE | NM25 | STEWARD HEALTH CARE SYSTEMS, INC. D/B/A NASHOBA VALLEY MEDICAL CENTER | 9787849361 | larry.williams@steward.org | LARRY | WILLIAMS | 9787849000 | larry.williams@steward.org | LARRY | WILLIAMS | 9787849361 | larry.williams@steward.org | 5 | BOILER #4-FULTON ICS 8.5A 0.285 MMBTU/HR |  | BOILER | FULTON | ICS 8.5A | 1995-05-01 | 2011 | 1 | 1 | DISTILLATE OIL | NO.2 | 58 | Distillate Oil (No. 2) | 0.24 | 0 | 0 | E3GAL | 0 | OK | N | 12 | 7 | 52 | 12 | 7 | 22
1210906 | NEW ENGLAND BUSINESS SERVICE | NEW ENGLAND BUSINESS SERVICE | 500 MAIN ST |  | GROTON | MA | 014710000 | 500 MAIN ST |  | GROTON | MA | 014710000 | N | PRIVATE | NM50 | DELUXE BUSINESS OPERATIONS | 9784486111 | tmorton@deluxe.com | TIMOTHY | MORTON | 9784486111 | tmorton@deluxe.com | TIMOTHY | MORTON | 9784486111 | tmorton@deluxe.com | 2 | BOILER #2 - CLEAVER BROOKS #2 OIL |  | BOILER | CLEAVER BROOKS | UNKNOWN | 1978-09-15 | 2009 | 2 | 1 | BOILER #2-CLEAVER BROOKS #2 OIL | NO.2 | 58 | Distillate Oil (No. 2) | 0.3 | 0 | 4.75 | E3GAL | 663.1 | OK | N | 24 | 7 | 6 | 24 | 7 | 2
1210906 | NEW ENGLAND BUSINESS SERVICE | NEW ENGLAND BUSINESS SERVICE | 500 MAIN ST |  | GROTON | MA | 014710000 | 500 MAIN ST |  | GROTON | MA | 014710000 | N | PRIVATE | NM50 | DELUXE BUSINESS OPERATIONS | 9784486111 | tmorton@deluxe.com | TIMOTHY | MORTON | 9784486111 | tmorton@deluxe.com | TIMOTHY | MORTON | 9784486111 | tmorton@deluxe.com | 3 | BOILER #3 - CLEAVER BROOKS #2 OIL |  | BOILER | CLEAVER BROOKS | UNKNOWN | 1982-09-15 | 2009 | 2 | 1 | BOILER #3-CLEAVER BROOKS #2 OIL | NO.2 | 58 | Distillate Oil (No. 2) | 0.3 | 0 | 4.75 | E3GAL | 663.1 | OK | N | 24 | 7 | 4 | 24 | 7 | 1
1211015 | WYETH LLC | WYETH BIOTECH GENETICS INSTITUTE LLC | 1 BURTT RD |  | ANDOVER | MA | 018100000 | 1 BURTT ROAD |  | ANDOVER | MA | 018100000 | N | PRIVATE | SM80-R | PFIZER (DOING BUSINESS AS WYETH LLC) | 9782471788 | rich.nill@pfizer.com | RICHARD | NILL | 9782471788 | rich.nill@pfizer.com | ANDREW | JONES | 9782472656 | andrew.m.jones@pfizer.com | 8 | BOILER #3-CLEAVER BROOKS WT200-CN3 DUAL FUEL |  | BOILER | CLEAVER BROOKS | WT-200-CN3 | 1993-06-30 | 2011 | 46.3 | 2 | BOILER #3-CLEAVER BROOKS WT200 #2 OIL-0.3S | NO.2 | 58 | Distillate Oil (No. 2) | 0.03 | 0.01 | 0.181 | E3GAL | 25.2676 | OK | N | 24 | 7 | 52 | 24 | 7 | 22
1211015 | WYETH LLC | WYETH BIOTECH GENETICS INSTITUTE LLC | 1 BURTT RD |  | ANDOVER | MA | 018100000 | 1 BURTT ROAD |  | ANDOVER | MA | 018100000 | N | PRIVATE | SM80-R | PFIZER (DOING BUSINESS AS WYETH LLC) | 9782471788 | rich.nill@pfizer.com | RICHARD | NILL | 9782471788 | rich.nill@pfizer.com | ANDREW | JONES | 9782472656 | andrew.m.jones@pfizer.com | 9 | BOILER #4-CLEAVER BROOKS WT200-CN3 DUAL FUEL |  | BOILER | CLEAVER BROOKS | WT-200-CN3 | 1993-06-30 | 2011 | 46.3 | 2 | BOILER #4-CLEAVER BROOKS WT200 #2 OIL-0.3S | NO.2 | 58 | Distillate Oil (No. 2) | 0.03 | 0.01 | 0.435 | E3GAL | 60.726 | OK | N | 24 | 7 | 52 | 24 | 7 | 22
1211938 | MACLELLAN-AMESBURY |  | 91 HAVERHILL RD |  | AMESBURY | MA | 019130000 | 180 PHOENIX AVE |  | LOWELL | MA | 018520000 | N | PRIVATE | NM25 | MACLELLAN CONCRETE CO. INC. | 9784581223 | jmaclellan@jgmaclellan.com | JOHN | MACLELLAN | 9784581223 | jmaclellan@jgmaclellan.com | JOHN | MACLELLAN | 9784581223 | jmaclellan@jgmaclellan.com | 1 | BLR #1 - CLEAVER BROOKS CB-800-200 #2 |  | BOILER | CLEAVER BROOKS | CB-800-200 | 1988-06-01 | 2009 | 8 | 1 | BLR 1 - CLEAVER BROOKS CB-800-200 NO. 2 OIL | NO.2 | 58 | Distillate Oil (No. 2) | 0.05 | 0 | 8 | E3GAL | 1116.8 | OK | N | 24 | 7 | 23 | 0 | 0 | 0
1214008 | AGGREGATE INDUSTRIES INC |  | 80 AYER RD |  | LITTLETON | MA | 014600000 | 1715 BROADWAY |  | SAUGUS | MA | 019060000 | N | PRIVATE | NM25 | AGGREGATE INDUSTRIES - NORTHEAST REGION, INC. | 7819417200 | Lisa.Young@aggregate-us.com | LISA | YOUNG | 7819417200 | Lisa.Young@aggregate-us.com | LISA | YOUNG | 7819417200 | Lisa.Young@aggregate-us.com | 1 | RMC PLANT - BOILER |  | BOILER | SUPERIOR | 6772-12134 | 1970-01-01 | 2009 | 12 | 1 | #2 FUEL OIL | NO.2 | 58 | Distillate Oil (No. 2) | 0.1 | 0 | 0 | E3GAL | 0 | OK | N | 0 | 0 | 0 | 0 | 0 | 0
1180266 | NICHOLS COLLEGE |  | CENTER RD |  | DUDLEY | MA | 015700000 | 119 CENTER ROAD |  | DUDLEY | MA | 015715000 | N | PRIVATE | SM25 | NICHOLS COLLEGE | 5089431560 | Robert.LaVigne@nichols.edu | ROBERT | LAVIGNE | 5082132217 | Robert.LaVigne@nichols.edu | ROBERT | LAVIGNE | 5082132217 | Robert.LaVigne@nichols.edu | 9 | ON-CAMPUS MISC. NO. 2 OIL BURNING EQUIPMENT | 11 | BOILER, FURNACE | VARIOUS | VARIOUS | 1911-01-01 | 2011 | 3.909 | 1 | NO. 2 FUEL OIL | NO.2 | 58 | Distillate Oil (No. 2) | 0.3 |  | 24.8379 | E3GAL | 3467.3708 | OK | N | 24 | 7 | 52 | 24 | 7 | 6
1180127 | WORCESTER POLYTECHNICAL INSTITUTE |  | 100 INSTITUTE RD | 183 WEST ST | WORCESTER | MA | 016090000 | 100 INSTITUTE ROAD |  | WORCESTER | MA | 016090000 | N | PRIVATE | SM50 | WORCESTER POLYTECHNIC INSTITUTE | 5088316406 | WILLIAMG@WPI.EDU | WILLIAM | GRUDZINSKI | 5088316406 | WILLIAMG@WPI.EDU | ISABEL | MCCAULEY | 5084719635 | ifmccauley@tighebond.com | 24 | OFF-CAMPUS RESIDENCES < 10 MMBTU - #2 OIL | 11 | BOILERS, WATER HEATERS, FURNACES | VARIOUS | VARIOUS | 1980-01-01 | 2011 | 1.9971 | 1 | VARIOUS EQUIP. #2 FUEL OIL | NO.2 | 58 | Distillate Oil (No. 2) | 0.05 |  | 11.5868 | E3GAL | 1617.5173 | OK | Y | 24 | 7 | 52 | 24 | 7 | 22
1180067 | PALMER PAVING CORPORATION |  | 43 OLD COLDBROOK RD |  | BARRE | MA | 010050000 | 25 BLANCHARD ST | PO BOX 47 | PALMER | MA | 010690000 | N | PRIVATE | SM50 | PALMER PAVING CORPORATION | 4132838256 | jec@palmerpaving.com | FRED | HUGLI | 4132838256 | fhugli@palmerpaving.com | FRED | HUGLI | 4132838354 | fhugli@palmerpaving.com | 11 | DRYER - HAUCK ECO-STAR II LOW NOX BURNER |  | BURNER | HAUCK | ECO-STAR II 75 | 2010-06-08 | 2010 | 82 | 2 | HAUCK BURNER - NO. 2 OIL | NO.2 | 58 | Distillate Oil (No. 2) | 0.0015 | 0 | 20.443 | E3GAL | 2853.8428 | OK | N | 8 | 5 | 40 | 8 | 5 | 6
1200620 | ISLAND ROAD MATERIALS INC |  | BUNKER RD |  | NANTUCKET | MA | 025540000 | PO BOX 717 |  | HUDSON | MA | 017490000 | N | PRIVATE | SM25 | ISLAND ROAD MATERIALS INC | 9785628977 | Victor@Victorbrandon.com | VICTOR | PETKAUSKOS | 5083677499 | Victor@Victorbrandon.com | CHRISTINE | GIBBONS | 5084352600X2 | chris@ETG-engineering.com | 1 | ASPHALT BURNER- HAUCK ECOSTAR 25 2 OIL 0.0015 S |  | BURNER | HAUCK | ECOSTAR 25 | 2008-02-01 | 2011 | 36 | 1 | ASPHALT BURNER- HAUCK ECOSTAR 25 2 OIL0.0015 S | NO.2 | 58 | Distillate Oil (No. 2) | 0.0015 | 0.1 | 31.9653 | E3GAL | 4462.3559 | OK | N | 16 | 5 | 40 | 16 | 5 | 22
0420132 | FLORENCE CASKET COMPANY |  | 16 BARDWELL ST |  | NORTHAMPTON | MA | 010600000 | PO BOX 60098 |  | FLORENCE | MA | 010620000 | N | PRIVATE | SM50 | FLORENCE CASKET CO | 4135844244 | billhogan3@comcast.net | WILLIAM | HOGAN | 4135844244 | billhogan3@comcast.net | WILLIAM | HOGAN | 4135844244 | billhogan3@comcast.net | 3 | BOILER 2-WEIL MCLAIN -STANDBY- 2 OIL-0.3S |  | CHANGED BOILER TYPE | WEIL MCCLAIN | UNKNOWN | 1990-01-01 | 2011 | 1 | 1 | BOILER 2-WEIL MCLAIN -STANDBY- 2 OIL-0.3S | NO.2 | 58 | Distillate Oil (No. 2) | 0.3 | 0 | 0 | E3GAL | 0 | OK | N | 8 | 5 | 52 | 8 | 5 | 16
1180159 | JSL-ASPHALT COMPANY |  | 124 STURBRIDGE RD |  | CHARLTON | MA | 015070000 | JSL APHALT COMPANY | PO BOX 125 | WESTFIELD | MA | 010860000 | N | PRIVATE | SM25 | JSL ASPHALT INC | 4135688986 | JLANE@JSLANE.COM | JONATHAN | LANE | 4135688986 | JLANE@JSLANE.COM | JONATHAN | LANE | 4135688986X105 | JLANE@JSLANE.COM | 1 | ROTARY DRYER - HAUCK JBC4375-82 #2 OIL-0.3 S |  | DRYER | HAUCK | JBC4375-82 | 1997-04-01 | 2011 | 66 | 2 | DRYER BURNER #1-HAUCK #2 OIL-0.3 PERCENT | NO.2 | 58 | Distillate Oil (No. 2) | 0.3 | 0 | 231.5 | TON | n.a. | n.a. | N | 6 | 5 | 36 | 6 | 5 | 22
1180296 | PJ KEATING COMPANY |  | 998 RESERVOIR RD |  | LUNENBURG | MA | 014620000 | PO BOX 367 |  | FITCHBURG | MA | 014200000 | N | PRIVATE | SM79-7 | PJ KEATING COMPANY | 9785829931 | dbrodeur@pjkeating.com | DANIEL | BRODEUR | 9785825252 | dbrodeur@pjkeating.com | DANIEL | BRODEUR | 9785825200 | dbrodeur@pjkeating.com | 1 | DRYER -ASTEC RDDC-947C BITUMINOUS CONCRETE PRODUCT |  | DRYER BURNER | ASTEC | RDDC-947C | 1996-04-01 | 2010 | 120 | 4 | DRYER BURNER #3-HAUCK #2 OIL | NO.2 | 58 | Distillate Oil (No. 2) | 0.0015 | 0 | 20.1734 | E3GAL | 2816.2066 | OK | N | 12 | 6 | 45 | 12 | 6 | 22
1180296 | PJ KEATING COMPANY |  | 998 RESERVOIR RD |  | LUNENBURG | MA | 014620000 | PO BOX 367 |  | FITCHBURG | MA | 014200000 | N | PRIVATE | SM79-7 | PJ KEATING COMPANY | 9785829931 | dbrodeur@pjkeating.com | DANIEL | BRODEUR | 9785825252 | dbrodeur@pjkeating.com | DANIEL | BRODEUR | 9785825200 | dbrodeur@pjkeating.com | 2 | DRYER #2-H+B #129010036 SPEC. OIL |  | DRYER BURNER | H&B | 1290-10036 | 1983-01-01 | 2010 | 100 | 2 | BURNER #4-GENCO #2 OIL | NO.2 | 58 | Distillate Oil (No. 2) | 0.0015 | 0 | 1.713 | E3GAL | 239.1348 | OK | N | 10 | 5 | 45 | 10 | 5 | 22
1180296 | PJ KEATING COMPANY |  | 998 RESERVOIR RD |  | LUNENBURG | MA | 014620000 | PO BOX 367 |  | FITCHBURG | MA | 014200000 | N | PRIVATE | SM79-7 | PJ KEATING COMPANY | 9785829931 | dbrodeur@pjkeating.com | DANIEL | BRODEUR | 9785825252 | dbrodeur@pjkeating.com | DANIEL | BRODEUR | 9785825200 | dbrodeur@pjkeating.com | 2 | DRYER #2-H+B #129010036 SPEC. OIL |  | DRYER BURNER | H&B | 1290-10036 | 1983-01-01 | 2010 | 100 | 4 | HOT OIL HEATER/SPACE HEATERS | NO.2 | 58 | Distillate Oil (No. 2) | 0.0015 | 0 | 12.4966 | E3GAL | 1744.5254 | OK | N | 10 | 5 | 45 | 10 | 5 | 22
0420043 | PALMER HIGH SCHOOL |  | 105 MAIN ST |  | PALMER | MA | 010690000 | 105 MAIN STREET |  | PALMER | MA | 010690000 | Y | LOCAL GOVERNMENT | NM99 | PALMER HIGH SCHOOL | 4132832653 |  | STEPHEN | MUNIEC | 4132832653 |  | STEPHEN | MUNIEC | 4132832653 |  | 5 | GENERATOR #1 #2 OIL-0.3%S |  | ENGINE | GENERAC | 3285A-1263A | 1990-06-01 | 2005 | 1 | 1 | GENERATOR #1 #2 OIL-0.3%S | NO.2 | 58 | Distillate Oil (No. 2) | 0.3 | 0 | 1 | E3GAL | 139.6 | OK | N | 1 | 1 | 52 | 1 | 1 | 23
0420043 | PALMER HIGH SCHOOL |  | 105 MAIN ST |  | PALMER | MA | 010690000 | 105 MAIN STREET |  | PALMER | MA | 010690000 | Y | LOCAL GOVERNMENT | NM99 | PALMER HIGH SCHOOL | 4132832653 |  | STEPHEN | MUNIEC | 4132832653 |  | STEPHEN | MUNIEC | 4132832653 |  | 6 | GENERATOR #2-CUMMINS FIRELOOP #2 OIL-0.3%S |  | ENGINE | CUMMINS | 5.9LITER | 1990-06-01 | 2005 | 1 | 1 | GENERATOR #2-CUMMINS FIRELOOP #2 OIL-0.3%S | NO.2 | 58 | Distillate Oil (No. 2) | 0.3 | 0 | 0.001 | E3GAL | 0.1396 | OK | N | 1 | 1 | 1 | 1 | 1 | 2
0420044 | PALMER OLD MILL POND SCHOOL |  | 107 MAIN ST |  | PALMER | MA | 010690000 | 107 MAIN STREET |  | PALMER | MA | 010690000 | Y | STATE | NM25 | PALMER OLD MILL POND SCHOOL | 4132832653 |  | STEPHEN | MUNIEC | 4132832653 |  | STEPHEN | MUNIEC | 4132832653 |  | 5 | EMERGENCY GENERATOR #2 OIL |  | ENGINE | GENERAC | 3285A-1263A | 1990-06-01 | 2005 | 0 | 1 | GENERATOR #1-GENERAC #2 OIL-0.3%S | NO.2 | 58 | Distillate Oil (No. 2) | 0.3 | 0 | 1 | E3GAL | 139.6 | CHECK | N | 1 | 1 | 52 | 1 | 1 | 23
0420577 | CONVERSE MIDDLE SCHOOL |  | 24 CONVERSE ST |  | PALMER | MA | 010690000 | 24 CONVERSE STREET |  | PALMER | MA | 010690000 | Y | LOCAL GOVERNMENT | NM25 | CONVERSE MIDDLE SCHOOL | 4132839813 |  | STEPHEN | MUNIEC | 4132832653 |  | STEPHEN | MUNIEC | 4132832653 |  | 4 | STANDBY GENERATOR |  | ENGINE | OLYMPIAN | D150P1 | 2005-06-01 | 2005 | 0 | 1 | FUEL OIL #2 | NO.2 | 58 | Distillate Oil (No. 2) | 0.3 |  | 1 | E3GAL | 139.6 | CHECK | N | 1 | 1 | 52 | 1 | 1 | 23
0420578 | PALMER WWT PLANT |  | NORBELL ST |  | PALMER | MA | 010800000 | 1 NORBELL STREET |  | THREE RIVERS | MA | 010800000 | Y | LOCAL GOVERNMENT | NM25 | TOWN OF PALMER WATER POLLUTION CONTROL FACILITY | 4132832671 |  | GERALD | SKOWRONEK | 4132832671 | gerrys_palmerwwtp@yahoo.com | GERALD | SKOWRONEK | 4132832671 | gerrys_palmerwwtp@yahoo.com | 2 | GENERATOR #1-CATERPILLAR SR4 420 KW |  | ENGINE | CATERPILLAR | 3412 | 1980-01-01 | 2005 | 0 | 1 | GENERATOR #1-CATERPILLAR SR4 #2 OIL-0.28%S | NO.2 | 58 | Distillate Oil (No. 2) | 0.28 | 0 | 1 | E3GAL | 139.6 | CHECK | N | 1 | 1 | 12 | 1 | 1 | 5
1170068 | HOOSAC WATER QUALITY DISTRICT |  | 667 SIMONDS RD |  | WILLIAMSTOWN | MA | 012670000 | 667 SIMONDS RD |  | WILLIAMSTOWN | MA | 012670000 | Y | UTILITY | SM25 | HOOSAC WATER QUALITY DISTRICT WWTP | 4134588423 |  | BRADLEY | FURLON | 4134588423 | brad.furlon@verizon.net | BRADLEY | FURLON | 4134588423X13 |  | 2 | GENERATOR #1-DETROIT 7123-7005 #2 OIL-0.14%S |  | ENGINE | DETROIT | 7123-7005 | 1976-11-01 | 2005 | 1 | 1 | GENERATOR #1-DETROIT #71237005 #2 OIL-0.14%S | NO.2 | 58 | Distillate Oil (No. 2) | 0.14 | 0 | 0.001 | E3GAL | 0.1396 | OK | N | 0 | 0 | 0
1180032 | NORTH CENTRAL CORRECTIONAL INSTITUTE |  | 500 COLONY RD |  | GARDNER | MA | 014400000 | PO BOX 466 |  | GARDNER | MA | 014400000 | Y | STATE | SM79-R | NORTH CENTRAL CORRECTION INSTITUTE, (NCCI) | 9786322000X175 | PVCURRAN@DOC.STATE.MA.US | PAUL | CURRAN | 9786306000 | PVCurran@doc.state.ma.us | PAUL | CURRAN | 9786306000X175 | PVCURRAN@DOC.STATE.MA.US | 7 | 1500 KW EMERGENCY GENERATOR |  | ENGINE | CUMMINS | KTA 50-G9 | 2006-08-15 | 2011 | 13.944 | 1 | LOW SULFUR DIESEL FUEL 0.001 | NO.2 | 58 | Distillate Oil (No. 2) | 0 | 0 | 0.557 | E3GAL | 77.7572 | OK | N | 1 | 1 | 12 | 1 | 1 | 22
1180133 | DUDLEY ELEMENTARY |  | 16 SCHOOL ST |  | DUDLEY | MA | 015700000 | 68 DUDLEY-OXFORD RD |  | DUDLEY | MA | 015710000 | Y | PRIVATE | NM25 | DUDLEY ELEMENTARY SCHOOL | 5089436888 | wtower@dc-regional.k12.ma.us | WAYNE | TOWER | 5089433351 | wtower@dc-regional.k12.ma.us | WAYNE | TOWER | 5089436888 | wtower@dc-regional.k12.ma.us | 5 | GENERATOR |  | Engine | OLYMPIAN | D100P1 | 2000-10-10 | 2005 | 1 | 2 | #2 FUEL | NO.2 | 58 | Distillate Oil (No. 2) | 0.3 |  | 1 | E3GAL | 139.6 | OK | N | 1 | 1 | 52 | 1 | 1 | 16
1180185 | AT&T LITTLETON |  | 451 NEWTOWN RD |  | LITTLETON | MA | 014600000 | 2600 CAMINO RAMON | ROOM 3E450Z | SAN RAMON | CA | 945830000 | N | PRIVATE | SM79-R | ATT | 9259610291 | bw2989@att.com | BARBARA | WALDEN | 9259610291 | bw2989@att.com | BARBARA | WALDEN | 9259610291 | bw2989@att.com | 1 | GENERATOR #1-SOLAR TURBINE KS15992 KEROSENE |  | ENGINE | SOLAR | KS15992 | 1964-06-01 | 2011 | 13 | 1 | GENERATOR #1-SOLAR TURBINE KS15992 KEROSENE | NO.2 | 58 | Distillate Oil (No. 2) | 0.0015 | 0 | 3.0129 | E3GAL | 420.6008 | OK | N | 1 | 1 | 38 | 1 | 1 | 17
1180189 | AT&T BLACKSTONE |  | 295 MENDON ST |  | BLACKSTONE | MA | 015040000 | 2600 CAMINO RAMON | ROOM 3E450Z | SAN RAMON | CA | 945830000 | N | PRIVATE | SM79-R | ATT | 9259610291 | bw2989@att.com | BARBARA | WALDEN | 9259610291 | bw2989@att.com | BARBARA | WALDEN | 9259610291 | bw2989@att.com | 1 | GENERATOR #1-12.5 MMBTU/HR |  | ENGINE | UNKNOWN | KS15992 | 1970-06-01 | 2011 | 13 | 1 | GENERATOR #1- | NO.2 | 58 | Distillate Oil (No. 2) | 0.0015 | 0 | 2.1978 | E3GAL | 306.8129 | OK | N | 1 | 1 | 43 | 1 | 3 | 10
1180243 | WORCESTER CITY CAMPUS CORP | UMASS MEDICAL SCHOOL | 333 SOUTH ST |  | SHREWSBURY | MA | 015450000 | 333 SOUTH ST |  | SHREWSBURY | MA | 015450000 | N | STATE | SM25 | WORCESTER CITY CAMPUS CORP. | 5088563620 | russ.mattson@umassmed.edu | RUSSELL | MATTSON | 5088563620 | russ.mattson@umassmed.edu | MARK | MARKARIAN | 5088567425 | Mark.Markarian@umassmed.edu | 24 | FIRE PUMP-CUMMINS #VT504 DIESEL |  | ENGINE | CUMMINS | VT504 | 1980-01-01 | 2011 | 0.69 | 1 | FIRE PUMP-CUMMINS #VT504 DIESEL | NO.2 | 58 | Distillate Oil (No. 2) | 0.5 | 0 | 0.06 | E3GAL | 8.376 | OK | N | 1 | 1 | 12 | 1 | 1 | 6
1180260 | ATHOL MEMORIAL HOSPITAL |  | 2033 MAIN ST |  | ATHOL | MA | 013310000 | 2033 MAIN STREET |  | ATHOL | MA | 013310000 | N | PRIVATE | NM25 | ATHOL MEMORIAL HOSPITAL | 9782493511 | drantala@atholhospital.org | DAVE | RANTALA | 9782491127 | drantala@atholhospital.org | DAVE | RANTALA | 9782493511X127 | drantala@atholhospital.org | 4 | GENERATOR #1-CATERPILLAR #2 OIL |  | ENGINE | CATERPILLAR | SR4 | 2002-07-01 | 2007 | 2 | 1 | GENERATOR #1-CATERPILLAR #3412 DIESEL | NO.2 | 58 | Distillate Oil (No. 2) | 0.2 | 0 | 0.25 | E3GAL | 34.9 | OK | N | 1 | 1 | 52 | 1 | 1 | 22
1180299 | MCI SHIRLEY |  | HARVARD RD |  | SHIRLEY | MA | 014640000 | HARVARD ROAD PO 1218 |  | SHIRLEY | MA | 014640000 | Y | STATE | SM50 | MCI SHIRLEY DEPT OF CORRECTIONS | 9784254341 | JDDickhaut@DOC.State.MA.US | JAMES | DICKHAUT | 9784254341 | JDDickhaut@DOC.State.MA.US | JAMES | DICKHAUT | 9785146700 | jddickhaut@DOC.State.MA.US | 7 | EU#6 MEDIUM EMERGENCY GENERATOR UNIT 1 |  | ENGINE | CAT | 3512-1250 | 1990-06-15 | 2011 | 10 | 1 | DIESEL FUEL 0.3 | NO.2 | 58 | Distillate Oil (No. 2) | 0.3 | 0.1 | 0.78 | E3GAL | 108.888 | OK | N | 1 | 1 | 26 | 1 | 1 | 20
1180299 | MCI SHIRLEY |  | HARVARD RD |  | SHIRLEY | MA | 014640000 | HARVARD ROAD PO 1218 |  | SHIRLEY | MA | 014640000 | Y | STATE | SM50 | MCI SHIRLEY DEPT OF CORRECTIONS | 9784254341 | JDDickhaut@DOC.State.MA.US | JAMES | DICKHAUT | 9784254341 | JDDickhaut@DOC.State.MA.US | JAMES | DICKHAUT | 9785146700 | jddickhaut@DOC.State.MA.US | 8 | EU #7 MEDIUM EMERGENCY GENERATOR UNIT 2 |  | ENGINE | CATERPILLAR | 3512-1250 | 1990-06-15 | 2011 | 10 | 1 | DIESEL FUEL 0.3 | NO.2 | 58 | Distillate Oil (No. 2) | 0.3 | 0.1 | 0.78 | E3GAL | 108.888 | OK | N | 1 | 1 | 26 | 1 | 1 | 20
1180299 | MCI SHIRLEY |  | HARVARD RD |  | SHIRLEY | MA | 014640000 | HARVARD ROAD PO 1218 |  | SHIRLEY | MA | 014640000 | Y | STATE | SM50 | MCI SHIRLEY DEPT OF CORRECTIONS | 9784254341 | JDDickhaut@DOC.State.MA.US | JAMES | DICKHAUT | 9784254341 | JDDickhaut@DOC.State.MA.US | JAMES | DICKHAUT | 9785146700 | jddickhaut@DOC.State.MA.US | 11 | EU #8 SHIRLEY COMPLEX GENERATOR |  | ENGINE | CATERPILLAR | 3412 C | 1990-01-10 | 2011 | 5 | 1 | DIESEL FUEL 0.3 | NO.2 | 58 | Distillate Oil (No. 2) | 0.3 | 0.01 | 0.68 | E3GAL | 94.928 | OK | N | 1 | 1 | 21 | 1 | 1 | 22
1180299 | MCI SHIRLEY |  | HARVARD RD |  | SHIRLEY | MA | 014640000 | HARVARD ROAD PO 1218 |  | SHIRLEY | MA | 014640000 | Y | STATE | SM50 | MCI SHIRLEY DEPT OF CORRECTIONS | 9784254341 | JDDickhaut@DOC.State.MA.US | JAMES | DICKHAUT | 9784254341 | JDDickhaut@DOC.State.MA.US | JAMES | DICKHAUT | 9785146700 | jddickhaut@DOC.State.MA.US | 12 | EU #9 SBCC EMERGENCY GENERATOR |  | ENGINE | CATERPILLAR | 3512 SR4HV | 1997-01-15 | 2011 | 14 | 1 | LSD DIESEL FUEL | NO.2 | 58 | Distillate Oil (No. 2) | 0.05 | 0.01 | 0.8 | E3GAL | 111.68 | OK | N | 1 | 1 | 26 | 1 | 1 | 22
1180299 | MCI SHIRLEY |  | HARVARD RD |  | SHIRLEY | MA | 014640000 | HARVARD ROAD PO 1218 |  | SHIRLEY | MA | 014640000 | Y | STATE | SM50 | MCI SHIRLEY DEPT OF CORRECTIONS | 9784254341 | JDDickhaut@DOC.State.MA.US | JAMES | DICKHAUT | 9784254341 | JDDickhaut@DOC.State.MA.US | JAMES | DICKHAUT | 9785146700 | jddickhaut@DOC.State.MA.US | 13 | EU #10 SBCC EMERGENCY GENERATOR |  | ENGINE | CATERPILLAR | 3512- SR4-HV | 1997-01-01 | 2011 | 14 | 1 | LSD DIESEL FUEL | NO.2 | 58 | Distillate Oil (No. 2) | 0.05 | 0.1 | 0.8 | E3GAL | 111.68 | OK | N | 1 | 1 | 26 | 1 | 1 | 22
1180496 | FIVE BIOTECH |  | 381 PLANTATION ST |  | WORCESTER | MA | 016050000 | ONE INNOVATION DRIVE |  | WORCESTER | MA | 016050000 | N | PRIVATE | NM25 | FIVE BIOTECH | 5087554249 | JPAULY@LABSPACE.COM | JOHN | PAULY | 5087929926 | JPAULY@LABSPACE.COM | JOHN | PAULY | 5087929926 | JPAULY@LABSPACE.COM | 18 | STANDBY GENERATOR |  | ENGINE | CUMMINS ONAN | KTA19-G4 | 2001-01-01 | 2007 | 4.891 | 1 | DIESEL FUEL | NO.2 | 58 | Distillate Oil (No. 2) | 0.05 |  | 0.2662 | E3GAL | 37.1615 | OK | N | 1 | 1 | 16 | 1 | 1 | 7
1180606 | RIVERDALE MILLS CORPORATION |  | 130 RIVERDALE ST |  | NORTHBRIDGE | MA | 015340000 | PO BOX 200 |  | NORTHBRIDGE | MA | 015340000 | N | PRIVATE | SM50 | RIVERDALE MILLS CORPORATION | 5082348715X7804 | james.knottsr@verizon.net | JAMES | KNOTT | 5082342500 | james.knottsr@verizon.net | JAMES | KNOTT SR. | 5082342500 | james.knottsr@verizon.net | 1 | GENERATOR #1 |  | ENGINE | CHICAGO PNEUMATIC | 89A-CPS-DF | 1987-11-11 | 2011 | 5.7 | 3 | NO. 2 FUEL OIL | NO.2 | 58 | Distillate Oil (No. 2) | 0.3 |  | 0 | E3GAL | 0 | OK | N | 0 | 0 | 0 | 0 | 0 | 0
1180606 | RIVERDALE MILLS CORPORATION |  | 130 RIVERDALE ST |  | NORTHBRIDGE | MA | 015340000 | PO BOX 200 |  | NORTHBRIDGE | MA | 015340000 | N | PRIVATE | SM50 | RIVERDALE MILLS CORPORATION | 5082348715X7804 | james.knottsr@verizon.net | JAMES | KNOTT | 5082342500 | james.knottsr@verizon.net | JAMES | KNOTT SR. | 5082342500 | james.knottsr@verizon.net | 2 | GENERATOR #2 |  | ENGINE | CHICAGO PNEUMATIC | 89A-CPS-DF | 1987-11-11 | 2011 | 5.7 | 3 | NO. 2 FUEL OIL | NO.2 | 58 | Distillate Oil (No. 2) | 0.3 |  | 0 | E3GAL | 0 | OK | N | 0 | 0 | 0 | 0 | 0 | 0
1180662 | VERNON HILL DEVELOPMENT LLC |  | 25 WINTHROP ST |  | WORCESTER | MA | 016040000 | 1 LIBERTY SQ 6TH FL |  | BOSTON | MA | 021090000 | N | PRIVATE | NM25 | VERNON HILL DEVELOPMENT REALTY LLC | 5087986234 | tnowicki@libprop.net | THOMAS | NOWICKI | 6174237177 | tnowicki@libprop.net | THOMAS | NOWICKI | 6174237177 | tnowicki@libprop.net | 10 | EMERGENCY GENERATOR |  | ENGINE | CATEPILLAR | 1250 | 1993-07-01 | 2007 | 0 | 1 | FUEL OIL #2 | NO.2 | 58 | Distillate Oil (No. 2) | 1 |  | 0.1 | E3GAL | 13.96 | CHECK | N | 1 | 1 | 12 | 1 | 1 | 5
1180965 | FILENES BASEMENT |  | 26 MILLBURY ST |  | AUBURN | MA | 015010000 | 26 MILLBURY STREET |  | AUBURN | MA | 015010000 | N | PRIVATE | NM25 | FILENES BASEMENT | 5083666510 | tom.razza@filenesbasement.com | A. THOMAS | RAZZA | 5088323410 | tom.razza@filenesbasement.com | A. THOMAS | RAZZA | 5088323410 | tom.razza@filenesbasement.com | 3 | GENERATOR #1-ONAN 350DFCC 3.7 MMBTU/HR DIESEL |  | ENGINE | ONAN | ONAN50KW | 1992-01-01 | 2007 | 4 | 1 | GENERATOR #1-ONAN 350DFCC 100 GALS #2 OIL- | NO.2 | 58 | Distillate Oil (No. 2) | 0.3 | 0 | 1.35 | E3GAL | 188.46 | OK | N | 1 | 1 | 52 | 1 | 1 | 22
1180965 | FILENES BASEMENT |  | 26 MILLBURY ST |  | AUBURN | MA | 015010000 | 26 MILLBURY STREET |  | AUBURN | MA | 015010000 | N | PRIVATE | NM25 | FILENES BASEMENT | 5083666510 | tom.razza@filenesbasement.com | A. THOMAS | RAZZA | 5088323410 | tom.razza@filenesbasement.com | A. THOMAS | RAZZA | 5088323410 | tom.razza@filenesbasement.com | 4 | GENERATOR #2-KOHLER 50 ROZ 271 0.5 MMBTU/HR |  | ENGINE | KOLER | 50 ROZ | 1992-01-01 | 2007 | 1 | 1 | GENERATOR #2-KOHLER 50 ROZ 271 100GLS#2 OIL | NO.2 | 58 | Distillate Oil (No. 2) | 0.3 | 0 | 1.35 | E3GAL | 188.46 | OK | N | 1 | 1 | 52 | 1 | 1 | 22
1190034 | GLOBE NEWSPAPER COMPANY |  | 135 MORRISSEY BLVD |  | BOSTON | MA | 021072378 | PO BOX 55819 |  | BOSTON | MA | 022055819 | N | PRIVATE | SM25 | GLOBE NEWSPAPER COMPANY INC | 6179293393 | a_schiavi@globe.com | ANTHONY | SCHIAVI | 6179293393 | a_schiavi@globe.com | ANTHONY | SCHIAVI | 6179293393 | a_schiavi@globe.com | 4 | GENERATOR 1 CUMMINS 502FDR7020JJ W 2 OIL 0.3SULF. |  | ENGINE | CUMMINS | 502FDR7020 | 1983-12-01 | 2009 | 1 | 1 | GENERATOR 1-CUMMINS 502FDR7020JJ W 2 OIL-0.3 S | NO.2 | 58 | Distillate Oil (No. 2) | 0.3 | 0.1 | 0 | E3GAL | 0 | OK | N | 1 | 1 | 52 | 1 | 1 | 20
1190034 | GLOBE NEWSPAPER COMPANY |  | 135 MORRISSEY BLVD |  | BOSTON | MA | 021072378 | PO BOX 55819 |  | BOSTON | MA | 022055819 | N | PRIVATE | SM25 | GLOBE NEWSPAPER COMPANY INC | 6179293393 | a_schiavi@globe.com | ANTHONY | SCHIAVI | 6179293393 | a_schiavi@globe.com | ANTHONY | SCHIAVI | 6179293393 | a_schiavi@globe.com | 5 | GENERATOR 2-CUMMINS 502FDR7020JJ W 2 OIL-0.3 SULF |  | ENGINE | CUMMINS | 502FDR7020 | 1983-12-01 | 2009 | 1 | 1 | GENERATOR 2-CUMMINS 502FDR7020JJ W 2 OIL-0.3 S | NO.2 | 58 | Distillate Oil (No. 2) | 0.3 | 0.1 | 0 | E3GAL | 0 | OK | N | 1 | 1 | 52 | 1 | 1 | 20
1190034 | GLOBE NEWSPAPER COMPANY |  | 135 MORRISSEY BLVD |  | BOSTON | MA | 021072378 | PO BOX 55819 |  | BOSTON | MA | 022055819 | N | PRIVATE | SM25 | GLOBE NEWSPAPER COMPANY INC | 6179293393 | a_schiavi@globe.com | ANTHONY | SCHIAVI | 6179293393 | a_schiavi@globe.com | ANTHONY | SCHIAVI | 6179293393 | a_schiavi@globe.com | 6 | GENERATOR 3-CUMMINS 503FDR7020JJ W 2 OIL-0.3 SUL |  | ENGINE | CUMMINS | 502FDR7020 | 1983-12-01 | 2009 | 1 | 1 | GENERATOR 3-CUMMINS 502FDR7020JJ W 2 OIL-0.3 S | NO.2 | 58 | Distillate Oil (No. 2) | 0.3 | 0.1 | 0 | E3GAL | 0 | OK | N | 1 | 1 | 52 | 1 | 1 | 20
1190081 | KINDRED HOSPITAL BRAINTREE LLC |  | 2001 WASHINGTON ST |  | BRAINTREE | MA | 021840000 | 2001 WASHINGTON ST |  | BRAINTREE | MA | 021840000 | N | PRIVATE | SM79-R | NORTHEAST SPECIALTY HOSPITAL | 7818482600 | Patrick.Gunderson@kindredhealthcare.com | ROBERT | GUNDERSON | 7818482600 | Robert.Gunderson@Kindredhealthcare.com | DICK | WATT | 7812978640 | RichardF.Watt@kindredhealthcare.com | 4 | GENERATOR #1-CATERPILLAR #SR4 1.7 MMBTU/HR |  | ENGINE | CATAPILLAR | UNKNOWN | 1989-01-01 | 2011 | 2 | 1 | GENERATOR #1-CATERPILLAR #SR4 | NO.2 | 58 | Distillate Oil (No. 2) | 0.3 | 0 | 0.1 | E3GAL | 13.96 | OK | N | 1 | 1 | 52 | 1 | 1 | 22
1190081 | KINDRED HOSPITAL BRAINTREE LLC |  | 2001 WASHINGTON ST |  | BRAINTREE | MA | 021840000 | 2001 WASHINGTON ST |  | BRAINTREE | MA | 021840000 | N | PRIVATE | SM79-R | NORTHEAST SPECIALTY HOSPITAL | 7818482600 | Patrick.Gunderson@kindredhealthcare.com | ROBERT | GUNDERSON | 7818482600 | Robert.Gunderson@Kindredhealthcare.com | DICK | WATT | 7812978640 | RichardF.Watt@kindredhealthcare.com | 5 | GENERATOR #2-CUMMINS #DMT 150CB 1.4 MMBTU/HR |  | ENGINE | CUMMINS | UKNOWN | 1989-01-01 | 2011 | 1.4 | 1 | #2 FUEL OIL | NO.2 | 58 | Distillate Oil (No. 2) | 0.3 | 0 | 0.1 | E3GAL | 13.96 | OK | N | 1 | 1 | 52 | 1 | 1 | 22
1190119 | CHELSEA SOLDIERS HOME |  | 91 CREST AVE |  | CHELSEA | MA | 021500000 | 91 CREST AVE |  | CHELSEA | MA | 021500000 | Y | STATE | SM25 | CHELSEA SOLDIERS HOME | 6178845660 | Robert.Maniatis@state.ma.us | ROBERT | MANIATIS | 6178845660 | Robert.Maniatis@state.ma.us | JOSEPH | MARKOWSKI | 6178845660X187 | Joseph.M.Markowski@state.ma.us | 5 | GENERATOR 1-CUMMINS 300KW QMH |  | ENGINE | CUMMINS | 500FDR5055AA | 1980-01-01 | 2009 | 3 | 1 | N0 2 DISTILLATE OIL- 0.05 SULFUR | NO.2 | 58 | Distillate Oil (No. 2) | 0.05 | 0.1 | 0.504 | E3GAL | 70.3584 | OK | N | 1 | 1 | 1 | 0 | 0 | 0
1190252 | GORDON CONWELL THEOLOGICAL SEMINARY |  | 130 ESSEX ST |  | HAMILTON | MA | 019820000 | 130 ESSEX ST |  | HAMILTON | MA | 019820000 | N | PRIVATE | NM25 | GORDON CONWELL THEOLOGICAL SEMINARY | 9784687111 | TIngraham@gcts.edu | TIM | INGRAHAM | 9784687111 | TIngraham@gcts.edu | SEAN | GILLISS | 9784687111X4361 | sgilliss@gcts.edu | 22 | EU#27: PUMPHOUSE FIRE PUMP |  | ENGINE | PEERLESS CLARK | DDFP-04AT7004 | 1984-01-01 | 2010 | 2 | 1 | DIESEL | NO.2 | 58 | Distillate Oil (No. 2) | 0.185 | 0 | 0.052 | E3GAL | 7.2592 | OK | N | 1 | 1 | 4 | 1 | 1 | 2
1190273 | ZOO NEW ENGLAND |  | 1 FRANKLIN PARK RD |  | BOSTON | MA | 021210000 | 1 FRANKLIN PARK RD |  | BOSTON | MA | 021210000 | N | PRIVATE | NM50 | ZOO NEW ENGLAND | 6179892000 | JKATAROUSKY@ZOONEWENGLEND.COM | MARSHALL | JUDGES | 6179893735 | MJUDGES@ZOONEWENGLAND.COM | KEVIN | HANSON | 6179892057 | JKATAROUSKY@ZOONEWENGLEND.COM | 19 | STANDBY GENERATOR-CONSOLIDATED POWER DIESEL TF |  | ENGINE | CON PWR - ALLIS CHALMERS | 6138T | 1980-01-01 | 2007 | 2 | 1 | EMER GENERATOR #1-CONSOLIDATED POWER #2 DIESEL | NO.2 | 58 | Distillate Oil (No. 2) | 0.3 | 0 | 0.25 | E3GAL | 34.9 | OK | N | 1 | 1 | 52 | 1 | 1 | 4
1190354 | GATEWAY @ MALDEN CENTER |  | 20 SUMMER ST |  | MALDEN | MA | 021480000 | 14 SUMMER ST |  | MALDEN | MA | 021480000 | N | PRIVATE | NM25 | EQR- GATEWAY AT MALDEN CENTER | 3129288471 | rsetzman@eqrworld.com | DENISE | BEIHOFFER | 3129281237 | dbeihoffer@eqrworld.com | REBECCA | SETZMAN | 3129288471 | rsetzman@eqrworld.com | 1 | GENERATOR #1 TEST RUN ONLY |  | ENGINE | CATERPILLAR | 3508 | 1992-04-01 | 2007 | 0 | 1 | GENERATOR-DIESEL FUEL 85 GALS FOR 2003 | NO.2 | 58 | Distillate Oil (No. 2) | 0.3 | 0 | 0.266 | E3GAL | 37.1336 | CHECK | N | 1 | 1 | 52 | 1 | 1 | 22
1190578 | MCI CEDAR JUNCTION |  | MAIN ST | RTE 1A | WALPOLE | MA | 020810000 | ROUTE 1A PO BOX 100 |  | WALPOLE | MA | 020810000 | Y | STATE | SM79-7 | MCI CEDAR JUNCTION | 5086682100 | JHTUNIS@DOC.STATE.MA.US | CLIFFORD | KING | 508.668.2100 | CLKing@DOC.STATE.MA.US | CLIFFORD | KING | 5086682100X193 | CLKing@DOC.STATE.MA.US | 4 | GENERATOR 1-WAUKESHA L5790D 770 KW 2 OIL |  | ENGINE | WAUKESHA | 12C | 1971-01-01 | 2009 | 9 | 1 | GENERATOR 1-WAUKESHA L5790D 700KW 2 OIL | NO.2 | 58 | Distillate Oil (No. 2) | 0.3 | 0 | 0.54 | E3GAL | 75.384 | OK | N | 1 | 1 | 52 | 1 | 1 | 22
1190578 | MCI CEDAR JUNCTION |  | MAIN ST | RTE 1A | WALPOLE | MA | 020810000 | ROUTE 1A PO BOX 100 |  | WALPOLE | MA | 020810000 | Y | STATE | SM79-7 | MCI CEDAR JUNCTION | 5086682100 | JHTUNIS@DOC.STATE.MA.US | CLIFFORD | KING | 508.668.2100 | CLKing@DOC.STATE.MA.US | CLIFFORD | KING | 5086682100X193 | CLKing@DOC.STATE.MA.US | 5 | GENERATOR 2-KOHLER 150 RO2Z DIESEL |  | ENGINE | KOHLER | 00000 | 1990-01-01 | 2009 | 2 | 1 | GENERATOR 2-KOHLER 150 ROZJ | NO.2 | 58 | Distillate Oil (No. 2) | 0.3 | 0.05 | 0.21 | E3GAL | 29.316 | OK | N | 1 | 1 | 52 | 1 | 1 | 22
1190581 | MCI NORFOLK |  | 2 CLARK ST |  | NORFOLK | MA | 020560000 | PO BOX 43 | 2 CLARK STREET | NORFOLK | MA | 020560000 | Y | STATE | SM79-7 | MCI NORFOLK | 5086680800X268 | lfjohnson@DOC.State.MA.US | LUKE | JOHNSON | 5086680800 | lfjohnson@DOC.State.MA.US | LUKE | JOHNSON | 5086680800X268 | lfjohnson@DOC.State.MA.US | 14 | EMER GEN #1 CAT 3512 1100 KW E #2 OIL 0.003S |  | ENGINE | CAT | 3512 | 1997-01-01 | 2011 | 11 | 1 | EMER GEN #1 CAT 3512 1100 KWE #2OIL.003S | NO.2 | 58 | Distillate Oil (No. 2) | 0.003 | 0 | 4.7197 | E3GAL | 658.8701 | OK | N | 1 | 1 | 21 | 1 | 1 | 20
1190581 | MCI NORFOLK |  | 2 CLARK ST |  | NORFOLK | MA | 020560000 | PO BOX 43 | 2 CLARK STREET | NORFOLK | MA | 020560000 | Y | STATE | SM79-7 | MCI NORFOLK | 5086680800X268 | lfjohnson@DOC.State.MA.US | LUKE | JOHNSON | 5086680800 | lfjohnson@DOC.State.MA.US | LUKE | JOHNSON | 5086680800X268 | lfjohnson@DOC.State.MA.US | 15 | EMER GEN #2 CUMMINS 1710G #2 OIL .003S |  | ENGINE | CUMMINS | VT17106 | 1997-01-01 | 2011 | 5 | 1 | EMER GEN #2 CUMMINS VT1710G #2 OIL .003S | NO.2 | 58 | Distillate Oil (No. 2) | 0.3 | 0 | 0.065 | E3GAL | 9.074 | OK | N | 1 | 1 | 26 | 1 | 1 | 20
1190584 | FRAMINGHAM STATE UNIVERSITY | FKA FRAMIN GHAM STATE COLLEGE | 100 STATE ST |  | FRAMINGHAM | MA | 017010000 | 100 STATE ST |  | FRAMINGHAM | MA | 017010000 | Y | STATE | SM79-R | FRAMINGHAM STATE | 5086264633 | mfowler@framingham.edu | MAUREEN BAGGE | FOWLER | 5086264633 | mfowler@framingham.edu | MAUREEN BAGGE | FOWLER | 5086264590 | mfowler@framingham.edu | 9 | EMERGENCY GENERATORS | 5 | ENGINE | OLYMPIAN | D150P1 | 2004-01-01 | 2011 | 4.03 | 1 | DIESEL FUEL | NO.2 | 58 | Distillate Oil (No. 2) | 0.4 |  | 0.579 | E3GAL | 80.8284 | OK | N | 1 | 1 | 52 | 1 | 1 | 20
1190584 | FRAMINGHAM STATE UNIVERSITY | FKA FRAMIN GHAM STATE COLLEGE | 100 STATE ST |  | FRAMINGHAM | MA | 017010000 | 100 STATE ST |  | FRAMINGHAM | MA | 017010000 | Y | STATE | SM79-R | FRAMINGHAM STATE | 5086264633 | mfowler@framingham.edu | MAUREEN BAGGE | FOWLER | 5086264633 | mfowler@framingham.edu | MAUREEN BAGGE | FOWLER | 5086264590 | mfowler@framingham.edu | 10 | FIRE PUMPS | 3 | ENGINE | CUMMINS | 6BTA5-9-F2 | 1993-01-01 | 2011 | 0.89 | 1 | DIESEL FUEL | NO.2 | 58 | Distillate Oil (No. 2) | 0.04 |  | 0.128 | E3GAL | 17.8688 | OK | N | 1 | 1 | 52 | 1 | 1 | 20
1190593 | LAHEY CLINIC | FKA LAHEY HITCHCOCK MEDI | 41 MALL RD |  | BURLINGTON | MA | 018050000 | 41 MALL RD |  | BURLINGTON | MA | 018050000 | N | PRIVATE | SM25 | LAHEY CLINIC HOSPITAL INC | 7817448052 | Kenneth.E.Nix@lahey.org | KENNETH | NIX | 7817448052 | Kenneth.E.Nix@lahey.org | KENNETH | NIX | 7817448052 | Kenneth.E.Nix@lahey.org | 6 | GENERATOR 2 |  | ENGINE | DETROIT DIESEL | 816375305 | 1979-01-01 | 2009 | 7.266 | 1 | NO 2 DIESEL FUEL | NO.2 | 58 | Distillate Oil (No. 2) | 0.0015 | 0 | 1.209 | E3GAL | 168.7764 | OK | N | 1 | 1 | 52 | 1 | 1 | 22
1190593 | LAHEY CLINIC | FKA LAHEY HITCHCOCK MEDI | 41 MALL RD |  | BURLINGTON | MA | 018050000 | 41 MALL RD |  | BURLINGTON | MA | 018050000 | N | PRIVATE | SM25 | LAHEY CLINIC HOSPITAL INC | 7817448052 | Kenneth.E.Nix@lahey.org | KENNETH | NIX | 7817448052 | Kenneth.E.Nix@lahey.org | KENNETH | NIX | 7817448052 | Kenneth.E.Nix@lahey.org | 11 | GENERATOR 3 |  | ENGINE | CATERPILLAR | 3508B | 1998-01-11 | 2009 | 10.1 | 1 | ULTRA LOW SULFUR DIESEL FUEL | NO.2 | 58 | Distillate Oil (No. 2) | 0.0015 | 0 | 3.738 | E3GAL | 521.8248 | OK | N | 1 | 1 | 52 | 1 | 1 | 22
1190593 | LAHEY CLINIC | FKA LAHEY HITCHCOCK MEDI | 41 MALL RD |  | BURLINGTON | MA | 018050000 | 41 MALL RD |  | BURLINGTON | MA | 018050000 | N | PRIVATE | SM25 | LAHEY CLINIC HOSPITAL INC | 7817448052 | Kenneth.E.Nix@lahey.org | KENNETH | NIX | 7817448052 | Kenneth.E.Nix@lahey.org | KENNETH | NIX | 7817448052 | Kenneth.E.Nix@lahey.org | 13 | DIESEL GENERATOR D |  | ENGINE | CATERPILLAR | 3512B | 2006-03-22 | 2009 | 15.988 | 1 | ULTRA LOW SULFUR DIESEL FUEL | NO.2 | 58 | Distillate Oil (No. 2) | 0.0015 | 0 | 1.285 | E3GAL | 179.386 | OK | N | 1 | 1 | 52 | 1 | 1 | 22
1190608 | EMERSON HOSPITAL |  | 133 OLD ROAD TO NINE ACRE COR | 133 ORNAC ROAD | CONCORD | MA | 017420000 | 133 ORNAC ROAD |  | CONCORD | MA | 017420000 | N | PRIVATE | SM25 | EMERSON HOSPITAL | 9783691400 | rbornstein@emersonhosp.org | ROBERT | BORNSTEIN | 9782873241 | rbornstein@emersonhosp.org | ROBERT | BORNSTEIN | 9782873241 | rbornstein@emersonhosp.org | 6 | EU#6 - CUMMINS EMERG GEN- 800KW #2 OIL |  | ENGINE | CUMMINS | 682FDR7039JJW | 1986-09-01 | 2009 | 7.7 | 1 | EU#6 - CUMMINS EMERG GEN 800KW #2 OIL .3S | NO.2 | 58 | Distillate Oil (No. 2) | 0.3 | 0 | 0.6104 | E3GAL | 85.2118 | OK | N | 1 | 1 | 12 | 1 | 1 | 5
1190608 | EMERSON HOSPITAL |  | 133 OLD ROAD TO NINE ACRE COR | 133 ORNAC ROAD | CONCORD | MA | 017420000 | 133 ORNAC ROAD |  | CONCORD | MA | 017420000 | N | PRIVATE | SM25 | EMERSON HOSPITAL | 9783691400 | rbornstein@emersonhosp.org | ROBERT | BORNSTEIN | 9782873241 | rbornstein@emersonhosp.org | ROBERT | BORNSTEIN | 9782873241 | rbornstein@emersonhosp.org | 16 | EU# 16 - VOLVO EMERG GEN - 175 KW #2 OIL |  | ENGINE | VOLVO | T0100GG | 1986-01-01 | 2009 | 1.76 | 1 | EU#16 - VOLVO EMERG GEN 175 KW #2 OIL 0.3S | NO.2 | 58 | Distillate Oil (No. 2) | 0.3 | 0 | 0.0686 | E3GAL | 9.5766 | OK | N | 1 | 1 | 11 | 1 | 1 | 5
1190608 | EMERSON HOSPITAL |  | 133 OLD ROAD TO NINE ACRE COR | 133 ORNAC ROAD | CONCORD | MA | 017420000 | 133 ORNAC ROAD |  | CONCORD | MA | 017420000 | N | PRIVATE | SM25 | EMERSON HOSPITAL | 9783691400 | rbornstein@emersonhosp.org | ROBERT | BORNSTEIN | 9782873241 | rbornstein@emersonhosp.org | ROBERT | BORNSTEIN | 9782873241 | rbornstein@emersonhosp.org | 18 | EU#19 - CAT EMERG GEN - 1000 KW #2 OIL |  | ENGINE | CATERPILLAR | C32 | 2008-02-07 | 2009 | 9.85 | 1 | EU#19 - CAT EG - 1000 KW #2 FO 0.3 SULFUR | NO.2 | 58 | Distillate Oil (No. 2) | 0.3 | 0 | 0.9017 | E3GAL | 125.8773 | OK | N | 1 | 1 | 12 | 1 | 1 | 5
1190907 | MARLBOROUGH HOSPITAL |  | 57 UNION ST |  | MARLBOROUGH | MA | 017520000 | 157 UNION STREET |  | MARLBOROUGH | MA | 017520000 | N | PRIVATE | NM25 | MARLBOROUGH HOSPITAL | 5084865581 | bob.knihtila@umassmemorial.org | DONN | PUSHOR | 5084865575 | DONN.PUSHOR@UMASSMEMORIAL.ORG | ROBERT | KNIHTILA | 5084865581 | bbo.knihtila@umassmemorial.org | 11 | GENERATOR 1 |  | ENGINE | CUMMIMS | NT-335-G7 175 KW | 1965-06-15 | 2009 | 0.01 | 1 | NUMBER 2 FUEL OIL | NO.2 | 58 | Distillate Oil (No. 2) | 0.3 | 0 | 0.2 | E3GAL | 27.92 | OK | N | 1 | 1 | 26 | 1 | 1 | 5
1190907 | MARLBOROUGH HOSPITAL |  | 57 UNION ST |  | MARLBOROUGH | MA | 017520000 | 157 UNION STREET |  | MARLBOROUGH | MA | 017520000 | N | PRIVATE | NM25 | MARLBOROUGH HOSPITAL | 5084865581 | bob.knihtila@umassmemorial.org | DONN | PUSHOR | 5084865575 | DONN.PUSHOR@UMASSMEMORIAL.ORG | ROBERT | KNIHTILA | 5084865581 | bbo.knihtila@umassmemorial.org | 12 | GENERATOR 3 |  | ENGINE | CAT | D150P1 | 2000-06-15 | 2009 | 0.01 | 1 | NUMBER 2 FUEL OIL | NO.2 | 58 | Distillate Oil (No. 2) | 0.3 | 0 | 0.02 | E3GAL | 2.792 | OK | N | 1 | 1 | 26 | 1 | 1 | 5
1190907 | MARLBOROUGH HOSPITAL |  | 57 UNION ST |  | MARLBOROUGH | MA | 017520000 | 157 UNION STREET |  | MARLBOROUGH | MA | 017520000 | N | PRIVATE | NM25 | MARLBOROUGH HOSPITAL | 5084865581 | bob.knihtila@umassmemorial.org | DONN | PUSHOR | 5084865575 | DONN.PUSHOR@UMASSMEMORIAL.ORG | ROBERT | KNIHTILA | 5084865581 | bbo.knihtila@umassmemorial.org | 13 | GENERATOR 4 |  | ENGINE | CUMMINS | QSM11 | 2006-05-20 | 2009 | 0.01 | 1 | NUMNER 2 FUEL OIL | NO.2 | 58 | Distillate Oil (No. 2) | 0.3 |  | 0.0335 | E3GAL | 4.6766 | OK | N | 1 | 1 | 26 | 1 | 1 | 5
1190907 | MARLBOROUGH HOSPITAL |  | 57 UNION ST |  | MARLBOROUGH | MA | 017520000 | 157 UNION STREET |  | MARLBOROUGH | MA | 017520000 | N | PRIVATE | NM25 | MARLBOROUGH HOSPITAL | 5084865581 | bob.knihtila@umassmemorial.org | DONN | PUSHOR | 5084865575 | DONN.PUSHOR@UMASSMEMORIAL.ORG | ROBERT | KNIHTILA | 5084865581 | bbo.knihtila@umassmemorial.org | 14 | GENERATOR 2 |  | ENGINE | CUMMINS | VT1710-GC 175KW | 1980-08-15 | 2009 | 0.01 | 1 | NUMBER 2 FUEL OIL | NO.2 | 58 | Distillate Oil (No. 2) | 0.3 | 0 | 0.0335 | E3GAL | 4.6766 | OK | N | 1 | 1 | 26 | 1 | 1 | 5
1190930 | FMRE BUILDING TRUST |  | 610 LINCOLN ST |  | WALTHAM | MA | 021540000 | HOBBS BROOK MANAGEMENT LLC | 225 WYMAN STREET | WALTHAM | MA | 021540000 | N | PRIVATE | NM25 | 610 LINCOLN STREET TRUST | 7818909300 | kevin.gammons@hobbsbrook.com | KEVIN | GAMMONS | 7818909300 | kevin.gammons@hobbsbrook.com | RONALD | SHAW | 7818909300X4822 | ronald.shaw@hobbsbrook.com | 4 | GENERATOR #1-OLYMPIAN #D50P1-#2 OIL@.178 PERCENT S |  | ENGINE | OLYMPIAN | D50P1 | 2000-01-01 | 2007 | 0.7 | 1 | GENERATOR #1-OLYMPIAN #D50PQ - #2 OIL@.178S | NO.2 | 58 | Distillate Oil (No. 2) | 0.18 | 0 | 0.0613 | E3GAL | 8.5575 | OK | N | 1 | 1 | 26 | 1 | 1 | 11
1190930 | FMRE BUILDING TRUST |  | 610 LINCOLN ST |  | WALTHAM | MA | 021540000 | HOBBS BROOK MANAGEMENT LLC | 225 WYMAN STREET | WALTHAM | MA | 021540000 | N | PRIVATE | NM25 | 610 LINCOLN STREET TRUST | 7818909300 | kevin.gammons@hobbsbrook.com | KEVIN | GAMMONS | 7818909300 | kevin.gammons@hobbsbrook.com | RONALD | SHAW | 7818909300X4822 | ronald.shaw@hobbsbrook.com | 5 | GENERATOR #2-KOHLER #250ROZD81-#2 OIL@0.178 S |  | ENGINE | KOHLER | 250ROZD81 | 1992-01-01 | 2007 | 2.66 | 1 | GENERATOR #2-KOHLER #250ROZD8 - #2 OIL@0.178S | NO.2 | 58 | Distillate Oil (No. 2) | 0.18 | 0 | 0.233 | E3GAL | 32.5268 | OK | N | 1 | 1 | 26 | 1 | 1 | 11
1190930 | FMRE BUILDING TRUST |  | 610 LINCOLN ST |  | WALTHAM | MA | 021540000 | HOBBS BROOK MANAGEMENT LLC | 225 WYMAN STREET | WALTHAM | MA | 021540000 | N | PRIVATE | NM25 | 610 LINCOLN STREET TRUST | 7818909300 | kevin.gammons@hobbsbrook.com | KEVIN | GAMMONS | 7818909300 | kevin.gammons@hobbsbrook.com | RONALD | SHAW | 7818909300X4822 | ronald.shaw@hobbsbrook.com | 6 | GENERATOR #3-CATERPILLAR #3208-#2 OIL@0.178S |  | ENGINE | CATERPILLAR | 3208 | 1988-01-01 | 2007 | 2 | 1 | GENERATOR #3-CATERPILLAR #3208 #2 OIL@0.178S | NO.2 | 58 | Distillate Oil (No. 2) | 0.18 | 0 | 0.1813 | E3GAL | 25.3095 | OK | N | 1 | 1 | 26 | 1 | 1 | 11
1190930 | FMRE BUILDING TRUST |  | 610 LINCOLN ST |  | WALTHAM | MA | 021540000 | HOBBS BROOK MANAGEMENT LLC | 225 WYMAN STREET | WALTHAM | MA | 021540000 | N | PRIVATE | NM25 | 610 LINCOLN STREET TRUST | 7818909300 | kevin.gammons@hobbsbrook.com | KEVIN | GAMMONS | 7818909300 | kevin.gammons@hobbsbrook.com | RONALD | SHAW | 7818909300X4822 | ronald.shaw@hobbsbrook.com | 11 | GENERATOR #4 OLYMPIAN D30P1-#2 OIL 0.178 PERCENT S |  | ENGINE | OLYMPIAN | D30P1 | 2000-01-01 | 2007 | 1.1508 | 1 | NUMBER 2 FUEL OIL @ 0.178 PERCENT SULFUR | NO.2 | 58 | Distillate Oil (No. 2) | 0.18 | 0 | 0.1008 | E3GAL | 14.0717 | OK | N | 1 | 1 | 26 | 1 | 1 | 11
1190967 | ROCKPORT WASTE WATER TREATMENT PLANT |  | 46 PLEASANT ST |  | ROCKPORT | MA | 019660000 | 34 BROADWAY |  | ROCKPORT | MA | 019660000 | Y | LOCAL GOVERNMENT | NM25 | ROCKPORT WASTE WATER TREATMENT PLANT | 9785463525 | DPWWWTP@COMCAST.NET | LARRY | WONSON | 9785467888 | DPWWWTP@COMCAST.NET | LARRY | WONSEN | 9785467888 | DPWWWTP@COMCAST.NET | 2 | GENERATOR #1-WAUKASHAW DIESEL #VRD 310S 60 KWT |  | ENGINE | WAUKESHA | 0110 | 1979-01-01 | 2007 | 0.2 | 1 | AUX GENERATOR #1-WAUKASHAW #VRD 310S #2 OIL-0.3S | NO.2 | 58 | Distillate Oil (No. 2) | 0.3 | 0 | 0.2 | E3GAL | 27.92 | OK | N | 1 | 1 | 26 | 1 | 1 | 11
1190967 | ROCKPORT WASTE WATER TREATMENT PLANT |  | 46 PLEASANT ST |  | ROCKPORT | MA | 019660000 | 34 BROADWAY |  | ROCKPORT | MA | 019660000 | Y | LOCAL GOVERNMENT | NM25 | ROCKPORT WASTE WATER TREATMENT PLANT | 9785463525 | DPWWWTP@COMCAST.NET | LARRY | WONSON | 9785467888 | DPWWWTP@COMCAST.NET | LARRY | WONSEN | 9785467888 | DPWWWTP@COMCAST.NET | 3 | GENERATOR #2-JOHN DEERE DIESEL #130D9TI 130 KW |  | ENGINE | JOHN DEERE | 130D9TI | 1978-01-01 | 2007 | 0.4 | 1 | AUX GENERATOR #2-JOHN DEERE 130D9TI #2 OIL-0.3S | NO.2 | 58 | Distillate Oil (No. 2) | 0.3 | 0 | 0.2 | E3GAL | 27.92 | OK | N | 1 | 1 | 26 | 1 | 1 | 5
1190967 | ROCKPORT WASTE WATER TREATMENT PLANT |  | 46 PLEASANT ST |  | ROCKPORT | MA | 019660000 | 34 BROADWAY |  | ROCKPORT | MA | 019660000 | Y | LOCAL GOVERNMENT | NM25 | ROCKPORT WASTE WATER TREATMENT PLANT | 9785463525 | DPWWWTP@COMCAST.NET | LARRY | WONSON | 9785467888 | DPWWWTP@COMCAST.NET | LARRY | WONSEN | 9785467888 | DPWWWTP@COMCAST.NET | 4 | GENERATOR #3-KOHLER DIESEL 3230-ROZ271 230 KW |  | ENGINE | KOHLER | 3230-ROZ271 | 1989-02-01 | 2007 | 0.7 | 1 | AUX GENERATOR #3-KOHLER #230-ROZ271 #2 OIL-0.3S | NO.2 | 58 | Distillate Oil (No. 2) | 0.3 | 0 | 0.2 | E3GAL | 27.92 | OK | N | 1 | 1 | 26 | 1 | 1 | 11
1190967 | ROCKPORT WASTE WATER TREATMENT PLANT |  | 46 PLEASANT ST |  | ROCKPORT | MA | 019660000 | 34 BROADWAY |  | ROCKPORT | MA | 019660000 | Y | LOCAL GOVERNMENT | NM25 | ROCKPORT WASTE WATER TREATMENT PLANT | 9785463525 | DPWWWTP@COMCAST.NET | LARRY | WONSON | 9785467888 | DPWWWTP@COMCAST.NET | LARRY | WONSEN | 9785467888 | DPWWWTP@COMCAST.NET | 5 | GENERATOR #4-DETROIT DIESEL #200DIT 200 KW |  | ENGINE | DETROIT DIESEL | 200 DIT | 1979-01-01 | 2007 | 0.13 | 1 | AUX GENERATOR #4-DETROIT #200DIT #2 OIL-0.3S | NO.2 | 58 | Distillate Oil (No. 2) | 0.3 | 0 | 0.25 | E3GAL | 34.9 | OK | N | 1 | 1 | 26 | 1 | 1 | 11
1190967 | ROCKPORT WASTE WATER TREATMENT PLANT |  | 46 PLEASANT ST |  | ROCKPORT | MA | 019660000 | 34 BROADWAY |  | ROCKPORT | MA | 019660000 | Y | LOCAL GOVERNMENT | NM25 | ROCKPORT WASTE WATER TREATMENT PLANT | 9785463525 | DPWWWTP@COMCAST.NET | LARRY | WONSON | 9785467888 | DPWWWTP@COMCAST.NET | LARRY | WONSEN | 9785467888 | DPWWWTP@COMCAST.NET | 6 | EMER GEN #5-DETROIT DIESEL 400ROZD 400KW #2 OIL |  | ENGINE | DETROIT DIESEL | 400 ROZD | 1997-06-10 | 2007 | 1.3 | 1 | AUX GENERATOR #5-DETROIT DIESEL 400ROZD #2 OIL | NO.2 | 58 | Distillate Oil (No. 2) | 0.3 | 0 | 0.39 | E3GAL | 54.444 | OK | N | 1 | 1 | 26 | 1 | 1 | 11
1190967 | ROCKPORT WASTE WATER TREATMENT PLANT |  | 46 PLEASANT ST |  | ROCKPORT | MA | 019660000 | 34 BROADWAY |  | ROCKPORT | MA | 019660000 | Y | LOCAL GOVERNMENT | NM25 | ROCKPORT WASTE WATER TREATMENT PLANT | 9785463525 | DPWWWTP@COMCAST.NET | LARRY | WONSON | 9785467888 | DPWWWTP@COMCAST.NET | LARRY | WONSEN | 9785467888 | DPWWWTP@COMCAST.NET | 7 | EMER GEN #6-JOHN DEERE 4039DF00H 20 KW #2 OIL |  | ENGINE | JOHN DEERE | 4039 DF 00 H | 1999-09-30 | 2007 | 0.06 | 1 | AUX GENERATOR #6-JOHN DEERE 4039DF00H #2 OIL | NO.2 | 58 | Distillate Oil (No. 2) | 0.3 | 0 | 0.2 | E3GAL | 27.92 | OK | N | 1 | 1 | 26 | 1 | 1 | 11
1191173 | 404 WYMAN LLC HOBBS BROOK MANAGEMENT |  | 404 WYMAN ST |  | WALTHAM | MA | 021540000 | 225 WYMAN STREET |  | WALTHAM | MA | 021540000 | N | PRIVATE | NM25 | 404 WYMAN LLC | 7818909300 | kevin.gammons@hobbsbrook.com | KEVIN | GAMMONS | 7818909300 | kevin.gammons@hobbsbrook.com | RONALD | SHAW | 7818909300X4822 | ronald.shaw@hobbsbrook.com | 4 | GENERATOR #1-CATERPILLAR #3412 #2 OIL |  | ENGINE | CATERPILLAR | 3412 | 1988-01-01 | 2007 | 1.76 | 1 | GENERATOR #1-CATERPILLAR #3412 #2 OIL | NO.2 | 58 | Distillate Oil (No. 2) | 0.18 | 0 | 0.2028 | E3GAL | 28.3109 | OK | N | 1 | 1 | 26 | 1 | 1 | 11
1191190 | UNITED AIRLINES |  | 10 AIRPORT SERVICE RD | BLD 93 LOGAN INTERNATIONAL AIRPORT | EAST BOSTON | MA | 021280000 | 10 AIRPORT SERVICE |  | BOSTON | MA | 021280000 | N | PRIVATE | SM80-R | UNITED AIRLINES | 6176347600 | John.Bonner@united.com | JOHN | BONNER | 6176347600 | John.Bonner@united.com | JOHN | BONNER | 6176347600 | John.Bonner@united.com | 2 | TOWABLE ACFT HEATERS (5) - #2 DIESEL OIL | 5 | ENGINE | VARIES | VARIES | 1997-01-01 | 2011 | 6.25 | 1 | TOWABLE ACFT HEATERS #2 DIESEL OIL 0.5 S | NO.2 | 58 | Distillate Oil (No. 2) | 0.0015 | 0 | 0 | E3GAL | 0 | OK | N | 0 | 0 | 0 | 0 | 0 | 0
1191190 | UNITED AIRLINES |  | 10 AIRPORT SERVICE RD | BLD 93 LOGAN INTERNATIONAL AIRPORT | EAST BOSTON | MA | 021280000 | 10 AIRPORT SERVICE |  | BOSTON | MA | 021280000 | N | PRIVATE | SM80-R | UNITED AIRLINES | 6176347600 | John.Bonner@united.com | JOHN | BONNER | 6176347600 | John.Bonner@united.com | JOHN | BONNER | 6176347600 | John.Bonner@united.com | 3 | TOWABLE ACFT CHILLERS (3) - #2 OIL | 3 | ENGINE | VARIES | VARIES | 1996-01-01 | 2011 | 3.75 | 1 | TOWABLE ACFT CHILLERS (6) DIESEL | NO.2 | 58 | Distillate Oil (No. 2) | 0.0015 | 0 | 12.817 | E3GAL | 1789.2532 | OK | N | 24 | 7 | 52 | 24 | 7 | 22
1191342 | HARBOR LOFTS APRTMENTS |  | 7 LIBERTY SQ |  | LYNN | MA | 019010000 | 18 CROWNINSHIELD ST |  | PEABODY | MA | 019600000 | N | PRIVATE | NM25 | HARBOR LOFT ASSOC. | 7815935700 | SCOMINS@CROWNINSHIELD.COM | FRANK QUIRK | QUIRK | 7815935700 | FQUIRK@CROWNINSHIELD.COM | FRANK | QUIRK | 7815935700 | FQUIRK@CROWNINSHIELD.COM | 2 | GENERATOR #1-STUART RADIATOR #135006W8E |  | ENGINE | EMPIRE | 1350D6W8E | 2004-06-12 | 2007 | 1 | 1 | GENERATOR #1-EMPIRE 275 GALS #2 OIL-0.3 S | NO.2 | 58 | Distillate Oil (No. 2) | 0.3 | 0 | 0.025 | E3GAL | 3.49 | OK | N | 1 | 1 | 52 | 1 | 1 | 5
1191395 | DANA FARBER CANCER INSTITUTE |  | 44 BINNEY ST |  | BOSTON | MA | 021150000 | 450 BROOKLINE AVE | EHS, LG-M28 | BOSTON | MA | 022150000 | N | PRIVATE | SM25 | DANA FARBER CANCER INSTITUTE | 6176323005 | michael_wachala@dfci.harvard.edu | MELISSA | MCCULLOUGH | 6176323005 | melissa_mccullough@dfci.harvard.edu | MELISSA | MCCULLOUGH | 6176322619 | melissa_mccullough@dfci.harvard.edu | 1 | GENERATOR #1-CATERPILLAR #3406STD #2 OIL #4001 |  | ENGINE | CATERPILLAR | 3406 STD | 2000-06-01 | 2010 | 3 | 1 | GENERATOR #1-CATERPILLAR #3406STD #2 OIL #4001 | NO.2 | 58 | Distillate Oil (No. 2) | 0.3 | 0.1 | 0.437 | E3GAL | 61.0052 | OK | N | 1 | 1 | 25 | 1 | 1 | 13
1191395 | DANA FARBER CANCER INSTITUTE |  | 44 BINNEY ST |  | BOSTON | MA | 021150000 | 450 BROOKLINE AVE | EHS, LG-M28 | BOSTON | MA | 022150000 | N | PRIVATE | SM25 | DANA FARBER CANCER INSTITUTE | 6176323005 | michael_wachala@dfci.harvard.edu | MELISSA | MCCULLOUGH | 6176323005 | melissa_mccullough@dfci.harvard.edu | MELISSA | MCCULLOUGH | 6176322619 | melissa_mccullough@dfci.harvard.edu | 2 | GENERATOR #2-CATERPILLER #3508DITA #2 OIL #3259 |  | ENGINE | CATERPILLAR | 3508DITA | 1998-09-01 | 2010 | 9 | 1 | GENERATOR #2-CATERPILLER #3508DITA #2 OIL #3259 | NO.2 | 58 | Distillate Oil (No. 2) | 0.3 | 0.1 | 0.312 | E3GAL | 43.5552 | OK | N | 1 | 1 | 25 | 1 | 1 | 13
1191395 | DANA FARBER CANCER INSTITUTE |  | 44 BINNEY ST |  | BOSTON | MA | 021150000 | 450 BROOKLINE AVE | EHS, LG-M28 | BOSTON | MA | 022150000 | N | PRIVATE | SM25 | DANA FARBER CANCER INSTITUTE | 6176323005 | michael_wachala@dfci.harvard.edu | MELISSA | MCCULLOUGH | 6176323005 | melissa_mccullough@dfci.harvard.edu | MELISSA | MCCULLOUGH | 6176322619 | melissa_mccullough@dfci.harvard.edu | 3 | GENERATOR #3-CATERPILLAR #3508 DITA #2 OIL #3260 |  | ENGINE | CATERPILLAR | 3508DITA | 1998-09-01 | 2010 | 9 | 1 | GENERATOR #3-CATERPILLER #3508DITA #2 OIL #3260 | NO.2 | 58 | Distillate Oil (No. 2) | 0.3 | 0.1 | 0.432 | E3GAL | 60.3072 | OK | N | 1 | 1 | 25 | 1 | 1 | 13
1191395 | DANA FARBER CANCER INSTITUTE |  | 44 BINNEY ST |  | BOSTON | MA | 021150000 | 450 BROOKLINE AVE | EHS, LG-M28 | BOSTON | MA | 022150000 | N | PRIVATE | SM25 | DANA FARBER CANCER INSTITUTE | 6176323005 | michael_wachala@dfci.harvard.edu | MELISSA | MCCULLOUGH | 6176323005 | melissa_mccullough@dfci.harvard.edu | MELISSA | MCCULLOUGH | 6176322619 | melissa_mccullough@dfci.harvard.edu | 4 | GENERATOR #4-CATERPILLAR #3508DITA #2 OIL #3258 |  | ENGINE | CATERPILLAR | 3508DITA | 1998-09-01 | 2010 | 9 | 1 | GENERATOR #4-CATERPILLAR #3508DITA #2 OIL #3258 | NO.2 | 58 | Distillate Oil (No. 2) | 0.3 | 0.1 | 0.42 | E3GAL | 58.632 | OK | N | 1 | 1 | 25 | 1 | 1 | 13
1191395 | DANA FARBER CANCER INSTITUTE |  | 44 BINNEY ST |  | BOSTON | MA | 021150000 | 450 BROOKLINE AVE | EHS, LG-M28 | BOSTON | MA | 022150000 | N | PRIVATE | SM25 | DANA FARBER CANCER INSTITUTE | 6176323005 | michael_wachala@dfci.harvard.edu | MELISSA | MCCULLOUGH | 6176323005 | melissa_mccullough@dfci.harvard.edu | MELISSA | MCCULLOUGH | 6176322619 | melissa_mccullough@dfci.harvard.edu | 5 | EMER.GEN.0545: CONDS.POWER#500DIT |  | ENGINE | DETROIT | 500DIT | 1988-01-01 | 2010 | 5 | 1 | GENERATOR #5-CONS.POWER #500DIT #2 OIL #0545 | NO.2 | 58 | Distillate Oil (No. 2) | 0.3 | 0.1 | 0.338 | E3GAL | 47.1848 | OK | N | 1 | 1 | 25 | 1 | 1 | 13
1191395 | DANA FARBER CANCER INSTITUTE |  | 44 BINNEY ST |  | BOSTON | MA | 021150000 | 450 BROOKLINE AVE | EHS, LG-M28 | BOSTON | MA | 022150000 | N | PRIVATE | SM25 | DANA FARBER CANCER INSTITUTE | 6176323005 | michael_wachala@dfci.harvard.edu | MELISSA | MCCULLOUGH | 6176323005 | melissa_mccullough@dfci.harvard.edu | MELISSA | MCCULLOUGH | 6176322619 | melissa_mccullough@dfci.harvard.edu | 10 | JF KOHLER #0541 GENERATOR #6- |  | ENGINE | KOHLER | 600ROZD-4 | 2003-12-01 | 2010 | 3 | 1 | GENERATOR #6-CATERPILLAR #3406PC #2 OIL #0541 | NO.2 | 58 | Distillate Oil (No. 2) | 0.3 | 0 | 0.766 | E3GAL | 106.9336 | OK | N | 1 | 1 | 25 | 1 | 1 | 13
1191395 | DANA FARBER CANCER INSTITUTE |  | 44 BINNEY ST |  | BOSTON | MA | 021150000 | 450 BROOKLINE AVE | EHS, LG-M28 | BOSTON | MA | 022150000 | N | PRIVATE | SM25 | DANA FARBER CANCER INSTITUTE | 6176323005 | michael_wachala@dfci.harvard.edu | MELISSA | MCCULLOUGH | 6176323005 | melissa_mccullough@dfci.harvard.edu | MELISSA | MCCULLOUGH | 6176322619 | melissa_mccullough@dfci.harvard.edu | 11 | GENERATOR #7-DANA #544 |  | ENGINE | DETROIT DIESEL | S307 | 1988-01-01 | 2010 | 5 | 1 | GENERATOR #7-CONSOLIDATED POWER #500DIT #0544 | NO.2 | 58 | Distillate Oil (No. 2) | 0.3 | 0 | 0.832 | E3GAL | 116.1472 | OK | N | 1 | 1 | 25 | 1 | 1 | 13
1191395 | DANA FARBER CANCER INSTITUTE |  | 44 BINNEY ST |  | BOSTON | MA | 021150000 | 450 BROOKLINE AVE | EHS, LG-M28 | BOSTON | MA | 022150000 | N | PRIVATE | SM25 | DANA FARBER CANCER INSTITUTE | 6176323005 | michael_wachala@dfci.harvard.edu | MELISSA | MCCULLOUGH | 6176323005 | melissa_mccullough@dfci.harvard.edu | MELISSA | MCCULLOUGH | 6176322619 | melissa_mccullough@dfci.harvard.edu | 12 | GENERATOR #8-#0537 DANA |  | ENGINE | DETROIT DIESEL | S307 | 1979-01-01 | 2010 | 8 | 1 | GENERATOR #8-CATERPILLAR #D399 #2 OIL #0538 | NO.2 | 58 | Distillate Oil (No. 2) | 0.3 | 0 | 0.542 | E3GAL | 75.6632 | OK | N | 1 | 1 | 13 | 1 | 1 | 13
1191395 | DANA FARBER CANCER INSTITUTE |  | 44 BINNEY ST |  | BOSTON | MA | 021150000 | 450 BROOKLINE AVE | EHS, LG-M28 | BOSTON | MA | 022150000 | N | PRIVATE | SM25 | DANA FARBER CANCER INSTITUTE | 6176323005 | michael_wachala@dfci.harvard.edu | MELISSA | MCCULLOUGH | 6176323005 | melissa_mccullough@dfci.harvard.edu | MELISSA | MCCULLOUGH | 6176322619 | melissa_mccullough@dfci.harvard.edu | 13 | GENERATOR #9-DANA #0538 |  | ENGINE | CATERPILLAR | D399 | 1975-01-01 | 2010 | 8 | 1 | GENERATOR #9-CONSOLIDATED POWER #S307 #2 OIL#0537 | NO.2 | 58 | Distillate Oil (No. 2) | 0.3 | 0 | 0.4598 | E3GAL | 64.1881 | OK | N | 1 | 1 | 25 | 1 | 1 | 13
1191395 | DANA FARBER CANCER INSTITUTE |  | 44 BINNEY ST |  | BOSTON | MA | 021150000 | 450 BROOKLINE AVE | EHS, LG-M28 | BOSTON | MA | 022150000 | N | PRIVATE | SM25 | DANA FARBER CANCER INSTITUTE | 6176323005 | michael_wachala@dfci.harvard.edu | MELISSA | MCCULLOUGH | 6176323005 | melissa_mccullough@dfci.harvard.edu | MELISSA | MCCULLOUGH | 6176322619 | melissa_mccullough@dfci.harvard.edu | 17 | GENERATOR #10 - 21-27 BURLINGTON |  | ENGINE | CATERPILLAR | IC5 | 2007-01-01 | 2010 | 148 | 1 | #2 FUEL OIL | NO.2 | 58 | Distillate Oil (No. 2) | 0.3 | 0 | 0.253 | E3GAL | 35.3188 | OK | N | 1 | 1 | 12 | 1 | 1 | 3
1191442 | SHERATON COMMANDER |  | 16 GARDEN ST |  | CAMBRIDGE | MA | 021380000 | 16 GARDEN STREET |  | CAMBRIDGE | MA | 021380000 | N | PRIVATE | NM25 | SHERATON COMMANDER HOTEL | 6175474800 | edward.guleserian@sheraton.com | MICHAEL | GULESERIAN | 6172341314 | michael.guleserian@sheraton.com | AL | VAUGHN | 6175474800 | Al.Vaughn@Sheraton.com | 5 | GENERATOR-CATERPILLAR #3406 DIESEL |  | ENGINE | CATERPILLAR | 3406 | 1990-08-01 | 2007 | 3.1373 | 1 | GENERATOR-CATERPILLAR #3406 DIESEL | NO.2 | 58 | Distillate Oil (No. 2) | 0.05 | 0 | 0.8931 | E3GAL | 124.6768 | OK | N | 1 | 1 | 39 | 1 | 1 | 17
1191485 | HARVARD UNIVERSITY | FKA RADCLIFFE COLLEGE NORTH YARD | 46 LINNEAN ST |  | CAMBRIDGE | MA | 021390000 | 46 BLACKSTONE STREET |  | CAMBRIDGE | MA | 021390000 | N | PRIVATE | SM50 | UPPER QUAD RADCLIFFE CAMPUS | 6174952060 | GORDON_REYNOLDS@HARVARD.EDU | GORDON | REYNOLDS | 6174952060 | GORDON_REYNOLDS@HARVARD.EDU | MOHAMED | OMAR | 6174952060 | mohamed_omar@harvard.edu | 3 | EMERGENCY GENERATOR #1-NAT GAS | 4 | ENGINE | VARIOUS | VARIOUS | 1966-01-01 | 2010 | 2.85 | 2 | EMERGENCY GENERATOR #1-(4 UNITS) NO. 2 OIL 0.3 | NO.2 | 58 | Distillate Oil (No. 2) | 0.0015 |  | 0 | E3GAL | 0 | OK | N | 4 | 1 | 2 | 4 | 1 | 1
1191778 | BRICKMAN 55 SUMMER LLC | FKA 55 SUMMER LLC | 55 SUMMER ST |  | BOSTON | MA | 021110000 | 230 CONGRESS ST, 2ND FL | C/O LINCOLN PROPERTY CO | BOSTON | MA | 021100000 | N | PRIVATE | NM25 | 55 SUMMER, LLC | 6174828700 | kimpaikos@hngorin.com | JOHN | LINDEN | 6172128261 | kimpaikos@hngorin.com | JOHN | LINDEN | 6174828700 | kimpaikos@hngorin.com | 3 | GENERATOR #1-CONSOLIDATED POWER INC 2.8 MMBTU/HR |  | ENGINE | ALLIS CHALMIS | 250 D5 T1 | 1977-01-01 | 2007 | 3 | 1 | #2 DIESEL | NO.2 | 58 | Distillate Oil (No. 2) | 0.3 | 0 | 0.1 | E3GAL | 13.96 | OK | N | 1 | 1 | 26 | 1 | 1 | 11
1191844 | MASSACHUSETTS INSTITUTE OF TECHNOLOGY |  | 77 MASSACHUSETTS AVE |  | CAMBRIDGE | MA | 021394307 | 77 MASSACHUSETTS AVENUE |  | CAMBRIDGE | MA | 021394307 | N | PRIVATE | OP9 | MASSACHUSETTS INSTITUTE OF TECHNOLOGY | 6174522510 | zhanna@mit.edu | WILLIAM | VAN SCHALKWYK | 6172539492 | billv@mit.edu | ZHANNA | DAVIDOVITZ | 6174522510 | zhanna@mit.edu | 91 | ROW MACHINE ENGINE-CUMMINS #2OIL BOATHOUSE ROW-1 |  | ENGINE | VARIOUS | VARIOUS | 1999-01-01 | 2011 | 2.68 | 1 | ROWING MACHINES-CUMMINS #2 OIL RO2-W8 | NO.2 | 58 | Distillate Oil (No. 2) | 0.0015 | 0 | 0.404 | E3GAL | 56.3984 | OK | N | 14 | 5 | 12 | 0 | 0 | 0
1191861 | ARE TECH SQUARE LLC | FKA SPAULDING & SLYE COLLIERS INTERNATIO | 100 TECHNOLOGY SQ |  | CAMBRIDGE | MA | 021390000 | 700 TECHNOLOGY SQ | ATTN: TED OLEARY, ALEXANDRIA REAL ESTAT | CAMBRIDGE | MA | 021390000 | N | PRIVATE | NM50 | ARE TECH SQUARE, LLC | 6176616962 | toleary@labspace.com | TED | O'LEARY | 6176616962 | toleary@labspace.com | TED | O'LEARY | 6176616962 | toleary@labspace.com | 4 | EMER GEN #2- CAT 3916B- 2,000 KW- #2 OIL |  | ENGINE | CATERPILLAR | 3916B | 2002-01-01 | 2011 | 20 | 1 | #2 LOW SULFUR DYED OFF ROAD DIESEL | NO.2 | 58 | Distillate Oil (No. 2) | 0.05 | 0 | 0.06 | E3GAL | 8.376 | OK | N | 1 | 1 | 26 | 1 | 1 | 9
1191861 | ARE TECH SQUARE LLC | FKA SPAULDING & SLYE COLLIERS INTERNATIO | 100 TECHNOLOGY SQ |  | CAMBRIDGE | MA | 021390000 | 700 TECHNOLOGY SQ | ATTN: TED OLEARY, ALEXANDRIA REAL ESTAT | CAMBRIDGE | MA | 021390000 | N | PRIVATE | NM50 | ARE TECH SQUARE, LLC | 6176616962 | toleary@labspace.com | TED | O'LEARY | 6176616962 | toleary@labspace.com | TED | O'LEARY | 6176616962 | toleary@labspace.com | 5 | EMER GEN #3- CAT 3408- 900 KW- #2 DIESEL |  | ENGINE | CATERPILLAR | 3508 | 2002-01-01 | 2011 | 900 | 1 | #2 OIL LOW SULFUR DYED OFF ROAD DIESEL | NO.2 | 58 | Distillate Oil (No. 2) | 0.05 | 0 | 0.05 | E3GAL | 6.98 | OK | N | 1 | 1 | 26 | 1 | 1 | 9
1191861 | ARE TECH SQUARE LLC | FKA SPAULDING & SLYE COLLIERS INTERNATIO | 100 TECHNOLOGY SQ |  | CAMBRIDGE | MA | 021390000 | 700 TECHNOLOGY SQ | ATTN: TED OLEARY, ALEXANDRIA REAL ESTAT | CAMBRIDGE | MA | 021390000 | N | PRIVATE | NM50 | ARE TECH SQUARE, LLC | 6176616962 | toleary@labspace.com | TED | O'LEARY | 6176616962 | toleary@labspace.com | TED | O'LEARY | 6176616962 | toleary@labspace.com | 6 | EMER GEN #4- CAT 3406- 300 KW- #2 OIL |  | ENGINE | CATERPILLAR | 3406 | 2000-01-01 | 2011 | 300 | 1 | #2 LOW SULFUR DIED OFF ROAD DIESEL | NO.2 | 58 | Distillate Oil (No. 2) | 0.05 | 0 | 0.05 | E3GAL | 6.98 | OK | N | 1 | 1 | 26 | 1 | 1 | 9
1191861 | ARE TECH SQUARE LLC | FKA SPAULDING & SLYE COLLIERS INTERNATIO | 100 TECHNOLOGY SQ |  | CAMBRIDGE | MA | 021390000 | 700 TECHNOLOGY SQ | ATTN: TED OLEARY, ALEXANDRIA REAL ESTAT | CAMBRIDGE | MA | 021390000 | N | PRIVATE | NM50 | ARE TECH SQUARE, LLC | 6176616962 | toleary@labspace.com | TED | O'LEARY | 6176616962 | toleary@labspace.com | TED | O'LEARY | 6176616962 | toleary@labspace.com | 7 | EMER GEN #5- CAT 3406- 300 KW- #2 OIL |  | ENGINE | CATERPILLAR | 3406 | 2002-01-01 | 2011 | 300 | 1 | #2 LOW SULFUR DYED OFF ROAD DIESEL | NO.2 | 58 | Distillate Oil (No. 2) | 0.05 | 0 | 0.06 | E3GAL | 8.376 | OK | N | 1 | 1 | 26 | 1 | 1 | 9
1191861 | ARE TECH SQUARE LLC | FKA SPAULDING & SLYE COLLIERS INTERNATIO | 100 TECHNOLOGY SQ |  | CAMBRIDGE | MA | 021390000 | 700 TECHNOLOGY SQ | ATTN: TED OLEARY, ALEXANDRIA REAL ESTAT | CAMBRIDGE | MA | 021390000 | N | PRIVATE | NM50 | ARE TECH SQUARE, LLC | 6176616962 | toleary@labspace.com | TED | O'LEARY | 6176616962 | toleary@labspace.com | TED | O'LEARY | 6176616962 | toleary@labspace.com | 8 | EMER GEN #6-CUMMINS DFCB-338- 300 KW - #2 OIL |  | ENGINE | CUMMINGS | DECH 3383421 | 2002-01-01 | 2011 | 300 | 1 | #2 LOW SULFUR DYED OFF ROAD DIESEL | NO.2 | 58 | Distillate Oil (No. 2) | 0.05 | 0 | 0.02 | E3GAL | 2.792 | OK | N | 1 | 1 | 26 | 1 | 1 | 9
1191861 | ARE TECH SQUARE LLC | FKA SPAULDING & SLYE COLLIERS INTERNATIO | 100 TECHNOLOGY SQ |  | CAMBRIDGE | MA | 021390000 | 700 TECHNOLOGY SQ | ATTN: TED OLEARY, ALEXANDRIA REAL ESTAT | CAMBRIDGE | MA | 021390000 | N | PRIVATE | NM50 | ARE TECH SQUARE, LLC | 6176616962 | toleary@labspace.com | TED | O'LEARY | 6176616962 | toleary@labspace.com | TED | O'LEARY | 6176616962 | toleary@labspace.com | 9 | EMER GEN #7-KOHLER 4813- 150 KW- #2 OIL |  | ENGINE | KOHLER | 3814 | 2002-01-01 | 2011 | 150 | 1 | #2 LOW SULFUR DYED OFF ROAD DIESEL | NO.2 | 58 | Distillate Oil (No. 2) | 0.05 | 0 | 0.05 | E3GAL | 6.98 | OK | N | 1 | 1 | 26 | 1 | 1 | 9
1191861 | ARE TECH SQUARE LLC | FKA SPAULDING & SLYE COLLIERS INTERNATIO | 100 TECHNOLOGY SQ |  | CAMBRIDGE | MA | 021390000 | 700 TECHNOLOGY SQ | ATTN: TED OLEARY, ALEXANDRIA REAL ESTAT | CAMBRIDGE | MA | 021390000 | N | PRIVATE | NM50 | ARE TECH SQUARE, LLC | 6176616962 | toleary@labspace.com | TED | O'LEARY | 6176616962 | toleary@labspace.com | TED | O'LEARY | 6176616962 | toleary@labspace.com | 10 | EMERGENCY GEN # 8 CAT C32 - 1000 KW #2 DIESEL |  | ENGINE | CATERPILLAR | C32 | 2007-10-12 | 2011 | 1000 | 1 | #2 LOW SULFUR DIESEL | NO.2 | 58 | Distillate Oil (No. 2) | 1.5 |  | 0.046 | E3GAL | 6.4216 | OK | N | 1 | 1 | 52 | 1 | 1 | 18
1191896 | SHIRE HUMAN GENETIC THERAPIES | FKA TRANSKARYOTIC THERAPIES INC | 205 ALEWIFE BROOK PKWY |  | CAMBRIDGE | MA | 021380000 | 700 MAIN ST |  | CAMBRIDGE | MA | 021390000 | N | PRIVATE | NM25 | SHIRE HUMAN GENETIC THERAPIES, INC. | 6176134385 | bcohen@shire.com | BARRY | COHEN | 6176134385 | bcohen@shire.com | BARRY | COHEN | 6176134385 | bcohen@shire.com | 6 | EMER GEN #1 - CATERPILLAR 3412 - #2 OIL |  | ENGINE | CATERPILLAR | 3412 | 1999-01-01 | 2007 | 5.5 | 1 | EMER GEN 1 - CATERPILLAR 3412 - 2 OIL .05PCTS | NO.2 | 58 | Distillate Oil (No. 2) | 0.05 | 0 | 10.65 | E6BTU | 10.65 | OK | N | 1 | 1 | 52 | 1 | 1 | 22
1192034 | PUTNAM PLACE REALTY TRUST | FKA REIT MANAGEMENT & RESEARCH LLC | 859 WILLARD ST |  | QUINCY | MA | 021690000 | 859 WILLARD ST |  | QUINCY | MA | 021690000 | N | PRIVATE | NM25 | PUTNAM PLACE REALTY TRUST | 6177734011 |  | JENNIFER | FRANCIS | 6172313645 | jfrancis@reitmr.com | KEVIN | KASS | 6177734011 | kkass@reitmr.com | 1 | CATERPILLAR 3066B GENERATOR SET |  | ENGINE | CATERPILLAR | 3066B | 1986-07-01 | 2006 | 2.4 | 1 | OFF-ROAD DIESEL | NO.2 | 58 | Distillate Oil (No. 2) | 0.26 | 0 | 0.0787 | E3GAL | 10.9865 | OK | N | 1 | 1 | 52 | 1 | 1 | 22
1192034 | PUTNAM PLACE REALTY TRUST | FKA REIT MANAGEMENT & RESEARCH LLC | 859 WILLARD ST |  | QUINCY | MA | 021690000 | 859 WILLARD ST |  | QUINCY | MA | 021690000 | N | PRIVATE | NM25 | PUTNAM PLACE REALTY TRUST | 6177734011 |  | JENNIFER | FRANCIS | 6172313645 | jfrancis@reitmr.com | KEVIN | KASS | 6177734011 | kkass@reitmr.com | 2 | CATERPILLAR 3508 GENERATOR SET |  | ENGINE | CATERPILLAR | 3508 | 1986-07-01 | 2006 | 8.2 | 1 | OFF-ROAD DIESEL | NO.2 | 58 | Distillate Oil (No. 2) | 0.26 | 0 | 0.2804 | E3GAL | 39.1438 | OK | N | 1 | 1 | 52 | 1 | 1 | 22
1192177 | BRAEMOOR REHABILATATION |  | 34 NORTH PEARL ST |  | BROCKTON | MA | 023010000 | 34 NORTH PEARL ST |  | BROCKTON | MA | 023010000 | N | PRIVATE | NM25 | BRAEMOOR NURSING HOME | 5085863696 | M8ROL@AOL.COM | MICHAEL | ROLAND | 5085863696 | M8ROL@AOL.COM | MICHAEL | ROLAND | 5085863696 | M8ROL@AOL.COM | 3 | GENERATOR #1-CUMMINGS #F00FDC3043AB #1 OIL-0.03S |  | ENGINE | CUMMINS | F00FDC3043AB | 1973-11-01 | 2007 | 1 | 1 | GENERATOR #1-CUMMINGS DIESEL #1 OIL-0.03S | NO.2 | 58 | Distillate Oil (No. 2) | 0.03 | 0 | 1 | E3GAL | 139.6 | OK | N | 1 | 1 | 52 | 1 | 1 | 13
1192180 | BROCKTON HOSPITAL |  | 680 CENTER ST |  | BROCKTON | MA | 024020000 | 680 CENTRE STREET |  | BROCKTON | MA | 023023395 | N | PRIVATE | NM50 | BROCKTON HOSPITAL, INC. D/B/A SIGNATURE HEALTHCARE BOCKTON HOSPITAL | 5089417010 | sfriot@signature-healthcare.org | STEVE | FRIOT | 5089417010 | sfriot@signature-healthcare.org | STEVE | FRIOT | 5089417010 | sfriot@signature-healthcare.org | 5 | GENERATOR #3-DETROIT #7163-7305 NO.2 OIL |  | ENGINE | DETROIT DIESEL | 71637305 | 1982-01-01 | 2011 | 4.2 | 1 | NO.2 FUEL OIL - 0.3 PCT. SULFUR | NO.2 | 58 | Distillate Oil (No. 2) | 0.3 | 0 | 0.254 | E3GAL | 35.4584 | OK | N | 1 | 1 | 12 | 1 | 1 | 12
1192180 | BROCKTON HOSPITAL |  | 680 CENTER ST |  | BROCKTON | MA | 024020000 | 680 CENTRE STREET |  | BROCKTON | MA | 023023395 | N | PRIVATE | NM50 | BROCKTON HOSPITAL, INC. D/B/A SIGNATURE HEALTHCARE BOCKTON HOSPITAL | 5089417010 | sfriot@signature-healthcare.org | STEVE | FRIOT | 5089417010 | sfriot@signature-healthcare.org | STEVE | FRIOT | 5089417010 | sfriot@signature-healthcare.org | 8 | GENERATOR #1-DETROIT #7123-7305 NO.2 FUEL OIL |  | ENGINE | DETROIT DIESEL | 7123-7305 | 1975-01-01 | 2011 | 2.1 | 1 | NO.2 FUEL OIL- 0.3 PCT. SULFUR | NO.2 | 58 | Distillate Oil (No. 2) | 0.3 | 0 | 0.254 | E3GAL | 35.4584 | OK | N | 1 | 1 | 12 | 1 | 1 | 12
1192180 | BROCKTON HOSPITAL |  | 680 CENTER ST |  | BROCKTON | MA | 024020000 | 680 CENTRE STREET |  | BROCKTON | MA | 023023395 | N | PRIVATE | NM50 | BROCKTON HOSPITAL, INC. D/B/A SIGNATURE HEALTHCARE BOCKTON HOSPITAL | 5089417010 | sfriot@signature-healthcare.org | STEVE | FRIOT | 5089417010 | sfriot@signature-healthcare.org | STEVE | FRIOT | 5089417010 | sfriot@signature-healthcare.org | 9 | GENERATOR #2-DETROIT 7123-7305 NO.2 FUEL OIL |  | ENGINE | DETROIT DIESEL | 7123-7505 | 1975-06-06 | 2011 | 2.1 | 1 | NO.2 FUEL OIL - 0.3 PCT. SULFUR | NO.2 | 58 | Distillate Oil (No. 2) | 0.3 | 0 | 0.254 | E3GAL | 35.4584 | OK | N | 1 | 1 | 12 | 1 | 1 | 12
1192218 | SHAWS SUPERMARKETS |  | 750 WEST CENTER ST |  | WEST BRIDGEWATER | MA | 023790000 | 750 WEST CENTER ST |  | WEST BRIDGEWATER | MA | 023790000 | N | PRIVATE | NM25 | SHAWS SUPERMARKETS | 5083134335 | richard.lebeau@shaws.com | RICHARD | LEBEAU | 5083134335 | richard.lebeau@shaws.com | RICHARD | LEBEAU | 5083134335 | richard.lebeau@shaws.com | 1 | GENERATOR #1-CUMMINS KTA-50-GS #2 OIL-0.2 PER.S |  | ENGINE | CUMMINS | KTA-50-GS | 1990-01-01 | 2007 | 2 | 1 | GENERATOR #1-CUMMINS KTA-50-GS #2 OIL-0.2 PER.S | NO.2 | 58 | Distillate Oil (No. 2) | 0.2 | 0 | 0.317 | E3GAL | 44.2532 | OK | N | 1 | 1 | 9 | 1 | 1 | 3
1192218 | SHAWS SUPERMARKETS |  | 750 WEST CENTER ST |  | WEST BRIDGEWATER | MA | 023790000 | 750 WEST CENTER ST |  | WEST BRIDGEWATER | MA | 023790000 | N | PRIVATE | NM25 | SHAWS SUPERMARKETS | 5083134335 | richard.lebeau@shaws.com | RICHARD | LEBEAU | 5083134335 | richard.lebeau@shaws.com | RICHARD | LEBEAU | 5083134335 | richard.lebeau@shaws.com | 2 | GENERATOR #2-CUMMINS NTA-855-GS #2 OIL-0.2 PER.S |  | ENGINE | CUMMINS | NTA-855-GS | 1988-06-01 | 2007 | 3 | 1 | GENERATOR #2-CUMMINS NTA-855-GS #2 OIL-0.2 PER.S | NO.2 | 58 | Distillate Oil (No. 2) | 0.2 | 0 | 0.088 | E3GAL | 12.2848 | OK | N | 1 | 1 | 9 | 1 | 1 | 3
1192233 | BROCKTON SSI WWTP |  | 303 OAK HILL WAY |  | BROCKTON | MA | 023020000 | 303 OAK HILL WAY |  | BROCKTON | MA | 023020000 | Y | LOCAL GOVERNMENT | OP3 | BROCKTON ADVANCED WATER RECLAMATION FAC | 5085807885X112 | robert.bacher@veoliawaterna.com | ROBERT | BACHER | 5085807885 | robert.bacher@veoliawaterna.com | ROBERT | BACHER | 5085807885X112 | robert.bacher@veoliawaterna.com | 16 | CATERPILLAR 3516B GENERATOR # 1 |  | ENGINE | CATERPILLAR | 3516B | 2006-12-24 | 2011 | 20.7 | 1 | #2 DIESEL, ULTRA-LOW SULFUR, .003 | NO.2 | 58 | Distillate Oil (No. 2) | 0.003 | 0 | 6 | E3GAL | 837.6 | OK | N | 1 | 1 | 52 | 1 | 1 | 20
1192233 | BROCKTON SSI WWTP |  | 303 OAK HILL WAY |  | BROCKTON | MA | 023020000 | 303 OAK HILL WAY |  | BROCKTON | MA | 023020000 | Y | LOCAL GOVERNMENT | OP3 | BROCKTON ADVANCED WATER RECLAMATION FAC | 5085807885X112 | robert.bacher@veoliawaterna.com | ROBERT | BACHER | 5085807885 | robert.bacher@veoliawaterna.com | ROBERT | BACHER | 5085807885X112 | robert.bacher@veoliawaterna.com | 17 | CATERPILLAR 3516B GENERATOR #2 |  | ENGINE | CATERPILLAR | 3516B | 2006-12-24 | 2011 | 20.7 | 1 | #2 DIESEL, ULTRA- LOW SULFUR | NO.2 | 58 | Distillate Oil (No. 2) | 0.003 | 0 | 6 | E3GAL | 837.6 | OK | N | 1 | 1 | 52 | 1 | 1 | 20
1193154 | INTERCONTINENTAL HOTEL GROUP RESOURCES I | DBA INTERCONTINENTAL BOSTON | 510 ATLANTIC AVE |  | BOSTON | MA | 022100000 | 510 ATLANTIC AVE |  | BOSTON | MA | 022100000 | N | PRIVATE | NM25 | INTERCONTINENTAL HOTEL GROUP RESOURCES I | 6177471000 | TBIANCO@EXTELLDEV.COM | VASCO | FOSTER | 6172175027 | VASCO.FOSTER@IHG.COM | VASCO | FOSTER | 6172175026 | VASCO.FOSTER@IHG.COM | 1 | EMERGENCY GEN #1 - 1000 KW #2 DIESEL |  | ENGINE | CATERPILLAR | 3508 | 2007-03-01 | 2007 | 3.41 | 1 | #2 ULTRA LOW SULFUR DIESEL | NO.2 | 58 | Distillate Oil (No. 2) | 0.05 |  | 0.631 | E3GAL | 88.0876 | OK | N | 1 | 1 | 13 | 1 | 1 | 4
1193260 | 200 TECHNOLOGY SQUARE |  | 200 TECHNOLOGY SQ |  | CAMBRIDGE | MA | 021390000 | 700 TECHNOLOGY SQ |  | CAMBRIDGE | MA | 021390000 | N | PRIVATE | SM25 | ARE TECH SQUARE, LLC | 6176616962 | toleary@labspace.com | TED | O'LEARY | 6176616962 | toleary@labspace.com | TED | O'LEARY | 6176616962 | toleary@labspace.com | 1 | 1000 KW 200 TENANT |  | ENGINE | CATERPILLAR | C32 | 2007-10-12 | 2010 | 1000 | 1 | #2 LOW SULFUR DIESEL | NO.2 | 58 | Distillate Oil (No. 2) | 1.5 |  | 0.0011 | E3GAL | 0.15356 | OK | N | 1 | 1 | 52 | 1 | 1 | 18
1193524 | DANA FARBER CANCER YAWKEY CENTER |  | 450 BROOKLINE AVE |  | BOSTON | MA | 021150000 | 450 BROOKLINE AVE | ATTN: COMPLIANCE OFFICER | BOSTON | MA | 021150000 | N | PRIVATE | SM25 | DANA FARBER CANCER YAWKEY CENTER | 6176322520 | michael_wachala@dfci.harvard.edu | MELISSA | MCCULLOUGH | 6176322619 | melissa_mccullough@dfci.harvard.edu | MICHAEL | WACHALA | 6176322618 | michael_wachala@dfci.harvard.edu | 1 | YAWKEY GENERATOR 1 |  | ENGINE | CUMMINS | 800DQFAB | 2009-08-18 | 2011 | 2.73 | 1 | NO. 2 FUEL OIL | NO.2 | 58 | Distillate Oil (No. 2) | 0.3 | 0.1 | 0.1358 | E3GAL | 18.9577 | OK | N | 1 | 1 | 25 | 1 | 1 | 13
1193524 | DANA FARBER CANCER YAWKEY CENTER |  | 450 BROOKLINE AVE |  | BOSTON | MA | 021150000 | 450 BROOKLINE AVE | ATTN: COMPLIANCE OFFICER | BOSTON | MA | 021150000 | N | PRIVATE | SM25 | DANA FARBER CANCER YAWKEY CENTER | 6176322520 | michael_wachala@dfci.harvard.edu | MELISSA | MCCULLOUGH | 6176322619 | melissa_mccullough@dfci.harvard.edu | MICHAEL | WACHALA | 6176322618 | michael_wachala@dfci.harvard.edu | 2 | YAWKEY GENERATOR 2 |  | ENGINE | CUMMINS | 800DQFAB | 2010-08-18 | 2011 | 2.73 | 1 | NO. 2 FUEL OIL | NO.2 | 58 | Distillate Oil (No. 2) | 0.3 | 0.1 | 0.2378 | E3GAL | 33.1969 | OK | N | 1 | 1 | 25 | 1 | 1 | 13
1193524 | DANA FARBER CANCER YAWKEY CENTER |  | 450 BROOKLINE AVE |  | BOSTON | MA | 021150000 | 450 BROOKLINE AVE | ATTN: COMPLIANCE OFFICER | BOSTON | MA | 021150000 | N | PRIVATE | SM25 | DANA FARBER CANCER YAWKEY CENTER | 6176322520 | michael_wachala@dfci.harvard.edu | MELISSA | MCCULLOUGH | 6176322619 | melissa_mccullough@dfci.harvard.edu | MICHAEL | WACHALA | 6176322618 | michael_wachala@dfci.harvard.edu | 3 | YAWKEY GENERATOR 3 |  | ENGINE | CUMMINS | 800DQFAB | 2010-11-18 | 2011 | 2.73 | 1 | NO. 2 FUEL OIL | NO.2 | 58 | Distillate Oil (No. 2) | 0.3 | 0.1 | 0.2174 | E3GAL | 30.349 | OK | N | 1 | 1 | 25 | 1 | 1 | 13
1200002 | EMS CUP LLC |  | 34 FOREST ST |  | ATTLEBORO | MA | 027030000 | 39 PERRY AVENUE |  | ATTLEBORO | MA | 027030000 | N | PRIVATE | OP3 | EMS CUP, LLC | 5083422115 | mkaravolis@emsclad.com | PAUL | DUFFY | 5083422269 | pduffy@emsclad.com | MICHAEL | KARAVOLIS | 5083422115 | mkaravolis@emsclad.com | 7 | EMERGENCY GENERATOR B-11 |  | ENGINE | UNKNOWN | 3508 | 1977-01-01 | 2007 | 7.42 | 1 | DIESEL | NO.2 | 58 | Distillate Oil (No. 2) | 0.3 |  | 0.29 | E3GAL | 40.484 | OK | N | 1 | 1 | 13 | 1 | 1 | 12
1200067 | TAUNTON MUNICIPAL LIGHT PLANT | CLEARY FLOOD STATION | 1314 SOMERSET AVE |  | TAUNTON | MA | 027800000 | PO BOX 870 | 55 WEIR ST | TAUNTON | MA | 027800870 | Y | UTILITY | OP5.5 | TAUNTON MUNICIPAL LIGHTING PLANT | 5088245844 | richardvelez@tmlp.com | RICHARD | VELEZ | 5088243120 | richardvelez@tmlp.com | RICHARD | VELEZ | 5088243120 | richardvelez@tmlp.com | 4 | TURBINE-GE MS5000 DUAL FUEL |  | ENGINE | GENERAL ELECTRIC | MS-5000 | 1975-01-01 | 2011 | 300 | 1 | TURBINE 9A-GENERAL ELECTRIC MS5000 | NO.2 | 58 | Distillate Oil (No. 2) | 0.23 | 0 | 5.906 | E3GAL | 824.4776 | OK | N | 12 | 4 | 19 | 15 | 4 | 9
1200795 | YARMOUTH WWTP |  | 47 WORKSHOP RD |  | SOUTH YARMOUTH | MA | 026640000 | 47 WORKSHOP ROAD |  | SOUTH YARMOUTH | MA | 026640000 | Y | UTILITY | NM25 | YARMOUTH WWTP | 5087602414 | yarmouth@ma.us | DAVID | GAIPO | 5087602414 | dgaipo@unitedwater.com | GEORGE | ALLAIRE | 5087604830 | gallaire@yarmouth.ma.us | 3 | GENERATOR #1-CATERPILLAR #3412 DITA #2 OIL-0.3S |  | ENGINE | CATERPILLAR | B101K2 | 1991-06-01 | 2007 | 0.012 | 1 | GENERATOR #1-CATERPILLAR #3412 #2 OIL-0.3S | NO.2 | 58 | Distillate Oil (No. 2) | 0.3 | 0 | 0 | E6BTU | 0 | OK | N | 1 | 1 | 39 | 1 | 1 | 20
1210020 | ATLANTIC MANAGEMENT CORPORATION | FKA GLOBE NEWSPAPER COMPANY | 72 SALEM RD |  | BILLERICA | MA | 018210000 | 205 NEWBERRY ST |  | FRAMINGHAM | MA | 017010000 | N | PRIVATE | NM99 | GLOBE NEWSPAPER COMPANY INC | 6179293393 | a_schiavi@globe.com | ANTHONY | SCHIAVI | 6179293393 | a_schiavi@globe.com | ANTHONY | SCHIAVI | 6179293393 | a_schiavi@globe.com | 4 | GENERATOR 1-CUMMINS VTA 171061 500KW 2 OIL-0.3 |  | ENGINE | CONSOLIDATED POWER | 500D6T1-G05400-250 | 1983-01-01 | 2009 | 5 | 1 | GENERATOR 1-CUMMINS VTA 171061 2 OIL-0.3S | NO.2 | 58 | Distillate Oil (No. 2) | 0.3 | 0.005 | 0 | E3GAL | 0 | OK | N | 1 | 1 | 52 | 1 | 1 | 20
1210063 | GILLETTE COMPANY THE |  | 30 BURTT RD |  | ANDOVER | MA | 018100000 | 30 BURTT RD |  | ANDOVER | MA | 018100000 | N | PRIVATE | OP3 | GILLETTE COMPANY THE | 9787495000 | lancaster.fa@pg.com | FRANK | LANCASTER | 9787495000 | lancaster.fa@pg.com | TRAVIS | GOMBOS | 9787495249 | gombos.ta@pg.com | 27 | PUMPS(2) - CUMMINGS #NH220 #2 OIL 0.03 S |  | ENGINE | CUMMINGS | NH 220 | 1969-01-30 | 2011 | 1 | 1 | PUMPS(2)-CUMMINGS #NH220 #2 DIESEL 0.03 S | NO.2 | 58 | Distillate Oil (No. 2) | 0.03 | 0 | 0.24 | E3GAL | 33.504 | OK | N | 1 | 1 | 52 | 1 | 1 | 22
1210316 | LOWELL GENERAL HOSPITAL |  | 295 VARNUM AVE |  | LOWELL | MA | 018540000 | 295 VARNUM AVE |  | LOWELL | MA | 018540000 | N | PRIVATE | SM25 | LOWELL GENERAL HOSPITAL | 9789376000X6288 | rfauvel@LowellGeneral.org | ROGER | FAUVEL | 9789376537 | RFauvel@LowellGeneral.org | ROGER | FAUVEL | 9789376288 | RFauvel@LowellGeneral.org | 4 | GENERATOR #1-CATERPILLAR 1500KW |  | ENGINE | CATERPILLAR | 3516 | 1997-09-01 | 2009 | 14.7 | 1 | #2 OIL-0.0015S | NO.2 | 58 | Distillate Oil (No. 2) | 0.0015 | 0 | 0.7805 | E3GAL | 108.9578 | OK | N | 1 | 1 | 52 | 1 | 1 | 22
1210316 | LOWELL GENERAL HOSPITAL |  | 295 VARNUM AVE |  | LOWELL | MA | 018540000 | 295 VARNUM AVE |  | LOWELL | MA | 018540000 | N | PRIVATE | SM25 | LOWELL GENERAL HOSPITAL | 9789376000X6288 | rfauvel@LowellGeneral.org | ROGER | FAUVEL | 9789376537 | RFauvel@LowellGeneral.org | ROGER | FAUVEL | 9789376288 | RFauvel@LowellGeneral.org | 5 | GENERATOR #2-CATERPILLAR 1500KW |  | ENGINE | CATERPILLAR | 3516 | 1997-09-01 | 2009 | 14.7 | 3 | #2 OIL-0.0015S | NO.2 | 58 | Distillate Oil (No. 2) | 0.0015 | 0 | 0.8605 | E3GAL | 120.1258 | OK | N | 1 | 1 | 52 | 1 | 1 | 22
1210405 | VERIZON MASSACHUSETTS |  | 115 APPLETON ST |  | LOWELL | MA | 018520000 | 33 WINTER STREET |  | HAVERHILL | MA | 018305758 | N | UTILITY | NM25 | VERIZON MASSACHUSETTS | 9784691661 | b.irwin@verizon.com | WILLIAM | IRWIN | 9784691661 | b.irwin@verizon.com | WILLIAM | IRWIN | 9784691661 | b.irwin@verizon.com | 3 | EM GEN #1 - CUMMINS KTA38-G1 - #2 OIL 0.05 S |  | ENGINE | CUMMINGS | KTA38-G1 | 1992-01-01 | 2007 | 8 | 1 | EM GEN #1- CUMMINS KTA38-G1 #2 OIL 0.05 S | NO.2 | 58 | Distillate Oil (No. 2) | 0.05 | 0 | 2.015 | E3GAL | 281.294 | OK | N | 1 | 1 | 12 | 1 | 1 | 4
1210406 | CCI B TEWKSBURY LLC |  | 836 NORTH ST |  | TEWKSBURY | MA | 018760000 | 836 NORTH ST | C/O GENESIS MGMT GROUP | TEWKSBURY | MA | 018760000 | N | PRIVATE | NM25 | 495 NETWORK CENTER LLC | 9788510412 | RONALDDORAZIO@comcast.net | GEORGE | SPORIE | 6175930521 | RONALDDORAZIO@comcast.net | GEORGE | SPORIE | 9788510421 | RONALDDORAZIO@comcast.net | 6 | EMER GEN 1 - CUMMINS KW750-069FFW - 2 OIL |  | ENGINE | CUMMINGS | KW 750 | 1974-01-01 | 2007 | 1 | 1 | EMER GEN 1 - CUMMINS KW-750 2 OIL 0.3 S | NO.2 | 58 | Distillate Oil (No. 2) | 0.003 | 0 | 0.01 | E3GAL | 1.396 | OK | N | 1 | 1 | 26 | 0 | 0 | 0
1210406 | CCI B TEWKSBURY LLC |  | 836 NORTH ST |  | TEWKSBURY | MA | 018760000 | 836 NORTH ST | C/O GENESIS MGMT GROUP | TEWKSBURY | MA | 018760000 | N | PRIVATE | NM25 | 495 NETWORK CENTER LLC | 9788510412 | RONALDDORAZIO@comcast.net | GEORGE | SPORIE | 6175930521 | RONALDDORAZIO@comcast.net | GEORGE | SPORIE | 9788510421 | RONALDDORAZIO@comcast.net | 9 | EMER FIRE PUMP 2 - CUMMINS N855F - 2 OIL |  | ENGINE | CUMMINS | N855F | 1969-01-01 | 2007 | 2 | 1 | EMER FIRE PUMP 2 - CUMMINS N855F 2 OIL 0.3S | NO.2 | 58 | Distillate Oil (No. 2) | 0.003 | 0 | 0.01 | E3GAL | 1.396 | OK | N | 1 | 1 | 26 | 0 | 0 | 0
1210906 | NEW ENGLAND BUSINESS SERVICE | NEW ENGLAND BUSINESS SERVICE | 500 MAIN ST |  | GROTON | MA | 014710000 | 500 MAIN ST |  | GROTON | MA | 014710000 | N | PRIVATE | NM50 | DELUXE BUSINESS OPERATIONS | 9784486111 | tmorton@deluxe.com | TIMOTHY | MORTON | 9784486111 | tmorton@deluxe.com | TIMOTHY | MORTON | 9784486111 | tmorton@deluxe.com | 4 | GENERATOR #1 - CATERPILLAR #2 OIL |  | ENGINE | CATERPILLAR | UNKNOWN | 1989-08-01 | 2009 | 10 | 1 | GENERATOR #1-CATERPILLAR #2 OIL | NO.2 | 58 | Distillate Oil (No. 2) | 0.3 | 0 | 0.5 | E3GAL | 69.8 | OK | N | 10 | 1 | 1 | 5 | 1 | 1
1191939 | BOSTON POLICE DEPARTMENT-HEADQUARTERS |  | 1199 TREMONT ST |  | DORCHESTER | MA | 021210000 | 1 SCHROEDER PLAZA |  | BOSTON | MA | 021200000 | N | LOCAL GOVERNMENT | NM25 | BOSTON POLICE CRIME LABORATORY | 6173434690 | loneym.bpd@cityofboston.gov | MICHAEL | LONEY | 6173435975 | loneym.bpd@cityofboston.gov | MICHAEL | LONEY | 6173435975 | loneym.bpd@cityofboston.gov | 4 | CATERPILLAR GENERATOR |  | FIXED | GENERATOR #1-CATERPILLAR | 3412 | 1995-10-01 | 2009 | 45 | 1 |  | NO.2 | 58 | Distillate Oil (No. 2) |  |  | 0 | GAL | 0 | OK | N | 1 | 1 | 25 | 1 | 6 | 13
1191939 | BOSTON POLICE DEPARTMENT-HEADQUARTERS |  | 1199 TREMONT ST |  | DORCHESTER | MA | 021210000 | 1 SCHROEDER PLAZA |  | BOSTON | MA | 021200000 | N | LOCAL GOVERNMENT | NM25 | BOSTON POLICE CRIME LABORATORY | 6173434690 | loneym.bpd@cityofboston.gov | MICHAEL | LONEY | 6173435975 | loneym.bpd@cityofboston.gov | MICHAEL | LONEY | 6173435975 | loneym.bpd@cityofboston.gov | 4 | CATERPILLAR GENERATOR |  | FIXED | GENERATOR #1-CATERPILLAR | 3412 | 1995-10-01 | 2009 | 45 | 1 |  | NO.2 | 58 | Distillate Oil (No. 2) |  |  | 0 | GAL | 0 | OK | N | 1 | 1 | 25 | 1 | 6 | 13
0420089 | SMITH & WESSON CORP |  | 2100 ROOSEVELT AVE |  | SPRINGFIELD | MA | 011010000 | 2100 ROOSEVELT AVE |  | SPRINGFIELD | MA | 011010000 | N | PRIVATE | SM50 | SMITH + WESSON HOLDING COMPANY | 4137818300 | bserra@smith-wesson.com | WILLIAM | SERRA | 4137473470 | bserra@smith-wesson.com | WILLIAM | SERRA | 4137473470 | bserra@smith-wesson.com | 4 | NORMALIZING FURNACES NATURAL GAS |  | FURNACE | NORMALIZING FURNACE | 001 | 2000-10-10 | 2011 | 7 | 1 | SLOT FURNACES #1(4) PROCESS DISCONTINUED | NO.2 | 58 | Distillate Oil (No. 2) | 0.3 | 0 | 0 | E3GAL | 0 | OK | N | 24 | 6 | 25 | 8 | 5 | 22
0420208 | HASBRO GAMES |  | 443 SHAKER RD |  | EAST LONGMEADOW | MA | 010280000 | 443 SHAKER ROAD |  | EAST LONGMEADOW | MA | 010280000 | N | PRIVATE | SM79-R | HASBRO ELM | 4135256411 | jefflombard@hasbro.com | JEFFERY | LOMBARD | 4135262503 | jefflombard@hasbro.com | CHRIS | ZOBEL | 4135262594 | czobel@hasbro.com | 1 | HEATER #1-JOHNSON #JA4200 #2 OIL-. STACK 7 |  | FURNACE | JOHNSON | JA4200 | 1966-06-15 | 2011 | 5 | 1 | HEATER #1-JOHNSON JA4200 #2 OIL | NO.2 | 58 | Distillate Oil (No. 2) | 0.0015 | 0 | 16.5 | E3GAL | 2303.4 | OK | N | 8 | 7 | 20 | 0 | 0 | 0
0420208 | HASBRO GAMES |  | 443 SHAKER RD |  | EAST LONGMEADOW | MA | 010280000 | 443 SHAKER ROAD |  | EAST LONGMEADOW | MA | 010280000 | N | PRIVATE | SM79-R | HASBRO ELM | 4135256411 | jefflombard@hasbro.com | JEFFERY | LOMBARD | 4135262503 | jefflombard@hasbro.com | CHRIS | ZOBEL | 4135262594 | czobel@hasbro.com | 2 | HEATER #2-JOHNSON #JA4200 #2 OIL- STACK 8 |  | FURNACE | JOHNSON | JA-4200 | 1966-06-15 | 2011 | 5 | 1 | HEATER #2-JOHNSON JA4200 #2 OIL- | NO.2 | 58 | Distillate Oil (No. 2) | 0.0015 | 0 | 5.494 | E3GAL | 766.9624 | OK | N | 20 | 7 | 20 | 0 | 0 | 0
0420208 | HASBRO GAMES |  | 443 SHAKER RD |  | EAST LONGMEADOW | MA | 010280000 | 443 SHAKER ROAD |  | EAST LONGMEADOW | MA | 010280000 | N | PRIVATE | SM79-R | HASBRO ELM | 4135256411 | jefflombard@hasbro.com | JEFFERY | LOMBARD | 4135262503 | jefflombard@hasbro.com | CHRIS | ZOBEL | 4135262594 | czobel@hasbro.com | 3 | HEATER #3-JOHNSON JA4200 #2 OIL STACK 9 |  | FURNACE | JOHNSON | JA-4200 | 1966-06-15 | 2011 | 5 | 1 | HEATER #3-JOHNSON JA4200 #2 OIL- | NO.2 | 58 | Distillate Oil (No. 2) | 0.0015 | 0 | 28.847 | E3GAL | 4027.0412 | OK | N | 6 | 7 | 20 | 0 | 0 | 0
0420208 | HASBRO GAMES |  | 443 SHAKER RD |  | EAST LONGMEADOW | MA | 010280000 | 443 SHAKER ROAD |  | EAST LONGMEADOW | MA | 010280000 | N | PRIVATE | SM79-R | HASBRO ELM | 4135256411 | jefflombard@hasbro.com | JEFFERY | LOMBARD | 4135262503 | jefflombard@hasbro.com | CHRIS | ZOBEL | 4135262594 | czobel@hasbro.com | 4 | HEATER#4-JOHNSON #JA4200 STACK 10 #2 OIL |  | FURNACE | JOHNSON | JA-4200 | 1966-06-15 | 2011 | 5 | 1 | HEATER #4-JOHNSON JA4200 #2 OIL | NO.2 | 58 | Distillate Oil (No. 2) | 0.0015 | 0 | 6.567 | E3GAL | 916.7532 | OK | N | 10 | 7 | 20 | 0 | 0 | 0
0420428 | HARRIS MFG & SUPPLY |  | 100 PRENTISS ST |  | ORANGE | MA | 013640000 | 100 PRENTISS STREET |  | ORANGE | MA | 013640000 | N | PRIVATE | NM25 | HARRIS MFG AND SUPPLY | 9785446081 | HMSC@HARRISMFG.ORG | MICHAEL | HAMLETT | 9785446081 | HMSC@HARRISMFG.ORG | BRUCE | BLACKMER | 9785446081 | HMSC@HARRISMFG.ORG | 2 | FOUNDRY #2 FO FIRED COMFORT HEATERS (EU#1,EU#2) |  | FURNACE | LENOX-BECKET | MA 192 | 1950-07-01 | 2009 | 0.42 | 1 | NO. 2 DISTILLATE FUEL OIL | NO.2 | 58 | Distillate Oil (No. 2) | 0.25 | 0 | 2.613 | E3GAL | 364.7748 | OK | N | 20 | 5 | 26 | 0 | 0 | 0
0420612 | SAVAGE SPORTS CORP |  | 100 SPRINGDALE RD |  | WESTFIELD | MA | 010850000 | 100 SPRINGDALE ROAD |  | WESTFIELD | MA | 010850000 | N | PRIVATE | NM25 | SAVAGE ARMS INC | 4135687001 | dCastonguay@savagearms.com | DAVID | CASTONGUAY | 4136424105 | dCastonguay@savagearms.com | DOUGLAS | STELLATO | 4135723215 | dastellato@tighebond.com | 8 | FUEL OIL FIRED HEATERS | 2 | FURNACE | THERMOBLOC | UNKNOWN | 1992-01-01 | 2009 | 1 | 1 | #2 FUEL OIL | NO.2 | 58 | Distillate Oil (No. 2) | 0.3 |  | 24.763 | E3GAL | 3456.9148 | OK | N | 24 | 7 | 50 | 24 | 7 | 22
0420622 | WTE RECYCLING INCORPORATED |  | 75 SOUTHERN AVE |  | GREENFIELD | MA | 013020000 | 75 SOUTHERN AVE |  | GREENFIELD | MA | 013020000 | N | PRIVATE | SM80-7 | WTE RECYCLING INC | 4137722200 | cpichette@wte.com | CHRISTOPHER | PICHETTE | 4137722200 | cpichette@wte.com | CHRISTOPHER | PICHETTE | 4137722200 | cpichette@wte.com | 8 | 7 FURNACES NO2 OIL 0.05 S 0.95 MMBTU/HR TOTAL |  | FURNACE | VARIOUS | UNKNOWN | 1975-01-01 | 2011 | 1 | 1 | FURNACES NO2(7) VARIOUS MFGS NO2 OIL-0.05 S | NO.2 | 58 | Distillate Oil (No. 2) | 0.3 | 0 | 3.657 | E3GAL | 510.5172 | OK | N | 24 | 7 | 39 | 0 | 0 | 0
0420641 | SPRINGFIELD COLLEGE |  | 263 ALDEN ST |  | SPRINGFIELD | MA | 011090000 | 263 ALDEN STREET |  | SPRINGFIELD | MA | 011090000 | N | PRIVATE | SM25 | SPRINGFIELD COLLEGE | 4137883252 |  | LUIS | VITORINO | 4137483252 | Luis_Vitorino@spfldcol.edu | LUIS | VITORINO | 4137883252 |  | 11 | RESIDENTIAL BOILERS & WATER HEATERS | 52 | FURNACE | VARIOUS | VARIOUS | 1979-01-01 | 2005 | 10.7 | 2 | NO. 2 OIL | NO.2 | 58 | Distillate Oil (No. 2) | 0.3 | 0 | 22.5 | E3GAL | 3141 | OK | Y | 24 | 7 | 52 | 24 | 7 | 23
0421012 | WESTERN NEW ENGLAND UNIVERSITY |  | 1215 WILBRAHAM RD |  | SPRINGFIELD | MA | 011192684 | 1215 WILBRAHAM RD |  | SPRINGFIELD | MA | 011192684 | N | PRIVATE | SM25 | WESTERN NEW ENGLAND COLLEGE | 4137821614 | mduncan@wnec.edu | MICHAEL | DUNCAN | 4137821240 | mduncan@wnec.edu | PETER | VARLEY | 4137821634 | pvarley@wnec.edu | 42 | 84 VALLEY ROAD FURNACE |  | FURNACE | WEIL MCLAIN | VHE-4 SERIES 2 | 1986-06-01 | 2010 | 0.14 | 1 | NO. 2 FUEL OIL | NO.2 | 58 | Distillate Oil (No. 2) | 0.3 |  | 0.7386 | E3GAL | 103.1086 | OK | N | 6 | 7 | 27 | 2 | 5 | 5
1170044 | CLEMENTE FANE CONCRETE - DALTON PLANT | CLEMENTE FANE - DIV OF DOLOMITE PRODUCTS | 320 HUBBARD AVE |  | DALTON | MA | 012260000 | 1245 KINGS ROAD |  | ALBANY | NY | 122125097 | N | PRIVATE | NM25 | COUNTY CONCRETE CORP | 5183742222X230 | PETER.ZEH@CALLANAN.COM | PETER | ZEH | 5183742222 | peter.zeh@callanan.com | PETER | ZEH | 5183742222X230 | PETER.ZEH@CALLANAN.COM | 5 | FURNACE CLEAN BURN MODEL CB2800 #2 FUEL OIL |  | FURNACE | CLEAN BURN | CB2800 | 1974-01-01 | 2011 | 1.43 | 1 | FURNACE CLEAN BURN MODEL-2800 #2 OIL | NO.2 | 58 | Distillate Oil (No. 2) | 0.157 | 0 | 1.375 | E3GAL | 191.95 | OK | N | 8 | 5 | 36 | 0 | 0 | 0
1180077 | PACKAGE INDUSTRIES |  | 15 HARBACK RD |  | SUTTON | MA | 015900000 | 15 HARBACK RD |  | SUTTON | MA | 015900000 | N | PRIVATE | NM25 | PACKAGE IND INC | 5088655871 | dan@packagesteel.com | DAN | MORONEY | 5088655871 | dan@packagesteel.com | DAN | MORONEY | 5088655871 | dan@packagesteel.com | 3 | 6 SPACE HEATERS-4 DRAVO,1 OLSEN+1 JACKSON 4.7MMBT |  | FURNACE | ARMSTRONG | LG14 | 1973-01-01 | 2011 | 5 | 1 | 6 SPACE HEATERS- VARIOUS MFGS #2 IL-0.05 | NO.2 | 58 | Distillate Oil (No. 2) | 0.05 | 0 | 0.007 | E3GAL | 0.9772 | OK | N | 10 | 5 | 16 | 0 | 0 | 0
1180104 | WRIGHT LINE LLC |  | 160 GOLD STAR BLVD |  | WORCESTER | MA | 016060000 | 160 GOLD STAR BLVD |  | WORCESTER | MA | 016060000 | N | PRIVATE | SM50 | WRIGHT LINE LLC | 5089266063X6063 | JamesHRichmond@eaton.com | JAMES | RICHMOND | 5089266063 | JamesHRichmond@eaton.com | SANTOS | MARTINEZ | 5089266075X6075 | santosmartinez@eaton.com | 17 | #2 OIL FIRED SPACE HEATERS | 7 | FURNACE | POWRMATIC | CA-60 | 1998-01-01 | 2011 | 3.29 | 1 | LOW SULFUR #2 FUEL OIL | NO.2 | 58 | Distillate Oil (No. 2) | 0.002 | 0 | 7.38 | E3GAL | 1030.248 | OK | N | 12 | 7 | 35 | 0 | 0 | 0
1180140 | OLDCASTLE RETAIL INC |  | 204 OLD WEBSTER RD |  | OXFORD | MA | 015400000 | 204 OLD WEBSTER RD |  | OXFORD | MA | 015400000 | N | PRIVATE | NM50 | BONSAL AMERICAN | 5089878188 | rick.ellliott@oldcastleapg.com | JOHN | COVER | 7045294207 | Jack.Cover@oldcastleapg.com | RICK | ELLIOTT | 5089878188 | rick.elliott@oldcastleapg.com | 3 | GARAGE HEATER - NO. 2 FUEL |  | FURNACE | MODINE | POR 145B | 1977-01-01 | 2010 | 0.175 | 1 | NO. 2 FUEL OIL | NO.2 | 58 | Distillate Oil (No. 2) | 0.0015 |  | 0 | E3GAL | 0 | OK | N | 6 | 5 | 24 | 0 | 0 | 0
1180140 | OLDCASTLE RETAIL INC |  | 204 OLD WEBSTER RD |  | OXFORD | MA | 015400000 | 204 OLD WEBSTER RD |  | OXFORD | MA | 015400000 | N | PRIVATE | NM50 | BONSAL AMERICAN | 5089878188 | rick.ellliott@oldcastleapg.com | JOHN | COVER | 7045294207 | Jack.Cover@oldcastleapg.com | RICK | ELLIOTT | 5089878188 | rick.elliott@oldcastleapg.com | 4 | OFFICE HEATER - NO. 2 FUEL |  | FURNACE | THERMO-PRIDE | OH16-125D | 1977-01-01 | 2010 | 0.1563 | 1 | NO. 2 FUEL | NO.2 | 58 | Distillate Oil (No. 2) | 0.0015 |  | 0.556 | E3GAL | 77.6176 | OK | N | 8 | 5 | 24 | 0 | 0 | 0
1180140 | OLDCASTLE RETAIL INC |  | 204 OLD WEBSTER RD |  | OXFORD | MA | 015400000 | 204 OLD WEBSTER RD |  | OXFORD | MA | 015400000 | N | PRIVATE | NM50 | BONSAL AMERICAN | 5089878188 | rick.ellliott@oldcastleapg.com | JOHN | COVER | 7045294207 | Jack.Cover@oldcastleapg.com | RICK | ELLIOTT | 5089878188 | rick.elliott@oldcastleapg.com | 8 | NEW GARAGE HEATER |  | FURNACE | MODINE | POR185B0101 | 2007-01-01 | 2010 | 0.185 | 1 | ULTRA LOW SULFUR DIESEL | NO.2 | 58 | Distillate Oil (No. 2) | 0.0015 |  | 1.381 | E3GAL | 192.7876 | OK | N | 6 | 5 | 24 | 0 | 0 | 0
1180327 | SIEMENS INDUSTRY INC | MORGAN CONSTRUCTION | 40 CRESCENT ST |  | WORCESTER | MA | 016052404 | 15 BELMONT STREET |  | WORCESTER | MA | 016052404 | N | PRIVATE | SM79-R | SIEMENS INDUSTRY INC. | 5087556111 | taz@refranklin.com | EDMUND | KENNEY | 5088496522 | edmund.kenney@siemens.com | DANIEL | GILBREATH | 5088496422 | daniel.gilbreath@siemens.com | 6 | SPACE HEATER #1-DRAVO 100-I-10 0.75 MMBTU/HR |  | FURNACE | DRAVO | 100-I-10 | 1966-08-01 | 2011 | 0.75 | 1 | SPACE HEATER#1-DRAVO #2 OIL-0.3 S | NO.2 | 58 | Distillate Oil (No. 2) | 0.3 | 0 | 0.124 | E3GAL | 17.3104 | OK | N | 8 | 5 | 10 | 0 | 0 | 0
1180429 | ROSENFELD CONCRETE COMPANY |  | 75 PLAIN ST |  | HOPEDALE | MA | 017470000 | PO BOX 9187 | 100 NORTH WASHINGTON STREET | BOSTON | MA | 021140000 | N | PRIVATE | NM25 | ROSENFELD CONCRETE CORP | 6172279000 | NA@NA.NA | LINDA | CHARPENTIER | 6172279000 | LCHARPENTIER@BOSTONSAND.COM | DAVE | ALLEN | 6172279000X1032 | DALLEN@BOSTONSAND.COM | 13 | MISC SPACE HEATERS |  | FURNACE | VARIOUS | VARIOUS | 1975-01-01 | 2009 | 5.82 | 1 | #2 OIL < 0.3 S | NO.2 | 58 | Distillate Oil (No. 2) | 0.3 | 0 | 4.991 | E3GAL | 696.7436 | OK | N | 24 | 7 | 22 | 0 | 0 | 0
1190002 | MCLEAN HOSPITAL |  | 115 MILL ST |  | BELMONT | MA | 024780000 | 115 MILL ST |  | BELMONT | MA | 024780000 | N | PRIVATE | SM25 | MCLEAN HOSPITAL | 6178552621 | AHEALY5@PARTNERS.ORG | ANDREW | HEALY | 6178552621 | AHEALY5@PARTNERS.ORG | ANDREW | HEALY | 6178552621 | AHEALY5@PARTNERS.ORG | 14 | SPACE HEATERS -VARIOUS MFGS #2 OIL-0.3 PCT S | 6 | FURNACE | MISCELLANEOUS | MISCELLANEOUS | 1976-01-01 | 2009 | 0.91 | 1 | SPACE HEATERS -VARIOUS MFG #2 OIL-0.3 PCT S | NO.2 | 58 | Distillate Oil (No. 2) | 0.3 | 0 | 8.891 | E3GAL | 1241.1836 | OK | N | 24 | 7 | 26 | 12 | 7 | 4
1190095 | CHARLES RIVER LABORATORIES |  | 251 BALLARDVALE ST |  | WILMINGTON | MA | 018870000 | 251 BALLARDVALE ST |  | WILMINGTON | MA | 018870000 | N | PRIVATE | NM25 | CHARLES RIVER LABORATORIES | 7812226000 | randy.boles@crl.com | RANDY | BOLES | 7812226000 | randy.boles@crl.com | RANDY | BOLES | 7812226000 | randy.boles@crl.com | 16 | FURNACE, NO. 2 FUEL OIL FIRED, EU-11 |  | FURNACE | BURNHAM | UNKNOWN | 1900-01-01 | 2010 | 0.9 | 1 | NO. 2 FUEL OIL | NO.2 | 58 | Distillate Oil (No. 2) | 0.3 | 0 | 15.12 | E3GAL | 2110.752 | OK | N | 24 | 7 | 36 | 24 | 7 | 14
1190279 | ROCK CHAPEL MARINE LLC | FKA COASTAL OIL OF NEW ENGLAND INC | 99 MARGINAL ST |  | CHELSEA | MA | 021500000 | C/O EASTERN MINERALS, INC. | 134 MIDDLE STREET, SUITE 210 | LOWELL | MA | 018520000 | N | PRIVATE | NM50 | ROCK CHAPEL MARINE LLC | 9784586420 | tkelly@easternminerals.com | WILLIAM | SQUIRES | 6179518273 | william.squires@bingham.com | TERRY | KELLY | 9784586420 | tkelly@easternminerals.com | 14 | FURNACE #2-TEXACO #FODL250B #2 OIL-0.3 PERCENT S |  | FURNACE | TEXACO, INC. | FODL250B | 1980-01-01 | 2009 | 0.25 | 1 | FURNACE #2-TEXACO #FODL250B #2 OIL-0.3 PERCENT S | NO.2 | 58 | Distillate Oil (No. 2) | 0.3 | 0 | 0 | E3GAL | 0 | OK | N | 0 | 0 | 0 | 0 | 0 | 0
1190282 | BROX INDUSTRIES INC |  | 23 MITCHELL RD |  | IPSWICH | MA | 019380000 | 1471 METHUEN STREET |  | DRACUT | MA | 018260000 | N | PRIVATE | SM79-R | BROX INDUSTRIES INC | 9783567475 | ghall@broxindustries.com | GEORGE | HALL | 9784549105 | ghall@broxindustries.com | GEORGE | HALL | 9784549105 | ghall@broxindustries.com | 1 | ROTARY KILN DRYER-CEDAR RAPIDS H60A DUAL FUEL |  | FURNACE | CEDAR RAPIDS | H60A | 1973-01-01 | 2011 | 75 | 3 | #2 FUEL OIL (0.3 PERCENT SULFUR) | NO.2 | 58 | Distillate Oil (No. 2) | 0.3 | 0 | 0 | E3GAL | 0 | OK | N | 5 | 7 | 37 | 5 | 7 | 22
1190330 | SCULLY SIGNAL COMPANY |  | 70 INDUSTRIAL WAY |  | WILMINGTON | MA | 018870000 | 70 INDUSTRIAL WAY |  | WILMINGTON | MA | 018870000 | N | PRIVATE | NM25 | SCULLY SIGNAL COMPANY | 6176928600 | rgscully@scully.com | ED | JEAN | 6176928630 | ejean@scully.com | ED | JEAN | 6176928600 | afowler@sculy.com | 2 | 4 SPACE HEATERS-UNKNOWN MFG 0.045 MMBTU/HR |  | FURNACE | UNKNOWN | UNKNOWN | 1981-01-01 | 2010 | 1 | 1 | # 2 OIL | NO.2 | 58 | Distillate Oil (No. 2) | 0.3 | 0 | 1.749 | E3GAL | 244.1604 | OK | N | 4 | 5 | 12 | 0 | 0 | 0
1190487 | GLOBAL PETROLEUM CORPORATION |  | 140 LEE BURBANK HWY |  | REVERE | MA | 021514034 | 140 LEE BURBANK HWY |  | REVERE | MA | 021514034 | N | PRIVATE | OP3 | GLOBAL PETROLEUM CORP | 7818948800 | rkenny@globalp.com | RONALD | KENNY | 6176601119 | rkenny@globalp.com | TOM | KEEFE | 7818948800 | tkeefe@globalp.com | 28 | FURNACE 1 2 OIL-0.3S 0.135 MMBTU/HR FOAM HOUSE |  | FURNACE | SUNTEL | 8216 | 1969-01-01 | 2011 | 1 | 1 | FURNACE 1 2 OIL-0.3S | NO.2 | 58 | Distillate Oil (No. 2) | 0.3 | 0 | 1.604 | E3GAL | 223.9184 | OK | N | 24 | 7 | 52 | 24 | 7 | 22
1190532 | NEW ENGLAND CASKET CO |  | 1141 BENNINGTON ST |  | BOSTON | MA | 021280000 | 1141 BENNINGTON ST |  | BOSTON | MA | 021280000 | N | PRIVATE | SM79-7 | NEW ENGLAND CASKET COMPANY | 6175691510 | ltobiajr@newenglandcasket.com | LOUIS JR | TOBIA | 6175691510 | ltobiajr@newenglandcasket.com | LOUIS | TOBIA | 6175691510 | ltobiajr@newenglandcasket.com | 9 | PLANER FURNACE |  | FURNACE | METZGER | CHB 210 | 2004-09-01 | 2010 | 1 | 1 | INDUS.SPACE HEAT-DISTILLATE OIL | NO.2 | 58 | Distillate Oil (No. 2) | 0.2 | 0 | 0.765 | E3GAL | 106.794 | OK | N | 24 | 7 | 25 | 0 | 0 | 0
1190532 | NEW ENGLAND CASKET CO |  | 1141 BENNINGTON ST |  | BOSTON | MA | 021280000 | 1141 BENNINGTON ST |  | BOSTON | MA | 021280000 | N | PRIVATE | SM79-7 | NEW ENGLAND CASKET COMPANY | 6175691510 | ltobiajr@newenglandcasket.com | LOUIS JR | TOBIA | 6175691510 | ltobiajr@newenglandcasket.com | LOUIS | TOBIA | 6175691510 | ltobiajr@newenglandcasket.com | 10 | ROUND TABLE FURNACE |  | FURNACE | METZGER | CHB 210 | 2004-09-01 | 2010 | 1 | 1 | INDUS.SPACE HEAT-DISTILLATE OIL | NO.2 | 58 | Distillate Oil (No. 2) | 0.2 | 0 | 0.765 | E3GAL | 106.794 | OK | N | 24 | 7 | 25 | 0 | 0 | 0
1190532 | NEW ENGLAND CASKET CO |  | 1141 BENNINGTON ST |  | BOSTON | MA | 021280000 | 1141 BENNINGTON ST |  | BOSTON | MA | 021280000 | N | PRIVATE | SM79-7 | NEW ENGLAND CASKET COMPANY | 6175691510 | ltobiajr@newenglandcasket.com | LOUIS JR | TOBIA | 6175691510 | ltobiajr@newenglandcasket.com | LOUIS | TOBIA | 6175691510 | ltobiajr@newenglandcasket.com | 11 | RAIMAN FURNACE |  | FURNACE | METZGER | CHB 210 | 2004-09-01 | 2010 | 1 | 1 | INDUS.SPACE HEAT-DISTILLATE OIL | NO.2 | 58 | Distillate Oil (No. 2) | 0.2 | 0 | 0.765 | E3GAL | 106.794 | OK | N | 24 | 7 | 25 | 0 | 0 | 0
1190564 | CLEAN HARBORS OF BRAINTREE INC |  | 1 HILL AVE |  | BRAINTREE | MA | 021840000 | ONE HILL AVE | ATTN: COMPLIANCE MANAGER | BRAINTREE | MA | 021841363 | N | PRIVATE | SM79-R | CLEAN HARBORS OF BRAINTREE INC | 7813807100X7134 | cabral.david@cleanharbors.com | DAVID P. | CABRAL, P.E., TURP, BCEE | 7813807134 | CABRAL.DAVID@cleanharbors.com | DAVID P. | CABRAL, P.E., TURP, BCEE | 7813807134 | CABRAL.DAVID@cleanharbors.com | 64 | 2 LENNOX FURNACES SR 20Q5-140/154 |  | FURNACE | LENNOX | SR20Q5-140 | 1994-06-01 | 2011 | 0.307 | 1 | FURNACES #1(2)-LENNOX SR 20Q5 #2 OIL-0.3 SULPHUR | NO.2 | 58 | Distillate Oil (No. 2) | 0.138 | 0 | 0 | E3GAL | 0 | OK | N | 0 | 0 | 0 | 0 | 0 | 0
1190727 | AGGREGATE INDUSTRIES NORTHEAST REGION |  | 71 SPRING ST |  | ASHLAND | MA | 017210000 | 1715 BROADWAY |  | SAUGUS | MA | 019060000 | N | PRIVATE | SM79-R | AGGREGATE INDUSTRIES NORTHEAST REGION | 7819417200X1117 | Lisa.Young@aggregate-us.com | LISA | YOUNG | 7819417200 | Lisa.Young@aggregate-us.com | LISA | YOUNG | 7819417200X1117 | Lisa.Young@aggregate-us.com | 14 | GARAGE OIL FURNACE |  | FURNACE | METROMATIC | LB 275 | 1901-01-01 | 2011 | 0.315 | 1 | HEATING OIL | NO.2 | 58 | Distillate Oil (No. 2) | 0.3 |  | 0 | E3GAL | 0 | OK | N | 24 | 7 | 26 | 0 | 0 | 0
1190776 | EC WHITNEY & SONS |  | 888 WOBURN ST |  | WILMINGTON | MA | 018870000 | P.O. BOX 474 |  | WILMINGTON | MA | 018870000 | N | PRIVATE | SM25 | EC WHITNEY AND SONS | 9786588151 | ECWHITNEY@VERIZON.NET | EDWARD | WHITNEY | 9786588151 | ECWHITNEY@VERIZON.NET | EDWARD | WHITNEY | 9786588151 | ECWHITNEY@VERIZON.NET | 5 | HEATING OIL BURNERS |  | FURNACE | BECKETT | AFG SERIES, BECKETT RWB | 1988-01-01 | 2007 | 0.42 | 1 | #2 FUEL OIL | NO.2 | 58 | Distillate Oil (No. 2) | 0.3 |  | 2.4211 | E3GAL | 337.9856 | OK | Y | 24 | 7 | 40 | 2 | 5 | 22
1190845 | LASELL COLLEGE |  | 1844 COMMONWEALTH AVE |  | NEWTON | MA | 022580000 | 1844 COMMONWEALTH AVE |  | NEWTON | MA | 024660000 | N | PRIVATE | NM25 | LASELL COLLEGE | 6712432220 | mfournier@lasell.edu | MARC | FOURNIER | 6172432291 | mfournier@lasell.edu | MARC | FOURNIER | 6172432291 | mfournier@lasell.edu | 19 | IRWIN ANNEX - REAR OF 5 CHESWICK ROAD |  | FURNACE | ARMSTRONG | GB84DC13-3 | 1989-01-01 | 2011 | 0.084 | 1 | IRWIN ANNEX BOILER - NO. 2 FUEL OIL | NO.2 | 58 | Distillate Oil (No. 2) | 0.05 | 0 | 0.4354 | E3GAL | 60.7818 | OK | N | 24 | 7 | 39 | 24 | 7 | 10
1190904 | HUDSON LIGHT & POWER DEPARTMENT |  | 77 CHERRY ST |  | HUDSON | MA | 017490000 | 49 FOREST AVENUE |  | HUDSON | MA | 017490000 | Y | LOCAL GOVERNMENT | OP3 | HUDSON LIGHT AND POWER DEPT | 9785622368X000 | dmurphy@hudsonlight.com | BRIAN | CHOQUETTE | 9785688736 | bchoquette@hudsonlight.com | DANIEL | MURPHY | 9785622368 | dmurphy@hudsonlight.com | 8 | SPACE HEATER 1-LANAIR MULTI-OIL .26 MMBTU/HR |  | FURNACE | LENAN CORP. | HI 260 | 1993-04-12 | 2011 | 0.26 | 1 | SPACE HEATER 1-LENAIR FI 200 WASTE OIL | NO.2 | 58 | Distillate Oil (No. 2) | 0.3 | 0 | 1.123 | E3GAL | 156.7708 | OK | N | 8 | 7 | 20 | 0 | 0 | 0
1191209 | AGGREGATE INDUSTRIES NORTHEAST |  | 537 SOUTH ST |  | WALTHAM | MA | 021540000 | 1715 BROADWAY |  | SAUGUS | MA | 019060000 | N | PRIVATE | SM50 | AGGREGATE INDUSTRIES NORTHEAST | 7813074051 | Lisa.Young@aggregate-us.com | LISA | YOUNG | 7813079451 | Lisa.Young@aggregate-us.com | LISA | YOUNG | 7813074051 | Lisa.Young@aggregate-us.com | 7 | GARAGE SPACE HEATERS | 2 | FURNACE | BECKETT | VARIES | 2011-01-01 | 2011 | 0.84 | 1 | #2 OIL | NO.2 | 58 | Distillate Oil (No. 2) | 0.3 |  | 3.69 | E3GAL | 515.124 | OK | N | 24 | 7 | 26 | 0 | 0 | 0
1191246 | JP BARTLETT COMPANY |  | 578 BOSTON POST RD |  | SUDBURY | MA | 017760000 | 578 BOSTON POST RD |  | SUDBURY | MA | 017760000 | N | PRIVATE | SM79-R | JP BARTLETT COMPANY INC | 9784438851 | Laura@BartlettGreenhouses.com | FRED | MCCARTHY JR. | 9784438851 | Fred@BartlettGreenhouses.com | FRED | MCCARTHY JR. | 9784438851 | Fred@BartlettGreenhouses.com | 16 | SPACE HEATER #16-ARMSTRONG L6B12 #2 OIL-0.3 S |  | FURNACE | ARMSTRONG | L6B12 | 1995-04-01 | 2011 | 1 | 1 | SPACE HEATER #16-ARMSTRONG L6B12 #2 OIL-0.3 S | NO.2 | 58 | Distillate Oil (No. 2) | 0.3 | 0 | 0 | E3GAL | 0 | OK | N | 0 | 0 | 0 | 0 | 0 | 0
1191844 | MASSACHUSETTS INSTITUTE OF TECHNOLOGY |  | 77 MASSACHUSETTS AVE |  | CAMBRIDGE | MA | 021394307 | 77 MASSACHUSETTS AVENUE |  | CAMBRIDGE | MA | 021394307 | N | PRIVATE | OP9 | MASSACHUSETTS INSTITUTE OF TECHNOLOGY | 6174522510 | zhanna@mit.edu | WILLIAM | VAN SCHALKWYK | 6172539492 | billv@mit.edu | ZHANNA | DAVIDOVITZ | 6174522510 | zhanna@mit.edu | 60 | FURNACE #18-SNYDER GENERAL #2 OIL FOB51 |  | FURNACE | SNYDER GENERAL | HD7638469138 | 1997-01-01 | 2011 | 1.3 | 1 | BOILER #18-SNYDER GENERAL #2 OIL FOB51 | NO.2 | 58 | Distillate Oil (No. 2) | 0.3 | 0 | 1.836 | E3GAL | 256.3056 | OK | N | 24 | 7 | 30 | 0 | 0 | 0
1192260 | PERKINS BROTHERS CORP |  | 92 EVANS DR |  | STOUGHTON | MA | 020720000 | 92 EVANS DRIVE |  | STOUGHTON | MA | 020720000 | N | PRIVATE | SM80-7 | PERKINS BROTHERS CORP | 7818583031 | johnesperkins@hotmail.com | JOHN | PERKINS | 7818583029 | johnesperkins@hotmail.com | WILLIAM | PERKINS | 7818583031 | johnesperkins@hotmail.com | 1 | FURNACE #1 0.5 MMBTU/HR #2 OIL-0.3S |  | FURNACE | UNKNOWN | 1 | 1993-01-01 | 2009 | 0.5 | 1 | #2 OIL-0.3S | NO.2 | 58 | Distillate Oil (No. 2) | 0.3 | 0 | 0.9246 | E3GAL | 129.0742 | OK | N | 8 | 5 | 36 | 7 | 5 | 20
1192260 | PERKINS BROTHERS CORP |  | 92 EVANS DR |  | STOUGHTON | MA | 020720000 | 92 EVANS DRIVE |  | STOUGHTON | MA | 020720000 | N | PRIVATE | SM80-7 | PERKINS BROTHERS CORP | 7818583031 | johnesperkins@hotmail.com | JOHN | PERKINS | 7818583029 | johnesperkins@hotmail.com | WILLIAM | PERKINS | 7818583031 | johnesperkins@hotmail.com | 2 | FURNACE #2-METROMATIC AFG 0.25 MMBTU/HR #2 OIL |  | FURNACE | METROMATIC | AFG | 1993-01-01 | 2009 | 0.25 | 1 | #2 OIL-0.3S | NO.2 | 58 | Distillate Oil (No. 2) | 0.3 | 0 | 0 | E3GAL | 0 | OK | N | 0 | 0 | 0 | 0 | 0 | 0
1192323 | SOUTHEASTERN REGIONAL VOC HIGH SCHOOL |  | 250 FOUNDRY ST |  | EASTON | MA | 023340000 | 250 FOUNDRY STREET |  | EASTON | MA | 023750000 | Y | LOCAL GOVERNMENT | SM25 | SOUTHEASTERN REGIONAL SCHOOL DISTRICT | 5082384371 | kiely@sersd.org | BRIAN | KIELY | 5082301266 | kiely@sersd.org | BRIAN | KIELY | 5082301266 | kiely@sersd.org | 5 | SPACE HEATER 1-METROMATIC 2 OIL-033S TECH BLDG |  | FURNACE | METROMATIC | UNKNOWN | 1987-12-01 | 2010 | 1 | 1 | SPACE HEATER CTB1- METROMATIC 275 2 OIL-033S | NO.2 | 58 | Distillate Oil (No. 2) | 0.33 | 0 | 0.005 | E3GAL | 0.698 | OK | N | 24 | 7 | 30 | 0 | 0 | 0
1192323 | SOUTHEASTERN REGIONAL VOC HIGH SCHOOL |  | 250 FOUNDRY ST |  | EASTON | MA | 023340000 | 250 FOUNDRY STREET |  | EASTON | MA | 023750000 | Y | LOCAL GOVERNMENT | SM25 | SOUTHEASTERN REGIONAL SCHOOL DISTRICT | 5082384371 | kiely@sersd.org | BRIAN | KIELY | 5082301266 | kiely@sersd.org | BRIAN | KIELY | 5082301266 | kiely@sersd.org | 6 | SPACE HEATER CTB2-FORD 84 2OIL-0.33S TECH BLDG |  | FURNACE | FORD | 84 | 1985-01-01 | 2010 | 1 | 1 | SPACE HEATER CTB2 FORD 84 2 OIL033S | NO.2 | 58 | Distillate Oil (No. 2) | 0.33 | 0 | 0.05 | E3GAL | 6.98 | OK | N | 24 | 7 | 32 | 0 | 0 | 0
1195717 | PURECOAT NORTH LLC |  | 39 HITTINGER ST |  | BELMONT | MA | 024780000 | 39 HITTINGER ST |  | BELMONT | MA | 024780000 | N | PRIVATE | SM80-7 | PURECOAT NORTH LLC | 6174892750 | tmahoney@purecoatnorth.com | THOMAS | MAHONEY | 6174892750 | tmahoney@purecoatnorth.com | JOHN | FARINO | 6174892750X243 | jfarino@purecoatnorth.com | 16 | SPACE HEATERS #1-VARIOUS MFGS 7.5 MMBTU/HR TOTAL |  | FURNACE | UNKNOWN | UNKNOWN | 1969-01-01 | 2011 | 8 | 1 | SPACE HEATERS #1-VARIOUS #2 OIL-0.3PERCENT S | NO.2 | 58 | Distillate Oil (No. 2) | 0.3 | 0 | 0 | E3GAL | 0 | OK | N | 0 | 0 | 0 | 24 | 7 | 22
1200174 | TAUNTON STATE HOSPITAL |  | 60 HODGES AVE |  | TAUNTON | MA | 027800997 | PO BOX 4007 |  | TAUNTON | MA | 027800997 | Y | STATE | NM99 | TAUNTON STATE HOSPITAL | 5089773240 | james.condon@dmh.state.ma.us | JAMES | CONDON | 5089773240 | james.condon@dmh.state.ma.us | JAMES | CONDON | 5089773240 | james.condon@dmh.state.ma.us | 5 | GREENHOUSE FURNACES 2 | 2 | FURNACE | BECKETT | SF53FZ | 2005-12-12 | 2010 | 0.227 | 1 | 10300503 | NO.2 | 58 | Distillate Oil (No. 2) | 0.0003 | 0 | 3.934 | E3GAL | 549.1864 | OK | N | 24 | 7 | 26 | 0 | 0 | 0
1200205 | VARNEY BROTHERS SAND & GRAVEL INC |  | 79 HARTFORD AVE |  | BELLINGHAM | MA | 020190000 | PO BOX 94 |  | BELLINGHAM | MA | 020190094 | N | PRIVATE | NM25 | VARNEY BROS SAND AND GRAVEL | 5089661313 | bjerrier@VarneyConcrete.com | LINDA | VARNEY | 5089661313 | bjerrier@VarneyConcrete.com | CHESTER | FRANCIS | 5089661313 | bjerrier@VarneyConcrete.com | 2 | BOILER 2-BURNHAM V14AT MAIN OFFICE 2 OIL .24 S |  | FURNACE | BURNHAM | V14AT | 1988-09-01 | 2006 | 1 | 1 | BOILER 2-BURNHAM V14AT MAIN OFFICE 2 OIL .24 S | NO.2 | 58 | Distillate Oil (No. 2) | 0.24 | 0 | 2 | E3GAL | 279.2 | OK | N | 1 | 7 | 30 | 8 | 5 | 20
1200211 | AGGREGATE INDUSTRIES |  | GREAT WESTERN RD |  | DENNIS | MA | 026380000 | 1715 BROADWAY |  | SAUGUS | MA | 019060000 | N | PRIVATE | NM50 | AGGREGATE INDUSTRIES NORTHEAST REGION | 7813074051 | Lisa.Young@aggregate-us.com | LISA | YOUNG | 7813074051 | Lisa.Young@aggregate-us.com | LISA | YOUNG | 7813074051 | Lisa.Young@aggregate-us.com | 6 | DEP#6 OFFICE FURNACE |  | FURNACE | UTICA | POBT3FHM | 1976-01-01 | 2011 | 0.1043 | 1 | #2 OIL | NO.2 | 58 | Distillate Oil (No. 2) | 0.015 |  | 0.5 | E3GAL | 69.8 | OK | N | 4 | 5 | 39 | 3 | 5 | 22
1200211 | AGGREGATE INDUSTRIES |  | GREAT WESTERN RD |  | DENNIS | MA | 026380000 | 1715 BROADWAY |  | SAUGUS | MA | 019060000 | N | PRIVATE | NM50 | AGGREGATE INDUSTRIES NORTHEAST REGION | 7813074051 | Lisa.Young@aggregate-us.com | LISA | YOUNG | 7813074051 | Lisa.Young@aggregate-us.com | LISA | YOUNG | 7813074051 | Lisa.Young@aggregate-us.com | 7 | DEP#7 GARAGE FURNACE |  | FURNACE | THERMO DRIVE | 7580 A | 2004-01-01 | 2011 | 0.1062 | 1 | NO. 2 OIL | NO.2 | 58 | Distillate Oil (No. 2) | 0.015 |  | 0.25 | E3GAL | 34.9 | OK | N | 4 | 5 | 39 | 3 | 5 | 22
1200335 | BORO SAND & STONE CORPORATION |  | 192 PLAIN ST |  | NORTH ATTLEBOROUGH | MA | 027600000 | 192 PLAIN ST |  | NORTH ATTLEBORO | MA | 027600000 | N | PRIVATE | NM25 | BORO SAND AND STONE CORP | 5086992911 | Dlowell@borocorp.com | THOMAS | WALSH | 5086992911 | Dlowell@borocorp.com | THOMAS | WALSH | 5086992911 | Dlowell@borocorp.com | 16 | VEHICLE STORAGE GARAGE - WARM AIR FURNACE | 2 | FURNACE | METRO MATIC | SU275 | 2005-12-20 | 2009 | 0.63 | 1 | #2 FUEL OIL | NO.2 | 58 | Distillate Oil (No. 2) | 0.279 |  | 2.1 | E3GAL | 293.16 | OK | N | 3 | 7 | 32 | 0 | 0 | 0
1200358 | INDEPENDENT CONCRETE PIPE |  | 3 MADISON ST |  | PLAINVILLE | MA | 027620000 | 3 BELCHER STREET |  | PLAINVILLE | MA | 027620000 | N | PRIVATE | NM25 | LORUSSO CORPORATION | 5086953252 | Randy.Stilwell@lorussocorp.com | RANDY | STILWELL | 5086953252 | Randy.Stilwell@lorussocorp.com | RANDY | STILWELL | 5086953252X272 | Randy.Stilwell@lorussocorp.com | 3 | SPACE HEATER #2 - REZNOR OUH185 #2 OIL |  | FURNACE | REZNOR | OUH 185 | 1988-01-01 | 2009 | 1 | 1 | SPACE HEATER #2 - RENZOR OUH - 185 #2 OIL | NO.2 | 58 | Distillate Oil (No. 2) | 0.3 | 0 | 3.62 | E3GAL | 505.352 | OK | N | 24 | 7 | 28 | 0 | 0 | 0
1200370 | TL EDWARDS INC |  | 226 NICKS ROCK RD |  | PLYMOUTH | MA | 023600000 | 100 WALES AVENUE REAR |  | AVON | MA | 023220000 | N | PRIVATE | NM25 | TL EDWARDS, INC. | 5085832029 | cfraser@tledwards.net | TERRY | EDWARDS | 5085832029 | cfraser@tledwards.net | CHRISTINE M | GIBBONS | 5084352600X2 | chris@etg-engineering.com | 2 | HOT OIL HEATER #1-GENCOR SF-210 DUAL FUEL |  | FURNACE | GENCOR | SF-210 | 1994-03-21 | 2011 | 2 | 1 | HOT OIL HEATER NO.1-GENCOR SF-210 NO.2 OIL-0.3P | NO.2 | 58 | Distillate Oil (No. 2) | 0.3 | 0.01 | 30.028 | E3GAL | 4191.9088 | OK | N | 10 | 6 | 40 | 10 | 6 | 22
1200379 | BAY STATE CRUCIBLE |  | 740 WEST WATER ST |  | TAUNTON | MA | 027800000 | PO BOX 326 |  | EAST TAUNTON | MA | 027180000 | N | PRIVATE | NM25 | BAY STATE CRUCIBLE CO | 5088222666 | bradfordtripp@comcast.net | BRADFORD | TRIPP | 5088245121 | bradfordtripp@comcast.net | BRADFORD | TRIPP | 5088245121 | bradfordtripp@comcast.net | 16 | COMFORT HEAT FURNACES - 6 | 6 | FURNACE | VARIOUS | VARIOUS | 1961-01-01 | 2010 | 1.0981 | 1 | #2 OIL | NO.2 | 58 | Distillate Oil (No. 2) | 0.3 |  | 14.7908 | E3GAL | 2064.7957 | OK | N | 8 | 5 | 51 | 8 | 5 | 21
1200386 | AGGREGATE INDUSTRIES |  | 203 FREMONT ST |  | TAUNTON | MA | 027800000 | 1715 BROADWAY |  | SAUGUS | MA | 019060000 | N | PRIVATE | SM25 | AGGREGATE INDUSTRIES NORTHEAST REGION | 7813074051 | Lisa.Young@AGGREGATE-US.COM | LISA | YOUNG | 7813074051 | Lisa.Young@AGGREGATE-US.COM | LISA | YOUNG | 7813074051 | Lisa.Young@AGGREGATE-US.COM | 4 | GARAGE HEATER - NO. 2 OIL |  | FURNACE | MODINE | POR145B0101 | 2005-01-01 | 2011 | 0.145 | 1 | NO. 2 OIL | NO.2 | 58 | Distillate Oil (No. 2) | 0.03 |  | 1.432 | E3GAL | 199.9072 | OK | N | 10 | 5 | 20 | 0 | 0 | 0
1200404 | AGGREGATE INDUSTRIES |  | 400 GREEN ST |  | WRENTHAM | MA | 020930000 | 1715 BROADWAY |  | SAUGUS | MA | 019060000 | N | PRIVATE | SM80-7 | AGGREGATE INDUSTRIES NORTHEAST REGION | 7813074051 | Lisa.Young@aggregate-us.com | LISA | YOUNG | 7813074051 | Lisa.Young@aggregate-us.com | LISA | YOUNG | 7813074051 | Lisa.Young@aggregate-us.com | 20 | VARIOUS SPACE HEATERS | 5 | FURNACE | VARIES | VARIES | 1901-01-01 | 2011 | 2.016 | 1 | #2 OIL | NO.2 | 58 | Distillate Oil (No. 2) | 0.3 |  | 2.946 | E3GAL | 411.2616 | OK | N | 24 | 7 | 26 | 0 | 0 | 0
1200517 | ROTONDO PRECAST INCORPORTED |  | 41 ALMEIDA RD |  | REHOBOTH | MA | 027690000 | 41 ALMEDIA ROAD |  | ROHOBOTH | MA | 027690000 | N | PRIVATE | NM25 | ROTONDO PRECAST (OLDCASTLE PRECAST) | 5083367600 | chris.fowler@oldcastleprecast.com | CHRISTOPHER | FOWLER | 5083367600 | chris.fowler@oldcastleprecast.com | CHRISTOPHER | FOWLER | 5083367600 | chris.fowler@oldcastleprecast.com | 1 | OFFICE HEAT 1, 2- CENT ENV SVRCS NO. 2 OIL |  | FURNACE | CENTRAL ENVIRONMENTAL SERVICES | TA 7393499809 | 1999-01-01 | 2008 | 0.007 | 1 | OFFICE HEAT 1,2- CEN ENV SYS NO. 2 OIL | NO.2 | 58 | Distillate Oil (No. 2) | 0.3 | 0 | 0.345 | E3GAL | 48.162 | OK | N | 24 | 7 | 26 | 0 | 0 | 0
1200555 | WOODS HOLE OCEAN INSTITUTE |  | 360 WOODS HOLE RD |  | FALMOUTH | MA | 025400000 | 86 WATER STREET |  | WOODS HOLE | MA | 025431047 | N | PRIVATE | NM25 | WOODS HOLE OCEAN INSTITUTION | 5082892702 | dderosier@whoi.edu | EMILY | SCHORER | 5082893562 | eschorer@whoi.edu | DAVID | DEROSIER | 5082892289 | dderosier@whoi.edu | 5 | DIST OIL FIRED COM/INST COMB-GEOSECS WAREHOUSE |  | FURNACE | UNKNOWN | UNKNOWN | 1990-01-01 | 2011 | 0.315 | 1 | DISTILLATE OIL | NO.2 | 58 | Distillate Oil (No. 2) | 0.0015 | 0.2 | 0.947 | E3GAL | 132.2012 | OK | Y | 24 | 7 | 9 | 0 | 0 | 0
1200602 | PINE GROVE PLASTICS |  | 265 BULLOCK RD |  | FREETOWN | MA | 027170000 | 265 BULLOCK RD | P.O. BOX 6 | FREETOWN | MA | 027170000 | N | PRIVATE | SM80-7 | PINE GROVE PLASTICS INC | 5087638621 | GLASSSHOP265@LIVE.COM | ROGER | LAFOUNTAIN | 5087638621 | GLASSSHOP265@LIVE.COM | ROGER | LAFOUNTAIN | 5087638621 | GLASSSHOP265@LIVE.COM | 1 | FACILITY FURNACES | 4 | FURNACE | METROMATIC | HB/SU-275 | 2004-10-27 | 2009 | 1.137 | 1 | NO. 2 FUEL OIL | NO.2 | 58 | Distillate Oil (No. 2) | 0.3 | 0 | 4.826 | E3GAL | 673.7096 | OK | N | 12 | 5 | 25 | 8 | 2 | 3
1200610 | CARVER MARION WAREHAM REGIONAL REFUSE |  | 118 FEDERAL RD |  | CARVER | MA | 023300000 | COVANTA SEMASS LP | 141 CRANBERRY HWY | WEST WAREHAM | MA | 025760000 | Y | LOCAL GOVERNMENT | SM50 | COVANTA ENERGY | 5082914435 | wcampbell@covantaenergy.com | MARK | DAVIS | 5082914464 | mdavis@covantaenergy.com | WILLIAM | CAMPBELL | 5082914435 | wcampbell@covantaenergy.com | 2 | GARAGE OIL FURNACE |  | FURNACE | MODINE | POR 185B0101 | 2007-11-01 | 2011 | 0.3 | 1 | DISTILLATE FUEL OIL | NO.2 | 58 | Distillate Oil (No. 2) | 0.05 |  | 1.0882 | E3GAL | 151.9127 | OK | N | 12 | 7 | 32 | 6 | 7 | 6
1201055 | SILVER LAKE REGIONAL SCHOOL DISTRICT |  | 250-260 PEMBROKE ST |  | KINGSTON | MA | 023640000 | 250-260 PEMBROKE ST |  | KINGSTON | MA | 023640000 | Y | LOCAL GOVERNMENT | NM50 | SILVER LAKE REGIONAL SCHOOL DISTRICT | 7815854313 | bnogueira@slrsd.org | BRIAN | NOGUEIRA | 7815854313 | bnogueira@slrsd.org | BRIAN | NOGUEIRA | 7815854313 | bnogueira@slrsd.org | 4 | SILVER LAKE REGIONAL ADMINISTRATION BUILDING | 2 | FURNACE | CONCORD | RLBR80B140 | 2002-08-01 | 2009 | 0.284 | 1 | NO. 2 | NO.2 | 58 | Distillate Oil (No. 2) | 0.18 |  | 0.736 | E3GAL | 102.7456 | OK | N | 8 | 5 | 34 | 8 | 5 | 6
1210007 | COVANTA HAVERHILL INCORPORATED |  | 100 RECOVERY WAY |  | HAVERHILL | MA | 018350000 | 100 RECOVERY WAY |  | HAVERHILL | MA | 018350000 | N | PRIVATE | OP24 | COVANTA HAVERHILL INC | 9783726288 | gdrew@covantaenergy.com | JOSEPH | BECKER | 9783726288 | jbecker@covantaenergy.com | GEORGE | DREW | 9783726288X3025 | gdrew@covantaenergy.com | 15 | FMG BLDG FURNACE |  | FURNACE | METROMATIC | HB/SO 275 | 1987-01-01 | 2011 | 0.3 | 1 | #2 HEATING OIL | NO.2 | 58 | Distillate Oil (No. 2) | 0.22 | 0 | 1.018 | E3GAL | 142.1128 | OK | N | 6 | 7 | 18 | 0 | 0 | 0
1210007 | COVANTA HAVERHILL INCORPORATED |  | 100 RECOVERY WAY |  | HAVERHILL | MA | 018350000 | 100 RECOVERY WAY |  | HAVERHILL | MA | 018350000 | N | PRIVATE | OP24 | COVANTA HAVERHILL INC | 9783726288 | gdrew@covantaenergy.com | JOSEPH | BECKER | 9783726288 | jbecker@covantaenergy.com | GEORGE | DREW | 9783726288X3025 | gdrew@covantaenergy.com | 36 | WAREHOUSE FURNACE 07 |  | FURNACE | COX | HO400 | 2007-01-01 | 2011 | 0.5 | 1 | #2 HOME HEATING OIL | NO.2 | 58 | Distillate Oil (No. 2) | 0.22 | 0 | 1.584 | E3GAL | 221.1264 | OK | N | 6 | 7 | 18 | 0 | 0 | 0
1210259 | BROX INDUSTRIES INC |  | 1471 METHUEN ST |  | DRACUT | MA | 018260000 | 1471 METHUEN ST |  | DRACUT | MA | 018260000 | N | PRIVATE | SM79-7 | BROX INDUSTRIES INC | 9784549105 | ghall@broxindustries.com | GEORGE | HALL | 9788059743 | ghall@broxindustries.com | GEORGE | HALL | 9784549105 | ghall@broxindustries.com | 1 | BARBER GREENE BE-120 ASPHALT PLANT #1 |  | FURNACE | BARBER GREENE | BE-120 | 1971-01-01 | 2010 | 105.7 | 2 | #2 FUEL OIL | NO.2 | 58 | Distillate Oil (No. 2) | 0.3 | 0 | 0 | E3GAL | 0 | OK | N | 8 | 5 | 41 | 8 | 5 | 22
1210259 | BROX INDUSTRIES INC |  | 1471 METHUEN ST |  | DRACUT | MA | 018260000 | 1471 METHUEN ST |  | DRACUT | MA | 018260000 | N | PRIVATE | SM79-7 | BROX INDUSTRIES INC | 9784549105 | ghall@broxindustries.com | GEORGE | HALL | 9788059743 | ghall@broxindustries.com | GEORGE | HALL | 9784549105 | ghall@broxindustries.com | 2 | STANDARD HAVENS E500 ASPHALT PLANT #2 |  | FURNACE | STANDARD HAVENS | E500 | 1996-03-01 | 2010 | 160 | 2 | #2 FUEL OIL | NO.2 | 58 | Distillate Oil (No. 2) | 0.3 | 0 | 0 | E3GAL | 0 | OK | N | 0 | 0 | 0 | 0 | 0 | 0
1210259 | BROX INDUSTRIES INC |  | 1471 METHUEN ST |  | DRACUT | MA | 018260000 | 1471 METHUEN ST |  | DRACUT | MA | 018260000 | N | PRIVATE | SM79-7 | BROX INDUSTRIES INC | 9784549105 | ghall@broxindustries.com | GEORGE | HALL | 9788059743 | ghall@broxindustries.com | GEORGE | HALL | 9784549105 | ghall@broxindustries.com | 5 | ASPHALT HEATER #1-INFERNOTHERM CKA-200-A+1 0.84MM |  | FURNACE | INFERN-O-THERM CORP | CKA 200-1+1 | 1995-05-01 | 2010 | 0.84 | 1 | #2 FUEL OIL | NO.2 | 58 | Distillate Oil (No. 2) | 0.3 | 0 | 0 | E3GAL | 0 | OK | N | 8 | 5 | 41 | 8 | 5 | 22
1210259 | BROX INDUSTRIES INC |  | 1471 METHUEN ST |  | DRACUT | MA | 018260000 | 1471 METHUEN ST |  | DRACUT | MA | 018260000 | N | PRIVATE | SM79-7 | BROX INDUSTRIES INC | 9784549105 | ghall@broxindustries.com | GEORGE | HALL | 9788059743 | ghall@broxindustries.com | GEORGE | HALL | 9784549105 | ghall@broxindustries.com | 13 | EU2 GENCOR MODEL 400 TPH STATIONARY ULTRAPLANT |  | FURNACE | GENCOR | ULTRA II-135 | 2009-05-01 | 2010 | 135 | 3 | ULSD | NO.2 | 58 | Distillate Oil (No. 2) | 0.0015 | 0 | 0 | E3GAL | 0 | OK | N | 16 | 7 | 40 | 16 | 7 | 22
1210282 | BROX INDUSTRIES INC |  | 10 NORTH ST |  | MERRIMAC | MA | 019500000 | 1471 METHUEN STREET |  | DRACUT | MA | 018260000 | N | PRIVATE | SM80-R | BROX INDUSTRIES INC | 9783468984 | ghall@broxindustries.com | GEORGE | HALL | 9788059743 | ghall@broxindustries.com | GEORGE | HALL | 9788059743 | ghall@broxindustries.com | 5 | HEATER-INFERN #48/200 DUAL FUEL |  | FURNACE | INFERN-O-THERM CORP | 42/200 | 2004-03-01 | 2011 | 0.828 | 1 | #2 FUEL OIL | NO.2 | 58 | Distillate Oil (No. 2) | 0.3 | 0 | 0 | E3GAL | 0 | OK | N | 24 | 7 | 37 | 24 | 7 | 22
1210620 | TORROMEO INDUSTRIES INC | FKA TORROMEO TRUCKING INC | 33 OLD FERRY RD |  | METHUEN | MA | 018440000 | PO BOX 2308 |  | METHUEN | MA | 018440000 | N | PRIVATE | SM25 | TORROMEO INDUSTRIES INC | 9786865634 | rtorromeo@torromeo.com | BRENDA | TORROMEO | 9786865634 | btorromeo@torromeo.com | BRENDA | TORROMEO | 9786835800 | btorromeo@torromeo.com | 2 | SPACE HEATER #1 FOR MAINTENANCE AREA |  | FURNACE | MODINE | UNKNOWN | 1963-12-31 | 2011 | 0.145 | 1 | #2 FUEL OIL | NO.2 | 58 | Distillate Oil (No. 2) | 0.0015 | 0 | 0.327 | E3GAL | 45.6492 | OK | N | 10 | 5 | 24 | 0 | 0 | 0
1210620 | TORROMEO INDUSTRIES INC | FKA TORROMEO TRUCKING INC | 33 OLD FERRY RD |  | METHUEN | MA | 018440000 | PO BOX 2308 |  | METHUEN | MA | 018440000 | N | PRIVATE | SM25 | TORROMEO INDUSTRIES INC | 9786865634 | rtorromeo@torromeo.com | BRENDA | TORROMEO | 9786865634 | btorromeo@torromeo.com | BRENDA | TORROMEO | 9786835800 | btorromeo@torromeo.com | 3 | SPACE HEATER #2 FOR MAINTENANCE AREA |  | FURNACE | MODINE | UNKNOWN | 1963-12-31 | 2011 | 0.145 | 1 | #2 FUEL OIL | NO.2 | 58 | Distillate Oil (No. 2) | 0.0015 | 0 | 0.327 | E3GAL | 45.6492 | OK | N | 10 | 5 | 24 | 0 | 0 | 0
1210620 | TORROMEO INDUSTRIES INC | FKA TORROMEO TRUCKING INC | 33 OLD FERRY RD |  | METHUEN | MA | 018440000 | PO BOX 2308 |  | METHUEN | MA | 018440000 | N | PRIVATE | SM25 | TORROMEO INDUSTRIES INC | 9786865634 | rtorromeo@torromeo.com | BRENDA | TORROMEO | 9786865634 | btorromeo@torromeo.com | BRENDA | TORROMEO | 9786835800 | btorromeo@torromeo.com | 4 | SPACE HEATER FOR CONCRETE PLANT |  | FURNACE | HEAT CONTROLER INC. | LG14-350 | 2001-12-31 | 2011 | 0.34 | 1 | #2 FUEL OIL | NO.2 | 58 | Distillate Oil (No. 2) | 0.0015 | 0 | 0.55 | E3GAL | 76.78 | OK | N | 10 | 5 | 24 | 0 | 0 | 0
1210620 | TORROMEO INDUSTRIES INC | FKA TORROMEO TRUCKING INC | 33 OLD FERRY RD |  | METHUEN | MA | 018440000 | PO BOX 2308 |  | METHUEN | MA | 018440000 | N | PRIVATE | SM25 | TORROMEO INDUSTRIES INC | 9786865634 | rtorromeo@torromeo.com | BRENDA | TORROMEO | 9786865634 | btorromeo@torromeo.com | BRENDA | TORROMEO | 9786835800 | btorromeo@torromeo.com | 6 | NEW FURNACE IN NEW MAINTENANCE AREA |  | FURNACE | ARMSTRONG | UNK | 2007-12-31 | 2011 | 0.085 | 1 | # 2 FUEL OIL | NO.2 | 58 | Distillate Oil (No. 2) | 0.0015 | 0 | 0.27 | E3GAL | 37.692 | OK | N | 10 | 5 | 24 | 0 | 0 | 0
1210908 | AGGREGATE INDUSTRIES |  | 149 AYER RD |  | LITTLETON | MA | 014600000 | 1715 BROADWAY |  | SAUGUS | MA | 019060000 | N | PRIVATE | SM25 | AGGREGATE INDUSTRIES NORTHEAST REGION, INC. | 7813074051 | Lisa.Young@aggregate-us.com | LISA | YOUNG | 7813074051 | Lisa.Young@aggregate-us.com | LISA | YOUNG | 7813074051 | Lisa.Young@aggregate-us.com | 6 | EU #6 - GARAGE HEATER |  | FURNACE | CLEAN BURN | CB1400 | 1999-01-01 | 2011 | 0.14 | 1 | DIESEL | NO.2 | 58 | Distillate Oil (No. 2) | 0.015 |  | 0.4 | E3GAL | 55.84 | OK | N | 14 | 5 | 12 | 0 | 0 | 0
1180213 | HOLDEN TRAP ROCK CO |  | 2077 MAIN ST |  | HOLDEN | MA | 015200000 | PO BOX 276 |  | BERLIN | MA | 015030000 | N | PRIVATE | NM25 | HOLDEN TRAP ROCK CO | 9788389999 | andy@massbroken.com | ANDREW | FORREST | 9788389999 | andy@massbroken.com | ANDREW | FORREST | 9788389999 | andy@massbroken.com | 3 | ASPHALT ROTARY DRYER/DRUM MIXER |  | GENCOR - BURNER | GENCOR | GENCOR 400 | 2001-01-04 | 2011 | 70 | 1 | ASPHALT ROTARY DRYER/DRUM MIXER | NO.2 | 58 | Distillate Oil (No. 2) | 0.05 | 0 | 91.7175 | TON | n.a. | n.a. | N | 10 | 6 | 40 | 10 | 6 | 20
1200074 | LEACHGARNER |  | 200 EAST ST |  | ATTLEBORO | MA | 027030000 | PO BOX 2018 |  | ATTLEBORO | MA | 027030000 | N | PRIVATE | NM25 | STERN LEACH COMPANY | 5082227400 | ron.dubuc@sternmark.com | JAMES | CARR | 5082227400 | AUSTIN.CARR@STERNLEACH.COM | RON | DUBUC | 5082227400X1205 | ron.dubuc@sternmark.com | 8 | HAND WIPE ISOPROPYL ALCOHOL/ACETONE (50/50 MIX) |  | HAND WIPING | NA | NA | 1997-10-02 | 2010 | 1 | 1 | 4 4.9 ACETONE VAPOR ISOPROPANOL/ACETONE | NO.2 | 58 | Distillate Oil (No. 2) | 0.05 | 0 | 0 | E3GAL | 0 | OK | N | 13 | 5 | 50 | 16 | 6 | 22
1190316 | M SUSI HMA LLC | FKA AGGREGATE INDUSTRIES NORTHEAST | 1586 HYDE PARK AVE |  | HYDE PARK | MA | 021360000 | 36 WESTWOOD ST |  | DORCHESTER | MA | 021210000 | N | PRIVATE | SM80-R | M SUSI HMA LLC | 6172654525 | jsusi@msusi.com | JOSEPH | SUSI | 6172654525 | jsusi@msusi.com | JOSEPH | SUSI | 6172654525 | jsusi@msusi.com | 11 | ASPHALT HEATER 2 |  | HEATER | POWERFLAME | C2-GO-15 | 2011-07-31 | 2011 | 2.2 | 2 | FUEL OIL #2 | NO.2 | 58 | Distillate Oil (No. 2) | 0.3 | 0.1 | 0 | E3GAL | 0 | OK | Y | 24 | 7 | 52 | 24 | 7 | 22
1190344 | AGGREGATE INDUSTRIES |  | 1831 BROADWAY |  | SAUGUS | MA | 019060000 | 1715 BROADWAY |  | SAUGUS | MA | 019060000 | N | PRIVATE | SM79-7 | AGGREGATE INDUSTRIES NORTHEAST REGION | 7813074051 | Lisa.Young@aggregate-us.com | LISA | YOUNG | 7813074051 | Lisa.Young@aggregate-us.com | LISA | YOUNG | 7813074051 | Lisa.Young@aggregate-us.com | 12 | ASPHALT BATCH PLANT- HEATER (UNIT #3) |  | HEATER | GENCO HYWAY | HYF-100 | 1996-01-01 | 2011 | 1.2 | 2 | FUEL OIL NO.2 | NO.2 | 58 | Distillate Oil (No. 2) | 0.05 |  | 0 | E3GAL | 0 | OK | N | 24 | 7 | 39 | 24 | 7 | 22
1190727 | AGGREGATE INDUSTRIES NORTHEAST REGION |  | 71 SPRING ST |  | ASHLAND | MA | 017210000 | 1715 BROADWAY |  | SAUGUS | MA | 019060000 | N | PRIVATE | SM79-R | AGGREGATE INDUSTRIES NORTHEAST REGION | 7819417200X1117 | Lisa.Young@aggregate-us.com | LISA | YOUNG | 7819417200 | Lisa.Young@aggregate-us.com | LISA | YOUNG | 7819417200X1117 | Lisa.Young@aggregate-us.com | 11 | ASPHALT HEATER |  | HEATER | BECKET | #200 | 1995-03-23 | 2011 | 0.2 | 1 | FUEL OIL # 2 | NO.2 | 58 | Distillate Oil (No. 2) | 0.3 | 0.1 | 3.416 | E3GAL | 476.8736 | OK | N | 24 | 5 | 44 | 24 | 5 | 22
1190972 | BROX INDUSTRIES INC |  | 181 MILL ST |  | MARLBOROUGH | MA | 017520000 | 1471 METHUEN STREET |  | DRACUT | MA | 018260000 | N | PRIVATE | SM80-R | BROX INDUSTRIES INC | 9784549105 | ghall@broxindustries.com | GEORGE | HALL | 9788059743 | ghall@broxindustries.com | GEORGE | HALL | 9788059743 | ghall@broxindustries.com | 2 | HOT OIL BURNER |  | HEATER | INFERN-O-THERM | 48/200 | 2004-03-01 | 2011 | 0.828 | 2 | NO. 2 FUEL OIL | NO.2 | 58 | Distillate Oil (No. 2) | 0.3 | 0.01 | 0 | E3GAL | 0 | OK | N | 8 | 5 | 37 | 8 | 5 | 22
1191704 | AGGREGATE INDUSTRIES NORTHEAST |  | 48 COOLIDGE AVE |  | WATERTOWN | MA | 024720000 | 1715 BROADWAY |  | SAUGUS | MA | 019060000 | N | PRIVATE | SM50 | AGGREGATE INDUSTRIES NORTHEAST | 7813074051 | Lisa.Young@aggregate-us.com | LISA | YOUNG | 7813074051 | Lisa.Young@aggregate-us.com | LISA | YOUNG | 7819417200 | Lisa.Young@aggregate-us.com | 7 | LIQUID ASPHALT HEATER-AMERICAN #AHE-131 |  | HEATER | AMERICAN | AHE-131 | 1999-08-01 | 2009 | 1.3 | 2 | OIL HEATER-AMERICAN #AHE-131 #2 OIL | NO.2 | 58 | Distillate Oil (No. 2) | 0.3 | 0 | 0 | E3GAL | 0 | OK | N | 9 | 6 | 52 | 9 | 6 | 22
1191704 | AGGREGATE INDUSTRIES NORTHEAST |  | 48 COOLIDGE AVE |  | WATERTOWN | MA | 024720000 | 1715 BROADWAY |  | SAUGUS | MA | 019060000 | N | PRIVATE | SM50 | AGGREGATE INDUSTRIES NORTHEAST | 7813074051 | Lisa.Young@aggregate-us.com | LISA | YOUNG | 7813074051 | Lisa.Young@aggregate-us.com | LISA | YOUNG | 7819417200 | Lisa.Young@aggregate-us.com | 10 | SPACE HEATER #2 (GARAGE) |  | HEATER | MODINE | POR1853 0101 | 2000-01-01 | 2009 | 0.15 | 1 | INDUSTRIAL SPACE HEATER - DISTILLATE OIL | NO.2 | 58 | Distillate Oil (No. 2) | 0.3 | 0 | 0.818 | E3GAL | 114.1928 | OK | N | 9 | 6 | 16 | 0 | 0 | 0
1191851 | AGGREGATE INDUSTRIES NORTHEAST |  | 611 PLEASANT ST |  | WEYMOUTH | MA | 021900000 | 1715 BROADWAY |  | SAUGUS | MA | 019060000 | N | PRIVATE | SM80-7 | AGGREGATE INDUSTRIES NORTHEAST REGION, INC. | 7813074051 | Lisa.Young@aggregate-us.com | LISA | YOUNG | 7813074051 | Lisa.Young@aggregate-us.com | LISA | YOUNG | 7813074051 | Lisa.Young@aggregate-us.com | 7 | SILO HEATER |  | HEATER | HEATEC | HCB 5OG | 1992-03-01 | 2011 | 0.84 | 1 | FUEL OIL # 2 | NO.2 | 58 | Distillate Oil (No. 2) | 0.3 | 0.1 | 0.25 | E3GAL | 34.9 | OK | N | 2 | 5 | 8 | 2 | 5 | 8
1200201 | AGGREGATE INDUSTRIES |  | OFF PHINNEYS LN |  | HYANNIS | MA | 026010000 | 1715 BROADWAY | ATTN: LISA YOUNG | SAUGUS | MA | 019060000 | N | PRIVATE | SM25 | AGGREGATE INDUSTRIES NORTHEAST REGION | 7819417200X2303 | lisa.young@aggregate-us.com | LISA | YOUNG | 7819417200 | lisa.young@aggregate-us.com | LISA | YOUNG | 7819417200X2303 | lisa.young@aggregate-us.com | 3 | ASPHALT HEATER (UNIT #2) |  | HEATER | HEATEC | HCS 100 | 1998-06-29 | 2010 | 1.3 | 2 | NO. 2 FUEL OIL | NO.2 | 58 | Distillate Oil (No. 2) | 0.05 |  | 0 | E3GAL | 0 | OK | N | 8 | 6 | 40 | 8 | 6 | 22
1200968 | WL BYRNE INC |  | 210 WOOD ST |  | MIDDLEBOROUGH | MA | 023460000 | 210 WOOD ST |  | MIDDLEBOROUGH | MA | 023460000 | N | PRIVATE | NM25 | BYRNE SAND AND GRAVEL CO INC | 5089470724 | bsandg@verizon.net | DONALD J. | GALLANT, SR. | 5089470724 | bsandg@verizon.net | DONALD | GALLANT, SR. | 5089470724 | bsandg@verizon.net | 23 | CONCRETE PLANT HEATER |  | HEATER | POWERMATIC | CA50 | 1974-01-01 | 2010 | 0.625 | 1 | #2 FUEL OIL | NO.2 | 58 | Distillate Oil (No. 2) | 0.3 | 0 | 1.75 | E3GAL | 244.3 | OK | N | 10 | 5 | 20 | 0 | 0 | 0
0420078 | PALMER PAVING CORP |  | 1000 PAGE BLVD |  | SPRINGFIELD | MA | 011040000 | 25 BLANCHARD STREET | P.O. BOX 47 | PALMER | MA | 010690000 | N | PRIVATE | SM80-7 | PALMER PAVING CORP | 4132838354 | jec@palmerpaving.com | JON | CALLAHAN | 4132838354 | jec@palmerpaving.com | JON | CALLAHAN | 4132838354 | jec@palmerpaving.com | 4 | HOT OIL HEATER #3 - GENCOR NO 2 OIL |  | HOT OIL HEATER | GENCOR | HYFGO-100 | 2006-03-31 | 2009 | 1 | 1 | HOT OIL HEATER 3 - NO. 2 OIL | NO.2 | 58 | Distillate Oil (No. 2) | 0.05 | 0.1 | 62.544 | E3GAL | 8731.1424 | OK | N | 10 | 6 | 35 | 10 | 6 | 22
0420477 | LANE CONSTRUCTION CORP |  | 17 NEW LUDLOW RD |  | GRANBY | MA | 010330000 | PO BOX 491 |  | WESTFIELD | MA | 010860491 | N | PRIVATE | SM25 | THE LANE CONSTRUCTION CORPORATION | 2032353351 | JSCRUICKSHANK@LANECONSTRUCT.COM | DONALD | MASON JR. | 4133415551 | DSMASON@LANECONSTRUCT.COM | MEAGAN | SYLVIA | 4133415551 | MRSYLVIA@LANECONSTRUCT.COM | 3 | HOT OIL HEATER - GENCOR |  | HOT OIL HEATER | GENCOR | 200 | 1998-02-02 | 2011 | 2 | 1 | HOT OIL HEATER-GENCOR | NO.2 | 58 | Distillate Oil (No. 2) | 0.3 | 0 | 11.422 | E3GAL | 1594.5112 | OK | N | 12 | 7 | 35 | 12 | 7 | 22
0420478 | LANE CONSTRUCTION CO |  | 311 EAST MOUNTAIN RD |  | WESTFIELD | MA | 010850000 | P.O. BOX 491 |  | WESTFIELD | MA | 010860491 | N | PRIVATE | SM50 | THE LANE CONSTRUCTION CORPORATION | 2032353351 | JSCRUICKSHANK@LANECONSTRUCT.COM | DONALD | MASON JR. | 4133415551 | DSMASON@LANECONSTRUCT.COM | MEAGAN | SYLVIA | 4133415551 | MRSYLVIA@LANECONSTRUCT.COM | 3 | HEATEC 250 HOT OIL HEATER |  | HOT OIL HEATER | HEATEC | 250 | 2002-01-01 | 2010 | 3 | 1 | NO 2 FUEL | NO.2 | 58 | Distillate Oil (No. 2) | 0.3 | 0 | 32.65 | E3GAL | 4557.94 | OK | N | 12 | 7 | 35 | 12 | 7 | 21
1170090 | LANE CONSTRUCTION CO |  | WILLOW HILL RD |  | LEE | MA | 012380000 | PO BOX 280 |  | LENOXDALE | MA | 012420000 | N | PRIVATE | SM50 | LANE CONSTRUCTION CORPORATION | 2032353351 | JAYSCRUICKSHANK@LANECONSTRUCT.COM | DONALD | MASON, JR. | 4133415551 | DSMASON@LANECONSTRUCT.COM | MEAGAN | SYLVIA | 4133415551 | MRSYLVIA@LANECONSTRUCT.COM | 5 | HOT OIL HEATER |  | HOT OIL HEATER | HEATEC | HCS-175 | 2002-04-01 | 2011 | 2.3 | 1 | #2 FUEL | NO.2 | 58 | Distillate Oil (No. 2) | 0.05 | 0.1 | 21.134 | E3GAL | 2950.3064 | OK | N | 12 | 7 | 35 | 12 | 7 | 22
1170091 | LANE CONSTRUCTION CO |  | 1867 EAST ST |  | PITTSFIELD | MA | 012010000 | PO BOX 1385 |  | PITTSFIELD | MA | 012021385 | N | PRIVATE | SM50 | THE LANE CONSTRUCTION CORPORATION | 2032353351 | JSCRUICKSHANK@LANECONSTRUCT.COM | DONALD | MASON, JR. | 4133415551 | DSMASON@LANECONSTRUCT.COM | MEAGAN | SYLVIA | 4133415551 | MRSYLVIA@LANECONSTRUCT.COM | 4 | HEATEC HC-120 HOT OIL HEATER |  | HOT OIL HEATER | HEATEC | HC-120 | 2009-05-13 | 2010 | 1.5 | 1 | #2 FUEL | NO.2 | 58 | Distillate Oil (No. 2) | 0.05 |  | 23.169 | E3GAL | 3234.3924 | OK | N | 12 | 7 | 35 | 12 | 7 | 22
1180067 | PALMER PAVING CORPORATION |  | 43 OLD COLDBROOK RD |  | BARRE | MA | 010050000 | 25 BLANCHARD ST | PO BOX 47 | PALMER | MA | 010690000 | N | PRIVATE | SM50 | PALMER PAVING CORPORATION | 4132838256 | jec@palmerpaving.com | FRED | HUGLI | 4132838256 | fhugli@palmerpaving.com | FRED | HUGLI | 4132838354 | fhugli@palmerpaving.com | 8 | EU 2 - ASPHALT HOT OIL HEATER |  | HOT OIL HEATER | AMERICAN HEATER | C1-0 | 1992-03-01 | 2010 | 1 | 1 | FUEL OIL #2 | NO.2 | 58 | Distillate Oil (No. 2) | 0.0015 |  | 6.57 | E3GAL | 917.172 | OK | N | 8 | 5 | 40 | 8 | 5 | 6
1180213 | HOLDEN TRAP ROCK CO |  | 2077 MAIN ST |  | HOLDEN | MA | 015200000 | PO BOX 276 |  | BERLIN | MA | 015030000 | N | PRIVATE | NM25 | HOLDEN TRAP ROCK CO | 9788389999 | andy@massbroken.com | ANDREW | FORREST | 9788389999 | andy@massbroken.com | ANDREW | FORREST | 9788389999 | andy@massbroken.com | 4 | HOT OIL HEATER |  | HOT OIL HEATER | GENCOR MFG | TURBOCOIL 200 | 2001-01-01 | 2011 | 2 | 1 | HOT OIL HEATER 0.05 S | NO.2 | 58 | Distillate Oil (No. 2) | 0.05 | 0 | 8.13 | E3GAL | 1134.948 | OK | N | 24 | 7 | 40 | 24 | 7 | 22
1180354 | MASSACHUSETTS BROKEN STONE COMPANY |  | 332 SAWYER HILL RD |  | BERLIN | MA | 015030000 | PO BOX 276L ROAD |  | BERLIN | MA | 015030000 | N | PRIVATE | SM25 | BERLIN STONE CO | 7818930489 | andy@massbroken.com | ANDREW | FORREST | 9788389999 | andy@massbroken.com | ANDREW | FORREST | 9788389990 | andy@massbroken.com | 1 | ASPHALT HEATER-HETHERINGTON #1100 #2 OIL@.05 |  | HOT OIL HEATER | GENCOR | TURBOCOIL 200 | 2003-07-01 | 2011 | 2 | 1 | HOT OIL HEATER 0.05S | NO.2 | 58 | Distillate Oil (No. 2) | 0.05 | 0 | 15.992 | E3GAL | 2232.4832 | OK | N | 9 | 5 | 40 | 9 | 5 | 20
1200182 | PJ KEATING CO |  | 72 SOUTH MAIN ST |  | ACUSHNET | MA | 027430000 | PO BOX 367 |  | FITCHBURG | MA | 014200000 | N | PRIVATE | SM79-7 | PJ KEATING COMPANY | 9785825268 | DBrodeur@oldcastleenergy.com | FRANK | LANE | 2034841418 | FLane@tilcon-inc.com | FRANK | LANE | 2034841418 | FLane@tilcon-inc.com | 20 | EU 3 - HOT OIL ASPHALT TANK HEATER |  | HOT OIL HEATER | HEATEC | HC-200 | 2006-03-08 | 2010 | 2.5 | 1 | HOT OIL HEATER - NO. 2 OIL | NO.2 | 58 | Distillate Oil (No. 2) | 0.05 | 0 | 0 | E3GAL | 0 | OK | N | 24 | 7 | 40 | 24 | 7 | 22
1200367 | AGGREGATE INDUSTRIES |  | KING PHILLIP ST |  | RAYNHAM | MA | 027670000 | 1715 BROADWAY |  | SAUGUS | MA | 019060000 | N | PRIVATE | SM79-7 | AGGREGATE INDUSTRIES NORTHEAST REGION | 7813074051 | Lisa.Young@aggregate-us.com | LISA | YOUNG | 7813074051 | Lisa.Young@aggregate-us.com | LISA | YOUNG | 7813074051 | Lisa.Young@aggregate-us.com | 2 | HOT OIL HEATER - UNIT #2 - CARLIN |  | HOT OIL HEATER | CARLIN | 701 CRD | 1996-01-01 | 2011 | 1.848 | 1 | NO.2 FUEL OIL - HOT OIL HEATER | NO.2 | 58 | Distillate Oil (No. 2) | 0.3 | 0.1 | 13.326 | E3GAL | 1860.3096 | OK | N | 8 | 6 | 39 | 8 | 6 | 22
1200404 | AGGREGATE INDUSTRIES |  | 400 GREEN ST |  | WRENTHAM | MA | 020930000 | 1715 BROADWAY |  | SAUGUS | MA | 019060000 | N | PRIVATE | SM80-7 | AGGREGATE INDUSTRIES NORTHEAST REGION | 7813074051 | Lisa.Young@aggregate-us.com | LISA | YOUNG | 7813074051 | Lisa.Young@aggregate-us.com | LISA | YOUNG | 7813074051 | Lisa.Young@aggregate-us.com | 3 | UNIT #2 - HOT OIL HEATER - GENCO - NO.2 FUEL OIL |  | HOT OIL HEATER | GENCO | UNKNOWN | 2007-01-01 | 2011 | 2.268 | 1 | HOT OIL HEATER #2 - NO. 2 FUEL OIL | NO.2 | 58 | Distillate Oil (No. 2) | 0.3 | 0.1 | 34.263 | E3GAL | 4783.1148 | OK | N | 10 | 6 | 40 | 10 | 6 | 22
1200620 | ISLAND ROAD MATERIALS INC |  | BUNKER RD |  | NANTUCKET | MA | 025540000 | PO BOX 717 |  | HUDSON | MA | 017490000 | N | PRIVATE | SM25 | ISLAND ROAD MATERIALS INC | 9785628977 | Victor@Victorbrandon.com | VICTOR | PETKAUSKOS | 5083677499 | Victor@Victorbrandon.com | CHRISTINE | GIBBONS | 5084352600X2 | chris@ETG-engineering.com | 2 | OIL HEATER-INFERNOTHERM #48/13200 2 OIL .0015 S |  | HOT OIL HEATER | INFERNOTHERM | 48/13-200 | 2001-01-01 | 2011 | 0.84 | 1 | OIL HEATER-INFERNOTHERM 48/13200 2 OIL.0015 S | NO.2 | 58 | Distillate Oil (No. 2) | 0.0015 | 0.1 | 2.194 | E3GAL | 306.2824 | OK | N | 16 | 5 | 40 | 16 | 5 | 22
0420316 | HAMPSHIRE REGIONAL HIGH SCHOOL |  | 19 STAGE RD |  | WESTHAMPTON | MA | 010270000 | 19 STAGE ROAD |  | WESTHAMPTON | MA | 010270000 | Y | LOCAL GOVERNMENT | NM99 | HAMPSHIRE REG HIGH SCHOOL | 4135277680 | mdemers@hr-k12.org | PATRICIA | CLEM | 4135277680 | pclem@hr-k12.org | MARK | DEMERS | 4135277680X1145 | mdemers@hr-k12.org | 6 | HOT WATER HEATER |  | HOT WATER HEATER | UNKNOWN | B60-2 | 2003-02-01 | 2009 | 2 | 1 | NO. 2 FUEL OIL | NO.2 | 58 | Distillate Oil (No. 2) | 0.3 | 0 | 3.6807 | E3GAL | 513.8257 | OK | N | 8 | 5 | 26 | 8 | 5 | 22
1170212 | CENTURY ACQUISTIONS INC |  | SOUTH MAIN ST/CLAYTON RD/POLIKOFF RD | MAIN ENTRANCE: 49 CLAYTON RD, CANAAN, CT | ASHLEY FALLS | MA | 012220000 | PO BOX 297 |  | ASHLEY FALLS | MA | 012220000 | N | PRIVATE | SM25 | CENTURY ACQUISITIONS INC | 8608245485 | gregm@bondedconcrete.com | GREG | MARLOWE | 8608245485 | gregm@bondedconcrete.com | GREG | MARLOWE | 8608245485 | gregm@bondedconcrete.com | 1 | CONCRETE BATCH PLANT HOT WATER HEATER |  | HOT WATER HEATER | INFERN-O THERM | 5000 | 1940-01-01 | 2011 | 0.504 | 1 | NO. 2 FUEL OIL | NO.2 | 58 | Distillate Oil (No. 2) | 0.0015 | 0.1 | 7.0606 | E3GAL | 985.6598 | OK | N | 11 | 5 | 52 | 0 | 0 | 0
1180215 | LANCASTER DCAM STATE COMPLEX |  | 266 OLD COMMON RD | PO BOX 7 | LANCASTER | MA | 015230000 | LANCASTER DCAM STATE COMPLEX PO BOX 7 |  | LANCASTER | MA | 015230000 | Y | STATE | SM79-R | DCAM LANCASTER STATE COMPLEX | 9783652004 | stephen.casavecchia@state.ma.us | JOHN | O'DONNELL | 6177274030 | john.odonnell@dcp.state.ma.us | JOHN | O'DONNELL | 6147274030X207 | john.odonnell@dcp.state.ma.us | 18 | WTR HTR #6-BOCK #MSR PUTNAM BLDG #2 OIL 0.3PERC.S |  | HOT WATER HEATER | BOCK | MSR | 1995-01-01 | 2011 | 0.199 | 1 | WTR HTR #6- BOCK #MSR PUTNAM BLD #2 OIL 0.3PERCENT | NO.2 | 58 | Distillate Oil (No. 2) | 0.3 | 0 | 0 | E3GAL | 0 | OK | N | 0 | 0 | 0 | 0 | 0 | 0
1180215 | LANCASTER DCAM STATE COMPLEX |  | 266 OLD COMMON RD | PO BOX 7 | LANCASTER | MA | 015230000 | LANCASTER DCAM STATE COMPLEX PO BOX 7 |  | LANCASTER | MA | 015230000 | Y | STATE | SM79-R | DCAM LANCASTER STATE COMPLEX | 9783652004 | stephen.casavecchia@state.ma.us | JOHN | O'DONNELL | 6177274030 | john.odonnell@dcp.state.ma.us | JOHN | O'DONNELL | 6147274030X207 | john.odonnell@dcp.state.ma.us | 23 | CAMPBELL BLDG HOT WATER HEATER |  | HOT WATER HEATER | PVI | 500ND1508PPO | 1981-01-01 | 2011 | 0.399 | 1 | NO. 2 FUEL OIL | NO.2 | 58 | Distillate Oil (No. 2) | 0.3 |  | 0 | E3GAL | 0 | OK | N | 0 | 0 | 0 | 0 | 0 | 0
1180403 | STURBRIDGE BUSINESS PARK |  | 660 MAIN ST |  | STURBRIDGE | MA | 015660000 | 1 WALL STREET |  | MANCHESTER | NH | 031010000 | N | PRIVATE | NM25 | WESTON SOLUTIONS INC | 6036565400 | S.COOMBS@WESTONSOLUTIONS.COM | DONALD | GROGAN | 6036565400 | Donald.Grogan@wastonsolutions.com | GARY | VOORHIS | 5088476847 | S.COOMBS@WESTONSOLUTIONS.COM | 7 | HEATER #1-BOCK #541E - BUILDING 1-N |  | HOT WATER HEATER | BOCK | 541E | 1977-01-01 | 2005 | 0 | 1 | HEATER #1-BOCK #541E - BLDG 1-N | NO.2 | 58 | Distillate Oil (No. 2) | 0.3 | 0 | 1.79 | E3GAL | 249.884 | CHECK | N | 24 | 7 | 52 | 24 | 7 | 22
1180403 | STURBRIDGE BUSINESS PARK |  | 660 MAIN ST |  | STURBRIDGE | MA | 015660000 | 1 WALL STREET |  | MANCHESTER | NH | 031010000 | N | PRIVATE | NM25 | WESTON SOLUTIONS INC | 6036565400 | S.COOMBS@WESTONSOLUTIONS.COM | DONALD | GROGAN | 6036565400 | Donald.Grogan@wastonsolutions.com | GARY | VOORHIS | 5088476847 | S.COOMBS@WESTONSOLUTIONS.COM | 8 | HEATER #2-BOCK #51E - BUILDING 1-W |  | HOT WATER HEATER | BOCK | 51E | 1977-01-01 | 2005 | 0 | 1 | HEATER #2-BOCK #51E - BLD 1-W | NO.2 | 58 | Distillate Oil (No. 2) | 0.3 | 0 | 0.6 | E3GAL | 83.76 | CHECK | N | 24 | 7 | 52 | 24 | 7 | 22
1180636 | WORCESTER ARMY NATIONAL GUARD |  | 50 SKYLINE DR |  | WORCESTER | MA | 016050000 | 50 MAPLE STREET | ATTN: MATTHEW MCKAY | MILFORD | MA | 017570000 | N | FEDERAL | NM25 | MA ARMY NATIONAL GUARD | 5082336520 |  | MATTHEW | MCKAY | 5082336517 | matthew.mckay1@us.army.mil | MATTHEW | MCKAY | 5082336517 | matthew.mckay1@us.army.mil | 6 | HOT WATER HEATER #1 - BOCK |  | HOT WATER HEATER | BOCK | 241E | 1995-08-23 | 2005 | 0.28 | 1 | #2 FUEL OIL - 0.3%S | NO.2 | 58 | Distillate Oil (No. 2) | 0.3 | 0 | 0.399 | E3GAL | 55.7004 | OK | N | 10 | 7 | 52 | 10 | 7 | 23
1191200 | AGGREGATE INDUSTRIES-NORTHEAST REGIONINC |  | 900 SALEM ST | RTE 62 | WILMINGTON | MA | 018870000 | 1715 BROADWAY |  | SAUGUS | MA | 019060000 | N | PRIVATE | NM25 | AGGREGATE INDUSTRIES | 7819417200 | Lisa.Young@aggregate-us.com | LISA | YOUNG | 7819417200 | Lisa.Young@aggregate-us.com | LISA | YOUNG | 7819417200 | Lisa.Young@aggregate-us.com | 2 | HOT WATER HEATER (INFERNOTHERM) |  | HOT WATER HEATER | INFERNOTHERM | NA | 1992-01-01 | 2009 | 2 | 1 | #2 FUEL OIL | NO.2 | 58 | Distillate Oil (No. 2) | 0.05 | 0 | 13.814 | E3GAL | 1928.4344 | OK | N | 3 | 7 | 52 | 3 | 7 | 22
1191209 | AGGREGATE INDUSTRIES NORTHEAST |  | 537 SOUTH ST |  | WALTHAM | MA | 021540000 | 1715 BROADWAY |  | SAUGUS | MA | 019060000 | N | PRIVATE | SM50 | AGGREGATE INDUSTRIES NORTHEAST | 7813074051 | Lisa.Young@aggregate-us.com | LISA | YOUNG | 7813079451 | Lisa.Young@aggregate-us.com | LISA | YOUNG | 7813074051 | Lisa.Young@aggregate-us.com | 1 | UNIT #2, #3 - HOT WATER HEATERS | 2 | HOT WATER HEATER | PEARSON/INTERNOTHERM | P-25-20W/228689 | 1990-01-01 | 2011 | 3.25 | 1 | UNIT #2,#3 - HOT WATER HEATER | NO.2 | 58 | Distillate Oil (No. 2) | 0.05 | 0 | 30.788 | E3GAL | 4298.0048 | OK | N | 10 | 5 | 52 | 10 | 5 | 22
1191744 | MWRA NUT ISLAND HDWRKS |  | 147 SEA AVE |  | QUINCY | MA | 021690000 | 100 FIRST AVENUE |  | BOSTON | MA | 021290000 | N | STATE | SM50 | MASSACHUSETTS WATER RESOURCES AUTHORITY | 6177882552 | leon.lataille@mwra.state.ma.us | MICHAEL | HORNBROOK | 6177884359 | michael.hornbrook@mwra.state.ma.us | LEON | LATAILLE | 6177882552 | leon.lataille@mwra.state.ma.us | 12 | 2 BOCK HOTWATER HEATERS | 2 | HOT WATER HEATER | BOCK | 241E | 1997-01-01 | 2009 | 0.56 | 1 | 2 BOCK HOTWATER HEATERS #2 OIL | NO.2 | 58 | Distillate Oil (No. 2) | 0.0015 | 0 | 0.618 | E3GAL | 86.2728 | OK | N | 1 | 7 | 52 | 1 | 7 | 21
1191966 | MASSPORT AUTHORITY CONLEY TERMINAL |  | 940 EAST FIRST ST | CASTLE ISLAND | SOUTH BOSTON | MA | 021270000 | LOGAN OFFICE CENTER |  | BOSTON | MA | 021280000 | N | STATE | SM25 | MASSPORT AUTHORITY CONBM-0004 | 6175683514 | KBeasley@massport.com | PATRICIA | HAEDERLE | 6175683525 | PHaederle@massport.com | KEITH | BEASLEY | 6175683508 | KBeasley@massport.com | 11 | OLD WHITE FUEL BUILDING WATER HEATER THERMOFLO |  | HOT WATER HEATER | THERMOFLOW | E30GL | 2009-01-01 | 2009 | 0.0936 | 1 | NO 2 OIL | NO.2 | 58 | Distillate Oil (No. 2) | 0.3 |  | 0.6031 | E3GAL | 84.1928 | OK | Y | 24 | 7 | 52 | 24 | 7 | 22
1191983 | MWRA INTERMEDIATE PUMP STATION |  | 1 BRIDGE ST |  | WEYMOUTH | MA | 021880000 | 100 FIRST AVENUE |  | BOSTON | MA | 021290000 | N | STATE | NM25 | MASSACHUSETTS WATER RESOURCES AUTHORITY | 6177882552 | leon.lataille@mwra.state.ma.us | MICHAEL | HORNBROOK | 6177884359 | michael.hornbrook@mwra.state.ma.us | LEON | LATAILLE | 6177882552 | leon.lataille@mwra.state.ma.us | 3 | HOT WATER HEATER |  | HOT WATER HEATER | A. O. SMITH | COF 199 940 | 2004-10-01 | 2009 | 0.2 | 1 | NO. 2 FUEL OIL | NO.2 | 58 | Distillate Oil (No. 2) | 0.0015 |  | 0.5 | E3GAL | 69.8 | OK | N | 1 | 7 | 52 | 1 | 7 | 22
0420554 | PIONEER VALLEY REGIONAL SCHOOL |  | 97 F SUMNER TURNER RD |  | NORTHFIELD | MA | 013600000 | 97 F. SUMNER TURNER RD. |  | NORTHFIELD | MA | 013600000 | Y | LOCAL GOVERNMENT | SM50 | PIONEER VALLEY REGIONAL SCHOOL DISTRICT | 4134982911 |  | DAYLE | DOIRON | 4134982911 |  | DAYLE | DOIRON | 4134982911 |  | 2 | POWER FLAME PVI HOT WATER HEATERS |  | HOT WATER HEATERS | POWERFLAME | TY100 N 300A TPGO | 2000-05-01 | 2005 | 8 | 1 | BOILER #2-BURNHAM TYPE H #2 OIL-1%S | NO.2 | 58 | Distillate Oil (No. 2) | 1 | 0 | 50.006 | E3GAL | 6980.8376 | OK | N | 24 | 7 | 52 | 24 | 7 | 23
1180215 | LANCASTER DCAM STATE COMPLEX |  | 266 OLD COMMON RD | PO BOX 7 | LANCASTER | MA | 015230000 | LANCASTER DCAM STATE COMPLEX PO BOX 7 |  | LANCASTER | MA | 015230000 | Y | STATE | SM79-R | DCAM LANCASTER STATE COMPLEX | 9783652004 | stephen.casavecchia@state.ma.us | JOHN | O'DONNELL | 6177274030 | john.odonnell@dcp.state.ma.us | JOHN | O'DONNELL | 6147274030X207 | john.odonnell@dcp.state.ma.us | 4 | WATER HEATERS #1-VARIOUS MFGS #2 OIL 0.3 PERCENTS |  | HOT WATER HEATERS | VARIOUS | VARIOUS | 1990-10-10 | 2011 | 1.2 | 1 | WATER HEATERS #1- VARIOUS MFGS#2 OIL-0.3PERCENTS | NO.2 | 58 | Distillate Oil (No. 2) | 0.3 | 0 | 1.4694 | E3GAL | 205.1282 | OK | N | 24 | 7 | 26 | 24 | 7 | 9
1190156 | TUFTS UNIVERSITY |  | 520 BOSTON AVE |  | MEDFORD | MA | 021550000 | 520 BOSTON AVE |  | MEDFORD | MA | 021550000 | N | PRIVATE | SM80-R | TUFTS UNIVERSITY | 6176273704 | elizabeth.isenstein@tufts.edu | ELIZABETH | ISENSTEIN | 6176273704 | elizabeth.isenstein@tufts.edu | ELIZABETH | ISENSTEIN | 6176273704 | elizabeth.isenstein@tufts.edu | 8 | WATER HEATER #1,2- PVI 2500 N 600 ATPGO DUAL FUEL |  | HOT WATER HEATERS | PVI | 2500 N 600 ATPGO | 1998-09-01 | 2011 | 4.116 | 2 | WATER HEATERS 1,2- PVI #2 OIL 0.05PERCENTS COU | NO.2 | 58 | Distillate Oil (No. 2) | 0.05 | 0 | 0 | E3GAL | 0 | OK | Y | 24 | 7 | 52 | 24 | 7 | 22
1200379 | BAY STATE CRUCIBLE |  | 740 WEST WATER ST |  | TAUNTON | MA | 027800000 | PO BOX 326 |  | EAST TAUNTON | MA | 027180000 | N | PRIVATE | NM25 | BAY STATE CRUCIBLE CO | 5088222666 | bradfordtripp@comcast.net | BRADFORD | TRIPP | 5088245121 | bradfordtripp@comcast.net | BRADFORD | TRIPP | 5088245121 | bradfordtripp@comcast.net | 3 | BEEHIVE KILN - NO. 2 OIL-0.3 PERCENT S |  | KILN | NORTH AMERICAN | CUSTOM | 1984-01-01 | 2010 | 0.425 | 1 | BEEHIVE KILN #14 GREENWARE | NO.2 | 58 | Distillate Oil (No. 2) | 0.3 | 0 | 0 | E3GAL | 0 | OK | N | 0 | 0 | 0 | 0 | 0 | 0
1200379 | BAY STATE CRUCIBLE |  | 740 WEST WATER ST |  | TAUNTON | MA | 027800000 | PO BOX 326 |  | EAST TAUNTON | MA | 027180000 | N | PRIVATE | NM25 | BAY STATE CRUCIBLE CO | 5088222666 | bradfordtripp@comcast.net | BRADFORD | TRIPP | 5088245121 | bradfordtripp@comcast.net | BRADFORD | TRIPP | 5088245121 | bradfordtripp@comcast.net | 4 | SHUTTLE KILN - NO. 2 OIL-0.3 PERCENT S |  | KILN | NORTH AMERICAN | CUSTOM | 1970-01-01 | 2010 | 0.425 | 1 | NO. 2 OIL - 0.3 PERCENT S | NO.2 | 58 | Distillate Oil (No. 2) | 0.3 | 0 | 14.9986 | E3GAL | 2093.8046 | OK | N | 8 | 5 | 51 | 8 | 5 | 21
1180159 | JSL-ASPHALT COMPANY |  | 124 STURBRIDGE RD |  | CHARLTON | MA | 015070000 | JSL APHALT COMPANY | PO BOX 125 | WESTFIELD | MA | 010860000 | N | PRIVATE | SM25 | JSL ASPHALT INC | 4135688986 | JLANE@JSLANE.COM | JONATHAN | LANE | 4135688986 | JLANE@JSLANE.COM | JONATHAN | LANE | 4135688986X105 | JLANE@JSLANE.COM | 5 | ASPHALT HEATER-INFERNOTHERM #2 OIL 0.3 PERCENT S |  | OIL HEATER | INFERNOTHERM | NA | 2000-02-01 | 2011 | 2 | 1 | ASPHALT HEATER-INFERNOTHERM #2 OIL 0.3 PERC | NO.2 | 58 | Distillate Oil (No. 2) | 0.3 | 0 | 7.56 | E3GAL | 1055.376 | OK | N | 24 | 7 | 36 | 24 | 7 | 22
1210259 | BROX INDUSTRIES INC |  | 1471 METHUEN ST |  | DRACUT | MA | 018260000 | 1471 METHUEN ST |  | DRACUT | MA | 018260000 | N | PRIVATE | SM79-7 | BROX INDUSTRIES INC | 9784549105 | ghall@broxindustries.com | GEORGE | HALL | 9788059743 | ghall@broxindustries.com | GEORGE | HALL | 9784549105 | ghall@broxindustries.com | 14 | NEW HOT OIL HEATER |  | OIL HEATER | GENCOR | HYCGO-200 | 2009-01-01 | 2010 | 2.2 | 2 | ULSD | NO.2 | 58 | Distillate Oil (No. 2) | 0.0015 | 0 | 0 | E3GAL | 0 | OK | N | 24 | 7 | 52 | 24 | 7 | 22
0420629 | HOLYOKE SOLDIERS HOME |  | 110 CHERRY ST |  | HOLYOKE | MA | 010400000 | 110 CHERRY STREET |  | HOLYOKE | MA | 010400000 | Y | STATE | NM25 | SOLDIERS HOME IN HOLYOKE | 4135329475X5321113 | pbarabani@massmail.state.ma.us | PAUL | BARABANI | 4135329475 | pbarabani@massmail.state.ma.us | JOHN | FYDENKEVEZ | 4135329475X5321702 | jfydenkevez@massmail.state.ma.us | 1 | BOILER #1-CLEAVER BROOKS CB(LE)300 DUAL FUEL |  | PACKAGE BOILER | CLEAVER - BROOKS | CB (LE) 300 | 1997-12-30 | 2010 | 12.247 | 2 | NO. 2 FUEL OIL - 0.5 SULFUR | NO.2 | 58 | Distillate Oil (No. 2) | 0.05 | 0 | 14 | E3GAL | 1954.4 | OK | N | 24 | 7 | 16 | 0 | 0 | 0
0420629 | HOLYOKE SOLDIERS HOME |  | 110 CHERRY ST |  | HOLYOKE | MA | 010400000 | 110 CHERRY STREET |  | HOLYOKE | MA | 010400000 | Y | STATE | NM25 | SOLDIERS HOME IN HOLYOKE | 4135329475X5321113 | pbarabani@massmail.state.ma.us | PAUL | BARABANI | 4135329475 | pbarabani@massmail.state.ma.us | JOHN | FYDENKEVEZ | 4135329475X5321702 | jfydenkevez@massmail.state.ma.us | 2 | BOILER #2-CLEAVER BROOK CB(LE)300 DUAL FUEL |  | PACKAGE BOILER | CLEAVER-BROOKS | CB (LE) 300 | 1997-12-30 | 2010 | 12.247 | 2 | NO. 2 FUEL OIL - 0.05 SULFUR | NO.2 | 58 | Distillate Oil (No. 2) | 0.05 | 0 | 9.034 | E3GAL | 1261.1464 | OK | N | 24 | 7 | 16 | 0 | 0 | 0
0420121 | ERVING PAPER MILLS |  | 97 EAST MAIN ST |  | ERVING | MA | 013440000 | 97 EAST MAIN ST |  | ERVING | MA | 013440000 | N | PRIVATE | OP7.5 | ERVING PAPER MILLS INC | 4134222700 | tnewton@ervingpapermill.com | THOMAS G | NEWTON | 4134222700 | tnewton@ervingpapermill.com | JULIE | HUBBARD | 4134222700X209 | jhubbard@ervingpapermill.com | 4 | PAPER MACHINE DRYER #5-AER HAUCK 1953 DUAL FUEL |  | PAPER MACHINE HOOD | HAUCK | 1953 | 1972-01-01 | 2011 | 12 | 3 | PAPER MACHINE DRYER #5 #2 OIL | NO.2 | 58 | Distillate Oil (No. 2) | 0.3 | 0.01 | 447 | E3GAL | 62401.2 | OK | Y | 24 | 7 | 51 | 24 | 7 | 22
1191246 | JP BARTLETT COMPANY |  | 578 BOSTON POST RD |  | SUDBURY | MA | 017760000 | 578 BOSTON POST RD |  | SUDBURY | MA | 017760000 | N | PRIVATE | SM79-R | JP BARTLETT COMPANY INC | 9784438851 | Laura@BartlettGreenhouses.com | FRED | MCCARTHY JR. | 9784438851 | Fred@BartlettGreenhouses.com | FRED | MCCARTHY JR. | 9784438851 | Fred@BartlettGreenhouses.com | 17 | PORTABLE HEATERS-8 SALAMANDERS+1 STEAM CLEANER |  | PORTABLE HEATERS | SALAMANDER | UNKNOWN | 1996-08-01 | 2011 | 1 | 1 | PORTABLE HEATERS #1(9) #2 OIL-0.3 S | NO.2 | 58 | Distillate Oil (No. 2) | 0.3 | 0 | 0 | E3GAL | 0 | OK | N | 0 | 0 | 0 | 0 | 0 | 0
1191357 | MBTA ALBANY STREET BUS GARAGE |  | 421 ALBANY ST |  | BOSTON | MA | 021180000 | 10 PARK PLAZA |  | BOSTON | MA | 021160000 | Y | STATE | NM25 | MBTA | 6172225467 | PWalworth@mbta.com | PETER | WALWORTH | 6172225467 | PWalworth@mbta.com | PETER | WALWORTH | 6172225467 | PWalworth@mbta.com | 5 | 3 DIESEL POWERED OIL HEATED PRESSURE WASHERS |  | POWER WASHER | POWER AMERICA/HOTSY | 5220 | 1991-01-01 | 2009 | 1.1 | 1 | 3 DIESEL POWERED OIL HEATED PRESSURE WASHERS | NO.2 | 58 | Distillate Oil (No. 2) | 0.3 | 0 | 0.3 | E3GAL | 41.88 | OK | N | 5 | 5 | 52 | 8 | 5 | 20
1170012 | OLDCASTLE STONE PRODUCTS |  | 110 MARBLE ST |  | LEE | MA | 012380000 | P.O. BOX 710 |  | LEE | MA | 012380000 | N | PRIVATE | OP3 | OLDCASTLE STONE PRODUCTS | 4132430053 | DONALD.OBRYAN@OLDCASTLEAPG.COM | DONALD | O'BRYAN | 4132430053 | DONALD.OBRYAN@OLDCASTLEAPG.COM | DONALD | O'BRYAN | 4132430053X36006 | DONALD.OBRYAN@OLDCASTLEAPG.COM | 12 | PRESSURE WASHER + 5 SPACE HEATERS 0.15 MMBTU/HR EA | 6 | PRESSURE WASHER AND 5 SPACE HEATERS | ALKOTA/VARIOUS | 2120 ET/VARIOUS | 1990-01-01 | 2011 | 1 | 1 | KEROSENE - PRESSURE WASHER + 5 SPACE HEATERS | NO.2 | 58 | Distillate Oil (No. 2) | 0.1 | 0 | 0.725 | E3GAL | 101.21 | OK | N | 4 | 5 | 52 | 1 | 1 | 22
1180140 | OLDCASTLE RETAIL INC |  | 204 OLD WEBSTER RD |  | OXFORD | MA | 015400000 | 204 OLD WEBSTER RD |  | OXFORD | MA | 015400000 | N | PRIVATE | NM50 | BONSAL AMERICAN | 5089878188 | rick.ellliott@oldcastleapg.com | JOHN | COVER | 7045294207 | Jack.Cover@oldcastleapg.com | RICK | ELLIOTT | 5089878188 | rick.elliott@oldcastleapg.com | 1 | ROTARY DRYER #1 |  | ROTARY DRYER | RENNEBERG | UNKNOWN | 1973-01-01 | 2010 | 22 | 1 | ROTARY DRYER #1-HAUCK BURNER DYED #2 OIL | NO.2 | 58 | Distillate Oil (No. 2) | 0.0015 | 0 | 81.9 | E3GAL | 11433.24 | OK | N | 10 | 4 | 52 | 10 | 4 | 22
1180499 | HARDWICK LANDFILL |  | 1123 PATRILL HOLLOW RD |  | HARDWICK | MA | 010370000 | HARDWICK LANDFILL, INC. | 25 GREENS HILL LANE | RUTLAND | VT | 057013854 | N | PRIVATE | SM25 | HARDWICK LANDFILL INC | 4139675985 | JOHN.FARESE@CASELLA.COM | RICHARD | SPIELER | 5082076478 | RICHARD.SPIELER@CASELLA.COM | JOHN | FARESE | 5087659723 | JOHN.FARESE@CASELLA.COM | 4 | UNKNOWN GARAGE OIL HEATER |  | SPACE HEATER | UNKNOWN | UNKNOWN | 2008-01-01 | 2009 | 0.15 | 1 | NO 2 FUEL OIL | NO.2 | 58 | Distillate Oil (No. 2) | 0.05 |  | 0 | E3GAL | 0 | OK | N | 0 | 0 | 0 | 0 | 0 | 0
1181025 | AGGREGATE INDUSTRIES |  | 71 PROVIDENCE RD |  | SUTTON | MA | 015900000 | 1715 BROADWAY |  | SAUGUS | MA | 019060000 | N | PRIVATE | NM25 | AGGREGATE INDUSTRIES NORTHEAST | 7819417200 | Lisa.Young@aggregate-us.com | LISA | YOUNG | 7819417200 | Lisa.Young@aggregate-us.com | LISA | YOUNG | 7819417200 | Lisa.Young@aggregate-us.com | 10 | SPACE HEATER IN SCALE HOUSE - HEATING OIL |  | SPACE HEATER | WEIL MCLAIN | UNKNOWN | 1901-01-01 | 2009 | 0.115 | 1 | HEATING OIL | NO.2 | 58 | Distillate Oil (No. 2) | 0.3 |  | 1.462 | E3GAL | 204.0952 | OK | N | 10 | 5 | 30 | 0 | 0 | 0
1190083 | US COAST GUARD |  | 427 COMMERCIAL ST |  | BOSTON | MA | 021090000 | 427 COMMERCIAL ST |  | BOSTON | MA | 021090000 | N | FEDERAL | SM25 | US COAST GUARD BASE BOSTON | 6172233336 | Not@applicable.com | TIMOTHY | HEITSCH | 6172233336 | Timothy.J.Heitsch@uscg.mil | KEITH | GIROUARD | 6172233387 | keith.girouard@uscg.mil | 15 | WASTE OIL SPACE HEATERS (2) - WASTE OIL |  | SPACE HEATER | BLACK GOLD | EL 200 H | 2003-10-01 | 2011 | 1 | 1 | WASTE OIL SPACE HEATERS(2)-BLACK GOLD WASTE OIL | NO.2 | 58 | Distillate Oil (No. 2) | 0.3 | 0.1 | 1.695 | E3GAL | 236.622 | OK | N | 24 | 7 | 26 | 24 | 7 | 8
1190083 | US COAST GUARD |  | 427 COMMERCIAL ST |  | BOSTON | MA | 021090000 | 427 COMMERCIAL ST |  | BOSTON | MA | 021090000 | N | FEDERAL | SM25 | US COAST GUARD BASE BOSTON | 6172233336 | Not@applicable.com | TIMOTHY | HEITSCH | 6172233336 | Timothy.J.Heitsch@uscg.mil | KEITH | GIROUARD | 6172233387 | keith.girouard@uscg.mil | 15 | WASTE OIL SPACE HEATERS (2) - WASTE OIL |  | SPACE HEATER | BLACK GOLD | EL 200 H | 2003-10-01 | 2011 | 1 | 2 | WASTE OIL SPACE HEATERS(2)-BLACK GOLD #2 OIL | NO.2 | 58 | Distillate Oil (No. 2) | 0.3 | 0 | 1.775 | E3GAL | 247.79 | OK | N | 24 | 7 | 26 | 24 | 7 | 8
1190083 | US COAST GUARD |  | 427 COMMERCIAL ST |  | BOSTON | MA | 021090000 | 427 COMMERCIAL ST |  | BOSTON | MA | 021090000 | N | FEDERAL | SM25 | US COAST GUARD BASE BOSTON | 6172233336 | Not@applicable.com | TIMOTHY | HEITSCH | 6172233336 | Timothy.J.Heitsch@uscg.mil | KEITH | GIROUARD | 6172233387 | keith.girouard@uscg.mil | 23 | SPACE HEATER - #2 HEATING OIL |  | SPACE HEATER | ENERGY LOGIC | EL 140 H | 2011-08-01 | 2011 | 0.14 | 1 | #2 HEATING OIL | NO.2 | 58 | Distillate Oil (No. 2) | 0.3 | 0.1 | 0.7 | E3GAL | 97.72 | OK | N | 24 | 7 | 26 | 24 | 7 | 8
1190266 | AGGREGATE INDUSTRIES |  | 55 RUSSELL ST |  | PEABODY | MA | 019600000 | 1715 BROADWAY |  | SAUGUS | MA | 019060000 | N | PRIVATE | SM50 | AGGREGATE INDUSTRIES NORTHEAST REGION | 7819417220X2303 | Lisa.Young@aggregate-us.com | LISA | YOUNG | 7819417220 | Lisa.Young@aggregate-us.com | LISA | YOUNG | 7819417220X2303 | Lisa.Young@aggregate-us.com | 8 | SPACE HEATER IN GARAGE |  | SPACE HEATER | MODINE | POR185B | 2006-05-01 | 2010 | 0.231 | 1 | NO. 2 FUEL OIL | NO.2 | 58 | Distillate Oil (No. 2) | 0.3 | 0.1 | 0.619 | E3GAL | 86.4124 | OK | N | 10 | 5 | 8 | 0 | 0 | 0
1190316 | M SUSI HMA LLC | FKA AGGREGATE INDUSTRIES NORTHEAST | 1586 HYDE PARK AVE |  | HYDE PARK | MA | 021360000 | 36 WESTWOOD ST |  | DORCHESTER | MA | 021210000 | N | PRIVATE | SM80-R | M SUSI HMA LLC | 6172654525 | jsusi@msusi.com | JOSEPH | SUSI | 6172654525 | jsusi@msusi.com | JOSEPH | SUSI | 6172654525 | jsusi@msusi.com | 9 | FEEDER ROOM HEATER |  | SPACE HEATER | MODINE | POR185B0101 | 2005-11-01 | 2011 | 0.185 | 1 | NO. 2 FUEL OIL | NO.2 | 58 | Distillate Oil (No. 2) | 0.05 |  | 1.87 | E3GAL | 261.052 | OK | N | 8 | 6 | 39 | 0 | 0 | 0
1190344 | AGGREGATE INDUSTRIES |  | 1831 BROADWAY |  | SAUGUS | MA | 019060000 | 1715 BROADWAY |  | SAUGUS | MA | 019060000 | N | PRIVATE | SM79-7 | AGGREGATE INDUSTRIES NORTHEAST REGION | 7813074051 | Lisa.Young@aggregate-us.com | LISA | YOUNG | 7813074051 | Lisa.Young@aggregate-us.com | LISA | YOUNG | 7813074051 | Lisa.Young@aggregate-us.com | 16 | RMC PLANT - SPACE HEATER (UNIT #6A) |  | SPACE HEATER | UNKNOWN | CF-375 | 1988-01-01 | 2011 | 0.5 | 1 | FUEL OIL # 2 | NO.2 | 58 | Distillate Oil (No. 2) | 0.3 | 0 | 0 | E3GAL | 0 | OK | N | 0 | 0 | 0 | 0 | 0 | 0
1190344 | AGGREGATE INDUSTRIES |  | 1831 BROADWAY |  | SAUGUS | MA | 019060000 | 1715 BROADWAY |  | SAUGUS | MA | 019060000 | N | PRIVATE | SM79-7 | AGGREGATE INDUSTRIES NORTHEAST REGION | 7813074051 | Lisa.Young@aggregate-us.com | LISA | YOUNG | 7813074051 | Lisa.Young@aggregate-us.com | LISA | YOUNG | 7813074051 | Lisa.Young@aggregate-us.com | 19 | RMC GARAGE WASTE OIL BURNER |  | SPACE HEATER | REZNOR | RA235 | 2007-07-10 | 2011 | 0.295 | 1 | WASTE OIL | NO.2 | 58 | Distillate Oil (No. 2) | 0.5 | 0.1 | 0 | E3GAL | 0 | OK | N | 0 | 0 | 0 | 0 | 0 | 0
1191211 | J SHANNON & SONS |  | 298 LEXINGTON ST |  | WOBURN | MA | 018010000 | 298 LEXINGTON STREET |  | WOBURN | MA | 018010000 | N | PRIVATE | SM25 | J SHANNON AND SONS | 7819350275 | shannonfarm@verizon.net | BRIAN | STREET | 7819350275 | shannonfarm@verizon.net | BRIAN | STREET | 7819350275 | shannonfarm@verizon.net | 1 | SPACE HEATERS(27) #2 OIL | 27 | SPACE HEATER | RWB BECKETT | MODEL - AFG | 1995-12-01 | 2010 | 10.26 | 1 | SPACE HEATERS(27) | NO.2 | 58 | Distillate Oil (No. 2) | 0.3 | 0 | 20.56 | E3GAL | 2870.176 | OK | N | 24 | 7 | 16 | 24 | 7 | 6
1191319 | AGGREGATE INDUSTRIES NORTHEAST REGION |  | 30 DANVERS RD |  | SWAMPSCOTT | MA | 019070000 | 1715 BROADWAY |  | SAUGUS | MA | 019060000 | N | PRIVATE | NM99 | AGGREGATE INDUSTRIES NORTHEAST REGION | 7813074051 | Lisa.Young@aggregate-us.com | LISA | YOUNG | 7813074051 | Lisa.Young@aggregate-us.com | LISA | YOUNG | 7813074051 | Lisa.Young@aggregate-us.com | 14 | UNIT 3 - SPACE HEATERS | 6 | SPACE HEATER | VARIES | VARIES | 1994-01-01 | 2011 | 2.541 | 1 | NO. 2 OIL | NO.2 | 58 | Distillate Oil (No. 2) | 0.3 | 0 | 9.333 | E3GAL | 1302.8868 | OK | N | 24 | 7 | 17 | 24 | 7 | 4
1191860 | AGGREGATE INDUSTRIES NORTHEAST |  | ROVER AND COMMERCIAL ST |  | EVERETT | MA | 021490000 | 1715 BROADWAY |  | SAUGUS | MA | 019060000 | N | PRIVATE | SM25 | AGGREGATE INDUSTRIES - NORTHEAST REGION, INC. | 7819417200X2303 | Lisa.Young@aggregate-us.com | LISA | YOUNG | 7819417200 | Lisa.Young@aggregate-us.com | LISA | YOUNG | 7819417200X2303 | Lisa.Young@aggregate-us.com | 2 | SPACE HEATERS | 4 | SPACE HEATER | FULTON | ICS-30 | 1905-06-17 | 2010 | 2.24 | 1 | DIESEL | NO.2 | 58 | Distillate Oil (No. 2) | 0.05 |  | 4.189 | E3GAL | 584.7844 | OK | N | 10 | 5 | 39 | 0 | 0 | 0
1192521 | RUSSOS GREENHOUSE |  | 134 LINCOLN ST |  | WEST BRIDGEWATER | MA | 023790000 | 134 LINCOLN STREET |  | WEST BRIDGEWATE | MA | 023790000 | N | PRIVATE | NM25 | RUSSOS GREENHOUSE INC | 5085599388 | russogreenhse@aol.com | GEORGEA | RUSSO | 5085599388 | russogreenhse@aol.com | GEORGE | RUSSO | 5085599388 | russogreenhse@aol.com | 3 | SPACE HEATERS #1(8)-SODERMAN SUN DAIR 0.14 MM TTL |  | SPACE HEATER | BECKETT | MODEL | 1990-01-01 | 2009 | 1 | 1 | #2 | NO.2 | 58 | Distillate Oil (No. 2) | 0.3 | 0 | 0 | E3GAL | 0 | OK | N | 0 | 0 | 0 | 0 | 0 | 0
1200256 | SHEPLEY WOOD PRODUCTS INC |  | 216 THORNTON DR |  | BARNSTABLE | MA | 026300000 | 216 THORNTON DRIVE |  | HYANNIS | MA | 026010000 | N | PRIVATE | SM80-7 | SHEPLEY WOOD PRODUCTS INC | 5088626200 | TSHEPLEY@shepleywood.com | HAMILTON | SHEPLEY | 5088626262 | TSHEPLEY@shepleywood.com | DANA | SODERBERG | 5088626296 | DSODERBERG@shepleywood.com | 8 | OIL-FIRED FURNACE 0.23 MMBTU |  | SPACE HEATER | REZNOR | OH190 | 1994-07-15 | 2011 | 0.23 | 1 | NO 2 OIL SPACE HEATER | NO.2 | 58 | Distillate Oil (No. 2) | 0.05 | 0 | 6.7731 | E3GAL | 945.5248 | OK | N | 24 | 7 | 22 | 24 | 7 | 4
1200335 | BORO SAND & STONE CORPORATION |  | 192 PLAIN ST |  | NORTH ATTLEBOROUGH | MA | 027600000 | 192 PLAIN ST |  | NORTH ATTLEBORO | MA | 027600000 | N | PRIVATE | NM25 | BORO SAND AND STONE CORP | 5086992911 | Dlowell@borocorp.com | THOMAS | WALSH | 5086992911 | Dlowell@borocorp.com | THOMAS | WALSH | 5086992911 | Dlowell@borocorp.com | 4 | MAINTENANCE GARAGE: #2-MODINE POH185 |  | SPACE HEATER | MODINE | POH185 | 1987-07-01 | 2009 | 0.185 | 1 | SPACE HEATER 2-MODINE POH185 2 OIL-0.3S | NO.2 | 58 | Distillate Oil (No. 2) | 0.3 | 0 | 0.29 | E3GAL | 40.484 | OK | N | 10 | 5 | 39 | 0 | 0 | 0
1200351 | NEW ENGLAND PLASTIC COATED PRODUCTS |  | 350 OLD COLONY RD |  | NORTON | MA | 027660000 | PO BOX 77 |  | CHARTLEY | MA | 027120000 | N | PRIVATE | NM50 | NEW ENGLAND PLASTIC COATED PRODUCTS | 5082223019 | lsalley@nepcp.com | LEANN | SALLEY | 5082223019 | lsalley@nepcp.com | JOHN | BRADLEY | 6176660096 | jfb@bradleytodd.com | 1 | SPACE HEATERS #1(2)-1 REZNOR+1 TAPPAN .4 MMBTU TL |  | SPACE HEATER | REZNOR | A | 1979-03-15 | 2011 | 1 | 1 | SPAC #2 OIL | NO.2 | 58 | Distillate Oil (No. 2) | 0.3 | 0 | 2 | E3GAL | 279.2 | OK | N | 10 | 4 | 50 | 0 | 0 | 0
1200968 | WL BYRNE INC |  | 210 WOOD ST |  | MIDDLEBOROUGH | MA | 023460000 | 210 WOOD ST |  | MIDDLEBOROUGH | MA | 023460000 | N | PRIVATE | NM25 | BYRNE SAND AND GRAVEL CO INC | 5089470724 | bsandg@verizon.net | DONALD J. | GALLANT, SR. | 5089470724 | bsandg@verizon.net | DONALD | GALLANT, SR. | 5089470724 | bsandg@verizon.net | 21 | LARGE SPACE HEATER - GARAGE |  | SPACE HEATER | POWERMATIC | CA50 | 1975-01-01 | 2010 | 0.625 | 1 | # 2 FUEL OIL | NO.2 | 58 | Distillate Oil (No. 2) | 0.3 | 0 | 0.5 | E3GAL | 69.8 | OK | N | 10 | 5 | 20 | 0 | 0 | 0
1200968 | WL BYRNE INC |  | 210 WOOD ST |  | MIDDLEBOROUGH | MA | 023460000 | 210 WOOD ST |  | MIDDLEBOROUGH | MA | 023460000 | N | PRIVATE | NM25 | BYRNE SAND AND GRAVEL CO INC | 5089470724 | bsandg@verizon.net | DONALD J. | GALLANT, SR. | 5089470724 | bsandg@verizon.net | DONALD | GALLANT, SR. | 5089470724 | bsandg@verizon.net | 22 | SMALL SPACE HEATER - GARAGE |  | SPACE HEATER | JANITROL | UNK | 1960-01-01 | 2010 | 0.32 | 1 | #2 FUEL OIL | NO.2 | 58 | Distillate Oil (No. 2) | 0.3 | 0 | 0.5 | E3GAL | 69.8 | OK | N | 10 | 5 | 20 | 0 | 0 | 0
1200968 | WL BYRNE INC |  | 210 WOOD ST |  | MIDDLEBOROUGH | MA | 023460000 | 210 WOOD ST |  | MIDDLEBOROUGH | MA | 023460000 | N | PRIVATE | NM25 | BYRNE SAND AND GRAVEL CO INC | 5089470724 | bsandg@verizon.net | DONALD J. | GALLANT, SR. | 5089470724 | bsandg@verizon.net | DONALD | GALLANT, SR. | 5089470724 | bsandg@verizon.net | 24 | OFFICE HEATER |  | SPACE HEATER | YORKHEAT | UNK | 1960-01-01 | 2010 | 0.1 | 1 | # 2 FUEL OIL | NO.2 | 58 | Distillate Oil (No. 2) | 0.3 | 0 | 0.5 | E3GAL | 69.8 | OK | N | 10 | 5 | 20 | 0 | 0 | 0
1211938 | MACLELLAN-AMESBURY |  | 91 HAVERHILL RD |  | AMESBURY | MA | 019130000 | 180 PHOENIX AVE |  | LOWELL | MA | 018520000 | N | PRIVATE | NM25 | MACLELLAN CONCRETE CO. INC. | 9784581223 | jmaclellan@jgmaclellan.com | JOHN | MACLELLAN | 9784581223 | jmaclellan@jgmaclellan.com | JOHN | MACLELLAN | 9784581223 | jmaclellan@jgmaclellan.com | 4 | REZNOR SPACE HEATER |  | SPACE HEATER | REZNOR | UNKNOWN | 1988-06-01 | 2009 | 0.35 | 1 | NO.2 FUEL OIL | NO.2 | 58 | Distillate Oil (No. 2) | 0.05 | 0.6 | 0.998 | E3GAL | 139.3208 | OK | N | 24 | 7 | 23 | 0 | 0 | 0
0420007 | MASSPOWER |  | 750 WORCESTER ST |  | SPRINGFIELD | MA | 011510000 | 750 WORCESTER ST |  | INDIAN ORCHARD | MA | 011510000 | N | PRIVATE | OP8 | MASSPOWER | 4137316611 | MJOYCE@EQPWR.COM | MICHAEL | JOYCE | 4137316611 | MJOYCE@EQPWR.COM | SCOTT | PATERSON | 4137316611X3007 | spaterson@eqpwr.com | 6 | 36 HEATERS-32 STERLING GAS+2 DAYTON OIL+2 PROPANE | 36 | SPACE HEATERS | STERLING + DAYTON | VARIOUS | 1993-08-01 | 2011 | 5.08 | 2 | SPACE HEATERS #2(2)-DAYTON #2 OIL | NO.2 | 58 | Distillate Oil (No. 2) | 0.05 | 0 | 0 | E3GAL | 0 | OK | N | 16 | 6 | 32 | 6 | 5 | 4
0420040 | MT TOM GENERATING COMPANY LLC | MOUNT TOM GENERATING STATION | 200 NORTHAMPTON ST |  | HOLYOKE | MA | 010400000 | 200 NORTHAMPTON ST |  | HOLYOKE | MA | 010400000 | N | UTILITY | OP18 | MT. TOM GENERATING COMPANY, LLC | 8608956900 | mike.gwyther@gdfsuezna.com | MIKE | GWYTHER | 4135369562 | Mike.Gwyther@gdfsuezna.com | MILTON | HARRIS | 4135369571 | Milton.Harris@gdfsuezna.com | 6 | SPACE HEATERS - WAREHOUSE, COAL YARD | 2 | SPACE HEATERS | HEIL QUAKER | UNKNOWN | 1980-01-01 | 2011 | 1.25 | 1 | #2 HEATING OIL | NO.2 | 58 | Distillate Oil (No. 2) | 0.15 | 0 | 2.2 | E3GAL | 307.12 | OK | N | 12 | 7 | 28 | 6 | 7 | 6
0420224 | PALMER PAVING CORP |  | 23 ARTHUR ST |  | EASTHAMPTON | MA | 010270000 | 25 BLANCHARD STREET |  | PALMER | MA | 010690000 | N | PRIVATE | SM79-7 | PALMER PAVING CORPORATION | 4132838354 | jec@palmerpaving.com | JON | CALLAHAN | 4132838354 | jec@palmerpaving.com | FRED | HUGLI | 4132838354 | fhugli@palmerpaving.com | 9 | SPACE HEATERS |  | SPACE HEATERS | VARIOUS | VARIOUS | 2008-04-01 | 2010 | 0.2913 | 1 | SPACE HEATERS - NO. 2 FUEL OIL | NO.2 | 58 | Distillate Oil (No. 2) | 0.0015 |  | 4.554 | E3GAL | 635.7384 | OK | N | 24 | 7 | 39 | 24 | 7 | 22
0420304 | CYALUME TECHNOLOGIES INC |  | 96 WINDSOR ST |  | WEST SPRINGFIELD | MA | 010907001 | 96 WINDSOR ST |  | WEST SPRINGFIELD | MA | 010890000 | N | PRIVATE | SM50 | CYALUME TECHNOLOGIES | 4138582500 | ecranor@cyalume.com | EARL | CRANOR | 4138582502 | ecranor@cyalume.com | EARL | CRANOR | 4138582502 | ecranor@cyalume.com | 5 | WAREHOUSE OIL HEATERS | 20 | SPACE HEATERS | DRAVO | UFO-24 | 1976-01-01 | 2011 | 6.24 | 1 | #2 FUEL OIL - WAREHOUSE SPACE HEATERS | NO.2 | 58 | Distillate Oil (No. 2) | 0.3 |  | 0 | E3GAL | 0 | OK | N | 24 | 7 | 8 | 0 | 0 | 0
1191902 | MASSPORT AUTHORITY HANSCOM FIELD CIVILIA |  | GRIFFIS RD | BLDG 1714 | BEDFORD | MA | 017300000 | LOGAN OFFICE CENTER | 1 HARBORSIDE DR | EAST BOSTON | MA | 021280000 | N | STATE | SM25 | MASSPORT AUTHORITY HANBM-0043 | 6179735500 | KBeasley@massport.com | PATRICIA | HAEDERLE | 6175683525 | PHaederle@massport.com | KEITH | BEASLEY | 6175683508 | KBeasley@massport.com | 9 | FIELD MAINTENANCE GARAGE SPACE HEATERS | 3 | SPACE HEATERS | QUIET AUTOMATIC | KU-30 | 2009-01-01 | 2009 | 2.5 | 1 | NO 2 FUEL OIL | NO.2 | 58 | Distillate Oil (No. 2) | 0.3 |  | 8.5967 | E3GAL | 1200.0993 | OK | Y | 24 | 7 | 52 | 24 | 7 | 22
1192001 | TRELLEBORG HUDSON - MEDICAL | SF MEDICAL | 19 BRENT DR |  | HUDSON | MA | 017490000 | 19 BRENT DR |  | HUDSON | MA | 017490000 | N | PRIVATE | SM25 | SF MEDICAL TRELLEBORG SEALING SOLUTIONS | 9785680202 | stephen.gilbert@trelleborg.com | LAURIE | SHEPARD | 9787631975 | laurie.shepard@trelleborg.com | LAURIE | SHEPARD | 9785680202 | steven.gilbert@trelleborg.com | 3 | SPACE HEATERS(5)-REZNOR #FE165 NAT GAS | 5 | SPACE HEATERS | REZNOR | #FE165 | 2003-01-01 | 2009 | 1 | 1 | SPACE HEATERS(5)-REZNOR #FE165 NAT GAS | NO.2 | 58 | Distillate Oil (No. 2) | 0.01 | 0 | 1000 | E3GAL | 139600 | CHECK | N | 24 | 7 | 52 | 0 | 0 | 0
1200163 | ENTERGY NUCLEAR GENERATION COMPANY |  | 600 ROCKY HILL RD |  | PLYMOUTH | MA | 023600000 | 600 ROCKY HILL RD |  | PLYMOUTH | MA | 023600000 | N | UTILITY | SM50 | ENTERGY NUCLEAR GENERATION COMPANY | 5088308990 | rsmit26@entergy.com | RALPH | DODDS | 5088307800 | rdodds@entergy.com | JACOB | SCHEFFER | 5088308323 | jscheff@entergy.com | 10 | SPACE HEATERS #1(8)-VARIOUS MFGS #2 OIL |  | SPACE HEATERS | VARIES | VARIES | 1980-01-01 | 2011 | 3 | 1 | SPACE HEATERS #1(8)-VARIOUS MFGS #2 OIL | NO.2 | 58 | Distillate Oil (No. 2) | 0.3 | 0.01 | 28.6 | E3GAL | 3992.56 | OK | N | 24 | 7 | 26 | 0 | 0 | 0
1200344 | BABS FOUNDRY INCORPORATED |  | 135 EAST HODGES ST |  | NORTON | MA | 027660000 | 135 E HODGES STREET |  | NORTON | MA | 027660000 | N | PRIVATE | NM25 | BABS FOUNDRY INC | 5082859831 | davidborges@babsfoundry.com | DAVID | BORGES | 5082859831 | davidborges@babsfoundry.com | DAVID | BORGES | 5082859831 | davidborges@babsfoundry.com | 2 | OIL FIRED SPACE HEATERS (4 UNITS) |  | SPACE HEATERS | MODINE | POH 185A | 1991-01-01 | 2011 | 0.759 | 1 | FUEL OIL | NO.2 | 58 | Distillate Oil (No. 2) | 0.3 |  | 6.128 | E3GAL | 855.4688 | OK | N | 24 | 7 | 52 | 24 | 7 | 22
1200856 | ST GOBAIN CONTAINERS | VERALLIA | 1 NATIONAL ST |  | MILFORD | MA | 017573618 | 1 NATIONAL ST |  | MILFORD | MA | 017573618 | N | PRIVATE | OP11 | SAINT-GOBAIN CONTAINERS, INC. | 7657417200 | Robert.A.Metzger@saint-gobain.com | MICHAEL | EVANS | 5086347219 | Michael.Evans@saint-gobain.com | MIA | DECELLES | 5086347217 | Mia.Decelles@saint-gobain.com | 25 | KEROSENE SPACE HEATERS | 8 | SPACE HEATERS | VARIES | VARIES | 2007-01-01 | 2011 | 1.26 | 1 | KEROSENE | NO.2 | 58 | Distillate Oil (No. 2) | 0.0015 |  | 0.5905 | E3GAL | 82.4338 | OK | N | 24 | 7 | 28 | 0 | 0 | 0
0421092 | WESTFIELD READY MIX |  | 403 PAPERMILL RD |  | WESTFIELD | MA | 010850000 | 403 PAPERMILL RD |  | WESTFIELD | MA | 010850000 | N | PRIVATE | SM50 | WESTFIELD READY MIX INC | 4135363370 | jay@chicopeeconcrete.com | LEO | OUELLETTE JR. | 4135363370 | jay@chicopeeconcrete.com | WILLIAM D. | JUDD | 5088751197 | BJudd@IndCompGroup.com | 4 | INDUSTRIAL SPACE HEATERS X 4 |  | SPACE HEATERS X 4 | YORK/MODINE | NA | 1986-01-01 | 2009 | 0.56 | 1 | #2 FUEL OIL | NO.2 | 58 | Distillate Oil (No. 2) | 0.0015 | 0 | 3.061 | E3GAL | 427.3156 | OK | N | 24 | 7 | 28 | 24 | 7 | 22
1210007 | COVANTA HAVERHILL INCORPORATED |  | 100 RECOVERY WAY |  | HAVERHILL | MA | 018350000 | 100 RECOVERY WAY |  | HAVERHILL | MA | 018350000 | N | PRIVATE | OP24 | COVANTA HAVERHILL INC | 9783726288 | gdrew@covantaenergy.com | JOSEPH | BECKER | 9783726288 | jbecker@covantaenergy.com | GEORGE | DREW | 9783726288X3025 | gdrew@covantaenergy.com | 35 | STM PRESS WASHER BURNER 07 |  | STEAM PRESSURE WASHER | POWER AMERICA | 5630 | 2007-07-23 | 2011 | 0.585 | 1 | ULTRA LOW SULPHUR DIESEL | NO.2 | 58 | Distillate Oil (No. 2) | 0 | 0 | 0.972 | E3GAL | 135.6912 | OK | N | 1 | 5 | 52 | 1 | 5 | 20
1191170 | CERTAINTEED | BIRD INC | 1077 PLEASANT ST |  | NORWOOD | MA | 020620000 | 1077 PLEASANT STREET |  | NORWOOD | MA | 020620000 | N | PRIVATE | SM80-7 | CERTAINTEED CORPORATION | 7815510656 | Thomas.Z.Rigas@saint-gobain.com | THOMAS | RIGAS | 7815510656 | Thomas.Z.Rigas@Saint-Gobain.com | MARY | KLUIT | 7815510656X137 | Mary.M.Kluit@Saint-Gobain.com | 2 | OIL HEATER #1-UIP ENGINEERING #70050 DUAL FUEL |  | THERMAL FLUID HEATER | UIP | 700-50/50F | 1985-06-14 | 2011 | 11.7 | 2 | PROCESS HEATER; #2 OIL 0.3 S | NO.2 | 58 | Distillate Oil (No. 2) | 0.3 | 0 | 0 | E3GAL | 0 | OK | N | 24 | 7 | 52 | 24 | 7 | 20
1180262 | TUFTS UNIVERSITY GRAFTON CAMPUS |  | 200 WESTBORO RD |  | GRAFTON | MA | 015360000 | 200 WESTBORO RD |  | GRAFTON | MA | 015360000 | N | PRIVATE | NM25 | TUFTS UNIVERSITY VET SCHOOL | 5088397921 | elizabeth.isenstein@tufts.edu | RICHARD | REYNOLDS | 6176273334 | dick.reynolds@tufts.edu | ELIZABETH | ISENSTEIN | 6176273704 | elizabeth.isenstein@tufts.edu | 54 | WATER HEATER - WEIL MCLAIN #2 OIL 0.3S HERDSMAN |  | WATER HEATER | WEIL MCLAIN | UNKNOWN | 1994-11-01 | 2009 | 0.115 | 1 | WATER HTR #1-WEIL MCLAIN #2 OIL 0.3S HRDSMAN | NO.2 | 58 | Distillate Oil (No. 2) | 0.03 | 0 | 0.3514 | E3GAL | 49.0554 | OK | N | 24 | 7 | 52 | 24 | 7 | 22
1180262 | TUFTS UNIVERSITY GRAFTON CAMPUS |  | 200 WESTBORO RD |  | GRAFTON | MA | 015360000 | 200 WESTBORO RD |  | GRAFTON | MA | 015360000 | N | PRIVATE | NM25 | TUFTS UNIVERSITY VET SCHOOL | 5088397921 | elizabeth.isenstein@tufts.edu | RICHARD | REYNOLDS | 6176273334 | dick.reynolds@tufts.edu | ELIZABETH | ISENSTEIN | 6176273704 | elizabeth.isenstein@tufts.edu | 73 | EU#70 WATER HEATER-WEIL MCLAIN GOLD ALPHA PSI HSE |  | WATER HEATER | WEIL MCLAIN GOLD | P-WTGO-3 | 2005-01-01 | 2009 | 0.115 | 1 | #2 OIL | NO.2 | 58 | Distillate Oil (No. 2) | 0.3 |  | 0.3222 | E3GAL | 44.9791 | OK | Y | 24 | 7 | 52 | 24 | 7 | 22
1190344 | AGGREGATE INDUSTRIES |  | 1831 BROADWAY |  | SAUGUS | MA | 019060000 | 1715 BROADWAY |  | SAUGUS | MA | 019060000 | N | PRIVATE | SM79-7 | AGGREGATE INDUSTRIES NORTHEAST REGION | 7813074051 | Lisa.Young@aggregate-us.com | LISA | YOUNG | 7813074051 | Lisa.Young@aggregate-us.com | LISA | YOUNG | 7813074051 | Lisa.Young@aggregate-us.com | 17 | RMC PLANT - WATER HEATER (UNIT #7) |  | WATER HEATER | INFERN-O-THEM | HW-30-2400 | 1988-01-01 | 2011 | 5.6 | 1 | FUEL OIL # 2 | NO.2 | 58 | Distillate Oil (No. 2) | 0.3 | 0.1 | 0 | E3GAL | 0 | OK | N | 0 | 0 | 0 | 0 | 0 | 0
1190559 | BETH ISRAEL DEACONESS HOSPITAL NEEDHAM | FKA DEACONESS GLOVER HOSPITAL | 148 CHESTNUT ST |  | NEEDHAM | MA | 021920000 | 148 CHESTNUT ST |  | NEEDHAM | MA | 021920000 | N | PRIVATE | NM25 | BETH ISRAEL DEACONESS HOSPITAL NEEDHAM | 7814533000 | CMCNULTY@BIDNEEDHAM.ORG | COREY | MCNULTY | 7814533610 | CMCNULTY@BIDNEEDHAM.ORG | COREY | MCNULTY | 7814533610 | CMCNULTY@BIDNEEDHAM.ORG | 14 | WATER HEATERS-AO SMITH COF/CBT-400-600 1.2 MMBTU | 2 | WATER HEATER | AO SMITH | COF/COBT - 400-600 | 2009-01-01 | 2011 | 1.2 | 1 | #2 | NO.2 | 58 | Distillate Oil (No. 2) | 0.0015 | 0.1 | 10.023 | E3GAL | 1399.2108 | OK | N | 2 | 7 | 52 | 2 | 7 | 21
1190820 | UNIVAR USA INCORPORATED |  | 1 COLONIAL RD |  | SALEM | MA | 019700000 | PO BOX 730 |  | SALEM | MA | 019700000 | N | PRIVATE | NM25 | UNIVAR USA INC | 9787453700 | Michael.Amenta@univarusa.com | LEE | JARRETT | 3362920624 | LEE.JARRETT@UNIVARUSA.COM | MICHAEL | AMENTA | 9787453700 | Michael.Amenta@UnivarUSA.com | 3 | MISC. SMALL HEATERS |  | WATER HEATER | VARIOUS | VARIOUS | 1998-01-01 | 2010 | 9 | 1 | ULTRA LOW SULFUR DIESEL | NO.2 | 58 | Distillate Oil (No. 2) | 0.0015 | 0 | 2.029 | E3GAL | 283.2484 | OK | Y | 24 | 7 | 52 | 24 | 7 | 22
1191820 | MBTA RIVERSIDE CARHOUSE |  | 325 GROVE ST |  | NEWTON | MA | 021650000 | 21 ARLINGTON AVENUE |  | BOSTON | MA | 021290000 | Y | STATE | NM50 | MBTA | 6172225467 | PWalworth@mbta.com | PETER | WALWORTH | 6172225467 | PWalworth@mbta.com | PETER | WALWORTH | 6172225467 | PWalworth@mbta.com | 3 | WATER HEATER 1 - PATTERSON-KELLY NO. 2 FUEL OIL |  | WATER HEATER | PATTERSON-KELLY | 300-3LF6-422 | 1975-01-01 | 2009 | 0.42 | 1 | NO. 2 OIL 0.3 PCT S | NO.2 | 58 | Distillate Oil (No. 2) | 0.015 | 0 | 8.14 | E3GAL | 1136.344 | OK | Y | 24 | 7 | 52 | 24 | 7 | 20
1191946 | ENDICOTT COLLEGE |  | 376 HALE ST |  | BEVERLY | MA | 019150000 | 376 HALE ST | ATTN: DENNIS J MONACO | BEVERLY | MA | 019150000 | N | PRIVATE | NM50 | ENDICOTT COLLEGE | 9782322357 | DMONACO@ENDICOTT.EDU | DENNIS | MONACO | 9782322351 | DMONACO@ENDICOTT.EDU | DENNIS | MONACO | 9783232351 | DMONACO@ENDICOTT.EDU | 7 | WATER HEATERS - MISC #2 OIL FIRED | 5 | WATER HEATERS | BOCK | 73E | 1980-01-01 | 2009 | 0.625 | 1 | #2 FUEL OIL | NO.2 | 58 | Distillate Oil (No. 2) | 0.05 | 0 | 5.41 | E3GAL | 755.236 | OK | N | 24 | 7 | 52 | 24 | 7 | 22
0420113 | WESTFIELD STATE UNIVERSITY |  | 577 WESTERN AVE |  | WESTFIELD | MA | 010860000 | 577 WESTERN AVENUE |  | WESTFIELD | MA | 010860000 | Y | STATE | SM80-R | WESTFIELD STATE COLLEGE | 4135725209 | msullivn@wsc.ma.edu | CURT | ROBIE | 4135725280 | crobie@wsc.ma.edu | MINDY | SULLIVAN | 4135725209 | msullivan@wsc.ma.edu | 1 | BOILER #1-CLEAVER BROOKS DL-52 DUAL FUEL |  | BOILER | CLEAVER BROOKS | DL-52 | 1971-11-01 | 2009 | 0.04 | 2 | BOILER #1-CLEAVER BROOKS DL-52 NATURAL GAS | NO.4 | 825 | Distillate Oil (No. 4) | 0.65 | 0 | 115.7977 | E3GAL | 16802.2463 | CHECK | N | 24 | 7 | 20 | 24 | 7 | 17
0420113 | WESTFIELD STATE UNIVERSITY |  | 577 WESTERN AVE |  | WESTFIELD | MA | 010860000 | 577 WESTERN AVENUE |  | WESTFIELD | MA | 010860000 | Y | STATE | SM80-R | WESTFIELD STATE COLLEGE | 4135725209 | msullivn@wsc.ma.edu | CURT | ROBIE | 4135725280 | crobie@wsc.ma.edu | MINDY | SULLIVAN | 4135725209 | msullivan@wsc.ma.edu | 2 | BOILER #2-CLEAVER BROOKS DL-52 DUAL FUEL |  | BOILER | CLEAVER BROOKS | DL-52 | 1971-11-01 | 2009 | 58 | 1 | BOILER #2-CLEAVER BROOKS DL-52 #4 OIL-1S | NO.4 | 825 | Distillate Oil (No. 4) | 0.64 | 0 | 115.7977 | E3GAL | 16802.2463 | OK | N | 24 | 7 | 16 | 24 | 7 | 17
0420113 | WESTFIELD STATE UNIVERSITY |  | 577 WESTERN AVE |  | WESTFIELD | MA | 010860000 | 577 WESTERN AVENUE |  | WESTFIELD | MA | 010860000 | Y | STATE | SM80-R | WESTFIELD STATE COLLEGE | 4135725209 | msullivn@wsc.ma.edu | CURT | ROBIE | 4135725280 | crobie@wsc.ma.edu | MINDY | SULLIVAN | 4135725209 | msullivan@wsc.ma.edu | 3 | BOILER #3-CLEAVER BROOKS CB489-500 DUAL FUEL |  | BOILER | CLEAVER BROOKS | DL-52 | 1971-11-01 | 2009 | 17 | 1 | BOILER #3-CLEAVER BROOKS CB489-500 #4 OIL-1S | NO.4 | 825 | Distillate Oil (No. 4) | 0.64 | 0 | 115.7977 | E3GAL | 16802.2463 | OK | N | 24 | 7 | 30 | 24 | 7 | 17
0420230 | MONTGOMERY COMPANY |  | 319 RIVER DR |  | HADLEY | MA | 010350000 | PO BOX 599 |  | HADLEY | MA | 010350599 | N | PRIVATE | SM50 | MONTGOMERY ROSE COMPANY INC | 4135483956 | soxfanz@comcast.net | THEODORE | JOHNSON | 4132227969 | soxfanz@comcast.net | THEODORE | JOHNSON | 4135483956 | soxfanz@comcast.net | 1 | BOILER 1-JOHNSON |  | BOILER | JOHNSON | 500 HP | 1986-10-01 | 2010 | 21 | 1 | BOILER 1-JOHNSON | NO.4 | 825 | Distillate Oil (No. 4) | 1 | 0 | 3.5 | E3GAL | 507.85 | OK | N | 12 | 7 | 36 | 10 | 4 | 4
0420230 | MONTGOMERY COMPANY |  | 319 RIVER DR |  | HADLEY | MA | 010350000 | PO BOX 599 |  | HADLEY | MA | 010350599 | N | PRIVATE | SM50 | MONTGOMERY ROSE COMPANY INC | 4135483956 | soxfanz@comcast.net | THEODORE | JOHNSON | 4132227969 | soxfanz@comcast.net | THEODORE | JOHNSON | 4135483956 | soxfanz@comcast.net | 2 | BOILER 2-JOHNSON |  | BOILER | JOHNSON | 500 | 1986-10-01 | 2010 | 21 | 1 | BOILER 2-JOHNSON | NO.4 | 825 | Distillate Oil (No. 4) | 1 | 0 | 3 | E3GAL | 435.3 | OK | N | 12 | 7 | 38 | 10 | 4 | 4
0420304 | CYALUME TECHNOLOGIES INC |  | 96 WINDSOR ST |  | WEST SPRINGFIELD | MA | 010907001 | 96 WINDSOR ST |  | WEST SPRINGFIELD | MA | 010890000 | N | PRIVATE | SM50 | CYALUME TECHNOLOGIES | 4138582500 | ecranor@cyalume.com | EARL | CRANOR | 4138582502 | ecranor@cyalume.com | EARL | CRANOR | 4138582502 | ecranor@cyalume.com | 1 | BOILER #1-DILLON DUAL FUEL |  | BOILER | DILLION | A0-4-9.8 | 1981-01-01 | 2011 | 9.8 | 1 | BOILER #1-DILLON #2 OIL-0.3PERS #4 OIL-1PERS | NO.4 | 825 | Distillate Oil (No. 4) | 1 | 0 | 0.01 | E3GAL | 1.451 | OK | N | 24 | 7 | 48 | 24 | 7 | 18
0420304 | CYALUME TECHNOLOGIES INC |  | 96 WINDSOR ST |  | WEST SPRINGFIELD | MA | 010907001 | 96 WINDSOR ST |  | WEST SPRINGFIELD | MA | 010890000 | N | PRIVATE | SM50 | CYALUME TECHNOLOGIES | 4138582500 | ecranor@cyalume.com | EARL | CRANOR | 4138582502 | ecranor@cyalume.com | EARL | CRANOR | 4138582502 | ecranor@cyalume.com | 2 | BOILER #2-DILLON DUAL FUEL |  | BOILER | DILLION | A0-4-9.8 | 1981-01-01 | 2011 | 9.8 | 1 | BOILER #2-DILLON #2 OIL-0.3PERS #4 OIL-1PERS | NO.4 | 825 | Distillate Oil (No. 4) | 1 | 0 | 0.005 | E3GAL | 0.7255 | OK | N | 24 | 7 | 48 | 24 | 7 | 18
0420386 | BAYSTATE FRANKLIN MEDICAL CENTER |  | 164 HIGH ST |  | GREENFIELD | MA | 013010000 | 164 HIGH ST |  | GREENFIELD | MA | 013010000 | N | PRIVATE | SM80-R | BAYSTATE FRANKLIN MEDICAL CENTER | 4137720211 | gregory.oles@bhs.org | GREGORY | OLES | 4137732383 | gregory.oles@bhs.org | SCOTT | KIERSTEAD | 4137732283 | scott.kierstead@bhs.org | 1 | BOILER #1-KEWANEE N96321X #4 OIL |  | BOILER | KEWANEE | N96321X | 1968-01-01 | 2011 | 14.8 | 1 | #4 OIL | NO.4 | 825 | Distillate Oil (No. 4) | 1 | 1 | 2.8 | E3GAL | 406.28 | OK | N | 1 | 7 | 12 | 0 | 0 | 0
0420386 | BAYSTATE FRANKLIN MEDICAL CENTER |  | 164 HIGH ST |  | GREENFIELD | MA | 013010000 | 164 HIGH ST |  | GREENFIELD | MA | 013010000 | N | PRIVATE | SM80-R | BAYSTATE FRANKLIN MEDICAL CENTER | 4137720211 | gregory.oles@bhs.org | GREGORY | OLES | 4137732383 | gregory.oles@bhs.org | SCOTT | KIERSTEAD | 4137732283 | scott.kierstead@bhs.org | 2 | BOILER #2-KEWANEE N96301X #4 OIL |  | BOILER | KEWANEE | N96301X | 1968-01-01 | 2011 | 14.8 | 1 | #4 OIL | NO.4 | 825 | Distillate Oil (No. 4) | 1 | 1 | 0.083 | E3GAL | 12.0433 | OK | N | 1 | 7 | 12 | 0 | 0 | 0
0420386 | BAYSTATE FRANKLIN MEDICAL CENTER |  | 164 HIGH ST |  | GREENFIELD | MA | 013010000 | 164 HIGH ST |  | GREENFIELD | MA | 013010000 | N | PRIVATE | SM80-R | BAYSTATE FRANKLIN MEDICAL CENTER | 4137720211 | gregory.oles@bhs.org | GREGORY | OLES | 4137732383 | gregory.oles@bhs.org | SCOTT | KIERSTEAD | 4137732283 | scott.kierstead@bhs.org | 3 | BOILER #3 - BURNHAM N6506 OIL GAS DUAL FUEL |  | BOILER | BURNHAM | N6506 | 1968-01-01 | 2011 | 2.7 | 1 | #4 OIL | NO.4 | 825 | Distillate Oil (No. 4) | 1 | 1 | 4.484 | E3GAL | 650.6284 | OK | N | 12 | 7 | 52 | 9 | 7 | 20
0420386 | BAYSTATE FRANKLIN MEDICAL CENTER |  | 164 HIGH ST |  | GREENFIELD | MA | 013010000 | 164 HIGH ST |  | GREENFIELD | MA | 013010000 | N | PRIVATE | SM80-R | BAYSTATE FRANKLIN MEDICAL CENTER | 4137720211 | gregory.oles@bhs.org | GREGORY | OLES | 4137732383 | gregory.oles@bhs.org | SCOTT | KIERSTEAD | 4137732283 | scott.kierstead@bhs.org | 4 | BOILER #4-BURNHAM N5979 #4 OIL |  | BOILER | BURNHAM | N5979 | 1968-01-01 | 2011 | 2.7 | 1 | #4 OIL | NO.4 | 825 | Distillate Oil (No. 4) | 1 | 1 | 3.794 | E3GAL | 550.5094 | OK | N | 12 | 7 | 52 | 9 | 7 | 20
0420386 | BAYSTATE FRANKLIN MEDICAL CENTER |  | 164 HIGH ST |  | GREENFIELD | MA | 013010000 | 164 HIGH ST |  | GREENFIELD | MA | 013010000 | N | PRIVATE | SM80-R | BAYSTATE FRANKLIN MEDICAL CENTER | 4137720211 | gregory.oles@bhs.org | GREGORY | OLES | 4137732383 | gregory.oles@bhs.org | SCOTT | KIERSTEAD | 4137732283 | scott.kierstead@bhs.org | 5 | BOILER #5-KEWANEE N34841X #4 OIL |  | BOILER | KEWANEE | N34841X | 1968-01-01 | 2011 | 10.1 | 1 | #4 OIL | NO.4 | 825 | Distillate Oil (No. 4) | 1 | 1 | 4.196 | E3GAL | 608.8396 | OK | N | 9 | 7 | 52 | 10 | 7 | 20
0420502 | BAYSTATE MARY LANE HOSPITAL INC |  | 85 SOUTH ST |  | WARE | MA | 010820000 | 85 SOUTH STREET |  | WARE | MA | 010820000 | N | PRIVATE | NM99 | BAY STATE MARY LANE HOSPITAL | 4139676211 | Bart.Monopolijr@baystatehealth.org | BART | MONOPOLI | 4139672140 | Bart.Monopolijr@baystatehealth.org | JEFFREY | BIBEAU | 4135723243 | JPBibeau@tighebond.com | 1 | BOILER 1-CLEAVER BROOKS NO.4 OIL-0.01S |  | BOILER | CLEAVER BROOKS | CB500-150 | 1971-10-14 | 2009 | 6.277 | 1 | BOILER 1-CLEAVER BROOKS NO.4 OIL - 0.01S | NO.4 | 825 | Distillate Oil (No. 4) | 1 | 0 | 42.204 | E3GAL | 6123.8004 | OK | Y | 24 | 7 | 52 | 24 | 7 | 22
0420502 | BAYSTATE MARY LANE HOSPITAL INC |  | 85 SOUTH ST |  | WARE | MA | 010820000 | 85 SOUTH STREET |  | WARE | MA | 010820000 | N | PRIVATE | NM99 | BAY STATE MARY LANE HOSPITAL | 4139676211 | Bart.Monopolijr@baystatehealth.org | BART | MONOPOLI | 4139672140 | Bart.Monopolijr@baystatehealth.org | JEFFREY | BIBEAU | 4135723243 | JPBibeau@tighebond.com | 2 | BOILER 2-CLEAVER BROOKS NO.4 OIL-0.01S |  | BOILER | CLEAVER BROOKS | CB300-150 | 1980-05-15 | 2009 | 6.277 | 1 | BOILER 2-CLEAVER BROOKS NO.4 OIL-0.01S | NO.4 | 825 | Distillate Oil (No. 4) | 1 | 0 | 42.204 | E3GAL | 6123.8004 | OK | N | 24 | 7 | 52 | 24 | 7 | 22
0420762 | 380 UNION ST PROPERTIES LLC |  | 380 UNION ST |  | WEST SPRINGFIELD | MA | 010890000 | KONOVER COMMERCIAL CORP. AS RECEIVER FOR | 342 NORTH MAIN STREET | WEST HARTFORD | CT | 061170000 | N | PRIVATE | SM50 | 380 UNION STREET | 8607609136 | kwaterman@simonkonover.com | KATHLEEN | WATERMAN | 8607609136 | kwaterman@simonkonover.com | KATHLEEN | WATERMAN | 8607609136 | kwaterman@simonkonover.com | 3 | BOILER #3-CLEAVER BROOKS CB-648-300 #4 OIL-1S |  | BOILER | CLEAVER BROOKS | CB-648-300 | 1984-02-22 | 2011 | 12.6 | 1 | #4 OIL-1S | NO.4 | 825 | Distillate Oil (No. 4) | 1 | 0.1 | 41.5 | E3GAL | 6021.65 | OK | N | 12 | 7 | 30 | 8 | 7 | 2
0420762 | 380 UNION ST PROPERTIES LLC |  | 380 UNION ST |  | WEST SPRINGFIELD | MA | 010890000 | KONOVER COMMERCIAL CORP. AS RECEIVER FOR | 342 NORTH MAIN STREET | WEST HARTFORD | CT | 061170000 | N | PRIVATE | SM50 | 380 UNION STREET | 8607609136 | kwaterman@simonkonover.com | KATHLEEN | WATERMAN | 8607609136 | kwaterman@simonkonover.com | KATHLEEN | WATERMAN | 8607609136 | kwaterman@simonkonover.com | 4 | BOILER #4-CLEAVER BROOKS CB400-250 #4 OIL-1S |  | BOILER | CLEAVER BROOKS | 250 | 1977-11-15 | 2011 | 10.2 | 1 | #4 OIL-1S | NO.4 | 825 | Distillate Oil (No. 4) | 1 | 0.1 | 41.5 | E3GAL | 6021.65 | OK | N | 24 | 7 | 30 | 8 | 7 | 2
0420862 | SPRINGFIELD WASTEWATER TREATMENT PLANT |  | 190 M STREET EXT | RTE 5, BONDIS ISLAND | AGAWAM | MA | 010010000 | 190 M ST EXTENSION |  | AGAWAM | MA | 010010000 | N | LOCAL GOVERNMENT | NM99 | SPRINGFIELD WATER AND SEWER | 4137876256 | info@waterandsewer.org | DON | GOODROE | 4137326501 | don.goodroe@unitedwater.com | DON | GOODROE | 4137326501 | don.goodroe@unitedwater.com | 1 | BOILER #1 |  | BOILER | SUPERIOR | N4AA6500A | 1975-01-01 | 2009 | 20 | 1 | #4 OIL-0.98 PCT S | NO.4 | 825 | Distillate Oil (No. 4) | 0.98 | 0 | 0 | E3GAL | 0 | OK | N | 24 | 7 | 26 | 0 | 0 | 0
0420862 | SPRINGFIELD WASTEWATER TREATMENT PLANT |  | 190 M STREET EXT | RTE 5, BONDIS ISLAND | AGAWAM | MA | 010010000 | 190 M ST EXTENSION |  | AGAWAM | MA | 010010000 | N | LOCAL GOVERNMENT | NM99 | SPRINGFIELD WATER AND SEWER | 4137876256 | info@waterandsewer.org | DON | GOODROE | 4137326501 | don.goodroe@unitedwater.com | DON | GOODROE | 4137326501 | don.goodroe@unitedwater.com | 2 | BOILER #2 |  | BOILER | SUPERIOR | N4AA6500A | 1975-01-01 | 2009 | 20 | 1 | BOILER #2-SUPERIOR #4 OIL-0.98 PC | NO.4 | 825 | Distillate Oil (No. 4) | 0.98 | 0 | 51.131 | E3GAL | 7419.1081 | OK | N | 24 | 7 | 26 | 0 | 0 | 0
1170103 | MT GREYLOCK SCHOOL DISTRICT |  | 1781 COLD SPRING ROAD |  | WILLIAMSTOWN | MA | 012670000 | 1781 COLD SPRING ROAD |  | WILLIAMSTOWN | MA | 012670000 | Y | LOCAL GOVERNMENT | SM25 | MT GREYLOCK SCHOOL DISTRICT | 4134589582X189 | jwirtes@mgrhs.org | JESSE | WIRTES | 4134463662 | jesse4020@verizon.net | JESSE | WIRTES | 4134589582X189 | jwirtes@mgrhs.org | 1 | BOILER #1-YORK SHIPLEY YSM59W175-AHPM #4 OIL-1S |  | BOILER | UNKNOWN | UNKNOWN | 1987-05-01 | 2009 | 15 | 1 | NO.4 | NO.4 | 825 | Distillate Oil (No. 4) | 1 | 0 | 60 | E3GAL | 8706 | OK | N | 24 | 7 | 36 | 0 | 0 | 0
1170103 | MT GREYLOCK SCHOOL DISTRICT |  | 1781 COLD SPRING ROAD |  | WILLIAMSTOWN | MA | 012670000 | 1781 COLD SPRING ROAD |  | WILLIAMSTOWN | MA | 012670000 | Y | LOCAL GOVERNMENT | SM25 | MT GREYLOCK SCHOOL DISTRICT | 4134589582X189 | jwirtes@mgrhs.org | JESSE | WIRTES | 4134463662 | jesse4020@verizon.net | JESSE | WIRTES | 4134589582X189 | jwirtes@mgrhs.org | 2 | BOILER #2-YORK SHIPLEY YSM59W175-AHPM #4 OIL-1S |  | BOILER | UNKNOWN | UNKNOWN | 1987-05-01 | 2009 | 15 | 1 | BOILER #2-YORK SHIPLEY YSM59W175 #4 OIL-1S | NO.4 | 825 | Distillate Oil (No. 4) | 1 | 0 | 3 | E3GAL | 435.3 | OK | N | 24 | 7 | 22 | 0 | 0 | 0
1170103 | MT GREYLOCK SCHOOL DISTRICT |  | 1781 COLD SPRING ROAD |  | WILLIAMSTOWN | MA | 012670000 | 1781 COLD SPRING ROAD |  | WILLIAMSTOWN | MA | 012670000 | Y | LOCAL GOVERNMENT | SM25 | MT GREYLOCK SCHOOL DISTRICT | 4134589582X189 | jwirtes@mgrhs.org | JESSE | WIRTES | 4134463662 | jesse4020@verizon.net | JESSE | WIRTES | 4134589582X189 | jwirtes@mgrhs.org | 3 | BOILER #3-IRON FIREMAN 302-W-250 #4 OIL-1S |  | BOILER | UNKNOWN | UNKNOWN | 1987-05-01 | 2009 | 9 | 1 | BOILER #3-IRON FIREMAN 302-W-250 #4 OIL-1S | NO.4 | 825 | Distillate Oil (No. 4) | 1 | 0 | 4 | E3GAL | 580.4 | OK | N | 24 | 7 | 22 | 0 | 0 | 0
1170112 | MASS COLLEGE OF LIBERAL ARTS |  | 375 CHURCH ST |  | NORTH ADAMS | MA | 012470000 | 375 CHURCH ST |  | NORTH ADAMS | MA | 012470000 | Y | STATE | SM80-7 | MASS COLLEGE OF LIBERAL ARTS | 4136625544 | g.santucci@mcla.edu | GEORGE | GALLI | 4136625544 | g.galli@mcla.edu | GEORGE | SANTUCCI | 4136625559 | g.santucci@mcla.edu | 2 | BOILER #2-CLEAVER BROOKS D-52 DUAL FUEL |  | BOILER | CLEAVER BROOKS | CB-LE | 1968-01-01 | 2011 | 38 | 1 | BOILER #2-CB D-55 #4 OIL-1PERCENT S | NO.4 | 825 | Distillate Oil (No. 4) | 1 |  | 0.145 | E3GAL | 21.0395 | OK | N | 24 | 7 | 32 | 8 | 7 | 2
1170127 | CROSBY ELEMENTARY SCHOOL |  | 517 WEST ST |  | PITTSFIELD | MA | 012010000 | C/O PITTSFIELD MAINTENANCE DEPARTMENT | 81 HAWTHORNE AVENUE | PITTSFIELD | MA | 012010000 | Y | LOCAL GOVERNMENT | SM25 | CROSBY ELEMENTARY SCHOOL | 4134999476 | EKUNI@PITTSFIELDCH.COM | EDWARD | KUNI | 4134999476 | EKUNI@PITTSFIELDCH.COM | EDWARD | KUNI | 4134999476 | EKUNI@PITTSFIELDCH.COM | 1 | BOILER #1-TITUSVILLE CM 303 #4 OIL-1 DUAL FUEL |  | BOILER | TITUSVILLE | CM303 | 1971-01-01 | 2010 | 9.4 | 1 | BOILER #1-TITUSVILLE CM303 #4 OIL @1.0 PE | NO.4 | 825 | Distillate Oil (No. 4) | 1 | 0 | 0 | E3GAL | 0 | OK | N | 2 | 7 | 52 | 1 | 7 | 22
1170127 | CROSBY ELEMENTARY SCHOOL |  | 517 WEST ST |  | PITTSFIELD | MA | 012010000 | C/O PITTSFIELD MAINTENANCE DEPARTMENT | 81 HAWTHORNE AVENUE | PITTSFIELD | MA | 012010000 | Y | LOCAL GOVERNMENT | SM25 | CROSBY ELEMENTARY SCHOOL | 4134999476 | EKUNI@PITTSFIELDCH.COM | EDWARD | KUNI | 4134999476 | EKUNI@PITTSFIELDCH.COM | EDWARD | KUNI | 4134999476 | EKUNI@PITTSFIELDCH.COM | 2 | BOILER #2-TITUSVILLE CM303 DUAL FUEL |  | BOILER | TITUSVILLE | CM303 | 1971-01-01 | 2010 | 9.4 | 1 | BOILER #2-TUTUSVILLE CM303 #4 OIL @1.0 PE | NO.4 | 825 | Distillate Oil (No. 4) | 1 | 0 | 0 | E3GAL | 0 | OK | N | 2 | 7 | 52 | 1 | 7 | 22
1170131 | PITTSFIELD HIGH SCHOOL |  | 300 EAST ST |  | PITTSFIELD | MA | 012010000 | C/O PITTSFIELD MAINTENANCE DEPARTMENT | 81 HAWTHORNE AVENUE | PITTSFIELD | MA | 012010000 | Y | LOCAL GOVERNMENT | SM25 | PITTSFIELD HIGH SCHOOL | 4134999476 | EKUNI@PITTSFIELDCH.COM | EDWARD | KUNI | 4134999476 | EKUNI@PITTSFIELDCH.COM | EDWARD | KUNI | 4134999476 | EKUNI@PITTSFIELDCH.COM | 1 | BOILER #1-OIL CITY SU-210 DUAL FUEL |  | BOILER | OIL CITY | SU-210 | 1972-08-14 | 2010 | 9.8 | 1 | BOILER #1-OIL CITY #SU-210 #4 OIL 1 PE | NO.4 | 825 | Distillate Oil (No. 4) | 1 | 0 | 0 | E3GAL | 0 | OK | N | 2 | 7 | 52 | 1 | 7 | 22
1170131 | PITTSFIELD HIGH SCHOOL |  | 300 EAST ST |  | PITTSFIELD | MA | 012010000 | C/O PITTSFIELD MAINTENANCE DEPARTMENT | 81 HAWTHORNE AVENUE | PITTSFIELD | MA | 012010000 | Y | LOCAL GOVERNMENT | SM25 | PITTSFIELD HIGH SCHOOL | 4134999476 | EKUNI@PITTSFIELDCH.COM | EDWARD | KUNI | 4134999476 | EKUNI@PITTSFIELDCH.COM | EDWARD | KUNI | 4134999476 | EKUNI@PITTSFIELDCH.COM | 2 | BOILER #2-OIL CITY SU-210 DUAL FUEL |  | BOILER | OIL CITY | SU-210 | 1972-08-14 | 2010 | 9.8 | 1 | BOILER #2-OIL CITY #SU-210 #4 OIL 1 PERCE | NO.4 | 825 | Distillate Oil (No. 4) | 1 | 0 | 0 | E3GAL | 0 | OK | N | 2 | 7 | 52 | 1 | 7 | 22
1170131 | PITTSFIELD HIGH SCHOOL |  | 300 EAST ST |  | PITTSFIELD | MA | 012010000 | C/O PITTSFIELD MAINTENANCE DEPARTMENT | 81 HAWTHORNE AVENUE | PITTSFIELD | MA | 012010000 | Y | LOCAL GOVERNMENT | SM25 | PITTSFIELD HIGH SCHOOL | 4134999476 | EKUNI@PITTSFIELDCH.COM | EDWARD | KUNI | 4134999476 | EKUNI@PITTSFIELDCH.COM | EDWARD | KUNI | 4134999476 | EKUNI@PITTSFIELDCH.COM | 3 | BOILER #3-OIL CITY SU-210 DUAL FUEL |  | BOILER | OIL CITY | SU-210 | 1972-08-14 | 2010 | 9.8 | 1 | BOILER #3-OIL CITY #SU-210 #4 OIL PERCENT | NO.4 | 825 | Distillate Oil (No. 4) | 1 | 0 | 0 | E3GAL | 0 | OK | N | 2 | 7 | 52 | 1 | 7 | 22
1170142 | TACONIC HIGH SCHOOL |  | VALENTINE RD |  | PITTSFIELD | MA | 012010000 | C/O PITTSFIELD MAINTENANCE DEPARTMENT | 81 HAWTHORNE AVENUE | PITTSFIELD | MA | 012010000 | Y | LOCAL GOVERNMENT | SM25 | TACONIC HIGH SCHOOL | 4134999476 | EKUNI@PITTSFIELDCH.COM | EDWARD | KUNI | 4134999476 | EKUNI@PITTSFIELDCH.COM | EDWARD | KUNI | 4134999476 | EKUNI@PITTSFIELDCH.COM | 1 | BOILER #1-H.B.SMITH 4500-22 DUAL FUEL |  | BOILER | H.B. SMITH | 4500-22 | 1970-04-01 | 2010 | 12 | 1 | BOILER #1-HB SMITH #450 MILLS #4 OIL | NO.4 | 825 | Distillate Oil (No. 4) | 1 | 0 | 0 | E3GAL | 0 | OK | N | 2 | 7 | 39 | 1 | 7 | 9
1170142 | TACONIC HIGH SCHOOL |  | VALENTINE RD |  | PITTSFIELD | MA | 012010000 | C/O PITTSFIELD MAINTENANCE DEPARTMENT | 81 HAWTHORNE AVENUE | PITTSFIELD | MA | 012010000 | Y | LOCAL GOVERNMENT | SM25 | TACONIC HIGH SCHOOL | 4134999476 | EKUNI@PITTSFIELDCH.COM | EDWARD | KUNI | 4134999476 | EKUNI@PITTSFIELDCH.COM | EDWARD | KUNI | 4134999476 | EKUNI@PITTSFIELDCH.COM | 2 | BOILER #2-H.B.SMITH 4500-22 DUAL FUEL |  | BOILER | H.B. SMITH | 4500-22 | 1970-01-01 | 2010 | 12 | 1 | BOILER #2-HB SMITH #4500-22 #4 FUEL OIL | NO.4 | 825 | Distillate Oil (No. 4) | 1 |  | 0 | E3GAL | 0 | OK | N | 2 | 7 | 39 | 1 | 7 | 9
1170142 | TACONIC HIGH SCHOOL |  | VALENTINE RD |  | PITTSFIELD | MA | 012010000 | C/O PITTSFIELD MAINTENANCE DEPARTMENT | 81 HAWTHORNE AVENUE | PITTSFIELD | MA | 012010000 | Y | LOCAL GOVERNMENT | SM25 | TACONIC HIGH SCHOOL | 4134999476 | EKUNI@PITTSFIELDCH.COM | EDWARD | KUNI | 4134999476 | EKUNI@PITTSFIELDCH.COM | EDWARD | KUNI | 4134999476 | EKUNI@PITTSFIELDCH.COM | 3 | BOILER #3-H.B.SMITH 4500-22 DUAL FUEL |  | BOILER | H.B. SMITH | 4500-22 | 1970-01-01 | 2010 | 12 | 1 | BOILER #3-HB SMITH #4500-22 #4 OIL | NO.4 | 825 | Distillate Oil (No. 4) | 1 | 0 | 0 | E3GAL | 0 | OK | N | 2 | 7 | 39 | 1 | 7 | 9
1170142 | TACONIC HIGH SCHOOL |  | VALENTINE RD |  | PITTSFIELD | MA | 012010000 | C/O PITTSFIELD MAINTENANCE DEPARTMENT | 81 HAWTHORNE AVENUE | PITTSFIELD | MA | 012010000 | Y | LOCAL GOVERNMENT | SM25 | TACONIC HIGH SCHOOL | 4134999476 | EKUNI@PITTSFIELDCH.COM | EDWARD | KUNI | 4134999476 | EKUNI@PITTSFIELDCH.COM | EDWARD | KUNI | 4134999476 | EKUNI@PITTSFIELDCH.COM | 4 | BOILER #4-H.B.SMITH 4500-22 DUAL FUEL |  | BOILER | H.B. SMITH | 4500-22 | 1970-04-01 | 2010 | 12 | 1 | BOILER #4-HB SMITH 4500-22 #4 FUEL OIL | NO.4 | 825 | Distillate Oil (No. 4) | 1 |  | 0 | E3GAL | 0 | OK | N | 2 | 7 | 39 | 1 | 7 | 9
1170142 | TACONIC HIGH SCHOOL |  | VALENTINE RD |  | PITTSFIELD | MA | 012010000 | C/O PITTSFIELD MAINTENANCE DEPARTMENT | 81 HAWTHORNE AVENUE | PITTSFIELD | MA | 012010000 | Y | LOCAL GOVERNMENT | SM25 | TACONIC HIGH SCHOOL | 4134999476 | EKUNI@PITTSFIELDCH.COM | EDWARD | KUNI | 4134999476 | EKUNI@PITTSFIELDCH.COM | EDWARD | KUNI | 4134999476 | EKUNI@PITTSFIELDCH.COM | 5 | BOILER #5-H.B.SMITH 4500-22 DUAL FUEL |  | BOILER | H.B. SMITH | 4500-22 | 1970-04-01 | 2010 | 12 | 1 | BOILER #5-HB SMITH #450 MILLS #4 FUEL OIL | NO.4 | 825 | Distillate Oil (No. 4) | 1 |  | 0 | E3GAL | 0 | OK | N | 2 | 7 | 39 | 1 | 7 | 9
1180102 | ASSUMPTION COLLEGE |  | 500 SALISBURY ST |  | WORCESTER | MA | 016090000 | 500 SALISBURY ST |  | WORCESTER | MA | 016090000 | N | PRIVATE | SM50 | ASSUMPTION COLLEGE | 5087677000 | tderderi@assumption.edu | TODD | DERDERIAN | 5087677392 | tderderi@assumption.edu | TODD | DERDERIAN | 5087677392 | tderderi@assumption.edu | 1 | BOILER 1 - CB400-200-125 |  | BOILER | CLEAVER-BROOKS | CB400-200-125 | 1995-05-01 | 2009 | 8.52 | 1 | NO. 4 FUEL OIL | NO.4 | 825 | Distillate Oil (No. 4) | 1 | 0.1 | 36.15 | E3GAL | 5245.365 | OK | N | 24 | 7 | 34 | 24 | 7 | 4
1180102 | ASSUMPTION COLLEGE |  | 500 SALISBURY ST |  | WORCESTER | MA | 016090000 | 500 SALISBURY ST |  | WORCESTER | MA | 016090000 | N | PRIVATE | SM50 | ASSUMPTION COLLEGE | 5087677000 | tderderi@assumption.edu | TODD | DERDERIAN | 5087677392 | tderderi@assumption.edu | TODD | DERDERIAN | 5087677392 | tderderi@assumption.edu | 2 | BOILER 2 - CB400-200-125 |  | BOILER | CLEAVER-BROOKS | CB400-200-125 | 1995-05-01 | 2009 | 8.52 | 1 | NO. 4 FUEL OIL | NO.4 | 825 | Distillate Oil (No. 4) | 1 | 0.1 | 36.15 | E3GAL | 5245.365 | OK | N | 24 | 7 | 34 | 24 | 7 | 4
1180102 | ASSUMPTION COLLEGE |  | 500 SALISBURY ST |  | WORCESTER | MA | 016090000 | 500 SALISBURY ST |  | WORCESTER | MA | 016090000 | N | PRIVATE | SM50 | ASSUMPTION COLLEGE | 5087677000 | tderderi@assumption.edu | TODD | DERDERIAN | 5087677392 | tderderi@assumption.edu | TODD | DERDERIAN | 5087677392 | tderderi@assumption.edu | 3 | BOILER 3 - CB400-100-125 |  | BOILER | CLEAVER-BROOKS | CB400-100-125 | 1995-05-01 | 2009 | 4.26 | 1 | NO. 4 FUEL OIL | NO.4 | 825 | Distillate Oil (No. 4) | 1 | 0.1 | 18.08 | E3GAL | 2623.408 | OK | N | 24 | 7 | 34 | 24 | 7 | 4
1180121 | UMASS MEDICAL CENTER |  | 26 QUEEN ST |  | WORCESTER | MA | 016100000 | 26 QUEEN ST |  | WORCESTER | MA | 016100000 | Y | PRIVATE | SM25 | UMMC MEMORIAL REALTY, INC. | 5083348453 | francis.early@umassmemorial.org | FRAN | EARLY | 5083348453 | francis.early@umassmemorial.org | FRAN | EARLY | 5083348453 | francis.early@umassmemorial.org | 3 | BOILER #3-CLEAVER BROOKS CB600-300 DUAL FUEL |  | BOILER | CLEAVER BROOKS | CB-600-300 | 1985-11-01 | 2009 | 12 | 3 | NO. 2 FUEL OIL | NO.4 | 825 | Distillate Oil (No. 4) | 0.33 | 0 | 0 | E3GAL | 0 | OK | N | 24 | 7 | 13 | 0 | 0 | 0
1180160 | FORMER BF BROWN MIDDLE SCHOOL |  | 62 ACADEMY ST |  | FITCHBURG | MA | 014200000 | 718 MAIN ST | ATTN: LENNY LAAKSO, DPW COMMISSIONER | FITCHBURG | MA | 014200000 | Y | LOCAL GOVERNMENT | SM25 | BF BROWN MIDDLE SCHOOL | 9783424213 | barlettaw@fitchburg.k12.ma.us | WILLIAM | BARLETTA | 9783453206 | barlettaw@fitchburg.k12.ma.us | WILLIAM | BARLETTA | 9793453206 | barlettaw@fitchburg.k12.ma.us | 2 | BOILER #2-DILLON HRT #4 OIL 1.0 PERCENT SULFER |  | BOILER | DILLON | UNKNOWN | 1964-01-01 | 2008 | 16 | 1 | BOILER #2-DILLON HRT #4 OIL 1.0 SULFER BACKUP ONLY | NO.4 | 825 | Distillate Oil (No. 4) | 1 | 0 | 0 | E3GAL | 0 | OK | N | 0 | 0 | 0 | 0 | 0 | 0
1180166 | MEMORIAL MIDDLE SCHOOL |  | 615 ROLLSTONE ST |  | FITCHBURG | MA | 014200000 | 376 SOUTH STREET |  | FITCHBURG | MA | 014200000 | Y | LOCAL GOVERNMENT | NM25 | MEMORIAL MIDDLE SCHOOL | 9783453206 | BARLETTAW@FITCHBURG.K12.MA.US | WILLIAM | BARLETTA | 9783453206 | BARLETTAW@FITCHBURG.K12.MA.US | WILLIAM | BARLETTA | 9783453208 | BARLETTAW@FITCHBURG.K12.MA.US | 1 | BOILER 1 - HB SMITH 60 GPH 4 OIL 1.0 SULFER |  | BOILER | H.B. SMITH | SERIES 60 | 1967-01-01 | 2008 | 9 | 1 | BOILER 1-H B SMITH 60 GPH 4 OIL1.0 S | NO.4 | 825 | Distillate Oil (No. 4) | 1 | 0 | 60 | E3GAL | 8706 | OK | N | 6 | 7 | 40 | 0 | 0 | 0
1180166 | MEMORIAL MIDDLE SCHOOL |  | 615 ROLLSTONE ST |  | FITCHBURG | MA | 014200000 | 376 SOUTH STREET |  | FITCHBURG | MA | 014200000 | Y | LOCAL GOVERNMENT | NM25 | MEMORIAL MIDDLE SCHOOL | 9783453206 | BARLETTAW@FITCHBURG.K12.MA.US | WILLIAM | BARLETTA | 9783453206 | BARLETTAW@FITCHBURG.K12.MA.US | WILLIAM | BARLETTA | 9783453208 | BARLETTAW@FITCHBURG.K12.MA.US | 2 | BOILER 2 - H B SMITH 60GPH STANDBY ONLY |  | BOILER | H. SMITH | SERIES 60 | 1967-01-01 | 2008 | 9 | 1 | BOILER #2-H B SMITH BLR @60 GPH - STANDBY USE ONLY | NO.4 | 825 | Distillate Oil (No. 4) | 1 | 0 | 1 | E3GAL | 145.1 | OK | N | 1 | 1 | 30 | 0 | 0 | 0
1180215 | LANCASTER DCAM STATE COMPLEX |  | 266 OLD COMMON RD | PO BOX 7 | LANCASTER | MA | 015230000 | LANCASTER DCAM STATE COMPLEX PO BOX 7 |  | LANCASTER | MA | 015230000 | Y | STATE | SM79-R | DCAM LANCASTER STATE COMPLEX | 9783652004 | stephen.casavecchia@state.ma.us | JOHN | O'DONNELL | 6177274030 | john.odonnell@dcp.state.ma.us | JOHN | O'DONNELL | 6147274030X207 | john.odonnell@dcp.state.ma.us | 1 | BOILER #1-CLEAVER BROOKS CB122-87 #4 OIL-1 PERC.S |  | BOILER | CLEAVER BROOKS | CB 600-250 | 1986-01-22 | 2011 | 9.8 | 1 | BOILER #1-CLEAVER BROOKS CB600-250 #4 OIL-1 PERC | NO.4 | 825 | Distillate Oil (No. 4) | 1 | 0 | 134.387 | E3GAL | 19499.5537 | OK | N | 24 | 7 | 38 | 24 | 7 | 9
1180215 | LANCASTER DCAM STATE COMPLEX |  | 266 OLD COMMON RD | PO BOX 7 | LANCASTER | MA | 015230000 | LANCASTER DCAM STATE COMPLEX PO BOX 7 |  | LANCASTER | MA | 015230000 | Y | STATE | SM79-R | DCAM LANCASTER STATE COMPLEX | 9783652004 | stephen.casavecchia@state.ma.us | JOHN | O'DONNELL | 6177274030 | john.odonnell@dcp.state.ma.us | JOHN | O'DONNELL | 6147274030X207 | john.odonnell@dcp.state.ma.us | 2 | BOILER #2-DILLON HRT1-10-47 STANDBY- NOT USED 2011 |  | BOILER | DILLON | HRT 1-10-47 | 1985-02-28 | 2011 | 11.76 | 1 | BOILER #2-DILLON #MP2221 #4 OIL-1PERC. | NO.4 | 825 | Distillate Oil (No. 4) | 1 | 0 | 0 | E3GAL | 0 | OK | N | 0 | 0 | 0 | 0 | 0 | 0
1180321 | CERSOSIMO LUMBER CO INC | FORMERLY HARDWICK KILNS | 18 SHUNPIKE RD |  | HARDWICK | MA | 010370000 | 18 SHUNPIKE RD | PO BOX 544 | HARDWICK | MA | 010370000 | N | PRIVATE | NM50 | CERSOSIMO LUMBER CO INC | 8022544508 | marms@cersosimo.com | JASON | AYER | 4134776258 | jayer@cersosimo.com | JASON | AYER | 8022544528 | jayer@cersosimo.com | 2 | BOILER #2 #4 OIL-0.5 |  | BOILER | ORR & SEMBOWER | 3HE | 1994-04-28 | 2009 | 15.194 | 1 | BOILER #2 #4 OIL-0.5 | NO.4 | 825 | Distillate Oil (No. 4) | 0.5 | 0 | 36 | E3GAL | 5223.6 | OK | N | 24 | 7 | 1 | 24 | 7 | 1
1180327 | SIEMENS INDUSTRY INC | MORGAN CONSTRUCTION | 40 CRESCENT ST |  | WORCESTER | MA | 016052404 | 15 BELMONT STREET |  | WORCESTER | MA | 016052404 | N | PRIVATE | SM79-R | SIEMENS INDUSTRY INC. | 5087556111 | taz@refranklin.com | EDMUND | KENNEY | 5088496522 | edmund.kenney@siemens.com | DANIEL | GILBREATH | 5088496422 | daniel.gilbreath@siemens.com | 2 | BOILER #2-SPENCER 9-M-00 #4 OIL-0.5 S |  | BOILER | SPENCER | 9M00 | 1955-03-31 | 2011 | 12.6 | 1 | BOILER#2-SPENCER #4 OIL-0.5 S OFF DURING O3 SEAS | NO.4 | 825 | Distillate Oil (No. 4) | 0.5 | 0 | 0 | E3GAL | 0 | OK | N | 24 | 7 | 2 | 0 | 0 | 0
1180327 | SIEMENS INDUSTRY INC | MORGAN CONSTRUCTION | 40 CRESCENT ST |  | WORCESTER | MA | 016052404 | 15 BELMONT STREET |  | WORCESTER | MA | 016052404 | N | PRIVATE | SM79-R | SIEMENS INDUSTRY INC. | 5087556111 | taz@refranklin.com | EDMUND | KENNEY | 5088496522 | edmund.kenney@siemens.com | DANIEL | GILBREATH | 5088496422 | daniel.gilbreath@siemens.com | 3 | BOILER #3-SPENCER 9-M-350 #4 OIL-0.5 S |  | BOILER | SPENCER | 9M350 | 1958-11-30 | 2011 | 14.7 | 1 | BOILER#3-SPENCER #4 OIL-0.5 S OFF DURING O3 SEAS | NO.4 | 825 | Distillate Oil (No. 4) | 0.5 | 0 | 0 | E3GAL | 0 | OK | N | 0 | 0 | 0 | 0 | 0 | 0
1180327 | SIEMENS INDUSTRY INC | MORGAN CONSTRUCTION | 40 CRESCENT ST |  | WORCESTER | MA | 016052404 | 15 BELMONT STREET |  | WORCESTER | MA | 016052404 | N | PRIVATE | SM79-R | SIEMENS INDUSTRY INC. | 5087556111 | taz@refranklin.com | EDMUND | KENNEY | 5088496522 | edmund.kenney@siemens.com | DANIEL | GILBREATH | 5088496422 | daniel.gilbreath@siemens.com | 33 | CLEAVER BROOKS BOILER |  | BOILER | CLEAVER BROOKS | CB-600-200-125 | 2005-10-01 | 2011 | 8.29 | 1 | # 4 OIL | NO.4 | 825 | Distillate Oil (No. 4) | 0.5 |  | 117.99 | E3GAL | 17120.349 | OK | N | 24 | 7 | 25 | 0 | 0 | 0
1180337 | WORCESTER STATE UNIVERSITY |  | 486 CHANDLER ST |  | WORCESTER | MA | 016022597 | 486 CHANDLER ST |  | WORCESTER | MA | 016022597 | Y | STATE | SM80-R | WORCESTER STATE COLLEGE | 5089298000 | rdaniels@worcester.edu | SANDRA | OLSON | 5089298052 | solson1@worcester.edu | ROBERT | DANIELS | 5089298099 | rdaniels@worcester.edu | 2 | BOILER #2-CBW #350 #4 OIL-0.5 SULF GYM BUILDING |  | BOILER | CLEAVER BROOKS | CBW 350 | 1993-07-01 | 2011 | 15 | 1 | BOILER #2-CBW #350 #4 OIL-0.5 S | NO.4 | 825 | Distillate Oil (No. 4) | 0.5 |  | 4.947 | E3GAL | 717.8097 | OK | N | 1 | 1 | 8 | 1 | 1 | 4
1180350 | HANOVER INSURANCE GROUP |  | 440 LINCOLN ST |  | WORCESTER | MA | 016050000 | 440 LINCOLN STREET |  | WORCESTER | MA | 016050000 | N | PRIVATE | SM50 | THE HANOVER GROUP | 5088551000X4272 | jabjohnson@hanover.com | JAMES | JOHNSON | 5088554272 | jabjohnson@hanover.com | KENNETH | PERSON | 5088556007 | Kperson@hanover.com | 1 | BOILER #1-TITUSVILLE DUAL FUEL |  | BOILER | TITUSVILLE IRON WORKS | WPO 304 | 1956-01-01 | 2011 | 16.8 | 1 | BOILER #1-TITUSVILLE #4 OIL | NO.4 | 825 | Distillate Oil (No. 4) | 1 | 0 | 0 | E3GAL | 0 | OK | N | 24 | 7 | 31 | 0 | 0 | 0
1180350 | HANOVER INSURANCE GROUP |  | 440 LINCOLN ST |  | WORCESTER | MA | 016050000 | 440 LINCOLN STREET |  | WORCESTER | MA | 016050000 | N | PRIVATE | SM50 | THE HANOVER GROUP | 5088551000X4272 | jabjohnson@hanover.com | JAMES | JOHNSON | 5088554272 | jabjohnson@hanover.com | KENNETH | PERSON | 5088556007 | Kperson@hanover.com | 2 | BOILER #2-TITUSVILLE 16.8 MMBTU/HR DUAL FUEL |  | BOILER | TITUSVILLE | UNKNOWN | 1956-01-01 | 2011 | 16.8 | 1 | BOILER #2-TITUSVILLE #4 OIL | NO.4 | 825 | Distillate Oil (No. 4) | 1 | 0 | 0 | E3GAL | 0 | OK | N | 24 | 7 | 31 | 0 | 0 | 0
1180350 | HANOVER INSURANCE GROUP |  | 440 LINCOLN ST |  | WORCESTER | MA | 016050000 | 440 LINCOLN STREET |  | WORCESTER | MA | 016050000 | N | PRIVATE | SM50 | THE HANOVER GROUP | 5088551000X4272 | jabjohnson@hanover.com | JAMES | JOHNSON | 5088554272 | jabjohnson@hanover.com | KENNETH | PERSON | 5088556007 | Kperson@hanover.com | 3 | BOILER #3-TITUSVILLE 16.8 MMBTU/HR DUAL FUEL |  | BOILER | TITUSVILLE | UNKNOWN | 1956-01-01 | 2011 | 16.8 | 1 | BOILER #3-TITUSVILLE #4 OIL | NO.4 | 825 | Distillate Oil (No. 4) | 1 | 0 | 0 | E3GAL | 0 | OK | N | 24 | 7 | 31 | 0 | 0 | 0
1180350 | HANOVER INSURANCE GROUP |  | 440 LINCOLN ST |  | WORCESTER | MA | 016050000 | 440 LINCOLN STREET |  | WORCESTER | MA | 016050000 | N | PRIVATE | SM50 | THE HANOVER GROUP | 5088551000X4272 | jabjohnson@hanover.com | JAMES | JOHNSON | 5088554272 | jabjohnson@hanover.com | KENNETH | PERSON | 5088556007 | Kperson@hanover.com | 4 | BOILER #4-H.B.SMITH 13.3 MMBTU/HR DUAL FUEL |  | BOILER | H.B.SMITH | 650 | 1989-01-01 | 2011 | 13.3 | 1 | BOILER #4-H.B.SMITH #4 OIL | NO.4 | 825 | Distillate Oil (No. 4) | 1 | 0 | 0 | E3GAL | 0 | OK | N | 0 | 0 | 0 | 0 | 0 | 0
1180358 | ALLEGRO MICROSYSTEMS |  | 115 NORTHEAST CUTOFF |  | WORCESTER | MA | 016060000 | PO BOX 15036 |  | WORCESTER | MA | 016150000 | N | PRIVATE | SM79-R | ALLEGRO MICROSYSTEMS | 5088535000 | dfitzgerald@allegromicro.com | DAVID | CUNNINGHAM | 5088545344 | dcunningham@allegromicro.com | DONALD | ALGER | 5088545560 | dalger@allegromicro.com | 1 | BOILER NO 1-CLEAVER BROOKS CB655-350 DUAL FUEL |  | BOILER | CLEAVER BROOKS | CB655-350 | 1965-12-01 | 2011 | 15 | 1 | BOILER NO 1-CLEAVER BROOKS CB655-350 #4 OIL-1S | NO.4 | 825 | Distillate Oil (No. 4) | 1 | 0 | 0 | E3GAL | 0 | OK | N | 24 | 7 | 30 | 24 | 7 | 11
1180358 | ALLEGRO MICROSYSTEMS |  | 115 NORTHEAST CUTOFF |  | WORCESTER | MA | 016060000 | PO BOX 15036 |  | WORCESTER | MA | 016150000 | N | PRIVATE | SM79-R | ALLEGRO MICROSYSTEMS | 5088535000 | dfitzgerald@allegromicro.com | DAVID | CUNNINGHAM | 5088545344 | dcunningham@allegromicro.com | DONALD | ALGER | 5088545560 | dalger@allegromicro.com | 2 | BOILER NO 2-CLEAVER BROOKS CB655-300 DUAL FUEL |  | BOILER | CLEAVER BROOKS | CB655-350 | 1965-12-01 | 2011 | 15 | 1 | BOILER NO 2-CLEAVER BROOKS CB655-350 NO 4 OIL-1 | NO.4 | 825 | Distillate Oil (No. 4) | 1 | 0 | 0 | E3GAL | 0 | OK | N | 24 | 7 | 30 | 24 | 7 | 11
1180381 | OVERLOOK MASONIC HEALTH CENTER |  | 88 MASONIC HOME RD |  | CHARLTON | MA | 015070000 | PO BOX 1000 |  | CHARLTON | MA | 015070000 | N | PRIVATE | NM99 | MASONIC NURSING HOME INC | 5082487344 | gsenerth@mhc-mass.org | GEORGE | SENERTH | 5084342262 | gsenerth@mhc-mass.org | GEORGE | SENERTH | 5082487344 | gsenerth@overlookmhc.org | 1 | BOILER #1-CLEAVER BROOKS CB800-200 #4 OIL-0.5S |  | BOILER | CLEAVER BROOKS | CB800-200 | 1985-11-12 | 2010 | 8 | 1 | BOILER #1-CLEAVER BROOKS CB800-200 #4 OIL-0.5S | NO.4 | 825 | Distillate Oil (No. 4) | 0.5 | 0 | 86.4 | E3GAL | 12536.64 | OK | N | 24 | 7 | 35 | 24 | 7 | 5
1180381 | OVERLOOK MASONIC HEALTH CENTER |  | 88 MASONIC HOME RD |  | CHARLTON | MA | 015070000 | PO BOX 1000 |  | CHARLTON | MA | 015070000 | N | PRIVATE | NM99 | MASONIC NURSING HOME INC | 5082487344 | gsenerth@mhc-mass.org | GEORGE | SENERTH | 5084342262 | gsenerth@mhc-mass.org | GEORGE | SENERTH | 5082487344 | gsenerth@overlookmhc.org | 2 | BOILER #2-CLEAVER BROOKS CB600-125 #4OIL- 0.5S |  | BOILER | CLEAVER BROOKS | CB600-125 | 1974-03-12 | 2010 | 5 | 1 | BOILER #2-CLEAVER BROOKS CB600-125 #4OIL-0.5S | NO.4 | 825 | Distillate Oil (No. 4) | 0.5 | 0 | 43.2 | E3GAL | 6268.32 | OK | N | 24 | 7 | 17 | 24 | 7 | 17
1180381 | OVERLOOK MASONIC HEALTH CENTER |  | 88 MASONIC HOME RD |  | CHARLTON | MA | 015070000 | PO BOX 1000 |  | CHARLTON | MA | 015070000 | N | PRIVATE | NM99 | MASONIC NURSING HOME INC | 5082487344 | gsenerth@mhc-mass.org | GEORGE | SENERTH | 5084342262 | gsenerth@mhc-mass.org | GEORGE | SENERTH | 5082487344 | gsenerth@overlookmhc.org | 3 | BOILER #3-CLEAVER BROOKS #CB800200 #4 OIL -0.5S |  | BOILER | CLEAVER BROOKS | CB800-200 | 2005-12-01 | 2010 | 8 | 1 | BOILER #3-CLEAVER BROOKS #CB800200 #4 OIL - 0.5S | NO.4 | 825 | Distillate Oil (No. 4) | 0.5 | 0 | 86.4 | E3GAL | 12536.64 | OK | N | 24 | 7 | 35 | 24 | 7 | 5
1180537 | YWCA |  | 1 SALEM SQ |  | WORCESTER | MA | 016080000 | 1 SALEM SQ |  | WORCESTER | MA | 016080000 | N | PRIVATE | NM25 | Y W C A OF CENTRAL MASSACHUSETTS | 5087913181X3054 | rbreault@ywcaworcester.org | RICHARD | BREAULT | 5087913181 | rbreault@ywcaworcester.org | RICK | BREAULT | 5087913181X3054 | rbreault@ywcaworcester.org | 2 | BOILER #2-YORK SHIPLEY #2 OIL |  | BOILER | YORK SHIPLY | SPW-125-5 | 1990-01-01 | 2010 | 0.037 | 2 | BOILER #2 #2 FUEL OIL | NO.4 | 825 | Distillate Oil (No. 4) | 1 |  | 0 | E3GAL | 0 | OK | N | 0 | 0 | 0 | 0 | 0 | 0
1180640 | WORCESTER SUPERIOR COURT |  | 2 MAIN ST |  | WORCESTER | MA | 016080000 | DCAM OFFICE OF SURPLUS PROPERTY | 220 OLD COMMON ROAD PO BOX #7 | LANCASTER | MA | 015230000 | Y | STATE | SM79-R | DIVISION OF CAPITAL ASSET MANAGEMENT | 5087927453 | steve.casavecchia@state.ma.us | JOHN | O'DONNELL | 6177274050 | john.odonnell@state.ma.us | STEVE | CASAVECCHIA | 5087927453 | steve.casavecchia@state.ma.us | 1 | BOILER #1-SCOTCH MARINE #4 OIL-1 PERCENT S | 2 | BOILER | SCOTCH MARINE | 537 | 1982-09-01 | 2009 | 17 | 1 | BOILER #1-SCOTCH MARINE #4 OIL-1 S S | NO.4 | 825 | Distillate Oil (No. 4) | 1 | 0 | 0 | E3GAL | 0 | OK | N | 0 | 0 | 0 | 0 | 0 | 0
1180640 | WORCESTER SUPERIOR COURT |  | 2 MAIN ST |  | WORCESTER | MA | 016080000 | DCAM OFFICE OF SURPLUS PROPERTY | 220 OLD COMMON ROAD PO BOX #7 | LANCASTER | MA | 015230000 | Y | STATE | SM79-R | DIVISION OF CAPITAL ASSET MANAGEMENT | 5087927453 | steve.casavecchia@state.ma.us | JOHN | O'DONNELL | 6177274050 | john.odonnell@state.ma.us | STEVE | CASAVECCHIA | 5087927453 | steve.casavecchia@state.ma.us | 2 | BOILER #2-SCOTCH MARINE #4 OIL-1 PERCENTS |  | BOILER | SCOTCH MARINE | 538 | 1982-09-01 | 2009 | 16 | 1 | BOILER #2-SCOTCH MARINE #4 OIL-1PERCENT | NO.4 | 825 | Distillate Oil (No. 4) | 1 | 0 | 0 | E3GAL | 0 | OK | N | 0 | 0 | 0 | 0 | 0 | 0
1180661 | WORCESTER COUNTY JAIL |  | 5 PAUL X TIVNAN DR |  | WEST BOYLSTON | MA | 015830000 | 5 P X TIVIAN DRIVE |  | WEST BOYLSTON | MA | 015830000 | N | STATE | NM25 | WORCESTER SHERIFFS DEPARTMENT | 7818525900 | pphelan@sdwState.ma.us | PETER | WHITNEY | 5088541800 | pwhitney@sdw.state.ma.us | PATRICK | PHELAN | 5088541812 | pphelan@sdwState.ma.us | 1 | BOILER #1-WEIL MCLAIN 5.945 MMBTU/HR #4 OIL-0.5 S |  | BOILER | WEIL-MCLEAN | 1894 | 1972-01-01 | 2010 | 6 | 1 | BOILER #1-WEIL MCLAIN 1894 #4 OIL-0.5 S | NO.4 | 825 | Distillate Oil (No. 4) | 0.5 | 0 | 0 | E3GAL | 0 | OK | N | 24 | 7 | 36 | 24 | 7 | 10
1180661 | WORCESTER COUNTY JAIL |  | 5 PAUL X TIVNAN DR |  | WEST BOYLSTON | MA | 015830000 | 5 P X TIVIAN DRIVE |  | WEST BOYLSTON | MA | 015830000 | N | STATE | NM25 | WORCESTER SHERIFFS DEPARTMENT | 7818525900 | pphelan@sdwState.ma.us | PETER | WHITNEY | 5088541800 | pwhitney@sdw.state.ma.us | PATRICK | PHELAN | 5088541812 | pphelan@sdwState.ma.us | 2 | BOILER #2-WEIL MCLAIN 1894 5.945 MMBTU/HR |  | BOILER | WEIL-MCLAIN | 1894 | 1972-01-01 | 2010 | 6 | 1 | BOILER #2-WEIL MCLAIN 1894 #4 OIL-0.5 S | NO.4 | 825 | Distillate Oil (No. 4) | 0.5 | 0 | 0 | E3GAL | 0 | OK | N | 24 | 7 | 36 | 24 | 7 | 10
1180661 | WORCESTER COUNTY JAIL |  | 5 PAUL X TIVNAN DR |  | WEST BOYLSTON | MA | 015830000 | 5 P X TIVIAN DRIVE |  | WEST BOYLSTON | MA | 015830000 | N | STATE | NM25 | WORCESTER SHERIFFS DEPARTMENT | 7818525900 | pphelan@sdwState.ma.us | PETER | WHITNEY | 5088541800 | pwhitney@sdw.state.ma.us | PATRICK | PHELAN | 5088541812 | pphelan@sdwState.ma.us | 17 | BOILER #2- CLEAVER BROOKS | 3 | BOILER | CLEAVER BROOKS | CB-700-80 | 2007-09-01 | 2010 | 125 | 2 | #4 OIL | NO.4 | 825 | Distillate Oil (No. 4) | 0.5 | 0 | 0 | E3GAL | 0 | OK | N | 24 | 7 | 36 | 24 | 7 | 10
1180661 | WORCESTER COUNTY JAIL |  | 5 PAUL X TIVNAN DR |  | WEST BOYLSTON | MA | 015830000 | 5 P X TIVIAN DRIVE |  | WEST BOYLSTON | MA | 015830000 | N | STATE | NM25 | WORCESTER SHERIFFS DEPARTMENT | 7818525900 | pphelan@sdwState.ma.us | PETER | WHITNEY | 5088541800 | pwhitney@sdw.state.ma.us | PATRICK | PHELAN | 5088541812 | pphelan@sdwState.ma.us | 18 | BOILER #1 CLEAVER BROOKS | 3 | BOILER | CLEAVER BROOKS | CB-700-150LE | 2007-09-01 | 2010 | 125 | 2 | #4 OIL | NO.4 | 825 | Distillate Oil (No. 4) | 0.5 | 0 | 0 | E3GAL | 0 | OK | N | 24 | 7 | 36 | 24 | 7 | 10
1180661 | WORCESTER COUNTY JAIL |  | 5 PAUL X TIVNAN DR |  | WEST BOYLSTON | MA | 015830000 | 5 P X TIVIAN DRIVE |  | WEST BOYLSTON | MA | 015830000 | N | STATE | NM25 | WORCESTER SHERIFFS DEPARTMENT | 7818525900 | pphelan@sdwState.ma.us | PETER | WHITNEY | 5088541800 | pwhitney@sdw.state.ma.us | PATRICK | PHELAN | 5088541812 | pphelan@sdwState.ma.us | 19 | WATER HEATER #1 RAYPAK | 2 | BOILER | RAYPAK | WH9-1532BL | 2007-09-01 | 2010 | 1.532 | 2 | #4 OIL | NO.4 | 825 | Distillate Oil (No. 4) | 0.5 | 0 | 0 | E3GAL | 0 | OK | N | 24 | 7 | 52 | 24 | 7 | 22
1180661 | WORCESTER COUNTY JAIL |  | 5 PAUL X TIVNAN DR |  | WEST BOYLSTON | MA | 015830000 | 5 P X TIVIAN DRIVE |  | WEST BOYLSTON | MA | 015830000 | N | STATE | NM25 | WORCESTER SHERIFFS DEPARTMENT | 7818525900 | pphelan@sdwState.ma.us | PETER | WHITNEY | 5088541800 | pwhitney@sdw.state.ma.us | PATRICK | PHELAN | 5088541812 | pphelan@sdwState.ma.us | 21 | BOILER #3 CLEAVER BROOKS | 3 | BOILER | CLEAVER BROOKS | CB-700-80 | 2007-09-01 | 2010 | 125 | 2 | #4 OIL | NO.4 | 825 | Distillate Oil (No. 4) | 0.5 | 0 | 0 | E3GAL | 0 | OK | N | 24 | 7 | 36 | 24 | 7 | 10
1181208 | MA STATE POLICE TRAINING ACADEMY |  | 340 WEST BROOKFIELD RD | PO BOX 214 | NEW BRAINTREE | MA | 015310000 | 340 WEST BROOKFIELD RD | PO BOX 214 | NEW BRAINTREE | MA | 015310000 | Y | STATE | SM50 | MA STATE POLICE TRAINING ACADEMY | 5088671167 | GREGORY.DWELLY@POL.STATE.MA.US | GREGORY | DWELLY | 5088671167 | GREGORY.DWELLY@POL.STATE.MA.US | GREGORY | DWELLY | 5088671167 | GREGORY.DWELLY@POL.STATE.MA.US | 5 | PLANT #2 |  | BOILER | H B SMITH | 6500 | 1992-01-01 | 2009 | 6.5 | 1 | #4 FUEL OIL | NO.4 | 825 | Distillate Oil (No. 4) | 0.5 |  | 2 | E3GAL | 290.2 | OK | N | 6 | 1 | 12 | 6 | 1 | 3
1181208 | MA STATE POLICE TRAINING ACADEMY |  | 340 WEST BROOKFIELD RD | PO BOX 214 | NEW BRAINTREE | MA | 015310000 | 340 WEST BROOKFIELD RD | PO BOX 214 | NEW BRAINTREE | MA | 015310000 | Y | STATE | SM50 | MA STATE POLICE TRAINING ACADEMY | 5088671167 | GREGORY.DWELLY@POL.STATE.MA.US | GREGORY | DWELLY | 5088671167 | GREGORY.DWELLY@POL.STATE.MA.US | GREGORY | DWELLY | 5088671167 | GREGORY.DWELLY@POL.STATE.MA.US | 6 | BOILER PLANT #2 |  | BOILER | CLEAVER BROOKS | CB600-400-125 | 2001-01-01 | 2009 | 20 | 1 | #4 FUEL OIL | NO.4 | 825 | Distillate Oil (No. 4) | 0.5 |  | 128 | E3GAL | 18572.8 | OK | N | 7 | 7 | 21 | 0 | 0 | 0
1190030 | DIMOCK COMMUNITY HEA |  | 55 DIMOCK ST |  | BOSTON | MA | 021190000 | 55 DIMOCK ST |  | BOSTON | MA | 021190000 | N | PRIVATE | NM99 | DIMOCK COM HEALTH C | 6174428812 |  | MARK | MOSHAN | 6174428800 | MDMOSHAN@DIMROCK.ORG | MARK | MOSHAN | 6174428812 | MDMOSHAN@DIMROC.ORG | 1 | P.A.BOILER - #4 OIL |  | BOILER | P A DOLAN | UNKNOWN | 1971-10-01 | 2005 | 6.4 | 1 | BOILER #1-DOLAN #4 OIL-0.5%S | NO.4 | 825 | Distillate Oil (No. 4) | 0.5 | 0.1 | 35.5 | E3GAL | 5151.05 | OK | N | 12 | 7 | 26 | 12 | 7 | 13
1190030 | DIMOCK COMMUNITY HEA |  | 55 DIMOCK ST |  | BOSTON | MA | 021190000 | 55 DIMOCK ST |  | BOSTON | MA | 021190000 | N | PRIVATE | NM99 | DIMOCK COM HEALTH C | 6174428812 |  | MARK | MOSHAN | 6174428800 | MDMOSHAN@DIMROCK.ORG | MARK | MOSHAN | 6174428812 | MDMOSHAN@DIMROC.ORG | 2 | BOILER #2 - HODGE - #4 OIL 0.5%S |  | BOILER | HODGE | 1941 | 1971-10-01 | 2005 | 8 | 1 | BOILER #2-HODGE #4 OIL-0.5%S | NO.4 | 825 | Distillate Oil (No. 4) | 0.5 | 0.1 | 35.5 | E3GAL | 5151.05 | OK | N | 12 | 7 | 35 | 12 | 7 | 5
1190030 | DIMOCK COMMUNITY HEA |  | 55 DIMOCK ST |  | BOSTON | MA | 021190000 | 55 DIMOCK ST |  | BOSTON | MA | 021190000 | N | PRIVATE | NM99 | DIMOCK COM HEALTH C | 6174428812 |  | MARK | MOSHAN | 6174428800 | MDMOSHAN@DIMROCK.ORG | MARK | MOSHAN | 6174428812 | MDMOSHAN@DIMROC.ORG | 3 | BOILER #3 - HODGE |  | BOILER | HODGE | UNKNOWN | 1971-10-01 | 2005 | 8 | 1 | BOILER #3-HODGE #4 OIL-0.5%S | NO.4 | 825 | Distillate Oil (No. 4) | 0.5 | 0.1 | 0 | E3GAL | 0 | OK | N | 0 | 0 | 0 | 0 | 0 | 0
1190034 | GLOBE NEWSPAPER COMPANY |  | 135 MORRISSEY BLVD |  | BOSTON | MA | 021072378 | PO BOX 55819 |  | BOSTON | MA | 022055819 | N | PRIVATE | SM25 | GLOBE NEWSPAPER COMPANY INC | 6179293393 | a_schiavi@globe.com | ANTHONY | SCHIAVI | 6179293393 | a_schiavi@globe.com | ANTHONY | SCHIAVI | 6179293393 | a_schiavi@globe.com | 1 | BOILER 1-KEWANEE L35-350-G05 DUAL FUEL |  | BOILER | KEWANEE | L35-350-G05 | 1985-07-01 | 2009 | 15 | 1 | BOILER 1-KEWANEE L35-350-G05 4 OIL-0.5 S | NO.4 | 825 | Distillate Oil (No. 4) | 0.5 | 0.1 | 0 | E3GAL | 0 | OK | N | 24 | 7 | 48 | 24 | 7 | 20
1190034 | GLOBE NEWSPAPER COMPANY |  | 135 MORRISSEY BLVD |  | BOSTON | MA | 021072378 | PO BOX 55819 |  | BOSTON | MA | 022055819 | N | PRIVATE | SM25 | GLOBE NEWSPAPER COMPANY INC | 6179293393 | a_schiavi@globe.com | ANTHONY | SCHIAVI | 6179293393 | a_schiavi@globe.com | ANTHONY | SCHIAVI | 6179293393 | a_schiavi@globe.com | 3 | BOILER 3-CLEAVER BROOKS CB439-350-15 DUAL FUEL |  | BOILER | CLEAVER BROOKS | CB439-350-155 | 1970-01-01 | 2009 | 15 | 1 | BOILERCLEAVER BROOKS CB439-350 4 OIL-0.5 S | NO.4 | 825 | Distillate Oil (No. 4) | 0.5 | 0.1 | 0 | E3GAL | 0 | OK | N | 24 | 7 | 20 | 24 | 7 | 20
1190110 | DRAPER PROPERTIES INCORPORATED |  | 28 DRAPER LN |  | CANTON | MA | 020210000 | 28 DRAPER LN |  | CANTON | MA | 020210000 | N | PRIVATE | SM25 | DRAPER BROTHERS INC | 7818280029X3225 | dloving@draperknitting.com | DAVID | LOVING | 7818280029 | dloving@draperknitting.com | DAVID | LOVING | 7818280029X3225 | dloving@draperknitting.com | 1 | BOILER #1 - CLEAVER BROOKS CB600-350-15 DUAL FUEL |  | BOILER | CLEAVER BROOKS | CB600-350-15 | 1977-01-01 | 2009 | 15 | 1 | #4 OIL-1 PERCENT S | NO.4 | 825 | Distillate Oil (No. 4) | 1 | 0.034 | 0 | E3GAL | 0 | OK | N | 24 | 7 | 50 | 24 | 7 | 22
1190110 | DRAPER PROPERTIES INCORPORATED |  | 28 DRAPER LN |  | CANTON | MA | 020210000 | 28 DRAPER LN |  | CANTON | MA | 020210000 | N | PRIVATE | SM25 | DRAPER BROTHERS INC | 7818280029X3225 | dloving@draperknitting.com | DAVID | LOVING | 7818280029 | dloving@draperknitting.com | DAVID | LOVING | 7818280029X3225 | dloving@draperknitting.com | 2 | BOILER #2-CLEAVER BROOKS CB600-300-15 DUAL FUEL |  | BOILER | CLEAVER BROOKS | CB600-350-15 | 1969-01-01 | 2009 | 15 | 1 | #4 OIL-1 PERCENT S | NO.4 | 825 | Distillate Oil (No. 4) | 1 | 0.034 | 0 | E3GAL | 0 | OK | N | 24 | 7 | 50 | 24 | 7 | 22
1190144 | BOSTON COLLEGE LAW SCHOOL |  | 885 CENTER ST |  | NEWTON | MA | 021580000 | 140 COMMONWEALTH AVE |  | CHESTNUT HILL | MA | 024670000 | N | PRIVATE | SM80-R | BOSTON COLLEGE LAW SCHOOL | 6175520300 | gail.hall@bc.edu | DANIEL | BOURQUE | 6175526067 | Daniel.Bourque@bc.edu | GAIL | HALL | 6175520300 | gail.hall@bc.edu | 2 | BOILER 2-KEWANEE IIM889 |  | BOILER | KEWANEE | S12039 | 1955-06-01 | 2011 | 10 | 1 | BOILER 2-KEWANEE IIM889 | NO.4 | 825 | Distillate Oil (No. 4) | 0.5 | 0 | 0 | E3GAL | 0 | OK | N | 6 | 7 | 52 | 6 | 7 | 22
1190144 | BOSTON COLLEGE LAW SCHOOL |  | 885 CENTER ST |  | NEWTON | MA | 021580000 | 140 COMMONWEALTH AVE |  | CHESTNUT HILL | MA | 024670000 | N | PRIVATE | SM80-R | BOSTON COLLEGE LAW SCHOOL | 6175520300 | gail.hall@bc.edu | DANIEL | BOURQUE | 6175526067 | Daniel.Bourque@bc.edu | GAIL | HALL | 6175520300 | gail.hall@bc.edu | 3 | BOILER 3-SPENCER 6055-285 |  | BOILER | SPENCER | S08072 | 1956-06-01 | 2011 | 15 | 1 | BOILER 3-SPENCER 6055-285 | NO.4 | 825 | Distillate Oil (No. 4) | 0.5 | 0 | 0 | E3GAL | 0 | OK | N | 0 | 0 | 0 | 0 | 0 | 0
1190158 | MELROSE WAKEFIELD HOSPITAL |  | 585 LEBANON ST |  | MELROSE | MA | 021760000 | 585 LEBANON STREET |  | MELROSE | MA | 021760000 | N | PRIVATE | SM50 | MELROSE WAKEFIELD HOSPITAL | 7819793292 | jferbert@hallmarkhealth.org | JUSTIN | FERBERT | 7819793292 | jferbert@hallmarkhealth.org | JUSTIN | FERBERT | 7819793292 | jferbert@hallmarkhealth.org | 1 | BOILER #1-CLEAVER BROOKS CB600-500 20.92 MMBTU/HR |  | BOILER | CLEAVER BROOKS | CB600-500 | 1977-08-01 | 2009 | 21 | 1 | BOILER #1-CLEAVER BROOKS CB600-500 #4 OIL 1 S | NO.4 | 825 | Distillate Oil (No. 4) | 1 | 0.1 | 0 | E3GAL | 0 | OK | Y | 24 | 7 | 52 | 24 | 7 | 22
1190158 | MELROSE WAKEFIELD HOSPITAL |  | 585 LEBANON ST |  | MELROSE | MA | 021760000 | 585 LEBANON STREET |  | MELROSE | MA | 021760000 | N | PRIVATE | SM50 | MELROSE WAKEFIELD HOSPITAL | 7819793292 | jferbert@hallmarkhealth.org | JUSTIN | FERBERT | 7819793292 | jferbert@hallmarkhealth.org | JUSTIN | FERBERT | 7819793292 | jferbert@hallmarkhealth.org | 2 | BOILER #2-CLEAVER BROOKS CB600-500 20.92 MMBTU/HR |  | BOILER | CLEAVER BROOKS | CB600-500 | 1977-08-01 | 2009 | 21 | 1 | BOILER #2-CLEAVER BROOKS CB600-500 #4 OIL 1 S | NO.4 | 825 | Distillate Oil (No. 4) | 1 | 0.1 | 0 | E3GAL | 0 | OK | Y | 24 | 7 | 52 | 24 | 7 | 22
1190228 | SOUTH SHORE HOSPITAL |  | 55 FOGG RD |  | WEYMOUTH | MA | 021900000 | 55 FOGG ROAD |  | WEYMOUTH | MA | 021900000 | N | PRIVATE | SM50 | SOUTH SHORE HOSPITAL | 7813408294 | louis_graziano@sshosp.org | LOUIS | GRAZIANO | 7813408024 | louis_graziano@sshosp.org | BENNETT | JOHNSON | 7813408967 | Bennett_Johnson@sshosp.org | 3 | BOILER NO 1 CLEAVER BROOKS CB600-500 NO 4 OIL |  | BOILER | CLEAVER-BROOKS | CB600X-500 | 1980-01-01 | 2009 | 20.992 | 1 | NO4 OIL | NO.4 | 825 | Distillate Oil (No. 4) | 0.5 | 0.1 | 15.481 | E3GAL | 2246.2931 | OK | N | 24 | 7 | 30 | 0 | 0 | 0
1190228 | SOUTH SHORE HOSPITAL |  | 55 FOGG RD |  | WEYMOUTH | MA | 021900000 | 55 FOGG ROAD |  | WEYMOUTH | MA | 021900000 | N | PRIVATE | SM50 | SOUTH SHORE HOSPITAL | 7813408294 | louis_graziano@sshosp.org | LOUIS | GRAZIANO | 7813408024 | louis_graziano@sshosp.org | BENNETT | JOHNSON | 7813408967 | Bennett_Johnson@sshosp.org | 4 | BOILER NO 2 CLEAVER BROOKS CB600X200 DUAL FUEL |  | BOILER | CLEAVER-BROOKS | CB600X-200 | 1980-01-01 | 2009 | 6 | 1 | NO4 OIL | NO.4 | 825 | Distillate Oil (No. 4) | 0.5 | 0.1 | 16.788 | E3GAL | 2435.9388 | OK | N | 24 | 7 | 26 | 24 | 7 | 22
1190228 | SOUTH SHORE HOSPITAL |  | 55 FOGG RD |  | WEYMOUTH | MA | 021900000 | 55 FOGG ROAD |  | WEYMOUTH | MA | 021900000 | N | PRIVATE | SM50 | SOUTH SHORE HOSPITAL | 7813408294 | louis_graziano@sshosp.org | LOUIS | GRAZIANO | 7813408024 | louis_graziano@sshosp.org | BENNETT | JOHNSON | 7813408967 | Bennett_Johnson@sshosp.org | 5 | BOILER NO. 3 CLEAVER BROOKS CB400-500 DUAL FUEL |  | BOILER | CLEAVER-BROOKS | CB400-500 | 1988-04-01 | 2009 | 20.992 | 1 | NO4 OIL | NO.4 | 825 | Distillate Oil (No. 4) | 0.5 | 0.1 | 15.481 | E3GAL | 2246.2931 | OK | N | 24 | 7 | 52 | 0 | 0 | 0
1190236 | GENERAL DYNAMICS C4 SYSTEMS |  | 189 B ST |  | NEEDHAM | MA | 024940000 | 400 JOHN QUINCY ADAMS RD |  | TAUNTON | MA | 027800000 | N | PRIVATE | NM50 | GENERAL DYNAMICS C4 SYSTEMS | 5088804000 | Ron.Levesque@gdc4s.com | RON | LEVESQUE | 5088804452 | Ron.Levesque@gdc4s.com | ERIC | CARDINAL | 5088804432 | Eric.Cardinal@gdc4s.com | 1 | BOILER #1-CLEAVER BROOKS CB100-125 5.23 MMBTU/HR |  | BOILER | CLEAVER-BROOKS | CB100-125 | 1994-12-10 | 2009 | 5.23 | 1 | BOILER #1-CLEAVER BROOKS CB100-125 #4 OIL -1 PERCENT SULFUR | NO.4 | 825 | Distillate Oil (No. 4) | 1 | 0.2 | 19.882 | E3GAL | 2884.8782 | OK | N | 24 | 7 | 26 | 1 | 5 | 22
1190236 | GENERAL DYNAMICS C4 SYSTEMS |  | 189 B ST |  | NEEDHAM | MA | 024940000 | 400 JOHN QUINCY ADAMS RD |  | TAUNTON | MA | 027800000 | N | PRIVATE | NM50 | GENERAL DYNAMICS C4 SYSTEMS | 5088804000 | Ron.Levesque@gdc4s.com | RON | LEVESQUE | 5088804452 | Ron.Levesque@gdc4s.com | ERIC | CARDINAL | 5088804432 | Eric.Cardinal@gdc4s.com | 2 | BOILER #2-SUPERIOR 5.38MMBTU/HR #4OIL-1 P. SULFUR |  | BOILER | SUPERIOR | M-N4AA2125A | 1973-01-01 | 2009 | 5.38 | 1 | BOILER #2-SUPERIOR #4 OIL - 1 PERCENT SULFUR | NO.4 | 825 | Distillate Oil (No. 4) | 1 | 0.2 | 19.882 | E3GAL | 2884.8782 | OK | N | 24 | 7 | 52 | 1 | 5 | 22
1190399 | BUNKER HILL COMMUNITY |  | 250 NEW RUTHERFORD AVE |  | BOSTON | MA | 021292925 | 250 NEW RUTHERFORD AVE |  | BOSTON | MA | 021292925 | Y | STATE | SM79-R | BUNKER HILL COMMUNITY COLLEGE | 6172282240 | prighi@bhcc.mass.edu | JESSE M. | THOMPSON | 6172282208 | jthompson@bhcc.mass.edu | PAUL | RIGHI | 6172282240 | prighi@bhcc.mass.edu | 1 | BOILER #1-CLEAVER BROOKS CB441X-600 DUAL FUEL |  | BOILER | CLEAVER BROOKS | CB441X-600 | 1973-01-01 | 2011 | 25 | 1 | BOILER #1-CLEAVER BROOKS 441X-600 #4 OIL 0.5S | NO.4 | 825 | Distillate Oil (No. 4) | 0.5 | 0 | 1.5 | E3GAL | 217.65 | OK | N | 16 | 7 | 34 | 3 | 7 | 18
1190399 | BUNKER HILL COMMUNITY |  | 250 NEW RUTHERFORD AVE |  | BOSTON | MA | 021292925 | 250 NEW RUTHERFORD AVE |  | BOSTON | MA | 021292925 | Y | STATE | SM79-R | BUNKER HILL COMMUNITY COLLEGE | 6172282240 | prighi@bhcc.mass.edu | JESSE M. | THOMPSON | 6172282208 | jthompson@bhcc.mass.edu | PAUL | RIGHI | 6172282240 | prighi@bhcc.mass.edu | 2 | 1 STACK - 2 CLEAVER BROOKS BOILERS |  | BOILER | CLEAVER BROOKS | CB441X-600 | 1973-01-01 | 2011 | 25 | 1 | BOILER #2-CLEAVER BROOKS 441X-600 #4 OIL-0.5S | NO.4 | 825 | Distillate Oil (No. 4) | 0.5 | 0 | 16.4 | E3GAL | 2379.64 | OK | N | 16 | 7 | 34 | 3 | 7 | 18
1190488 | MASS BAY COMMUNITY COLLEGE |  | 50 OAKLAND ST |  | WELLESLEY | MA | 024810000 | 50 OAKLAND ST |  | WELLESLEY | MA | 024810000 | Y | STATE | NM50 | MASSACHUSETTS BAY COMMUNITY COLLEGE | 7812371100 | mbrancato@massbay.edu | MARCO | BRANCATO | 7812392571 | mbrancato@massbay.edu | MARCO | BRANCATO | 7812392576 | mbrancato@massbay.edu | 1 | BOILER #1-CLEAVER BROOKS CB200 DUAL FUEL |  | BOILER | CLEAVER BROOKS | CB 900-200-125 | 2002-01-01 | 2010 | 8 | 1 | BOILER #1-CLEAVER BROOKS #CB200 #4 OILS | NO.4 | 825 | Distillate Oil (No. 4) | 1 | 0.1 | 0 | E3GAL | 0 | OK | N | 24 | 7 | 22 | 0 | 0 | 0
1190488 | MASS BAY COMMUNITY COLLEGE |  | 50 OAKLAND ST |  | WELLESLEY | MA | 024810000 | 50 OAKLAND ST |  | WELLESLEY | MA | 024810000 | Y | STATE | NM50 | MASSACHUSETTS BAY COMMUNITY COLLEGE | 7812371100 | mbrancato@massbay.edu | MARCO | BRANCATO | 7812392571 | mbrancato@massbay.edu | MARCO | BRANCATO | 7812392576 | mbrancato@massbay.edu | 2 | BOILER #2-CLEAVER BROOKS #CB125 DUAL FUEL |  | BOILER | CLEAVER BROOKS | CB 900 125 125 | 2002-01-01 | 2010 | 5 | 1 | BOILER #2-CLEAVER BROOKS #CB125 #4 OIL | NO.4 | 825 | Distillate Oil (No. 4) | 1 | 0 | 0 | E3GAL | 0 | OK | N | 24 | 7 | 22 | 0 | 0 | 0
1190488 | MASS BAY COMMUNITY COLLEGE |  | 50 OAKLAND ST |  | WELLESLEY | MA | 024810000 | 50 OAKLAND ST |  | WELLESLEY | MA | 024810000 | Y | STATE | NM50 | MASSACHUSETTS BAY COMMUNITY COLLEGE | 7812371100 | mbrancato@massbay.edu | MARCO | BRANCATO | 7812392571 | mbrancato@massbay.edu | MARCO | BRANCATO | 7812392576 | mbrancato@massbay.edu | 3 | BOILER #3-CLEAVER BROOKS #CB125 DUAL FUEL |  | BOILER | CLEAVER BROOKS | CB 60 | 1988-01-01 | 2010 | 5 | 1 | BOILER #3-CLEAVER BROOKS #CB125 #4 OIL | NO.4 | 825 | Distillate Oil (No. 4) | 1 | 0 | 0 | E3GAL | 0 | OK | N | 24 | 7 | 22 | 0 | 0 | 0
1190558 | BETH ISRAEL DEACONESS HOSPITAL-MILTON | FKA MILTON HOSPITAL | 199 REEDSDALE RD | FORMERLY 92 HIGHLAND ST | MILTON | MA | 021860000 | 199 REEDSDALE RD | FORMERLY 92 HIGHLAND ST | MILTON | MA | 021860000 | N | PRIVATE | SM79-R | BETH ISRAEL DEACONESS HOSPITAL - MILTON | 6176964600X1372 | wayne_pitts@miltonhospital.org | CINDY | PAGE | 6173131355 | cindy_page@miltonhospital.org | WAYNE | PITTS | 6176964600X1372 | wayne_pitts@miltonhospital.org | 3 | BOILER #3-CLEAVER BROOKS CB600-200 #4 OIL-0.5 S |  | BOILER | CLEAVER BROOKS | CB600-200 | 1985-12-01 | 2011 | 8.369 | 1 | BOILER #4-CLEAVER BROOKS CB600-200 #4 OIL-0.5S | NO.4 | 825 | Distillate Oil (No. 4) | 0.5 | 0.1 | 36.962 | E3GAL | 5363.1862 | OK | Y | 24 | 7 | 52 | 24 | 7 | 22
1190558 | BETH ISRAEL DEACONESS HOSPITAL-MILTON | FKA MILTON HOSPITAL | 199 REEDSDALE RD | FORMERLY 92 HIGHLAND ST | MILTON | MA | 021860000 | 199 REEDSDALE RD | FORMERLY 92 HIGHLAND ST | MILTON | MA | 021860000 | N | PRIVATE | SM79-R | BETH ISRAEL DEACONESS HOSPITAL - MILTON | 6176964600X1372 | wayne_pitts@miltonhospital.org | CINDY | PAGE | 6173131355 | cindy_page@miltonhospital.org | WAYNE | PITTS | 6176964600X1372 | wayne_pitts@miltonhospital.org | 13 | BOILER #3-WEIL MCLAIN 2594 8.6 MMBTU #4 OIL-0.5S |  | BOILER | WEIL MCLAIN | 2594 | 1996-07-01 | 2011 | 8.6 | 1 | BOILER #3-WEIL MCLAIN 2594 #4 OIL-0.5S | NO.4 | 825 | Distillate Oil (No. 4) | 0.5 | 0 | 37.36 | E3GAL | 5420.936 | OK | Y | 24 | 7 | 52 | 24 | 7 | 22
1190558 | BETH ISRAEL DEACONESS HOSPITAL-MILTON | FKA MILTON HOSPITAL | 199 REEDSDALE RD | FORMERLY 92 HIGHLAND ST | MILTON | MA | 021860000 | 199 REEDSDALE RD | FORMERLY 92 HIGHLAND ST | MILTON | MA | 021860000 | N | PRIVATE | SM79-R | BETH ISRAEL DEACONESS HOSPITAL - MILTON | 6176964600X1372 | wayne_pitts@miltonhospital.org | CINDY | PAGE | 6173131355 | cindy_page@miltonhospital.org | WAYNE | PITTS | 6176964600X1372 | wayne_pitts@miltonhospital.org | 15 | CLEAVER BROOKS LE PREMIUM FIRETUBE BOILER |  | BOILER | CLEAVER BROOKS | CBLE | 2007-09-30 | 2011 | 8.165 | 1 | #4 OIL | NO.4 | 825 | Distillate Oil (No. 4) | 0.5 | 0.1 | 160.41 | E3GAL | 23275.491 | OK | Y | 24 | 7 | 52 | 24 | 7 | 22
1190578 | MCI CEDAR JUNCTION |  | MAIN ST | RTE 1A | WALPOLE | MA | 020810000 | ROUTE 1A PO BOX 100 |  | WALPOLE | MA | 020810000 | Y | STATE | SM79-7 | MCI CEDAR JUNCTION | 5086682100 | JHTUNIS@DOC.STATE.MA.US | CLIFFORD | KING | 508.668.2100 | CLKing@DOC.STATE.MA.US | CLIFFORD | KING | 5086682100X193 | CLKing@DOC.STATE.MA.US | 2 | BOILER 2-BIGELOW NB1103 4 OIL1.0S |  | BOILER | BIGELOW | UNKNOWN | 1953-01-01 | 2009 | 36 | 1 | BOILER 2-BIGELOW NB1103 4 OIL-1.0S | NO.4 | 825 | Distillate Oil (No. 4) | 1 | 0.1 | 0 | E3GAL | 0 | OK | N | 24 | 7 | 14 | 0 | 0 | 0
1190578 | MCI CEDAR JUNCTION |  | MAIN ST | RTE 1A | WALPOLE | MA | 020810000 | ROUTE 1A PO BOX 100 |  | WALPOLE | MA | 020810000 | Y | STATE | SM79-7 | MCI CEDAR JUNCTION | 5086682100 | JHTUNIS@DOC.STATE.MA.US | CLIFFORD | KING | 508.668.2100 | CLKing@DOC.STATE.MA.US | CLIFFORD | KING | 5086682100X193 | CLKing@DOC.STATE.MA.US | 3 | BOILER 3-BIGELOW NB1589 DUAL FUEL |  | BOILER | BIGELOW | 00000 | 1991-07-01 | 2009 | 36 | 1 | BOILER 3-BIGELOW NB1589 4 OIL-1S | NO.4 | 825 | Distillate Oil (No. 4) | 1 | 0.1 | 0 | E3GAL | 0 | OK | N | 24 | 7 | 23 | 24 | 7 | 21
1190599 | CUMBERLAND FARMS INC |  | 777 DEDHAM ST |  | CANTON | MA | 020210000 | 100 CROSSING BOULEVARD |  | FRAMINGHAM | MA | 017020000 | N | PRIVATE | SM25 | CUMBERLAND FARMS INC | 5082701400 | MYoung@cumberlandgulf.com | MATTHEW D. | YOUNG | 5082704477 | MYoung@cumberlandgulf.com | MATTHEW D | YOUNG | 5082701400X4477 | MYoung@cumberlandgulf.com | 1 | BOILER #1-CLEAVER BROOKS CB655-200 NO. 4 OIL |  | BOILER | CLEAVER BROOKS | CB655 | 1963-01-21 | 2010 | 8 | 1 | BOILER NO.1-CLEAVER BROOKS CB655-200 NO.4 OIL | NO.4 | 825 | Distillate Oil (No. 4) | 0.9 | 0.1 | 7 | E3GAL | 1015.7 | OK | N | 2 | 7 | 32 | 0 | 0 | 0
1190599 | CUMBERLAND FARMS INC |  | 777 DEDHAM ST |  | CANTON | MA | 020210000 | 100 CROSSING BOULEVARD |  | FRAMINGHAM | MA | 017020000 | N | PRIVATE | SM25 | CUMBERLAND FARMS INC | 5082701400 | MYoung@cumberlandgulf.com | MATTHEW D. | YOUNG | 5082704477 | MYoung@cumberlandgulf.com | MATTHEW D | YOUNG | 5082701400X4477 | MYoung@cumberlandgulf.com | 2 | BOILER 2-CLEAVER BROOKS CB-669-356 NO.4 OIL |  | BOILER | CLEAVER BROOKS | CB-669-356 | 1964-01-01 | 2010 | 15 | 1 | BOILER 2-CLEAVER BROOKS CB669-356 NO.4 OIL | NO.4 | 825 | Distillate Oil (No. 4) | 0.9 | 0.1 | 0 | E3GAL | 0 | OK | N | 0 | 0 | 0 | 0 | 0 | 0
1190599 | CUMBERLAND FARMS INC |  | 777 DEDHAM ST |  | CANTON | MA | 020210000 | 100 CROSSING BOULEVARD |  | FRAMINGHAM | MA | 017020000 | N | PRIVATE | SM25 | CUMBERLAND FARMS INC | 5082701400 | MYoung@cumberlandgulf.com | MATTHEW D. | YOUNG | 5082704477 | MYoung@cumberlandgulf.com | MATTHEW D | YOUNG | 5082701400X4477 | MYoung@cumberlandgulf.com | 3 | BOILER 3-C BROOKS CB655-60 NO4 OIL (ANNEX) |  | BOILER | CLEAVER BROOKS | 655-60 | 1983-08-01 | 2010 | 3 | 1 | BOILER 3-CB CB655-60 ANNEX NO.4 OIL | NO.4 | 825 | Distillate Oil (No. 4) | 0.9 | 0 | 6.792 | E3GAL | 985.5192 | OK | N | 2 | 7 | 32 | 0 | 0 | 0
1190656 | DANVERS HIGH SCHOOL |  | 60 CABOT RD |  | DANVERS | MA | 019230000 | 60 CABOT ROAD |  | DANVERS | MA | 019230000 | Y | LOCAL GOVERNMENT | NM25 | DANVERS HIGH SCHOOL | 9787770001 | RLEASSEUR@mail.danvers-ma.org | ROBERT | LEVASSEUR | 9787770001 | RLEASSEUR@mail.danvers-ma.org | ROBERT | LEASSEUR | 9787770001 | rleasseur@mail.danvers-ma.org | 2 | BOILER #2-H.B.SMITH #60 5.184 MMBTU/HR #2 OIL |  | BOILER | UNKNOWN | UNKNOWN | 1962-01-01 | 2008 | 5 | 1 | #4 OIL | NO.4 | 825 | Distillate Oil (No. 4) | 0.88 | 0 | 0 | E3GAL | 0 | OK | N | 0 | 0 | 0 | 0 | 0 | 0
1190715 | BEVERLY HOSPITAL |  | 85 HERRICK ST |  | BEVERLY | MA | 019150000 | 85 HERRICK ST |  | BEVERLY | MA | 019150000 | N | PRIVATE | SM80-7 | BEVERLY HOSPITAL | 9789223000X2653 | SFEENEY@nhs-healthlink.org | STEVE | FEENEY | 9789223000 | SFEENEY@nhs-healthlink.org | STEVE | FEENEY | 9789223000 | SFEENEY@nhs-healthlink.org | 1 | BOILER #1-BIGELOW-K49520 |  | BOILER | BIGELOW | K49520 | 1969-01-01 | 2010 | 22.932 | 1 | NO. 4 FUEL OIL | NO.4 | 825 | Distillate Oil (No. 4) | 0.5 | 0.8 | 0 | E3GAL | 0 | OK | N | 24 | 7 | 47 | 10 | 7 | 20
1190715 | BEVERLY HOSPITAL |  | 85 HERRICK ST |  | BEVERLY | MA | 019150000 | 85 HERRICK ST |  | BEVERLY | MA | 019150000 | N | PRIVATE | SM80-7 | BEVERLY HOSPITAL | 9789223000X2653 | SFEENEY@nhs-healthlink.org | STEVE | FEENEY | 9789223000 | SFEENEY@nhs-healthlink.org | STEVE | FEENEY | 9789223000 | SFEENEY@nhs-healthlink.org | 2 | BOILER #2-BIGELOW-K49520 |  | BOILER | BIGELOW | K49520 | 1970-06-01 | 2010 | 22.932 | 1 | NO. 4 FUEL OIL | NO.4 | 825 | Distillate Oil (No. 4) | 0.5 | 0.8 | 0 | E3GAL | 0 | OK | N | 24 | 7 | 47 | 10 | 7 | 20
1191012 | QUINCY POINT CHURCH HOMES |  | 1000 SOUTHERN ARTERY ST |  | QUINCY | MA | 021690000 | 1000 SOUTHERN ARTERY |  | QUINCY | MA | 021690000 | N | PRIVATE | NM99 | QUINCY PT CONGREGATIONAL CHURCH HOMES | 6174171000 | qpcchi@comcast.net | BRIAN | BAHARIAN | 6174711000 | qpcchi@comcast.net | BRIAN | BAHARIAN | 6174171000 | qpcchi@comcast.net | 1 | BOILER NUMBER 2 |  | BOILER | CLEAVER BROOKS | CB 532-130 | 1965-06-21 | 2010 | 6 | 1 | OIL | NO.4 | 825 | Distillate Oil (No. 4) | 1 | 0.2 | 49.256 | E3GAL | 7147.0456 | OK | N | 24 | 7 | 52 | 24 | 7 | 9
1191012 | QUINCY POINT CHURCH HOMES |  | 1000 SOUTHERN ARTERY ST |  | QUINCY | MA | 021690000 | 1000 SOUTHERN ARTERY |  | QUINCY | MA | 021690000 | N | PRIVATE | NM99 | QUINCY PT CONGREGATIONAL CHURCH HOMES | 6174171000 | qpcchi@comcast.net | BRIAN | BAHARIAN | 6174711000 | qpcchi@comcast.net | BRIAN | BAHARIAN | 6174171000 | qpcchi@comcast.net | 2 | BOILER NUMBER 2 |  | BOILER | CLEAVER BROOKS | CB 532-130 | 1969-08-09 | 2010 | 6 | 1 | OIL | NO.4 | 825 | Distillate Oil (No. 4) | 1 | 0.2 | 54.1 | E3GAL | 7849.91 | OK | N | 24 | 7 | 52 | 24 | 7 | 9
1191077 | UNIVERSAL LAUNDRY |  | 43 FREMONT ST |  | SOMERVILLE | MA | 021450000 | 43 FREEMONT STREET |  | SOMERVILLE | MA | 021450000 | N | PRIVATE | SM25 | UNIVERSAL LAUNDRY | 6176231200 | universallaundry@aol.com | JOHN | SANTOSUOSSO | 6176231200 | universallaundry@aol.com | JOHN | SANTOSUOSSO | 6176231200 | universallaundry@aol.com | 1 | BOILER 1 HODGE 1949 WITH RAY BURNER 4OIL |  | BOILER | HODGE BOILER WORKS | SCOTCH DRYBACK | 1983-01-01 | 2010 | 6 | 1 | DISTILLATE OIL 4 | NO.4 | 825 | Distillate Oil (No. 4) | 0.5 | 0 | 40 | E3GAL | 5804 | OK | N | 10 | 5 | 52 | 10 | 5 | 22
1191152 | BOSTON PROPERTIES LTD PARTNERSHIP |  | 4A-EANDG AND 14 CROSBY DR |  | BEDFORD | MA | 017300000 | 1601 TRAPELO ROAD |  | WALTHAM | MA | 024511902 | N | PRIVATE | NM25 | BOSTON PROPERTIES LIMITED PARTNERSHIP | 7818906044 | erobak@bostonproperties.com | ED | ROBAK | 7815301911 | erobak@bostonproperties.com | ED | ROBAK | 7818906044 | erobak@bostonproperties.com | 2 | BOILER #4 C-D - CB-810-100A - #2 FUEL OIL |  | BOILER | CLEAVER BROOKS | UNKNOWN | 1990-01-01 | 2010 | 8 | 1 | BOILER #4 C-D - CB-810-100A - #4 OIL 1 SULFUR | NO.4 | 825 | Distillate Oil (No. 4) | 1 | 0.1 | 27 | E3GAL | 3917.7 | OK | N | 20 | 7 | 34 | 12 | 7 | 18
1191171 | MAHONEYS NURSERY |  | 242 CAMBRIDGE ST |  | WINCHESTER | MA | 018900000 | 242 CAMBRIDGE ST |  | WINCHESTER | MA | 018900000 | N | PRIVATE | SM25 | MAHONEYS NURSERY | 7817295900 | tmahoney@mahoneysgarden.com | CRAIG | OLESON | 7817295900 | dcousins@mahoneysgarden.com | CRAIG | OLESON | 7817295900 | dcousins@mahoneysgarden.com | 1 | BOILER #1-BIGELOW AB-AA6-125 #4 OIL-1S |  | BOILER | BIGELOW | UKNOWN | 1972-08-01 | 2010 | 8 | 1 | #4 OIL-1S | NO.4 | 825 | Distillate Oil (No. 4) | 1 | 0.1 | 0.5 | E3GAL | 72.55 | OK | N | 12 | 3 | 28 | 0 | 0 | 0
1191171 | MAHONEYS NURSERY |  | 242 CAMBRIDGE ST |  | WINCHESTER | MA | 018900000 | 242 CAMBRIDGE ST |  | WINCHESTER | MA | 018900000 | N | PRIVATE | SM25 | MAHONEYS NURSERY | 7817295900 | tmahoney@mahoneysgarden.com | CRAIG | OLESON | 7817295900 | dcousins@mahoneysgarden.com | CRAIG | OLESON | 7817295900 | dcousins@mahoneysgarden.com | 2 | BOILER #2-CLEAVER BROOKS CB663X200 #4 OIL+ NAT GAS |  | BOILER | CLEAVER BROOKS | CB663X200 | 1987-10-01 | 2010 | 8 | 1 | BOILER #2-CLEAVER BROOKS CB663X200 #4 OIL-1S | NO.4 | 825 | Distillate Oil (No. 4) | 1 | 0.1 | 0 | E3GAL | 0 | OK | N | 12 | 4 | 28 | 0 | 0 | 0
1191230 | ASHLAND PROPERTIES LLC | FKA GORDON MINDICK PROPERTIES | 10-50 MAIN ST |  | ASHLAND | MA | 017210000 | 330 HOPPING BROOK RD | ATTN: MICHELLE | HOLLISTON | MA | 017460000 | N | PRIVATE | NM25 | GORDON MINDICK PROPERTIES | 5083703333 | petergordon@gordonre.com | PETER | GORDON | 5083703333 | petergordon@gordonre.com | PETER | GORDON | 5083703333 | petergordon@gordonre.com | 1 | BOILER #1-CLEAVER BROOKS #CB621-125 #4 OIL-1 S |  | BOILER | CLEAVER BROOKS | #CB621-125 | 1957-08-06 | 2009 | 8 | 1 | #4 OIL-1 S | NO.4 | 825 | Distillate Oil (No. 4) | 1 | 0 | 37 | E3GAL | 5368.7 | OK | N | 24 | 7 | 31 | 0 | 0 | 0
1191230 | ASHLAND PROPERTIES LLC | FKA GORDON MINDICK PROPERTIES | 10-50 MAIN ST |  | ASHLAND | MA | 017210000 | 330 HOPPING BROOK RD | ATTN: MICHELLE | HOLLISTON | MA | 017460000 | N | PRIVATE | NM25 | GORDON MINDICK PROPERTIES | 5083703333 | petergordon@gordonre.com | PETER | GORDON | 5083703333 | petergordon@gordonre.com | PETER | GORDON | 5083703333 | petergordon@gordonre.com | 2 | BOILER #2-CLEAVER BROOKS #CB621125 #4 OIL @1.0 S |  | BOILER | CLEAVER BROOKS | CB621-125 | 1957-08-01 | 2009 | 8 | 1 | #4 OIL @ 1.0 S | NO.4 | 825 | Distillate Oil (No. 4) | 1 | 0 | 0 | E3GAL | 0 | OK | N | 24 | 7 | 40 | 0 | 0 | 0
1191246 | JP BARTLETT COMPANY |  | 578 BOSTON POST RD |  | SUDBURY | MA | 017760000 | 578 BOSTON POST RD |  | SUDBURY | MA | 017760000 | N | PRIVATE | SM79-R | JP BARTLETT COMPANY INC | 9784438851 | Laura@BartlettGreenhouses.com | FRED | MCCARTHY JR. | 9784438851 | Fred@BartlettGreenhouses.com | FRED | MCCARTHY JR. | 9784438851 | Fred@BartlettGreenhouses.com | 1 | BOILER #1-BURNHAM SNSH250 #2,4,6,NATGAS - 1 S MAX |  | BOILER | BURNHAM | SNSH250 | 1970-01-01 | 2011 | 13 | 2 | BOILER #1-BURNHAM SNSL-250 #4 OIL-0.5 S | NO.4 | 825 | Distillate Oil (No. 4) | 0.5 | 0.1 | 0 | E3GAL | 0 | OK | N | 10 | 7 | 28 | 0 | 0 | 0
1191246 | JP BARTLETT COMPANY |  | 578 BOSTON POST RD |  | SUDBURY | MA | 017760000 | 578 BOSTON POST RD |  | SUDBURY | MA | 017760000 | N | PRIVATE | SM79-R | JP BARTLETT COMPANY INC | 9784438851 | Laura@BartlettGreenhouses.com | FRED | MCCARTHY JR. | 9784438851 | Fred@BartlettGreenhouses.com | FRED | MCCARTHY JR. | 9784438851 | Fred@BartlettGreenhouses.com | 2 | BOILER #2-BURNHAM WB-3 #2,4,6 OIL - .01 S MAX |  | BOILER | BURNHAM | WB3 | 1990-01-01 | 2011 | 13 | 2 | BOILER #2-BURNHAM WB-3 #4 OIL-0.5 S | NO.4 | 825 | Distillate Oil (No. 4) | 0.5 | 0 | 8 | E3GAL | 1160.8 | OK | N | 5 | 3 | 12 | 0 | 0 | 0
1191313 | FRAMINGHAM HOUSING A |  | 1 ARSENAL RD |  | FRAMINGHAM | MA | 017020000 | 1 JOHN J BRADY DRIVE |  | FRAMINGHAM | MA | 017010000 | N | LOCAL GOVERNMENT | NM99 | FRAMINGHAM HOUSING AUTHORITY | 5088797562 | plaunders@framha.org | PAUL | LANDERS | 5088797562 | PLanders@Framha.org | PAUL | LANDERS | 5088797562X214 | plaunders@framha.org | 1 | EU #1-BOILER - JOHNSTON |  | BOILER | JOHNSTON | 1 | 1984-12-01 | 2009 | 7 | 1 | #4 OIL-1.0S | NO.4 | 825 | Distillate Oil (No. 4) | 1 | 0 | 7.17 | E3GAL | 1040.367 | OK | N | 24 | 7 | 35 | 0 | 0 | 0
1191313 | FRAMINGHAM HOUSING A |  | 1 ARSENAL RD |  | FRAMINGHAM | MA | 017020000 | 1 JOHN J BRADY DRIVE |  | FRAMINGHAM | MA | 017010000 | N | LOCAL GOVERNMENT | NM99 | FRAMINGHAM HOUSING AUTHORITY | 5088797562 | plaunders@framha.org | PAUL | LANDERS | 5088797562 | PLanders@Framha.org | PAUL | LANDERS | 5088797562X214 | plaunders@framha.org | 2 | EU #2-BOILER-JOHNSTON |  | BOILER | JOHNSTON | 1 | 1984-09-01 | 2009 | 7 | 1 | #4 OIL-1.0S | NO.4 | 825 | Distillate Oil (No. 4) | 1 | 0 | 7.17 | E3GAL | 1040.367 | OK | N | 13 | 7 | 40 | 0 | 0 | 0
1191370 | BHA WHITTIER |  | 111 WHITTIER ST |  | BOSTON | MA | 021110000 | 52 CHAUNCY ST 10TH FLOOR |  | BOSTON | MA | 021110000 | Y | LOCAL GOVERNMENT | NM99 | BOSTON HOUSING AUTHORITY | 6179884166 | hollis.young@bostonhousing.org | WILLIAM | MCGONAGLE | 6179884119 | bill.mcgonagle@bostonhousing.org | JAMES | POTVIN | 6179884513 | james.potvin@bostonhousing.org | 1 | BOILER #1: FITZGIBBONS M-182 |  | BOILER | SPENCER | A-W24066 | 1995-01-01 | 2008 | 9 | 1 | NO. 4 FUEL OIL - 0.5 PERCENT S | NO.4 | 825 | Distillate Oil (No. 4) | 0.5 | 0.1 | 60.83 | E3GAL | 8826.433 | OK | Y | 24 | 7 | 52 | 24 | 7 | 22
1191370 | BHA WHITTIER |  | 111 WHITTIER ST |  | BOSTON | MA | 021110000 | 52 CHAUNCY ST 10TH FLOOR |  | BOSTON | MA | 021110000 | Y | LOCAL GOVERNMENT | NM99 | BOSTON HOUSING AUTHORITY | 6179884166 | hollis.young@bostonhousing.org | WILLIAM | MCGONAGLE | 6179884119 | bill.mcgonagle@bostonhousing.org | JAMES | POTVIN | 6179884513 | james.potvin@bostonhousing.org | 2 | BOILER #2: FITZGIBBONS M-182 |  | BOILER | SPENCER | A-W24066 | 1979-01-01 | 2008 | 5.1 | 1 | NO. 4 FUEL OIL - 0.5 PERCENT S | NO.4 | 825 | Distillate Oil (No. 4) | 0.5 | 0.1 | 60.83 | E3GAL | 8826.433 | OK | Y | 24 | 7 | 52 | 24 | 7 | 22
1191370 | BHA WHITTIER |  | 111 WHITTIER ST |  | BOSTON | MA | 021110000 | 52 CHAUNCY ST 10TH FLOOR |  | BOSTON | MA | 021110000 | Y | LOCAL GOVERNMENT | NM99 | BOSTON HOUSING AUTHORITY | 6179884166 | hollis.young@bostonhousing.org | WILLIAM | MCGONAGLE | 6179884119 | bill.mcgonagle@bostonhousing.org | JAMES | POTVIN | 6179884513 | james.potvin@bostonhousing.org | 3 | BOILER #3: FITZGIBBONS M-182 |  | BOILER | SPENCER | A-W24066 | 1979-01-01 | 2008 | 5.1 | 1 | NO. 4 FUEL OIL - 0.5 PERCENT S | NO.4 | 825 | Distillate Oil (No. 4) | 0.5 | 0.1 | 60.83 | E3GAL | 8826.433 | OK | Y | 24 | 7 | 52 | 24 | 7 | 22
1191485 | HARVARD UNIVERSITY | FKA RADCLIFFE COLLEGE NORTH YARD | 46 LINNEAN ST |  | CAMBRIDGE | MA | 021390000 | 46 BLACKSTONE STREET |  | CAMBRIDGE | MA | 021390000 | N | PRIVATE | SM50 | UPPER QUAD RADCLIFFE CAMPUS | 6174952060 | GORDON_REYNOLDS@HARVARD.EDU | GORDON | REYNOLDS | 6174952060 | GORDON_REYNOLDS@HARVARD.EDU | MOHAMED | OMAR | 6174952060 | mohamed_omar@harvard.edu | 2 | BOILER - > 3 MM BTU/HR (3 UNITS) NG AND NO. 4 OIL | 3 | BOILER | CLEAVER BROOKS | CLEAVER BROOKS | 1965-07-21 | 2010 | 48.7 | 2 | NO. 4 OIL-0.5 PERCENT SULFUR | NO.4 | 825 | Distillate Oil (No. 4) | 0.5 | 0.1 | 68.75 | E3GAL | 9975.625 | OK | N | 6 | 7 | 20 | 6 | 7 | 3
1191578 | BOSTON UNIVERSITY PHYSICAL PLANT |  | 120 ASHFORD ST |  | BOSTON | MA | 021340000 | 120 ASHFORD STREET |  | BOSTON | MA | 021340000 | N | PRIVATE | OP5.5 | TRUSTEES OF BOSTON UNIVERSITY | 6173539162 | tomdaley@bu.edu | THOMAS | DALEY | 6173539162 | tomdaley@bu.edu | STEPHEN | SLOCOMB | 9784616214 | sslocomb@epsilonassociates.com | 4 | BOILER #EU-4 - CLEAVER BROOKS #4 OIL 763 COMM AVE |  | BOILER | CLEAVER BROOKS | CB655-600 | 1962-03-01 | 2011 | 25.1 | 1 | BOILER #EU-4 - CLVR BRKS #4 OIL .5S 763 COMM AVE | NO.4 | 825 | Distillate Oil (No. 4) | 0.5 | 1 | 0 | E3GAL | 0 | OK | N | 24 | 7 | 52 | 24 | 7 | 22
1191578 | BOSTON UNIVERSITY PHYSICAL PLANT |  | 120 ASHFORD ST |  | BOSTON | MA | 021340000 | 120 ASHFORD STREET |  | BOSTON | MA | 021340000 | N | PRIVATE | OP5.5 | TRUSTEES OF BOSTON UNIVERSITY | 6173539162 | tomdaley@bu.edu | THOMAS | DALEY | 6173539162 | tomdaley@bu.edu | STEPHEN | SLOCOMB | 9784616214 | sslocomb@epsilonassociates.com | 5 | BOILER #5- CLEAVER BROOKS #4 OIL 763 COMM AVE |  | BOILER | CLEAVER BROOKS | CB655-600 | 1962-03-01 | 2011 | 25.1 | 1 | BOILER #EU-5 - CLVR BRKS #4 OIL .5S 763 COMM AVE | NO.4 | 825 | Distillate Oil (No. 4) | 0.5 | 1 | 0 | E3GAL | 0 | OK | N | 24 | 7 | 52 | 24 | 7 | 22
1191578 | BOSTON UNIVERSITY PHYSICAL PLANT |  | 120 ASHFORD ST |  | BOSTON | MA | 021340000 | 120 ASHFORD STREET |  | BOSTON | MA | 021340000 | N | PRIVATE | OP5.5 | TRUSTEES OF BOSTON UNIVERSITY | 6173539162 | tomdaley@bu.edu | THOMAS | DALEY | 6173539162 | tomdaley@bu.edu | STEPHEN | SLOCOMB | 9784616214 | sslocomb@epsilonassociates.com | 6 | BOILER #6- CLEAVER BROOKS #4 OIL |  | BOILER | CLEAVER BROOKS | CB655-600 | 1962-03-01 | 2011 | 25.1 | 1 | BOILER #EU-6 - CLVR BRKS #4 OIL .5S 763 COMM AVE | NO.4 | 825 | Distillate Oil (No. 4) | 0.5 | 1 | 0 | E3GAL | 0 | OK | N | 24 | 7 | 52 | 24 | 7 | 22
1191578 | BOSTON UNIVERSITY PHYSICAL PLANT |  | 120 ASHFORD ST |  | BOSTON | MA | 021340000 | 120 ASHFORD STREET |  | BOSTON | MA | 021340000 | N | PRIVATE | OP5.5 | TRUSTEES OF BOSTON UNIVERSITY | 6173539162 | tomdaley@bu.edu | THOMAS | DALEY | 6173539162 | tomdaley@bu.edu | STEPHEN | SLOCOMB | 9784616214 | sslocomb@epsilonassociates.com | 7 | BOILER #7- CLEAVER BROOKS #4 OIL |  | BOILER | CLEAVER BROOKS | CB655-600 | 1962-03-01 | 2011 | 25.1 | 1 | BOILER #EU-7 - CLVR BRKS #4 OIL .5S 763 COMM AVE | NO.4 | 825 | Distillate Oil (No. 4) | 0.5 | 1 | 0 | E3GAL | 0 | OK | N | 24 | 7 | 52 | 24 | 7 | 22
1191578 | BOSTON UNIVERSITY PHYSICAL PLANT |  | 120 ASHFORD ST |  | BOSTON | MA | 021340000 | 120 ASHFORD STREET |  | BOSTON | MA | 021340000 | N | PRIVATE | OP5.5 | TRUSTEES OF BOSTON UNIVERSITY | 6173539162 | tomdaley@bu.edu | THOMAS | DALEY | 6173539162 | tomdaley@bu.edu | STEPHEN | SLOCOMB | 9784616214 | sslocomb@epsilonassociates.com | 8 | BOILER #8- CLEAVER BROOKS #4 OIL |  | BOILER | CLEAVER BROOKS | CB655-600 | 1962-03-01 | 2011 | 25.1 | 1 | BOILER EU-8 - CLVR BRKS 6 OIL .5S 763 COMM AVE | NO.4 | 825 | Distillate Oil (No. 4) | 0.5 | 1 | 0 | E3GAL | 0 | OK | N | 24 | 7 | 52 | 24 | 7 | 22
1191578 | BOSTON UNIVERSITY PHYSICAL PLANT |  | 120 ASHFORD ST |  | BOSTON | MA | 021340000 | 120 ASHFORD STREET |  | BOSTON | MA | 021340000 | N | PRIVATE | OP5.5 | TRUSTEES OF BOSTON UNIVERSITY | 6173539162 | tomdaley@bu.edu | THOMAS | DALEY | 6173539162 | tomdaley@bu.edu | STEPHEN | SLOCOMB | 9784616214 | sslocomb@epsilonassociates.com | 17 | BOILER NAT GAS #4 OIL 726 COMMONWEALTH AVE |  | BOILER | WEIL MCCLAIN | 19 | 1980-01-01 | 2011 | 6.3 | 2 | BLR EU- - CB800-200-15 #4 OIL 0.5 S | NO.4 | 825 | Distillate Oil (No. 4) | 0.5 | 0 | 0 | E3GAL | 0 | OK | N | 24 | 7 | 52 | 24 | 7 | 22
1191578 | BOSTON UNIVERSITY PHYSICAL PLANT |  | 120 ASHFORD ST |  | BOSTON | MA | 021340000 | 120 ASHFORD STREET |  | BOSTON | MA | 021340000 | N | PRIVATE | OP5.5 | TRUSTEES OF BOSTON UNIVERSITY | 6173539162 | tomdaley@bu.edu | THOMAS | DALEY | 6173539162 | tomdaley@bu.edu | STEPHEN | SLOCOMB | 9784616214 | sslocomb@epsilonassociates.com | 78 | EU1120 - 612 BEACON STREET BOILER 1 |  | BOILER | ESCO | PLW-199 | 1969-01-01 | 2011 | 8.862 | 1 | NO. 4 FUEL OIL | NO.4 | 825 | Distillate Oil (No. 4) | 0.5 | 0.01 | 0 | E3GAL | 0 | OK | N | 24 | 7 | 52 | 24 | 7 | 22
1191578 | BOSTON UNIVERSITY PHYSICAL PLANT |  | 120 ASHFORD ST |  | BOSTON | MA | 021340000 | 120 ASHFORD STREET |  | BOSTON | MA | 021340000 | N | PRIVATE | OP5.5 | TRUSTEES OF BOSTON UNIVERSITY | 6173539162 | tomdaley@bu.edu | THOMAS | DALEY | 6173539162 | tomdaley@bu.edu | STEPHEN | SLOCOMB | 9784616214 | sslocomb@epsilonassociates.com | 79 | EU1121 - 612 BEACON STREET BOILER 2 |  | BOILER | WEIL MCCLAIN | 2094 | 1969-01-01 | 2011 | 8.86 | 1 | NO. 4 FUEL OIL | NO.4 | 825 | Distillate Oil (No. 4) | 0.5 | 0.1 | 0 | E3GAL | 0 | OK | N | 24 | 7 | 52 | 24 | 7 | 22
1191578 | BOSTON UNIVERSITY PHYSICAL PLANT |  | 120 ASHFORD ST |  | BOSTON | MA | 021340000 | 120 ASHFORD STREET |  | BOSTON | MA | 021340000 | N | PRIVATE | OP5.5 | TRUSTEES OF BOSTON UNIVERSITY | 6173539162 | tomdaley@bu.edu | THOMAS | DALEY | 6173539162 | tomdaley@bu.edu | STEPHEN | SLOCOMB | 9784616214 | sslocomb@epsilonassociates.com | 80 | EU1122 - 612 BEACON STREET BOILER 3 |  | BOILER | WEIL MCLAIN | 1394 | 1988-01-01 | 2011 | 5.02 | 1 | NO. 4 FUEL OIL | NO.4 | 825 | Distillate Oil (No. 4) | 0.5 | 0.01 | 0 | E3GAL | 0 | OK | N | 24 | 7 | 52 | 24 | 7 | 22
1191578 | BOSTON UNIVERSITY PHYSICAL PLANT |  | 120 ASHFORD ST |  | BOSTON | MA | 021340000 | 120 ASHFORD STREET |  | BOSTON | MA | 021340000 | N | PRIVATE | OP5.5 | TRUSTEES OF BOSTON UNIVERSITY | 6173539162 | tomdaley@bu.edu | THOMAS | DALEY | 6173539162 | tomdaley@bu.edu | STEPHEN | SLOCOMB | 9784616214 | sslocomb@epsilonassociates.com | 84 | EU1178 - 40 BUSWELL STREET BOILER |  | BOILER | CLEAVER BROOKS | CB 552-125 | 1968-01-01 | 2011 | 5.23 | 1 | NO. 4 FUEL OIL | NO.4 | 825 | Distillate Oil (No. 4) | 0.5 | 0.01 | 19.75 | E3GAL | 2865.725 | OK | N | 24 | 7 | 52 | 24 | 7 | 22
1191578 | BOSTON UNIVERSITY PHYSICAL PLANT |  | 120 ASHFORD ST |  | BOSTON | MA | 021340000 | 120 ASHFORD STREET |  | BOSTON | MA | 021340000 | N | PRIVATE | OP5.5 | TRUSTEES OF BOSTON UNIVERSITY | 6173539162 | tomdaley@bu.edu | THOMAS | DALEY | 6173539162 | tomdaley@bu.edu | STEPHEN | SLOCOMB | 9784616214 | sslocomb@epsilonassociates.com | 95 | EU1120 - 640 COMMONWEALTH AVE BOILER 3 |  | BOILER | WEIL MCLAIN | 2094 | 1969-01-01 | 2011 | 6.86 | 1 | NO. 4 FUEL OIL | NO.4 | 825 | Distillate Oil (No. 4) | 0.5 | 0.01 | 0 | E3GAL | 0 | OK | N | 24 | 7 | 52 | 24 | 7 | 22
1191604 | HARVARD UNIVERSITY |  | 46 OXFORD ST |  | CAMBRIDGE | MA | 021380000 | 46 BLACKSTONE STREET |  | CAMBRIDGE | MA | 021390000 | N | PRIVATE | OP3 | PRESIDENT AND FELLOWS OF HARVARD COLLGE ACTING BY AND THRU EH AND S | 6174961359 | gordon_reynolds@harvard.edu | GORDON | REYNOLDS | 6174961359 | gordon_reynolds@harvard.edu | GORDON | REYNOLDS | 6174961359 | gordon_reynolds@harvard.edu | 8 | 16 SMALL BOILERS > 3 MMBTU/HR-OIL/NATURAL GAS | 16 | BOILER | VARIOUS | VARIOUS | 1980-01-01 | 2011 | 64.05 | 2 | #4 OIL | NO.4 | 825 | Distillate Oil (No. 4) | 0.5 | 0 | 19.68 | E3GAL | 2855.568 | OK | N | 3 | 1 | 6 | 3 | 1 | 2
1191895 | NATICK HIGH SCHOOL |  | 15 WEST ST |  | NATICK | MA | 017600000 | 13 EAST CENTRAL ST |  | NATICK | MA | 017600000 | Y | LOCAL GOVERNMENT | SM25 | NATICK HIGH SCHOOL | 5086530550 | rgraham@natickps.org | ROBERT | GRAHAM | 5086476504 | rgraham@natickps.org | ROBERT | GRAHAM | 5086476504 | rgraham@natickps.org | 2 | BOILER #2-TODD #4 OIL |  | BOILER | BIGELOW | MD 4471 | 1954-01-01 | 2009 | 10 | 1 | BOILER #2-TODD #4 OIL@1.0S | NO.4 | 825 | Distillate Oil (No. 4) | 1 | 0 | 40 | E3GAL | 5804 | OK | N | 24 | 7 | 20 | 0 | 0 | 0
1191895 | NATICK HIGH SCHOOL |  | 15 WEST ST |  | NATICK | MA | 017600000 | 13 EAST CENTRAL ST |  | NATICK | MA | 017600000 | Y | LOCAL GOVERNMENT | SM25 | NATICK HIGH SCHOOL | 5086530550 | rgraham@natickps.org | ROBERT | GRAHAM | 5086476504 | rgraham@natickps.org | ROBERT | GRAHAM | 5086476504 | rgraham@natickps.org | 3 | BOILER #3-PEABODY #4 OIL @1.0S |  | BOILER | BIGELOW | 4473 | 1954-01-01 | 2009 | 10 | 1 | BOILER #3-PEABODY #4 OIL@1.0S | NO.4 | 825 | Distillate Oil (No. 4) | 1 | 0 | 40 | E3GAL | 5804 | OK | N | 24 | 7 | 21 | 0 | 0 | 0
1191895 | NATICK HIGH SCHOOL |  | 15 WEST ST |  | NATICK | MA | 017600000 | 13 EAST CENTRAL ST |  | NATICK | MA | 017600000 | Y | LOCAL GOVERNMENT | SM25 | NATICK HIGH SCHOOL | 5086530550 | rgraham@natickps.org | ROBERT | GRAHAM | 5086476504 | rgraham@natickps.org | ROBERT | GRAHAM | 5086476504 | rgraham@natickps.org | 4 | BOILER #4-PEABODY#4 OIL@1.0S |  | BOILER | BIGELOW | 5952 | 1954-01-01 | 2009 | 10 | 1 | BOILER #4-PEABODY #4 OIL@1.0S | NO.4 | 825 | Distillate Oil (No. 4) | 1 | 0 | 40 | E3GAL | 5804 | OK | N | 24 | 7 | 21 | 0 | 0 | 0
1192041 | FUTURE ELECTRONICS |  | 41 MAIN ST |  | BOLTON | MA | 017400000 | 37 MAIN STREET |  | BOLTON | MA | 017400000 | N | PRIVATE | NM99 | FUTURE ELECTRONICS | 9787792811 | Joe.Prudente@Futureelectronics.com | JOSEPH | PRUDENT | 9787793000 | Joe.Prudente@Futureelectronics.com | JOSEPH | PRUDENTE | 9787793000 | Joe.Prudente@Futureelectronics.com | 2 | BOILER #2-SPENSER #4 OIL-1 |  | BOILER | SPENCER | 6063 110 7M | 1962-06-15 | 2010 | 9 | 1 | BOILER #2-SPENSER #4 OIL-1 | NO.4 | 825 | Distillate Oil (No. 4) | 1 | 0 | 0 | E3GAL | 0 | OK | N | 24 | 7 | 40 | 0 | 0 | 0
1192041 | FUTURE ELECTRONICS |  | 41 MAIN ST |  | BOLTON | MA | 017400000 | 37 MAIN STREET |  | BOLTON | MA | 017400000 | N | PRIVATE | NM99 | FUTURE ELECTRONICS | 9787792811 | Joe.Prudente@Futureelectronics.com | JOSEPH | PRUDENT | 9787793000 | Joe.Prudente@Futureelectronics.com | JOSEPH | PRUDENTE | 9787793000 | Joe.Prudente@Futureelectronics.com | 3 | BOILER #3-SPENSER #4 OIL 1 |  | BOILER | SPENCER | 6063 110 7M | 1962-06-15 | 2010 | 9 | 1 | BOILER #3-SPENSER #4 OIL-1 | NO.4 | 825 | Distillate Oil (No. 4) | 1 | 0 | 0 | E3GAL | 0 | OK | N | 24 | 7 | 40 | 0 | 0 | 0
1192151 | BRIDGEWATER CORRECTIONAL COMPLEX |  | 15 ADMINISTRATION RD |  | BRIDGEWATER | MA | 023240000 | DEPT OF CORRECTION | 50 MAPLE ST | MILFORD | MA | 017570000 | Y | STATE | OP3 | BRIDGEWATER CORRECTIONAL COMPLEX | 5082793801 | mggrant@doc.state.ma.us | MICHAEL | GRANT | 5082793800 | mggrant@doc.st.ma.us | FRANCIS | BAKER | 5082793849 | tbaker@doc.state.ma.us | 1 | BOILER #1-RILEY STOKER TYP-MH #4 OIL- NAT GAS |  | BOILER | RILEY STOKER | TYPE MH | 1971-06-01 | 2011 | 92 | 1 | BOILER #1-RILEY STOKER TYPE-MH #4 OIL-1S | NO.4 | 825 | Distillate Oil (No. 4) | 1 | 1 | 0 | E3GAL | 0 | OK | N | 24 | 7 | 39 | 0 | 0 | 0
1192151 | BRIDGEWATER CORRECTIONAL COMPLEX |  | 15 ADMINISTRATION RD |  | BRIDGEWATER | MA | 023240000 | DEPT OF CORRECTION | 50 MAPLE ST | MILFORD | MA | 017570000 | Y | STATE | OP3 | BRIDGEWATER CORRECTIONAL COMPLEX | 5082793801 | mggrant@doc.state.ma.us | MICHAEL | GRANT | 5082793800 | mggrant@doc.st.ma.us | FRANCIS | BAKER | 5082793849 | tbaker@doc.state.ma.us | 2 | BOILER #2-RILEY STOKER MH #4 OIL- NAT GAS |  | BOILER | RILEY STOKER | TYPE MH | 1974-09-01 | 2011 | 92 | 1 | BOILER #2-RILEY STOKER TYPE MH #4 OIL- | NO.4 | 825 | Distillate Oil (No. 4) | 1 | 1 | 0 | E3GAL | 0 | OK | N | 24 | 7 | 37 | 0 | 0 | 0
1192151 | BRIDGEWATER CORRECTIONAL COMPLEX |  | 15 ADMINISTRATION RD |  | BRIDGEWATER | MA | 023240000 | DEPT OF CORRECTION | 50 MAPLE ST | MILFORD | MA | 017570000 | Y | STATE | OP3 | BRIDGEWATER CORRECTIONAL COMPLEX | 5082793801 | mggrant@doc.state.ma.us | MICHAEL | GRANT | 5082793800 | mggrant@doc.st.ma.us | FRANCIS | BAKER | 5082793849 | tbaker@doc.state.ma.us | 3 | BOILER #3-CLEAVER BROOKS D-52 #4 OIL- NAT GAS |  | BOILER | CLEAVER BROOKS | D-52 | 1974-09-01 | 2011 | 41 | 1 | BOILER #3-CLEAVER BROOKS D-52 #4 OIL- | NO.4 | 825 | Distillate Oil (No. 4) | 1 | 1 | 0 | E3GAL | 0 | OK | N | 24 | 7 | 13 | 24 | 7 | 13
1192323 | SOUTHEASTERN REGIONAL VOC HIGH SCHOOL |  | 250 FOUNDRY ST |  | EASTON | MA | 023340000 | 250 FOUNDRY STREET |  | EASTON | MA | 023750000 | Y | LOCAL GOVERNMENT | SM25 | SOUTHEASTERN REGIONAL SCHOOL DISTRICT | 5082384371 | kiely@sersd.org | BRIAN | KIELY | 5082301266 | kiely@sersd.org | BRIAN | KIELY | 5082301266 | kiely@sersd.org | 1 | BOILER 1-CLEAVER BROOKS DUAL FUEL-BOILER RM |  | BOILER | CLEAVER BROOKS | CB 428-200 | 1965-09-01 | 2010 | 375 | 1 | BOILER 1-CLEAVER BROOKS 4 OIL-1S | NO.4 | 825 | Distillate Oil (No. 4) | 1 | 0 | 12 | E3GAL | 1741.2 | OK | N | 24 | 7 | 36 | 2 | 5 | 8
1192323 | SOUTHEASTERN REGIONAL VOC HIGH SCHOOL |  | 250 FOUNDRY ST |  | EASTON | MA | 023340000 | 250 FOUNDRY STREET |  | EASTON | MA | 023750000 | Y | LOCAL GOVERNMENT | SM25 | SOUTHEASTERN REGIONAL SCHOOL DISTRICT | 5082384371 | kiely@sersd.org | BRIAN | KIELY | 5082301266 | kiely@sersd.org | BRIAN | KIELY | 5082301266 | kiely@sersd.org | 2 | BOILER 2-CLEAVER BROOKS DUAL FUEL-BOILER RM |  | BOILER | CLEAVER BROOKS | CB428 200 | 1965-09-01 | 2010 | 8 | 1 | BOILER 2-CLEAVER BROOKS 4 OIL-1S | NO.4 | 825 | Distillate Oil (No. 4) | 1 | 0 | 6 | E3GAL | 870.6 | OK | N | 24 | 7 | 36 | 0 | 0 | 0
1192323 | SOUTHEASTERN REGIONAL VOC HIGH SCHOOL |  | 250 FOUNDRY ST |  | EASTON | MA | 023340000 | 250 FOUNDRY STREET |  | EASTON | MA | 023750000 | Y | LOCAL GOVERNMENT | SM25 | SOUTHEASTERN REGIONAL SCHOOL DISTRICT | 5082384371 | kiely@sersd.org | BRIAN | KIELY | 5082301266 | kiely@sersd.org | BRIAN | KIELY | 5082301266 | kiely@sersd.org | 3 | BOILER 3-CLEAVER BROOKS DUAL FUEL-BOILER RM |  | BOILER | CLEAVER BROOKS | 428 200 | 1965-09-01 | 2010 | 8 | 1 | BOILER 3-CLEAVER BROOKS 4 OIL-1S | NO.4 | 825 | Distillate Oil (No. 4) | 1 | 0 | 2 | E3GAL | 290.2 | OK | N | 24 | 7 | 52 | 0 | 0 | 0
1192324 | STONEHILL COLLEGE |  | 320 WASHINGTON ST |  | NORTH EASTON | MA | 023570000 | 320 WASHINGTON ST |  | NORTH EASTON | MA | 023570000 | N | PRIVATE | NM99 | STONEHILL COLLEGE | 5085651361 | jkelleher@stonehill.edu | JOE | KELLEHER | 5085651361 | jkelleher@stonehill.edu | JOE | KELLEHER | 5085651361 | jkelleher@stonehill.edu | 1 | BOILER 1-CLEAVER BROOKS - CB523-100 4 OIL |  | BOILER | CLEAVER BROOKS | UNKNOWN | 1958-11-05 | 2010 | 4 | 1 | #4 OIL | NO.4 | 825 | Distillate Oil (No. 4) | 0.5 | 0 | 13.8 | E3GAL | 2002.38 | OK | N | 24 | 7 | 32 | 1 | 5 | 4
1192324 | STONEHILL COLLEGE |  | 320 WASHINGTON ST |  | NORTH EASTON | MA | 023570000 | 320 WASHINGTON ST |  | NORTH EASTON | MA | 023570000 | N | PRIVATE | NM99 | STONEHILL COLLEGE | 5085651361 | jkelleher@stonehill.edu | JOE | KELLEHER | 5085651361 | jkelleher@stonehill.edu | JOE | KELLEHER | 5085651361 | jkelleher@stonehill.edu | 2 | BOILER 2-CLEAVER BROOKS CB523-100 4 OIL |  | BOILER | CLEAVER BROOKS | UNKNOWN | 1958-11-05 | 2010 | 4 | 1 | #4 OIL | NO.4 | 825 | Distillate Oil (No. 4) | 0.5 | 0 | 13.8 | E3GAL | 2002.38 | OK | N | 24 | 7 | 32 | 1 | 5 | 4
1192345 | SOUTH SHORE REGIONAL VOC HIGH SCHOOL |  | 476 WEBSTER ST |  | HANOVER | MA | 023390000 | 476 WEBSTER STREET |  | HANOVER | MA | 023390000 | Y | LOCAL GOVERNMENT | NM99 | SO SHORE REGIONAL VOCATIONAL HS | 7818788822 | bmoorhead@ssvotech.org | ROBERT | MOORHEAD | 7818788822 | bmoorhead@ssvotech.org | ROBERT | MOORHEAD | 7818788822X133 | bmoorhead@ssvotech.org | 1 | H.B. SMITH | 6 | BOILER | HB SMITH | MILLS640 | 1986-04-01 | 2010 | 65 | 1 | HB SMITH- INDUST COMB BURNER | NO.4 | 825 | Distillate Oil (No. 4) | 1 | 0 | 0 | E3GAL | 0 | OK | N | 24 | 7 | 20 | 6 | 5 | 12
1192345 | SOUTH SHORE REGIONAL VOC HIGH SCHOOL |  | 476 WEBSTER ST |  | HANOVER | MA | 023390000 | 476 WEBSTER STREET |  | HANOVER | MA | 023390000 | Y | LOCAL GOVERNMENT | NM99 | SO SHORE REGIONAL VOCATIONAL HS | 7818788822 | bmoorhead@ssvotech.org | ROBERT | MOORHEAD | 7818788822 | bmoorhead@ssvotech.org | ROBERT | MOORHEAD | 7818788822X133 | bmoorhead@ssvotech.org | 2 | 2 WEIL MCLEAN BOILER |  | BOILER | WEIL MCLEAN | H2584-WS | 1989-11-24 | 2010 | 5.7 | 1 | IRONFIREMAN COMB BURNER | NO.4 | 825 | Distillate Oil (No. 4) | 1 | 0 | 8 | E3GAL | 1160.8 | OK | N | 24 | 7 | 20 | 0 | 0 | 0
1192464 | WAMPATUCK ELEMENTRY SCHOOL |  | 266 TILDEN RD |  | SCITUATE | MA | 020660000 | 266 TILDEN RD |  | SCITUATE | MA | 020660000 | Y | LOCAL GOVERNMENT | NM25 | SCITUATE PUBLIC SCHOOLS | 7815458759X300 | rmurray@scit.org | MARK | MASON | 7815458759 | MMASON@SCIT.ORG | ROBERT | MURRAY | 7815458759X308 | rmurray@scit.org | 1 | BOILER #1 - CLEAVER BROOKS CB523-150 - #4 OIL |  | BOILER | CLEAVER BROOKS | CB523-150 | 1956-12-01 | 2008 | 6 | 1 | NO. 4 OIL | NO.4 | 825 | Distillate Oil (No. 4) | 0.667 | 0 | 9 | E3GAL | 1305.9 | OK | N | 20 | 7 | 20 | 3 | 5 | 3
1192464 | WAMPATUCK ELEMENTRY SCHOOL |  | 266 TILDEN RD |  | SCITUATE | MA | 020660000 | 266 TILDEN RD |  | SCITUATE | MA | 020660000 | Y | LOCAL GOVERNMENT | NM25 | SCITUATE PUBLIC SCHOOLS | 7815458759X300 | rmurray@scit.org | MARK | MASON | 7815458759 | MMASON@SCIT.ORG | ROBERT | MURRAY | 7815458759X308 | rmurray@scit.org | 2 | BOILER #2 - CLEAVER BROOKS CB 552-150 - #4 OIL |  | BOILER | CLEAVER BROOKS | CB552-150 | 1968-01-01 | 2008 | 6 | 1 | NO. 4 OIL | NO.4 | 825 | Distillate Oil (No. 4) | 0.667 | 0 | 10 | E3GAL | 1451 | OK | N | 24 | 7 | 20 | 3 | 5 | 1
1192521 | RUSSOS GREENHOUSE |  | 134 LINCOLN ST |  | WEST BRIDGEWATER | MA | 023790000 | 134 LINCOLN STREET |  | WEST BRIDGEWATE | MA | 023790000 | N | PRIVATE | NM25 | RUSSOS GREENHOUSE INC | 5085599388 | russogreenhse@aol.com | GEORGEA | RUSSO | 5085599388 | russogreenhse@aol.com | GEORGE | RUSSO | 5085599388 | russogreenhse@aol.com | 2 | BOILER #2-CLEAVER BROOKS CB400 #4 WASTE OIL-0.5S |  | BOILER | CLEAVER BROOKS | CB400 | 1978-02-12 | 2009 | 16 | 1 | 10500113 | NO.4 | 825 | Distillate Oil (No. 4) | 0.5 | 0.2 | 0 | E3GAL | 0 | OK | N | 0 | 0 | 0 | 0 | 0 | 0
1193020 | BELMONT HIGH SCHOOL |  | 221 CONCORD AVE |  | BELMONT | MA | 024780000 | 221 CONCORD AVE |  | BELMONT | MA | 024780000 | Y | LOCAL GOVERNMENT | NM25 | BELMONT PUBLIC SCHOOLS | 6179935430 | adicologero@belmont.k12.ma.us | ANTHONY | DICOLOGERO | 6179935435 | adicologero@belmont.k12.ma.us | ALFRED | DOMENICI | 6179935437 | adomenici@belmont.k12.ma.us | 1 | KEWANEE 10463 MBH BOILER #1 |  | BOILER | KEWANEE | LS250-06 | 1968-01-01 | 2010 | 10.463 | 1 | #4 OIL | NO.4 | 825 | Distillate Oil (No. 4) | 0.5 | 0 | 37.191 | E3GAL | 5396.4141 | OK | N | 24 | 7 | 36 | 9 | 5 | 8
1193020 | BELMONT HIGH SCHOOL |  | 221 CONCORD AVE |  | BELMONT | MA | 024780000 | 221 CONCORD AVE |  | BELMONT | MA | 024780000 | Y | LOCAL GOVERNMENT | NM25 | BELMONT PUBLIC SCHOOLS | 6179935430 | adicologero@belmont.k12.ma.us | ANTHONY | DICOLOGERO | 6179935435 | adicologero@belmont.k12.ma.us | ALFRED | DOMENICI | 6179935437 | adomenici@belmont.k12.ma.us | 2 | KEWANEE 10463 MBH BOILER #2 |  | BOILER | KEWANEE | LS250-06 | 1968-01-01 | 2010 | 10.463 | 1 | #4 OIL | NO.4 | 825 | Distillate Oil (No. 4) | 0.5 | 0 | 37.191 | E3GAL | 5396.4141 | OK | N | 24 | 7 | 36 | 9 | 5 | 8
1193020 | BELMONT HIGH SCHOOL |  | 221 CONCORD AVE |  | BELMONT | MA | 024780000 | 221 CONCORD AVE |  | BELMONT | MA | 024780000 | Y | LOCAL GOVERNMENT | NM25 | BELMONT PUBLIC SCHOOLS | 6179935430 | adicologero@belmont.k12.ma.us | ANTHONY | DICOLOGERO | 6179935435 | adicologero@belmont.k12.ma.us | ALFRED | DOMENICI | 6179935437 | adomenici@belmont.k12.ma.us | 3 | KEWANEE 10463 MBH BOILER #3 |  | BOILER | KEWANEE | LS250-06 | 1968-01-01 | 2010 | 10.463 | 1 | #4 OIL | NO.4 | 825 | Distillate Oil (No. 4) | 0.5 | 0 | 37.191 | E3GAL | 5396.4141 | OK | N | 24 | 7 | 36 | 9 | 5 | 8
1193363 | NORTHEAST METROPOLITAN REGIONAL VOCATION |  | 100 HEMLOCK ST |  | WAKEFIELD | MA | 018800000 | 100 HEMLOCK ST |  | WAKEFIELD | MA | 018800000 | Y | LOCAL GOVERNMENT | SM25 | NORTHEAST METROPOLITAN REGIONAL VOCATIONAL SCHOOL | 7812460810 | jcrowley@northeast.tec.ma.us | JOHN | CROWLEY | 7812460810 | jcrowley@northeast.tec.ma.us | JEFFREY | JOHNSON | 7812464919X1657 | jjohnson@northeast.tec.ma.us | 1 | BOILER #1 - CLEAVER BROOKS |  | BOILER | CLEAVER BROOKS | CB655-350 | 1968-09-21 | 2011 | 14.645 | 1 | #4 FUEL OIL | NO.4 | 825 | Distillate Oil (No. 4) | 1 | 0 | 37.284 | E3GAL | 5409.9084 | OK | N | 24 | 7 | 36 | 9 | 5 | 8
1193363 | NORTHEAST METROPOLITAN REGIONAL VOCATION |  | 100 HEMLOCK ST |  | WAKEFIELD | MA | 018800000 | 100 HEMLOCK ST |  | WAKEFIELD | MA | 018800000 | Y | LOCAL GOVERNMENT | SM25 | NORTHEAST METROPOLITAN REGIONAL VOCATIONAL SCHOOL | 7812460810 | jcrowley@northeast.tec.ma.us | JOHN | CROWLEY | 7812460810 | jcrowley@northeast.tec.ma.us | JEFFREY | JOHNSON | 7812464919X1657 | jjohnson@northeast.tec.ma.us | 2 | BOILER #2 - CLEAVER BROOKS |  | BOILER | CLEAVER BROOKS | CB655-350 | 1968-09-21 | 2011 | 14.645 | 1 | #4 FUEL OIL | NO.4 | 825 | Distillate Oil (No. 4) | 1 | 0.1 | 37.284 | E3GAL | 5409.9084 | OK | N | 24 | 7 | 36 | 9 | 5 | 8
1197586 | STARMET CORPORATION |  | 2229 MAIN ST |  | CONCORD | MA | 017420000 | 2229 MAIN ST |  | CONCORD | MA | 017420000 | N | PRIVATE | SM79-R | STARMET CORPORATION | 9782875460 | pfaustine@starmet.com | GARY | MATERSON | 9783695410 | gmatherson@starmet.com | GARY | MATHERSON | 9783695410 | pfaustine@starmet.com | 1 | BOILER 1-AMERICAN STANDARD LW891 4 OIL- |  | BOILER | AMERICAN STANDARD | LW 891 | 1958-01-01 | 2010 | 17 | 1 | BOILER 1-AMERICAN STANDARD 4 OIL | NO.4 | 825 | Distillate Oil (No. 4) | 1 | 0.1 | 15 | E3GAL | 2176.5 | OK | N | 6 | 4 | 15 | 1 | 1 | 1
1197586 | STARMET CORPORATION |  | 2229 MAIN ST |  | CONCORD | MA | 017420000 | 2229 MAIN ST |  | CONCORD | MA | 017420000 | N | PRIVATE | SM79-R | STARMET CORPORATION | 9782875460 | pfaustine@starmet.com | GARY | MATERSON | 9783695410 | gmatherson@starmet.com | GARY | MATHERSON | 9783695410 | pfaustine@starmet.com | 2 | BOILER 2-AMERICAN STANDARD LW891 4 OIL- |  | BOILER | AMERICAN STANDARD | LW#891 | 1958-01-01 | 2010 | 17 | 1 | BOILER 2-AMERICAN STANDARD 4 OIL | NO.4 | 825 | Distillate Oil (No. 4) | 1 | 0.1 | 15 | E3GAL | 2176.5 | OK | N | 6 | 4 | 15 | 1 | 1 | 1
1198015 | DEDHAM HIGH SCHOOL DEPT |  | 140 WHITING AVE |  | DEDHAM | MA | 020260000 | 100 WHITING AVENUE |  | DEDHAM | MA | 020260000 | Y | LOCAL GOVERNMENT | NM99 | DEDHAM HIGH SCHOOL | 7813265622 | blynch@dedham.k12.ma.us | MICHAEL | LA FRANCESCA | 7813265622 | mlfrancesca@dedham.k12.ma.us | BRIAN | LYNCH | 7813265622 | blynch@dedham.k12.ma.us | 2 | OLD BOILER 2 |  | BOILER | YORK SHIPLEY | YSM-250 | 1959-07-01 | 2010 | 10.43 | 1 | #4 OIL | NO.4 | 825 | Distillate Oil (No. 4) | 0.37 | 0 | 41.305 | E3GAL | 5993.3555 | OK | N | 10 | 5 | 30 | 0 | 0 | 0
1198015 | DEDHAM HIGH SCHOOL DEPT |  | 140 WHITING AVE |  | DEDHAM | MA | 020260000 | 100 WHITING AVENUE |  | DEDHAM | MA | 020260000 | Y | LOCAL GOVERNMENT | NM99 | DEDHAM HIGH SCHOOL | 7813265622 | blynch@dedham.k12.ma.us | MICHAEL | LA FRANCESCA | 7813265622 | mlfrancesca@dedham.k12.ma.us | BRIAN | LYNCH | 7813265622 | blynch@dedham.k12.ma.us | 3 | OLD BOILER 1 |  | BOILER | YORK SHIPLEY | YSM-250 | 1959-07-01 | 2010 | 10.43 | 1 | #4 OIL | NO.4 | 825 | Distillate Oil (No. 4) | 0.37 | 0 | 41.305 | E3GAL | 5993.3555 | OK | N | 10 | 5 | 30 | 0 | 0 | 0
1198055 | SOMERVILLE HIGH SCHOOL |  | 81 HIGHLAND AVE |  | SOMERVILLE | MA | 021440000 | 1 FRANEY ROAD |  | SOMERVILLE | MA | 021450000 | Y | LOCAL GOVERNMENT | NM99 | SOMERVILLE HIGH SCHOOL | 6176256600X5210 | vdeshpande@somervillema.gov | STAN | KOTY | 6176256660 | Unknown@sommerville.ma.us | STAN | KOTY | 6176256660X5210 | skoty@somervillema.gov | 1 | BOILER #1-CLEAVER BROOKS #CB-600-150 #4 OIL |  | BOILER | CLEAVER BROOKS | CB-600-150 | 1981-01-01 | 2010 | 6.2 | 1 | #4 OIL | NO.4 | 825 | Distillate Oil (No. 4) | 0.5 | 0 | 31.458 | E3GAL | 4564.5558 | OK | N | 10 | 5 | 36 | 0 | 0 | 0