## Input Page
Guideline Version Date: July 13, 2021
RPS Class I 225 CMR 14.00
Solar Carve-Out II
Guideline
Calculation of Annual Compliance Obligations
(Page 1 - Calculation Inputs)
|  | Solar PV Capacity Factor | 13.05% | 1143.18 | MWh/year per MW
Market Sector SREC Factors
|  | Market Sector A | 1
0.8
0.7
0.65
|  | Market Sector B | 0.9
0.7
0.6
0.55
|  | Market Sector C | 0.8
0.65
0.55
0.5
|  | Managed Growth | 0.7
0.55
0.5
0.45
|  | SREC Term Limit, quarters | 40
|  | Percent of Annual Generation in Quarter (based on NREL data table to right) |  |  | NREL Insolation Data, Worcester, kWh/m2/day (Non-Tracking, Tilt = Latitude)
|  | Q1 | 0.23006 |  | Jan | 3.4 | 0.23006 | Quarterly Contribu-tion to Annual Total
|  | Q2 | 0.28942 |  | Feb | 4.2
|  | Q3 | 0.29314 |  | Mar | 4.8
|  | Q4 | 0.18738 |  | Apr | 5 | 0.28942
[5 empty] | May | 5.2
[5 empty] | Jun | 5.4
[5 empty] | Jul | 5.5 | 0.29314
[5 empty] | Aug | 5.3
[5 empty] | Sep | 5
[5 empty] | Oct | 4.3 | 0.18738
[5 empty] | Nov | 3
[5 empty] | Dec | 2.8
[5 empty] | Annual | 4.5 | 1

## Minimum Standards
RPS Class I 225 CMR 14.00
Solar Carve-Out II
Guideline
Preliminary Calculation of Annual Compliance Obligations and Minimum Standards
(Page 2 - Minimum Standard by Contract Execution Date)
Contract Execution Date | 2022 Compliance Obligation (MWh) | Total Retail Load Obligation from 2 Years Prior (MWh) | 2022 Minimum Standard (%)
Before 4/25/2014 | 0 | 43673802 | 0%
On or after 4/25/2014 and before 5/8/2016 | 1042314.7638 |  | 2.387%
On or after 5/8/2016 | 1784334 |  | 4.086%
Note: Details behind the calculations used to determine these Compliance Obligations and Minimum Standards can be found in the other worksheets in this workbook

## Compliance Obligation
RPS Class I 225 CMR 14.00 | [5 empty] | Data Code | Black | Set Values by Regulation
Solar Carve-Out II | [6 empty] | Red | Values input by DOER over time as provided by regulation
Guideline | [6 empty] | Blue | Calculated Values by formulas in spreadsheet
Preliminary Calculation of Annual Compliance Obligations and Minimum Standards
(Page 3 - Compliance Obligation Calculation Spreadsheet)
Note: This worksheet calculates the 2022 Compliance Obligation and Minimum Standard and includes all SREC II eligible capacity. This Compliance Obligation and Minimum Standard applies to all retail electricity load served under contracts executed on or after 5/8/16.
| Year |  | 2013 | 2014 | 2014 | 2014 | 2014 | 2015 | 2015 | 2015 | 2015 | 2016 | 2016 | 2016 | 2016 | 2017 | 2017 | 2017 | 2017 | 2018 | 2018 | 2018 | 2018 | 2019 | 2019 | 2019 | 2019 | 2020 | 2020 | 2020 | 2020 | 2021 | 2021 | 2021 | 2021 | 2022 | 2022 | 2022 | 2022 | 2023 | 2023 | 2023 | 2023 | 2024 | 2024 | 2024 | 2024 | 2025 | 2025 | 2025 | 2025 | 2026 | 2026 | 2026 | 2026 | 2027 | 2027 | 2027 | 2027
| Quarter |  | Q4 | Q1 | Q2 | Q3 | Q4 | Q1 | Q2 | Q3 | Q4 | Q1 | Q2 | Q3 | Q4 | Q1 | Q2 | Q3 | Q4 | Q1 | Q2 | Q3 | Q4 | Q1 | Q2 | Q3 | Q4 | Q1 | Q2 | Q3 | Q4 | Q1 | Q2 | Q3 | Q4 | Q1 | Q2 | Q3 | Q4 | Q1 | Q2 | Q3 | Q4 | Q1 | Q2 | Q3 | Q4 | Q1 | Q2 | Q3 | Q4 | Q1 | Q2 | Q3 | Q4 | Q1 | Q2 | Q3 | Q4
| Program Quarter |  |  | 1 | 2 | 3 | 4 | 5 | 6 | 7 | 8 | 9 | 10 | 11 | 12 | 13 | 14 | 15 | 16 | 17 | 18 | 19 | 20 | 21 | 22 | 23 | 24 | 25 | 26 | 27 | 28 | 29 | 30 | 31 | 32 | 33 | 34 | 35 | 36 | 37 | 38 | 39 | 40 | 41 | 42 | 43 | 44 | 45 | 46 | 47 | 48 | 49 | 50 | 51 | 52 | 53 | 54 | 55 | 56
Compliance Obligation Terms 225 CMR 14.07(3)(e)1-5
Installed Capacity 225 CMR 14.07(3)(e)1 |  |  |  | Q1 1: Data to be entered by DOER on a Quarterly Basis during the subsequent quarter
| QUARTERLY Installed Capacities (MW) |  |  | 5.8023 | 8.2155 | 17.3926 | 23.5652 | 64.0521 | 68.0482 | 71.6028 | 61.6538 | 126.5163 | 102.798 | 74.327 | 90.34 | 175.3908 | 152.1678 | 128.4721 | 146.8154 | 139.2314 | 79 | 77 | 80 | 29 | 17 | 3 | 1 | 5 | 0 | 8 | 0 | 0 | 0 | 0 | 0 | 0 | 0 | 0 | 0 | 0 | 0 | 0 | 0 | 0 | 0 | 0 | 0 | 0 | 0 | 0 | 0 | 0 | 0 | 0 | 0 | 0 | 0 | 0 | 0
| Market Sector | SREC Factor
| Market Sector A | 1 |  | Q1 1: 0.49926; Q2 2: 6.3875; Q3 3: 11.8388; Q4 4: 20.341; Q1 5: 30.1805; Q2 6: 43.2115; Q3 7: 41.5157; Q4 8: 45.6727; Q1 9: 64.1915; Q2 10: 65.6423; Q3 11: 59.5303; Q4 12: 57.5545; Q1 13: 82.9341; Q2 14: 39.7489; Q3 15: 56.5126; Q4 16: 57.1309; Q1 17: 49; Q2 18: 7; Q3 19: 8; Q4 20: 5; Q1 21: 1; Q2 22: 0; Q3 23: 0; Q4 24: 0; Q1 25: 0; Q2 26: 0; Q3 27: 0; Q4 28: 0
|  | 0.8 |  | Q1 1: 0; Q2 2: 0; Q3 3: 0; Q4 4: 0; Q1 5: 0; Q2 6: 0; Q3 7: 0; Q4 8: 0; Q1 9: 0; Q2 10: 0; Q3 11: 0; Q4 12: 0; Q1 13: 14.3864; Q2 14: 19.4708; Q3 15: 22.3593; Q4 16: 27.7236; Q1 17: 46; Q2 18: 33; Q3 19: 29; Q4 20: 21; Q1 21: 1; Q2 22: 0; Q3 23: 0; Q4 24: 0; Q1 25: 0; Q2 26: 0; Q3 27: 0; Q4 28: 0
|  | 0.7 |  | Q1 1: 0; Q2 2: 0; Q3 3: 0; Q4 4: 0; Q1 5: 0; Q2 6: 0; Q3 7: 0; Q4 8: 0; Q1 9: 0; Q2 10: 0; Q3 11: 0; Q4 12: 0; Q1 13: 0; Q2 14: 0.5985; Q3 15: 0; Q4 16: 0.09412; Q1 17: 7; Q2 18: 14; Q3 19: 5; Q4 20: 11; Q1 21: 4; Q2 22: 6; Q3 23: 0; Q4 24: 1; Q1 25: 0; Q2 26: 0; Q3 27: 0; Q4 28: 0
|  | 0.65 |  | Q1 1: 0; Q2 2: 0; Q3 3: 0; Q4 4: 0; Q1 5: 0; Q2 6: 0; Q3 7: 0; Q4 8: 0; Q1 9: 0; Q2 10: 0; Q3 11: 0; Q4 12: 0; Q1 13: 0; Q2 14: 0; Q3 15: 0; Q4 16: 0; Q1 17: 0; Q2 18: 1; Q3 19: 7; Q4 20: 11; Q1 21: 19; Q2 22: 8; Q3 23: 1; Q4 24: 0; Q1 25: 4; Q2 26: 0; Q3 27: 2; Q4 28: 0
| Market Sector B | 0.9 |  | Q1 1: 5.303; Q2 2: 1.828; Q3 3: 4.8877; Q4 4: 3.1248; Q1 5: 17.0361; Q2 6: 15.6119; Q3 7: 8.4838; Q4 8: 10.7796; Q1 9: 15.9877; Q2 10: 14.7732; Q3 11: 7.7708; Q4 12: 18.2347; Q1 13: 31.488; Q2 14: 32.8652; Q3 15: 15.1713; Q4 16: 2.7911; Q1 17: 12.8029; Q2 18: 1; Q3 19: 5; Q4 20: 0; Q1 21: 1; Q2 22: 0; Q3 23: 0; Q4 24: 0; Q1 25: 0; Q2 26: 0; Q3 27: 0; Q4 28: 0
|  | 0.7 |  | Q1 1: 0; Q2 2: 0; Q3 3: 0; Q4 4: 0; Q1 5: 0; Q2 6: 0; Q3 7: 0; Q4 8: 0; Q1 9: 0; Q2 10: 0; Q3 11: 0; Q4 12: 0; Q1 13: 0.23814; Q2 14: 4.1118; Q3 15: 7.4028; Q4 16: 8.1153; Q1 17: 1.5678; Q2 18: 1; Q3 19: 1; Q4 20: 1; Q1 21: 0; Q2 22: 0; Q3 23: 0; Q4 24: 0; Q1 25: 0; Q2 26: 0; Q3 27: 0; Q4 28: 0
|  | 0.6 |  | Q1 1: 0; Q2 2: 0; Q3 3: 0; Q4 4: 0; Q1 5: 0; Q2 6: 0; Q3 7: 0; Q4 8: 0; Q1 9: 0; Q2 10: 0; Q3 11: 0; Q4 12: 0; Q1 13: 0.0765; Q2 14: 0.29866; Q3 15: 0.81917; Q4 16: 9.3486; Q1 17: 12.1563; Q2 18: 10; Q3 19: 6; Q4 20: 9; Q1 21: 1; Q2 22: 0; Q3 23: 0; Q4 24: 0; Q1 25: 0; Q2 26: 0; Q3 27: 0; Q4 28: 0
|  | 0.55 |  | Q1 1: 0; Q2 2: 0; Q3 3: 0; Q4 4: 0; Q1 5: 0; Q2 6: 0; Q3 7: 0; Q4 8: 0; Q1 9: 0; Q2 10: 0; Q3 11: 0; Q4 12: 0; Q1 13: 0; Q2 14: 0; Q3 15: 0; Q4 16: 0; Q1 17: 0; Q2 18: 1; Q3 19: 5; Q4 20: 8; Q1 21: 1; Q2 22: 3; Q3 23: 2; Q4 24: 0; Q1 25: 1; Q2 26: 0; Q3 27: 0; Q4 28: 0
| Market Sector C | 0.8 |  | Q1 1: 0; Q2 2: 0; Q3 3: 0.66612; Q4 4: 0.099408; Q1 5: 7.8867; Q2 6: 0.4984; Q3 7: 4.3432; Q4 8: 5.2014; Q1 9: 19.9; Q2 10: 10.8848; Q3 11: 5.044; Q4 12: 9.2882; Q1 13: 43.0117; Q2 14: 47.3554; Q3 15: 18.7271; Q4 16: 25.2744; Q1 17: 7; Q2 18: 2; Q3 19: 1; Q4 20: 1; Q1 21: 1; Q2 22: 0; Q3 23: 0; Q4 24: 0; Q1 25: 0; Q2 26: 0; Q3 27: 0; Q4 28: 0
|  | 0.65 |  | Q1 1: 0; Q2 2: 0; Q3 3: 0; Q4 4: 0; Q1 5: 0; Q2 6: 0; Q3 7: 0; Q4 8: 0; Q1 9: 0; Q2 10: 0; Q3 11: 0; Q4 12: 0; Q1 13: 0; Q2 14: 0; Q3 15: 5.058; Q4 16: 7.9538; Q1 17: 1.7102; Q2 18: 0; Q3 19: 4; Q4 20: 0; Q1 21: 0; Q2 22: 0; Q3 23: 0; Q4 24: 0; Q1 25: 0; Q2 26: 0; Q3 27: 0; Q4 28: 0
|  | 0.55 |  | Q1 1: 0; Q2 2: 0; Q3 3: 0; Q4 4: 0; Q1 5: 0; Q2 6: 0; Q3 7: 0; Q4 8: 0; Q1 9: 0; Q2 10: 0; Q3 11: 0; Q4 12: 0; Q1 13: 0; Q2 14: 0; Q3 15: 2.4219; Q4 16: 1.1293; Q1 17: 0; Q2 18: 6; Q3 19: 5; Q4 20: 7; Q1 21: 0; Q2 22: 0; Q3 23: 0; Q4 24: 0; Q1 25: 0; Q2 26: 0; Q3 27: 0; Q4 28: 0
|  | 0.5 |  | Q1 1: 0; Q2 2: 0; Q3 3: 0; Q4 4: 0; Q1 5: 0; Q2 6: 0; Q3 7: 0; Q4 8: 0; Q1 9: 0; Q2 10: 0; Q3 11: 0; Q4 12: 0; Q1 13: 0; Q2 14: 0; Q3 15: 0; Q4 16: 0; Q1 17: 0; Q2 18: 0; Q3 19: 1; Q4 20: 0; Q1 21: 0; Q2 22: 0; Q3 23: 0; Q4 24: 0; Q1 25: 0; Q2 26: 0; Q3 27: 0; Q4 28: 0
| Managed Growth | 0.7 |  | Q1 1: 0; Q2 2: 0; Q3 3: 0; Q4 4: 0; Q1 5: 8.9488; Q2 6: 8.7264; Q3 7: 17.2601; Q4 8: 0; Q1 9: 26.4371; Q2 10: 11.4977; Q3 11: 1.9819; Q4 12: 5.2626; Q1 13: 3.256; Q2 14: 7.7186; Q3 15: 0; Q4 16: 7.2543; Q1 17: 1.9942; Q2 18: 3; Q3 19: 0; Q4 20: 0; Q1 21: 0; Q2 22: 0; Q3 23: 0; Q4 24: 0; Q1 25: 0; Q2 26: 0; Q3 27: 0; Q4 28: 0
|  | 0.55 |  | Q1 1: 0; Q2 2: 0; Q3 3: 0; Q4 4: 0; Q1 5: 0; Q2 6: 0; Q3 7: 0; Q4 8: 0; Q1 9: 0; Q2 10: 0; Q3 11: 0; Q4 12: 0; Q1 13: 0; Q2 14: 0; Q3 15: 0; Q4 16: 0; Q1 17: 0; Q2 18: 0; Q3 19: 0; Q4 20: 0; Q1 21: 0; Q2 22: 0; Q3 23: 0; Q4 24: 0; Q1 25: 0; Q2 26: 0; Q3 27: 0; Q4 28: 0
|  | 0.5 |  | Q1 1: 0; Q2 2: 0; Q3 3: 0; Q4 4: 0; Q1 5: 0; Q2 6: 0; Q3 7: 0; Q4 8: 0; Q1 9: 0; Q2 10: 0; Q3 11: 0; Q4 12: 0; Q1 13: 0; Q2 14: 0; Q3 15: 0; Q4 16: 0; Q1 17: 0; Q2 18: 0; Q3 19: 0; Q4 20: 6; Q1 21: 0; Q2 22: 0; Q3 23: 0; Q4 24: 0; Q1 25: 0; Q2 26: 0; Q3 27: 6; Q4 28: 0
|  | 0.45 |  | Q1 1: 0; Q2 2: 0; Q3 3: 0; Q4 4: 0; Q1 5: 0; Q2 6: 0; Q3 7: 0; Q4 8: 0; Q1 9: 0; Q2 10: 0; Q3 11: 0; Q4 12: 0; Q1 13: 0; Q2 14: 0; Q3 15: 0; Q4 16: 0; Q1 17: 0; Q2 18: 0; Q3 19: 0; Q4 20: 0; Q1 21: 0; Q2 22: 0; Q3 23: 0; Q4 24: 0; Q1 25: 0; Q2 26: 0; Q3 27: 0; Q4 28: 0
| CUMULATIVE Installed Capacities (MW) |  |  | 5.8023 | 14.0178 | 31.4105 | 54.9756 | 119.0277 | 187.076 | 258.6787 | 320.3325 | 446.8488 | 549.6468 | 623.9738 | 714.3138 | 889.7047 | 1041.8724 | 1170.3446 | 1317.16 | 1456.3914 | 1535.3914 | 1612.3914 | 1692.3914 | 1721.3914 | 1738.3914 | 1741.3914 | 1742.3914 | 1747.3914 | 1747.3914 | 1755.3914 | 1755.3914 | 1755.3914 | 1755.3914 | 1755.3914 | 1755.3914 | 1755.3914 | 1755.3914 | 1755.3914 | 1755.3914 | 1755.3914 | 1755.3914 | 1755.3914 | 1755.3914 | #VALUE! | #VALUE! | #VALUE! | #VALUE! | #VALUE! | #VALUE! | #VALUE! | #VALUE! | #VALUE! | #VALUE! | #VALUE! | #VALUE! | #VALUE! | #VALUE! | #VALUE! | #VALUE!
| Market Sector | SREC Factor
| Market Sector A | 1 |  | 0.49926 | 6.8868 | 18.7256 | 39.0665 | 69.2471 | 112.4586 | 153.9743 | 199.647 | 263.8385 | 329.4808 | 389.0111 | 446.5656 | 529.4997 | 569.2486 | 625.7611 | 682.892 | 731.892 | 738.892 | 746.892 | 751.892 | 752.892 | 752.892 | 752.892 | 752.892 | 752.892 | 752.892 | 752.892 | 752.892 | 752.892 | 752.892 | 752.892 | 752.892 | 752.892 | 752.892 | 752.892 | 752.892 | 752.892 | 752.892 | 752.892 | 752.892 | 747.589 | 745.761 | 740.8733 | 737.7485 | 720.7124 | 705.1004 | 696.6166 | 685.8369 | 669.8493 | 655.0761 | 647.3052 | 629.0705 | 597.5825 | 564.7173 | 549.546 | 546.7549 | 12
|  | 0.8 |  | 0 | 0 | 0 | 0 | 0 | 0 | 0 | 0 | 0 | 0 | 0 | 0 | 14.3864 | 33.8572 | 56.2165 | 83.9401 | 129.9401 | 162.9401 | 191.9401 | 212.9401 | 213.9401 | 213.9401 | 213.9401 | 213.9401 | 213.9401 | 213.9401 | 213.9401 | 213.9401 | 213.9401 | 213.9401 | 213.9401 | 213.9401 | 213.9401 | 213.9401 | 213.9401 | 213.9401 | 213.9401 | 213.9401 | 213.9401 | 213.9401 | #VALUE! | #VALUE! | #VALUE! | #VALUE! | #VALUE! | #VALUE! | #VALUE! | #VALUE! | #VALUE! | #VALUE! | #VALUE! | #VALUE! | #VALUE! | #VALUE! | #VALUE! | #VALUE!
|  | 0.7 |  | 0 | 0 | 0 | 0 | 0 | 0 | 0 | 0 | 0 | 0 | 0 | 0 | 0 | 0.5985 | 0.5985 | 0.69262 | 7.6926 | 21.6926 | 26.6926 | 37.6926 | 41.6926 | 47.6926 | 47.6926 | 48.6926 | 48.6926 | 48.6926 | 48.6926 | 48.6926 | 48.6926 | 48.6926 | 48.6926 | 48.6926 | 48.6926 | 48.6926 | 48.6926 | 48.6926 | 48.6926 | 48.6926 | 48.6926 | 48.6926 | #VALUE! | #VALUE! | #VALUE! | #VALUE! | #VALUE! | #VALUE! | #VALUE! | #VALUE! | #VALUE! | #VALUE! | #VALUE! | #VALUE! | #VALUE! | #VALUE! | #VALUE! | #VALUE!
|  | 0.65 |  | 0 | 0 | 0 | 0 | 0 | 0 | 0 | 0 | 0 | 0 | 0 | 0 | 0 | 0 | 0 | 0 | 0 | 1 | 8 | 19 | 38 | 46 | 47 | 47 | 51 | 51 | 53 | 53 | 53 | 53 | 53 | 53 | 53 | 53 | 53 | 53 | 53 | 53 | 53 | 53 | #VALUE! | #VALUE! | #VALUE! | #VALUE! | #VALUE! | #VALUE! | #VALUE! | #VALUE! | #VALUE! | #VALUE! | #VALUE! | #VALUE! | #VALUE! | #VALUE! | #VALUE! | #VALUE!
| Market Sector B | 0.9 |  | 5.303 | 7.131 | 12.0188 | 15.1435 | 32.1797 | 47.7916 | 56.2754 | 67.0551 | 83.0427 | 97.816 | 105.5868 | 123.8215 | 155.3095 | 188.1747 | 203.346 | 206.1371 | 218.94 | 219.94 | 224.94 | 224.94 | 225.94 | 225.94 | 225.94 | 225.94 | 225.94 | 225.94 | 225.94 | 225.94 | 225.94 | 225.94 | 225.94 | 225.94 | 225.94 | 225.94 | 225.94 | 225.94 | 225.94 | 225.94 | 225.94 | 225.94 | 225.94 | 225.94 | 225.94 | 225.94 | 225.94 | 225.94 | 225.94 | 225.94 | 225.94 | 225.94 | 225.94 | 225.94 | 225.7018 | 221.59 | 214.1872 | 206.0719 | 13
|  | 0.7 |  | 0 | 0 | 0 | 0 | 0 | 0 | 0 | 0 | 0 | 0 | 0 | 0 | 0.23814 | 4.3499 | 11.7527 | 19.868 | 21.4359 | 22.4359 | 23.4359 | 24.4359 | 24.4359 | 24.4359 | 24.4359 | 24.4359 | 24.4359 | 24.4359 | 24.4359 | 24.4359 | 24.4359 | 24.4359 | 24.4359 | 24.4359 | 24.4359 | 24.4359 | 24.4359 | 24.4359 | 24.4359 | 24.4359 | 24.4359 | 24.4359 | #VALUE! | #VALUE! | #VALUE! | #VALUE! | #VALUE! | #VALUE! | #VALUE! | #VALUE! | #VALUE! | #VALUE! | #VALUE! | #VALUE! | #VALUE! | #VALUE! | #VALUE! | #VALUE!
|  | 0.6 |  | 0 | 0 | 0 | 0 | 0 | 0 | 0 | 0 | 0 | 0 | 0 | 0 | 0.0765 | 0.37516 | 1.1943 | 10.5429 | 22.6992 | 32.6992 | 38.6992 | 47.6992 | 48.6992 | 48.6992 | 48.6992 | 48.6992 | 48.6992 | 48.6992 | 48.6992 | 48.6992 | 48.6992 | 48.6992 | 48.6992 | 48.6992 | 48.6992 | 48.6992 | 48.6992 | 48.6992 | 48.6992 | 48.6992 | 48.6992 | 48.6992 | #VALUE! | #VALUE! | #VALUE! | #VALUE! | #VALUE! | #VALUE! | #VALUE! | #VALUE! | #VALUE! | #VALUE! | #VALUE! | #VALUE! | #VALUE! | #VALUE! | #VALUE! | #VALUE!
|  | 0.55 |  | 0 | 0 | 0 | 0 | 0 | 0 | 0 | 0 | 0 | 0 | 0 | 0 | 0 | 0 | 0 | 0 | 0 | 1 | 6 | 14 | 15 | 18 | 20 | 20 | 21 | 21 | 21 | 21 | 21 | 21 | 21 | 21 | 21 | 21 | 21 | 21 | 21 | 21 | 21 | 21 | #VALUE! | #VALUE! | #VALUE! | #VALUE! | #VALUE! | #VALUE! | #VALUE! | #VALUE! | #VALUE! | #VALUE! | #VALUE! | #VALUE! | #VALUE! | #VALUE! | #VALUE! | #VALUE!
| Market Sector C | 0.8 |  | 0 | 0 | 0.66612 | 0.76553 | 8.6522 | 9.1506 | 13.4938 | 18.6951 | 38.5951 | 49.4799 | 54.5239 | 63.8121 | 106.8238 | 154.1792 | 172.9064 | 198.1808 | 205.1808 | 207.1808 | 208.1808 | 209.1808 | 210.1808 | 210.1808 | 210.1808 | 210.1808 | 210.1808 | 210.1808 | 210.1808 | 210.1808 | 210.1808 | 210.1808 | 210.1808 | 210.1808 | 210.1808 | 210.1808 | 210.1808 | 210.1808 | 210.1808 | 210.1808 | 210.1808 | 210.1808 | 210.1808 | 210.1808 | 210.1808 | 210.1808 | 210.1808 | 210.1808 | 210.1808 | 210.1808 | 210.1808 | 210.1808 | 210.1808 | 210.1808 | 210.1043 | 209.8056 | 208.9864 | 199.6379 | 14
|  | 0.65 |  | 0 | 0 | 0 | 0 | 0 | 0 | 0 | 0 | 0 | 0 | 0 | 0 | 0 | 0 | 5.058 | 13.0118 | 14.722 | 14.722 | 18.722 | 18.722 | 18.722 | 18.722 | 18.722 | 18.722 | 18.722 | 18.722 | 18.722 | 18.722 | 18.722 | 18.722 | 18.722 | 18.722 | 18.722 | 18.722 | 18.722 | 18.722 | 18.722 | 18.722 | 18.722 | 18.722 | #VALUE! | #VALUE! | #VALUE! | #VALUE! | #VALUE! | #VALUE! | #VALUE! | #VALUE! | #VALUE! | #VALUE! | #VALUE! | #VALUE! | #VALUE! | #VALUE! | #VALUE! | #VALUE!
|  | 0.55 |  | 0 | 0 | 0 | 0 | 0 | 0 | 0 | 0 | 0 | 0 | 0 | 0 | 0 | 0 | 2.4219 | 3.5512 | 3.5512 | 9.5512 | 14.5512 | 21.5512 | 21.5512 | 21.5512 | 21.5512 | 21.5512 | 21.5512 | 21.5512 | 21.5512 | 21.5512 | 21.5512 | 21.5512 | 21.5512 | 21.5512 | 21.5512 | 21.5512 | 21.5512 | 21.5512 | 21.5512 | 21.5512 | 21.5512 | 21.5512 | #VALUE! | #VALUE! | #VALUE! | #VALUE! | #VALUE! | #VALUE! | #VALUE! | #VALUE! | #VALUE! | #VALUE! | #VALUE! | #VALUE! | #VALUE! | #VALUE! | #VALUE! | #VALUE!
|  | 0.5 |  | 0 | 0 | 0 | 0 | 0 | 0 | 0 | 0 | 0 | 0 | 0 | 0 | 0 | 0 | 0 | 0 | 0 | 0 | 1 | 1 | 1 | 1 | 1 | 1 | 1 | 1 | 1 | 1 | 1 | 1 | 1 | 1 | 1 | 1 | 1 | 1 | 1 | 1 | 1 | 1 | #VALUE! | #VALUE! | #VALUE! | #VALUE! | #VALUE! | #VALUE! | #VALUE! | #VALUE! | #VALUE! | #VALUE! | #VALUE! | #VALUE! | #VALUE! | #VALUE! | #VALUE! | #VALUE!
| Managed Growth | 0.7 |  | 0 | 0 | 0 | 0 | 8.9488 | 17.6752 | 34.9352 | 34.9352 | 61.3724 | 72.8701 | 74.852 | 80.1146 | 83.3706 | 91.0892 | 91.0892 | 98.3436 | 100.3378 | 103.3378 | 103.3378 | 103.3378 | 103.3378 | 103.3378 | 103.3378 | 103.3378 | 103.3378 | 103.3378 | 103.3378 | 103.3378 | 103.3378 | 103.3378 | 103.3378 | 103.3378 | 103.3378 | 103.3378 | 103.3378 | 103.3378 | 103.3378 | 103.3378 | 103.3378 | 103.3378 | 103.3378 | 103.3378 | 103.3378 | 103.3378 | 103.3378 | 103.3378 | 103.3378 | 103.3378 | 103.3378 | 103.3378 | 103.3378 | 103.3378 | 103.3378 | 103.3378 | 103.3378 | 103.3378 | 15
|  | 0.55 |  | 0 | 0 | 0 | 0 | 0 | 0 | 0 | 0 | 0 | 0 | 0 | 0 | 0 | 0 | 0 | 0 | 0 | 0 | 0 | 0 | 0 | 0 | 0 | 0 | 0 | 0 | 0 | 0 | 0 | 0 | 0 | 0 | 0 | 0 | 0 | 0 | 0 | 0 | 0 | 0 | #VALUE! | #VALUE! | #VALUE! | #VALUE! | #VALUE! | #VALUE! | #VALUE! | #VALUE! | #VALUE! | #VALUE! | #VALUE! | #VALUE! | #VALUE! | #VALUE! | #VALUE! | #VALUE!
|  | 0.5 |  | 0 | 0 | 0 | 0 | 0 | 0 | 0 | 0 | 0 | 0 | 0 | 0 | 0 | 0 | 0 | 0 | 0 | 0 | 0 | 6 | 6 | 6 | 6 | 6 | 6 | 6 | 12 | 12 | 12 | 12 | 12 | 12 | 12 | 12 | 12 | 12 | 12 | 12 | 12 | 12 | #VALUE! | #VALUE! | #VALUE! | #VALUE! | #VALUE! | #VALUE! | #VALUE! | #VALUE! | #VALUE! | #VALUE! | #VALUE! | #VALUE! | #VALUE! | #VALUE! | #VALUE! | #VALUE!
|  | 0.45 |  | 0 | 0 | 0 | 0 | 0 | 0 | 0 | 0 | 0 | 0 | 0 | 0 | 0 | 0 | 0 | 0 | 0 | 0 | 0 | 0 | 0 | 0 | 0 | 0 | 0 | 0 | 0 | 0 | 0 | 0 | 0 | 0 | 0 | 0 | 0 | 0 | 0 | 0 | 0 | 0 | #VALUE! | #VALUE! | #VALUE! | #VALUE! | #VALUE! | #VALUE! | #VALUE! | #VALUE! | #VALUE! | #VALUE! | #VALUE! | #VALUE! | #VALUE! | #VALUE! | #VALUE! | #VALUE!
Qualified but not Installed SREC-II Supply 225 CMR 14.07(3)(e)2 |  |  |  | Q1 1: New data to be entered by DOER before August 30 of each CY after 2014 in determining Compliance Obligation for the next CY
| QUARTERLY Qualified but not Installed Capacities (MW) |  |  | Q3 31: 0; Q4 32: 0; Q1 33: 7; Q2 34: 0; Q3 35: 0; Q4 36: 0; Q1 37: 0; Q2 38: 0; Q3 39: 0; Q4 40: 0; Q1 41: 0; Q2 42: 0; Q3 43: 0; Q4 44: 0; Q1 45: 0; Q2 46: 0; Q3 47: 0; Q4 48: 0; Q1 49: 0; Q2 50: 0; Q3 51: 0; Q4 52: 0; Q1 53: 0; Q2 54: 0; Q3 55: 0; Q4 56: 0
| Market Sector | SREC Factor
| Market Sector A | 1 |  | Q3 31: 0; Q4 32: 0; Q1 33: 2
|  | 0.8 |  | Q3 31: 0; Q4 32: 0; Q1 33: 0
|  | 0.7 |  | Q3 31: 0; Q4 32: 0; Q1 33: 0
|  | 0.65 |  | Q3 31: 0; Q4 32: 0; Q1 33: 3
| Market Sector B | 0.9 |  | Q3 31: 0; Q4 32: 0; Q1 33: 0
|  | 0.7 |  | Q3 31: 0; Q4 32: 0; Q1 33: 0
|  | 0.6 |  | Q3 31: 0; Q4 32: 0; Q1 33: 1
|  | 0.55 |  | Q3 31: 0; Q4 32: 0; Q1 33: 0
| Market Sector C | 0.8 |  | Q3 31: 0; Q4 32: 0; Q1 33: 1
|  | 0.65 |  | Q3 31: 0; Q4 32: 0; Q1 33: 0
|  | 0.55 |  | Q3 31: 0; Q4 32: 0; Q1 33: 0
|  | 0.5 |  | Q3 31: 0; Q4 32: 0; Q1 33: 0
| Managed Growth | 0.7 |  | Q3 31: 0; Q4 32: 0; Q1 33: 0
|  | 0.55 |  | Q3 31: 0; Q4 32: 0; Q1 33: 0
|  | 0.5 |  | Q3 31: 0; Q4 32: 0; Q1 33: 0
|  | 0.45 |  | Q3 31: 0; Q4 32: 0; Q1 33: 0
| CUMULATIVE Qualified but not Installed Capacities (MW) |  |  | Q3 31: 0; Q4 32: 0; Q1 33: 7; Q2 34: 7; Q3 35: 7; Q4 36: 7; Q1 37: 7; Q2 38: 7; Q3 39: 7; Q4 40: 7; Q1 41: 7; Q2 42: 7; Q3 43: 7; Q4 44: 7; Q1 45: 7; Q2 46: 7; Q3 47: 7; Q4 48: 7; Q1 49: 7; Q2 50: 7; Q3 51: 7; Q4 52: 7; Q1 53: 7; Q2 54: 7; Q3 55: 7; Q4 56: 7
| Market Sector | SREC Factor
| Market Sector A | 1 |  | Q3 31: 0; Q4 32: 0; Q1 33: 2; Q2 34: 2; Q3 35: 2; Q4 36: 2; Q1 37: 2; Q2 38: 2; Q3 39: 2; Q4 40: 2; Q1 41: 2; Q2 42: 2; Q3 43: 2; Q4 44: 2; Q1 45: 2; Q2 46: 2; Q3 47: 2; Q4 48: 2; Q1 49: 2; Q2 50: 2; Q3 51: 2; Q4 52: 2; Q1 53: 2; Q2 54: 2; Q3 55: 2; Q4 56: 2
|  | 0.8 |  | Q3 31: 0; Q4 32: 0; Q1 33: 0; Q2 34: 0; Q3 35: 0; Q4 36: 0; Q1 37: 0; Q2 38: 0; Q3 39: 0; Q4 40: 0; Q1 41: 0; Q2 42: 0; Q3 43: 0; Q4 44: 0; Q1 45: 0; Q2 46: 0; Q3 47: 0; Q4 48: 0; Q1 49: 0; Q2 50: 0; Q3 51: 0; Q4 52: 0; Q1 53: 0; Q2 54: 0; Q3 55: 0; Q4 56: 0
|  | 0.7 |  | Q3 31: 0; Q4 32: 0; Q1 33: 0; Q2 34: 0; Q3 35: 0; Q4 36: 0; Q1 37: 0; Q2 38: 0; Q3 39: 0; Q4 40: 0; Q1 41: 0; Q2 42: 0; Q3 43: 0; Q4 44: 0; Q1 45: 0; Q2 46: 0; Q3 47: 0; Q4 48: 0; Q1 49: 0; Q2 50: 0; Q3 51: 0; Q4 52: 0; Q1 53: 0; Q2 54: 0; Q3 55: 0; Q4 56: 0
|  | 0.65 |  | Q3 31: 0; Q4 32: 0; Q1 33: 3; Q2 34: 3; Q3 35: 3; Q4 36: 3; Q1 37: 3; Q2 38: 3; Q3 39: 3; Q4 40: 3; Q1 41: 3; Q2 42: 3; Q3 43: 3; Q4 44: 3; Q1 45: 3; Q2 46: 3; Q3 47: 3; Q4 48: 3; Q1 49: 3; Q2 50: 3; Q3 51: 3; Q4 52: 3; Q1 53: 3; Q2 54: 3; Q3 55: 3; Q4 56: 3
| Market Sector B | 0.9 |  | Q3 31: 0; Q4 32: 0; Q1 33: 0; Q2 34: 0; Q3 35: 0; Q4 36: 0; Q1 37: 0; Q2 38: 0; Q3 39: 0; Q4 40: 0; Q1 41: 0; Q2 42: 0; Q3 43: 0; Q4 44: 0; Q1 45: 0; Q2 46: 0; Q3 47: 0; Q4 48: 0; Q1 49: 0; Q2 50: 0; Q3 51: 0; Q4 52: 0; Q1 53: 0; Q2 54: 0; Q3 55: 0; Q4 56: 0
|  | 0.7 |  | Q3 31: 0; Q4 32: 0; Q1 33: 0; Q2 34: 0; Q3 35: 0; Q4 36: 0; Q1 37: 0; Q2 38: 0; Q3 39: 0; Q4 40: 0; Q1 41: 0; Q2 42: 0; Q3 43: 0; Q4 44: 0; Q1 45: 0; Q2 46: 0; Q3 47: 0; Q4 48: 0; Q1 49: 0; Q2 50: 0; Q3 51: 0; Q4 52: 0; Q1 53: 0; Q2 54: 0; Q3 55: 0; Q4 56: 0
|  | 0.6 |  | Q3 31: 0; Q4 32: 0; Q1 33: 1; Q2 34: 1; Q3 35: 1; Q4 36: 1; Q1 37: 1; Q2 38: 1; Q3 39: 1; Q4 40: 1; Q1 41: 1; Q2 42: 1; Q3 43: 1; Q4 44: 1; Q1 45: 1; Q2 46: 1; Q3 47: 1; Q4 48: 1; Q1 49: 1; Q2 50: 1; Q3 51: 1; Q4 52: 1; Q1 53: 1; Q2 54: 1; Q3 55: 1; Q4 56: 1
|  | 0.55 |  | Q3 31: 0; Q4 32: 0; Q1 33: 0; Q2 34: 0; Q3 35: 0; Q4 36: 0; Q1 37: 0; Q2 38: 0; Q3 39: 0; Q4 40: 0; Q1 41: 0; Q2 42: 0; Q3 43: 0; Q4 44: 0; Q1 45: 0; Q2 46: 0; Q3 47: 0; Q4 48: 0; Q1 49: 0; Q2 50: 0; Q3 51: 0; Q4 52: 0; Q1 53: 0; Q2 54: 0; Q3 55: 0; Q4 56: 0
| Market Sector C | 0.8 |  | Q3 31: 0; Q4 32: 0; Q1 33: 1; Q2 34: 1; Q3 35: 1; Q4 36: 1; Q1 37: 1; Q2 38: 1; Q3 39: 1; Q4 40: 1; Q1 41: 1; Q2 42: 1; Q3 43: 1; Q4 44: 1; Q1 45: 1; Q2 46: 1; Q3 47: 1; Q4 48: 1; Q1 49: 1; Q2 50: 1; Q3 51: 1; Q4 52: 1; Q1 53: 1; Q2 54: 1; Q3 55: 1; Q4 56: 1
|  | 0.65 |  | Q3 31: 0; Q4 32: 0; Q1 33: 0; Q2 34: 0; Q3 35: 0; Q4 36: 0; Q1 37: 0; Q2 38: 0; Q3 39: 0; Q4 40: 0; Q1 41: 0; Q2 42: 0; Q3 43: 0; Q4 44: 0; Q1 45: 0; Q2 46: 0; Q3 47: 0; Q4 48: 0; Q1 49: 0; Q2 50: 0; Q3 51: 0; Q4 52: 0; Q1 53: 0; Q2 54: 0; Q3 55: 0; Q4 56: 0
|  | 0.55 |  | Q3 31: 0; Q4 32: 0; Q1 33: 0; Q2 34: 0; Q3 35: 0; Q4 36: 0; Q1 37: 0; Q2 38: 0; Q3 39: 0; Q4 40: 0; Q1 41: 0; Q2 42: 0; Q3 43: 0; Q4 44: 0; Q1 45: 0; Q2 46: 0; Q3 47: 0; Q4 48: 0; Q1 49: 0; Q2 50: 0; Q3 51: 0; Q4 52: 0; Q1 53: 0; Q2 54: 0; Q3 55: 0; Q4 56: 0
|  | 0.5 |  | Q3 31: 0; Q4 32: 0; Q1 33: 0; Q2 34: 0; Q3 35: 0; Q4 36: 0; Q1 37: 0; Q2 38: 0; Q3 39: 0; Q4 40: 0; Q1 41: 0; Q2 42: 0; Q3 43: 0; Q4 44: 0; Q1 45: 0; Q2 46: 0; Q3 47: 0; Q4 48: 0; Q1 49: 0; Q2 50: 0; Q3 51: 0; Q4 52: 0; Q1 53: 0; Q2 54: 0; Q3 55: 0; Q4 56: 0
| Managed Growth | 0.7 |  | Q3 31: 0; Q4 32: 0; Q1 33: 0; Q2 34: 0; Q3 35: 0; Q4 36: 0; Q1 37: 0; Q2 38: 0; Q3 39: 0; Q4 40: 0; Q1 41: 0; Q2 42: 0; Q3 43: 0; Q4 44: 0; Q1 45: 0; Q2 46: 0; Q3 47: 0; Q4 48: 0; Q1 49: 0; Q2 50: 0; Q3 51: 0; Q4 52: 0; Q1 53: 0; Q2 54: 0; Q3 55: 0; Q4 56: 0
|  | 0.55 |  | Q3 31: 0; Q4 32: 0; Q1 33: 0; Q2 34: 0; Q3 35: 0; Q4 36: 0; Q1 37: 0; Q2 38: 0; Q3 39: 0; Q4 40: 0; Q1 41: 0; Q2 42: 0; Q3 43: 0; Q4 44: 0; Q1 45: 0; Q2 46: 0; Q3 47: 0; Q4 48: 0; Q1 49: 0; Q2 50: 0; Q3 51: 0; Q4 52: 0; Q1 53: 0; Q2 54: 0; Q3 55: 0; Q4 56: 0
|  | 0.5 |  | Q3 31: 0; Q4 32: 0; Q1 33: 0; Q2 34: 0; Q3 35: 0; Q4 36: 0; Q1 37: 0; Q2 38: 0; Q3 39: 0; Q4 40: 0; Q1 41: 0; Q2 42: 0; Q3 43: 0; Q4 44: 0; Q1 45: 0; Q2 46: 0; Q3 47: 0; Q4 48: 0; Q1 49: 0; Q2 50: 0; Q3 51: 0; Q4 52: 0; Q1 53: 0; Q2 54: 0; Q3 55: 0; Q4 56: 0
|  | 0.45 |  | Q3 31: 0; Q4 32: 0; Q1 33: 0; Q2 34: 0; Q3 35: 0; Q4 36: 0; Q1 37: 0; Q2 38: 0; Q3 39: 0; Q4 40: 0; Q1 41: 0; Q2 42: 0; Q3 43: 0; Q4 44: 0; Q1 45: 0; Q2 46: 0; Q3 47: 0; Q4 48: 0; Q1 49: 0; Q2 50: 0; Q3 51: 0; Q4 52: 0; Q1 53: 0; Q2 54: 0; Q3 55: 0; Q4 56: 0
Projected New Supply 225 CMR 14.07(3)(e)3 |  |  |  | Q1 1: New data to be entered by DOER before August 30 of each CY after 2014 in determining Compliance Obligation for the next CY
QUARTERLY Projected New Capacities (MW)
| Market Sector | SREC Factor
| Market Sector A | 1
0.8
0.7
0.65
| Market Sector B | 0.9
0.7
0.6
0.55
| Market Sector C | 0.8
0.65
0.55
0.5
| Managed Growth | 0.7
0.55
0.5
0.45
CUMULATIVE Projected New Capacities (MW)
| Market Sector | SREC Factor
| Market Sector A | 1
0.8
0.7
0.65
| Market Sector B | 0.9
0.7
0.6
0.55
| Market Sector C | 0.8
0.65
0.55
0.5
| Managed Growth | 0.7
0.55
0.5
0.45
Rollover Volumes 225 CMR 14.07(3)(e)4 |  |  |  | Q1 1: Data to be entered by DOER before August 30 of each CY in determining Compliance Obligation for the next CY
Rollover Volumes (MWh)
| Reminted, Unsettled Auction Attributes from CY-3 |  |  | Q1 9: N/A; Q1 13: 0; Q1 17: 45856; Q1 21: 0; Q1 25: 0; Q1 29: 0; Q1 33: 0
| Reminted, Unsettled Auction Attributes from CY-2 |  |  | Q1 9: 0; Q1 13: 67046; Q1 17: 243377; Q1 21: 12071; Q1 25: 4626; Q1 29: 85; Q1 33: 3958
| Banked Volume from CY-2 |  |  | Q1 9: 41; Q1 13: 3007; Q1 17: 9992; Q1 21: 27384; Q1 25: 18623; Q1 29: 19886; Q1 33: 40163
Third Round Auction Volume Doubling 225 CMR 14.07(3)(e)5 |  |  |  | Q1 1: Data to be entered by DOER before August 30 of each CY in determining Compliance Obligation for the next CY
| Auction Volume from CY-2, if 3rd Round (MWh) |  |  | Q1 9: 0; Q1 13: 0; Q1 17: 0; Q1 21: 0; Q1 25: 0; Q1 29: 0; Q1 33: 0
CUMULATIVE Accounting of SREC Supply from Installed, Qualified but not Installed, and Projected New Supply
Cumulative Capacities by Market Sector (MW)
| Market Sector | SREC Factor |  | 5.8023 | 14.0178 | 31.4105 | 54.9756 | 119.0277 | 187.076 | 258.6787 | 320.3325 | 446.8488 | 549.6468 | 623.9738 | 714.3138 | 889.7047 | 1041.8724 | 1170.3446 | 1317.16 | 1456.3914 | 1535.3914 | 1612.3914 | 1692.3914 | 1721.3914 | 1738.3914 | 1741.3914 | 1742.3914 | 1747.3914 | 1747.3914 | 1755.3914 | 1755.3914 | 1755.3914 | 1755.3914 | 1755.3914 | 1755.3914 | 1762.3914 | 1762.3914 | 1762.3914 | 1762.3914 | 1762.3914 | 1762.3914 | 1762.3914 | 1762.3914 | #VALUE! | #VALUE! | #VALUE! | #VALUE! | #VALUE! | #VALUE! | #VALUE! | #VALUE! | #VALUE! | #VALUE! | #VALUE! | #VALUE! | #VALUE! | #VALUE! | #VALUE! | #VALUE!
| Market Sector A | 1 |  | 0.49926 | 6.8868 | 18.7256 | 39.0665 | 69.2471 | 112.4586 | 153.9743 | 199.647 | 263.8385 | 329.4808 | 389.0111 | 446.5656 | 529.4997 | 569.2486 | 625.7611 | 682.892 | 731.892 | 738.892 | 746.892 | 751.892 | 752.892 | 752.892 | 752.892 | 752.892 | 752.892 | 752.892 | 752.892 | 752.892 | 752.892 | 752.892 | 752.892 | 752.892 | 754.892 | 754.892 | 754.892 | 754.892 | 754.892 | 754.892 | 754.892 | 754.892 | 749.589 | 747.761 | 742.8733 | 739.7485 | 722.7124 | 707.1004 | 698.6166 | 687.8369 | 671.8493 | 657.0761 | 649.3052 | 631.0705 | 599.5825 | 566.7173 | 551.546 | 548.7549
|  | 0.8 |  | 0 | 0 | 0 | 0 | 0 | 0 | 0 | 0 | 0 | 0 | 0 | 0 | 14.3864 | 33.8572 | 56.2165 | 83.9401 | 129.9401 | 162.9401 | 191.9401 | 212.9401 | 213.9401 | 213.9401 | 213.9401 | 213.9401 | 213.9401 | 213.9401 | 213.9401 | 213.9401 | 213.9401 | 213.9401 | 213.9401 | 213.9401 | 213.9401 | 213.9401 | 213.9401 | 213.9401 | 213.9401 | 213.9401 | 213.9401 | 213.9401 | #VALUE! | #VALUE! | #VALUE! | #VALUE! | #VALUE! | #VALUE! | #VALUE! | #VALUE! | #VALUE! | #VALUE! | #VALUE! | #VALUE! | #VALUE! | #VALUE! | #VALUE! | #VALUE!
|  | 0.7 |  | 0 | 0 | 0 | 0 | 0 | 0 | 0 | 0 | 0 | 0 | 0 | 0 | 0 | 0.5985 | 0.5985 | 0.69262 | 7.6926 | 21.6926 | 26.6926 | 37.6926 | 41.6926 | 47.6926 | 47.6926 | 48.6926 | 48.6926 | 48.6926 | 48.6926 | 48.6926 | 48.6926 | 48.6926 | 48.6926 | 48.6926 | 48.6926 | 48.6926 | 48.6926 | 48.6926 | 48.6926 | 48.6926 | 48.6926 | 48.6926 | #VALUE! | #VALUE! | #VALUE! | #VALUE! | #VALUE! | #VALUE! | #VALUE! | #VALUE! | #VALUE! | #VALUE! | #VALUE! | #VALUE! | #VALUE! | #VALUE! | #VALUE! | #VALUE!
|  | 0.65 |  | 0 | 0 | 0 | 0 | 0 | 0 | 0 | 0 | 0 | 0 | 0 | 0 | 0 | 0 | 0 | 0 | 0 | 1 | 8 | 19 | 38 | 46 | 47 | 47 | 51 | 51 | 53 | 53 | 53 | 53 | 53 | 53 | 56 | 56 | 56 | 56 | 56 | 56 | 56 | 56 | #VALUE! | #VALUE! | #VALUE! | #VALUE! | #VALUE! | #VALUE! | #VALUE! | #VALUE! | #VALUE! | #VALUE! | #VALUE! | #VALUE! | #VALUE! | #VALUE! | #VALUE! | #VALUE!
| Market Sector B | 0.9 |  | 5.303 | 7.131 | 12.0188 | 15.1435 | 32.1797 | 47.7916 | 56.2754 | 67.0551 | 83.0427 | 97.816 | 105.5868 | 123.8215 | 155.3095 | 188.1747 | 203.346 | 206.1371 | 218.94 | 219.94 | 224.94 | 224.94 | 225.94 | 225.94 | 225.94 | 225.94 | 225.94 | 225.94 | 225.94 | 225.94 | 225.94 | 225.94 | 225.94 | 225.94 | 225.94 | 225.94 | 225.94 | 225.94 | 225.94 | 225.94 | 225.94 | 225.94 | 225.94 | 225.94 | 225.94 | 225.94 | 225.94 | 225.94 | 225.94 | 225.94 | 225.94 | 225.94 | 225.94 | 225.94 | 225.7018 | 221.59 | 214.1872 | 206.0719
|  | 0.7 |  | 0 | 0 | 0 | 0 | 0 | 0 | 0 | 0 | 0 | 0 | 0 | 0 | 0.23814 | 4.3499 | 11.7527 | 19.868 | 21.4359 | 22.4359 | 23.4359 | 24.4359 | 24.4359 | 24.4359 | 24.4359 | 24.4359 | 24.4359 | 24.4359 | 24.4359 | 24.4359 | 24.4359 | 24.4359 | 24.4359 | 24.4359 | 24.4359 | 24.4359 | 24.4359 | 24.4359 | 24.4359 | 24.4359 | 24.4359 | 24.4359 | #VALUE! | #VALUE! | #VALUE! | #VALUE! | #VALUE! | #VALUE! | #VALUE! | #VALUE! | #VALUE! | #VALUE! | #VALUE! | #VALUE! | #VALUE! | #VALUE! | #VALUE! | #VALUE!
|  | 0.6 |  | 0 | 0 | 0 | 0 | 0 | 0 | 0 | 0 | 0 | 0 | 0 | 0 | 0.0765 | 0.37516 | 1.1943 | 10.5429 | 22.6992 | 32.6992 | 38.6992 | 47.6992 | 48.6992 | 48.6992 | 48.6992 | 48.6992 | 48.6992 | 48.6992 | 48.6992 | 48.6992 | 48.6992 | 48.6992 | 48.6992 | 48.6992 | 49.6992 | 49.6992 | 49.6992 | 49.6992 | 49.6992 | 49.6992 | 49.6992 | 49.6992 | #VALUE! | #VALUE! | #VALUE! | #VALUE! | #VALUE! | #VALUE! | #VALUE! | #VALUE! | #VALUE! | #VALUE! | #VALUE! | #VALUE! | #VALUE! | #VALUE! | #VALUE! | #VALUE!
|  | 0.55 |  | 0 | 0 | 0 | 0 | 0 | 0 | 0 | 0 | 0 | 0 | 0 | 0 | 0 | 0 | 0 | 0 | 0 | 1 | 6 | 14 | 15 | 18 | 20 | 20 | 21 | 21 | 21 | 21 | 21 | 21 | 21 | 21 | 21 | 21 | 21 | 21 | 21 | 21 | 21 | 21 | #VALUE! | #VALUE! | #VALUE! | #VALUE! | #VALUE! | #VALUE! | #VALUE! | #VALUE! | #VALUE! | #VALUE! | #VALUE! | #VALUE! | #VALUE! | #VALUE! | #VALUE! | #VALUE!
| Market Sector C | 0.8 |  | 0 | 0 | 0.66612 | 0.76553 | 8.6522 | 9.1506 | 13.4938 | 18.6951 | 38.5951 | 49.4799 | 54.5239 | 63.8121 | 106.8238 | 154.1792 | 172.9064 | 198.1808 | 205.1808 | 207.1808 | 208.1808 | 209.1808 | 210.1808 | 210.1808 | 210.1808 | 210.1808 | 210.1808 | 210.1808 | 210.1808 | 210.1808 | 210.1808 | 210.1808 | 210.1808 | 210.1808 | 211.1808 | 211.1808 | 211.1808 | 211.1808 | 211.1808 | 211.1808 | 211.1808 | 211.1808 | 211.1808 | 211.1808 | 211.1808 | 211.1808 | 211.1808 | 211.1808 | 211.1808 | 211.1808 | 211.1808 | 211.1808 | 211.1808 | 211.1808 | 211.1043 | 210.8056 | 209.9864 | 200.6379
|  | 0.65 |  | 0 | 0 | 0 | 0 | 0 | 0 | 0 | 0 | 0 | 0 | 0 | 0 | 0 | 0 | 5.058 | 13.0118 | 14.722 | 14.722 | 18.722 | 18.722 | 18.722 | 18.722 | 18.722 | 18.722 | 18.722 | 18.722 | 18.722 | 18.722 | 18.722 | 18.722 | 18.722 | 18.722 | 18.722 | 18.722 | 18.722 | 18.722 | 18.722 | 18.722 | 18.722 | 18.722 | #VALUE! | #VALUE! | #VALUE! | #VALUE! | #VALUE! | #VALUE! | #VALUE! | #VALUE! | #VALUE! | #VALUE! | #VALUE! | #VALUE! | #VALUE! | #VALUE! | #VALUE! | #VALUE!
|  | 0.55 |  | 0 | 0 | 0 | 0 | 0 | 0 | 0 | 0 | 0 | 0 | 0 | 0 | 0 | 0 | 2.4219 | 3.5512 | 3.5512 | 9.5512 | 14.5512 | 21.5512 | 21.5512 | 21.5512 | 21.5512 | 21.5512 | 21.5512 | 21.5512 | 21.5512 | 21.5512 | 21.5512 | 21.5512 | 21.5512 | 21.5512 | 21.5512 | 21.5512 | 21.5512 | 21.5512 | 21.5512 | 21.5512 | 21.5512 | 21.5512 | #VALUE! | #VALUE! | #VALUE! | #VALUE! | #VALUE! | #VALUE! | #VALUE! | #VALUE! | #VALUE! | #VALUE! | #VALUE! | #VALUE! | #VALUE! | #VALUE! | #VALUE! | #VALUE!
|  | 0.5 |  | 0 | 0 | 0 | 0 | 0 | 0 | 0 | 0 | 0 | 0 | 0 | 0 | 0 | 0 | 0 | 0 | 0 | 0 | 1 | 1 | 1 | 1 | 1 | 1 | 1 | 1 | 1 | 1 | 1 | 1 | 1 | 1 | 1 | 1 | 1 | 1 | 1 | 1 | 1 | 1 | #VALUE! | #VALUE! | #VALUE! | #VALUE! | #VALUE! | #VALUE! | #VALUE! | #VALUE! | #VALUE! | #VALUE! | #VALUE! | #VALUE! | #VALUE! | #VALUE! | #VALUE! | #VALUE!
| Managed Growth | 0.7 |  | 0 | 0 | 0 | 0 | 8.9488 | 17.6752 | 34.9352 | 34.9352 | 61.3724 | 72.8701 | 74.852 | 80.1146 | 83.3706 | 91.0892 | 91.0892 | 98.3436 | 100.3378 | 103.3378 | 103.3378 | 103.3378 | 103.3378 | 103.3378 | 103.3378 | 103.3378 | 103.3378 | 103.3378 | 103.3378 | 103.3378 | 103.3378 | 103.3378 | 103.3378 | 103.3378 | 103.3378 | 103.3378 | 103.3378 | 103.3378 | 103.3378 | 103.3378 | 103.3378 | 103.3378 | 103.3378 | 103.3378 | 103.3378 | 103.3378 | 103.3378 | 103.3378 | 103.3378 | 103.3378 | 103.3378 | 103.3378 | 103.3378 | 103.3378 | 103.3378 | 103.3378 | 103.3378 | 103.3378
|  | 0.55 |  | 0 | 0 | 0 | 0 | 0 | 0 | 0 | 0 | 0 | 0 | 0 | 0 | 0 | 0 | 0 | 0 | 0 | 0 | 0 | 0 | 0 | 0 | 0 | 0 | 0 | 0 | 0 | 0 | 0 | 0 | 0 | 0 | 0 | 0 | 0 | 0 | 0 | 0 | 0 | 0 | #VALUE! | #VALUE! | #VALUE! | #VALUE! | #VALUE! | #VALUE! | #VALUE! | #VALUE! | #VALUE! | #VALUE! | #VALUE! | #VALUE! | #VALUE! | #VALUE! | #VALUE! | #VALUE!
|  | 0.5 |  | 0 | 0 | 0 | 0 | 0 | 0 | 0 | 0 | 0 | 0 | 0 | 0 | 0 | 0 | 0 | 0 | 0 | 0 | 0 | 6 | 6 | 6 | 6 | 6 | 6 | 6 | 12 | 12 | 12 | 12 | 12 | 12 | 12 | 12 | 12 | 12 | 12 | 12 | 12 | 12 | #VALUE! | #VALUE! | #VALUE! | #VALUE! | #VALUE! | #VALUE! | #VALUE! | #VALUE! | #VALUE! | #VALUE! | #VALUE! | #VALUE! | #VALUE! | #VALUE! | #VALUE! | #VALUE!
|  | 0.45 |  | 0 | 0 | 0 | 0 | 0 | 0 | 0 | 0 | 0 | 0 | 0 | 0 | 0 | 0 | 0 | 0 | 0 | 0 | 0 | 0 | 0 | 0 | 0 | 0 | 0 | 0 | 0 | 0 | 0 | 0 | 0 | 0 | 0 | 0 | 0 | 0 | 0 | 0 | 0 | 0 | #VALUE! | #VALUE! | #VALUE! | #VALUE! | #VALUE! | #VALUE! | #VALUE! | #VALUE! | #VALUE! | #VALUE! | #VALUE! | #VALUE! | #VALUE! | #VALUE! | #VALUE! | #VALUE!
SREC Generation (Projected) in the Quarter (MWh)
| Market Sector | SREC Factor |  | 718 | 2365 | 6872 | 5953 | 16594 | 51130 | 73660 | 51450 | 82496 | 168106 | 189512 | 116383 | 147854 | 303796 | 359000 | 203627 | 219100 | 464360 | 466856 | 237370 | TBD | TBD | TBD | TBD | TBD | TBD | TBD | TBD | TBD | TBD | TBD | TBD | TBD | TBD | TBD | TBD | TBD | TBD | TBD | TBD | TBD | TBD | TBD | TBD | TBD | TBD | TBD | TBD | TBD | TBD | TBD | TBD | TBD | TBD | TBD | TBD
| Market Sector A | 1
0.8
0.7
0.65
| Market Sector B | 0.9
0.7
0.6
0.55
| Market Sector C | 0.8
0.65
0.55
0.5
| Managed Growth | 0.7
0.55
0.5
0.45
Compliance Obligation Calculation (MWh) |  |  |  | Q1 1: 2014; Q1 5: 2015; Q1 9: 2016; Q1 13: 2017; Q1 17: 2018; Q1 21: 2019; Q1 25: 2020; Q1 29: 2021; Q1 33: 2022; Q1 37: 2023; Q1 41: 2024; Q1 45: 2025; Q1 49: 2026; Q1 53: 2027
| SRECs Generation from Installed, Qualified and Projected Supply |  |  | Q1 33: 1740213; Q1 37: 0; Q1 41: 0; Q1 45: 0; Q1 49: 0; Q1 53: 0
| Rollover Volume |  |  | Q1 33: 44121; Q1 37: 0; Q1 41: 0; Q1 45: 0; Q1 49: 0; Q1 53: 0
| Third Round Auction Volume Doubling |  |  | Q1 33: 0; Q1 37: 0; Q1 41: 0; Q1 45: 0; Q1 49: 0; Q1 53: 0
Compliance Obligation 225 CMR 14.07(3)(c-e) |  |  |  | Q1 9: 377877; Q1 13: 1374406; Q1 17: 1906578; Q1 21: 1789639; Q1 25: 1765527; Q1 29: 1756220; Q1 33: 1784334; Q1 37: 0; Q1 41: 0; Q1 45: 0; Q1 49: 0; Q1 53: 0
| Compliance Obligations Set in Regulation 225 CMR 14.07(3)(c and d) |  |  | Q1 1: 41278; Q1 5: 161958; Q1 21: Compliance Obligations are not final until August 30th of the Preceding Year
| Retail Electric Load from Two Years Prior (MWh) |  |  | Q1 1: 48992429; Q1 5: 49252581; Q1 9: 48129291; Q1 13: 48009723; Q1 17: 46864431; Q1 21: 45722855; Q1 25: 46448304; Q1 29: 44705754; Q1 33: 43673802; Q1 37: TBD; Q1 41: TBD; Q1 45: TBD; Q1 49: TBD; Q1 53: TBD
| Minimum Standard Percentage |  |  | Q1 1: 0.08425%; Q1 5: 0.3288%; Q1 9: 0.7851%; Q1 13: 2.863%; Q1 17: 4.068%; Q1 21: 3.914%; Q1 25: 3.801%; Q1 29: 3.928%; Q1 33: 4.086%; Q1 37: TBD; Q1 41: TBD; Q1 45: TBD; Q1 49: TBD; Q1 53: TBD
NOTE: The Compliance Obligation calculated hereby is not strictly the demand for SREC-IIs in the CY. The calculated Compliance Obligation is divided by the retail load in CY-2 [in 225 CMR 14.07(3)(a)] to set the CY Minimum Standard (% of retail load). The actual SREC-II demand is then equal to the actual settled retail load in CY times the Minimum Standard.

## Baseline (Pre 5-9-16 Contracts)
RPS Class I 225 CMR 14.00
Solar Carve-Out II
Guideline
Preliminary Calculation of Annual Compliance Obligations and Minimum Standards
(Page 4 - Pre-5/9/16 Compliance Obligation Calculation Spreadsheet)
Note: This worksheet calculates the 2022 Compliance Obligation and Minimum Standard as if the SREC II Program Cap had never been lifted on 4/8/16. It is therefore assumed that no more than 947.7 MW of capacity would have been installed and that all of it would have been operational before 1/1/18. The allocation to Market Sectors is based on the percent of capacity qualified in each sector as of 4/8/16. This Compliance Obligation and Minimum Standard applies to all retail electricity load served under contracts executed after 4/25/14 and on or before 5/8/16.
| Market Sector | % Share of Qualified Capacity | MW at Original SREC II Cap | SREC Factor | Capacity Factor | Hrs/Year | Expected MWh
| Market Sector A | 54.58% | 517.2547 | 1 | 13.05% | 8760 | 591315.1822
| Market Sector B | 20.2% | 191.4354 | 0.9 | 13.05% | 8760 | 196960.6085
| Market Sector C | 17.22% | 163.1939 | 0.8 | 13.05% | 8760 | 149248.0387
| Managed Growth | 8% | 75.816 | 0.7 | 13.05% | 8760 | 60669.9344
[6 empty] | Total Generation | 998193.7638
[6 empty] | Auction Volume (CY-3) | 0
[6 empty] | Auction Volume (CY-2) | 3958
[6 empty] | Banked Volume | 40163
[6 empty] | Total Obligation | 1042314.7638

## 2021 SREC II Supply Analysis
ID | Nameplate Capacity (kW) | SREC Factor | Days Operating in 2021 | Total Expected Eligible Output (MWh) | Carry Forward from 2020 | Total SRECs | Carry Forward to 2022
20961 | 5.76 | 1 | 365 | 6.5847 | 0.19971 | 6 | 0.78442
921 | 5.06 | 1 | 365 | 5.7845 | 0.59558 | 6 | 0.38007
8709 | 3.99 | 1 | 365 | 4.5613 | 0.14355 | 4 | 0.70484
70867 | 7.5 | 1 | 365 | 8.5739 | 0.18712 | 8 | 0.76097
13202 | 2.94 | 1 | 365 | 3.3609 | 0.73735 | 4 | 0.0983
5958 | 5.7 | 1 | 365 | 6.5161 | 0.062211 | 6 | 0.57834
1752 | 3.92 | 1 | 365 | 4.4813 | 0.98313 | 5 | 0.4644
4413 | 11.04 | 1 | 365 | 12.6207 | 0.29944 | 12 | 0.92015
4592 | 7.52 | 1 | 365 | 8.5967 | 0.23295 | 8 | 0.82967
10803 | 4.41 | 1 | 365 | 5.0414 | 0.10603 | 5 | 0.14745
1715 | 4.68 | 1 | 365 | 5.3501 | 0.72476 | 6 | 0.074845
19702 | 4.5 | 1 | 365 | 5.1443 | 0.31227 | 5 | 0.45658
4598 | 6 | 1 | 365 | 6.8591 | 0.7497 | 7 | 0.60878
76872 | 7.68 | 1 | 365 | 8.7796 | 0.59961 | 9 | 0.37923
365 | 4.9 | 1 | 365 | 5.6016 | 0.22892 | 5 | 0.8305
366 | 5.145 | 1 | 365 | 5.8817 | 0.79036 | 6 | 0.67203
909 | 4.9 | 1 | 365 | 5.6016 | 0.22892 | 5 | 0.8305
315 | 9.5 | 1 | 365 | 10.8602 | 0.77035 | 11 | 0.63056
25886 | 7.35 | 1 | 365 | 8.4024 | 0.84338 | 9 | 0.24575
5315 | 3.44 | 1 | 365 | 3.9325 | 0.88316 | 4 | 0.8157
283 | 7.28 | 1 | 365 | 8.3224 | 0.68296 | 9 | 0.0053149
5679 | 2.25 | 1 | 365 | 2.5722 | 0.15614 | 2 | 0.72829
52032 | 7.84 | 1 | 365 | 8.9625 | 0.96627 | 9 | 0.9288
25887 | 9.555 | 1 | 365 | 10.9231 | 0.89639 | 11 | 0.81948
2280 | 9 | 1 | 365 | 10.2886 | 0.62454 | 10 | 0.91316
2038 | 7.75 | 1 | 365 | 8.8596 | 0.76002 | 9 | 0.61967
65 | 9 | 1 | 365 | 10.2886 | 0.62454 | 10 | 0.91316
4401 | 10.535 | 1 | 365 | 12.0434 | 0.14217 | 12 | 0.18558
2279 | 5.5 | 1 | 365 | 6.2875 | 0.60389 | 6 | 0.89138
2678 | 6 | 1 | 365 | 6.8591 | 0.7497 | 7 | 0.60878
18641 | 9.9 | 1 | 365 | 11.3175 | 0.687 | 12 | 0.0044804
367 | 8.32 | 1 | 365 | 9.5113 | 0.066245 | 9 | 0.5775
7456 | 15 | 1 | 365 | 17.1477 | 0.37424 | 17 | 0.52194
3160 | 5.25 | 1 | 365 | 6.0017 | 0.030984 | 6 | 0.032679
214 | 4.68 | 1 | 365 | 5.3501 | 0.72476 | 6 | 0.074845
6467 | 12.15 | 1 | 365 | 13.8896 | 0.84313 | 14 | 0.73277
12147 | 8.4 | 1 | 365 | 9.6027 | 0.24957 | 9 | 0.85229
64149 | 4 | 1 | 365 | 4.5727 | 0.16646 | 4 | 0.73918
320 | 9.25 | 1 | 365 | 10.5744 | 0.19745 | 10 | 0.77186
3504 | 4.655 | 1 | 365 | 5.3215 | 0.66747 | 5 | 0.98898
50773 | 10.56 | 1 | 365 | 12.072 | 0.19946 | 12 | 0.27145
17197 | 11.44 | 1 | 365 | 13.078 | 0.21609 | 13 | 0.29407
16590 | 11.772 | 1 | 365 | 13.4575 | 0.9769 | 14 | 0.43442
4478 | 7.5 | 1 | 365 | 8.5739 | 0.18712 | 8 | 0.76097
573 | 7.035 | 1 | 365 | 8.0423 | 0.12152 | 8 | 0.16379
3054 | 5 | 1 | 365 | 5.7159 | 0.45808 | 6 | 0.17398
560 | 7.035 | 1 | 365 | 8.0423 | 0.12152 | 8 | 0.16379
845 | 9.25 | 1 | 365 | 10.5744 | 0.19745 | 10 | 0.77186
1592 | 3 | 1 | 365 | 3.4295 | 0.87485 | 4 | 0.30439
-0.25858 | 5.5 | 1 | 365 | 6.2875 | 0.25858 | 6 | 0.54607
1060 | 4.165 | 1 | 365 | 4.7613 | 0.54458 | 5 | 0.30593
32957 | 8.97 | 1 | 365 | 10.2543 | 0.5558 | 10 | 0.81012
13898 | 4.9 | 1 | 365 | 5.6016 | 0.22892 | 5 | 0.8305
802 | 4.5 | 1 | 365 | 5.1443 | 0.31227 | 5 | 0.45658
6407 | 5.025 | 1 | 365 | 5.7445 | 0.51537 | 6 | 0.25985
2018 | 9.5 | 1 | 365 | 10.8602 | 0.77035 | 11 | 0.63056
2068 | 2.5 | 1 | 365 | 2.858 | 0.72904 | 3 | 0.58699
368 | 5.76 | 1 | 365 | 6.5847 | 0.19971 | 6 | 0.78442
59061 | 3.51 | 1 | 365 | 4.0126 | 0.043572 | 4 | 0.056134
7875 | 2.7 | 1 | 365 | 3.0866 | 0.18736 | 3 | 0.27395
3174 | 6.03 | 1 | 365 | 6.8934 | 0.81844 | 7 | 0.71182
269 | 6 | 1 | 365 | 6.8591 | 0.7497 | 7 | 0.60878
1143 | 4.355 | 1 | 365 | 4.9785 | 0.97999 | 5 | 0.95854
3790 | 2.08 | 1 | 365 | 2.3778 | 0.76656 | 3 | 0.14438
25353 | 8.829 | 1 | 365 | 10.0931 | 0.23268 | 10 | 0.32581
92 | 5.52 | 1 | 365 | 6.3104 | 0.64972 | 6 | 0.96007
37130 | 6.84 | 1 | 365 | 7.8194 | 0.67465 | 8 | 0.494
42992 | 6.16 | 1 | 365 | 7.042 | 0.11635 | 7 | 0.15834
386 | 5.175 | 1 | 365 | 5.916 | 0.85911 | 6 | 0.77507
18597 | 9.36 | 1 | 365 | 10.7002 | 0.44953 | 11 | 0.14969
1019 | 17.08 | 1 | 365 | 19.5255 | 0.1408 | 19 | 0.66632
681 | 12.5 | 1 | 365 | 14.2897 | 0.6452 | 14 | 0.93495
31166 | 7.37 | 1 | 365 | 8.4252 | 0.88921 | 9 | 0.31445
61263 | 5.5 | 1 | 365 | 6.2875 | 0.60389 | 6 | 0.89138
11729 | 5.025 | 1 | 365 | 5.7445 | 0.51537 | 6 | 0.25985
12600 | 3.43 | 1 | 365 | 3.9211 | 0.86024 | 4 | 0.78135
1061 | 7.848 | 1 | 365 | 8.9717 | 0.9846 | 9 | 0.95628
6365 | 8.04 | 1 | 365 | 9.1912 | 0.42459 | 9 | 0.61576
6458 | 12.06 | 1 | 365 | 13.7868 | 0.63689 | 14 | 0.42364
369 | 9 | 1 | 365 | 10.2886 | 0.62454 | 10 | 0.91316
330 | 11.5 | 1 | 365 | 13.1466 | 0.35358 | 13 | 0.50015
3649 | 3.9 | 1 | 365 | 4.4584 | 0.9373 | 5 | 0.3957
1089 | 3.9 | 1 | 365 | 4.4584 | 0.9373 | 5 | 0.3957
69882 | 3.92 | 1 | 365 | 4.4813 | 0.98313 | 5 | 0.4644
370 | 4 | 1 | 365 | 4.5727 | 0.16646 | 4 | 0.73918
1376 | 14 | 1 | 365 | 16.0045 | 0.082624 | 16 | 0.087144
1941 | 9.6 | 1 | 365 | 10.9745 | 0.99951 | 11 | 0.97404
1164 | 4.355 | 1 | 365 | 4.9785 | 0.97999 | 5 | 0.95854
1442 | 5.2 | 1 | 365 | 5.9445 | 0.9164 | 6 | 0.86094
1042 | 5.695 | 1 | 365 | 6.5104 | 0.050753 | 6 | 0.56116
328 | 4.5 | 1 | 365 | 5.1443 | 0.31227 | 5 | 0.45658
16242 | 8 | 1 | 365 | 9.1454 | 0.33293 | 9 | 0.47837
13284 | 9.38 | 1 | 365 | 10.723 | 0.49536 | 11 | 0.21839
77444 | 7.75 | 1 | 365 | 8.8596 | 0.76002 | 9 | 0.61967
11374 | 5.775 | 1 | 365 | 6.6019 | 0.23408 | 6 | 0.83595
896 | 3.75 | 1 | 365 | 4.2869 | 0.59356 | 4 | 0.88049
347 | 2.94 | 1 | 365 | 3.3609 | 0.73735 | 4 | 0.0983
3814 | 5 | 1 | 365 | 5.7159 | 0.45808 | 6 | 0.17398
1987 | 4.05 | 1 | 365 | 4.6299 | 0.28104 | 4 | 0.91092
260 | 4.75 | 1 | 365 | 5.4301 | 0.88518 | 6 | 0.31528
1787 | 3.675 | 1 | 365 | 4.2012 | 0.42169 | 4 | 0.62288
8776 | 8.175 | 1 | 365 | 9.3455 | 0.73396 | 10 | 0.079457
10195 | 4.77 | 1 | 365 | 5.453 | 0.93101 | 6 | 0.38398
854 | 2 | 1 | 365 | 2.2864 | 0.58323 | 2 | 0.86959
77605 | 7.5 | 1 | 365 | 8.5739 | 0.18712 | 8 | 0.76097
1394 | 3.924 | 1 | 365 | 4.4858 | 0.9923 | 5 | 0.47814
25083 | 7.59 | 1 | 365 | 8.6767 | 0.39337 | 9 | 0.070102
5127 | 8.745 | 1 | 365 | 9.9971 | 0.040182 | 10 | 0.037291
2478 | 5.46 | 1 | 365 | 6.2418 | 0.51222 | 6 | 0.75399
4042 | 4.5 | 1 | 365 | 5.1443 | 0.31227 | 5 | 0.45658
1451 | 5.695 | 1 | 365 | 6.5104 | 0.050753 | 6 | 0.56116
1970 | 11.5 | 1 | 365 | 13.1466 | 0.35358 | 13 | 0.50015
2862 | 5.36 | 1 | 365 | 6.1274 | 0.28306 | 6 | 0.41051
1012 | 6.7 | 1 | 365 | 7.6593 | 0.35383 | 8 | 0.013133
372 | 7.105 | 1 | 365 | 8.1223 | 0.28193 | 8 | 0.40423
373 | 4.9 | 1 | 365 | 5.6016 | 0.22892 | 5 | 0.8305
1179 | 7.37 | 1 | 365 | 8.4252 | 0.88921 | 9 | 0.31445
1279 | 8.5 | 1 | 365 | 9.717 | 0.47874 | 10 | 0.19577
3175 | 7.84 | 1 | 365 | 8.9625 | 0.96627 | 9 | 0.9288
1208 | 4.02 | 1 | 365 | 4.5956 | 0.2123 | 4 | 0.80788
1449 | 7.035 | 1 | 365 | 8.0423 | 0.12152 | 8 | 0.16379
1009 | 3.35 | 1 | 365 | 3.8297 | 0.67691 | 4 | 0.50657
4239 | 6.37 | 1 | 365 | 7.2821 | 0.59759 | 7 | 0.87965
1251 | 8.75 | 1 | 365 | 10.0028 | 0.05164 | 10 | 0.054465
75 | 5.39 | 1 | 365 | 6.1617 | 0.35181 | 6 | 0.51355
1113 | 7.14 | 1 | 365 | 8.1623 | 0.36214 | 8 | 0.52444
546 | 11.25 | 1 | 365 | 12.8608 | 0.78068 | 13 | 0.64146
5280 | 4.905 | 1 | 365 | 5.6073 | 0.24038 | 5 | 0.84767
13355 | 9.765 | 1 | 365 | 11.1632 | 0.37763 | 11 | 0.54078
252 | 8.085 | 1 | 365 | 9.2426 | 0.52772 | 9 | 0.77033
16316 | 5.1 | 1 | 365 | 5.8302 | 0.68724 | 6 | 0.51746
593 | 3.38 | 1 | 365 | 3.8639 | 0.74566 | 4 | 0.60961
3224 | 3.675 | 1 | 365 | 4.2012 | 0.42169 | 4 | 0.62288
2015 | 8.46 | 1 | 365 | 9.6713 | 0.38707 | 10 | 0.058374
3156 | 4.5 | 1 | 365 | 5.1443 | 0.31227 | 5 | 0.45658
15677 | 9.81 | 1 | 365 | 11.2146 | 0.48075 | 11 | 0.69535
1485 | 9.5 | 1 | 365 | 10.8602 | 0.77035 | 11 | 0.63056
82 | 4.75 | 1 | 365 | 5.4301 | 0.88518 | 6 | 0.31528
1177 | 3.35 | 1 | 365 | 3.8297 | 0.67691 | 4 | 0.50657
375 | 9.36 | 1 | 365 | 10.7002 | 0.44953 | 11 | 0.14969
2507 | 3.75 | 1 | 365 | 4.2869 | 0.59356 | 4 | 0.88049
1155 | 5.25 | 1 | 365 | 6.0017 | 0.030984 | 6 | 0.032679
18252 | 4.86 | 1 | 365 | 5.5559 | 0.13725 | 5 | 0.69311
3840 | 3.45 | 1 | 365 | 3.944 | 0.90608 | 4 | 0.85005
402 | 8.04 | 1 | 365 | 9.1912 | 0.42459 | 9 | 0.61576
1944 | 3.35 | 1 | 365 | 3.8297 | 0.67691 | 4 | 0.50657
1336 | 6.9 | 1 | 365 | 7.8879 | 0.81215 | 8 | 0.70009
1831 | 3.975 | 1 | 365 | 4.5441 | 0.10917 | 4 | 0.65331
491 | 4.25 | 1 | 365 | 4.8585 | 0.73937 | 5 | 0.59788
2197 | 1.75 | 1 | 365 | 2.0006 | 0.010328 | 2 | 0.010893
3212 | 5.13 | 1 | 365 | 5.8645 | 0.75599 | 6 | 0.6205
88369 | 3.35 | 1 | 365 | 3.8297 | 0.67691 | 4 | 0.50657
56351 | 5.5 | 1 | 365 | 6.2875 | 0.60389 | 6 | 0.89138
566 | 4.69 | 1 | 365 | 5.3615 | 0.74768 | 6 | 0.10919
15197 | 3.675 | 1 | 365 | 4.2012 | 0.42169 | 4 | 0.62288
887 | 3.924 | 1 | 365 | 4.4858 | 0.9923 | 5 | 0.47814
323 | 6 | 1 | 365 | 6.8591 | 0.7497 | 7 | 0.60878
1759 | 8.085 | 1 | 365 | 9.2426 | 0.52772 | 9 | 0.77033
2160 | 9.25 | 1 | 365 | 10.5744 | 0.19745 | 10 | 0.77186
2019 | 4.9 | 1 | 365 | 5.6016 | 0.22892 | 5 | 0.8305
3677 | 9.156 | 1 | 365 | 10.467 | 0.98204 | 11 | 0.44899
3377 | 5.25 | 1 | 365 | 6.0017 | 0.030984 | 6 | 0.032679
51177 | 5.4 | 1 | 365 | 6.1732 | 0.37473 | 6 | 0.5479
804 | 6.25 | 1 | 365 | 7.1449 | 0.3226 | 7 | 0.46747
1722 | 5.88 | 1 | 365 | 6.7219 | 0.4747 | 7 | 0.1966
15196 | 4.355 | 1 | 365 | 4.9785 | 0.97999 | 5 | 0.95854
1204 | 5.36 | 1 | 365 | 6.1274 | 0.28306 | 6 | 0.41051
1883 | 4.02 | 1 | 365 | 4.5956 | 0.2123 | 4 | 0.80788
42575 | 3.43 | 1 | 365 | 3.9211 | 0.86024 | 4 | 0.78135
563 | 11.55 | 1 | 365 | 13.2037 | 0.46816 | 13 | 0.67189
1839 | 6.7 | 1 | 365 | 7.6593 | 0.35383 | 8 | 0.013133
1059 | 8.04 | 1 | 365 | 9.1912 | 0.42459 | 9 | 0.61576
1032 | 7.37 | 1 | 365 | 8.4252 | 0.88921 | 9 | 0.31445
1056 | 4.355 | 1 | 365 | 4.9785 | 0.97999 | 5 | 0.95854
1721 | 5.75 | 1 | 365 | 6.5733 | 0.17679 | 6 | 0.75008
2022 | 5.5 | 1 | 365 | 6.2875 | 0.60389 | 6 | 0.89138
64708 | 11.75 | 1 | 365 | 13.4324 | 0.92649 | 14 | 0.35885
2527 | 12.099 | 1 | 365 | 13.8313 | 0.72626 | 14 | 0.5576
2254 | 4.9 | 1 | 365 | 5.6016 | 0.22892 | 5 | 0.8305
2028 | 5.145 | 1 | 365 | 5.8817 | 0.79036 | 6 | 0.67203
1236 | 4.83 | 1 | 365 | 5.5216 | 0.068505 | 5 | 0.59006
2080 | 6.5 | 1 | 365 | 7.4307 | 0.8955 | 8 | 0.32617
1507 | 7.5 | 1 | 365 | 8.5739 | 0.18712 | 8 | 0.76097
10410 | 1.56 | 1 | 365 | 1.7834 | 0.57492 | 2 | 0.35828
84150 | 4.02 | 1 | 365 | 4.5956 | 0.2123 | 4 | 0.80788
3758 | 13.08 | 1 | 365 | 14.9528 | 0.97434 | 15 | 0.92713
5691 | 11.055 | 1 | 365 | 12.6379 | 0.33381 | 12 | 0.97167
49981 | 7.035 | 1 | 365 | 8.0423 | 0.12152 | 8 | 0.16379
3120 | 9.8 | 1 | 365 | 11.2032 | 0.45784 | 11 | 0.661
3335 | 4.69 | 1 | 365 | 5.3615 | 0.74768 | 6 | 0.10919
674 | 8.829 | 1 | 365 | 10.0931 | 0.23268 | 10 | 0.32581
1210 | 9.045 | 1 | 365 | 10.3401 | 0.72767 | 11 | 0.06773
2385 | 12.099 | 1 | 365 | 13.8313 | 0.72626 | 14 | 0.5576
1448 | 7.035 | 1 | 365 | 8.0423 | 0.12152 | 8 | 0.16379
1788 | 4.69 | 1 | 365 | 5.3615 | 0.74768 | 6 | 0.10919
1381 | 5.2 | 1 | 365 | 5.9445 | 0.9164 | 6 | 0.86094
1516 | 6 | 1 | 365 | 6.8591 | 0.7497 | 7 | 0.60878
403 | 5.98 | 1 | 365 | 6.8362 | 0.70386 | 7 | 0.54008
1436 | 5.67 | 1 | 365 | 6.4818 | 0.99346 | 7 | 0.47529
1380 | 5.36 | 1 | 365 | 6.1274 | 0.28306 | 6 | 0.41051
1041 | 4.02 | 1 | 365 | 4.5956 | 0.2123 | 4 | 0.80788
1543 | 10 | 1 | 365 | 11.4318 | 0.91616 | 12 | 0.34796
3220 | 6.125 | 1 | 365 | 7.002 | 0.036148 | 7 | 0.038126
1726 | 9 | 1 | 365 | 10.2886 | 0.62454 | 10 | 0.91316
1034 | 4.02 | 1 | 365 | 4.5956 | 0.2123 | 4 | 0.80788
3167 | 12.75 | 1 | 365 | 14.5755 | 0.2181 | 14 | 0.79365
1872 | 11.055 | 1 | 365 | 12.6379 | 0.33381 | 12 | 0.97167
5360 | 4.86 | 1 | 365 | 5.5559 | 0.13725 | 5 | 0.69311
2809 | 8.75 | 1 | 365 | 10.0028 | 0.05164 | 10 | 0.054465
1881 | 4.165 | 1 | 365 | 4.7613 | 0.54458 | 5 | 0.30593
28967 | 3.685 | 1 | 365 | 4.2126 | 0.4446 | 4 | 0.65722
251 | 5 | 1 | 365 | 5.7159 | 0.45808 | 6 | 0.17398
1414 | 8.28 | 1 | 365 | 9.4655 | 0.97458 | 10 | 0.44011
3548 | 3.35 | 1 | 365 | 3.8297 | 0.67691 | 4 | 0.50657
1024 | 7.37 | 1 | 365 | 8.4252 | 0.88921 | 9 | 0.31445
3221 | 2.45 | 1 | 365 | 2.8008 | 0.61446 | 3 | 0.41525
602 | 7.75 | 1 | 365 | 8.8596 | 0.76002 | 9 | 0.61967
704 | 5.25 | 1 | 365 | 6.0017 | 0.030984 | 6 | 0.032679
1180 | 5.025 | 1 | 365 | 5.7445 | 0.51537 | 6 | 0.25985
1779 | 7.035 | 1 | 365 | 8.0423 | 0.12152 | 8 | 0.16379
1742 | 9.54 | 1 | 365 | 10.9059 | 0.86202 | 11 | 0.76795
1142 | 6.54 | 1 | 365 | 7.4764 | 0.98717 | 8 | 0.46357
86 | 7.75 | 1 | 365 | 8.8596 | 0.76002 | 9 | 0.61967
3670 | 11.25 | 1 | 365 | 12.8608 | 0.78068 | 13 | 0.64146
1731 | 5.232 | 1 | 365 | 5.9811 | 0.98973 | 6 | 0.97085
1416 | 4.355 | 1 | 365 | 4.9785 | 0.97999 | 5 | 0.95854
201 | 13.75 | 1 | 365 | 15.7187 | 0.50972 | 16 | 0.22845
2203 | 14.75 | 1 | 365 | 16.8619 | 0.80134 | 17 | 0.66324
1919 | 8.25 | 1 | 365 | 9.4312 | 0.90583 | 10 | 0.33707
1057 | 4.02 | 1 | 365 | 4.5956 | 0.2123 | 4 | 0.80788
1826 | 3.685 | 1 | 365 | 4.2126 | 0.4446 | 4 | 0.65722
1390 | 3.35 | 1 | 365 | 3.8297 | 0.67691 | 4 | 0.50657
6459 | 4.69 | 1 | 365 | 5.3615 | 0.74768 | 6 | 0.10919
12022 | 6.375 | 1 | 365 | 7.2878 | 0.60905 | 7 | 0.89682
3738 | 5.4 | 1 | 365 | 6.1732 | 0.37473 | 6 | 0.5479
1219 | 8.82 | 1 | 365 | 10.0828 | 0.21205 | 10 | 0.2949
1035 | 3.35 | 1 | 365 | 3.8297 | 0.67691 | 4 | 0.50657
378 | 2.94 | 1 | 365 | 3.3609 | 0.73735 | 4 | 0.0983
376 | 5.25 | 1 | 365 | 6.0017 | 0.030984 | 6 | 0.032679
963 | 4.75 | 1 | 365 | 5.4301 | 0.88518 | 6 | 0.31528
2346 | 5.2 | 1 | 365 | 5.9445 | 0.9164 | 6 | 0.86094
1266 | 5 | 1 | 365 | 5.7159 | 0.45808 | 6 | 0.17398
10360 | 8.91 | 1 | 365 | 10.1857 | 0.4183 | 10 | 0.60403
3189 | 1 | 1 | 365 | 1.1432 | 0.29162 | 1 | 0.4348
12529 | 7.5 | 1 | 365 | 8.5739 | 0.18712 | 8 | 0.76097
31191 | 3.75 | 1 | 365 | 4.2869 | 0.59356 | 4 | 0.88049
1450 | 6.7 | 1 | 365 | 7.6593 | 0.35383 | 8 | 0.013133
10394 | 11.772 | 1 | 365 | 13.4575 | 0.9769 | 14 | 0.43442
281 | 7.035 | 1 | 365 | 8.0423 | 0.12152 | 8 | 0.16379
1955 | 8.71 | 1 | 365 | 9.9571 | 0.95998 | 10 | 0.91707
1811 | 4 | 1 | 365 | 4.5727 | 0.16646 | 4 | 0.73918
371 | 6 | 1 | 365 | 6.8591 | 0.7497 | 7 | 0.60878
3253 | 5.5 | 1 | 365 | 6.2875 | 0.60389 | 6 | 0.89138
377 | 5.5 | 1 | 365 | 6.2875 | 0.60389 | 6 | 0.89138
890 | 6.25 | 1 | 365 | 7.1449 | 0.3226 | 7 | 0.46747
1039 | 5.36 | 1 | 365 | 6.1274 | 0.28306 | 6 | 0.41051
1367 | 9.38 | 1 | 365 | 10.723 | 0.49536 | 11 | 0.21839
3234 | 4.77 | 1 | 365 | 5.453 | 0.93101 | 6 | 0.38398
1810 | 6.03 | 1 | 365 | 6.8934 | 0.81844 | 7 | 0.71182
1202 | 5.36 | 1 | 365 | 6.1274 | 0.28306 | 6 | 0.41051
592 | 5.25 | 1 | 365 | 6.0017 | 0.030984 | 6 | 0.032679
4289 | 4.02 | 1 | 365 | 4.5956 | 0.2123 | 4 | 0.80788
89 | 8.48 | 1 | 365 | 9.6942 | 0.4329 | 10 | 0.12707
4168 | 8.04 | 1 | 365 | 9.1912 | 0.42459 | 9 | 0.61576
3497 | 3.685 | 1 | 365 | 4.2126 | 0.4446 | 4 | 0.65722
5053 | 5 | 1 | 365 | 5.7159 | 0.45808 | 6 | 0.17398
2210 | 12 | 1 | 365 | 13.7182 | 0.49939 | 14 | 0.21755
22181 | 5 | 1 | 365 | 5.7159 | 0.45808 | 6 | 0.17398
22082 | 6 | 1 | 365 | 6.8591 | 0.7497 | 7 | 0.60878
22179 | 5 | 1 | 365 | 5.7159 | 0.45808 | 6 | 0.17398
4510 | 5.886 | 1 | 365 | 6.7288 | 0.48845 | 7 | 0.21721
379 | 9.8 | 1 | 365 | 11.2032 | 0.45784 | 11 | 0.661
1818 | 5.025 | 1 | 365 | 5.7445 | 0.51537 | 6 | 0.25985
1530 | 4.02 | 1 | 365 | 4.5956 | 0.2123 | 4 | 0.80788
3105 | 4.69 | 1 | 365 | 5.3615 | 0.74768 | 6 | 0.10919
1767 | 4.905 | 1 | 365 | 5.6073 | 0.24038 | 5 | 0.84767
1147 | 6.7 | 1 | 365 | 7.6593 | 0.35383 | 8 | 0.013133
4019 | 5.025 | 1 | 365 | 5.7445 | 0.51537 | 6 | 0.25985
1768 | 4.69 | 1 | 365 | 5.3615 | 0.74768 | 6 | 0.10919
1431 | 7.705 | 1 | 365 | 8.8082 | 0.6569 | 9 | 0.4651
1727 | 5 | 1 | 365 | 5.7159 | 0.45808 | 6 | 0.17398
349 | 5.39 | 1 | 365 | 6.1617 | 0.35181 | 6 | 0.51355
653 | 5.5 | 1 | 365 | 6.2875 | 0.60389 | 6 | 0.89138
805 | 6.5 | 1 | 365 | 7.4307 | 0.8955 | 8 | 0.32617
4832 | 4.75 | 1 | 365 | 5.4301 | 0.88518 | 6 | 0.31528
5070 | 12.73 | 1 | 365 | 14.5527 | 0.17227 | 14 | 0.72495
1887 | 6.365 | 1 | 365 | 7.2763 | 0.58614 | 7 | 0.86248
811 | 3.5 | 1 | 365 | 4.0011 | 0.020656 | 4 | 0.021786
1232 | 5.2 | 1 | 365 | 5.9445 | 0.9164 | 6 | 0.86094
807 | 7.5 | 1 | 365 | 8.5739 | 0.18712 | 8 | 0.76097
1090 | 6 | 1 | 365 | 6.8591 | 0.7497 | 7 | 0.60878
575 | 8.925 | 1 | 365 | 10.2029 | 0.45267 | 10 | 0.65555
580 | 14.388 | 1 | 365 | 16.4481 | 0.97177 | 17 | 0.41984
550 | 5.46 | 1 | 365 | 6.2418 | 0.51222 | 6 | 0.75399
806 | 4 | 1 | 365 | 4.5727 | 0.16646 | 4 | 0.73918
1866 | 3.35 | 1 | 365 | 3.8297 | 0.67691 | 4 | 0.50657
833 | 10.35 | 1 | 365 | 11.8319 | 0.71823 | 12 | 0.55014
2963 | 4.355 | 1 | 365 | 4.9785 | 0.97999 | 5 | 0.95854
1128 | 3.92 | 1 | 365 | 4.4813 | 0.98313 | 5 | 0.4644
999 | 6.03 | 1 | 365 | 6.8934 | 0.81844 | 7 | 0.71182
1166 | 3.27 | 1 | 365 | 3.7382 | 0.49358 | 4 | 0.23178
683 | 8 | 1 | 365 | 9.1454 | 0.33293 | 9 | 0.47837
90 | 9.81 | 1 | 365 | 11.2146 | 0.48075 | 11 | 0.69535
1229 | 4.69 | 1 | 365 | 5.3615 | 0.74768 | 6 | 0.10919
2062 | 8.5 | 1 | 365 | 9.717 | 0.47874 | 10 | 0.19577
1885 | 5.695 | 1 | 365 | 6.5104 | 0.050753 | 6 | 0.56116
14046 | 7 | 1 | 365 | 8.0023 | 0.041312 | 8 | 0.043572
1108 | 4.69 | 1 | 365 | 5.3615 | 0.74768 | 6 | 0.10919
1062 | 4.69 | 1 | 365 | 5.3615 | 0.74768 | 6 | 0.10919
1542 | 6 | 1 | 365 | 6.8591 | 0.7497 | 7 | 0.60878
46756 | 7 | 1 | 365 | 8.0023 | 0.041312 | 8 | 0.043572
2167 | 11.772 | 1 | 365 | 13.4575 | 0.9769 | 14 | 0.43442
815 | 9.54 | 1 | 365 | 10.9059 | 0.86202 | 11 | 0.76795
3219 | 2.695 | 1 | 365 | 3.0809 | 0.17591 | 3 | 0.25678
1127 | 10.05 | 1 | 365 | 11.489 | 0.030741 | 11 | 0.5197
1040 | 5.36 | 1 | 365 | 6.1274 | 0.28306 | 6 | 0.41051
24605 | 9.31 | 1 | 365 | 10.643 | 0.33494 | 10 | 0.97795
77603 | 6.86 | 1 | 365 | 7.8422 | 0.72049 | 8 | 0.5627
1037 | 7.37 | 1 | 365 | 8.4252 | 0.88921 | 9 | 0.31445
3222 | 5.635 | 1 | 365 | 6.4418 | 0.91326 | 7 | 0.35508
3163 | 7.5 | 1 | 365 | 8.5739 | 0.18712 | 8 | 0.76097
5124 | 4.69 | 1 | 365 | 5.3615 | 0.74768 | 6 | 0.10919
4509 | 4.69 | 1 | 365 | 5.3615 | 0.74768 | 6 | 0.10919
2220 | 5.88 | 1 | 365 | 6.7219 | 0.4747 | 7 | 0.1966
1716 | 6.615 | 1 | 365 | 7.5621 | 0.15904 | 7 | 0.72118
2300 | 2.94 | 1 | 365 | 3.3609 | 0.73735 | 4 | 0.0983
1756 | 6.37 | 1 | 365 | 7.2821 | 0.59759 | 7 | 0.87965
3159 | 4.165 | 1 | 365 | 4.7613 | 0.54458 | 5 | 0.30593
5099 | 5.22 | 1 | 365 | 5.9674 | 0.96224 | 6 | 0.92964
2017 | 3.57 | 1 | 365 | 4.0812 | 0.18107 | 4 | 0.26222
1717 | 8.75 | 1 | 365 | 10.0028 | 0.05164 | 10 | 0.054465
2072 | 6.37 | 1 | 365 | 7.2821 | 0.59759 | 7 | 0.87965
3211 | 3.43 | 1 | 365 | 3.9211 | 0.86024 | 4 | 0.78135
1415 | 2.5 | 1 | 365 | 2.858 | 0.72904 | 3 | 0.58699
22180 | 5 | 1 | 365 | 5.7159 | 0.45808 | 6 | 0.17398
3673 | 5.5 | 1 | 365 | 6.2875 | 0.60389 | 6 | 0.89138
3171 | 4.41 | 1 | 365 | 5.0414 | 0.10603 | 5 | 0.14745
1805 | 6.03 | 1 | 365 | 6.8934 | 0.81844 | 7 | 0.71182
1388 | 4.02 | 1 | 365 | 4.5956 | 0.2123 | 4 | 0.80788
17927 | 4.9 | 1 | 365 | 5.6016 | 0.22892 | 5 | 0.8305
1209 | 3.685 | 1 | 365 | 4.2126 | 0.4446 | 4 | 0.65722
1906 | 4.69 | 1 | 365 | 5.3615 | 0.74768 | 6 | 0.10919
3428 | 6.03 | 1 | 365 | 6.8934 | 0.81844 | 7 | 0.71182
808 | 9.18 | 1 | 365 | 10.4944 | 0.037035 | 10 | 0.53143
1760 | 7.5 | 1 | 365 | 8.5739 | 0.18712 | 8 | 0.76097
695 | 5 | 1 | 365 | 5.7159 | 0.45808 | 6 | 0.17398
319 | 8.25 | 1 | 365 | 9.4312 | 0.90583 | 10 | 0.33707
1817 | 5.025 | 1 | 365 | 5.7445 | 0.51537 | 6 | 0.25985
2380 | 8.16 | 1 | 365 | 9.3283 | 0.69959 | 10 | 0.027935
1812 | 6.03 | 1 | 365 | 6.8934 | 0.81844 | 7 | 0.71182
1372 | 8.04 | 1 | 365 | 9.1912 | 0.42459 | 9 | 0.61576
489 | 4.68 | 1 | 365 | 5.3501 | 0.72476 | 6 | 0.074845
1126 | 4.251 | 1 | 365 | 4.8597 | 0.74166 | 5 | 0.60132
1437 | 4.5 | 1 | 365 | 5.1443 | 0.31227 | 5 | 0.45658
2066 | 8.16 | 1 | 365 | 9.3283 | 0.69959 | 10 | 0.027935
1537 | 6.375 | 1 | 365 | 7.2878 | 0.60905 | 7 | 0.89682
96 | 5.17 | 1 | 365 | 5.9102 | 0.84765 | 6 | 0.7579
2023 | 5.61 | 1 | 365 | 6.4132 | 0.85597 | 7 | 0.26921
2789 | 7.5 | 1 | 365 | 8.5739 | 0.18712 | 8 | 0.76097
1473 | 10.5 | 1 | 365 | 12.0034 | 0.061968 | 12 | 0.065358
1683 | 7 | 1 | 365 | 8.0023 | 0.041312 | 8 | 0.043572
998 | 14.84 | 1 | 365 | 16.9648 | 0.0075814 | 16 | 0.97237
3380 | 5.605 | 1 | 365 | 6.4075 | 0.84451 | 7 | 0.25203
1775 | 5.83 | 1 | 365 | 6.6647 | 0.36012 | 7 | 0.024861
2360 | 5.5 | 1 | 365 | 6.2875 | 0.60389 | 6 | 0.89138
14234 | 5.695 | 1 | 365 | 6.5104 | 0.050753 | 6 | 0.56116
1123 | 8.75 | 1 | 365 | 10.0028 | 0.05164 | 10 | 0.054465
1093 | 5.355 | 1 | 365 | 6.1217 | 0.2716 | 6 | 0.39333
1096 | 6.25 | 1 | 365 | 7.1449 | 0.3226 | 7 | 0.46747
1559 | 7.75 | 1 | 365 | 8.8596 | 0.76002 | 9 | 0.61967
21233 | 9.75 | 1 | 365 | 11.146 | 0.34326 | 11 | 0.48926
1532 | 7.5 | 1 | 365 | 8.5739 | 0.18712 | 8 | 0.76097
2065 | 9.18 | 1 | 365 | 10.4944 | 0.037035 | 10 | 0.53143
3256 | 4.75 | 1 | 365 | 5.4301 | 0.88518 | 6 | 0.31528
5001 | 8.415 | 1 | 365 | 9.6199 | 0.28395 | 9 | 0.90381
1773 | 5.3 | 1 | 365 | 6.0589 | 0.14556 | 6 | 0.20442
1455 | 6 | 1 | 365 | 6.8591 | 0.7497 | 7 | 0.60878
1933 | 3.43 | 1 | 365 | 3.9211 | 0.86024 | 4 | 0.78135
1097 | 7.395 | 1 | 365 | 8.4538 | 0.9465 | 9 | 0.40032
6451 | 6.5 | 1 | 365 | 7.4307 | 0.8955 | 8 | 0.32617
263 | 8.25 | 1 | 365 | 9.4312 | 0.90583 | 10 | 0.33707
814 | 6.615 | 1 | 365 | 7.5621 | 0.15904 | 7 | 0.72118
414 | 5 | 1 | 365 | 5.7159 | 0.45808 | 6 | 0.17398
816 | 7.14 | 1 | 365 | 8.1623 | 0.36214 | 8 | 0.52444
4663 | 9 | 1 | 365 | 10.2886 | 0.62454 | 10 | 0.91316
817 | 8.925 | 1 | 365 | 10.2029 | 0.45267 | 10 | 0.65555
1456 | 3.5 | 1 | 365 | 4.0011 | 0.020656 | 4 | 0.021786
616 | 4.5 | 1 | 365 | 5.1443 | 0.31227 | 5 | 0.45658
2379 | 5.355 | 1 | 365 | 6.1217 | 0.2716 | 6 | 0.39333
1813 | 3.35 | 1 | 365 | 3.8297 | 0.67691 | 4 | 0.50657
1181 | 7.705 | 1 | 365 | 8.8082 | 0.6569 | 9 | 0.4651
3795 | 4.355 | 1 | 365 | 4.9785 | 0.97999 | 5 | 0.95854
401 | 4.42 | 1 | 365 | 5.0529 | 0.12894 | 5 | 0.1818
4085 | 14.4 | 1 | 365 | 16.4618 | 0.99927 | 17 | 0.46106
1325 | 7.8 | 1 | 365 | 8.9168 | 0.8746 | 9 | 0.79141
818 | 6.375 | 1 | 365 | 7.2878 | 0.60905 | 7 | 0.89682
1119 | 7.14 | 1 | 365 | 8.1623 | 0.36214 | 8 | 0.52444
1534 | 5.355 | 1 | 365 | 6.1217 | 0.2716 | 6 | 0.39333
3249 | 8.25 | 1 | 365 | 9.4312 | 0.90583 | 10 | 0.33707
2201 | 7.25 | 1 | 365 | 8.2881 | 0.61422 | 8 | 0.90227
1054 | 5.36 | 1 | 365 | 6.1274 | 0.28306 | 6 | 0.41051
3694 | 5.39 | 1 | 365 | 6.1617 | 0.35181 | 6 | 0.51355
1588 | 6.03 | 1 | 365 | 6.8934 | 0.81844 | 7 | 0.71182
1816 | 6.03 | 1 | 365 | 6.8934 | 0.81844 | 7 | 0.71182
383 | 12.255 | 1 | 365 | 14.0097 | 0.083754 | 14 | 0.093425
1249 | 8.58 | 1 | 365 | 9.8085 | 0.66207 | 10 | 0.47055
1268 | 5 | 1 | 365 | 5.7159 | 0.45808 | 6 | 0.17398
2222 | 7 | 1 | 365 | 8.0023 | 0.041312 | 8 | 0.043572
3072 | 5.559 | 1 | 365 | 6.3549 | 0.73909 | 7 | 0.094031
1130 | 6.7 | 1 | 365 | 7.6593 | 0.35383 | 8 | 0.013133
3214 | 6.05 | 1 | 365 | 6.9162 | 0.86428 | 7 | 0.78052
2214 | 5.5 | 1 | 365 | 6.2875 | 0.60389 | 6 | 0.89138
2284 | 5.5 | 1 | 365 | 6.2875 | 0.60389 | 6 | 0.89138
1112 | 10.2 | 1 | 365 | 11.6604 | 0.37448 | 12 | 0.034919
1512 | 5.36 | 1 | 365 | 6.1274 | 0.28306 | 6 | 0.41051
3058 | 5.36 | 1 | 365 | 6.1274 | 0.28306 | 6 | 0.41051
2377 | 3.43 | 1 | 365 | 3.9211 | 0.86024 | 4 | 0.78135
1815 | 4.69 | 1 | 365 | 5.3615 | 0.74768 | 6 | 0.10919
1216 | 7.25 | 1 | 365 | 8.2881 | 0.61422 | 8 | 0.90227
1880 | 6.03 | 1 | 365 | 6.8934 | 0.81844 | 7 | 0.71182
1228 | 11.5 | 1 | 365 | 13.1466 | 0.35358 | 13 | 0.50015
17140 | 6 | 1 | 365 | 6.8591 | 0.7497 | 7 | 0.60878
11285 | 6.365 | 1 | 365 | 7.2763 | 0.58614 | 7 | 0.86248
172 | 7 | 1 | 365 | 8.0023 | 0.041312 | 8 | 0.043572
14924 | 4.76 | 1 | 365 | 5.4415 | 0.90809 | 6 | 0.34963
578 | 3.42 | 1 | 365 | 3.9097 | 0.83733 | 4 | 0.747
809 | 4.845 | 1 | 365 | 5.5387 | 0.10288 | 5 | 0.64159
3419 | 4.5 | 1 | 365 | 5.1443 | 0.31227 | 5 | 0.45658
1540 | 3.57 | 1 | 365 | 4.0812 | 0.18107 | 4 | 0.26222
812 | 6.37 | 1 | 365 | 7.2821 | 0.59759 | 7 | 0.87965
1828 | 7.705 | 1 | 365 | 8.8082 | 0.6569 | 9 | 0.4651
1144 | 6.63 | 1 | 365 | 7.5793 | 0.19341 | 7 | 0.7727
4211 | 6.5 | 1 | 365 | 7.4307 | 0.8955 | 8 | 0.32617
1234 | 6.3 | 1 | 365 | 7.202 | 0.43718 | 7 | 0.63921
791 | 6.5 | 1 | 365 | 7.4307 | 0.8955 | 8 | 0.32617
2488 | 6.25 | 1 | 365 | 7.1449 | 0.3226 | 7 | 0.46747
13951 | 3.78 | 1 | 365 | 4.3212 | 0.66231 | 4 | 0.98353
797 | 7.848 | 1 | 365 | 8.9717 | 0.9846 | 9 | 0.95628
1211 | 3.35 | 1 | 365 | 3.8297 | 0.67691 | 4 | 0.50657
1000 | 7.848 | 1 | 365 | 8.9717 | 0.9846 | 9 | 0.95628
996 | 3.18 | 1 | 365 | 3.6353 | 0.28734 | 3 | 0.92265
3872 | 7.75 | 1 | 365 | 8.8596 | 0.76002 | 9 | 0.61967
1392 | 5.025 | 1 | 365 | 5.7445 | 0.51537 | 6 | 0.25985
4600 | 5.355 | 1 | 365 | 6.1217 | 0.2716 | 6 | 0.39333
4743 | 5.75 | 1 | 365 | 6.5733 | 0.17679 | 6 | 0.75008
6422 | 10.965 | 1 | 365 | 12.535 | 0.12757 | 12 | 0.66254
5526 | 4.5 | 1 | 365 | 5.1443 | 0.31227 | 5 | 0.45658
5504 | 5.75 | 1 | 365 | 6.5733 | 0.17679 | 6 | 0.75008
1055 | 3.35 | 1 | 365 | 3.8297 | 0.67691 | 4 | 0.50657
1638 | 5.75 | 1 | 365 | 6.5733 | 0.17679 | 6 | 0.75008
3644 | 3.924 | 1 | 365 | 4.4858 | 0.9923 | 5 | 0.47814
7441 | 9 | 1 | 365 | 10.2886 | 0.62454 | 10 | 0.91316
1173 | 6.75 | 1 | 365 | 7.7165 | 0.46841 | 8 | 0.18487
1383 | 5.75 | 1 | 365 | 6.5733 | 0.17679 | 6 | 0.75008
317 | 6.5 | 1 | 365 | 7.4307 | 0.8955 | 8 | 0.32617
1052 | 6.03 | 1 | 365 | 6.8934 | 0.81844 | 7 | 0.71182
7591 | 6 | 1 | 365 | 6.8591 | 0.7497 | 7 | 0.60878
1370 | 7.5 | 1 | 365 | 8.5739 | 0.18712 | 8 | 0.76097
1564 | 10.72 | 1 | 365 | 12.2549 | 0.56612 | 12 | 0.82101
2086 | 4.485 | 1 | 365 | 5.1272 | 0.2779 | 5 | 0.40506
891 | 4.905 | 1 | 365 | 5.6073 | 0.24038 | 5 | 0.84767
2156 | 7.95 | 1 | 365 | 9.0883 | 0.21835 | 9 | 0.30663
2345 | 7.5 | 1 | 365 | 8.5739 | 0.18712 | 8 | 0.76097
2516 | 9 | 1 | 365 | 10.2886 | 0.62454 | 10 | 0.91316
1428 | 6 | 1 | 365 | 6.8591 | 0.7497 | 7 | 0.60878
5632 | 7 | 1 | 365 | 8.0023 | 0.041312 | 8 | 0.043572
2223 | 3 | 1 | 365 | 3.4295 | 0.87485 | 4 | 0.30439
2063 | 3.75 | 1 | 365 | 4.2869 | 0.59356 | 4 | 0.88049
4603 | 6.63 | 1 | 365 | 7.5793 | 0.19341 | 7 | 0.7727
4701 | 5 | 1 | 365 | 5.7159 | 0.45808 | 6 | 0.17398
4605 | 3.825 | 1 | 365 | 4.3727 | 0.76543 | 5 | 0.13809
3157 | 4.9 | 1 | 365 | 5.6016 | 0.22892 | 5 | 0.8305
4607 | 3.825 | 1 | 365 | 4.3727 | 0.76543 | 5 | 0.13809
1124 | 4.02 | 1 | 365 | 4.5956 | 0.2123 | 4 | 0.80788
879 | 11.772 | 1 | 365 | 13.4575 | 0.9769 | 14 | 0.43442
638 | 3.5 | 1 | 365 | 4.0011 | 0.020656 | 4 | 0.021786
1088 | 4.25 | 1 | 365 | 4.8585 | 0.73937 | 5 | 0.59788
1391 | 3.35 | 1 | 365 | 3.8297 | 0.67691 | 4 | 0.50657
2887 | 4.355 | 1 | 365 | 4.9785 | 0.97999 | 5 | 0.95854
813 | 5.1 | 1 | 365 | 5.8302 | 0.68724 | 6 | 0.51746
1928 | 4.59 | 1 | 365 | 5.2472 | 0.51852 | 5 | 0.76571
2064 | 3.5 | 1 | 365 | 4.0011 | 0.020656 | 4 | 0.021786
3415 | 14.74 | 1 | 365 | 16.8505 | 0.77842 | 17 | 0.62889
796 | 12.753 | 1 | 365 | 14.579 | 0.22498 | 14 | 0.80395
2255 | 6.12 | 1 | 365 | 6.9963 | 0.02469 | 7 | 0.020952
1648 | 6.25 | 1 | 365 | 7.1449 | 0.3226 | 7 | 0.46747
10603 | 4.5 | 1 | 365 | 5.1443 | 0.31227 | 5 | 0.45658
1713 | 7.14 | 1 | 365 | 8.1623 | 0.36214 | 8 | 0.52444
820 | 4.335 | 1 | 365 | 4.9557 | 0.93416 | 5 | 0.88984
53103 | 7.84 | 1 | 365 | 8.9625 | 0.96627 | 9 | 0.9288
11275 | 3.75 | 1 | 365 | 4.2869 | 0.59356 | 4 | 0.88049
259 | 9 | 1 | 365 | 10.2886 | 0.62454 | 10 | 0.91316
5208 | 4.24 | 1 | 365 | 4.8471 | 0.71645 | 5 | 0.56354
3177 | 9.045 | 1 | 365 | 10.3401 | 0.72767 | 11 | 0.06773
2303 | 5.5 | 1 | 365 | 6.2875 | 0.60389 | 6 | 0.89138
2302 | 8.085 | 1 | 365 | 9.2426 | 0.52772 | 9 | 0.77033
1723 | 6.25 | 1 | 365 | 7.1449 | 0.3226 | 7 | 0.46747
1323 | 7 | 1 | 365 | 8.0023 | 0.041312 | 8 | 0.043572
2221 | 3.92 | 1 | 365 | 4.4813 | 0.98313 | 5 | 0.4644
1393 | 7.035 | 1 | 365 | 8.0423 | 0.12152 | 8 | 0.16379
13228 | 6 | 1 | 365 | 6.8591 | 0.7497 | 7 | 0.60878
3411 | 4.69 | 1 | 365 | 5.3615 | 0.74768 | 6 | 0.10919
1225 | 5.39 | 1 | 365 | 6.1617 | 0.35181 | 6 | 0.51355
4609 | 7.5 | 1 | 365 | 8.5739 | 0.18712 | 8 | 0.76097
2159 | 4 | 1 | 365 | 4.5727 | 0.16646 | 4 | 0.73918
847 | 7.705 | 1 | 365 | 8.8082 | 0.6569 | 9 | 0.4651
28304 | 9.045 | 1 | 365 | 10.3401 | 0.72767 | 11 | 0.06773
586 | 6.25 | 1 | 365 | 7.1449 | 0.3226 | 7 | 0.46747
1650 | 4.845 | 1 | 365 | 5.5387 | 0.10288 | 5 | 0.64159
10185 | 4.75 | 1 | 365 | 5.4301 | 0.88518 | 6 | 0.31528
1989 | 8.04 | 1 | 365 | 9.1912 | 0.42459 | 9 | 0.61576
645 | 10.25 | 1 | 365 | 11.7176 | 0.48906 | 12 | 0.20666
1930 | 7.25 | 1 | 365 | 8.2881 | 0.61422 | 8 | 0.90227
3490 | 5 | 1 | 365 | 5.7159 | 0.45808 | 6 | 0.17398
1685 | 9.12 | 1 | 365 | 10.4258 | 0.89954 | 11 | 0.32534
1714 | 9.75 | 1 | 365 | 11.146 | 0.34326 | 11 | 0.48926
4195 | 9.9 | 1 | 365 | 11.3175 | 0.687 | 12 | 0.0044804
1205 | 6.7 | 1 | 365 | 7.6593 | 0.35383 | 8 | 0.013133
3074 | 4 | 1 | 365 | 4.5727 | 0.16646 | 4 | 0.73918
731 | 3.5 | 1 | 365 | 4.0011 | 0.020656 | 4 | 0.021786
668 | 4.75 | 1 | 365 | 5.4301 | 0.88518 | 6 | 0.31528
171 | 3 | 1 | 365 | 3.4295 | 0.87485 | 4 | 0.30439
2791 | 10 | 1 | 365 | 11.4318 | 0.91616 | 12 | 0.34796
19990 | 5 | 1 | 365 | 5.7159 | 0.45808 | 6 | 0.17398
1371 | 3.92 | 1 | 365 | 4.4813 | 0.98313 | 5 | 0.4644
1730 | 7.56 | 1 | 365 | 8.6424 | 0.32462 | 8 | 0.96706
175 | 7 | 1 | 365 | 8.0023 | 0.041312 | 8 | 0.043572
986 | 11.75 | 1 | 365 | 13.4324 | 0.92649 | 14 | 0.35885
655 | 10.75 | 1 | 365 | 12.2892 | 0.63487 | 12 | 0.92406
676 | 2.12 | 1 | 365 | 2.4235 | 0.85823 | 3 | 0.28177
54634 | 8.375 | 1 | 365 | 9.5741 | 0.19228 | 9 | 0.76642
1762 | 3.35 | 1 | 365 | 3.8297 | 0.67691 | 4 | 0.50657
846 | 4.355 | 1 | 365 | 4.9785 | 0.97999 | 5 | 0.95854
893 | 7.035 | 1 | 365 | 8.0423 | 0.12152 | 8 | 0.16379
2161 | 5.83 | 1 | 365 | 6.6647 | 0.36012 | 7 | 0.024861
753 | 5.5 | 1 | 365 | 6.2875 | 0.60389 | 6 | 0.89138
1838 | 3.685 | 1 | 365 | 4.2126 | 0.4446 | 4 | 0.65722
520 | 8.1 | 1 | 365 | 9.2598 | 0.56209 | 9 | 0.82185
409 | 8.25 | 1 | 365 | 9.4312 | 0.90583 | 10 | 0.33707
702 | 4.165 | 1 | 365 | 4.7613 | 0.54458 | 5 | 0.30593
1148 | 2.94 | 1 | 365 | 3.3609 | 0.73735 | 4 | 0.0983
1886 | 4.9 | 1 | 365 | 5.6016 | 0.22892 | 5 | 0.8305
2075 | 4.59 | 1 | 365 | 5.2472 | 0.51852 | 5 | 0.76571
4106 | 4.9 | 1 | 365 | 5.6016 | 0.22892 | 5 | 0.8305
1875 | 4.41 | 1 | 365 | 5.0414 | 0.10603 | 5 | 0.14745
1612 | 6.75 | 1 | 365 | 7.7165 | 0.46841 | 8 | 0.18487
3184 | 11.772 | 1 | 365 | 13.4575 | 0.9769 | 14 | 0.43442
1538 | 5.5 | 1 | 365 | 6.2875 | 0.60389 | 6 | 0.89138
584 | 9.5 | 1 | 365 | 10.8602 | 0.77035 | 11 | 0.63056
4234 | 7 | 1 | 365 | 8.0023 | 0.041312 | 8 | 0.043572
3376 | 5 | 1 | 365 | 5.7159 | 0.45808 | 6 | 0.17398
1233 | 4.02 | 1 | 365 | 4.5956 | 0.2123 | 4 | 0.80788
1212 | 3.675 | 1 | 365 | 4.2012 | 0.42169 | 4 | 0.62288
2950 | 6.7 | 1 | 365 | 7.6593 | 0.35383 | 8 | 0.013133
1150 | 4.69 | 1 | 365 | 5.3615 | 0.74768 | 6 | 0.10919
2859 | 5.36 | 1 | 365 | 6.1274 | 0.28306 | 6 | 0.41051
657 | 6.5 | 1 | 365 | 7.4307 | 0.8955 | 8 | 0.32617
524 | 6.03 | 1 | 365 | 6.8934 | 0.81844 | 7 | 0.71182
1822 | 4.25 | 1 | 365 | 4.8585 | 0.73937 | 5 | 0.59788
4304 | 6.9 | 1 | 365 | 7.8879 | 0.81215 | 8 | 0.70009
1593 | 3.924 | 1 | 365 | 4.4858 | 0.9923 | 5 | 0.47814
2429 | 4.4 | 1 | 365 | 5.03 | 0.08311 | 5 | 0.1131
1095 | 6.885 | 1 | 365 | 7.8708 | 0.77778 | 8 | 0.64857
880 | 10.725 | 1 | 365 | 12.2606 | 0.57758 | 12 | 0.83819
352 | 10.2 | 1 | 365 | 11.6604 | 0.37448 | 12 | 0.034919
1433 | 5 | 1 | 365 | 5.7159 | 0.45808 | 6 | 0.17398
3678 | 8.25 | 1 | 365 | 9.4312 | 0.90583 | 10 | 0.33707
1058 | 7.705 | 1 | 365 | 8.8082 | 0.6569 | 9 | 0.4651
1170 | 6.5 | 1 | 365 | 7.4307 | 0.8955 | 8 | 0.32617
1561 | 6.25 | 1 | 365 | 7.1449 | 0.3226 | 7 | 0.46747
168 | 11.5 | 1 | 365 | 13.1466 | 0.35358 | 13 | 0.50015
3101 | 3.35 | 1 | 365 | 3.8297 | 0.67691 | 4 | 0.50657
1642 | 8.5 | 1 | 365 | 9.717 | 0.47874 | 10 | 0.19577
1321 | 2.25 | 1 | 365 | 2.5722 | 0.15614 | 2 | 0.72829
5464 | 5 | 1 | 365 | 5.7159 | 0.45808 | 6 | 0.17398
1843 | 5.5 | 1 | 365 | 6.2875 | 0.60389 | 6 | 0.89138
3316 | 7.848 | 1 | 365 | 8.9717 | 0.9846 | 9 | 0.95628
2212 | 6 | 1 | 365 | 6.8591 | 0.7497 | 7 | 0.60878
556 | 8.91 | 1 | 365 | 10.1857 | 0.4183 | 10 | 0.60403
3312 | 6.89 | 1 | 365 | 7.8765 | 0.78923 | 8 | 0.66574
5470 | 7.15 | 1 | 365 | 8.1737 | 0.13616 | 8 | 0.30989
1840 | 1.92 | 1 | 365 | 2.1949 | 0.3999 | 2 | 0.59481
1859 | 9.8 | 1 | 365 | 11.2032 | 0.45784 | 11 | 0.661
2483 | 9.275 | 1 | 365 | 10.603 | 0.25474 | 10 | 0.85773
350 | 4.5 | 1 | 365 | 5.1443 | 0.31227 | 5 | 0.45658
7877 | 5.36 | 1 | 365 | 6.1274 | 0.28306 | 6 | 0.41051
7304 | 4.9 | 1 | 365 | 5.6016 | 0.22892 | 5 | 0.8305
987 | 5.25 | 1 | 365 | 6.0017 | 0.030984 | 6 | 0.032679
3787 | 3.64 | 1 | 365 | 4.1612 | 0.34148 | 4 | 0.50266
3232 | 10.335 | 1 | 365 | 11.8148 | 0.68385 | 12 | 0.49862
2740 | 13.08 | 1 | 365 | 14.9528 | 0.97434 | 15 | 0.92713
2506 | 9 | 1 | 365 | 10.2886 | 0.62454 | 10 | 0.91316
1958 | 4.14 | 1 | 365 | 4.7328 | 0.48729 | 5 | 0.22006
623 | 8.48 | 1 | 365 | 9.6942 | 0.4329 | 10 | 0.12707
1876 | 5.025 | 1 | 365 | 5.7445 | 0.51537 | 6 | 0.25985
19120 | 5.25 | 1 | 365 | 6.0017 | 0.030984 | 6 | 0.032679
1644 | 6.25 | 1 | 365 | 7.1449 | 0.3226 | 7 | 0.46747
899 | 5.886 | 1 | 365 | 6.7288 | 0.48845 | 7 | 0.21721
1262 | 5.83 | 1 | 365 | 6.6647 | 0.36012 | 7 | 0.024861
1529 | 7 | 1 | 365 | 8.0023 | 0.041312 | 8 | 0.043572
2957 | 4.69 | 1 | 365 | 5.3615 | 0.74768 | 6 | 0.10919
576 | 7.37 | 1 | 365 | 8.4252 | 0.88921 | 9 | 0.31445
1535 | 3.57 | 1 | 365 | 4.0812 | 0.18107 | 4 | 0.26222
405 | 5 | 1 | 365 | 5.7159 | 0.45808 | 6 | 0.17398
3742 | 5 | 1 | 365 | 5.7159 | 0.45808 | 6 | 0.17398
1755 | 4.08 | 1 | 365 | 4.6642 | 0.34979 | 5 | 0.013968
2409 | 7.25 | 1 | 365 | 8.2881 | 0.61422 | 8 | 0.90227
1176 | 8.04 | 1 | 365 | 9.1912 | 0.42459 | 9 | 0.61576
4199 | 4.02 | 1 | 365 | 4.5956 | 0.2123 | 4 | 0.80788
978 | 6 | 1 | 365 | 6.8591 | 0.7497 | 7 | 0.60878
2741 | 8.28 | 1 | 365 | 9.4655 | 0.97458 | 10 | 0.44011
1098 | 4.75 | 1 | 365 | 5.4301 | 0.88518 | 6 | 0.31528
1146 | 6.03 | 1 | 365 | 6.8934 | 0.81844 | 7 | 0.71182
54026 | 4.578 | 1 | 365 | 5.2335 | 0.49102 | 5 | 0.7245
48215 | 11 | 1 | 365 | 12.575 | 0.20778 | 12 | 0.78276
2289 | 13.5 | 1 | 365 | 15.4329 | 0.93682 | 16 | 0.36975
3868 | 3 | 1 | 365 | 3.4295 | 0.87485 | 4 | 0.30439
3152 | 4.41 | 1 | 365 | 5.0414 | 0.10603 | 5 | 0.14745
5967 | 11.96 | 1 | 365 | 13.6724 | 0.40773 | 14 | 0.08016
1111 | 6.5 | 1 | 365 | 7.4307 | 0.8955 | 8 | 0.32617
2989 | 4.25 | 1 | 365 | 4.8585 | 0.73937 | 5 | 0.59788
2291 | 5 | 1 | 365 | 5.7159 | 0.45808 | 6 | 0.17398
333 | 3.675 | 1 | 365 | 4.2012 | 0.42169 | 4 | 0.62288
2521 | 12.25 | 1 | 365 | 14.004 | 0.072296 | 14 | 0.076251
59923 | 4 | 1 | 365 | 4.5727 | 0.16646 | 4 | 0.73918
1853 | 3.5 | 1 | 365 | 4.0011 | 0.020656 | 4 | 0.021786
3115 | 7.5 | 1 | 365 | 8.5739 | 0.18712 | 8 | 0.76097
3067 | 6 | 1 | 365 | 6.8591 | 0.7497 | 7 | 0.60878
1697 | 6.25 | 1 | 365 | 7.1449 | 0.3226 | 7 | 0.46747
1339 | 7.84 | 1 | 365 | 8.9625 | 0.96627 | 9 | 0.9288
1789 | 3.35 | 1 | 365 | 3.8297 | 0.67691 | 4 | 0.50657
3334 | 7.28 | 1 | 365 | 8.3224 | 0.68296 | 9 | 0.0053149
2030 | 3.5 | 1 | 365 | 4.0011 | 0.020656 | 4 | 0.021786
3142 | 3.5 | 1 | 365 | 4.0011 | 0.020656 | 4 | 0.021786
3208 | 4.75 | 1 | 365 | 5.4301 | 0.88518 | 6 | 0.31528
2508 | 7 | 1 | 365 | 8.0023 | 0.041312 | 8 | 0.043572
1168 | 3.924 | 1 | 365 | 4.4858 | 0.9923 | 5 | 0.47814
1235 | 10.5 | 1 | 365 | 12.0034 | 0.061968 | 12 | 0.065358
1952 | 5.775 | 1 | 365 | 6.6019 | 0.23408 | 6 | 0.83595
1160 | 9 | 1 | 365 | 10.2886 | 0.62454 | 10 | 0.91316
1330 | 7.75 | 1 | 365 | 8.8596 | 0.76002 | 9 | 0.61967
1472 | 6.75 | 1 | 365 | 7.7165 | 0.46841 | 8 | 0.18487
3146 | 5.88 | 1 | 365 | 6.7219 | 0.4747 | 7 | 0.1966
5469 | 5.25 | 1 | 365 | 6.0017 | 0.030984 | 6 | 0.032679
13205 | 7.848 | 1 | 365 | 8.9717 | 0.9846 | 9 | 0.95628
1172 | 4.5 | 1 | 365 | 5.1443 | 0.31227 | 5 | 0.45658
1156 | 8.5 | 1 | 365 | 9.717 | 0.47874 | 10 | 0.19577
2442 | 6.7 | 1 | 365 | 7.6593 | 0.35383 | 8 | 0.013133
9645 | 9.18 | 1 | 365 | 10.4944 | 0.037035 | 10 | 0.53143
2287 | 3.12 | 1 | 365 | 3.5667 | 0.14984 | 3 | 0.71656
4086 | 7 | 1 | 365 | 8.0023 | 0.041312 | 8 | 0.043572
3828 | 9 | 1 | 365 | 10.2886 | 0.62454 | 10 | 0.91316
56593 | 7.848 | 1 | 365 | 8.9717 | 0.9846 | 9 | 0.95628
2990 | 4.75 | 1 | 365 | 5.4301 | 0.88518 | 6 | 0.31528
6329 | 5 | 1 | 365 | 5.7159 | 0.45808 | 6 | 0.17398
1201 | 4.5 | 1 | 365 | 5.1443 | 0.31227 | 5 | 0.45658
16286 | 5.61 | 1 | 365 | 6.4132 | 0.85597 | 7 | 0.26921
530 | 10.8 | 1 | 365 | 12.3463 | 0.74945 | 13 | 0.095797
1252 | 5.98 | 1 | 365 | 6.8362 | 0.70386 | 7 | 0.54008
3158 | 8.5 | 1 | 365 | 9.717 | 0.47874 | 10 | 0.19577
354 | 7.14 | 1 | 365 | 8.1623 | 0.36214 | 8 | 0.52444
1769 | 6.37 | 1 | 365 | 7.2821 | 0.59759 | 7 | 0.87965
754 | 3.5 | 1 | 365 | 4.0011 | 0.020656 | 4 | 0.021786
2158 | 6.5 | 1 | 365 | 7.4307 | 0.8955 | 8 | 0.32617
876 | 5 | 1 | 365 | 5.7159 | 0.45808 | 6 | 0.17398
3556 | 5.36 | 1 | 365 | 6.1274 | 0.28306 | 6 | 0.41051
570 | 3.75 | 1 | 365 | 4.2869 | 0.59356 | 4 | 0.88049
669 | 2 | 1 | 365 | 2.2864 | 0.58323 | 2 | 0.86959
170 | 12 | 1 | 365 | 13.7182 | 0.49939 | 14 | 0.21755
2174 | 5.5 | 1 | 365 | 6.2875 | 0.60389 | 6 | 0.89138
4136 | 6.03 | 1 | 365 | 6.8934 | 0.81844 | 7 | 0.71182
1341 | 6.375 | 1 | 365 | 7.2878 | 0.60905 | 7 | 0.89682
1271 | 4.08 | 1 | 365 | 4.6642 | 0.34979 | 5 | 0.013968
965 | 10.464 | 1 | 365 | 11.9622 | 0.97947 | 12 | 0.94171
6567 | 3.43 | 1 | 365 | 3.9211 | 0.86024 | 4 | 0.78135
1785 | 7.84 | 1 | 365 | 8.9625 | 0.96627 | 9 | 0.9288
1765 | 5.695 | 1 | 365 | 6.5104 | 0.050753 | 6 | 0.56116
353 | 6.25 | 1 | 365 | 7.1449 | 0.3226 | 7 | 0.46747
4748 | 5.5 | 1 | 365 | 6.2875 | 0.60389 | 6 | 0.89138
3200 | 2.5 | 1 | 365 | 2.858 | 0.72904 | 3 | 0.58699
14095 | 15 | 1 | 365 | 17.1477 | 0.37424 | 17 | 0.52194
714 | 7.5 | 1 | 365 | 8.5739 | 0.18712 | 8 | 0.76097
612 | 2.25 | 1 | 365 | 2.5722 | 0.15614 | 2 | 0.72829
1165 | 6.03 | 1 | 365 | 6.8934 | 0.81844 | 7 | 0.71182
1869 | 7.37 | 1 | 365 | 8.4252 | 0.88921 | 9 | 0.31445
27805 | 11.4 | 1 | 365 | 13.0323 | 0.12442 | 13 | 0.15667
2852 | 3.35 | 1 | 365 | 3.8297 | 0.67691 | 4 | 0.50657
3589 | 7.5 | 1 | 365 | 8.5739 | 0.18712 | 8 | 0.76097
1781 | 7.035 | 1 | 365 | 8.0423 | 0.12152 | 8 | 0.16379
2961 | 7.035 | 1 | 365 | 8.0423 | 0.12152 | 8 | 0.16379
617 | 3.75 | 1 | 365 | 4.2869 | 0.59356 | 4 | 0.88049
749 | 6 | 1 | 365 | 6.8591 | 0.7497 | 7 | 0.60878
404 | 5.886 | 1 | 365 | 6.7288 | 0.48845 | 7 | 0.21721
1335 | 7 | 1 | 365 | 8.0023 | 0.041312 | 8 | 0.043572
48165 | 3.5 | 1 | 365 | 4.0011 | 0.020656 | 4 | 0.021786
1174 | 3.25 | 1 | 365 | 3.7153 | 0.44775 | 4 | 0.16309
1364 | 7.194 | 1 | 365 | 8.224 | 0.48589 | 8 | 0.70992
624 | 7 | 1 | 365 | 8.0023 | 0.041312 | 8 | 0.043572
167 | 4.5 | 1 | 365 | 5.1443 | 0.31227 | 5 | 0.45658
1422 | 9.9 | 1 | 365 | 11.3175 | 0.687 | 12 | 0.0044804
597 | 4 | 1 | 365 | 4.5727 | 0.16646 | 4 | 0.73918
581 | 6.75 | 1 | 365 | 7.7165 | 0.46841 | 8 | 0.18487
1792 | 4.02 | 1 | 365 | 4.5956 | 0.2123 | 4 | 0.80788
4179 | 8.04 | 1 | 365 | 9.1912 | 0.42459 | 9 | 0.61576
1217 | 8.04 | 1 | 365 | 9.1912 | 0.42459 | 9 | 0.61576
2860 | 3.35 | 1 | 365 | 3.8297 | 0.67691 | 4 | 0.50657
1424 | 6.03 | 1 | 365 | 6.8934 | 0.81844 | 7 | 0.71182
1218 | 5.94 | 1 | 365 | 6.7905 | 0.6122 | 7 | 0.40269
1597 | 14.25 | 1 | 365 | 16.2903 | 0.65553 | 16 | 0.94584
2819 | 9 | 1 | 365 | 10.2886 | 0.62454 | 10 | 0.91316
1435 | 5.025 | 1 | 365 | 5.7445 | 0.51537 | 6 | 0.25985
1270 | 2.5 | 1 | 365 | 2.858 | 0.72904 | 3 | 0.58699
1737 | 6.54 | 1 | 365 | 7.4764 | 0.98717 | 8 | 0.46357
7880 | 6.05 | 1 | 365 | 6.9162 | 0.86428 | 7 | 0.78052
3170 | 3.35 | 1 | 365 | 3.8297 | 0.67691 | 4 | 0.50657
1206 | 4.69 | 1 | 365 | 5.3615 | 0.74768 | 6 | 0.10919
3528 | 6.9 | 1 | 365 | 7.8879 | 0.81215 | 8 | 0.70009
1492 | 7 | 1 | 365 | 8.0023 | 0.041312 | 8 | 0.043572
3164 | 9 | 1 | 365 | 10.2886 | 0.62454 | 10 | 0.91316
614 | 4 | 1 | 365 | 4.5727 | 0.16646 | 4 | 0.73918
2788 | 5 | 1 | 365 | 5.7159 | 0.45808 | 6 | 0.17398
1725 | 5.75 | 1 | 365 | 6.5733 | 0.17679 | 6 | 0.75008
2374 | 9.5 | 1 | 365 | 10.8602 | 0.77035 | 11 | 0.63056
4284 | 4.56 | 1 | 365 | 5.2129 | 0.44977 | 5 | 0.66267
1520 | 6.76 | 1 | 365 | 7.7279 | 0.49132 | 8 | 0.21922
44958 | 7.5 | 1 | 365 | 8.5739 | 0.18712 | 8 | 0.76097
257 | 9 | 1 | 365 | 10.2886 | 0.62454 | 10 | 0.91316
1169 | 6 | 1 | 365 | 6.8591 | 0.7497 | 7 | 0.60878
440 | 6.5 | 1 | 365 | 7.4307 | 0.8955 | 8 | 0.32617
6192 | 3.75 | 1 | 365 | 4.2869 | 0.59356 | 4 | 0.88049
1560 | 8.5 | 1 | 365 | 9.717 | 0.47874 | 10 | 0.19577
1531 | 8.67 | 1 | 365 | 9.9114 | 0.86831 | 10 | 0.77968
454 | 5.25 | 1 | 365 | 6.0017 | 0.030984 | 6 | 0.032679
145 | 12.5 | 1 | 365 | 14.2897 | 0.6452 | 14 | 0.93495
1145 | 4.9 | 1 | 365 | 5.6016 | 0.22892 | 5 | 0.8305
1411 | 7.5 | 1 | 365 | 8.5739 | 0.18712 | 8 | 0.76097
439 | 8.75 | 1 | 365 | 10.0028 | 0.05164 | 10 | 0.054465
1182 | 6.7 | 1 | 365 | 7.6593 | 0.35383 | 8 | 0.013133
904 | 6.75 | 1 | 365 | 7.7165 | 0.46841 | 8 | 0.18487
1870 | 3.35 | 1 | 365 | 3.8297 | 0.67691 | 4 | 0.50657
339 | 8 | 1 | 365 | 9.1454 | 0.33293 | 9 | 0.47837
3602 | 9 | 1 | 365 | 10.2886 | 0.62454 | 10 | 0.91316
4608 | 6.12 | 1 | 365 | 6.9963 | 0.02469 | 7 | 0.020952
3594 | 8 | 1 | 365 | 9.1454 | 0.33293 | 9 | 0.47837
1149 | 4.02 | 1 | 365 | 4.5956 | 0.2123 | 4 | 0.80788
628 | 4.75 | 1 | 365 | 5.4301 | 0.88518 | 6 | 0.31528
964 | 10.05 | 1 | 365 | 11.489 | 0.030741 | 11 | 0.5197
381 | 10.5 | 1 | 365 | 12.0034 | 0.061968 | 12 | 0.065358
848 | 6.213 | 1 | 365 | 7.1026 | 0.23781 | 7 | 0.34039
582 | 2.75 | 1 | 365 | 3.1437 | 0.30194 | 3 | 0.44569
4076 | 4.5 | 1 | 365 | 5.1443 | 0.31227 | 5 | 0.45658
4712 | 5 | 1 | 365 | 5.7159 | 0.45808 | 6 | 0.17398
460 | 4.75 | 1 | 365 | 5.4301 | 0.88518 | 6 | 0.31528
2211 | 5.25 | 1 | 365 | 6.0017 | 0.030984 | 6 | 0.032679
3980 | 6.5 | 1 | 365 | 7.4307 | 0.8955 | 8 | 0.32617
1957 | 12.65 | 1 | 365 | 14.4612 | 0.98894 | 15 | 0.45017
3876 | 3.71 | 1 | 365 | 4.2412 | 0.5019 | 4 | 0.74309
1480 | 3.597 | 1 | 365 | 4.112 | 0.24294 | 4 | 0.35496
5467 | 5.5 | 1 | 365 | 6.2875 | 0.60389 | 6 | 0.89138
1557 | 13.734 | 1 | 365 | 15.7004 | 0.47305 | 16 | 0.17349
2512 | 7.65 | 1 | 365 | 8.7453 | 0.53086 | 9 | 0.27619
2890 | 12.075 | 1 | 365 | 13.8039 | 0.67126 | 14 | 0.47516
2076 | 14.75 | 1 | 365 | 16.8619 | 0.80134 | 17 | 0.66324
4567 | 3.78 | 1 | 365 | 4.3212 | 0.66231 | 4 | 0.98353
2694 | 3.27 | 1 | 365 | 3.7382 | 0.49358 | 4 | 0.23178
1796 | 7.848 | 1 | 365 | 8.9717 | 0.9846 | 9 | 0.95628
10543 | 4.8 | 1 | 365 | 5.4873 | 0.99976 | 6 | 0.48702
703 | 6.25 | 1 | 365 | 7.1449 | 0.3226 | 7 | 0.46747
19739 | 10.2 | 1 | 365 | 11.6604 | 0.37448 | 12 | 0.034919
52673 | 6.67 | 1 | 365 | 7.625 | 0.28508 | 7 | 0.91009
1022 | 6.12 | 1 | 365 | 6.9963 | 0.02469 | 7 | 0.020952
3206 | 7.7 | 1 | 365 | 8.8025 | 0.64544 | 9 | 0.44793
710 | 4.5 | 1 | 365 | 5.1443 | 0.31227 | 5 | 0.45658
1302 | 5 | 1 | 365 | 5.7159 | 0.45808 | 6 | 0.17398
589 | 5 | 1 | 365 | 5.7159 | 0.45808 | 6 | 0.17398
772 | 5.75 | 1 | 365 | 6.5733 | 0.17679 | 6 | 0.75008
1178 | 5.695 | 1 | 365 | 6.5104 | 0.050753 | 6 | 0.56116
3205 | 4.25 | 1 | 365 | 4.8585 | 0.73937 | 5 | 0.59788
650 | 6 | 1 | 365 | 6.8591 | 0.7497 | 7 | 0.60878
962 | 7.194 | 1 | 365 | 8.224 | 0.48589 | 8 | 0.70992
2995 | 8 | 1 | 365 | 9.1454 | 0.33293 | 9 | 0.47837
2100 | 7.395 | 1 | 365 | 8.4538 | 0.9465 | 9 | 0.40032
2594 | 9.805 | 1 | 365 | 11.2089 | 0.46929 | 11 | 0.67817
819 | 10.25 | 1 | 365 | 11.7176 | 0.48906 | 12 | 0.20666
1438 | 10.92 | 1 | 365 | 12.4835 | 0.024447 | 12 | 0.50797
2968 | 7.8 | 1 | 365 | 8.9168 | 0.8746 | 9 | 0.79141
6492 | 4.5 | 1 | 365 | 5.1443 | 0.31227 | 5 | 0.45658
1453 | 7.035 | 1 | 365 | 8.0423 | 0.12152 | 8 | 0.16379
662 | 3.5 | 1 | 365 | 4.0011 | 0.020656 | 4 | 0.021786
9526 | 8.25 | 1 | 365 | 9.4312 | 0.90583 | 10 | 0.33707
3754 | 5.865 | 1 | 365 | 6.7048 | 0.44033 | 7 | 0.14508
770 | 8 | 1 | 365 | 9.1454 | 0.33293 | 9 | 0.47837
3229 | 3 | 1 | 365 | 3.4295 | 0.87485 | 4 | 0.30439
14016 | 6.75 | 1 | 365 | 7.7165 | 0.46841 | 8 | 0.18487
7950 | 6.21 | 1 | 365 | 7.0991 | 0.23094 | 7 | 0.33008
831 | 6.5 | 1 | 365 | 7.4307 | 0.8955 | 8 | 0.32617
734 | 6.75 | 1 | 365 | 7.7165 | 0.46841 | 8 | 0.18487
2229 | 3.43 | 1 | 365 | 3.9211 | 0.86024 | 4 | 0.78135
755 | 7.75 | 1 | 365 | 8.8596 | 0.76002 | 9 | 0.61967
10183 | 4 | 1 | 365 | 4.5727 | 0.16646 | 4 | 0.73918
2754 | 4.5 | 1 | 365 | 5.1443 | 0.31227 | 5 | 0.45658
4003 | 4.75 | 1 | 365 | 5.4301 | 0.88518 | 6 | 0.31528
2117 | 9.25 | 1 | 365 | 10.5744 | 0.19745 | 10 | 0.77186
647 | 10.5 | 1 | 365 | 12.0034 | 0.061968 | 12 | 0.065358
1888 | 5.88 | 1 | 365 | 6.7219 | 0.4747 | 7 | 0.1966
1004 | 10.26 | 1 | 365 | 11.729 | 0.51198 | 12 | 0.24101
1877 | 6.03 | 1 | 365 | 6.8934 | 0.81844 | 7 | 0.71182
3136 | 3.5 | 1 | 365 | 4.0011 | 0.020656 | 4 | 0.021786
932 | 5.5 | 1 | 365 | 6.2875 | 0.60389 | 6 | 0.89138
3336 | 7.035 | 1 | 365 | 8.0423 | 0.12152 | 8 | 0.16379
1227 | 6.37 | 1 | 365 | 7.2821 | 0.59759 | 7 | 0.87965
3028 | 4 | 1 | 365 | 4.5727 | 0.16646 | 4 | 0.73918
4299 | 7.75 | 1 | 365 | 8.8596 | 0.76002 | 9 | 0.61967
6412 | 5 | 1 | 365 | 5.7159 | 0.45808 | 6 | 0.17398
6286 | 4 | 1 | 365 | 4.5727 | 0.16646 | 4 | 0.73918
6246 | 3.78 | 1 | 365 | 4.3212 | 0.66231 | 4 | 0.98353
939 | 8.25 | 1 | 365 | 9.4312 | 0.90583 | 10 | 0.33707
2130 | 12 | 1 | 365 | 13.7182 | 0.49939 | 14 | 0.21755
1491 | 8.67 | 1 | 365 | 9.9114 | 0.86831 | 10 | 0.77968
2416 | 8 | 1 | 365 | 9.1454 | 0.33293 | 9 | 0.47837
2014 | 5 | 1 | 365 | 5.7159 | 0.45808 | 6 | 0.17398
4599 | 7.65 | 1 | 365 | 8.7453 | 0.53086 | 9 | 0.27619
2959 | 4.165 | 1 | 365 | 4.7613 | 0.54458 | 5 | 0.30593
2006 | 8.04 | 1 | 365 | 9.1912 | 0.42459 | 9 | 0.61576
2276 | 3.75 | 1 | 365 | 4.2869 | 0.59356 | 4 | 0.88049
607 | 5.5 | 1 | 365 | 6.2875 | 0.60389 | 6 | 0.89138
773 | 3.75 | 1 | 365 | 4.2869 | 0.59356 | 4 | 0.88049
6233 | 9 | 1 | 365 | 10.2886 | 0.62454 | 10 | 0.91316
6384 | 5.4 | 1 | 365 | 6.1732 | 0.37473 | 6 | 0.5479
3201 | 4.25 | 1 | 365 | 4.8585 | 0.73937 | 5 | 0.59788
24679 | 8.04 | 1 | 365 | 9.1912 | 0.42459 | 9 | 0.61576
1763 | 7.595 | 1 | 365 | 8.6825 | 0.40482 | 9 | 0.087276
2482 | 4.24 | 1 | 365 | 4.8471 | 0.71645 | 5 | 0.56354
2005 | 6 | 1 | 365 | 6.8591 | 0.7497 | 7 | 0.60878
632 | 11.25 | 1 | 365 | 12.8608 | 0.78068 | 13 | 0.64146
1782 | 3.685 | 1 | 365 | 4.2126 | 0.4446 | 4 | 0.65722
2013 | 4.25 | 1 | 365 | 4.8585 | 0.73937 | 5 | 0.59788
6275 | 6.25 | 1 | 365 | 7.1449 | 0.3226 | 7 | 0.46747
1083 | 3.25 | 1 | 365 | 3.7153 | 0.44775 | 4 | 0.16309
803 | 7.848 | 1 | 365 | 8.9717 | 0.9846 | 9 | 0.95628
712 | 3.75 | 1 | 365 | 4.2869 | 0.59356 | 4 | 0.88049
3183 | 4.69 | 1 | 365 | 5.3615 | 0.74768 | 6 | 0.10919
2715 | 5.5 | 1 | 365 | 6.2875 | 0.60389 | 6 | 0.89138
2953 | 4.655 | 1 | 365 | 5.3215 | 0.66747 | 5 | 0.98898
2451 | 7.75 | 1 | 365 | 8.8596 | 0.76002 | 9 | 0.61967
1016 | 3.75 | 1 | 365 | 4.2869 | 0.59356 | 4 | 0.88049
629 | 11 | 1 | 365 | 12.575 | 0.20778 | 12 | 0.78276
1213 | 3.685 | 1 | 365 | 4.2126 | 0.4446 | 4 | 0.65722
1809 | 3.35 | 1 | 365 | 3.8297 | 0.67691 | 4 | 0.50657
961 | 5.5 | 1 | 365 | 6.2875 | 0.60389 | 6 | 0.89138
7124 | 4.69 | 1 | 365 | 5.3615 | 0.74768 | 6 | 0.10919
12319 | 4.5 | 1 | 365 | 5.1443 | 0.31227 | 5 | 0.45658
10903 | 5 | 1 | 365 | 5.7159 | 0.45808 | 6 | 0.17398
2988 | 14.25 | 1 | 365 | 16.2903 | 0.65553 | 16 | 0.94584
3739 | 11 | 1 | 365 | 12.575 | 0.20778 | 12 | 0.78276
1579 | 8 | 1 | 365 | 9.1454 | 0.33293 | 9 | 0.47837
639 | 2.5 | 1 | 365 | 2.858 | 0.72904 | 3 | 0.58699
2954 | 2.75 | 1 | 365 | 3.1437 | 0.30194 | 3 | 0.44569
1051 | 8 | 1 | 365 | 9.1454 | 0.33293 | 9 | 0.47837
2275 | 5.5 | 1 | 365 | 6.2875 | 0.60389 | 6 | 0.89138
673 | 3 | 1 | 365 | 3.4295 | 0.87485 | 4 | 0.30439
2441 | 6.48 | 1 | 365 | 7.4078 | 0.84967 | 8 | 0.25748
723 | 4 | 1 | 365 | 4.5727 | 0.16646 | 4 | 0.73918
568 | 3.75 | 1 | 365 | 4.2869 | 0.59356 | 4 | 0.88049
608 | 6.25 | 1 | 365 | 7.1449 | 0.3226 | 7 | 0.46747
6476 | 6.615 | 1 | 365 | 7.5621 | 0.15904 | 7 | 0.72118
4231 | 6.25 | 1 | 365 | 7.1449 | 0.3226 | 7 | 0.46747
2007 | 8.525 | 1 | 365 | 9.7456 | 0.53603 | 10 | 0.28164
1611 | 4.5 | 1 | 365 | 5.1443 | 0.31227 | 5 | 0.45658
1802 | 6.37 | 1 | 365 | 7.2821 | 0.59759 | 7 | 0.87965
5512 | 6.03 | 1 | 365 | 6.8934 | 0.81844 | 7 | 0.71182
689 | 2.5 | 1 | 365 | 2.858 | 0.72904 | 3 | 0.58699
611 | 4.5 | 1 | 365 | 5.1443 | 0.31227 | 5 | 0.45658
3401 | 6.37 | 1 | 365 | 7.2821 | 0.59759 | 7 | 0.87965
604 | 12.5 | 1 | 365 | 14.2897 | 0.6452 | 14 | 0.93495
2734 | 9.18 | 1 | 365 | 10.4944 | 0.037035 | 10 | 0.53143
2691 | 4.56 | 1 | 365 | 5.2129 | 0.44977 | 5 | 0.66267
569 | 6.095 | 1 | 365 | 6.9677 | 0.9674 | 7 | 0.93508
613 | 4.5 | 1 | 365 | 5.1443 | 0.31227 | 5 | 0.45658
3551 | 7.84 | 1 | 365 | 8.9625 | 0.96627 | 9 | 0.9288
3482 | 4.335 | 1 | 365 | 4.9557 | 0.93416 | 5 | 0.88984
52664 | 8.28 | 1 | 365 | 9.4655 | 0.97458 | 10 | 0.44011
6004 | 6.7 | 1 | 365 | 7.6593 | 0.35383 | 8 | 0.013133
595 | 4.75 | 1 | 365 | 5.4301 | 0.88518 | 6 | 0.31528
2170 | 9.81 | 1 | 365 | 11.2146 | 0.48075 | 11 | 0.69535
2171 | 10.53 | 1 | 365 | 12.0377 | 0.13072 | 12 | 0.1684
2008 | 8.4 | 1 | 365 | 9.6027 | 0.24957 | 9 | 0.85229
52672 | 11.5 | 1 | 365 | 13.1466 | 0.35358 | 13 | 0.50015
625 | 4.75 | 1 | 365 | 5.4301 | 0.88518 | 6 | 0.31528
355 | 9.18 | 1 | 365 | 10.4944 | 0.037035 | 10 | 0.53143
2085 | 7.28 | 1 | 365 | 8.3224 | 0.68296 | 9 | 0.0053149
615 | 2.12 | 1 | 365 | 2.4235 | 0.85823 | 3 | 0.28177
751 | 7 | 1 | 365 | 8.0023 | 0.041312 | 8 | 0.043572
1905 | 9.18 | 1 | 365 | 10.4944 | 0.037035 | 10 | 0.53143
3213 | 8.1 | 1 | 365 | 9.2598 | 0.56209 | 9 | 0.82185
3223 | 4.75 | 1 | 365 | 5.4301 | 0.88518 | 6 | 0.31528
2392 | 5.25 | 1 | 365 | 6.0017 | 0.030984 | 6 | 0.032679
2505 | 9 | 1 | 365 | 10.2886 | 0.62454 | 10 | 0.91316
4583 | 7.5 | 1 | 365 | 8.5739 | 0.18712 | 8 | 0.76097
2107 | 7.425 | 1 | 365 | 8.4881 | 0.015249 | 8 | 0.50336
910 | 7.15 | 1 | 365 | 8.1737 | 0.38505 | 8 | 0.55879
2659 | 5.5 | 1 | 365 | 6.2875 | 0.60389 | 6 | 0.89138
4281 | 4.56 | 1 | 365 | 5.2129 | 0.44977 | 5 | 0.66267
4884 | 11.25 | 1 | 365 | 12.8608 | 0.78068 | 13 | 0.64146
1220 | 8.75 | 1 | 365 | 10.0028 | 0.05164 | 10 | 0.054465
1382 | 5.25 | 1 | 365 | 6.0017 | 0.030984 | 6 | 0.032679
5578 | 12.06 | 1 | 365 | 13.7868 | 0.63689 | 14 | 0.42364
3207 | 5.88 | 1 | 365 | 6.7219 | 0.4747 | 7 | 0.1966
4028 | 7.5 | 1 | 365 | 8.5739 | 0.18712 | 8 | 0.76097
672 | 14.715 | 1 | 365 | 16.8219 | 0.72113 | 17 | 0.54302
1698 | 3.12 | 1 | 365 | 3.5667 | 0.14984 | 3 | 0.71656
760 | 3.185 | 1 | 365 | 3.641 | 0.2988 | 3 | 0.93983
1921 | 5 | 1 | 365 | 5.7159 | 0.45808 | 6 | 0.17398
1413 | 9 | 1 | 365 | 10.2886 | 0.62454 | 10 | 0.91316
2730 | 10.72 | 1 | 365 | 12.2549 | 0.56612 | 12 | 0.82101
6473 | 12.426 | 1 | 365 | 14.2052 | 0.47562 | 14 | 0.68078
959 | 8.25 | 1 | 365 | 9.4312 | 0.90583 | 10 | 0.33707
1965 | 10.8 | 1 | 365 | 12.3463 | 0.74945 | 13 | 0.095797
1506 | 8.64 | 1 | 365 | 9.8771 | 0.79956 | 10 | 0.67664
3695 | 4.75 | 1 | 365 | 5.4301 | 0.88518 | 6 | 0.31528
1421 | 5 | 1 | 365 | 5.7159 | 0.45808 | 6 | 0.17398
3197 | 6.48 | 1 | 365 | 7.4078 | 0.84967 | 8 | 0.25748
3199 | 5.75 | 1 | 365 | 6.5733 | 0.17679 | 6 | 0.75008
2375 | 4.845 | 1 | 365 | 5.5387 | 0.10288 | 5 | 0.64159
10805 | 5 | 1 | 365 | 5.7159 | 0.45808 | 6 | 0.17398
2077 | 13.25 | 1 | 365 | 15.1471 | 0.36391 | 15 | 0.51105
663 | 4.5 | 1 | 365 | 5.1443 | 0.31227 | 5 | 0.45658
1807 | 7.035 | 1 | 365 | 8.0423 | 0.12152 | 8 | 0.16379
1772 | 3.43 | 1 | 365 | 3.9211 | 0.86024 | 4 | 0.78135
2123 | 4.505 | 1 | 365 | 5.15 | 0.32373 | 5 | 0.47376
1680 | 5.5 | 1 | 365 | 6.2875 | 0.60389 | 6 | 0.89138
1476 | 7.7 | 1 | 365 | 8.8025 | 0.64544 | 9 | 0.44793
1497 | 3.975 | 1 | 365 | 4.5441 | 0.10917 | 4 | 0.65331
2485 | 4.02 | 1 | 365 | 4.5956 | 0.2123 | 4 | 0.80788
680 | 8 | 1 | 365 | 9.1454 | 0.33293 | 9 | 0.47837
3148 | 9.75 | 1 | 365 | 11.146 | 0.34326 | 11 | 0.48926
4627 | 5.83 | 1 | 365 | 6.6647 | 0.36012 | 7 | 0.024861
2952 | 3.75 | 1 | 365 | 4.2869 | 0.59356 | 4 | 0.88049
2331 | 5.25 | 1 | 365 | 6.0017 | 0.030984 | 6 | 0.032679
1871 | 3.35 | 1 | 365 | 3.8297 | 0.67691 | 4 | 0.50657
20143 | 5 | 1 | 365 | 5.7159 | 0.45808 | 6 | 0.17398
2958 | 6.37 | 1 | 365 | 7.2821 | 0.59759 | 7 | 0.87965
4105 | 3 | 1 | 365 | 3.4295 | 0.87485 | 4 | 0.30439
747 | 4 | 1 | 365 | 4.5727 | 0.16646 | 4 | 0.73918
1929 | 6 | 1 | 365 | 6.8591 | 0.7497 | 7 | 0.60878
3090 | 3.5 | 1 | 365 | 4.0011 | 0.020656 | 4 | 0.021786
3109 | 6.37 | 1 | 365 | 7.2821 | 0.59759 | 7 | 0.87965
2198 | 8.4 | 1 | 365 | 9.6027 | 0.24957 | 9 | 0.85229
3917 | 5.36 | 1 | 365 | 6.1274 | 0.28306 | 6 | 0.41051
3310 | 6.03 | 1 | 365 | 6.8934 | 0.81844 | 7 | 0.71182
2340 | 7.25 | 1 | 365 | 8.2881 | 0.61422 | 8 | 0.90227
1999 | 5.5 | 1 | 365 | 6.2875 | 0.60389 | 6 | 0.89138
698 | 6 | 1 | 365 | 6.8591 | 0.7497 | 7 | 0.60878
971 | 6.25 | 1 | 365 | 7.1449 | 0.3226 | 7 | 0.46747
1345 | 8.1 | 1 | 365 | 9.2598 | 0.56209 | 9 | 0.82185
3555 | 5.25 | 1 | 365 | 6.0017 | 0.030984 | 6 | 0.032679
1387 | 4.25 | 1 | 365 | 4.8585 | 0.73937 | 5 | 0.59788
3554 | 7.37 | 1 | 365 | 8.4252 | 0.88921 | 9 | 0.31445
1618 | 6.25 | 1 | 365 | 7.1449 | 0.3226 | 7 | 0.46747
733 | 5.25 | 1 | 365 | 6.0017 | 0.030984 | 6 | 0.032679
4944 | 5.5 | 1 | 365 | 6.2875 | 0.60389 | 6 | 0.89138
1699 | 8.5 | 1 | 365 | 9.717 | 0.47874 | 10 | 0.19577
4468 | 8.5 | 1 | 365 | 9.717 | 0.47874 | 10 | 0.19577
16258 | 9.5 | 1 | 365 | 10.8602 | 0.77035 | 11 | 0.63056
3323 | 11.505 | 1 | 365 | 13.1523 | 0.36504 | 13 | 0.51733
3640 | 3.315 | 1 | 365 | 3.7896 | 0.59671 | 4 | 0.38635
4437 | 9 | 1 | 365 | 10.2886 | 0.62454 | 10 | 0.91316
6181 | 6.37 | 1 | 365 | 7.2821 | 0.59759 | 7 | 0.87965
3209 | 5.94 | 1 | 365 | 6.7905 | 0.6122 | 7 | 0.40269
1858 | 5.5 | 1 | 365 | 6.2875 | 0.60389 | 6 | 0.89138
3215 | 7.29 | 1 | 365 | 8.3338 | 0.70588 | 9 | 0.039663
4077 | 4.16 | 1 | 365 | 4.7556 | 0.53312 | 5 | 0.28875
2186 | 6.5 | 1 | 365 | 7.4307 | 0.8955 | 8 | 0.32617
3601 | 8.32 | 1 | 365 | 9.5113 | 0.066245 | 9 | 0.5775
5440 | 6.12 | 1 | 365 | 6.9963 | 0.02469 | 7 | 0.020952
3427 | 3 | 1 | 365 | 3.4295 | 0.87485 | 4 | 0.30439
11782 | 6.48 | 1 | 365 | 7.4078 | 0.84967 | 8 | 0.25748
2690 | 3.5 | 1 | 365 | 4.0011 | 0.020656 | 4 | 0.021786
1488 | 6 | 1 | 365 | 6.8591 | 0.7497 | 7 | 0.60878
3442 | 6.03 | 1 | 365 | 6.8934 | 0.81844 | 7 | 0.71182
6566 | 7.035 | 1 | 365 | 8.0423 | 0.12152 | 8 | 0.16379
20530 | 11.45 | 1 | 365 | 13.0894 | 0.239 | 13 | 0.32841
6173 | 6.12 | 1 | 365 | 6.9963 | 0.02469 | 7 | 0.020952
6201 | 8 | 1 | 365 | 9.1454 | 0.33293 | 9 | 0.47837
6240 | 3.78 | 1 | 365 | 4.3212 | 0.66231 | 4 | 0.98353
1892 | 4.165 | 1 | 365 | 4.7613 | 0.54458 | 5 | 0.30593
3172 | 3.35 | 1 | 365 | 3.8297 | 0.67691 | 4 | 0.50657
642 | 7.25 | 1 | 365 | 8.2881 | 0.61422 | 8 | 0.90227
901 | 8.25 | 1 | 365 | 9.4312 | 0.90583 | 10 | 0.33707
6375 | 5.4 | 1 | 365 | 6.1732 | 0.37473 | 6 | 0.5479
4955 | 6.63 | 1 | 365 | 7.5793 | 0.19341 | 7 | 0.7727
7862 | 6.63 | 1 | 365 | 7.5793 | 0.19341 | 7 | 0.7727
3198 | 4.845 | 1 | 365 | 5.5387 | 0.10288 | 5 | 0.64159
1260 | 5 | 1 | 365 | 5.7159 | 0.45808 | 6 | 0.17398
1864 | 3.685 | 1 | 365 | 4.2126 | 0.4446 | 4 | 0.65722
3203 | 4.02 | 1 | 365 | 4.5956 | 0.2123 | 4 | 0.80788
764 | 3.75 | 1 | 365 | 4.2869 | 0.59356 | 4 | 0.88049
1867 | 5.695 | 1 | 365 | 6.5104 | 0.050753 | 6 | 0.56116
1764 | 5.88 | 1 | 365 | 6.7219 | 0.4747 | 7 | 0.1966
763 | 3.25 | 1 | 365 | 3.7153 | 0.44775 | 4 | 0.16309
622 | 4.75 | 1 | 365 | 5.4301 | 0.88518 | 6 | 0.31528
3248 | 8.7 | 1 | 365 | 9.9457 | 0.93706 | 10 | 0.88273
1847 | 5 | 1 | 365 | 5.7159 | 0.45808 | 6 | 0.17398
588 | 2.5 | 1 | 365 | 2.858 | 0.72904 | 3 | 0.58699
6500 | 6 | 1 | 365 | 6.8591 | 0.7497 | 7 | 0.60878
606 | 4.75 | 1 | 365 | 5.4301 | 0.88518 | 6 | 0.31528
6217 | 8.75 | 1 | 365 | 10.0028 | 0.05164 | 10 | 0.054465
6241 | 5.4 | 1 | 365 | 6.1732 | 0.37473 | 6 | 0.5479
1385 | 7.29 | 1 | 365 | 8.3338 | 0.70588 | 9 | 0.039663
1549 | 4.75 | 1 | 365 | 5.4301 | 0.88518 | 6 | 0.31528
1378 | 7.35 | 1 | 365 | 8.4024 | 0.84338 | 9 | 0.24575
6248 | 9.99 | 1 | 365 | 11.4204 | 0.89324 | 12 | 0.31361
1637 | 5 | 1 | 365 | 5.7159 | 0.45808 | 6 | 0.17398
3123 | 7.5 | 1 | 365 | 8.5739 | 0.18712 | 8 | 0.76097
1432 | 9.945 | 1 | 365 | 11.3689 | 0.79012 | 12 | 0.15905
691 | 3.75 | 1 | 365 | 4.2869 | 0.59356 | 4 | 0.88049
957 | 4 | 1 | 365 | 4.5727 | 0.16646 | 4 | 0.73918
1140 | 2.25 | 1 | 365 | 2.5722 | 0.15614 | 2 | 0.72829
2168 | 10.72 | 1 | 365 | 12.2549 | 0.56612 | 12 | 0.82101
3691 | 6.75 | 1 | 365 | 7.7165 | 0.46841 | 8 | 0.18487
4049 | 4.75 | 1 | 365 | 5.4301 | 0.88518 | 6 | 0.31528
340 | 4.5 | 1 | 365 | 5.1443 | 0.31227 | 5 | 0.45658
6138 | 8 | 1 | 365 | 9.1454 | 0.33293 | 9 | 0.47837
1946 | 8.96 | 1 | 365 | 10.2429 | 0.53288 | 10 | 0.77577
3246 | 8.04 | 1 | 365 | 9.1912 | 0.42459 | 9 | 0.61576
886 | 7.848 | 1 | 365 | 8.9717 | 0.9846 | 9 | 0.95628
699 | 11 | 1 | 365 | 12.575 | 0.20778 | 12 | 0.78276
1790 | 3.685 | 1 | 365 | 4.2126 | 0.4446 | 4 | 0.65722
4084 | 2.5 | 1 | 365 | 2.858 | 0.72904 | 3 | 0.58699
3161 | 5.1 | 1 | 365 | 5.8302 | 0.68724 | 6 | 0.51746
4065 | 9.075 | 1 | 365 | 10.3744 | 0.79642 | 11 | 0.17077
2356 | 5.94 | 1 | 365 | 6.7905 | 0.6122 | 7 | 0.40269
1936 | 10.75 | 1 | 365 | 12.2892 | 0.63487 | 12 | 0.92406
1911 | 8.745 | 1 | 365 | 9.9971 | 0.040182 | 10 | 0.037291
6103 | 3.35 | 1 | 365 | 3.8297 | 0.67691 | 4 | 0.50657
2886 | 9.12 | 1 | 365 | 10.4258 | 0.89954 | 11 | 0.32534
700 | 5.25 | 1 | 365 | 6.0017 | 0.030984 | 6 | 0.032679
3031 | 4.25 | 1 | 365 | 4.8585 | 0.73937 | 5 | 0.59788
2074 | 6.25 | 1 | 365 | 7.1449 | 0.3226 | 7 | 0.46747
1837 | 5.36 | 1 | 365 | 6.1274 | 0.28306 | 6 | 0.41051
3919 | 4.02 | 1 | 365 | 4.5956 | 0.2123 | 4 | 0.80788
6426 | 9.75 | 1 | 365 | 11.146 | 0.34326 | 11 | 0.48926
6421 | 9.18 | 1 | 365 | 10.4944 | 0.037035 | 10 | 0.53143
6148 | 5.75 | 1 | 365 | 6.5733 | 0.17679 | 6 | 0.75008
693 | 4.5 | 1 | 365 | 5.1443 | 0.31227 | 5 | 0.45658
4590 | 4.25 | 1 | 365 | 4.8585 | 0.73937 | 5 | 0.59788
2884 | 3 | 1 | 365 | 3.4295 | 0.87485 | 4 | 0.30439
3743 | 10.2 | 1 | 365 | 11.6604 | 0.37448 | 12 | 0.034919
1115 | 11.25 | 1 | 365 | 12.8608 | 0.78068 | 13 | 0.64146
16865 | 5.025 | 1 | 365 | 5.7445 | 0.51537 | 6 | 0.25985
765 | 7 | 1 | 365 | 8.0023 | 0.041312 | 8 | 0.043572
4180 | 4.95 | 1 | 365 | 5.6587 | 0.3435 | 6 | 0.0022402
1379 | 9 | 1 | 365 | 10.2886 | 0.62454 | 10 | 0.91316
4018 | 5.7 | 1 | 365 | 6.5161 | 0.062211 | 6 | 0.57834
52668 | 8.28 | 1 | 365 | 9.4655 | 0.97458 | 10 | 0.44011
651 | 5.25 | 1 | 365 | 6.0017 | 0.030984 | 6 | 0.032679
5337 | 9.72 | 1 | 365 | 11.1117 | 0.27451 | 11 | 0.38622
3150 | 10 | 1 | 365 | 11.4318 | 0.91616 | 12 | 0.34796
2020 | 4.5 | 1 | 365 | 5.1443 | 0.31227 | 5 | 0.45658
1118 | 11 | 1 | 365 | 12.575 | 0.20778 | 12 | 0.78276
1614 | 8 | 1 | 365 | 9.1454 | 0.33293 | 9 | 0.47837
7915 | 7.5 | 1 | 365 | 8.5739 | 0.18712 | 8 | 0.76097
988 | 3.5 | 1 | 365 | 4.0011 | 0.020656 | 4 | 0.021786
2685 | 7 | 1 | 365 | 8.0023 | 0.041312 | 8 | 0.043572
10962 | 9.75 | 1 | 365 | 11.146 | 0.34326 | 11 | 0.48926
4107 | 5.4 | 1 | 365 | 6.1732 | 0.37473 | 6 | 0.5479
2447 | 6.6 | 1 | 365 | 7.545 | 0.12467 | 7 | 0.66965
1519 | 4.77 | 1 | 365 | 5.453 | 0.93101 | 6 | 0.38398
7839 | 4 | 1 | 365 | 4.5727 | 0.16646 | 4 | 0.73918
8423 | 9.25 | 1 | 365 | 10.5744 | 0.19745 | 10 | 0.77186
2078 | 7.194 | 1 | 365 | 8.224 | 0.48589 | 8 | 0.70992
5689 | 5.1 | 1 | 365 | 5.8302 | 0.68724 | 6 | 0.51746
2725 | 6.6 | 1 | 365 | 7.545 | 0.12467 | 7 | 0.66965
2069 | 3.924 | 1 | 365 | 4.4858 | 0.9923 | 5 | 0.47814
2218 | 9.5 | 1 | 365 | 10.8602 | 0.77035 | 11 | 0.63056
2523 | 8 | 1 | 365 | 9.1454 | 0.33293 | 9 | 0.47837
1109 | 7.67 | 1 | 365 | 8.7682 | 0.57669 | 9 | 0.34489
7800 | 3.75 | 1 | 365 | 4.2869 | 0.59356 | 4 | 0.88049
3817 | 7 | 1 | 365 | 8.0023 | 0.041312 | 8 | 0.043572
3693 | 6.9 | 1 | 365 | 7.8879 | 0.81215 | 8 | 0.70009
3204 | 4.165 | 1 | 365 | 4.7613 | 0.54458 | 5 | 0.30593
3926 | 12.15 | 1 | 365 | 13.8896 | 0.84313 | 14 | 0.73277
16563 | 5.83 | 1 | 365 | 6.6647 | 0.36012 | 7 | 0.024861
3233 | 11.5 | 1 | 365 | 13.1466 | 0.35358 | 13 | 0.50015
4442 | 6 | 1 | 365 | 6.8591 | 0.7497 | 7 | 0.60878
4636 | 4.2 | 1 | 365 | 4.8014 | 0.62479 | 5 | 0.42614
2623 | 8.8 | 1 | 365 | 10.06 | 0.16622 | 10 | 0.2262
2786 | 10.2 | 1 | 365 | 11.6604 | 0.37448 | 12 | 0.034919
3726 | 7 | 1 | 365 | 8.0023 | 0.041312 | 8 | 0.043572
4151 | 8.84 | 1 | 365 | 10.1057 | 0.25789 | 10 | 0.3636
8924 | 3.5 | 1 | 365 | 4.0011 | 0.020656 | 4 | 0.021786
52670 | 5.79 | 1 | 365 | 6.619 | 0.26846 | 6 | 0.88747
4935 | 5.98 | 1 | 365 | 6.8362 | 0.70386 | 7 | 0.54008
2344 | 5.46 | 1 | 365 | 6.2418 | 0.51222 | 6 | 0.75399
3929 | 11.22 | 1 | 365 | 12.8265 | 0.71193 | 13 | 0.53841
2208 | 6 | 1 | 365 | 6.8591 | 0.7497 | 7 | 0.60878
1776 | 6.86 | 1 | 365 | 7.8422 | 0.72049 | 8 | 0.5627
2224 | 7.5 | 1 | 365 | 8.5739 | 0.18712 | 8 | 0.76097
7854 | 5.5 | 1 | 365 | 6.2875 | 0.60389 | 6 | 0.89138
1587 | 4.77 | 1 | 365 | 5.453 | 0.93101 | 6 | 0.38398
10088 | 5.025 | 1 | 365 | 5.7445 | 0.51537 | 6 | 0.25985
3099 | 8.71 | 1 | 365 | 9.9571 | 0.95998 | 10 | 0.91707
1746 | 6.25 | 1 | 365 | 7.1449 | 0.3226 | 7 | 0.46747
4204 | 4.505 | 1 | 365 | 5.15 | 0.32373 | 5 | 0.47376
1536 | 5.52 | 1 | 365 | 6.3104 | 0.64972 | 6 | 0.96007
3846 | 5.145 | 1 | 365 | 5.8817 | 0.79036 | 6 | 0.67203
1724 | 6 | 1 | 365 | 6.8591 | 0.7497 | 7 | 0.60878
2040 | 6.16 | 1 | 365 | 7.042 | 0.11635 | 7 | 0.15834
2166 | 11.725 | 1 | 365 | 13.4038 | 0.8692 | 14 | 0.27298
20753 | 5.6 | 1 | 365 | 6.4018 | 0.83305 | 7 | 0.23486
2726 | 4.578 | 1 | 365 | 5.2335 | 0.49102 | 5 | 0.7245
4118 | 4 | 1 | 365 | 4.5727 | 0.16646 | 4 | 0.73918
6284 | 5.4 | 1 | 365 | 6.1732 | 0.37473 | 6 | 0.5479
3780 | 2.5 | 1 | 365 | 2.858 | 0.72904 | 3 | 0.58699
4187 | 5.415 | 1 | 365 | 6.1903 | 0.4091 | 6 | 0.59942
856 | 5.5 | 1 | 365 | 6.2875 | 0.60389 | 6 | 0.89138
3688 | 5.145 | 1 | 365 | 5.8817 | 0.79036 | 6 | 0.67203
6168 | 8.1 | 1 | 365 | 9.2598 | 0.56209 | 9 | 0.82185
1915 | 4 | 1 | 365 | 4.5727 | 0.16646 | 4 | 0.73918
6428 | 10 | 1 | 365 | 11.4318 | 0.91616 | 12 | 0.34796
4390 | 7.035 | 1 | 365 | 8.0423 | 0.12152 | 8 | 0.16379
3954 | 5.225 | 1 | 365 | 5.9731 | 0.97369 | 6 | 0.94681
5508 | 2.2 | 1 | 365 | 2.515 | 0.041555 | 2 | 0.55655
1895 | 5.6 | 1 | 365 | 6.4018 | 0.83305 | 7 | 0.23486
6319 | 7.56 | 1 | 365 | 8.6424 | 0.32462 | 8 | 0.96706
2033 | 7.5 | 1 | 365 | 8.5739 | 0.18712 | 8 | 0.76097
1916 | 5.72 | 1 | 365 | 6.539 | 0.10804 | 6 | 0.64703
2824 | 6.03 | 1 | 365 | 6.8934 | 0.81844 | 7 | 0.71182
3095 | 6.75 | 1 | 365 | 7.7165 | 0.46841 | 8 | 0.18487
3952 | 8.25 | 1 | 365 | 9.4312 | 0.90583 | 10 | 0.33707
1774 | 4.02 | 1 | 365 | 4.5956 | 0.2123 | 4 | 0.80788
1616 | 5.25 | 1 | 365 | 6.0017 | 0.030984 | 6 | 0.032679
3642 | 11 | 1 | 365 | 12.575 | 0.20778 | 12 | 0.78276
4208 | 6.6 | 1 | 365 | 7.545 | 0.12467 | 7 | 0.66965
4402 | 4.675 | 1 | 365 | 5.3444 | 0.7133 | 6 | 0.057671
2393 | 5.25 | 1 | 365 | 6.0017 | 0.030984 | 6 | 0.032679
6199 | 4.05 | 1 | 365 | 4.6299 | 0.28104 | 4 | 0.91092
2645 | 14 | 1 | 365 | 16.0045 | 0.082624 | 16 | 0.087144
3169 | 3.685 | 1 | 365 | 4.2126 | 0.4446 | 4 | 0.65722
6713 | 4.69 | 1 | 365 | 5.3615 | 0.74768 | 6 | 0.10919
6232 | 6.21 | 1 | 365 | 7.0991 | 0.23094 | 7 | 0.33008
3270 | 6 | 1 | 365 | 6.8591 | 0.7497 | 7 | 0.60878
5041 | 4.02 | 1 | 365 | 4.5956 | 0.2123 | 4 | 0.80788
1852 | 2.25 | 1 | 365 | 2.5722 | 0.15614 | 2 | 0.72829
2389 | 6.5 | 1 | 365 | 7.4307 | 0.8955 | 8 | 0.32617
4876 | 3.5 | 1 | 365 | 4.0011 | 0.020656 | 4 | 0.021786
5046 | 2.94 | 1 | 365 | 3.3609 | 0.73735 | 4 | 0.0983
4054 | 5.25 | 1 | 365 | 6.0017 | 0.030984 | 6 | 0.032679
3444 | 7.105 | 1 | 365 | 8.1223 | 0.28193 | 8 | 0.40423
6463 | 5 | 1 | 365 | 5.7159 | 0.45808 | 6 | 0.17398
12204 | 5.1 | 1 | 365 | 5.8302 | 0.68724 | 6 | 0.51746
3538 | 4.41 | 1 | 365 | 5.0414 | 0.10603 | 5 | 0.14745
2787 | 8.829 | 1 | 365 | 10.0931 | 0.23268 | 10 | 0.32581
4665 | 6.03 | 1 | 365 | 6.8934 | 0.81844 | 7 | 0.71182
4659 | 6.5 | 1 | 365 | 7.4307 | 0.8955 | 8 | 0.32617
1836 | 4.83 | 1 | 365 | 5.5216 | 0.068505 | 5 | 0.59006
3429 | 3.35 | 1 | 365 | 3.8297 | 0.67691 | 4 | 0.50657
1322 | 5.75 | 1 | 365 | 6.5733 | 0.17679 | 6 | 0.75008
2592 | 9 | 1 | 365 | 10.2886 | 0.62454 | 10 | 0.91316
1342 | 7 | 1 | 365 | 8.0023 | 0.041312 | 8 | 0.043572
3113 | 4.2 | 1 | 365 | 4.8014 | 0.62479 | 5 | 0.42614
1861 | 5.5 | 1 | 365 | 6.2875 | 0.60389 | 6 | 0.89138
2584 | 6.75 | 1 | 365 | 7.7165 | 0.46841 | 8 | 0.18487
3591 | 4.25 | 1 | 365 | 4.8585 | 0.73937 | 5 | 0.59788
3537 | 3.3 | 1 | 365 | 3.7725 | 0.56233 | 4 | 0.33483
26882 | 7.75 | 1 | 365 | 8.8596 | 0.76002 | 9 | 0.61967
2537 | 6.5 | 1 | 365 | 7.4307 | 0.8955 | 8 | 0.32617
1800 | 4.02 | 1 | 365 | 4.5956 | 0.2123 | 4 | 0.80788
4293 | 11 | 1 | 365 | 12.575 | 0.20778 | 12 | 0.78276
4225 | 5.2 | 1 | 365 | 5.9445 | 0.9164 | 6 | 0.86094
1581 | 4 | 1 | 365 | 4.5727 | 0.16646 | 4 | 0.73918
10391 | 5.4 | 1 | 365 | 6.1732 | 0.37473 | 6 | 0.5479
1429 | 6.885 | 1 | 365 | 7.8708 | 0.77778 | 8 | 0.64857
12262 | 5.1 | 1 | 365 | 5.8302 | 0.68724 | 6 | 0.51746
6552 | 7.42 | 1 | 365 | 8.4824 | 0.0037907 | 8 | 0.48619
1338 | 5 | 1 | 365 | 5.7159 | 0.45808 | 6 | 0.17398
4013 | 10.25 | 1 | 365 | 11.7176 | 0.48906 | 12 | 0.20666
2036 | 8.525 | 1 | 365 | 9.7456 | 0.53603 | 10 | 0.28164
4461 | 7.5 | 1 | 365 | 8.5739 | 0.18712 | 8 | 0.76097
2372 | 5 | 1 | 365 | 5.7159 | 0.45808 | 6 | 0.17398
2298 | 7.5 | 1 | 365 | 8.5739 | 0.18712 | 8 | 0.76097
22077 | 6.03 | 1 | 365 | 6.8934 | 0.89978 | 7 | 0.79316
2145 | 3 | 1 | 365 | 3.4295 | 0.87485 | 4 | 0.30439
2281 | 8.5 | 1 | 365 | 9.717 | 0.47874 | 10 | 0.19577
3666 | 3.5 | 1 | 365 | 4.0011 | 0.020656 | 4 | 0.021786
6322 | 3.685 | 1 | 365 | 4.2126 | 0.4446 | 4 | 0.65722
3451 | 4.165 | 1 | 365 | 4.7613 | 0.54458 | 5 | 0.30593
3792 | 2 | 1 | 365 | 2.2864 | 0.58323 | 2 | 0.86959
7257 | 3.25 | 1 | 365 | 3.7153 | 0.44775 | 4 | 0.16309
6383 | 8.64 | 1 | 365 | 9.8771 | 0.79956 | 10 | 0.67664
3915 | 3.06 | 1 | 365 | 3.4981 | 0.012345 | 3 | 0.51048
2248 | 7 | 1 | 365 | 8.0023 | 0.041312 | 8 | 0.043572
3447 | 5 | 1 | 365 | 5.7159 | 0.45808 | 6 | 0.17398
3544 | 5.1 | 1 | 365 | 5.8302 | 0.68724 | 6 | 0.51746
4139 | 4.9 | 1 | 365 | 5.6016 | 0.22892 | 5 | 0.8305
11886 | 5 | 1 | 365 | 5.7159 | 0.45808 | 6 | 0.17398
4090 | 2.94 | 1 | 365 | 3.3609 | 0.73735 | 4 | 0.0983
6750 | 6 | 1 | 365 | 6.8591 | 0.7497 | 7 | 0.60878
3042 | 3 | 1 | 365 | 3.4295 | 0.87485 | 4 | 0.30439
3179 | 5.025 | 1 | 365 | 5.7445 | 0.51537 | 6 | 0.25985
6367 | 13.25 | 1 | 365 | 15.1471 | 0.36391 | 15 | 0.51105
8072 | 7.56 | 1 | 365 | 8.6424 | 0.32462 | 8 | 0.96706
6260 | 8.91 | 1 | 365 | 10.1857 | 0.4183 | 10 | 0.60403
3922 | 5.36 | 1 | 365 | 6.1274 | 0.28306 | 6 | 0.41051
2586 | 12 | 1 | 365 | 13.7182 | 0.49939 | 14 | 0.21755
1304 | 5.25 | 1 | 365 | 6.0017 | 0.030984 | 6 | 0.032679
4181 | 6.6 | 1 | 365 | 7.545 | 0.12467 | 7 | 0.66965
853 | 4.5 | 1 | 365 | 5.1443 | 0.31227 | 5 | 0.45658
8054 | 4 | 1 | 365 | 4.5727 | 0.16646 | 4 | 0.73918
5492 | 4.25 | 1 | 365 | 4.8585 | 0.73937 | 5 | 0.59788
4703 | 3.35 | 1 | 365 | 3.8297 | 0.67691 | 4 | 0.50657
4388 | 4.41 | 1 | 365 | 5.0414 | 0.10603 | 5 | 0.14745
6135 | 6.75 | 1 | 365 | 7.7165 | 0.46841 | 8 | 0.18487
3393 | 8 | 1 | 365 | 9.1454 | 0.33293 | 9 | 0.47837
2134 | 5.5 | 1 | 365 | 6.2875 | 0.60389 | 6 | 0.89138
2397 | 5.75 | 1 | 365 | 6.5733 | 0.17679 | 6 | 0.75008
3352 | 10.5 | 1 | 365 | 12.0034 | 0.061968 | 12 | 0.065358
2853 | 9.8 | 1 | 365 | 11.2032 | 0.45784 | 11 | 0.661
6355 | 4.86 | 1 | 365 | 5.5559 | 0.13725 | 5 | 0.69311
2851 | 9.805 | 1 | 365 | 11.2089 | 0.46929 | 11 | 0.67817
2401 | 3 | 1 | 365 | 3.4295 | 0.87485 | 4 | 0.30439
3387 | 4.02 | 1 | 365 | 4.5956 | 0.2123 | 4 | 0.80788
3111 | 5.695 | 1 | 365 | 6.5104 | 0.050753 | 6 | 0.56116
1754 | 5.25 | 1 | 365 | 6.0017 | 0.030984 | 6 | 0.032679
3599 | 5.25 | 1 | 365 | 6.0017 | 0.030984 | 6 | 0.032679
2962 | 8.04 | 1 | 365 | 9.1912 | 0.42459 | 9 | 0.61576
3100 | 4.02 | 1 | 365 | 4.5956 | 0.2123 | 4 | 0.80788
3426 | 8.575 | 1 | 365 | 9.8028 | 0.65061 | 10 | 0.45338
1793 | 6.5 | 1 | 365 | 7.4307 | 0.8955 | 8 | 0.32617
6331 | 4.32 | 1 | 365 | 4.9385 | 0.89978 | 5 | 0.83832
1891 | 6.03 | 1 | 365 | 6.8934 | 0.81844 | 7 | 0.71182
2858 | 5.36 | 1 | 365 | 6.1274 | 0.28306 | 6 | 0.41051
1961 | 13.734 | 1 | 365 | 15.7004 | 0.47305 | 16 | 0.17349
2856 | 4.8 | 1 | 365 | 5.4873 | 0.99976 | 6 | 0.48702
4791 | 4.14 | 1 | 365 | 4.7328 | 0.48729 | 5 | 0.22006
10145 | 5.025 | 1 | 365 | 5.7445 | 0.51537 | 6 | 0.25985
2263 | 6.89 | 1 | 365 | 7.8765 | 0.78923 | 8 | 0.66574
2627 | 7.975 | 1 | 365 | 9.1169 | 0.27564 | 9 | 0.3925
3107 | 6.125 | 1 | 365 | 7.002 | 0.036148 | 7 | 0.038126
4492 | 5.5 | 1 | 365 | 6.2875 | 0.60389 | 6 | 0.89138
2308 | 6.6 | 1 | 365 | 7.545 | 0.12467 | 7 | 0.66965
14322 | 7.65 | 1 | 365 | 8.7453 | 0.53086 | 9 | 0.27619
2705 | 12.42 | 1 | 365 | 14.1983 | 0.46187 | 14 | 0.66017
12176 | 2 | 1 | 365 | 2.2864 | 0.58323 | 2 | 0.86959
4207 | 5.3 | 1 | 365 | 6.0589 | 0.14556 | 6 | 0.20442
3311 | 4.355 | 1 | 365 | 4.9785 | 0.97999 | 5 | 0.95854
1889 | 4.9 | 1 | 365 | 5.6016 | 0.22892 | 5 | 0.8305
3410 | 11.76 | 1 | 365 | 13.4438 | 0.9494 | 14 | 0.3932
6746 | 4.41 | 1 | 365 | 5.0414 | 0.10603 | 5 | 0.14745
1446 | 5.1 | 1 | 365 | 5.8302 | 0.68724 | 6 | 0.51746
2796 | 7.25 | 1 | 365 | 8.2881 | 0.61422 | 8 | 0.90227
4933 | 9.36 | 1 | 365 | 10.7002 | 0.44953 | 11 | 0.14969
2987 | 10 | 1 | 365 | 11.4318 | 0.91616 | 12 | 0.34796
1747 | 6.25 | 1 | 365 | 7.1449 | 0.3226 | 7 | 0.46747
1743 | 5 | 1 | 365 | 5.7159 | 0.45808 | 6 | 0.17398
2661 | 4.25 | 1 | 365 | 4.8585 | 0.73937 | 5 | 0.59788
10957 | 10.92 | 1 | 365 | 12.4835 | 0.024447 | 12 | 0.50797
2777 | 8.25 | 1 | 365 | 9.4312 | 0.90583 | 10 | 0.33707
5935 | 3.25 | 1 | 365 | 3.7153 | 0.44775 | 4 | 0.16309
2245 | 7.75 | 1 | 365 | 8.8596 | 0.76002 | 9 | 0.61967
3118 | 4.25 | 1 | 365 | 4.8585 | 0.73937 | 5 | 0.59788
10303 | 6 | 1 | 365 | 6.8591 | 0.7497 | 7 | 0.60878
2489 | 3.5 | 1 | 365 | 4.0011 | 0.020656 | 4 | 0.021786
3923 | 6.7 | 1 | 365 | 7.6593 | 0.35383 | 8 | 0.013133
1783 | 5.88 | 1 | 365 | 6.7219 | 0.4747 | 7 | 0.1966
6256 | 6.48 | 1 | 365 | 7.4078 | 0.84967 | 8 | 0.25748
4752 | 6.5 | 1 | 365 | 7.4307 | 0.8955 | 8 | 0.32617
1778 | 9.555 | 1 | 365 | 10.9231 | 0.89639 | 11 | 0.81948
2910 | 5.25 | 1 | 365 | 6.0017 | 0.030984 | 6 | 0.032679
3606 | 4.25 | 1 | 365 | 4.8585 | 0.73937 | 5 | 0.59788
859 | 2 | 1 | 365 | 2.2864 | 0.58323 | 2 | 0.86959
6264 | 5.355 | 1 | 365 | 6.1217 | 0.2716 | 6 | 0.39333
2820 | 6.5 | 1 | 365 | 7.4307 | 0.8955 | 8 | 0.32617
11447 | 9.945 | 1 | 365 | 11.3689 | 0.79012 | 12 | 0.15905
6250 | 9.99 | 1 | 365 | 11.4204 | 0.89324 | 12 | 0.31361
10463 | 4.5 | 1 | 365 | 5.1443 | 0.31227 | 5 | 0.45658
2555 | 6.25 | 1 | 365 | 7.1449 | 0.3226 | 7 | 0.46747
4014 | 5.025 | 1 | 365 | 5.7445 | 0.51537 | 6 | 0.25985
11413 | 9.52 | 1 | 365 | 10.8831 | 0.81618 | 11 | 0.69926
6169 | 4.86 | 1 | 365 | 5.5559 | 0.13725 | 5 | 0.69311
2710 | 9.5 | 1 | 365 | 10.8602 | 0.77035 | 11 | 0.63056
2985 | 3.75 | 1 | 365 | 4.2869 | 0.59356 | 4 | 0.88049
4952 | 7.5 | 1 | 365 | 8.5739 | 0.18712 | 8 | 0.76097
5069 | 5.886 | 1 | 365 | 6.7288 | 0.48845 | 7 | 0.21721
2849 | 8 | 1 | 365 | 9.1454 | 0.33293 | 9 | 0.47837
1968 | 2.6 | 1 | 365 | 2.9723 | 0.9582 | 3 | 0.93047
1434 | 6.12 | 1 | 365 | 6.9963 | 0.02469 | 7 | 0.020952
4455 | 5.5 | 1 | 365 | 6.2875 | 0.60389 | 6 | 0.89138
1646 | 5.61 | 1 | 365 | 6.4132 | 0.85597 | 7 | 0.26921
1427 | 7.75 | 1 | 365 | 8.8596 | 0.76002 | 9 | 0.61967
3918 | 6.21 | 1 | 365 | 7.0991 | 0.23094 | 7 | 0.33008
6456 | 8.97 | 1 | 365 | 10.2543 | 0.5558 | 10 | 0.81012
1084 | 6.5 | 1 | 365 | 7.4307 | 0.8955 | 8 | 0.32617
4302 | 6.49 | 1 | 365 | 7.4192 | 0.87259 | 8 | 0.29183
1269 | 12.24 | 1 | 365 | 13.9925 | 0.04938 | 14 | 0.041903
2136 | 2.75 | 1 | 365 | 3.1437 | 0.30194 | 3 | 0.44569
1243 | 5 | 1 | 365 | 5.7159 | 0.45808 | 6 | 0.17398
1258 | 9.75 | 1 | 365 | 11.146 | 0.34326 | 11 | 0.48926
2057 | 6.25 | 1 | 365 | 7.1449 | 0.3226 | 7 | 0.46747
6147 | 8.91 | 1 | 365 | 10.1857 | 0.4183 | 10 | 0.60403
3348 | 12.5 | 1 | 365 | 14.2897 | 0.6452 | 14 | 0.93495
1314 | 8.415 | 1 | 365 | 9.6199 | 0.28395 | 9 | 0.90381
2978 | 6.6 | 1 | 365 | 7.545 | 0.12467 | 7 | 0.66965
2016 | 6.48 | 1 | 365 | 7.4078 | 0.84967 | 8 | 0.25748
4277 | 7.5 | 1 | 365 | 8.5739 | 0.18712 | 8 | 0.76097
1352 | 14.74 | 1 | 365 | 16.8505 | 0.77842 | 17 | 0.62889
3332 | 12.9 | 1 | 365 | 14.747 | 0.56185 | 15 | 0.30887
3056 | 9.555 | 1 | 365 | 10.9231 | 0.89639 | 11 | 0.81948
2180 | 7.5 | 1 | 365 | 8.5739 | 0.18712 | 8 | 0.76097
3239 | 5.4 | 1 | 365 | 6.1732 | 0.37473 | 6 | 0.5479
2629 | 12.42 | 1 | 365 | 14.1983 | 0.46187 | 14 | 0.66017
2264 | 4.5 | 1 | 365 | 5.1443 | 0.31227 | 5 | 0.45658
2889 | 5.145 | 1 | 365 | 5.8817 | 0.79036 | 6 | 0.67203
4348 | 6.5 | 1 | 365 | 7.4307 | 0.8955 | 8 | 0.32617
2082 | 5.25 | 1 | 365 | 6.0017 | 0.030984 | 6 | 0.032679
857 | 9.25 | 1 | 365 | 10.5744 | 0.19745 | 10 | 0.77186
2299 | 7.15 | 1 | 365 | 8.1737 | 0.38505 | 8 | 0.55879
883 | 11.04 | 1 | 365 | 12.6207 | 0.29944 | 12 | 0.92015
2470 | 9.24 | 1 | 365 | 10.563 | 0.17453 | 10 | 0.73752
4083 | 6 | 1 | 365 | 6.8591 | 0.7497 | 7 | 0.60878
9667 | 3.35 | 1 | 365 | 3.8297 | 0.67691 | 4 | 0.50657
1425 | 7.5 | 1 | 365 | 8.5739 | 0.18712 | 8 | 0.76097
19871 | 13.8 | 1 | 365 | 15.7759 | 0.6243 | 16 | 0.40018
2009 | 7.75 | 1 | 365 | 8.8596 | 0.76002 | 9 | 0.61967
4612 | 6.75 | 1 | 365 | 7.7165 | 0.46841 | 8 | 0.18487
5621 | 8.04 | 1 | 365 | 9.1912 | 0.42459 | 9 | 0.61576
858 | 6.5 | 1 | 365 | 7.4307 | 0.8955 | 8 | 0.32617
48823 | 6.5 | 1 | 365 | 7.4307 | 0.39651 | 7 | 0.82718
2277 | 6.75 | 1 | 365 | 7.7165 | 0.46841 | 8 | 0.18487
32844 | 6.16 | 1 | 365 | 7.042 | 0.11635 | 7 | 0.15834
1771 | 6.7 | 1 | 365 | 7.6593 | 0.35383 | 8 | 0.013133
37556 | 5.025 | 1 | 365 | 5.7445 | 0.51537 | 6 | 0.25985
3874 | 9 | 1 | 365 | 10.2886 | 0.62454 | 10 | 0.91316
8404 | 9 | 1 | 365 | 10.2886 | 0.62454 | 10 | 0.91316
5997 | 6.21 | 1 | 365 | 7.0991 | 0.23094 | 7 | 0.33008
2304 | 6.36 | 1 | 365 | 7.2706 | 0.57468 | 7 | 0.8453
3646 | 6.72 | 1 | 365 | 7.6822 | 0.39966 | 8 | 0.081829
1824 | 3.445 | 1 | 365 | 3.9383 | 0.89462 | 4 | 0.83287
2399 | 9.5 | 1 | 365 | 10.8602 | 0.77035 | 11 | 0.63056
2101 | 5.32 | 1 | 365 | 6.0817 | 0.1914 | 6 | 0.27311
4041 | 7.02 | 1 | 365 | 8.0251 | 0.087144 | 8 | 0.11227
934 | 7 | 1 | 365 | 8.0023 | 0.041312 | 8 | 0.043572
4491 | 7.705 | 1 | 365 | 8.8082 | 0.6569 | 9 | 0.4651
1819 | 14.85 | 1 | 365 | 16.9762 | 0.030498 | 17 | 0.0067206
2169 | 10.53 | 1 | 365 | 12.0377 | 0.13072 | 12 | 0.1684
4930 | 9.72 | 1 | 365 | 11.1117 | 0.27451 | 11 | 0.38622
1735 | 7.2 | 1 | 365 | 8.2309 | 0.49964 | 8 | 0.73053
1310 | 7.56 | 1 | 365 | 8.6424 | 0.32462 | 8 | 0.96706
1443 | 9.045 | 1 | 365 | 10.3401 | 0.72767 | 11 | 0.06773
1444 | 5 | 1 | 365 | 5.7159 | 0.45808 | 6 | 0.17398
1780 | 5.695 | 1 | 365 | 6.5104 | 0.050753 | 6 | 0.56116
3778 | 4 | 1 | 365 | 4.5727 | 0.16646 | 4 | 0.73918
5505 | 5.5 | 1 | 365 | 6.2875 | 0.60389 | 6 | 0.89138
1334 | 4.578 | 1 | 365 | 5.2335 | 0.49102 | 5 | 0.7245
1344 | 6.37 | 1 | 365 | 7.2821 | 0.59759 | 7 | 0.87965
2823 | 4.02 | 1 | 365 | 4.5956 | 0.2123 | 4 | 0.80788
1604 | 2.55 | 1 | 365 | 2.9151 | 0.84362 | 3 | 0.75873
4528 | 5.5 | 1 | 365 | 6.2875 | 0.60389 | 6 | 0.89138
1600 | 6.36 | 1 | 365 | 7.2706 | 0.57468 | 7 | 0.8453
855 | 6.25 | 1 | 365 | 7.1449 | 0.3226 | 7 | 0.46747
2039 | 5.22 | 1 | 365 | 5.9674 | 0.96224 | 6 | 0.92964
6176 | 5 | 1 | 365 | 5.7159 | 0.45808 | 6 | 0.17398
4051 | 9 | 1 | 365 | 10.2886 | 0.62454 | 10 | 0.91316
2854 | 14.74 | 1 | 365 | 16.8505 | 0.77842 | 17 | 0.62889
3564 | 5 | 1 | 365 | 5.7159 | 0.45808 | 6 | 0.17398
3518 | 10 | 1 | 365 | 11.4318 | 0.91616 | 12 | 0.34796
3453 | 5.88 | 1 | 365 | 6.7219 | 0.4747 | 7 | 0.1966
1063 | 3.25 | 1 | 365 | 3.7153 | 0.44775 | 4 | 0.16309
2595 | 7.59 | 1 | 365 | 8.6767 | 0.39337 | 9 | 0.070102
2817 | 11 | 1 | 365 | 12.575 | 0.20778 | 12 | 0.78276
36647 | 5.13 | 1 | 365 | 5.8645 | 0.75599 | 6 | 0.6205
2626 | 7.98 | 1 | 365 | 9.1226 | 0.2871 | 9 | 0.40967
1100 | 4 | 1 | 365 | 4.5727 | 0.16646 | 4 | 0.73918
4177 | 5.5 | 1 | 365 | 6.2875 | 0.60389 | 6 | 0.89138
6245 | 7.56 | 1 | 365 | 8.6424 | 0.32462 | 8 | 0.96706
2261 | 6.6 | 1 | 365 | 7.545 | 0.12467 | 7 | 0.66965
3317 | 2.04 | 1 | 365 | 2.3321 | 0.6749 | 3 | 0.0069838
4290 | 7.035 | 1 | 365 | 8.0423 | 0.12152 | 8 | 0.16379
2286 | 7.7 | 1 | 365 | 8.8025 | 0.64544 | 9 | 0.44793
5172 | 3.64 | 1 | 365 | 4.1612 | 0.34148 | 4 | 0.50266
2614 | 4.75 | 1 | 365 | 5.4301 | 0.88518 | 6 | 0.31528
20028 | 6.5 | 1 | 365 | 7.4307 | 0.8955 | 8 | 0.32617
3553 | 6.37 | 1 | 365 | 7.2821 | 0.59759 | 7 | 0.87965
1920 | 7 | 1 | 365 | 8.0023 | 0.041312 | 8 | 0.043572
2818 | 5.5 | 1 | 365 | 6.2875 | 0.60389 | 6 | 0.89138
1303 | 9.25 | 1 | 365 | 10.5744 | 0.19745 | 10 | 0.77186
2237 | 3.25 | 1 | 365 | 3.7153 | 0.44775 | 4 | 0.16309
15632 | 7.14 | 1 | 365 | 8.1623 | 0.36214 | 8 | 0.52444
10276 | 9.18 | 1 | 365 | 10.4944 | 0.037035 | 10 | 0.53143
6381 | 8.829 | 1 | 365 | 10.0931 | 0.23268 | 10 | 0.32581
6471 | 5.94 | 1 | 365 | 6.7905 | 0.6122 | 7 | 0.40269
4149 | 3.6 | 1 | 365 | 4.1154 | 0.24982 | 4 | 0.36527
5515 | 9.35 | 1 | 365 | 10.6887 | 0.42661 | 11 | 0.11534
5125 | 7.84 | 1 | 365 | 8.9625 | 0.96627 | 9 | 0.9288
2534 | 13.08 | 1 | 365 | 14.9528 | 0.97434 | 15 | 0.92713
3176 | 8.04 | 1 | 365 | 9.1912 | 0.42459 | 9 | 0.61576
2182 | 8.25 | 1 | 365 | 9.4312 | 0.90583 | 10 | 0.33707
4898 | 6.25 | 1 | 365 | 7.1449 | 0.3226 | 7 | 0.46747
4556 | 5 | 1 | 365 | 5.7159 | 0.45808 | 6 | 0.17398
52674 | 7.26 | 1 | 365 | 8.2995 | 0.63713 | 8 | 0.93662
6564 | 8.16 | 1 | 365 | 9.3283 | 0.69959 | 10 | 0.027935
3390 | 6.03 | 1 | 365 | 6.8934 | 0.81844 | 7 | 0.71182
3496 | 3 | 1 | 365 | 3.4295 | 0.87485 | 4 | 0.30439
11713 | 4.2 | 1 | 365 | 4.8014 | 0.62479 | 5 | 0.42614
4265 | 7.75 | 1 | 365 | 8.8596 | 0.76002 | 9 | 0.61967
3194 | 9.72 | 1 | 365 | 11.1117 | 0.27451 | 11 | 0.38622
3921 | 4.69 | 1 | 365 | 5.3615 | 0.74768 | 6 | 0.10919
5383 | 11.118 | 1 | 365 | 12.7099 | 0.47819 | 13 | 0.18806
3196 | 9.8 | 1 | 365 | 11.2032 | 0.45784 | 11 | 0.661
2378 | 6.25 | 1 | 365 | 7.1449 | 0.3226 | 7 | 0.46747
2271 | 2.5 | 1 | 365 | 2.858 | 0.72904 | 3 | 0.58699
6263 | 6.885 | 1 | 365 | 7.8708 | 0.77778 | 8 | 0.64857
1071 | 5.75 | 1 | 365 | 6.5733 | 0.17679 | 6 | 0.75008
2305 | 8.5 | 1 | 365 | 9.717 | 0.47874 | 10 | 0.19577
7585 | 4.845 | 1 | 365 | 5.5387 | 0.10288 | 5 | 0.64159
4052 | 4 | 1 | 365 | 4.5727 | 0.16646 | 4 | 0.73918
3137 | 2.75 | 1 | 365 | 3.1437 | 0.30194 | 3 | 0.44569
2143 | 7 | 1 | 365 | 8.0023 | 0.041312 | 8 | 0.043572
6724 | 3.18 | 1 | 365 | 3.6353 | 0.28734 | 3 | 0.92265
4792 | 5.39 | 1 | 365 | 6.1617 | 0.35181 | 6 | 0.51355
4354 | 6 | 1 | 365 | 6.8591 | 0.7497 | 7 | 0.60878
3452 | 5.1 | 1 | 365 | 5.8302 | 0.68724 | 6 | 0.51746
2797 | 9.75 | 1 | 365 | 11.146 | 0.34326 | 11 | 0.48926
2058 | 7 | 1 | 365 | 8.0023 | 0.041312 | 8 | 0.043572
4376 | 11.055 | 1 | 365 | 12.6379 | 0.33381 | 12 | 0.97167
3430 | 6.7 | 1 | 365 | 7.6593 | 0.35383 | 8 | 0.013133
16236 | 6.325 | 1 | 365 | 7.2306 | 0.49447 | 7 | 0.72508
3384 | 4.69 | 1 | 365 | 5.3615 | 0.74768 | 6 | 0.10919
3849 | 6.03 | 1 | 365 | 6.8934 | 0.81844 | 7 | 0.71182
3102 | 3.5 | 1 | 365 | 4.0011 | 0.020656 | 4 | 0.021786
4584 | 4.5 | 1 | 365 | 5.1443 | 0.31227 | 5 | 0.45658
2388 | 5.25 | 1 | 365 | 6.0017 | 0.030984 | 6 | 0.032679
6161 | 6.21 | 1 | 365 | 7.0991 | 0.23094 | 7 | 0.33008
3525 | 4.355 | 1 | 365 | 4.9785 | 0.97999 | 5 | 0.95854
3801 | 5.36 | 1 | 365 | 6.1274 | 0.28306 | 6 | 0.41051
3240 | 4.9 | 1 | 365 | 5.6016 | 0.22892 | 5 | 0.8305
6585 | 7.705 | 1 | 365 | 8.8082 | 0.6569 | 9 | 0.4651
4460 | 6 | 1 | 365 | 6.8591 | 0.7497 | 7 | 0.60878
5514 | 4.95 | 1 | 365 | 5.6587 | 0.3435 | 6 | 0.0022402
2634 | 6.25 | 1 | 365 | 7.1449 | 0.3226 | 7 | 0.46747
2620 | 5 | 1 | 365 | 5.7159 | 0.45808 | 6 | 0.17398
3437 | 6.365 | 1 | 365 | 7.2763 | 0.58614 | 7 | 0.86248
952 | 6.5 | 1 | 365 | 7.4307 | 0.8955 | 8 | 0.32617
8913 | 7.02 | 1 | 365 | 8.0251 | 0.087144 | 8 | 0.11227
4414 | 8.75 | 1 | 365 | 10.0028 | 0.05164 | 10 | 0.054465
884 | 5.886 | 1 | 365 | 6.7288 | 0.48845 | 7 | 0.21721
6126 | 5.36 | 1 | 365 | 6.1274 | 0.28306 | 6 | 0.41051
1552 | 2.5 | 1 | 365 | 2.858 | 0.72904 | 3 | 0.58699
6171 | 6.48 | 1 | 365 | 7.4078 | 0.84967 | 8 | 0.25748
1751 | 4.25 | 1 | 365 | 4.8585 | 0.73937 | 5 | 0.59788
2357 | 6.6 | 1 | 365 | 7.545 | 0.12467 | 7 | 0.66965
2553 | 6 | 1 | 365 | 6.8591 | 0.7497 | 7 | 0.60878
12421 | 5.1 | 1 | 365 | 5.8302 | 0.68724 | 6 | 0.51746
12570 | 6.875 | 1 | 365 | 7.8594 | 0.75486 | 8 | 0.61422
2094 | 7 | 1 | 365 | 8.0023 | 0.041312 | 8 | 0.043572
4153 | 14.07 | 1 | 365 | 16.0845 | 0.24304 | 16 | 0.32758
6504 | 4.59 | 1 | 365 | 5.2472 | 0.51852 | 5 | 0.76571
3308 | 7 | 1 | 365 | 8.0023 | 0.041312 | 8 | 0.043572
2110 | 4.95 | 1 | 365 | 5.6587 | 0.3435 | 6 | 0.0022402
2964 | 7.5 | 1 | 365 | 8.5739 | 0.18712 | 8 | 0.76097
1245 | 7 | 1 | 365 | 8.0023 | 0.041312 | 8 | 0.043572
2293 | 6.75 | 1 | 365 | 7.7165 | 0.46841 | 8 | 0.18487
3793 | 4.9 | 1 | 365 | 5.6016 | 0.22892 | 5 | 0.8305
3850 | 3.35 | 1 | 365 | 3.8297 | 0.67691 | 4 | 0.50657
6373 | 13.44 | 1 | 365 | 15.3643 | 0.79932 | 16 | 0.16366
6480 | 4.05 | 1 | 365 | 4.6299 | 0.28104 | 4 | 0.91092
2949 | 3.35 | 1 | 365 | 3.8297 | 0.67691 | 4 | 0.50657
3103 | 6.7 | 1 | 365 | 7.6593 | 0.35383 | 8 | 0.013133
3057 | 4.02 | 1 | 365 | 4.5956 | 0.2123 | 4 | 0.80788
6386 | 6.03 | 1 | 365 | 6.8934 | 0.81844 | 7 | 0.71182
5441 | 3.92 | 1 | 365 | 4.4813 | 0.98313 | 5 | 0.4644
2550 | 8.25 | 1 | 365 | 9.4312 | 0.90583 | 10 | 0.33707
16254 | 5.13 | 1 | 365 | 5.8645 | 0.75599 | 6 | 0.6205
3104 | 5.695 | 1 | 365 | 6.5104 | 0.050753 | 6 | 0.56116
6479 | 8.1 | 1 | 365 | 9.2598 | 0.56209 | 9 | 0.82185
13050 | 5 | 1 | 365 | 5.7159 | 0.68962 | 6 | 0.40552
4391 | 6.86 | 1 | 365 | 7.8422 | 0.72049 | 8 | 0.5627
16942 | 5.1 | 1 | 365 | 5.8302 | 0.68724 | 6 | 0.51746
6262 | 8.91 | 1 | 365 | 10.1857 | 0.4183 | 10 | 0.60403
3837 | 4.69 | 1 | 365 | 5.3615 | 0.74768 | 6 | 0.10919
5118 | 5.695 | 1 | 365 | 6.5104 | 0.050753 | 6 | 0.56116
6297 | 13.005 | 1 | 365 | 14.8671 | 0.80247 | 15 | 0.66952
980 | 9.75 | 1 | 365 | 11.146 | 0.34326 | 11 | 0.48926
4154 | 4 | 1 | 365 | 4.5727 | 0.16646 | 4 | 0.73918
3407 | 3.43 | 1 | 365 | 3.9211 | 0.86024 | 4 | 0.78135
2666 | 10.53 | 1 | 365 | 12.0377 | 0.13072 | 12 | 0.1684
1430 | 3.35 | 1 | 365 | 3.8297 | 0.67691 | 4 | 0.50657
7661 | 11.66 | 1 | 365 | 13.3295 | 0.72024 | 14 | 0.049721
3106 | 4.69 | 1 | 365 | 5.3615 | 0.74768 | 6 | 0.10919
3181 | 5.88 | 1 | 365 | 6.7219 | 0.4747 | 7 | 0.1966
2252 | 6 | 1 | 365 | 6.8591 | 0.7497 | 7 | 0.60878
3178 | 4.9 | 1 | 365 | 5.6016 | 0.22892 | 5 | 0.8305
2945 | 6.03 | 1 | 365 | 6.8934 | 0.81844 | 7 | 0.71182
3405 | 3.35 | 1 | 365 | 3.8297 | 0.67691 | 4 | 0.50657
5450 | 10 | 1 | 365 | 11.4318 | 0.91616 | 12 | 0.34796
3162 | 12.5 | 1 | 365 | 14.2897 | 0.6452 | 14 | 0.93495
7955 | 9.18 | 1 | 365 | 10.4944 | 0.037035 | 10 | 0.53143
5278 | 4.95 | 1 | 365 | 5.6587 | 0.3435 | 6 | 0.0022402
2370 | 5.25 | 1 | 365 | 6.0017 | 0.030984 | 6 | 0.032679
3433 | 3 | 1 | 365 | 3.4295 | 0.87485 | 4 | 0.30439
10874 | 6.7 | 1 | 365 | 7.6593 | 0.35383 | 8 | 0.013133
3958 | 8.68 | 1 | 365 | 9.9228 | 0.89123 | 10 | 0.81403
24049 | 5.7 | 1 | 365 | 6.5161 | 0.062211 | 6 | 0.57834
2179 | 4.5 | 1 | 365 | 5.1443 | 0.31227 | 5 | 0.45658
52671 | 6.44 | 1 | 365 | 7.3621 | 0.75801 | 8 | 0.12009
3524 | 10.05 | 1 | 365 | 11.489 | 0.030741 | 11 | 0.5197
6442 | 11 | 1 | 365 | 12.575 | 0.20778 | 12 | 0.78276
2593 | 12.925 | 1 | 365 | 14.7756 | 0.61914 | 15 | 0.39474
2021 | 11.5 | 1 | 365 | 13.1466 | 0.35358 | 13 | 0.50015
2625 | 5.232 | 1 | 365 | 5.9811 | 0.98973 | 6 | 0.97085
2960 | 5.695 | 1 | 365 | 6.5104 | 0.050753 | 6 | 0.56116
1305 | 2.5 | 1 | 365 | 2.858 | 0.72904 | 3 | 0.58699
4287 | 4.9 | 1 | 365 | 5.6016 | 0.22892 | 5 | 0.8305
17075 | 4.75 | 1 | 365 | 5.4301 | 0.88518 | 6 | 0.31528
989 | 6.25 | 1 | 365 | 7.1449 | 0.3226 | 7 | 0.46747
2822 | 4.77 | 1 | 365 | 5.453 | 0.93101 | 6 | 0.38398
1318 | 4.5 | 1 | 365 | 5.1443 | 0.31227 | 5 | 0.45658
1874 | 5.025 | 1 | 365 | 5.7445 | 0.51537 | 6 | 0.25985
1990 | 6.05 | 1 | 365 | 6.9162 | 0.86428 | 7 | 0.78052
3062 | 9.805 | 1 | 365 | 11.2089 | 0.46929 | 11 | 0.67817
1617 | 4 | 1 | 365 | 4.5727 | 0.16646 | 4 | 0.73918
5608 | 12.5 | 1 | 365 | 14.2897 | 0.6452 | 14 | 0.93495
860 | 2.5 | 1 | 365 | 2.858 | 0.72904 | 3 | 0.58699
1254 | 6.5 | 1 | 365 | 7.4307 | 0.8955 | 8 | 0.32617
4016 | 3.35 | 1 | 365 | 3.8297 | 0.67691 | 4 | 0.50657
3414 | 6.125 | 1 | 365 | 7.002 | 0.036148 | 7 | 0.038126
6134 | 9.715 | 1 | 365 | 11.106 | 0.26305 | 11 | 0.36904
2689 | 7.848 | 1 | 365 | 8.9717 | 0.9846 | 9 | 0.95628
2826 | 5.39 | 1 | 365 | 6.1617 | 0.35181 | 6 | 0.51355
2621 | 5.865 | 1 | 365 | 6.7048 | 0.44033 | 7 | 0.14508
6151 | 5.4 | 1 | 365 | 6.1732 | 0.37473 | 6 | 0.5479
6506 | 5 | 1 | 365 | 5.7159 | 0.45808 | 6 | 0.17398
882 | 12.099 | 1 | 365 | 13.8313 | 0.72626 | 14 | 0.5576
936 | 2.25 | 1 | 365 | 2.5722 | 0.15614 | 2 | 0.72829
4155 | 8.75 | 1 | 365 | 10.0028 | 0.05164 | 10 | 0.054465
52220 | 4.95 | 1 | 365 | 5.6587 | 0.3435 | 6 | 0.0022402
2515 | 7.5 | 1 | 365 | 8.5739 | 0.18712 | 8 | 0.76097
6538 | 3.185 | 1 | 365 | 3.641 | 0.2988 | 3 | 0.93983
2368 | 5.5 | 1 | 365 | 6.2875 | 0.60389 | 6 | 0.89138
6197 | 3.78 | 1 | 365 | 4.3212 | 0.66231 | 4 | 0.98353
6751 | 9 | 1 | 365 | 10.2886 | 0.62454 | 10 | 0.91316
4570 | 2.94 | 1 | 365 | 3.3609 | 0.73735 | 4 | 0.0983
4275 | 6.86 | 1 | 365 | 7.8422 | 0.72049 | 8 | 0.5627
1501 | 6 | 1 | 365 | 6.8591 | 0.7497 | 7 | 0.60878
3550 | 5.5 | 1 | 365 | 6.2875 | 0.60389 | 6 | 0.89138
6196 | 4.05 | 1 | 365 | 4.6299 | 0.28104 | 4 | 0.91092
2088 | 8.829 | 1 | 365 | 10.0931 | 0.23268 | 10 | 0.32581
1458 | 6.25 | 1 | 365 | 7.1449 | 0.3226 | 7 | 0.46747
1320 | 6.625 | 1 | 365 | 7.5736 | 0.18196 | 7 | 0.75552
2285 | 5.25 | 1 | 365 | 6.0017 | 0.030984 | 6 | 0.032679
6142 | 6.21 | 1 | 365 | 7.0991 | 0.23094 | 7 | 0.33008
6389 | 4.59 | 1 | 365 | 5.2472 | 0.51852 | 5 | 0.76571
1018 | 5.75 | 1 | 365 | 6.5733 | 0.17679 | 6 | 0.75008
17211 | 6.6 | 1 | 365 | 7.545 | 0.12467 | 7 | 0.66965
16239 | 7.56 | 1 | 365 | 8.6424 | 0.32462 | 8 | 0.96706
6441 | 6.12 | 1 | 365 | 6.9963 | 0.02469 | 7 | 0.020952
4048 | 2.5 | 1 | 365 | 2.858 | 0.72904 | 3 | 0.58699
981 | 9.5 | 1 | 365 | 10.8602 | 0.77035 | 11 | 0.63056
4709 | 6.63 | 1 | 365 | 7.5793 | 0.19341 | 7 | 0.7727
67840 | 5 | 1 | 365 | 5.7159 | 0.45808 | 6 | 0.17398
2840 | 4.5 | 1 | 365 | 5.1443 | 0.31227 | 5 | 0.45658
2262 | 8.28 | 1 | 365 | 9.4655 | 0.97458 | 10 | 0.44011
4575 | 9.35 | 1 | 365 | 10.6887 | 0.42661 | 11 | 0.11534
6361 | 4.59 | 1 | 365 | 5.2472 | 0.51852 | 5 | 0.76571
4789 | 6.24 | 1 | 365 | 7.1334 | 0.29968 | 7 | 0.43313
1835 | 3.75 | 1 | 365 | 4.2869 | 0.59356 | 4 | 0.88049
2591 | 9.9 | 1 | 365 | 11.3175 | 0.687 | 12 | 0.0044804
861 | 11.25 | 1 | 365 | 12.8608 | 0.78068 | 13 | 0.64146
1324 | 10.35 | 1 | 365 | 11.8319 | 0.71823 | 12 | 0.55014
872 | 4 | 1 | 365 | 4.5727 | 0.16646 | 4 | 0.73918
3422 | 4.165 | 1 | 365 | 4.7613 | 0.54458 | 5 | 0.30593
3241 | 4.25 | 1 | 365 | 4.8585 | 0.73937 | 5 | 0.59788
1860 | 3.5 | 1 | 365 | 4.0011 | 0.020656 | 4 | 0.021786
2041 | 11.445 | 1 | 365 | 13.0837 | 0.22755 | 13 | 0.31124
3949 | 13.52 | 1 | 365 | 15.4558 | 0.98265 | 16 | 0.43844
2196 | 5.25 | 1 | 365 | 6.0017 | 0.030984 | 6 | 0.032679
19276 | 8.1 | 1 | 365 | 9.2598 | 0.56209 | 9 | 0.82185
940 | 7 | 1 | 365 | 8.0023 | 0.041312 | 8 | 0.043572
1794 | 7.848 | 1 | 365 | 8.9717 | 0.9846 | 9 | 0.95628
2132 | 5.75 | 1 | 365 | 6.5733 | 0.17679 | 6 | 0.75008
1533 | 7.8 | 1 | 365 | 8.9168 | 0.8746 | 9 | 0.79141
4228 | 5.25 | 1 | 365 | 6.0017 | 0.030984 | 6 | 0.032679
4250 | 5.75 | 1 | 365 | 6.5733 | 0.17679 | 6 | 0.75008
982 | 6.75 | 1 | 365 | 7.7165 | 0.46841 | 8 | 0.18487
6235 | 7.56 | 1 | 365 | 8.6424 | 0.32462 | 8 | 0.96706
1808 | 5.695 | 1 | 365 | 6.5104 | 0.050753 | 6 | 0.56116
46757 | 7 | 1 | 365 | 8.0023 | 0.041312 | 8 | 0.043572
3547 | 5.695 | 1 | 365 | 6.5104 | 0.050753 | 6 | 0.56116
2025 | 6.9 | 1 | 365 | 7.8879 | 0.81215 | 8 | 0.70009
2265 | 4.4 | 1 | 365 | 5.03 | 0.08311 | 5 | 0.1131
2071 | 9 | 1 | 365 | 10.2886 | 0.62454 | 10 | 0.91316
2735 | 5 | 1 | 365 | 5.7159 | 0.45808 | 6 | 0.17398
4484 | 3.35 | 1 | 365 | 3.8297 | 0.67691 | 4 | 0.50657
2149 | 3.75 | 1 | 365 | 4.2869 | 0.59356 | 4 | 0.88049
2164 | 4.32 | 1 | 365 | 4.9385 | 0.89978 | 5 | 0.83832
2692 | 5.94 | 1 | 365 | 6.7905 | 0.6122 | 7 | 0.40269
1777 | 6.7 | 1 | 365 | 7.6593 | 0.35383 | 8 | 0.013133
1365 | 5 | 1 | 365 | 5.7159 | 0.45808 | 6 | 0.17398
3008 | 9.81 | 1 | 365 | 11.2146 | 0.48075 | 11 | 0.69535
6265 | 5.25 | 1 | 365 | 6.0017 | 0.030984 | 6 | 0.032679
881 | 6.54 | 1 | 365 | 7.4764 | 0.98717 | 8 | 0.46357
1307 | 7 | 1 | 365 | 8.0023 | 0.041312 | 8 | 0.043572
1496 | 4 | 1 | 365 | 4.5727 | 0.16646 | 4 | 0.73918
2314 | 4.25 | 1 | 365 | 4.8585 | 0.73937 | 5 | 0.59788
946 | 4.75 | 1 | 365 | 5.4301 | 0.88518 | 6 | 0.31528
6675 | 9 | 1 | 365 | 10.2886 | 0.62454 | 10 | 0.91316
3420 | 5.025 | 1 | 365 | 5.7445 | 0.51537 | 6 | 0.25985
2767 | 3.25 | 1 | 365 | 3.7153 | 0.44775 | 4 | 0.16309
1315 | 7.84 | 1 | 365 | 8.9625 | 0.96627 | 9 | 0.9288
4713 | 4.86 | 1 | 365 | 5.5559 | 0.13725 | 5 | 0.69311
3271 | 9.38 | 1 | 365 | 10.723 | 0.49536 | 11 | 0.21839
3959 | 2.695 | 1 | 365 | 3.0809 | 0.17591 | 3 | 0.25678
914 | 6.25 | 1 | 365 | 7.1449 | 0.3226 | 7 | 0.46747
1409 | 4.25 | 1 | 365 | 4.8585 | 0.73937 | 5 | 0.59788
1426 | 4.69 | 1 | 365 | 5.3615 | 0.74768 | 6 | 0.10919
3488 | 4.32 | 1 | 365 | 4.9385 | 0.89978 | 5 | 0.83832
3231 | 9.75 | 1 | 365 | 11.146 | 0.34326 | 11 | 0.48926
3672 | 7 | 1 | 365 | 8.0023 | 0.041312 | 8 | 0.043572
3579 | 8.06 | 1 | 365 | 9.214 | 0.47042 | 9 | 0.68446
6317 | 8.64 | 1 | 365 | 9.8771 | 0.79956 | 10 | 0.67664
6414 | 4.59 | 1 | 365 | 5.2472 | 0.51852 | 5 | 0.76571
4040 | 8 | 1 | 365 | 9.1454 | 0.33293 | 9 | 0.47837
1494 | 3.5 | 1 | 365 | 4.0011 | 0.020656 | 4 | 0.021786
3392 | 8 | 1 | 365 | 9.1454 | 0.33293 | 9 | 0.47837
1104 | 5.25 | 1 | 365 | 6.0017 | 0.030984 | 6 | 0.032679
3826 | 7.75 | 1 | 365 | 8.8596 | 0.76002 | 9 | 0.61967
3956 | 4.5 | 1 | 365 | 5.1443 | 0.31227 | 5 | 0.45658
3375 | 5.865 | 1 | 365 | 6.7048 | 0.44033 | 7 | 0.14508
2688 | 9.35 | 1 | 365 | 10.6887 | 0.42661 | 11 | 0.11534
6356 | 5.4 | 1 | 365 | 6.1732 | 0.37473 | 6 | 0.5479
6165 | 3.51 | 1 | 365 | 4.0126 | 0.043572 | 4 | 0.056134
6146 | 6.5 | 1 | 365 | 7.4307 | 0.8955 | 8 | 0.32617
2335 | 6.71 | 1 | 365 | 7.6707 | 0.37674 | 8 | 0.047481
6520 | 3.25 | 1 | 365 | 3.7153 | 0.44775 | 4 | 0.16309
6140 | 6.5 | 1 | 365 | 7.4307 | 0.8955 | 8 | 0.32617
3736 | 6.1 | 1 | 365 | 6.9734 | 0.97886 | 7 | 0.95226
6499 | 9.72 | 1 | 365 | 11.1117 | 0.27451 | 11 | 0.38622
6390 | 7.29 | 1 | 365 | 8.3338 | 0.70588 | 9 | 0.039663
4167 | 8.5 | 1 | 365 | 9.717 | 0.47874 | 10 | 0.19577
3675 | 5.635 | 1 | 365 | 6.4418 | 0.91326 | 7 | 0.35508
8073 | 3.25 | 1 | 365 | 3.7153 | 0.44775 | 4 | 0.16309
4159 | 7.8 | 1 | 365 | 8.9168 | 0.8746 | 9 | 0.79141
6494 | 9.18 | 1 | 365 | 10.4944 | 0.037035 | 10 | 0.53143
6482 | 8.16 | 1 | 365 | 9.3283 | 0.69959 | 10 | 0.027935
2827 | 7.15 | 1 | 365 | 8.1737 | 0.38505 | 8 | 0.55879
4221 | 7 | 1 | 365 | 8.0023 | 0.041312 | 8 | 0.043572
9128 | 11.6 | 1 | 365 | 13.2609 | 0.58275 | 13 | 0.84363
12821 | 6.9 | 1 | 365 | 7.8879 | 0.81215 | 8 | 0.70009
4394 | 4.68 | 1 | 365 | 5.3501 | 0.72476 | 6 | 0.074845
2070 | 6.325 | 1 | 365 | 7.2306 | 0.49447 | 7 | 0.72508
2707 | 6.05 | 1 | 365 | 6.9162 | 0.86428 | 7 | 0.78052
2307 | 9.54 | 1 | 365 | 10.9059 | 0.86202 | 11 | 0.76795
2518 | 5 | 1 | 365 | 5.7159 | 0.45808 | 6 | 0.17398
4174 | 4.8 | 1 | 365 | 5.4873 | 0.99976 | 6 | 0.48702
4197 | 5.4 | 1 | 365 | 6.1732 | 0.37473 | 6 | 0.5479
1047 | 5.13 | 1 | 365 | 5.8645 | 0.75599 | 6 | 0.6205
1384 | 6.63 | 1 | 365 | 7.5793 | 0.19341 | 7 | 0.7727
1373 | 4.25 | 1 | 365 | 4.8585 | 0.73937 | 5 | 0.59788
6193 | 9.18 | 1 | 365 | 10.4944 | 0.037035 | 10 | 0.53143
2585 | 10.05 | 1 | 365 | 11.489 | 0.030741 | 11 | 0.5197
2315 | 5.5 | 1 | 365 | 6.2875 | 0.60389 | 6 | 0.89138
4660 | 3.924 | 1 | 365 | 4.4858 | 0.9923 | 5 | 0.47814
2861 | 6.05 | 1 | 365 | 6.9162 | 0.86428 | 7 | 0.78052
5415 | 3.5 | 1 | 365 | 4.0011 | 0.020656 | 4 | 0.021786
20945 | 4.95 | 1 | 365 | 5.6587 | 0.3435 | 6 | 0.0022402
4860 | 6.7 | 1 | 365 | 7.6593 | 0.35383 | 8 | 0.013133
3458 | 12.753 | 1 | 365 | 14.579 | 0.22498 | 14 | 0.80395
5289 | 4.25 | 1 | 365 | 4.8585 | 0.73937 | 5 | 0.59788
32121 | 5.355 | 1 | 365 | 6.1217 | 0.2716 | 6 | 0.39333
9248 | 6.375 | 1 | 365 | 7.2878 | 0.60905 | 7 | 0.89682
2440 | 11.75 | 1 | 365 | 13.4324 | 0.92649 | 14 | 0.35885
8892 | 8.25 | 1 | 365 | 9.4312 | 0.90583 | 10 | 0.33707
3425 | 5.36 | 1 | 365 | 6.1274 | 0.28306 | 6 | 0.41051
3424 | 5.39 | 1 | 365 | 6.1617 | 0.35181 | 6 | 0.51355
3295 | 14.85 | 1 | 365 | 16.9762 | 0.030498 | 17 | 0.0067206
6341 | 10.72 | 1 | 365 | 12.2549 | 0.56612 | 12 | 0.82101
3398 | 6.5 | 1 | 365 | 7.4307 | 0.8955 | 8 | 0.32617
3277 | 4.5 | 1 | 365 | 5.1443 | 0.31227 | 5 | 0.45658
4132 | 5 | 1 | 365 | 5.7159 | 0.45808 | 6 | 0.17398
4017 | 5.36 | 1 | 365 | 6.1274 | 0.28306 | 6 | 0.41051
5416 | 2.75 | 1 | 365 | 3.1437 | 0.30194 | 3 | 0.44569
5128 | 4.8 | 1 | 365 | 5.4873 | 0.99976 | 6 | 0.48702
2994 | 4.25 | 1 | 365 | 4.8585 | 0.73937 | 5 | 0.59788
6335 | 6.365 | 1 | 365 | 7.2763 | 0.58614 | 7 | 0.86248
5744 | 6.75 | 1 | 365 | 7.7165 | 0.46841 | 8 | 0.18487
4071 | 4.68 | 1 | 365 | 5.3501 | 0.72476 | 6 | 0.074845
3671 | 6 | 1 | 365 | 6.8591 | 0.7497 | 7 | 0.60878
34807 | 4.48 | 1 | 365 | 5.1214 | 0.26644 | 5 | 0.38789
2187 | 4.5 | 1 | 365 | 5.1443 | 0.31227 | 5 | 0.45658
3471 | 10.791 | 1 | 365 | 12.3361 | 0.72883 | 13 | 0.064884
3536 | 6.03 | 1 | 365 | 6.8934 | 0.81844 | 7 | 0.71182
6433 | 4.59 | 1 | 365 | 5.2472 | 0.51852 | 5 | 0.76571
6324 | 5.145 | 1 | 365 | 5.8817 | 0.79036 | 6 | 0.67203
2428 | 5.886 | 1 | 365 | 6.7288 | 0.48845 | 7 | 0.21721
6385 | 7.83 | 1 | 365 | 8.9511 | 0.94335 | 9 | 0.89445
2113 | 6.75 | 1 | 365 | 7.7165 | 0.46841 | 8 | 0.18487
2699 | 5 | 1 | 365 | 5.7159 | 0.45808 | 6 | 0.17398
5403 | 8.04 | 1 | 365 | 9.1912 | 0.42459 | 9 | 0.61576
3011 | 5.5 | 1 | 365 | 6.2875 | 0.60389 | 6 | 0.89138
4305 | 7.84 | 1 | 365 | 8.9625 | 0.96627 | 9 | 0.9288
4508 | 8.71 | 1 | 365 | 9.9571 | 0.95998 | 10 | 0.91707
22070 | 6 | 1 | 365 | 6.8591 | 0.7497 | 7 | 0.60878
3864 | 4.5 | 1 | 365 | 5.1443 | 0.31227 | 5 | 0.45658
4543 | 3.75 | 1 | 365 | 4.2869 | 0.59356 | 4 | 0.88049
2354 | 5 | 1 | 365 | 5.7159 | 0.45808 | 6 | 0.17398
3340 | 4.8 | 1 | 365 | 5.4873 | 0.99976 | 6 | 0.48702
5010 | 5.88 | 1 | 365 | 6.7219 | 0.4747 | 7 | 0.1966
5439 | 5.695 | 1 | 365 | 6.5104 | 0.050753 | 6 | 0.56116
3297 | 3.75 | 1 | 365 | 4.2869 | 0.59356 | 4 | 0.88049
9802 | 4.41 | 1 | 365 | 5.0414 | 0.10603 | 5 | 0.14745
4450 | 8.04 | 1 | 365 | 9.1912 | 0.42459 | 9 | 0.61576
5040 | 6.867 | 1 | 365 | 7.8502 | 0.73653 | 8 | 0.58674
2366 | 13.455 | 1 | 365 | 15.3815 | 0.83369 | 16 | 0.21518
3456 | 6.03 | 1 | 365 | 6.8934 | 0.81844 | 7 | 0.71182
1319 | 2.5 | 1 | 365 | 2.858 | 0.72904 | 3 | 0.58699
3284 | 11.055 | 1 | 365 | 12.6379 | 0.33381 | 12 | 0.97167
4714 | 9.38 | 1 | 365 | 10.723 | 0.49536 | 11 | 0.21839
7238 | 5.88 | 1 | 365 | 6.7219 | 0.4747 | 7 | 0.1966
2664 | 8.25 | 1 | 365 | 9.4312 | 0.90583 | 10 | 0.33707
4864 | 5.025 | 1 | 365 | 5.7445 | 0.51537 | 6 | 0.25985
6625 | 12.75 | 1 | 365 | 14.5755 | 0.2181 | 14 | 0.79365
4102 | 9.075 | 1 | 365 | 10.3744 | 0.79642 | 11 | 0.17077
12153 | 5.4 | 1 | 365 | 6.1732 | 0.37473 | 6 | 0.5479
7981 | 4.4 | 1 | 365 | 5.03 | 0.08311 | 5 | 0.1131
2940 | 9.54 | 1 | 365 | 10.9059 | 0.86202 | 11 | 0.76795
16348 | 6 | 1 | 365 | 6.8591 | 0.7497 | 7 | 0.60878
2027 | 10.2 | 1 | 365 | 11.6604 | 0.37448 | 12 | 0.034919
1308 | 4 | 1 | 365 | 4.5727 | 0.16646 | 4 | 0.73918
4069 | 3 | 1 | 365 | 3.4295 | 0.87485 | 4 | 0.30439
3066 | 7.15 | 1 | 365 | 8.1737 | 0.38505 | 8 | 0.55879
6113 | 5.232 | 1 | 365 | 5.9811 | 0.98973 | 6 | 0.97085
2792 | 8.28 | 1 | 365 | 9.4655 | 0.97458 | 10 | 0.44011
15070 | 6.5 | 1 | 365 | 7.4307 | 0.8955 | 8 | 0.32617
11063 | 5.025 | 1 | 365 | 5.7445 | 0.51537 | 6 | 0.25985
6353 | 6.86 | 1 | 365 | 7.8422 | 0.72049 | 8 | 0.5627
2413 | 3.5 | 1 | 365 | 4.0011 | 0.020656 | 4 | 0.021786
3402 | 5.025 | 1 | 365 | 5.7445 | 0.51537 | 6 | 0.25985
6159 | 7.29 | 1 | 365 | 8.3338 | 0.70588 | 9 | 0.039663
4637 | 3.78 | 1 | 365 | 4.3212 | 0.66231 | 4 | 0.98353
37538 | 6.75 | 1 | 365 | 7.7165 | 0.46841 | 8 | 0.18487
18637 | 14.95 | 1 | 365 | 17.0905 | 0.25966 | 17 | 0.3502
3884 | 7.245 | 1 | 365 | 8.2823 | 0.60276 | 8 | 0.8851
4488 | 9.18 | 1 | 365 | 10.4944 | 0.037035 | 10 | 0.53143
10806 | 13.2 | 1 | 365 | 15.09 | 0.24933 | 15 | 0.33931
3423 | 8.375 | 1 | 365 | 9.5741 | 0.19228 | 9 | 0.76642
52062 | 5 | 1 | 365 | 5.7159 | 0.45808 | 6 | 0.17398
7243 | 3.27 | 1 | 365 | 3.7382 | 0.49358 | 4 | 0.23178
10963 | 4.75 | 1 | 365 | 5.4301 | 0.88518 | 6 | 0.31528
3472 | 4.251 | 1 | 365 | 4.8597 | 0.74166 | 5 | 0.60132
11289 | 11.78 | 1 | 365 | 13.4667 | 0.99524 | 14 | 0.4619
11292 | 5.775 | 1 | 365 | 6.6019 | 0.23408 | 6 | 0.83595
5474 | 6.05 | 1 | 365 | 6.9162 | 0.86428 | 7 | 0.78052
3643 | 3.6 | 1 | 365 | 4.1154 | 0.24982 | 4 | 0.36527
4420 | 6.24 | 1 | 365 | 7.1334 | 0.29968 | 7 | 0.43313
3381 | 6 | 1 | 365 | 6.8591 | 0.7497 | 7 | 0.60878
6923 | 12 | 1 | 365 | 13.7182 | 0.49939 | 14 | 0.21755
3457 | 5.75 | 1 | 365 | 6.5733 | 0.17679 | 6 | 0.75008
3450 | 3.315 | 1 | 365 | 3.7896 | 0.59671 | 4 | 0.38635
6856 | 4.69 | 1 | 365 | 5.3615 | 0.74768 | 6 | 0.10919
5007 | 6.375 | 1 | 365 | 7.2878 | 0.60905 | 7 | 0.89682
4381 | 7.15 | 1 | 365 | 8.1737 | 0.38505 | 8 | 0.55879
3155 | 7.14 | 1 | 365 | 8.1623 | 0.36214 | 8 | 0.52444
3852 | 3 | 1 | 365 | 3.4295 | 0.87485 | 4 | 0.30439
6656 | 3.06 | 1 | 365 | 3.4981 | 0.012345 | 3 | 0.51048
4568 | 6.615 | 1 | 365 | 7.5621 | 0.15904 | 7 | 0.72118
10801 | 7.29 | 1 | 365 | 8.3338 | 0.70588 | 9 | 0.039663
2670 | 4.77 | 1 | 365 | 5.453 | 0.93101 | 6 | 0.38398
2358 | 9.35 | 1 | 365 | 10.6887 | 0.42661 | 11 | 0.11534
52795 | 6 | 1 | 365 | 6.8591 | 0.7497 | 7 | 0.60878
34121 | 12 | 1 | 365 | 13.7182 | 0.49939 | 14 | 0.21755
10438 | 6 | 1 | 365 | 6.8591 | 0.7497 | 7 | 0.60878
6082 | 5.2 | 1 | 365 | 5.9445 | 0.9164 | 6 | 0.86094
2667 | 12.24 | 1 | 365 | 13.9925 | 0.04938 | 14 | 0.041903
3331 | 5.6 | 1 | 365 | 6.4018 | 0.83305 | 7 | 0.23486
2839 | 7.2 | 1 | 365 | 8.2309 | 0.49964 | 8 | 0.73053
4646 | 9.9 | 1 | 365 | 11.3175 | 0.687 | 12 | 0.0044804
15206 | 11.88 | 1 | 365 | 13.581 | 0.2244 | 13 | 0.80538
12241 | 7.02 | 1 | 365 | 8.0251 | 0.087144 | 8 | 0.11227
3254 | 6.625 | 1 | 365 | 7.5736 | 0.18196 | 7 | 0.75552
3604 | 8.25 | 1 | 365 | 9.4312 | 0.90583 | 10 | 0.33707
10432 | 9 | 1 | 365 | 10.2886 | 0.62454 | 10 | 0.91316
6628 | 4.578 | 1 | 365 | 5.2335 | 0.49102 | 5 | 0.7245
4291 | 7.15 | 1 | 365 | 8.1737 | 0.38505 | 8 | 0.55879
2821 | 3.77 | 1 | 365 | 4.3098 | 0.63939 | 4 | 0.94918
5499 | 7.7 | 1 | 365 | 8.8025 | 0.64544 | 9 | 0.44793
4189 | 8.1 | 1 | 365 | 9.2598 | 0.56209 | 9 | 0.82185
10441 | 4.5 | 1 | 365 | 5.1443 | 0.31227 | 5 | 0.45658
7782 | 7.25 | 1 | 365 | 8.2881 | 0.61422 | 8 | 0.90227
4170 | 3.5 | 1 | 365 | 4.0011 | 0.020656 | 4 | 0.021786
4640 | 4.5 | 1 | 365 | 5.1443 | 0.31227 | 5 | 0.45658
16287 | 5.1 | 1 | 365 | 5.8302 | 0.68724 | 6 | 0.51746
5468 | 7.02 | 1 | 365 | 8.0251 | 0.087144 | 8 | 0.11227
5279 | 5.88 | 1 | 365 | 6.7219 | 0.4747 | 7 | 0.1966
4822 | 6.615 | 1 | 365 | 7.5621 | 0.15904 | 7 | 0.72118
3935 | 3.57 | 1 | 365 | 4.0812 | 0.18107 | 4 | 0.26222
11001 | 4.69 | 1 | 365 | 5.3615 | 0.74768 | 6 | 0.10919
8688 | 3.85 | 1 | 365 | 4.4012 | 0.82272 | 5 | 0.22396
1850 | 5.25 | 1 | 365 | 6.0017 | 0.030984 | 6 | 0.032679
3122 | 7 | 1 | 365 | 8.0023 | 0.041312 | 8 | 0.043572
2996 | 7.7 | 1 | 365 | 8.8025 | 0.64544 | 9 | 0.44793
3859 | 6 | 1 | 365 | 6.8591 | 0.7497 | 7 | 0.60878
20789 | 9 | 1 | 365 | 10.2886 | 0.62454 | 10 | 0.91316
3963 | 8.91 | 1 | 365 | 10.1857 | 0.4183 | 10 | 0.60403
5498 | 2.805 | 1 | 365 | 3.2066 | 0.42798 | 3 | 0.6346
6234 | 5.94 | 1 | 365 | 6.7905 | 0.6122 | 7 | 0.40269
4708 | 5.5 | 1 | 365 | 6.2875 | 0.60389 | 6 | 0.89138
10722 | 7.14 | 1 | 365 | 8.1623 | 0.36214 | 8 | 0.52444
4237 | 6.63 | 1 | 365 | 7.5793 | 0.19341 | 7 | 0.7727
3545 | 6.3 | 1 | 365 | 7.202 | 0.43718 | 7 | 0.63921
3432 | 4.02 | 1 | 365 | 4.5956 | 0.2123 | 4 | 0.80788
3965 | 9.35 | 1 | 365 | 10.6887 | 0.42661 | 11 | 0.11534
41182 | 7.28 | 1 | 365 | 8.3224 | 0.68296 | 9 | 0.0053149
2905 | 5.75 | 1 | 365 | 6.5733 | 0.17679 | 6 | 0.75008
18471 | 8.04 | 1 | 365 | 9.1912 | 0.42459 | 9 | 0.61576
7305 | 4.59 | 1 | 365 | 5.2472 | 0.51852 | 5 | 0.76571
5617 | 10.791 | 1 | 365 | 12.3361 | 0.72883 | 13 | 0.064884
9767 | 6.25 | 1 | 365 | 7.1449 | 0.3226 | 7 | 0.46747
3558 | 5.88 | 1 | 365 | 6.7219 | 0.4747 | 7 | 0.1966
5938 | 10.25 | 1 | 365 | 11.7176 | 0.48906 | 12 | 0.20666
2571 | 5.75 | 1 | 365 | 6.5733 | 0.17679 | 6 | 0.75008
1498 | 10.8 | 1 | 365 | 12.3463 | 0.74945 | 13 | 0.095797
17470 | 2.2 | 1 | 365 | 2.515 | 0.041555 | 2 | 0.55655
6149 | 6.75 | 1 | 365 | 7.7165 | 0.46841 | 8 | 0.18487
3685 | 6.12 | 1 | 365 | 6.9963 | 0.02469 | 7 | 0.020952
3655 | 13.26 | 1 | 365 | 15.1586 | 0.38683 | 15 | 0.54539
5111 | 3.025 | 1 | 365 | 3.4581 | 0.93214 | 4 | 0.39026
1959 | 9.75 | 1 | 365 | 11.146 | 0.34326 | 11 | 0.48926
3243 | 8.525 | 1 | 365 | 9.7456 | 0.53603 | 10 | 0.28164
12163 | 3.57 | 1 | 365 | 4.0812 | 0.18107 | 4 | 0.26222
7132 | 6.03 | 1 | 365 | 6.8934 | 0.81844 | 7 | 0.71182
3400 | 4.9 | 1 | 365 | 5.6016 | 0.22892 | 5 | 0.8305
4178 | 4.4 | 1 | 365 | 5.03 | 0.08311 | 5 | 0.1131
4918 | 3.35 | 1 | 365 | 3.8297 | 0.67691 | 4 | 0.50657
19226 | 6 | 1 | 365 | 6.8591 | 0.7497 | 7 | 0.60878
4238 | 5.1 | 1 | 365 | 5.8302 | 0.68724 | 6 | 0.51746
52616 | 6.28 | 1 | 365 | 7.1792 | 0.14616 | 7 | 0.32533
26087 | 11.96 | 1 | 365 | 13.6724 | 0.40773 | 14 | 0.08016
4486 | 9.62 | 1 | 365 | 10.9974 | 0.045346 | 11 | 0.042738
2294 | 10.75 | 1 | 365 | 12.2892 | 0.63487 | 12 | 0.92406
5281 | 8.829 | 1 | 365 | 10.0931 | 0.23268 | 10 | 0.32581
2256 | 9 | 1 | 365 | 10.2886 | 0.62454 | 10 | 0.91316
2997 | 4.05 | 1 | 365 | 4.6299 | 0.28104 | 4 | 0.91092
5002 | 10 | 1 | 365 | 11.4318 | 0.91616 | 12 | 0.34796
4871 | 9.72 | 1 | 365 | 11.1117 | 0.27451 | 11 | 0.38622
5361 | 7.15 | 1 | 365 | 8.1737 | 0.38505 | 8 | 0.55879
2850 | 9.01 | 1 | 365 | 10.3001 | 0.64746 | 10 | 0.94751
4101 | 6.72 | 1 | 365 | 7.6822 | 0.39966 | 8 | 0.081829
86021 | 9.135 | 1 | 365 | 10.4429 | 0.93391 | 11 | 0.37686
6058 | 7 | 1 | 365 | 8.0023 | 0.041312 | 8 | 0.043572
2655 | 5.17 | 1 | 365 | 5.9102 | 0.84765 | 6 | 0.7579
3951 | 8.1 | 1 | 365 | 9.2598 | 0.56209 | 9 | 0.82185
4635 | 4.76 | 1 | 365 | 5.4415 | 0.90809 | 6 | 0.34963
26635 | 12.985 | 1 | 365 | 14.8442 | 0.75663 | 15 | 0.60083
3832 | 6.48 | 1 | 365 | 7.4078 | 0.84967 | 8 | 0.25748
3455 | 3.35 | 1 | 365 | 3.8297 | 0.67691 | 4 | 0.50657
13440 | 5.6 | 1 | 365 | 6.4018 | 0.83305 | 7 | 0.23486
1504 | 4 | 1 | 365 | 4.5727 | 0.16646 | 4 | 0.73918
4202 | 9.54 | 1 | 365 | 10.9059 | 0.86202 | 11 | 0.76795
11449 | 2.5 | 1 | 365 | 2.858 | 0.72904 | 3 | 0.58699
5622 | 9.35 | 1 | 365 | 10.6887 | 0.42661 | 11 | 0.11534
2956 | 5.36 | 1 | 365 | 6.1274 | 0.28306 | 6 | 0.41051
1459 | 4.75 | 1 | 365 | 5.4301 | 0.88518 | 6 | 0.31528
6857 | 12.88 | 1 | 365 | 14.7242 | 0.51601 | 15 | 0.24017
5486 | 6.63 | 1 | 365 | 7.5793 | 0.19341 | 7 | 0.7727
3370 | 5 | 1 | 365 | 5.7159 | 0.45808 | 6 | 0.17398
5977 | 4.4 | 1 | 365 | 5.03 | 0.08311 | 5 | 0.1131
11411 | 4.125 | 1 | 365 | 4.7156 | 0.45292 | 5 | 0.16853
5931 | 6.21 | 1 | 365 | 7.0991 | 0.23094 | 7 | 0.33008
3679 | 8.7 | 1 | 365 | 9.9457 | 0.93706 | 10 | 0.88273
3559 | 4.655 | 1 | 365 | 5.3215 | 0.66747 | 5 | 0.98898
7723 | 3.36 | 1 | 365 | 3.8411 | 0.69983 | 4 | 0.54091
4625 | 10.8 | 1 | 365 | 12.3463 | 0.74945 | 13 | 0.095797
19603 | 10.8 | 1 | 365 | 12.3463 | 0.74945 | 13 | 0.095797
12080 | 6.76 | 1 | 365 | 7.7279 | 0.49132 | 8 | 0.21922
10719 | 6.1 | 1 | 365 | 6.9734 | 0.97886 | 7 | 0.95226
6131 | 5.775 | 1 | 365 | 6.6019 | 0.23408 | 6 | 0.83595
5413 | 13.23 | 1 | 365 | 15.1243 | 0.31808 | 15 | 0.44235
5146 | 9.18 | 1 | 365 | 10.4944 | 0.037035 | 10 | 0.53143
51864 | 4.08 | 1 | 365 | 4.6642 | 0.34979 | 5 | 0.013968
4396 | 5.865 | 1 | 365 | 6.7048 | 0.44033 | 7 | 0.14508
2548 | 5.75 | 1 | 365 | 6.5733 | 0.17679 | 6 | 0.75008
4872 | 3 | 1 | 365 | 3.4295 | 0.87485 | 4 | 0.30439
3408 | 8.04 | 1 | 365 | 9.1912 | 0.42459 | 9 | 0.61576
5503 | 8.925 | 1 | 365 | 10.2029 | 0.45267 | 10 | 0.65555
3059 | 6.03 | 1 | 365 | 6.8934 | 0.81844 | 7 | 0.71182
3434 | 5.88 | 1 | 365 | 6.7219 | 0.4747 | 7 | 0.1966
6349 | 3 | 1 | 365 | 3.4295 | 0.87485 | 4 | 0.30439
7790 | 5.5 | 1 | 365 | 6.2875 | 0.60389 | 6 | 0.89138
52031 | 8.835 | 1 | 365 | 10.1 | 0.24643 | 10 | 0.34642
3258 | 7.84 | 1 | 365 | 8.9625 | 0.96627 | 9 | 0.9288
8947 | 4.08 | 1 | 365 | 4.6642 | 0.34979 | 5 | 0.013968
3662 | 2.5 | 1 | 365 | 2.858 | 0.72904 | 3 | 0.58699
2152 | 4.75 | 1 | 365 | 5.4301 | 0.88518 | 6 | 0.31528
1555 | 6.25 | 1 | 365 | 7.1449 | 0.3226 | 7 | 0.46747
7872 | 5.1 | 1 | 365 | 5.8302 | 0.68724 | 6 | 0.51746
4711 | 6.375 | 1 | 365 | 7.2878 | 0.60905 | 7 | 0.89682
5506 | 4.95 | 1 | 365 | 5.6587 | 0.3435 | 6 | 0.0022402
3809 | 5.39 | 1 | 365 | 6.1617 | 0.35181 | 6 | 0.51355
4007 | 5 | 1 | 365 | 5.7159 | 0.45808 | 6 | 0.17398
10198 | 5.88 | 1 | 365 | 6.7219 | 0.4747 | 7 | 0.1966
3813 | 14.82 | 1 | 365 | 16.9419 | 0.96175 | 17 | 0.90368
2643 | 4.4 | 1 | 365 | 5.03 | 0.08311 | 5 | 0.1131
2844 | 2 | 1 | 365 | 2.2864 | 0.58323 | 2 | 0.86959
2119 | 4.845 | 1 | 365 | 5.5387 | 0.10288 | 5 | 0.64159
2122 | 8 | 1 | 365 | 9.1454 | 0.33293 | 9 | 0.47837
10549 | 5 | 1 | 365 | 5.7159 | 0.45808 | 6 | 0.17398
3445 | 4.9 | 1 | 365 | 5.6016 | 0.22892 | 5 | 0.8305
4452 | 8.04 | 1 | 365 | 9.1912 | 0.42459 | 9 | 0.61576
4405 | 9.625 | 1 | 365 | 11.0031 | 0.056804 | 11 | 0.059912
3853 | 4.41 | 1 | 365 | 5.0414 | 0.10603 | 5 | 0.14745
4188 | 7.08 | 1 | 365 | 8.0937 | 0.22464 | 8 | 0.31836
32052 | 5.04 | 1 | 365 | 5.7616 | 0.54974 | 6 | 0.31137
3802 | 5.88 | 1 | 365 | 6.7219 | 0.4747 | 7 | 0.1966
6387 | 6.48 | 1 | 365 | 7.4078 | 0.84967 | 8 | 0.25748
16675 | 8.4 | 1 | 365 | 9.6027 | 0.24957 | 9 | 0.85229
2448 | 8.37 | 1 | 365 | 9.5684 | 0.18083 | 9 | 0.74924
3890 | 5.232 | 1 | 365 | 5.9811 | 0.98973 | 6 | 0.97085
6359 | 5.559 | 1 | 365 | 6.3549 | 0.73909 | 7 | 0.094031
7873 | 6.375 | 1 | 365 | 7.2878 | 0.60905 | 7 | 0.89682
11386 | 2.805 | 1 | 365 | 3.2066 | 0.42798 | 3 | 0.6346
4573 | 6.03 | 1 | 365 | 6.8934 | 0.81844 | 7 | 0.71182
4303 | 6.37 | 1 | 365 | 7.2821 | 0.59759 | 7 | 0.87965
19594 | 4.4 | 1 | 365 | 5.03 | 0.08311 | 5 | 0.1131
5044 | 5.88 | 1 | 365 | 6.7219 | 0.4747 | 7 | 0.1966
7426 | 3.575 | 1 | 365 | 4.0869 | 0.19253 | 4 | 0.2794
6941 | 10.791 | 1 | 365 | 12.3361 | 0.72883 | 13 | 0.064884
3755 | 4.48 | 1 | 365 | 5.1214 | 0.26644 | 5 | 0.38789
10208 | 9.405 | 1 | 365 | 10.7516 | 0.55265 | 11 | 0.30426
5519 | 4.14 | 1 | 365 | 4.7328 | 0.48729 | 5 | 0.22006
14715 | 5.94 | 1 | 365 | 6.7905 | 0.6122 | 7 | 0.40269
2326 | 6 | 1 | 365 | 6.8591 | 0.7497 | 7 | 0.60878
3309 | 8.82 | 1 | 365 | 10.0828 | 0.21205 | 10 | 0.2949
3808 | 6.213 | 1 | 365 | 7.1026 | 0.23781 | 7 | 0.34039
3073 | 8.28 | 1 | 365 | 9.4655 | 0.97458 | 10 | 0.44011
3527 | 4.165 | 1 | 365 | 4.7613 | 0.54458 | 5 | 0.30593
3925 | 6.54 | 1 | 365 | 7.4764 | 0.98717 | 8 | 0.46357
9932 | 6.54 | 1 | 365 | 7.4764 | 0.98717 | 8 | 0.46357
3327 | 11.118 | 1 | 365 | 12.7099 | 0.47819 | 13 | 0.18806
3810 | 13.25 | 1 | 365 | 15.1471 | 0.36391 | 15 | 0.51105
3596 | 11.76 | 1 | 365 | 13.4438 | 0.9494 | 14 | 0.3932
4959 | 3.25 | 1 | 365 | 3.7153 | 0.44775 | 4 | 0.16309
3190 | 8.04 | 1 | 365 | 9.1912 | 0.42459 | 9 | 0.61576
2733 | 9.9 | 1 | 365 | 11.3175 | 0.687 | 12 | 0.0044804
5131 | 5.7 | 1 | 365 | 6.5161 | 0.062211 | 6 | 0.57834
2793 | 6.555 | 1 | 365 | 7.4935 | 0.021543 | 7 | 0.51509
4702 | 8.64 | 1 | 365 | 9.8771 | 0.79956 | 10 | 0.67664
15075 | 7.5 | 1 | 365 | 8.5739 | 0.18712 | 8 | 0.76097
21192 | 8.4 | 1 | 365 | 9.6027 | 0.24957 | 9 | 0.85229
22184 | 7 | 1 | 365 | 8.0023 | 0.041312 | 8 | 0.043572
22186 | 6 | 1 | 365 | 6.8591 | 0.7497 | 7 | 0.60878
3217 | 5.355 | 1 | 365 | 6.1217 | 0.2716 | 6 | 0.39333
7593 | 5.865 | 1 | 365 | 6.7048 | 0.44033 | 7 | 0.14508
22166 | 6 | 1 | 365 | 6.8591 | 0.7497 | 7 | 0.60878
4021 | 4.4 | 1 | 365 | 5.03 | 0.08311 | 5 | 0.1131
4212 | 9.36 | 1 | 365 | 10.7002 | 0.44953 | 11 | 0.14969
3382 | 5.39 | 1 | 365 | 6.1617 | 0.35181 | 6 | 0.51355
13338 | 15 | 1 | 365 | 17.1477 | 0.37424 | 17 | 0.52194
14425 | 8.25 | 1 | 365 | 9.4312 | 0.90583 | 10 | 0.33707
4176 | 5.232 | 1 | 365 | 5.9811 | 0.98973 | 6 | 0.97085
63190 | 9.9 | 1 | 365 | 11.3175 | 0.687 | 12 | 0.0044804
2437 | 6.6 | 1 | 365 | 7.545 | 0.12467 | 7 | 0.66965
3077 | 4.08 | 1 | 365 | 4.6642 | 0.34979 | 5 | 0.013968
4182 | 7.425 | 1 | 365 | 8.4881 | 0.015249 | 8 | 0.50336
4096 | 6.16 | 1 | 365 | 7.042 | 0.11635 | 7 | 0.15834
22162 | 7 | 1 | 365 | 8.0023 | 0.041312 | 8 | 0.043572
2554 | 7.14 | 1 | 365 | 8.1623 | 0.36214 | 8 | 0.52444
4280 | 4.76 | 1 | 365 | 5.4415 | 0.90809 | 6 | 0.34963
3892 | 7.25 | 1 | 365 | 8.2881 | 0.61422 | 8 | 0.90227
4462 | 5.36 | 1 | 365 | 6.1274 | 0.28306 | 6 | 0.41051
3523 | 7.65 | 1 | 365 | 8.7453 | 0.53086 | 9 | 0.27619
9426 | 4.5 | 1 | 365 | 5.1443 | 0.31227 | 5 | 0.45658
2536 | 7.56 | 1 | 365 | 8.6424 | 0.32462 | 8 | 0.96706
5242 | 5.88 | 1 | 365 | 6.7219 | 0.4747 | 7 | 0.1966
2948 | 9.69 | 1 | 365 | 11.0774 | 0.20576 | 11 | 0.28317
3043 | 5 | 1 | 365 | 5.7159 | 0.45808 | 6 | 0.17398
2758 | 5 | 1 | 365 | 5.7159 | 0.45808 | 6 | 0.17398
2476 | 8.1 | 1 | 365 | 9.2598 | 0.56209 | 9 | 0.82185
16288 | 5.1 | 1 | 365 | 5.8302 | 0.68724 | 6 | 0.51746
6104 | 6.7 | 1 | 365 | 7.6593 | 0.35383 | 8 | 0.013133
420 | 3.5 | 1 | 365 | 4.0011 | 0.020656 | 4 | 0.021786
10749 | 7.65 | 1 | 365 | 8.7453 | 0.53086 | 9 | 0.27619
52660 | 7.965 | 1 | 365 | 9.1054 | 0.25272 | 9 | 0.35815
2472 | 10.36 | 1 | 365 | 11.8433 | 0.74114 | 12 | 0.58449
9120 | 11.56 | 1 | 365 | 13.2152 | 0.49108 | 13 | 0.70624
4311 | 7.848 | 1 | 365 | 8.9717 | 0.9846 | 9 | 0.95628
5636 | 10 | 1 | 365 | 11.4318 | 0.91616 | 12 | 0.34796
4705 | 4.86 | 1 | 365 | 5.5559 | 0.13725 | 5 | 0.69311
17171 | 4.59 | 1 | 365 | 5.2472 | 0.51852 | 5 | 0.76571
4201 | 3.924 | 1 | 365 | 4.4858 | 0.9923 | 5 | 0.47814
3378 | 7.15 | 1 | 365 | 8.1737 | 0.38505 | 8 | 0.55879
4114 | 9 | 1 | 365 | 10.2886 | 0.62454 | 10 | 0.91316
3842 | 5.175 | 1 | 365 | 5.916 | 0.85911 | 6 | 0.77507
4652 | 6.63 | 1 | 365 | 7.5793 | 0.19341 | 7 | 0.7727
4353 | 9.81 | 1 | 365 | 11.2146 | 0.48075 | 11 | 0.69535
4093 | 11.772 | 1 | 365 | 13.4575 | 0.9769 | 14 | 0.43442
15540 | 6.9 | 1 | 365 | 7.8879 | 0.81215 | 8 | 0.70009
3015 | 8 | 1 | 365 | 9.1454 | 0.33293 | 9 | 0.47837
4210 | 5.3 | 1 | 365 | 6.0589 | 0.14556 | 6 | 0.20442
6549 | 6.37 | 1 | 365 | 7.2821 | 0.59759 | 7 | 0.87965
5614 | 7.25 | 1 | 365 | 8.2881 | 0.61422 | 8 | 0.90227
2965 | 9.36 | 1 | 365 | 10.7002 | 0.44953 | 11 | 0.14969
7597 | 10.2 | 1 | 365 | 11.6604 | 0.37448 | 12 | 0.034919
2297 | 5.25 | 1 | 365 | 6.0017 | 0.030984 | 6 | 0.032679
5066 | 10.335 | 1 | 365 | 11.8148 | 0.68385 | 12 | 0.49862
2559 | 6.5 | 1 | 365 | 7.4307 | 0.8955 | 8 | 0.32617
3125 | 2 | 1 | 365 | 2.2864 | 0.58323 | 2 | 0.86959
5192 | 4.08 | 1 | 365 | 4.6642 | 0.34979 | 5 | 0.013968
2921 | 4.335 | 1 | 365 | 4.9557 | 0.93416 | 5 | 0.88984
16564 | 9.9 | 1 | 365 | 11.3175 | 0.687 | 12 | 0.0044804
54405 | 8.745 | 1 | 365 | 9.9971 | 0.040182 | 10 | 0.037291
5003 | 3.92 | 1 | 365 | 4.4813 | 0.98313 | 5 | 0.4644
22183 | 7 | 1 | 365 | 8.0023 | 0.041312 | 8 | 0.043572
22182 | 6 | 1 | 365 | 6.8591 | 0.7497 | 7 | 0.60878
4649 | 7 | 1 | 365 | 8.0023 | 0.041312 | 8 | 0.043572
44009 | 8.28 | 1 | 365 | 9.4655 | 0.97458 | 10 | 0.44011
44017 | 7.59 | 1 | 365 | 8.6767 | 0.39337 | 9 | 0.070102
22187 | 7 | 1 | 365 | 8.0023 | 0.041312 | 8 | 0.043572
4015 | 5.025 | 1 | 365 | 5.7445 | 0.51537 | 6 | 0.25985
81461 | 6.72 | 1 | 365 | 7.6822 | 0.39966 | 8 | 0.081829
2825 | 7 | 1 | 365 | 8.0023 | 0.041312 | 8 | 0.043572
4034 | 7.975 | 1 | 365 | 9.1169 | 0.27564 | 9 | 0.3925
3863 | 5.94 | 1 | 365 | 6.7905 | 0.6122 | 7 | 0.40269
10295 | 6.8 | 1 | 365 | 7.7736 | 0.58299 | 8 | 0.35661
3026 | 7.8 | 1 | 365 | 8.9168 | 0.8746 | 9 | 0.79141
4526 | 9 | 1 | 365 | 10.2886 | 0.62454 | 10 | 0.91316
3699 | 4.24 | 1 | 365 | 4.8471 | 0.71645 | 5 | 0.56354
10287 | 9 | 1 | 365 | 10.2886 | 0.62454 | 10 | 0.91316
4750 | 5 | 1 | 365 | 5.7159 | 0.45808 | 6 | 0.17398
10745 | 6 | 1 | 365 | 6.8591 | 0.7497 | 7 | 0.60878
19713 | 5.32 | 1 | 365 | 6.0817 | 0.1914 | 6 | 0.27311
2272 | 5 | 1 | 365 | 5.7159 | 0.45808 | 6 | 0.17398
5772 | 14.535 | 1 | 365 | 16.6161 | 0.30864 | 16 | 0.92476
4058 | 7.395 | 1 | 365 | 8.4538 | 0.9465 | 9 | 0.40032
8686 | 5.75 | 1 | 365 | 6.5733 | 0.17679 | 6 | 0.75008
4025 | 9.36 | 1 | 365 | 10.7002 | 0.44953 | 11 | 0.14969
4055 | 5.25 | 1 | 365 | 6.0017 | 0.030984 | 6 | 0.032679
2418 | 3.57 | 1 | 365 | 4.0812 | 0.18107 | 4 | 0.26222
15996 | 3.315 | 1 | 365 | 3.7896 | 0.59671 | 4 | 0.38635
4914 | 9.52 | 1 | 365 | 10.8831 | 0.81618 | 11 | 0.69926
2702 | 5 | 1 | 365 | 5.7159 | 0.45808 | 6 | 0.17398
2369 | 3 | 1 | 365 | 3.4295 | 0.87485 | 4 | 0.30439
5043 | 3.75 | 1 | 365 | 4.2869 | 0.59356 | 4 | 0.88049
2547 | 4.75 | 1 | 365 | 5.4301 | 0.88518 | 6 | 0.31528
3907 | 8.82 | 1 | 365 | 10.0828 | 0.21205 | 10 | 0.2949
5435 | 5.04 | 1 | 365 | 5.7616 | 0.54974 | 6 | 0.31137
6672 | 5.145 | 1 | 365 | 5.8817 | 0.79036 | 6 | 0.67203
11614 | 14.715 | 1 | 365 | 16.8219 | 0.72113 | 17 | 0.54302
4730 | 7.14 | 1 | 365 | 8.1623 | 0.36214 | 8 | 0.52444
6364 | 5.67 | 1 | 365 | 6.4818 | 0.99346 | 7 | 0.47529
2930 | 4.25 | 1 | 365 | 4.8585 | 0.73937 | 5 | 0.59788
3431 | 3.685 | 1 | 365 | 4.2126 | 0.4446 | 4 | 0.65722
3133 | 12.24 | 1 | 365 | 13.9925 | 0.04938 | 14 | 0.041903
2376 | 3.75 | 1 | 365 | 4.2869 | 0.59356 | 4 | 0.88049
3905 | 6.325 | 1 | 365 | 7.2306 | 0.49447 | 7 | 0.72508
3202 | 8.64 | 1 | 365 | 9.8771 | 0.79956 | 10 | 0.67664
4773 | 2.5 | 1 | 365 | 2.858 | 0.72904 | 3 | 0.58699
12144 | 5.94 | 1 | 365 | 6.7905 | 0.6122 | 7 | 0.40269
3272 | 4.32 | 1 | 365 | 4.9385 | 0.89978 | 5 | 0.83832
4137 | 9.156 | 1 | 365 | 10.467 | 0.98204 | 11 | 0.44899
3885 | 6.37 | 1 | 365 | 7.2821 | 0.59759 | 7 | 0.87965
3257 | 8 | 1 | 365 | 9.1454 | 0.33293 | 9 | 0.47837
2760 | 4.32 | 1 | 365 | 4.9385 | 0.89978 | 5 | 0.83832
4459 | 2.75 | 1 | 365 | 3.1437 | 0.30194 | 3 | 0.44569
4185 | 7.521 | 1 | 365 | 8.5979 | 0.23524 | 8 | 0.8331
4710 | 3.185 | 1 | 365 | 3.641 | 0.2988 | 3 | 0.93983
5073 | 9.66 | 1 | 365 | 11.0431 | 0.13701 | 11 | 0.18013
8812 | 3 | 1 | 365 | 3.4295 | 0.87485 | 4 | 0.30439
5095 | 7.425 | 1 | 365 | 8.4881 | 0.015249 | 8 | 0.50336
4240 | 7.395 | 1 | 365 | 8.4538 | 0.9465 | 9 | 0.40032
10455 | 11.55 | 1 | 365 | 13.2037 | 0.46816 | 13 | 0.67189
5343 | 7.5 | 1 | 365 | 8.5739 | 0.18712 | 8 | 0.76097
10919 | 11.55 | 1 | 365 | 13.2037 | 0.46816 | 13 | 0.67189
18235 | 10.05 | 1 | 365 | 11.489 | 0.030741 | 11 | 0.5197
4653 | 5.865 | 1 | 365 | 6.7048 | 0.44033 | 7 | 0.14508
4128 | 7.425 | 1 | 365 | 8.4881 | 0.015249 | 8 | 0.50336
3069 | 5.232 | 1 | 365 | 5.9811 | 0.98973 | 6 | 0.97085
52665 | 4.37 | 1 | 365 | 4.9957 | 0.014362 | 5 | 0.010059
3467 | 9.483 | 1 | 365 | 10.8408 | 0.73139 | 11 | 0.57217
3330 | 12.1 | 1 | 365 | 13.8325 | 0.72855 | 14 | 0.56103
4206 | 12.96 | 1 | 365 | 14.8156 | 0.69934 | 15 | 0.51496
52663 | 7.26 | 1 | 365 | 8.2995 | 0.63713 | 8 | 0.93662
2173 | 8.502 | 1 | 365 | 9.7193 | 0.48332 | 10 | 0.20264
7240 | 2.55 | 1 | 365 | 2.9151 | 0.84362 | 3 | 0.75873
4850 | 8.04 | 1 | 365 | 9.1912 | 0.42459 | 9 | 0.61576
29200 | 5.06 | 1 | 365 | 5.7845 | 0.59558 | 6 | 0.38007
6484 | 9.99 | 1 | 365 | 11.4204 | 0.89324 | 12 | 0.31361
5117 | 4.655 | 1 | 365 | 5.3215 | 0.66747 | 5 | 0.98898
14254 | 5.94 | 1 | 365 | 6.7905 | 0.6122 | 7 | 0.40269
3071 | 5.5 | 1 | 365 | 6.2875 | 0.60389 | 6 | 0.89138
4380 | 5.865 | 1 | 365 | 6.7048 | 0.44033 | 7 | 0.14508
3647 | 9.81 | 1 | 365 | 11.2146 | 0.48075 | 11 | 0.69535
6444 | 8.25 | 1 | 365 | 9.4312 | 0.90583 | 10 | 0.33707
2274 | 4.75 | 1 | 365 | 5.4301 | 0.88518 | 6 | 0.31528
4050 | 5.25 | 1 | 365 | 6.0017 | 0.030984 | 6 | 0.032679
6423 | 10 | 1 | 365 | 11.4318 | 0.91616 | 12 | 0.34796
2343 | 8 | 1 | 365 | 9.1454 | 0.33293 | 9 | 0.47837
3701 | 5.25 | 1 | 365 | 6.0017 | 0.030984 | 6 | 0.032679
7258 | 6 | 1 | 365 | 6.8591 | 0.7497 | 7 | 0.60878
3658 | 4.845 | 1 | 365 | 5.5387 | 0.10288 | 5 | 0.64159
2613 | 5.61 | 1 | 365 | 6.4132 | 0.85597 | 7 | 0.26921
7940 | 7.5 | 1 | 365 | 8.5739 | 0.18712 | 8 | 0.76097
5484 | 7.65 | 1 | 365 | 8.7453 | 0.53086 | 9 | 0.27619
3574 | 4.25 | 1 | 365 | 4.8585 | 0.73937 | 5 | 0.59788
2296 | 3.06 | 1 | 365 | 3.4981 | 0.012345 | 3 | 0.51048
16238 | 8.91 | 1 | 365 | 10.1857 | 0.4183 | 10 | 0.60403
2406 | 4 | 1 | 365 | 4.5727 | 0.16646 | 4 | 0.73918
19469 | 5.775 | 1 | 365 | 6.6019 | 0.23408 | 6 | 0.83595
2461 | 2.295 | 1 | 365 | 2.6236 | 0.25926 | 2 | 0.88286
11131 | 6.25 | 1 | 365 | 7.1449 | 0.3226 | 7 | 0.46747
3228 | 10.25 | 1 | 365 | 11.7176 | 0.48906 | 12 | 0.20666
2328 | 7 | 1 | 365 | 8.0023 | 0.041312 | 8 | 0.043572
2799 | 5.5 | 1 | 365 | 6.2875 | 0.60389 | 6 | 0.89138
9298 | 7 | 1 | 365 | 8.0023 | 0.041312 | 8 | 0.043572
2390 | 10 | 1 | 365 | 11.4318 | 0.91616 | 12 | 0.34796
2463 | 7.5 | 1 | 365 | 8.5739 | 0.18712 | 8 | 0.76097
2226 | 4.75 | 1 | 365 | 5.4301 | 0.88518 | 6 | 0.31528
2283 | 3.75 | 1 | 365 | 4.2869 | 0.59356 | 4 | 0.88049
2408 | 2.5 | 1 | 365 | 2.858 | 0.72904 | 3 | 0.58699
4196 | 4.59 | 1 | 365 | 5.2472 | 0.51852 | 5 | 0.76571
5005 | 5 | 1 | 365 | 5.7159 | 0.45808 | 6 | 0.17398
3712 | 3.75 | 1 | 365 | 4.2869 | 0.59356 | 4 | 0.88049
6162 | 5.67 | 1 | 365 | 6.4818 | 0.99346 | 7 | 0.47529
4053 | 3.315 | 1 | 365 | 3.7896 | 0.59671 | 4 | 0.38635
6290 | 9.45 | 1 | 365 | 10.8031 | 0.65577 | 11 | 0.45882
4698 | 4.08 | 1 | 365 | 4.6642 | 0.34979 | 5 | 0.013968
8654 | 2 | 1 | 365 | 2.2864 | 0.58323 | 2 | 0.86959
2249 | 9.99 | 1 | 365 | 11.4204 | 0.89324 | 12 | 0.31361
3238 | 8.37 | 1 | 365 | 9.5684 | 0.18083 | 9 | 0.74924
4220 | 11.18 | 1 | 365 | 12.7808 | 0.62027 | 13 | 0.40102
15191 | 3.71 | 1 | 365 | 4.2412 | 0.5019 | 4 | 0.74309
5373 | 5.3 | 1 | 365 | 6.0589 | 0.14556 | 6 | 0.20442
6118 | 4.355 | 1 | 365 | 4.9785 | 0.97999 | 5 | 0.95854
8697 | 9.075 | 1 | 365 | 10.3744 | 0.79642 | 11 | 0.17077
3838 | 5.145 | 1 | 365 | 5.8817 | 0.79036 | 6 | 0.67203
3835 | 5.025 | 1 | 365 | 5.7445 | 0.51537 | 6 | 0.25985
6485 | 9.72 | 1 | 365 | 11.1117 | 0.27451 | 11 | 0.38622
3108 | 5.04 | 1 | 365 | 5.7616 | 0.54974 | 6 | 0.31137
3493 | 4.48 | 1 | 365 | 5.1214 | 0.26644 | 5 | 0.38789
2677 | 5.1 | 1 | 365 | 5.8302 | 0.68724 | 6 | 0.51746
10761 | 4.41 | 1 | 365 | 5.0414 | 0.10603 | 5 | 0.14745
6787 | 8.28 | 1 | 365 | 9.4655 | 0.97458 | 10 | 0.44011
3856 | 7.15 | 1 | 365 | 8.1737 | 0.38505 | 8 | 0.55879
19483 | 11.825 | 1 | 365 | 13.5181 | 0.098359 | 13 | 0.61646
5491 | 5.225 | 1 | 365 | 5.9731 | 0.97369 | 6 | 0.94681
10211 | 10.92 | 1 | 365 | 12.4835 | 0.024447 | 12 | 0.50797
4580 | 7.5 | 1 | 365 | 8.5739 | 0.18712 | 8 | 0.76097
3485 | 9.5 | 1 | 365 | 10.8602 | 0.77035 | 11 | 0.63056
52659 | 3.68 | 1 | 365 | 4.2069 | 0.43315 | 4 | 0.64005
29164 | 14.82 | 1 | 365 | 16.9419 | 0.96175 | 17 | 0.90368
3897 | 8.25 | 1 | 365 | 9.4312 | 0.90583 | 10 | 0.33707
10941 | 5.145 | 1 | 365 | 5.8817 | 0.79036 | 6 | 0.67203
16940 | 3.06 | 1 | 365 | 3.4981 | 0.012345 | 3 | 0.51048
4229 | 6.21 | 1 | 365 | 7.0991 | 0.23094 | 7 | 0.33008
3800 | 12.65 | 1 | 365 | 14.4612 | 0.98894 | 15 | 0.45017
5072 | 6.6 | 1 | 365 | 7.545 | 0.12467 | 7 | 0.66965
4704 | 7 | 1 | 365 | 8.0023 | 0.041312 | 8 | 0.043572
22700 | 8.25 | 1 | 365 | 9.4312 | 0.90583 | 10 | 0.33707
4152 | 9.483 | 1 | 365 | 10.8408 | 0.73139 | 11 | 0.57217
5288 | 6.54 | 1 | 365 | 7.4764 | 0.98717 | 8 | 0.46357
5623 | 5.886 | 1 | 365 | 6.7288 | 0.48845 | 7 | 0.21721
6489 | 7.035 | 1 | 365 | 8.0423 | 0.12152 | 8 | 0.16379
3857 | 8.575 | 1 | 365 | 9.8028 | 0.65061 | 10 | 0.45338
3369 | 7.65 | 1 | 365 | 8.7453 | 0.53086 | 9 | 0.27619
6581 | 6.16 | 1 | 365 | 7.042 | 0.11635 | 7 | 0.15834
4209 | 4.5 | 1 | 365 | 5.1443 | 0.31227 | 5 | 0.45658
53966 | 9.9 | 1 | 365 | 11.3175 | 0.687 | 12 | 0.0044804
4087 | 8.25 | 1 | 365 | 9.4312 | 0.90583 | 10 | 0.33707
4591 | 8 | 1 | 365 | 9.1454 | 0.33293 | 9 | 0.47837
10363 | 6 | 1 | 365 | 6.8591 | 0.7497 | 7 | 0.60878
18527 | 7.8 | 1 | 365 | 8.9168 | 0.8746 | 9 | 0.79141
4183 | 5.232 | 1 | 365 | 5.9811 | 0.98973 | 6 | 0.97085
3418 | 8.82 | 1 | 365 | 10.0828 | 0.21205 | 10 | 0.2949
52038 | 4.335 | 1 | 365 | 4.9557 | 0.93416 | 5 | 0.88984
27034 | 6.84 | 1 | 365 | 7.8194 | 0.67465 | 8 | 0.494
3339 | 6.7 | 1 | 365 | 7.6593 | 0.35383 | 8 | 0.013133
4100 | 8.28 | 1 | 365 | 9.4655 | 0.97458 | 10 | 0.44011
27225 | 6.213 | 1 | 365 | 7.1026 | 0.23781 | 7 | 0.34039
14080 | 4.69 | 1 | 365 | 5.3615 | 0.74768 | 6 | 0.10919
2225 | 4.25 | 1 | 365 | 4.8585 | 0.73937 | 5 | 0.59788
14036 | 5 | 1 | 365 | 5.7159 | 0.45808 | 6 | 0.17398
3875 | 6 | 1 | 365 | 6.8591 | 0.7497 | 7 | 0.60878
5077 | 8.4 | 1 | 365 | 9.6027 | 0.24957 | 9 | 0.85229
3060 | 6.16 | 1 | 365 | 7.042 | 0.11635 | 7 | 0.15834
48822 | 10.8 | 1 | 365 | 12.3463 | 0.74945 | 13 | 0.095797
5266 | 9.75 | 1 | 365 | 11.146 | 0.34326 | 11 | 0.48926
3687 | 8.525 | 1 | 365 | 9.7456 | 0.53603 | 10 | 0.28164
3281 | 3.3 | 1 | 365 | 3.7725 | 0.56233 | 4 | 0.33483
4786 | 2.94 | 1 | 365 | 3.3609 | 0.73735 | 4 | 0.0983
11893 | 4.25 | 1 | 365 | 4.8585 | 0.73937 | 5 | 0.59788
4377 | 5.39 | 1 | 365 | 6.1617 | 0.35181 | 6 | 0.51355
5543 | 3 | 1 | 365 | 3.4295 | 0.87485 | 4 | 0.30439
5286 | 12.1 | 1 | 365 | 13.8325 | 0.72855 | 14 | 0.56103
4463 | 8.4 | 1 | 365 | 9.6027 | 0.24957 | 9 | 0.85229
3242 | 6.75 | 1 | 365 | 7.7165 | 0.46841 | 8 | 0.18487
24979 | 9.18 | 1 | 365 | 10.4944 | 0.037035 | 10 | 0.53143
22507 | 5.1 | 1 | 365 | 5.8302 | 0.68724 | 6 | 0.51746
6557 | 9.54 | 1 | 365 | 10.9059 | 0.86202 | 11 | 0.76795
11415 | 7.84 | 1 | 365 | 8.9625 | 0.96627 | 9 | 0.9288
53844 | 3.75 | 1 | 365 | 4.2869 | 0.59356 | 4 | 0.88049
3389 | 8.04 | 1 | 365 | 9.1912 | 0.42459 | 9 | 0.61576
2456 | 7.5 | 1 | 365 | 8.5739 | 0.18712 | 8 | 0.76097
14027 | 5.1 | 1 | 365 | 5.8302 | 0.68724 | 6 | 0.51746
8028 | 4.845 | 1 | 365 | 5.5387 | 0.10288 | 5 | 0.64159
8701 | 5.61 | 1 | 365 | 6.4132 | 0.85597 | 7 | 0.26921
3510 | 5.5 | 1 | 365 | 6.2875 | 0.60389 | 6 | 0.89138
11201 | 14.4 | 1 | 365 | 16.4618 | 0.99927 | 17 | 0.46106
5419 | 7.14 | 1 | 365 | 8.1623 | 0.36214 | 8 | 0.52444
9294 | 7.905 | 1 | 365 | 9.0368 | 0.11522 | 9 | 0.15206
3070 | 7.95 | 1 | 365 | 9.0883 | 0.21835 | 9 | 0.30663
3483 | 7.5 | 1 | 365 | 8.5739 | 0.18712 | 8 | 0.76097
14108 | 5.1 | 1 | 365 | 5.8302 | 0.68724 | 6 | 0.51746
5493 | 6.867 | 1 | 365 | 7.8502 | 0.73653 | 8 | 0.58674
3487 | 7.14 | 1 | 365 | 8.1623 | 0.36214 | 8 | 0.52444
3473 | 7.848 | 1 | 365 | 8.9717 | 0.9846 | 9 | 0.95628
5490 | 9.52 | 1 | 365 | 10.8831 | 0.81618 | 11 | 0.69926
3803 | 6.36 | 1 | 365 | 7.2706 | 0.57468 | 7 | 0.8453
3916 | 6.37 | 1 | 365 | 7.2821 | 0.59759 | 7 | 0.87965
4301 | 5.88 | 1 | 365 | 6.7219 | 0.4747 | 7 | 0.1966
4891 | 3.5 | 1 | 365 | 4.0011 | 0.020656 | 4 | 0.021786
3278 | 9.18 | 1 | 365 | 10.4944 | 0.037035 | 10 | 0.53143
3603 | 4.68 | 1 | 365 | 5.3501 | 0.72476 | 6 | 0.074845
2509 | 8.82 | 1 | 365 | 10.0828 | 0.21205 | 10 | 0.2949
4831 | 7.595 | 1 | 365 | 8.6825 | 0.40482 | 9 | 0.087276
4075 | 8.085 | 1 | 365 | 9.2426 | 0.52772 | 9 | 0.77033
4078 | 5.88 | 1 | 365 | 6.7219 | 0.4747 | 7 | 0.1966
6424 | 4.5 | 1 | 365 | 5.1443 | 0.31227 | 5 | 0.45658
6267 | 8.25 | 1 | 365 | 9.4312 | 0.90583 | 10 | 0.33707
6327 | 6.25 | 1 | 365 | 7.1449 | 0.3226 | 7 | 0.46747
2227 | 4 | 1 | 365 | 4.5727 | 0.16646 | 4 | 0.73918
43397 | 9 | 1 | 365 | 10.2886 | 0.62454 | 10 | 0.91316
12468 | 7.02 | 1 | 365 | 8.0251 | 0.087144 | 8 | 0.11227
5707 | 8.48 | 1 | 365 | 9.6942 | 0.4329 | 10 | 0.12707
6052 | 5.1 | 1 | 365 | 5.8302 | 0.68724 | 6 | 0.51746
2742 | 6.21 | 1 | 365 | 7.0991 | 0.23094 | 7 | 0.33008
6321 | 4.125 | 1 | 365 | 4.7156 | 0.45292 | 5 | 0.16853
4564 | 5.2 | 1 | 365 | 5.9445 | 0.9164 | 6 | 0.86094
3759 | 5.94 | 1 | 365 | 6.7905 | 0.6122 | 7 | 0.40269
7166 | 4.59 | 1 | 365 | 5.2472 | 0.51852 | 5 | 0.76571
5087 | 4.5 | 1 | 365 | 5.1443 | 0.31227 | 5 | 0.45658
3969 | 5.25 | 1 | 365 | 6.0017 | 0.030984 | 6 | 0.032679
9463 | 7.5 | 1 | 365 | 8.5739 | 0.18712 | 8 | 0.76097
3515 | 3.5 | 1 | 365 | 4.0011 | 0.020656 | 4 | 0.021786
2857 | 5.5 | 1 | 365 | 6.2875 | 0.60389 | 6 | 0.89138
4469 | 3.675 | 1 | 365 | 4.2012 | 0.42169 | 4 | 0.62288
3796 | 6.82 | 1 | 365 | 7.7965 | 0.62882 | 8 | 0.42531
14411 | 6.48 | 1 | 365 | 7.4078 | 0.84967 | 8 | 0.25748
3502 | 4.59 | 1 | 365 | 5.2472 | 0.51852 | 5 | 0.76571
14994 | 4.5 | 1 | 365 | 5.1443 | 0.31227 | 5 | 0.45658
2711 | 3.825 | 1 | 365 | 4.3727 | 0.76543 | 5 | 0.13809
3567 | 4.75 | 1 | 365 | 5.4301 | 0.88518 | 6 | 0.31528
3967 | 5.5 | 1 | 365 | 6.2875 | 0.60389 | 6 | 0.89138
10956 | 9.9 | 1 | 365 | 11.3175 | 0.687 | 12 | 0.0044804
4897 | 7.5 | 1 | 365 | 8.5739 | 0.18712 | 8 | 0.76097
2729 | 12.1 | 1 | 365 | 13.8325 | 0.72855 | 14 | 0.56103
3385 | 6.095 | 1 | 365 | 6.9677 | 0.9674 | 7 | 0.93508
6690 | 12.72 | 1 | 365 | 14.5412 | 0.14936 | 14 | 0.69061
6416 | 8.415 | 1 | 365 | 9.6199 | 0.28395 | 9 | 0.90381
4529 | 9.045 | 1 | 365 | 10.3401 | 0.72767 | 11 | 0.06773
4534 | 8.25 | 1 | 365 | 9.4312 | 0.90583 | 10 | 0.33707
6744 | 4.75 | 1 | 365 | 5.4301 | 0.88518 | 6 | 0.31528
3767 | 8 | 1 | 365 | 9.1454 | 0.33293 | 9 | 0.47837
2748 | 7.395 | 1 | 365 | 8.4538 | 0.9465 | 9 | 0.40032
2720 | 5.1 | 1 | 365 | 5.8302 | 0.68724 | 6 | 0.51746
20975 | 5.865 | 1 | 365 | 6.7048 | 0.44033 | 7 | 0.14508
4395 | 7.56 | 1 | 365 | 8.6424 | 0.32462 | 8 | 0.96706
3848 | 5.6 | 1 | 365 | 6.4018 | 0.83305 | 7 | 0.23486
6300 | 5.25 | 1 | 365 | 6.0017 | 0.030984 | 6 | 0.032679
6812 | 6.7 | 1 | 365 | 7.6593 | 0.35383 | 8 | 0.013133
2712 | 5.5 | 1 | 365 | 6.2875 | 0.60389 | 6 | 0.89138
6330 | 5.4 | 1 | 365 | 6.1732 | 0.37473 | 6 | 0.5479
5535 | 7.8 | 1 | 365 | 8.9168 | 0.8746 | 9 | 0.79141
5850 | 8 | 1 | 365 | 9.1454 | 0.33293 | 9 | 0.47837
4407 | 10.14 | 1 | 365 | 11.5918 | 0.23699 | 11 | 0.82883
3727 | 4.08 | 1 | 365 | 4.6642 | 0.34979 | 5 | 0.013968
4165 | 3.675 | 1 | 365 | 4.2012 | 0.42169 | 4 | 0.62288
3049 | 8.67 | 1 | 365 | 9.9114 | 0.86831 | 10 | 0.77968
8040 | 5.75 | 1 | 365 | 6.5733 | 0.17679 | 6 | 0.75008
6003 | 8 | 1 | 365 | 9.1454 | 0.33293 | 9 | 0.47837
5726 | 6.44 | 1 | 365 | 7.3621 | 0.75801 | 8 | 0.12009
6059 | 8.75 | 1 | 365 | 10.0028 | 0.05164 | 10 | 0.054465
4471 | 6.125 | 1 | 365 | 7.002 | 0.036148 | 7 | 0.038126
10546 | 5.565 | 1 | 365 | 6.3618 | 0.75284 | 7 | 0.11464
4810 | 5.886 | 1 | 365 | 6.7288 | 0.48845 | 7 | 0.21721
2762 | 2.295 | 1 | 365 | 2.6236 | 0.25926 | 2 | 0.88286
3955 | 5.75 | 1 | 365 | 6.5733 | 0.17679 | 6 | 0.75008
3667 | 6.25 | 1 | 365 | 7.1449 | 0.3226 | 7 | 0.46747
14205 | 4.655 | 1 | 365 | 5.3215 | 0.66747 | 5 | 0.98898
4719 | 8.91 | 1 | 365 | 10.1857 | 0.4183 | 10 | 0.60403
4689 | 4.41 | 1 | 365 | 5.0414 | 0.10603 | 5 | 0.14745
4527 | 9.065 | 1 | 365 | 10.3629 | 0.7735 | 11 | 0.13643
4135 | 7.02 | 1 | 365 | 8.0251 | 0.087144 | 8 | 0.11227
7653 | 9.01 | 1 | 365 | 10.3001 | 0.64746 | 10 | 0.94751
4288 | 6.6 | 1 | 365 | 7.545 | 0.12467 | 7 | 0.66965
13522 | 4.08 | 1 | 365 | 4.6642 | 0.34979 | 5 | 0.013968
11332 | 12.32 | 1 | 365 | 14.084 | 0.23271 | 14 | 0.31669
2935 | 4.335 | 1 | 365 | 4.9557 | 0.93416 | 5 | 0.88984
4148 | 4 | 1 | 365 | 4.5727 | 0.16646 | 4 | 0.73918
3486 | 9.18 | 1 | 365 | 10.4944 | 0.037035 | 10 | 0.53143
6303 | 11 | 1 | 365 | 12.575 | 0.20778 | 12 | 0.78276
6487 | 8.1 | 1 | 365 | 9.2598 | 0.56209 | 9 | 0.82185
14705 | 8.1 | 1 | 365 | 9.2598 | 0.56209 | 9 | 0.82185
14315 | 7.5 | 1 | 365 | 8.5739 | 0.18712 | 8 | 0.76097
6430 | 10 | 1 | 365 | 11.4318 | 0.91616 | 12 | 0.34796
6415 | 5.355 | 1 | 365 | 6.1217 | 0.2716 | 6 | 0.39333
15038 | 8.96 | 1 | 365 | 10.2429 | 0.53288 | 10 | 0.77577
33499 | 10.8 | 1 | 365 | 12.3463 | 0.74945 | 13 | 0.095797
6305 | 5.61 | 1 | 365 | 6.4132 | 0.85597 | 7 | 0.26921
4059 | 3.825 | 1 | 365 | 4.3727 | 0.76543 | 5 | 0.13809
3086 | 4.08 | 1 | 365 | 4.6642 | 0.34979 | 5 | 0.013968
4535 | 5.865 | 1 | 365 | 6.7048 | 0.44033 | 7 | 0.14508
14611 | 5.145 | 1 | 365 | 5.8817 | 0.79036 | 6 | 0.67203
22106 | 4.5 | 1 | 365 | 5.1443 | 0.31227 | 5 | 0.45658
5975 | 5.61 | 1 | 365 | 6.4132 | 0.85597 | 7 | 0.26921
2746 | 2.25 | 1 | 365 | 2.5722 | 0.15614 | 2 | 0.72829
5978 | 5.5 | 1 | 365 | 6.2875 | 0.60389 | 6 | 0.89138
5478 | 8.5 | 1 | 365 | 9.717 | 0.47874 | 10 | 0.19577
5495 | 7 | 1 | 365 | 8.0023 | 0.041312 | 8 | 0.043572
6450 | 5.4 | 1 | 365 | 6.1732 | 0.37473 | 6 | 0.5479
6055 | 6.5 | 1 | 365 | 7.4307 | 0.8955 | 8 | 0.32617
6466 | 7.25 | 1 | 365 | 8.2881 | 0.61422 | 8 | 0.90227
2745 | 8 | 1 | 365 | 9.1454 | 0.33293 | 9 | 0.47837
5476 | 3.75 | 1 | 365 | 4.2869 | 0.59356 | 4 | 0.88049
2714 | 2.5 | 1 | 365 | 2.858 | 0.72904 | 3 | 0.58699
3236 | 9.99 | 1 | 365 | 11.4204 | 0.89324 | 12 | 0.31361
6326 | 5.61 | 1 | 365 | 6.4132 | 0.85597 | 7 | 0.26921
14436 | 4.59 | 1 | 365 | 5.2472 | 0.51852 | 5 | 0.76571
6491 | 5.61 | 1 | 365 | 6.4132 | 0.85597 | 7 | 0.26921
7081 | 11.7 | 1 | 365 | 13.3752 | 0.81191 | 14 | 0.18711
6238 | 3.825 | 1 | 365 | 4.3727 | 0.76543 | 5 | 0.13809
14682 | 4.5 | 1 | 365 | 5.1443 | 0.31227 | 5 | 0.45658
16523 | 6.96 | 1 | 365 | 7.9565 | 0.94965 | 8 | 0.90618
6200 | 9.25 | 1 | 365 | 10.5744 | 0.19745 | 10 | 0.77186
14622 | 8.1 | 1 | 365 | 9.2598 | 0.56209 | 9 | 0.82185
6259 | 6.5 | 1 | 365 | 7.4307 | 0.8955 | 8 | 0.32617
4466 | 8.4 | 1 | 365 | 9.6027 | 0.24957 | 9 | 0.85229
4883 | 3 | 1 | 365 | 3.4295 | 0.87485 | 4 | 0.30439
3541 | 7.15 | 1 | 365 | 8.1737 | 0.38505 | 8 | 0.55879
3324 | 6.7 | 1 | 365 | 7.6593 | 0.35383 | 8 | 0.013133
3076 | 7 | 1 | 365 | 8.0023 | 0.041312 | 8 | 0.043572
6214 | 7.02 | 1 | 365 | 8.0251 | 0.087144 | 8 | 0.11227
3836 | 8.97 | 1 | 365 | 10.2543 | 0.5558 | 10 | 0.81012
2763 | 2.55 | 1 | 365 | 2.9151 | 0.84362 | 3 | 0.75873
4799 | 4.08 | 1 | 365 | 4.6642 | 0.34979 | 5 | 0.013968
4160 | 9.81 | 1 | 365 | 11.2146 | 0.48075 | 11 | 0.69535
3961 | 3.825 | 1 | 365 | 4.3727 | 0.76543 | 5 | 0.13809
10879 | 9.45 | 1 | 365 | 10.8031 | 0.65577 | 11 | 0.45882
2743 | 10.25 | 1 | 365 | 11.7176 | 0.48906 | 12 | 0.20666
3651 | 8.16 | 1 | 365 | 9.3283 | 0.69959 | 10 | 0.027935
3777 | 4.59 | 1 | 365 | 5.2472 | 0.51852 | 5 | 0.76571
15374 | 4.59 | 1 | 365 | 5.2472 | 0.51852 | 5 | 0.76571
21643 | 8.25 | 1 | 365 | 9.4312 | 0.90583 | 10 | 0.33707
3083 | 3.315 | 1 | 365 | 3.7896 | 0.59671 | 4 | 0.38635
3484 | 8.415 | 1 | 365 | 9.6199 | 0.28395 | 9 | 0.90381
2780 | 7.65 | 1 | 365 | 8.7453 | 0.53086 | 9 | 0.27619
3085 | 3.825 | 1 | 365 | 4.3727 | 0.76543 | 5 | 0.13809
6357 | 8.16 | 1 | 365 | 9.3283 | 0.69959 | 10 | 0.027935
2753 | 4.845 | 1 | 365 | 5.5387 | 0.10288 | 5 | 0.64159
14364 | 7.96 | 1 | 365 | 9.0997 | 0.24126 | 9 | 0.34098
2747 | 5.355 | 1 | 365 | 6.1217 | 0.2716 | 6 | 0.39333
3607 | 3.75 | 1 | 365 | 4.2869 | 0.59356 | 4 | 0.88049
5483 | 5.39 | 1 | 365 | 6.1617 | 0.35181 | 6 | 0.51355
4186 | 8.175 | 1 | 365 | 9.3455 | 0.73396 | 10 | 0.079457
3735 | 4.59 | 1 | 365 | 5.2472 | 0.51852 | 5 | 0.76571
6579 | 13.065 | 1 | 365 | 14.9356 | 0.93996 | 15 | 0.87561
3264 | 10.965 | 1 | 365 | 12.535 | 0.12757 | 12 | 0.66254
4494 | 7.02 | 1 | 365 | 8.0251 | 0.087144 | 8 | 0.11227
12640 | 9.81 | 1 | 365 | 11.2146 | 0.48075 | 11 | 0.69535
14689 | 5.5 | 1 | 365 | 6.2875 | 0.60389 | 6 | 0.89138
6474 | 5.4 | 1 | 365 | 6.1732 | 0.37473 | 6 | 0.5479
6312 | 9.72 | 1 | 365 | 11.1117 | 0.27451 | 11 | 0.38622
3235 | 6.12 | 1 | 365 | 6.9963 | 0.02469 | 7 | 0.020952
12456 | 13.4 | 1 | 365 | 15.3186 | 0.70765 | 16 | 0.026266
3476 | 5.639 | 1 | 365 | 6.4464 | 0.92242 | 7 | 0.36881
10961 | 4.59 | 1 | 365 | 5.2472 | 0.51852 | 5 | 0.76571
5225 | 9.5 | 1 | 365 | 10.8602 | 0.77035 | 11 | 0.63056
9312 | 5 | 1 | 365 | 5.7159 | 0.45808 | 6 | 0.17398
6257 | 9.75 | 1 | 365 | 11.146 | 0.34326 | 11 | 0.48926
4551 | 4.08 | 1 | 365 | 4.6642 | 0.34979 | 5 | 0.013968
4490 | 3.06 | 1 | 365 | 3.4981 | 0.012345 | 3 | 0.51048
3374 | 6.12 | 1 | 365 | 6.9963 | 0.02469 | 7 | 0.020952
6092 | 6.12 | 1 | 365 | 6.9963 | 0.02469 | 7 | 0.020952
7583 | 3.06 | 1 | 365 | 3.4981 | 0.012345 | 3 | 0.51048
9787 | 4.5 | 1 | 365 | 5.1443 | 0.31227 | 5 | 0.45658
10701 | 4.59 | 1 | 365 | 5.2472 | 0.51852 | 5 | 0.76571
6007 | 3.75 | 1 | 365 | 4.2869 | 0.59356 | 4 | 0.88049
6054 | 7.25 | 1 | 365 | 8.2881 | 0.61422 | 8 | 0.90227
9691 | 10.5 | 1 | 365 | 12.0034 | 0.061968 | 12 | 0.065358
3557 | 8.4 | 1 | 365 | 9.6027 | 0.24957 | 9 | 0.85229
3286 | 5.1 | 1 | 365 | 5.8302 | 0.68724 | 6 | 0.51746
2750 | 5.25 | 1 | 365 | 6.0017 | 0.030984 | 6 | 0.032679
3529 | 8.5 | 1 | 365 | 9.717 | 0.47874 | 10 | 0.19577
3568 | 5 | 1 | 365 | 5.7159 | 0.45808 | 6 | 0.17398
2749 | 3.25 | 1 | 365 | 3.7153 | 0.44775 | 4 | 0.16309
3703 | 5.5 | 1 | 365 | 6.2875 | 0.60389 | 6 | 0.89138
6116 | 6.12 | 1 | 365 | 6.9963 | 0.02469 | 7 | 0.020952
9250 | 9.35 | 1 | 365 | 10.6887 | 0.42661 | 11 | 0.11534
6684 | 7.56 | 1 | 365 | 8.6424 | 0.32462 | 8 | 0.96706
6562 | 6.36 | 1 | 365 | 7.2706 | 0.57468 | 7 | 0.8453
4169 | 6.25 | 1 | 365 | 7.1449 | 0.3226 | 7 | 0.46747
4387 | 6 | 1 | 365 | 6.8591 | 0.7497 | 7 | 0.60878
5378 | 3 | 1 | 365 | 3.4295 | 0.87485 | 4 | 0.30439
6602 | 5.98 | 1 | 365 | 6.8362 | 0.70386 | 7 | 0.54008
6660 | 8.25 | 1 | 365 | 9.4312 | 0.90583 | 10 | 0.33707
3314 | 6.6 | 1 | 365 | 7.545 | 0.12467 | 7 | 0.66965
3880 | 8.25 | 1 | 365 | 9.4312 | 0.90583 | 10 | 0.33707
4443 | 6.37 | 1 | 365 | 7.2821 | 0.59759 | 7 | 0.87965
3475 | 6.54 | 1 | 365 | 7.4764 | 0.98717 | 8 | 0.46357
4171 | 8.25 | 1 | 365 | 9.4312 | 0.90583 | 10 | 0.33707
3063 | 9.945 | 1 | 365 | 11.3689 | 0.79012 | 12 | 0.15905
5702 | 3.18 | 1 | 365 | 3.6353 | 0.28734 | 3 | 0.92265
3237 | 5.39 | 1 | 365 | 6.1617 | 0.35181 | 6 | 0.51355
3573 | 7.7 | 1 | 365 | 8.8025 | 0.64544 | 9 | 0.44793
6607 | 2.45 | 1 | 365 | 2.8008 | 0.61446 | 3 | 0.41525
4813 | 4.32 | 1 | 365 | 4.9385 | 0.89978 | 5 | 0.83832
5818 | 7.905 | 1 | 365 | 9.0368 | 0.11522 | 9 | 0.15206
2877 | 10.25 | 1 | 365 | 11.7176 | 0.48906 | 12 | 0.20666
3540 | 2.915 | 1 | 365 | 3.3324 | 0.68006 | 4 | 0.01243
5487 | 3.315 | 1 | 365 | 3.7896 | 0.59671 | 4 | 0.38635
2970 | 7.25 | 1 | 365 | 8.2881 | 0.61422 | 8 | 0.90227
5222 | 8.16 | 1 | 365 | 9.3283 | 0.69959 | 10 | 0.027935
22426 | 3.36 | 1 | 365 | 3.8411 | 0.69983 | 4 | 0.54091
4138 | 3.75 | 1 | 365 | 4.2869 | 0.59356 | 4 | 0.88049
2631 | 7 | 1 | 365 | 8.0023 | 0.041312 | 8 | 0.043572
7942 | 12.5 | 1 | 365 | 14.2897 | 0.6452 | 14 | 0.93495
3119 | 4.845 | 1 | 365 | 5.5387 | 0.10288 | 5 | 0.64159
4111 | 5.4 | 1 | 365 | 6.1732 | 0.37473 | 6 | 0.5479
2829 | 11.25 | 1 | 365 | 12.8608 | 0.78068 | 13 | 0.64146
6198 | 6.375 | 1 | 365 | 7.2878 | 0.60905 | 7 | 0.89682
7223 | 4.335 | 1 | 365 | 4.9557 | 0.93416 | 5 | 0.88984
4661 | 3.06 | 1 | 365 | 3.4981 | 0.012345 | 3 | 0.51048
14068 | 3 | 1 | 365 | 3.4295 | 0.87485 | 4 | 0.30439
6947 | 6.24 | 1 | 365 | 7.1334 | 0.29968 | 7 | 0.43313
24322 | 3.925 | 1 | 365 | 4.487 | 0.99459 | 5 | 0.48157
6249 | 3.5 | 1 | 365 | 4.0011 | 0.020656 | 4 | 0.021786
20973 | 4.25 | 1 | 365 | 4.8585 | 0.73937 | 5 | 0.59788
6216 | 4.335 | 1 | 365 | 4.9557 | 0.93416 | 5 | 0.88984
14625 | 6.96 | 1 | 365 | 7.9565 | 0.94965 | 8 | 0.90618
14707 | 5.395 | 1 | 365 | 6.1675 | 0.36327 | 6 | 0.53072
4300 | 5.5 | 1 | 365 | 6.2875 | 0.60389 | 6 | 0.89138
2937 | 7.25 | 1 | 365 | 8.2881 | 0.61422 | 8 | 0.90227
7229 | 3.6 | 1 | 365 | 4.1154 | 0.24982 | 4 | 0.36527
5548 | 9.3 | 1 | 365 | 10.6316 | 0.31203 | 10 | 0.9436
5369 | 5.4 | 1 | 365 | 6.1732 | 0.37473 | 6 | 0.5479
4874 | 7.705 | 1 | 365 | 8.8082 | 0.6569 | 9 | 0.4651
20428 | 9.45 | 1 | 365 | 10.8031 | 0.65577 | 11 | 0.45882
3037 | 8.25 | 1 | 365 | 9.4312 | 0.90583 | 10 | 0.33707
2828 | 5.25 | 1 | 365 | 6.0017 | 0.030984 | 6 | 0.032679
5314 | 4.335 | 1 | 365 | 4.9557 | 0.93416 | 5 | 0.88984
3660 | 7.25 | 1 | 365 | 8.2881 | 0.61422 | 8 | 0.90227
6251 | 5.61 | 1 | 365 | 6.4132 | 0.85597 | 7 | 0.26921
16143 | 8.8 | 1 | 365 | 10.06 | 0.16622 | 10 | 0.2262
2900 | 12.42 | 1 | 365 | 14.1983 | 0.46187 | 14 | 0.66017
4091 | 7.035 | 1 | 365 | 8.0423 | 0.12152 | 8 | 0.16379
4386 | 7.2 | 1 | 365 | 8.2309 | 0.49964 | 8 | 0.73053
3526 | 6.9 | 1 | 365 | 7.8879 | 0.81215 | 8 | 0.70009
3303 | 7.14 | 1 | 365 | 8.1623 | 0.36214 | 8 | 0.52444
5014 | 5.88 | 1 | 365 | 6.7219 | 0.4747 | 7 | 0.1966
10960 | 8.67 | 1 | 365 | 9.9114 | 0.86831 | 10 | 0.77968
3438 | 12.24 | 1 | 365 | 13.9925 | 0.04938 | 14 | 0.041903
3465 | 4.02 | 1 | 365 | 4.5956 | 0.2123 | 4 | 0.80788
4993 | 6.75 | 1 | 365 | 7.7165 | 0.46841 | 8 | 0.18487
3064 | 8.28 | 1 | 365 | 9.4655 | 0.97458 | 10 | 0.44011
4022 | 5.1 | 1 | 365 | 5.8302 | 0.68724 | 6 | 0.51746
3542 | 9.9 | 1 | 365 | 11.3175 | 0.687 | 12 | 0.0044804
6662 | 10 | 1 | 365 | 11.4318 | 0.91616 | 12 | 0.34796
4990 | 7.395 | 1 | 365 | 8.4538 | 0.9465 | 9 | 0.40032
4841 | 4.9 | 1 | 365 | 5.6016 | 0.22892 | 5 | 0.8305
4449 | 4.9 | 1 | 365 | 5.6016 | 0.22892 | 5 | 0.8305
4458 | 6.86 | 1 | 365 | 7.8422 | 0.72049 | 8 | 0.5627
12431 | 7.65 | 1 | 365 | 8.7453 | 0.53086 | 9 | 0.27619
6965 | 7.2 | 1 | 365 | 8.2309 | 0.49964 | 8 | 0.73053
4297 | 3 | 1 | 365 | 3.4295 | 0.87485 | 4 | 0.30439
5547 | 12.395 | 1 | 365 | 14.1697 | 0.40458 | 14 | 0.5743
3924 | 4.41 | 1 | 365 | 5.0414 | 0.10603 | 5 | 0.14745
4794 | 4.8 | 1 | 365 | 5.4873 | 0.99976 | 6 | 0.48702
3285 | 15 | 1 | 365 | 17.1477 | 0.37424 | 17 | 0.52194
3020 | 7.395 | 1 | 365 | 8.4538 | 0.9465 | 9 | 0.40032
3621 | 6.63 | 1 | 365 | 7.5793 | 0.19341 | 7 | 0.7727
4382 | 4.02 | 1 | 365 | 4.5956 | 0.2123 | 4 | 0.80788
5006 | 7.65 | 1 | 365 | 8.7453 | 0.53086 | 9 | 0.27619
4863 | 4.02 | 1 | 365 | 4.5956 | 0.2123 | 4 | 0.80788
3704 | 5.4 | 1 | 365 | 6.1732 | 0.37473 | 6 | 0.5479
3882 | 4.9 | 1 | 365 | 5.6016 | 0.22892 | 5 | 0.8305
4039 | 4.655 | 1 | 365 | 5.3215 | 0.66747 | 5 | 0.98898
5662 | 3.3 | 1 | 365 | 3.7725 | 0.56233 | 4 | 0.33483
5193 | 9.945 | 1 | 365 | 11.3689 | 0.79012 | 12 | 0.15905
6247 | 7.14 | 1 | 365 | 8.1623 | 0.36214 | 8 | 0.52444
7228 | 4.69 | 1 | 365 | 5.3615 | 0.74768 | 6 | 0.10919
3772 | 6.5 | 1 | 365 | 7.4307 | 0.8955 | 8 | 0.32617
3032 | 3 | 1 | 365 | 3.4295 | 0.87485 | 4 | 0.30439
12657 | 5.25 | 1 | 365 | 6.0017 | 0.030984 | 6 | 0.032679
18010 | 6.867 | 1 | 365 | 7.8502 | 0.73653 | 8 | 0.58674
6793 | 2 | 1 | 365 | 2.2864 | 0.58323 | 2 | 0.86959
3117 | 5.1 | 1 | 365 | 5.8302 | 0.68724 | 6 | 0.51746
6701 | 10.385 | 1 | 365 | 11.8719 | 0.79843 | 12 | 0.67036
8939 | 12.32 | 1 | 365 | 14.084 | 0.23271 | 14 | 0.31669
6989 | 3.08 | 1 | 365 | 3.521 | 0.058177 | 3 | 0.57917
5408 | 5.775 | 1 | 365 | 6.6019 | 0.23408 | 6 | 0.83595
11186 | 4.75 | 1 | 365 | 5.4301 | 0.88518 | 6 | 0.31528
10328 | 10.791 | 1 | 365 | 12.3361 | 0.72883 | 13 | 0.064884
6388 | 11.772 | 1 | 365 | 13.4575 | 0.9769 | 14 | 0.43442
3570 | 4 | 1 | 365 | 4.5727 | 0.16646 | 4 | 0.73918
24117 | 4.8 | 1 | 365 | 5.4873 | 0.99976 | 6 | 0.48702
10232 | 2 | 1 | 365 | 2.2864 | 0.58323 | 2 | 0.86959
826 | 9 | 1 | 365 | 10.2886 | 0.62454 | 10 | 0.91316
3887 | 7.95 | 1 | 365 | 9.0883 | 0.21835 | 9 | 0.30663
7334 | 8.085 | 1 | 365 | 9.2426 | 0.52772 | 9 | 0.77033
7443 | 11.76 | 1 | 365 | 13.4438 | 0.9494 | 14 | 0.3932
26012 | 15 | 1 | 365 | 17.1477 | 0.37424 | 17 | 0.52194
26075 | 9 | 1 | 365 | 10.2886 | 0.62454 | 10 | 0.91316
14094 | 9.6 | 1 | 365 | 10.9745 | 0.99951 | 11 | 0.97404
5527 | 4.8 | 1 | 365 | 5.4873 | 0.99976 | 6 | 0.48702
22258 | 6.72 | 1 | 365 | 7.6822 | 0.39966 | 8 | 0.081829
6183 | 7.56 | 1 | 365 | 8.6424 | 0.32462 | 8 | 0.96706
4690 | 3.06 | 1 | 365 | 3.4981 | 0.012345 | 3 | 0.51048
4648 | 9.075 | 1 | 365 | 10.3744 | 0.79642 | 11 | 0.17077
11616 | 6.12 | 1 | 365 | 6.9963 | 0.02469 | 7 | 0.020952
10939 | 7.8 | 1 | 365 | 8.9168 | 0.8746 | 9 | 0.79141
5990 | 5.635 | 1 | 365 | 6.4418 | 0.91326 | 7 | 0.35508
5294 | 6.9 | 1 | 365 | 7.8879 | 0.81215 | 8 | 0.70009
4578 | 6.5 | 1 | 365 | 7.4307 | 0.8955 | 8 | 0.32617
4129 | 7 | 1 | 365 | 8.0023 | 0.041312 | 8 | 0.043572
7927 | 6.5 | 1 | 365 | 7.4307 | 0.8955 | 8 | 0.32617
4173 | 5.5 | 1 | 365 | 6.2875 | 0.60389 | 6 | 0.89138
3944 | 4.86 | 1 | 365 | 5.5559 | 0.13725 | 5 | 0.69311
5379 | 6.05 | 1 | 365 | 6.9162 | 0.86428 | 7 | 0.78052
16597 | 6.72 | 1 | 365 | 7.6822 | 0.39966 | 8 | 0.081829
3920 | 3.92 | 1 | 365 | 4.4813 | 0.98313 | 5 | 0.4644
31038 | 6.72 | 1 | 365 | 7.6822 | 0.39966 | 8 | 0.081829
5965 | 9.36 | 1 | 365 | 10.7002 | 0.44953 | 11 | 0.14969
11209 | 5.025 | 1 | 365 | 5.7445 | 0.51537 | 6 | 0.25985
17343 | 3.57 | 1 | 365 | 4.0812 | 0.18107 | 4 | 0.26222
4433 | 5.2 | 1 | 365 | 5.9445 | 0.9164 | 6 | 0.86094
52658 | 8.97 | 1 | 365 | 10.2543 | 0.5558 | 10 | 0.81012
3595 | 5.1 | 1 | 365 | 5.8302 | 0.68724 | 6 | 0.51746
6155 | 4.335 | 1 | 365 | 4.9557 | 0.93416 | 5 | 0.88984
12838 | 10.05 | 1 | 365 | 11.489 | 0.030741 | 11 | 0.5197
5129 | 6.3 | 1 | 365 | 7.202 | 0.43718 | 7 | 0.63921
7620 | 10.005 | 1 | 365 | 11.4375 | 0.92762 | 12 | 0.36513
8692 | 6.5 | 1 | 365 | 7.4307 | 0.8955 | 8 | 0.32617
10593 | 5.61 | 1 | 365 | 6.4132 | 0.85597 | 7 | 0.26921
7871 | 5.5 | 1 | 365 | 6.2875 | 0.60389 | 6 | 0.89138
5243 | 11 | 1 | 365 | 12.575 | 0.20778 | 12 | 0.78276
3711 | 8.75 | 1 | 365 | 10.0028 | 0.05164 | 10 | 0.054465
3597 | 2.55 | 1 | 365 | 2.9151 | 0.84362 | 3 | 0.75873
3620 | 3.6 | 1 | 365 | 4.1154 | 0.24982 | 4 | 0.36527
7878 | 13.44 | 1 | 365 | 15.3643 | 0.79932 | 16 | 0.16366
3854 | 4.845 | 1 | 365 | 5.5387 | 0.10288 | 5 | 0.64159
4796 | 4.02 | 1 | 365 | 4.5956 | 0.2123 | 4 | 0.80788
16728 | 3.9 | 1 | 365 | 4.4584 | 0.9373 | 5 | 0.3957
6432 | 3.57 | 1 | 365 | 4.0812 | 0.18107 | 4 | 0.26222
4587 | 3.57 | 1 | 365 | 4.0812 | 0.18107 | 4 | 0.26222
3625 | 4.5 | 1 | 365 | 5.1443 | 0.31227 | 5 | 0.45658
5409 | 4.8 | 1 | 365 | 5.4873 | 0.99976 | 6 | 0.48702
4735 | 10.2 | 1 | 365 | 11.6604 | 0.37448 | 12 | 0.034919
6345 | 4.845 | 1 | 365 | 5.5387 | 0.10288 | 5 | 0.64159
4715 | 5.36 | 1 | 365 | 6.1274 | 0.28306 | 6 | 0.41051
3878 | 5.355 | 1 | 365 | 6.1217 | 0.2716 | 6 | 0.39333
12416 | 6.885 | 1 | 365 | 7.8708 | 0.77778 | 8 | 0.64857
3731 | 4.59 | 1 | 365 | 5.2472 | 0.51852 | 5 | 0.76571
4901 | 6.63 | 1 | 365 | 7.5793 | 0.19341 | 7 | 0.7727
6477 | 9.99 | 1 | 365 | 11.4204 | 0.89324 | 12 | 0.31361
8899 | 14.85 | 1 | 365 | 16.9762 | 0.030498 | 17 | 0.0067206
73951 | 3.315 | 1 | 365 | 3.7896 | 0.77222 | 4 | 0.56186
5068 | 3.315 | 1 | 365 | 3.7896 | 0.59671 | 4 | 0.38635
3580 | 9.6 | 1 | 365 | 10.9745 | 0.99951 | 11 | 0.97404
18639 | 10.175 | 1 | 365 | 11.6319 | 0.31719 | 11 | 0.94905
4397 | 5.1 | 1 | 365 | 5.8302 | 0.68724 | 6 | 0.51746
73311 | 3.9 | 1 | 365 | 4.4584 | 0.4379 | 4 | 0.89631
20194 | 6.72 | 1 | 365 | 7.6822 | 0.39966 | 8 | 0.081829
13229 | 10 | 1 | 365 | 11.4318 | 0.91616 | 12 | 0.34796
10396 | 9 | 1 | 365 | 10.2886 | 0.62454 | 10 | 0.91316
4887 | 7.02 | 1 | 365 | 8.0251 | 0.087144 | 8 | 0.11227
4515 | 3.75 | 1 | 365 | 4.2869 | 0.59356 | 4 | 0.88049
7253 | 6.5 | 1 | 365 | 7.4307 | 0.8955 | 8 | 0.32617
12572 | 3.3 | 1 | 365 | 3.7725 | 0.56233 | 4 | 0.33483
4267 | 5.1 | 1 | 365 | 5.8302 | 0.68724 | 6 | 0.51746
5015 | 3.57 | 1 | 365 | 4.0812 | 0.18107 | 4 | 0.26222
16241 | 4.845 | 1 | 365 | 5.5387 | 0.10288 | 5 | 0.64159
5230 | 8.1 | 1 | 365 | 9.2598 | 0.56209 | 9 | 0.82185
10733 | 6.5 | 1 | 365 | 7.4307 | 0.8955 | 8 | 0.32617
4797 | 4.8 | 1 | 365 | 5.4873 | 0.99976 | 6 | 0.48702
9818 | 4.59 | 1 | 365 | 5.2472 | 0.51852 | 5 | 0.76571
32837 | 8.67 | 1 | 365 | 9.9114 | 0.86831 | 10 | 0.77968
3583 | 4.08 | 1 | 365 | 4.6642 | 0.34979 | 5 | 0.013968
4047 | 4.335 | 1 | 365 | 4.9557 | 0.93416 | 5 | 0.88984
6258 | 8.25 | 1 | 365 | 9.4312 | 0.90583 | 10 | 0.33707
6397 | 8.16 | 1 | 365 | 9.3283 | 0.69959 | 10 | 0.027935
10138 | 4.845 | 1 | 365 | 5.5387 | 0.10288 | 5 | 0.64159
7225 | 9 | 1 | 365 | 10.2886 | 0.62454 | 10 | 0.91316
21596 | 3.44 | 1 | 365 | 3.9325 | 0.88316 | 4 | 0.8157
4644 | 6.375 | 1 | 365 | 7.2878 | 0.60905 | 7 | 0.89682
15397 | 2.5 | 1 | 365 | 2.858 | 0.72904 | 3 | 0.58699
5235 | 5.5 | 1 | 365 | 6.2875 | 0.60389 | 6 | 0.89138
10090 | 6.63 | 1 | 365 | 7.5793 | 0.19341 | 7 | 0.7727
4361 | 4 | 1 | 365 | 4.5727 | 0.16646 | 4 | 0.73918
6056 | 5.775 | 1 | 365 | 6.6019 | 0.23408 | 6 | 0.83595
5481 | 6.325 | 1 | 365 | 7.2306 | 0.49447 | 7 | 0.72508
5482 | 9 | 1 | 365 | 10.2886 | 0.62454 | 10 | 0.91316
5906 | 9.35 | 1 | 365 | 10.6887 | 0.42661 | 11 | 0.11534
5972 | 5.1 | 1 | 365 | 5.8302 | 0.68724 | 6 | 0.51746
4398 | 4.9 | 1 | 365 | 5.6016 | 0.22892 | 5 | 0.8305
5296 | 6 | 1 | 365 | 6.8591 | 0.7497 | 7 | 0.60878
5149 | 5.75 | 1 | 365 | 6.5733 | 0.17679 | 6 | 0.75008
5863 | 4.59 | 1 | 365 | 5.2472 | 0.51852 | 5 | 0.76571
5287 | 6.125 | 1 | 365 | 7.002 | 0.036148 | 7 | 0.038126
8137 | 7.56 | 1 | 365 | 8.6424 | 0.32462 | 8 | 0.96706
9277 | 6 | 1 | 365 | 6.8591 | 0.7497 | 7 | 0.60878
4485 | 7.395 | 1 | 365 | 8.4538 | 0.9465 | 9 | 0.40032
3871 | 6.6 | 1 | 365 | 7.545 | 0.12467 | 7 | 0.66965
6281 | 4.5 | 1 | 365 | 5.1443 | 0.31227 | 5 | 0.45658
3584 | 7.14 | 1 | 365 | 8.1623 | 0.36214 | 8 | 0.52444
14953 | 7.15 | 1 | 365 | 8.1737 | 0.38505 | 8 | 0.55879
5579 | 6.05 | 1 | 365 | 6.9162 | 0.86428 | 7 | 0.78052
5534 | 6.615 | 1 | 365 | 7.5621 | 0.15904 | 7 | 0.72118
4385 | 5 | 1 | 365 | 5.7159 | 0.45808 | 6 | 0.17398
4706 | 3.75 | 1 | 365 | 4.2869 | 0.59356 | 4 | 0.88049
4960 | 6.05 | 1 | 365 | 6.9162 | 0.86428 | 7 | 0.78052
11328 | 7.15 | 1 | 365 | 8.1737 | 0.38505 | 8 | 0.55879
14819 | 4.5 | 1 | 365 | 5.1443 | 0.31227 | 5 | 0.45658
4707 | 9.9 | 1 | 365 | 11.3175 | 0.687 | 12 | 0.0044804
4650 | 11.825 | 1 | 365 | 13.5181 | 0.098359 | 13 | 0.61646
14297 | 7.25 | 1 | 365 | 8.2881 | 0.61422 | 8 | 0.90227
5071 | 4.08 | 1 | 365 | 4.6642 | 0.34979 | 5 | 0.013968
11726 | 3.57 | 1 | 365 | 4.0812 | 0.18107 | 4 | 0.26222
6614 | 6.54 | 1 | 365 | 7.4764 | 0.98717 | 8 | 0.46357
3593 | 7.75 | 1 | 365 | 8.8596 | 0.76002 | 9 | 0.61967
6687 | 9.315 | 1 | 365 | 10.6487 | 0.3464 | 10 | 0.99512
32025 | 14.85 | 1 | 365 | 16.9762 | 0.030498 | 17 | 0.0067206
10412 | 2.8 | 1 | 365 | 3.2009 | 0.41652 | 3 | 0.61743
14090 | 4.9 | 1 | 365 | 5.6016 | 0.22892 | 5 | 0.8305
10947 | 4.578 | 1 | 365 | 5.2335 | 0.49102 | 5 | 0.7245
28534 | 5 | 1 | 365 | 5.7159 | 0.45808 | 6 | 0.17398
4932 | 4.25 | 1 | 365 | 4.8585 | 0.73937 | 5 | 0.59788
6351 | 5.5 | 1 | 365 | 6.2875 | 0.60389 | 6 | 0.89138
5368 | 4.95 | 1 | 365 | 5.6587 | 0.3435 | 6 | 0.0022402
32833 | 4 | 1 | 365 | 4.5727 | 0.16646 | 4 | 0.73918
5012 | 6.885 | 1 | 365 | 7.8708 | 0.77778 | 8 | 0.64857
15527 | 7.8 | 1 | 365 | 8.9168 | 0.8746 | 9 | 0.79141
4938 | 11.772 | 1 | 365 | 13.4575 | 0.9769 | 14 | 0.43442
21287 | 4.75 | 1 | 365 | 5.4301 | 0.88518 | 6 | 0.31528
3966 | 4.59 | 1 | 365 | 5.2472 | 0.51852 | 5 | 0.76571
6117 | 4.335 | 1 | 365 | 4.9557 | 0.93416 | 5 | 0.88984
4264 | 2.75 | 1 | 365 | 3.1437 | 0.30194 | 3 | 0.44569
6163 | 4.59 | 1 | 365 | 5.2472 | 0.51852 | 5 | 0.76571
5722 | 6.16 | 1 | 365 | 7.042 | 0.11635 | 7 | 0.15834
14102 | 3.315 | 1 | 365 | 3.7896 | 0.59671 | 4 | 0.38635
14114 | 5.75 | 1 | 365 | 6.5733 | 0.17679 | 6 | 0.75008
4867 | 6.375 | 1 | 365 | 7.2878 | 0.60905 | 7 | 0.89682
4306 | 9.065 | 1 | 365 | 10.3629 | 0.7735 | 11 | 0.13643
4092 | 3.92 | 1 | 365 | 4.4813 | 0.98313 | 5 | 0.4644
14681 | 5.545 | 1 | 365 | 6.3389 | 0.70701 | 7 | 0.045944
3630 | 6.375 | 1 | 365 | 7.2878 | 0.60905 | 7 | 0.89682
7336 | 11.75 | 1 | 365 | 13.4324 | 0.92649 | 14 | 0.35885
8818 | 6.25 | 1 | 365 | 7.1449 | 0.3226 | 7 | 0.46747
4119 | 4.59 | 1 | 365 | 5.2472 | 0.51852 | 5 | 0.76571
5126 | 6.72 | 1 | 365 | 7.6822 | 0.39966 | 8 | 0.081829
4043 | 6.615 | 1 | 365 | 7.5621 | 0.15904 | 7 | 0.72118
7231 | 5.1 | 1 | 365 | 5.8302 | 0.68724 | 6 | 0.51746
6508 | 4.59 | 1 | 365 | 5.2472 | 0.51852 | 5 | 0.76571
6395 | 10.08 | 1 | 365 | 11.5233 | 0.099489 | 11 | 0.62274
3680 | 5.865 | 1 | 365 | 6.7048 | 0.44033 | 7 | 0.14508
3657 | 10 | 1 | 365 | 11.4318 | 0.91616 | 12 | 0.34796
11141 | 4.68 | 1 | 365 | 5.3501 | 0.72476 | 6 | 0.074845
8256 | 7 | 1 | 365 | 8.0023 | 0.041312 | 8 | 0.043572
3586 | 6 | 1 | 365 | 6.8591 | 0.7497 | 7 | 0.60878
4521 | 11.275 | 1 | 365 | 12.8894 | 0.83797 | 13 | 0.72732
3585 | 2 | 1 | 365 | 2.2864 | 0.58323 | 2 | 0.86959
12851 | 5.13 | 1 | 365 | 5.8645 | 0.75599 | 6 | 0.6205
5794 | 4.845 | 1 | 365 | 5.5387 | 0.10288 | 5 | 0.64159
17915 | 8.829 | 1 | 365 | 10.0931 | 0.23268 | 10 | 0.32581
4928 | 6.12 | 1 | 365 | 6.9963 | 0.02469 | 7 | 0.020952
10959 | 11.75 | 1 | 365 | 13.4324 | 0.92649 | 14 | 0.35885
5076 | 9.1 | 1 | 365 | 10.4029 | 0.85371 | 11 | 0.25664
3702 | 9.945 | 1 | 365 | 11.3689 | 0.79012 | 12 | 0.15905
22069 | 6 | 1 | 365 | 6.8591 | 0.7497 | 7 | 0.60878
4089 | 3.06 | 1 | 365 | 3.4981 | 0.012345 | 3 | 0.51048
16149 | 7.65 | 1 | 365 | 8.7453 | 0.53086 | 9 | 0.27619
6244 | 9.35 | 1 | 365 | 10.6887 | 0.42661 | 11 | 0.11534
6595 | 7.5 | 1 | 365 | 8.5739 | 0.18712 | 8 | 0.76097
14663 | 8.25 | 1 | 365 | 9.4312 | 0.90583 | 10 | 0.33707
4732 | 6.21 | 1 | 365 | 7.0991 | 0.23094 | 7 | 0.33008
4286 | 5.775 | 1 | 365 | 6.6019 | 0.23408 | 6 | 0.83595
7951 | 8.84 | 1 | 365 | 10.1057 | 0.25789 | 10 | 0.3636
4830 | 8.58 | 1 | 365 | 9.8085 | 0.66207 | 10 | 0.47055
6677 | 10.78 | 1 | 365 | 12.3235 | 0.70362 | 13 | 0.027101
2630 | 7.14 | 1 | 365 | 8.1623 | 0.36214 | 8 | 0.52444
5382 | 12.19 | 1 | 365 | 13.9354 | 0.9348 | 14 | 0.87016
4569 | 3.06 | 1 | 365 | 3.4981 | 0.012345 | 3 | 0.51048
8971 | 3.825 | 1 | 365 | 4.3727 | 0.76543 | 5 | 0.13809
13526 | 10.75 | 1 | 365 | 12.2892 | 0.63487 | 12 | 0.92406
6740 | 6 | 1 | 365 | 6.8591 | 0.7497 | 7 | 0.60878
6700 | 9.045 | 1 | 365 | 10.3401 | 0.72767 | 11 | 0.06773
5720 | 3.15 | 1 | 365 | 3.601 | 0.21859 | 3 | 0.81961
12148 | 5.67 | 1 | 365 | 6.4818 | 0.99346 | 7 | 0.47529
12258 | 6.48 | 1 | 365 | 7.4078 | 0.84967 | 8 | 0.25748
17284 | 12.495 | 1 | 365 | 14.284 | 0.63374 | 14 | 0.91778
6576 | 3 | 1 | 365 | 3.4295 | 0.87485 | 4 | 0.30439
5223 | 4.59 | 1 | 365 | 5.2472 | 0.51852 | 5 | 0.76571
6114 | 4.5 | 1 | 365 | 5.1443 | 0.31227 | 5 | 0.45658
14951 | 8.8 | 1 | 365 | 10.06 | 0.16622 | 10 | 0.2262
5496 | 6.05 | 1 | 365 | 6.9162 | 0.86428 | 7 | 0.78052
5537 | 3.85 | 1 | 365 | 4.4012 | 0.82272 | 5 | 0.22396
14691 | 6.63 | 1 | 365 | 7.5793 | 0.19341 | 7 | 0.7727
4695 | 2.75 | 1 | 365 | 3.1437 | 0.30194 | 3 | 0.44569
8922 | 7.5 | 1 | 365 | 8.5739 | 0.18712 | 8 | 0.76097
4757 | 6.12 | 1 | 365 | 6.9963 | 0.02469 | 7 | 0.020952
4765 | 7.14 | 1 | 365 | 8.1623 | 0.36214 | 8 | 0.52444
4768 | 6.63 | 1 | 365 | 7.5793 | 0.19341 | 7 | 0.7727
5105 | 9.18 | 1 | 365 | 10.4944 | 0.037035 | 10 | 0.53143
5274 | 9.9 | 1 | 365 | 11.3175 | 0.687 | 12 | 0.0044804
7648 | 6.89 | 1 | 365 | 7.8765 | 0.78923 | 8 | 0.66574
11067 | 3.825 | 1 | 365 | 4.3727 | 0.76543 | 5 | 0.13809
8422 | 7 | 1 | 365 | 8.0023 | 0.041312 | 8 | 0.043572
6343 | 6.6 | 1 | 365 | 7.545 | 0.12467 | 7 | 0.66965
16094 | 9.99 | 1 | 365 | 11.4204 | 0.89324 | 12 | 0.31361
14733 | 7.29 | 1 | 365 | 8.3338 | 0.70588 | 9 | 0.039663
5964 | 10 | 1 | 365 | 11.4318 | 0.91616 | 12 | 0.34796
21689 | 5.4 | 1 | 365 | 6.1732 | 0.37473 | 6 | 0.5479
21691 | 5.61 | 1 | 365 | 6.4132 | 0.85597 | 7 | 0.26921
13897 | 3.78 | 1 | 365 | 4.3212 | 0.66231 | 4 | 0.98353
6601 | 8.82 | 1 | 365 | 10.0828 | 0.21205 | 10 | 0.2949
6623 | 8.4 | 1 | 365 | 9.6027 | 0.24957 | 9 | 0.85229
7941 | 7.595 | 1 | 365 | 8.6825 | 0.40482 | 9 | 0.087276
5292 | 6.213 | 1 | 365 | 7.1026 | 0.23781 | 7 | 0.34039
4700 | 4.5 | 1 | 365 | 5.1443 | 0.31227 | 5 | 0.45658
5501 | 8.8 | 1 | 365 | 10.06 | 0.16622 | 10 | 0.2262
5133 | 5.72 | 1 | 365 | 6.539 | 0.10804 | 6 | 0.64703
10717 | 6.37 | 1 | 365 | 7.2821 | 0.59759 | 7 | 0.87965
9156 | 4.655 | 1 | 365 | 5.3215 | 0.66747 | 5 | 0.98898
6542 | 3.315 | 1 | 365 | 3.7896 | 0.59671 | 4 | 0.38635
4780 | 6.37 | 1 | 365 | 7.2821 | 0.59759 | 7 | 0.87965
5781 | 4.59 | 1 | 365 | 5.2472 | 0.51852 | 5 | 0.76571
4763 | 5.1 | 1 | 365 | 5.8302 | 0.68724 | 6 | 0.51746
6182 | 5.5 | 1 | 365 | 6.2875 | 0.60389 | 6 | 0.89138
20976 | 5.67 | 1 | 365 | 6.4818 | 0.99346 | 7 | 0.47529
4825 | 5.1 | 1 | 365 | 5.8302 | 0.68724 | 6 | 0.51746
11369 | 4.8 | 1 | 365 | 5.4873 | 0.99976 | 6 | 0.48702
10095 | 8.16 | 1 | 365 | 9.3283 | 0.69959 | 10 | 0.027935
5374 | 4.08 | 1 | 365 | 4.6642 | 0.34979 | 5 | 0.013968
6838 | 3.6 | 1 | 365 | 4.1154 | 0.24982 | 4 | 0.36527
10418 | 3.06 | 1 | 365 | 3.4981 | 0.012345 | 3 | 0.51048
5666 | 5.355 | 1 | 365 | 6.1217 | 0.2716 | 6 | 0.39333
6621 | 6.63 | 1 | 365 | 7.5793 | 0.19341 | 7 | 0.7727
26317 | 4.2 | 1 | 365 | 4.8014 | 0.62479 | 5 | 0.42614
6632 | 5.355 | 1 | 365 | 6.1217 | 0.2716 | 6 | 0.39333
5375 | 6.885 | 1 | 365 | 7.8708 | 0.77778 | 8 | 0.64857
24159 | 6.3 | 1 | 365 | 7.202 | 0.43718 | 7 | 0.63921
4699 | 7.905 | 1 | 365 | 9.0368 | 0.11522 | 9 | 0.15206
5883 | 8.415 | 1 | 365 | 9.6199 | 0.28395 | 9 | 0.90381
21309 | 5.559 | 1 | 365 | 6.3549 | 0.73909 | 7 | 0.094031
6219 | 6.6 | 1 | 365 | 7.545 | 0.12467 | 7 | 0.66965
6445 | 5.1 | 1 | 365 | 5.8302 | 0.68724 | 6 | 0.51746
6586 | 6.213 | 1 | 365 | 7.1026 | 0.23781 | 7 | 0.34039
5059 | 7.84 | 1 | 365 | 8.9625 | 0.96627 | 9 | 0.9288
5976 | 3.315 | 1 | 365 | 3.7896 | 0.59671 | 4 | 0.38635
5650 | 4.08 | 1 | 365 | 4.6642 | 0.34979 | 5 | 0.013968
13147 | 7.685 | 1 | 365 | 8.7853 | 0.61107 | 9 | 0.39641
5407 | 5.1 | 1 | 365 | 5.8302 | 0.68724 | 6 | 0.51746
6123 | 8.67 | 1 | 365 | 9.9114 | 0.86831 | 10 | 0.77968
22255 | 6.48 | 1 | 365 | 7.4078 | 0.84967 | 8 | 0.25748
4782 | 6.12 | 1 | 365 | 6.9963 | 0.02469 | 7 | 0.020952
6749 | 6 | 1 | 365 | 6.8591 | 0.7497 | 7 | 0.60878
6575 | 5.88 | 1 | 365 | 6.7219 | 0.4747 | 7 | 0.1966
6010 | 4.05 | 1 | 365 | 4.6299 | 0.28104 | 4 | 0.91092
5485 | 6.63 | 1 | 365 | 7.5793 | 0.19341 | 7 | 0.7727
4865 | 6.21 | 1 | 365 | 7.0991 | 0.23094 | 7 | 0.33008
12237 | 7.425 | 1 | 365 | 8.4881 | 0.015249 | 8 | 0.50336
6009 | 8 | 1 | 365 | 9.1454 | 0.33293 | 9 | 0.47837
11622 | 4.251 | 1 | 365 | 4.8597 | 0.74166 | 5 | 0.60132
7660 | 9.72 | 1 | 365 | 11.1117 | 0.27451 | 11 | 0.38622
14203 | 5.6 | 1 | 365 | 6.4018 | 0.83305 | 7 | 0.23486
5310 | 9.18 | 1 | 365 | 10.4944 | 0.037035 | 10 | 0.53143
12601 | 5.39 | 1 | 365 | 6.1617 | 0.35181 | 6 | 0.51355
4881 | 9.405 | 1 | 365 | 10.7516 | 0.55265 | 11 | 0.30426
11563 | 5.13 | 1 | 365 | 5.8645 | 0.75599 | 6 | 0.6205
4790 | 5.695 | 1 | 365 | 6.5104 | 0.050753 | 6 | 0.56116
10944 | 6.03 | 1 | 365 | 6.8934 | 0.81844 | 7 | 0.71182
5896 | 11.5 | 1 | 365 | 13.1466 | 0.35358 | 13 | 0.50015
9131 | 5 | 1 | 365 | 5.7159 | 0.45808 | 6 | 0.17398
16100 | 7.65 | 1 | 365 | 8.7453 | 0.53086 | 9 | 0.27619
4762 | 9.945 | 1 | 365 | 11.3689 | 0.79012 | 12 | 0.15905
4862 | 14.74 | 1 | 365 | 16.8505 | 0.77842 | 17 | 0.62889
10872 | 7 | 1 | 365 | 8.0023 | 0.041312 | 8 | 0.043572
22073 | 3.84 | 1 | 365 | 4.3898 | 0.79981 | 5 | 0.18962
4769 | 6.12 | 1 | 365 | 6.9963 | 0.02469 | 7 | 0.020952
4770 | 5.1 | 1 | 365 | 5.8302 | 0.68724 | 6 | 0.51746
12937 | 4.59 | 1 | 365 | 5.2472 | 0.51852 | 5 | 0.76571
5602 | 6.12 | 1 | 365 | 6.9963 | 0.02469 | 7 | 0.020952
4745 | 4.5 | 1 | 365 | 5.1443 | 0.31227 | 5 | 0.45658
4759 | 10.2 | 1 | 365 | 11.6604 | 0.37448 | 12 | 0.034919
5317 | 9.945 | 1 | 365 | 11.3689 | 0.79012 | 12 | 0.15905
4976 | 4.59 | 1 | 365 | 5.2472 | 0.51852 | 5 | 0.76571
13419 | 3.5 | 1 | 365 | 4.0011 | 0.020656 | 4 | 0.021786
12736 | 6 | 1 | 365 | 6.8591 | 0.7497 | 7 | 0.60878
5466 | 6.375 | 1 | 365 | 7.2878 | 0.60905 | 7 | 0.89682
6111 | 11.985 | 1 | 365 | 13.701 | 0.46502 | 14 | 0.16603
6574 | 3.6 | 1 | 365 | 4.1154 | 0.24982 | 4 | 0.36527
4755 | 3.825 | 1 | 365 | 4.3727 | 0.76543 | 5 | 0.13809
4766 | 2.04 | 1 | 365 | 2.3321 | 0.6749 | 3 | 0.0069838
9386 | 6.63 | 1 | 365 | 7.5793 | 0.54444 | 8 | 0.12372
4760 | 6.885 | 1 | 365 | 7.8708 | 0.77778 | 8 | 0.64857
9489 | 4.08 | 1 | 365 | 4.6642 | 0.34979 | 5 | 0.013968
6544 | 3.06 | 1 | 365 | 3.4981 | 0.012345 | 3 | 0.51048
4843 | 7.035 | 1 | 365 | 8.0423 | 0.12152 | 8 | 0.16379
6447 | 5 | 1 | 365 | 5.7159 | 0.45808 | 6 | 0.17398
4758 | 9.18 | 1 | 365 | 10.4944 | 0.037035 | 10 | 0.53143
5838 | 5.865 | 1 | 365 | 6.7048 | 0.44033 | 7 | 0.14508
5936 | 3.06 | 1 | 365 | 3.4981 | 0.012345 | 3 | 0.51048
20535 | 8.16 | 1 | 365 | 9.3283 | 0.69959 | 10 | 0.027935
6481 | 7.425 | 1 | 365 | 8.4881 | 0.015249 | 8 | 0.50336
6753 | 4.675 | 1 | 365 | 5.3444 | 0.7133 | 6 | 0.057671
6478 | 6.875 | 1 | 365 | 7.8594 | 0.75486 | 8 | 0.61422
6689 | 6.05 | 1 | 365 | 6.9162 | 0.86428 | 7 | 0.78052
4736 | 7.8 | 1 | 365 | 8.9168 | 0.8746 | 9 | 0.79141
4778 | 4.335 | 1 | 365 | 4.9557 | 0.93416 | 5 | 0.88984
6559 | 4.335 | 1 | 365 | 4.9557 | 0.93416 | 5 | 0.88984
11383 | 5.355 | 1 | 365 | 6.1217 | 0.2716 | 6 | 0.39333
4783 | 9.18 | 1 | 365 | 10.4944 | 0.037035 | 10 | 0.53143
7978 | 3.9 | 1 | 365 | 4.4584 | 0.9373 | 5 | 0.3957
22083 | 10.08 | 1 | 365 | 11.5233 | 0.099489 | 11 | 0.62274
5022 | 3.315 | 1 | 365 | 3.7896 | 0.59671 | 4 | 0.38635
4771 | 5.1 | 1 | 365 | 5.8302 | 0.68724 | 6 | 0.51746
5520 | 5.025 | 1 | 365 | 5.7445 | 0.51537 | 6 | 0.25985
22072 | 4.32 | 1 | 365 | 4.9385 | 0.89978 | 5 | 0.83832
7135 | 3.92 | 1 | 365 | 4.4813 | 0.98313 | 5 | 0.4644
4756 | 7.65 | 1 | 365 | 8.7453 | 0.53086 | 9 | 0.27619
4983 | 8.415 | 1 | 365 | 9.6199 | 0.28395 | 9 | 0.90381
21395 | 7.29 | 1 | 365 | 8.3338 | 0.70588 | 9 | 0.039663
5517 | 3.315 | 1 | 365 | 3.7896 | 0.59671 | 4 | 0.38635
9427 | 5.4 | 1 | 365 | 6.1732 | 0.37473 | 6 | 0.5479
4777 | 5.61 | 1 | 365 | 6.4132 | 0.85597 | 7 | 0.26921
8951 | 4.59 | 1 | 365 | 5.2472 | 0.51852 | 5 | 0.76571
20960 | 3.84 | 1 | 365 | 4.3898 | 0.79981 | 5 | 0.18962
8427 | 6.37 | 1 | 365 | 7.2821 | 0.59759 | 7 | 0.87965
6646 | 8.25 | 1 | 365 | 9.4312 | 0.90583 | 10 | 0.33707
4781 | 8.16 | 1 | 365 | 9.3283 | 0.69959 | 10 | 0.027935
4873 | 7.035 | 1 | 365 | 8.0423 | 0.12152 | 8 | 0.16379
10135 | 6 | 1 | 365 | 6.8591 | 0.7497 | 7 | 0.60878
6618 | 8.67 | 1 | 365 | 9.9114 | 0.86831 | 10 | 0.77968
6568 | 6.12 | 1 | 365 | 6.9963 | 0.02469 | 7 | 0.020952
8865 | 5.1 | 1 | 365 | 5.8302 | 0.68724 | 6 | 0.51746
6133 | 6.885 | 1 | 365 | 7.8708 | 0.77778 | 8 | 0.64857
5025 | 2.25 | 1 | 365 | 2.5722 | 0.15614 | 2 | 0.72829
6299 | 5.5 | 1 | 365 | 6.2875 | 0.60389 | 6 | 0.89138
4870 | 5.1 | 1 | 365 | 5.8302 | 0.68724 | 6 | 0.51746
4985 | 5 | 1 | 365 | 5.7159 | 0.45808 | 6 | 0.17398
5821 | 6.885 | 1 | 365 | 7.8708 | 0.77778 | 8 | 0.64857
4767 | 5.1 | 1 | 365 | 5.8302 | 0.68724 | 6 | 0.51746
4798 | 3 | 1 | 365 | 3.4295 | 0.87485 | 4 | 0.30439
4744 | 3.315 | 1 | 365 | 3.7896 | 0.59671 | 4 | 0.38635
5497 | 7.75 | 1 | 365 | 8.8596 | 0.76002 | 9 | 0.61967
4772 | 4.845 | 1 | 365 | 5.5387 | 0.10288 | 5 | 0.64159
6304 | 7 | 1 | 365 | 8.0023 | 0.041312 | 8 | 0.043572
4761 | 8.925 | 1 | 365 | 10.2029 | 0.45267 | 10 | 0.65555
5951 | 5.355 | 1 | 365 | 6.1217 | 0.2716 | 6 | 0.39333
13807 | 4 | 1 | 365 | 4.5727 | 0.16646 | 4 | 0.73918
5533 | 3.57 | 1 | 365 | 4.0812 | 0.18107 | 4 | 0.26222
20497 | 6.12 | 1 | 365 | 6.9963 | 0.02469 | 7 | 0.020952
53847 | 4.59 | 1 | 365 | 5.2472 | 0.51852 | 5 | 0.76571
6681 | 9.69 | 1 | 365 | 11.0774 | 0.20576 | 11 | 0.28317
6394 | 9.69 | 1 | 365 | 11.0774 | 0.20576 | 11 | 0.28317
6288 | 6 | 1 | 365 | 6.8591 | 0.7497 | 7 | 0.60878
7549 | 11.475 | 1 | 365 | 13.118 | 0.29629 | 13 | 0.41428
5538 | 2.55 | 1 | 365 | 2.9151 | 0.84362 | 3 | 0.75873
5201 | 2.55 | 1 | 365 | 2.9151 | 0.84362 | 3 | 0.75873
11291 | 3.06 | 1 | 365 | 3.4981 | 0.012345 | 3 | 0.51048
6437 | 9.18 | 1 | 365 | 10.4944 | 0.037035 | 10 | 0.53143
16237 | 9.435 | 1 | 365 | 10.7859 | 0.6214 | 11 | 0.4073
6691 | 10.137 | 1 | 365 | 11.5884 | 0.23011 | 11 | 0.81853
4859 | 4.95 | 1 | 365 | 5.6587 | 0.3435 | 6 | 0.0022402
4899 | 7 | 1 | 365 | 8.0023 | 0.041312 | 8 | 0.043572
4742 | 5.865 | 1 | 365 | 6.7048 | 0.44033 | 7 | 0.14508
5098 | 7.5 | 1 | 365 | 8.5739 | 0.18712 | 8 | 0.76097
23878 | 10.08 | 1 | 365 | 11.5233 | 0.099489 | 11 | 0.62274
5575 | 7.65 | 1 | 365 | 8.7453 | 0.70512 | 9 | 0.45045
9278 | 3.06 | 1 | 365 | 3.4981 | 0.012345 | 3 | 0.51048
4753 | 3.675 | 1 | 365 | 4.2012 | 0.42169 | 4 | 0.62288
4741 | 6.885 | 1 | 365 | 7.8708 | 0.77778 | 8 | 0.64857
4740 | 10.71 | 1 | 365 | 12.2435 | 0.54321 | 12 | 0.78667
6105 | 6 | 1 | 365 | 6.8591 | 0.7497 | 7 | 0.60878
6573 | 7.65 | 1 | 365 | 8.7453 | 0.53086 | 9 | 0.27619
4764 | 10.965 | 1 | 365 | 12.535 | 0.12757 | 12 | 0.66254
4784 | 5.025 | 1 | 365 | 5.7445 | 0.51537 | 6 | 0.25985
4720 | 5.886 | 1 | 365 | 6.7288 | 0.48845 | 7 | 0.21721
5763 | 6.5 | 1 | 365 | 7.4307 | 0.8955 | 8 | 0.32617
6109 | 5.865 | 1 | 365 | 6.7048 | 0.44033 | 7 | 0.14508
6354 | 12.925 | 1 | 365 | 14.7756 | 0.61914 | 15 | 0.39474
6279 | 5.13 | 1 | 365 | 5.8645 | 0.75599 | 6 | 0.6205
4754 | 6 | 1 | 365 | 6.8591 | 0.7497 | 7 | 0.60878
5119 | 6.875 | 1 | 365 | 7.8594 | 0.75486 | 8 | 0.61422
6015 | 5.5 | 1 | 365 | 6.2875 | 0.60389 | 6 | 0.89138
8342 | 9.8 | 1 | 365 | 11.2032 | 0.45784 | 11 | 0.661
6448 | 13.4 | 1 | 365 | 15.3186 | 0.70765 | 16 | 0.026266
4814 | 8.28 | 1 | 365 | 9.4655 | 0.97458 | 10 | 0.44011
4729 | 12.96 | 1 | 365 | 14.8156 | 0.69934 | 15 | 0.51496
18231 | 5.67 | 1 | 365 | 6.4818 | 0.99346 | 7 | 0.47529
5295 | 5.1 | 1 | 365 | 5.8302 | 0.68724 | 6 | 0.51746
5549 | 4.125 | 1 | 365 | 4.7156 | 0.45292 | 5 | 0.16853
4809 | 5.7 | 1 | 365 | 6.5161 | 0.062211 | 6 | 0.57834
10725 | 3.12 | 1 | 365 | 3.5667 | 0.14984 | 3 | 0.71656
11945 | 4.8 | 1 | 365 | 5.4873 | 0.99976 | 6 | 0.48702
7224 | 8.04 | 1 | 365 | 9.1912 | 0.42459 | 9 | 0.61576
8434 | 5.25 | 1 | 365 | 6.0017 | 0.030984 | 6 | 0.032679
6589 | 8.97 | 1 | 365 | 10.2543 | 0.5558 | 10 | 0.81012
5264 | 5.1 | 1 | 365 | 5.8302 | 0.68724 | 6 | 0.51746
12117 | 7.65 | 1 | 365 | 8.7453 | 0.53086 | 9 | 0.27619
5269 | 6.885 | 1 | 365 | 7.8708 | 0.77778 | 8 | 0.64857
12565 | 5.1 | 1 | 365 | 5.8302 | 0.68724 | 6 | 0.51746
8230 | 5.865 | 1 | 365 | 6.7048 | 0.44033 | 7 | 0.14508
7354 | 4.845 | 1 | 365 | 5.5387 | 0.10288 | 5 | 0.64159
17757 | 8.16 | 1 | 365 | 9.3283 | 0.69959 | 10 | 0.027935
5272 | 8.525 | 1 | 365 | 9.7456 | 0.53603 | 10 | 0.28164
10457 | 4.08 | 1 | 365 | 4.6642 | 0.34979 | 5 | 0.013968
6818 | 5.5 | 1 | 365 | 6.2875 | 0.60389 | 6 | 0.89138
10491 | 5.5 | 1 | 365 | 6.2875 | 0.60389 | 6 | 0.89138
30753 | 6.6 | 1 | 365 | 7.545 | 0.12467 | 7 | 0.66965
25272 | 6.05 | 1 | 365 | 6.9162 | 0.86428 | 7 | 0.78052
5249 | 7.905 | 1 | 365 | 9.0368 | 0.11522 | 9 | 0.15206
26079 | 8 | 1 | 365 | 9.1454 | 0.33293 | 9 | 0.47837
5168 | 4.94 | 1 | 365 | 5.6473 | 0.32058 | 5 | 0.96789
16726 | 4.55 | 1 | 365 | 5.2015 | 0.42685 | 5 | 0.62832
5381 | 6.6 | 1 | 365 | 7.545 | 0.12467 | 7 | 0.66965
14076 | 4.59 | 1 | 365 | 5.2472 | 0.51852 | 5 | 0.76571
5232 | 10.75 | 1 | 365 | 12.2892 | 0.63487 | 12 | 0.92406
14745 | 5.285 | 1 | 365 | 6.0417 | 0.11119 | 6 | 0.1529
14372 | 7.725 | 1 | 365 | 8.8311 | 0.70273 | 9 | 0.5338
10356 | 8.4 | 1 | 365 | 9.6027 | 0.24957 | 9 | 0.85229
6124 | 5.61 | 1 | 365 | 6.4132 | 0.85597 | 7 | 0.26921
20537 | 6.47 | 1 | 365 | 7.3964 | 0.82676 | 8 | 0.22313
5551 | 4.845 | 1 | 365 | 5.5387 | 0.10288 | 5 | 0.64159
6853 | 6.12 | 1 | 365 | 6.9963 | 0.02469 | 7 | 0.020952
26465 | 5.145 | 1 | 365 | 5.8817 | 0.79036 | 6 | 0.67203
6667 | 6.76 | 1 | 365 | 7.7279 | 0.49132 | 8 | 0.21922
9407 | 12.375 | 1 | 365 | 14.1469 | 0.35875 | 14 | 0.5056
7756 | 6.25 | 1 | 365 | 7.1449 | 0.3226 | 7 | 0.46747
5703 | 6.12 | 1 | 365 | 6.9963 | 0.02469 | 7 | 0.020952
5199 | 6.63 | 1 | 365 | 7.5793 | 0.19341 | 7 | 0.7727
49701 | 4.75 | 1 | 365 | 5.4301 | 0.88518 | 6 | 0.31528
7129 | 13.2 | 1 | 365 | 15.09 | 0.24933 | 15 | 0.33931
14744 | 6.47 | 1 | 365 | 7.3964 | 0.82676 | 8 | 0.22313
14954 | 5.215 | 1 | 365 | 5.9617 | 0.95078 | 6 | 0.91246
5895 | 8.75 | 1 | 365 | 10.0028 | 0.05164 | 10 | 0.054465
36718 | 8.825 | 1 | 365 | 10.0886 | 0.22351 | 10 | 0.31207
5529 | 7.035 | 1 | 365 | 8.0423 | 0.12152 | 8 | 0.16379
14613 | 4.725 | 1 | 365 | 5.4015 | 0.82789 | 6 | 0.22941
24330 | 3.725 | 1 | 365 | 4.2583 | 0.53627 | 4 | 0.79462
14351 | 6.96 | 1 | 365 | 7.9565 | 0.94965 | 8 | 0.90618
14695 | 5.725 | 1 | 365 | 6.5447 | 0.1195 | 6 | 0.66421
14750 | 8.215 | 1 | 365 | 9.3912 | 0.82563 | 10 | 0.21685
14485 | 11.96 | 1 | 365 | 13.6724 | 0.40773 | 14 | 0.08016
14917 | 9.82 | 1 | 365 | 11.226 | 0.50367 | 11 | 0.7297
14923 | 5.215 | 1 | 365 | 5.9617 | 0.95078 | 6 | 0.91246
8263 | 5.61 | 1 | 365 | 6.4132 | 0.85597 | 7 | 0.26921
6468 | 10.35 | 1 | 365 | 11.8319 | 0.71823 | 12 | 0.55014
12142 | 5.775 | 1 | 365 | 6.6019 | 0.23408 | 6 | 0.83595
13535 | 6.6 | 1 | 365 | 7.545 | 0.12467 | 7 | 0.66965
11087 | 6.12 | 1 | 365 | 6.9963 | 0.02469 | 7 | 0.020952
5329 | 3.57 | 1 | 365 | 4.0812 | 0.18107 | 4 | 0.26222
6597 | 7.75 | 1 | 365 | 8.8596 | 0.76002 | 9 | 0.61967
6737 | 4.335 | 1 | 365 | 4.9557 | 0.93416 | 5 | 0.88984
6639 | 12.099 | 1 | 365 | 13.8313 | 0.72626 | 14 | 0.5576
6533 | 5.5 | 1 | 365 | 6.2875 | 0.60389 | 6 | 0.89138
9161 | 3.64 | 1 | 365 | 4.1612 | 0.34148 | 4 | 0.50266
10194 | 11.34 | 1 | 365 | 12.9637 | 0.98693 | 13 | 0.95059
7352 | 3.825 | 1 | 365 | 4.3727 | 0.76543 | 5 | 0.13809
5891 | 7.5 | 1 | 365 | 8.5739 | 0.18712 | 8 | 0.76097
11762 | 13.77 | 1 | 365 | 15.7416 | 0.55555 | 16 | 0.29714
6777 | 8.25 | 1 | 365 | 9.4312 | 0.90583 | 10 | 0.33707
14367 | 10 | 1 | 365 | 11.4318 | 0.91616 | 12 | 0.34796
14688 | 9.82 | 1 | 365 | 11.226 | 0.50367 | 11 | 0.7297
14562 | 3.98 | 1 | 365 | 4.5499 | 0.12063 | 4 | 0.67049
14716 | 5.215 | 1 | 365 | 5.9617 | 0.95078 | 6 | 0.91246
14515 | 5.98 | 1 | 365 | 6.8362 | 0.70386 | 7 | 0.54008
14921 | 9.705 | 1 | 365 | 11.0946 | 0.24013 | 11 | 0.3347
14740 | 3.47 | 1 | 365 | 3.9668 | 0.95191 | 4 | 0.91874
14753 | 3.725 | 1 | 365 | 4.2583 | 0.53627 | 4 | 0.79462
14723 | 5.215 | 1 | 365 | 5.9617 | 0.95078 | 6 | 0.91246
14749 | 6.47 | 1 | 365 | 7.3964 | 0.82676 | 8 | 0.22313
15032 | 4.235 | 1 | 365 | 4.8414 | 0.70499 | 5 | 0.54636
14732 | 9.82 | 1 | 365 | 11.226 | 0.50367 | 11 | 0.7297
14385 | 8.47 | 1 | 365 | 9.6827 | 0.40999 | 10 | 0.092722
14404 | 7.96 | 1 | 365 | 9.0997 | 0.24126 | 9 | 0.34098
7100 | 10.45 | 1 | 365 | 11.9462 | 0.94739 | 12 | 0.89362
6099 | 5.75 | 1 | 365 | 6.5733 | 0.17679 | 6 | 0.75008
5236 | 7.5 | 1 | 365 | 8.5739 | 0.18712 | 8 | 0.76097
5663 | 13.515 | 1 | 365 | 15.4501 | 0.97119 | 16 | 0.42127
16080 | 5.25 | 1 | 365 | 6.0017 | 0.030984 | 6 | 0.032679
10605 | 5.61 | 1 | 365 | 6.4132 | 0.85597 | 7 | 0.26921
10681 | 9.72 | 1 | 365 | 11.1117 | 0.27451 | 11 | 0.38622
5277 | 6.12 | 1 | 365 | 6.9963 | 0.02469 | 7 | 0.020952
26164 | 4.59 | 1 | 365 | 5.2472 | 0.51852 | 5 | 0.76571
6540 | 7 | 1 | 365 | 8.0023 | 0.041312 | 8 | 0.043572
12447 | 6.25 | 1 | 365 | 7.1449 | 0.3226 | 7 | 0.46747
30734 | 5.225 | 1 | 365 | 5.9731 | 0.97369 | 6 | 0.94681
12643 | 8.525 | 1 | 365 | 9.7456 | 0.53603 | 10 | 0.28164
11715 | 7.7 | 1 | 365 | 8.8025 | 0.64544 | 9 | 0.44793
16167 | 6.325 | 1 | 365 | 7.2306 | 0.49447 | 7 | 0.72508
19924 | 4.95 | 1 | 365 | 5.6587 | 0.3435 | 6 | 0.0022402
5233 | 5.1 | 1 | 365 | 5.8302 | 0.68724 | 6 | 0.51746
19708 | 7 | 1 | 365 | 8.0023 | 0.041312 | 8 | 0.043572
6061 | 8.67 | 1 | 365 | 9.9114 | 0.86831 | 10 | 0.77968
10891 | 5.04 | 1 | 365 | 5.7616 | 0.54974 | 6 | 0.31137
10390 | 13.2 | 1 | 365 | 15.09 | 0.24933 | 15 | 0.33931
5238 | 3 | 1 | 365 | 3.4295 | 0.87485 | 4 | 0.30439
5539 | 11.475 | 1 | 365 | 13.118 | 0.29629 | 13 | 0.41428
5384 | 10.791 | 1 | 365 | 12.3361 | 0.72883 | 13 | 0.064884
5397 | 9.88 | 1 | 365 | 11.2946 | 0.64117 | 11 | 0.93578
6460 | 4.905 | 1 | 365 | 5.6073 | 0.24038 | 5 | 0.84767
5239 | 8.16 | 1 | 365 | 9.3283 | 0.69959 | 10 | 0.027935
5226 | 6.375 | 1 | 365 | 7.2878 | 0.60905 | 7 | 0.89682
10709 | 3.315 | 1 | 365 | 3.7896 | 0.59671 | 4 | 0.38635
5234 | 4 | 1 | 365 | 4.5727 | 0.16646 | 4 | 0.73918
7435 | 3.92 | 1 | 365 | 4.4813 | 0.98313 | 5 | 0.4644
6674 | 5.5 | 1 | 365 | 6.2875 | 0.60389 | 6 | 0.89138
5259 | 6.12 | 1 | 365 | 6.9963 | 0.02469 | 7 | 0.020952
5438 | 8.82 | 1 | 365 | 10.0828 | 0.21205 | 10 | 0.2949
10516 | 4.42 | 1 | 365 | 5.0529 | 0.12894 | 5 | 0.1818
5251 | 2.04 | 1 | 365 | 2.3321 | 0.6749 | 3 | 0.0069838
6325 | 5.5 | 1 | 365 | 6.2875 | 0.60389 | 6 | 0.89138
20686 | 5.5 | 1 | 365 | 6.2875 | 0.60389 | 6 | 0.89138
21269 | 6 | 1 | 365 | 6.8591 | 0.7497 | 7 | 0.60878
19599 | 6.05 | 1 | 365 | 6.9162 | 0.86428 | 7 | 0.78052
5858 | 3.06 | 1 | 365 | 3.4981 | 0.012345 | 3 | 0.51048
5229 | 6.12 | 1 | 365 | 6.9963 | 0.02469 | 7 | 0.020952
25578 | 4.95 | 1 | 365 | 5.6587 | 0.3435 | 6 | 0.0022402
5398 | 9.9 | 1 | 365 | 11.3175 | 0.687 | 12 | 0.0044804
6702 | 12.375 | 1 | 365 | 14.1469 | 0.35875 | 14 | 0.5056
5600 | 4.845 | 1 | 365 | 5.5387 | 0.10288 | 5 | 0.64159
5273 | 7.194 | 1 | 365 | 8.224 | 0.48589 | 8 | 0.70992
6292 | 4 | 1 | 365 | 4.5727 | 0.16646 | 4 | 0.73918
29395 | 7.84 | 1 | 365 | 8.9625 | 0.96627 | 9 | 0.9288
5434 | 5.83 | 1 | 365 | 6.6647 | 0.36012 | 7 | 0.024861
6605 | 5 | 1 | 365 | 5.7159 | 0.45808 | 6 | 0.17398
13620 | 9.81 | 1 | 365 | 11.2146 | 0.48075 | 11 | 0.69535
12145 | 9.625 | 1 | 365 | 11.0031 | 0.056804 | 11 | 0.059912
6518 | 6.76 | 1 | 365 | 7.7279 | 0.49132 | 8 | 0.21922
5399 | 7.14 | 1 | 365 | 8.1623 | 0.36214 | 8 | 0.52444
5634 | 9.9 | 1 | 365 | 11.3175 | 0.687 | 12 | 0.0044804
12983 | 7.15 | 1 | 365 | 8.1737 | 0.38505 | 8 | 0.55879
7876 | 9.156 | 1 | 365 | 10.467 | 0.98204 | 11 | 0.44899
6666 | 8.16 | 1 | 365 | 9.3283 | 0.69959 | 10 | 0.027935
5256 | 4.08 | 1 | 365 | 4.6642 | 0.34979 | 5 | 0.013968
5276 | 4.165 | 1 | 365 | 4.7613 | 0.54458 | 5 | 0.30593
5247 | 4.335 | 1 | 365 | 4.9557 | 0.93416 | 5 | 0.88984
5405 | 5.61 | 1 | 365 | 6.4132 | 0.85597 | 7 | 0.26921
14729 | 9.085 | 1 | 365 | 10.3858 | 0.81933 | 11 | 0.20512
6680 | 6.3 | 1 | 365 | 7.202 | 0.43718 | 7 | 0.63921
22199 | 12 | 1 | 365 | 13.7182 | 0.49939 | 14 | 0.21755
5394 | 7.65 | 1 | 365 | 8.7453 | 0.53086 | 9 | 0.27619
10870 | 3.57 | 1 | 365 | 4.0812 | 0.18107 | 4 | 0.26222
15099 | 4.79 | 1 | 365 | 5.4758 | 0.97684 | 6 | 0.45267
6560 | 5.1 | 1 | 365 | 5.8302 | 0.68724 | 6 | 0.51746
5411 | 8.16 | 1 | 365 | 9.3283 | 0.69959 | 10 | 0.027935
22076 | 4.59 | 1 | 365 | 5.2472 | 0.51852 | 5 | 0.76571
6592 | 8.525 | 1 | 365 | 9.7456 | 0.53603 | 10 | 0.28164
7655 | 10.08 | 1 | 365 | 11.5233 | 0.099489 | 11 | 0.62274
13329 | 7.975 | 1 | 365 | 9.1169 | 0.27564 | 9 | 0.3925
8941 | 8.502 | 1 | 365 | 9.7193 | 0.48332 | 10 | 0.20264
5372 | 4.2 | 1 | 365 | 4.8014 | 0.62479 | 5 | 0.42614
6125 | 3.06 | 1 | 365 | 3.4981 | 0.012345 | 3 | 0.51048
14479 | 4.725 | 1 | 365 | 5.4015 | 0.82789 | 6 | 0.22941
7130 | 5.865 | 1 | 365 | 6.7048 | 0.44033 | 7 | 0.14508
21892 | 6 | 1 | 365 | 6.8591 | 0.7497 | 7 | 0.60878
14699 | 3.98 | 1 | 365 | 4.5499 | 0.12063 | 4 | 0.67049
14603 | 8.47 | 1 | 365 | 9.6827 | 0.40999 | 10 | 0.092722
12143 | 5.1 | 1 | 365 | 5.8302 | 0.68724 | 6 | 0.51746
11947 | 4.335 | 1 | 365 | 4.9557 | 0.93416 | 5 | 0.88984
46524 | 6.375 | 1 | 365 | 7.2878 | 0.25427 | 7 | 0.54204
5603 | 4.335 | 1 | 365 | 4.9557 | 0.93416 | 5 | 0.88984
19117 | 8.8 | 1 | 365 | 10.06 | 0.16622 | 10 | 0.2262
20372 | 4.77 | 1 | 365 | 5.453 | 0.93101 | 6 | 0.38398
14086 | 6.12 | 1 | 365 | 6.9963 | 0.02469 | 7 | 0.020952
7935 | 6.6 | 1 | 365 | 7.545 | 0.12467 | 7 | 0.66965
11785 | 6.63 | 1 | 365 | 7.5793 | 0.19341 | 7 | 0.7727
19213 | 4.47 | 1 | 365 | 5.11 | 0.24352 | 5 | 0.35354
5969 | 4.5 | 1 | 365 | 5.1443 | 0.31227 | 5 | 0.45658
5331 | 10.2 | 1 | 365 | 11.6604 | 0.37448 | 12 | 0.034919
6869 | 8.16 | 1 | 365 | 9.3283 | 0.69959 | 10 | 0.027935
5260 | 4.08 | 1 | 365 | 4.6642 | 0.34979 | 5 | 0.013968
5601 | 7.65 | 1 | 365 | 8.7453 | 0.53086 | 9 | 0.27619
6658 | 3.825 | 1 | 365 | 4.3727 | 0.76543 | 5 | 0.13809
24699 | 7.7 | 1 | 365 | 8.8025 | 0.64544 | 9 | 0.44793
5220 | 4.08 | 1 | 365 | 4.6642 | 0.34979 | 5 | 0.013968
5447 | 7.395 | 1 | 365 | 8.4538 | 0.9465 | 9 | 0.40032
5370 | 6.44 | 1 | 365 | 7.3621 | 0.75801 | 8 | 0.12009
11938 | 4.845 | 1 | 365 | 5.5387 | 0.10288 | 5 | 0.64159
5252 | 6.63 | 1 | 365 | 7.5793 | 0.19341 | 7 | 0.7727
11742 | 6.12 | 1 | 365 | 6.9963 | 0.02469 | 7 | 0.020952
6834 | 8.67 | 1 | 365 | 9.9114 | 0.86831 | 10 | 0.77968
8693 | 4.59 | 1 | 365 | 5.2472 | 0.51852 | 5 | 0.76571
16162 | 7.15 | 1 | 365 | 8.1737 | 0.38505 | 8 | 0.55879
59927 | 6.12 | 1 | 365 | 6.9963 | 0.02469 | 7 | 0.020952
20969 | 4.86 | 1 | 365 | 5.5559 | 0.13725 | 5 | 0.69311
13333 | 3.3 | 1 | 365 | 3.7725 | 0.56233 | 4 | 0.33483
11428 | 7.905 | 1 | 365 | 9.0368 | 0.11522 | 9 | 0.15206
9594 | 5.2 | 1 | 365 | 5.9445 | 0.9164 | 6 | 0.86094
16840 | 6.63 | 1 | 365 | 7.5793 | 0.19341 | 7 | 0.7727
12922 | 3.06 | 1 | 365 | 3.4981 | 0.012345 | 3 | 0.51048
62163 | 4.845 | 1 | 365 | 5.5387 | 0.10288 | 5 | 0.64159
5325 | 6.12 | 1 | 365 | 6.9963 | 0.02469 | 7 | 0.020952
9390 | 3.06 | 1 | 365 | 3.4981 | 0.012345 | 3 | 0.51048
14140 | 4.75 | 1 | 365 | 5.4301 | 0.88518 | 6 | 0.31528
12554 | 6.12 | 1 | 365 | 6.9963 | 0.02469 | 7 | 0.020952
10769 | 3.75 | 1 | 365 | 4.2869 | 0.59356 | 4 | 0.88049
10614 | 5.5 | 1 | 365 | 6.2875 | 0.60389 | 6 | 0.89138
5875 | 4.59 | 1 | 365 | 5.2472 | 0.51852 | 5 | 0.76571
11928 | 8.16 | 1 | 365 | 9.3283 | 0.69959 | 10 | 0.027935
5513 | 9.92 | 1 | 365 | 11.3403 | 0.73283 | 12 | 0.073176
11004 | 12.75 | 1 | 365 | 14.5755 | 0.2181 | 14 | 0.79365
69314 | 3.825 | 1 | 365 | 4.3727 | 0.76543 | 5 | 0.13809
7028 | 8.415 | 1 | 365 | 9.6199 | 0.28395 | 9 | 0.90381
12661 | 2.55 | 1 | 365 | 2.9151 | 0.84362 | 3 | 0.75873
9985 | 6.63 | 1 | 365 | 7.5793 | 0.19341 | 7 | 0.7727
9213 | 3.5 | 1 | 365 | 4.0011 | 0.020656 | 4 | 0.021786
8894 | 2.76 | 1 | 365 | 3.1552 | 0.32486 | 3 | 0.48004
7275 | 4.845 | 1 | 365 | 5.5387 | 0.10288 | 5 | 0.64159
8246 | 7.14 | 1 | 365 | 8.1623 | 0.36214 | 8 | 0.52444
5391 | 7.83 | 1 | 365 | 8.9511 | 0.94335 | 9 | 0.89445
5194 | 7.65 | 1 | 365 | 8.7453 | 0.53086 | 9 | 0.27619
17606 | 5.5 | 1 | 365 | 6.2875 | 0.60389 | 6 | 0.89138
9807 | 3.57 | 1 | 365 | 4.0812 | 0.18107 | 4 | 0.26222
11288 | 8.67 | 1 | 365 | 9.9114 | 0.86831 | 10 | 0.77968
18507 | 13.77 | 1 | 365 | 15.7416 | 0.55555 | 16 | 0.29714
62809 | 8.505 | 1 | 365 | 9.7227 | 0.49019 | 10 | 0.21294
5946 | 3.825 | 1 | 365 | 4.3727 | 0.76543 | 5 | 0.13809
12499 | 6.24 | 1 | 365 | 7.1334 | 0.29968 | 7 | 0.43313
5633 | 9.315 | 1 | 365 | 10.6487 | 0.3464 | 10 | 0.99512
26661 | 7.5 | 1 | 365 | 8.5739 | 0.18712 | 8 | 0.76097
11860 | 6.867 | 1 | 365 | 7.8502 | 0.73653 | 8 | 0.58674
29400 | 11.772 | 1 | 365 | 13.4575 | 0.9769 | 14 | 0.43442
13331 | 13.4 | 1 | 365 | 15.3186 | 0.70765 | 16 | 0.026266
9236 | 7 | 1 | 365 | 8.0023 | 0.041312 | 8 | 0.043572
13203 | 8.1 | 1 | 365 | 9.2598 | 0.56209 | 9 | 0.82185
6470 | 7.42 | 1 | 365 | 8.4824 | 0.0037907 | 8 | 0.48619
6371 | 6.867 | 1 | 365 | 7.8502 | 0.73653 | 8 | 0.58674
19422 | 4.59 | 1 | 365 | 5.2472 | 0.51852 | 5 | 0.76571
14573 | 10.455 | 1 | 365 | 11.9519 | 0.95885 | 12 | 0.91079
5431 | 6 | 1 | 365 | 6.8591 | 0.7497 | 7 | 0.60878
6277 | 4.75 | 1 | 365 | 5.4301 | 0.88518 | 6 | 0.31528
9824 | 9.69 | 1 | 365 | 11.0774 | 0.20576 | 11 | 0.28317
5870 | 5.355 | 1 | 365 | 6.1217 | 0.2716 | 6 | 0.39333
20509 | 8.415 | 1 | 365 | 9.6199 | 0.28395 | 9 | 0.90381
5739 | 3.27 | 1 | 365 | 3.7382 | 0.49358 | 4 | 0.23178
10847 | 6.12 | 1 | 365 | 6.9963 | 0.02469 | 7 | 0.020952
8871 | 8.8 | 1 | 365 | 10.06 | 0.16622 | 10 | 0.2262
21015 | 6.05 | 1 | 365 | 6.9162 | 0.86428 | 7 | 0.78052
22693 | 7.7 | 1 | 365 | 8.8025 | 0.64544 | 9 | 0.44793
48194 | 5.5 | 1 | 365 | 6.2875 | 0.60389 | 6 | 0.89138
5255 | 3.75 | 1 | 365 | 4.2869 | 0.59356 | 4 | 0.88049
18350 | 8.25 | 1 | 365 | 9.4312 | 0.90583 | 10 | 0.33707
14471 | 5.215 | 1 | 365 | 5.9617 | 0.95078 | 6 | 0.91246
5966 | 3.57 | 1 | 365 | 4.0812 | 0.18107 | 4 | 0.26222
14445 | 10.215 | 1 | 365 | 11.6776 | 0.40886 | 12 | 0.086441
46673 | 2.55 | 1 | 365 | 2.9151 | 0.90171 | 3 | 0.81682
18615 | 10.45 | 1 | 365 | 11.9462 | 0.94739 | 12 | 0.89362
5227 | 10.25 | 1 | 365 | 11.7176 | 0.48906 | 12 | 0.20666
11330 | 12.04 | 1 | 365 | 13.7639 | 0.59106 | 14 | 0.35494
14529 | 7.365 | 1 | 365 | 8.4195 | 0.87775 | 9 | 0.29727
12829 | 8.415 | 1 | 365 | 9.6199 | 0.28395 | 9 | 0.90381
5263 | 8.925 | 1 | 365 | 10.2029 | 0.45267 | 10 | 0.65555
5291 | 3 | 1 | 365 | 3.4295 | 0.87485 | 4 | 0.30439
14345 | 5.215 | 1 | 365 | 5.9617 | 0.95078 | 6 | 0.91246
5246 | 11 | 1 | 365 | 12.575 | 0.20778 | 12 | 0.78276
5175 | 4.08 | 1 | 365 | 4.6642 | 0.34979 | 5 | 0.013968
10938 | 3.315 | 1 | 365 | 3.7896 | 0.59671 | 4 | 0.38635
11370 | 8.16 | 1 | 365 | 9.3283 | 0.69959 | 10 | 0.027935
14446 | 6.76 | 1 | 365 | 7.7279 | 0.49132 | 8 | 0.21922
11417 | 6.05 | 1 | 365 | 6.9162 | 0.86428 | 7 | 0.78052
9425 | 5.5 | 1 | 365 | 6.2875 | 0.60389 | 6 | 0.89138
6561 | 7.65 | 1 | 365 | 8.7453 | 0.53086 | 9 | 0.27619
5552 | 3.57 | 1 | 365 | 4.0812 | 0.18107 | 4 | 0.26222
14392 | 6.215 | 1 | 365 | 7.1049 | 0.24239 | 7 | 0.34726
15515 | 9 | 1 | 365 | 10.2886 | 0.62454 | 10 | 0.91316
14498 | 11.96 | 1 | 365 | 13.6724 | 0.40773 | 14 | 0.08016
14455 | 6.725 | 1 | 365 | 7.6879 | 0.41112 | 8 | 0.099003
16791 | 7.521 | 1 | 365 | 8.5979 | 0.23524 | 8 | 0.8331
24728 | 6.325 | 1 | 365 | 7.2306 | 0.49447 | 7 | 0.72508
25859 | 7.2 | 1 | 365 | 8.2309 | 0.49964 | 8 | 0.73053
14700 | 5.47 | 1 | 365 | 6.2532 | 0.53514 | 6 | 0.78833
5316 | 6.375 | 1 | 365 | 7.2878 | 0.60905 | 7 | 0.89682
14579 | 7.215 | 1 | 365 | 8.248 | 0.53401 | 8 | 0.78205
5999 | 9.18 | 1 | 365 | 10.4944 | 0.037035 | 10 | 0.53143
14494 | 3.725 | 1 | 365 | 4.2583 | 0.53627 | 4 | 0.79462
12731 | 5.4 | 1 | 365 | 6.1732 | 0.37473 | 6 | 0.5479
10758 | 7.521 | 1 | 365 | 8.5979 | 0.23524 | 8 | 0.8331
14585 | 4.295 | 1 | 365 | 4.91 | 0.84249 | 5 | 0.75245
8897 | 9.35 | 1 | 365 | 10.6887 | 0.42661 | 11 | 0.11534
10393 | 6.12 | 1 | 365 | 6.9963 | 0.02469 | 7 | 0.020952
11329 | 10.64 | 1 | 365 | 12.1634 | 0.38279 | 12 | 0.54623
10143 | 4.69 | 1 | 365 | 5.3615 | 0.74768 | 6 | 0.10919
22916 | 8.415 | 1 | 365 | 9.6199 | 0.28395 | 9 | 0.90381
7227 | 4.8 | 1 | 365 | 5.4873 | 0.99976 | 6 | 0.48702
7675 | 7.15 | 1 | 365 | 8.1737 | 0.38505 | 8 | 0.55879
14401 | 4.47 | 1 | 365 | 5.11 | 0.24352 | 5 | 0.35354
14403 | 3.98 | 1 | 365 | 4.5499 | 0.12063 | 4 | 0.67049
5257 | 4.59 | 1 | 365 | 5.2472 | 0.51852 | 5 | 0.76571
11757 | 3.825 | 1 | 365 | 4.3727 | 0.76543 | 5 | 0.13809
5217 | 7.395 | 1 | 365 | 8.4538 | 0.9465 | 9 | 0.40032
5430 | 6.12 | 1 | 365 | 6.9963 | 0.02469 | 7 | 0.020952
10355 | 7.425 | 1 | 365 | 8.4881 | 0.015249 | 8 | 0.50336
5971 | 3.57 | 1 | 365 | 4.0812 | 0.18107 | 4 | 0.26222
5477 | 4.59 | 1 | 365 | 5.2472 | 0.51852 | 5 | 0.76571
9153 | 2.04 | 1 | 365 | 2.3321 | 0.6749 | 3 | 0.0069838
13650 | 7.395 | 1 | 365 | 8.4538 | 0.9465 | 9 | 0.40032
53319 | 9.1 | 1 | 365 | 10.4029 | 0.85371 | 11 | 0.25664
13619 | 7.155 | 1 | 365 | 8.1795 | 0.39651 | 8 | 0.57597
11373 | 5.25 | 1 | 365 | 6.0017 | 0.030984 | 6 | 0.032679
12442 | 6.885 | 1 | 365 | 7.8708 | 0.77778 | 8 | 0.64857
5261 | 7.14 | 1 | 365 | 8.1623 | 0.36214 | 8 | 0.52444
10734 | 2.04 | 1 | 365 | 2.3321 | 0.6749 | 3 | 0.0069838
47212 | 5.5 | 1 | 365 | 6.2875 | 0.60389 | 6 | 0.89138
6588 | 10.725 | 1 | 365 | 12.2606 | 0.57758 | 12 | 0.83819
6622 | 5.886 | 1 | 365 | 6.7288 | 0.48845 | 7 | 0.21721
11215 | 14.535 | 1 | 365 | 16.6161 | 0.30864 | 16 | 0.92476
7104 | 6.875 | 1 | 365 | 7.8594 | 0.75486 | 8 | 0.61422
5771 | 7.65 | 1 | 365 | 8.7453 | 0.53086 | 9 | 0.27619
11445 | 6.6 | 1 | 365 | 7.545 | 0.12467 | 7 | 0.66965
6369 | 6.625 | 1 | 365 | 7.5736 | 0.18196 | 7 | 0.75552
7669 | 10.6 | 1 | 365 | 12.1177 | 0.29113 | 12 | 0.40884
34917 | 7.7 | 1 | 365 | 8.8025 | 0.64544 | 9 | 0.44793
19043 | 6.72 | 1 | 365 | 7.6822 | 0.39966 | 8 | 0.081829
6053 | 4.335 | 1 | 365 | 4.9557 | 0.93416 | 5 | 0.88984
14131 | 5 | 1 | 365 | 5.7159 | 0.45808 | 6 | 0.17398
5962 | 5.2 | 1 | 365 | 5.9445 | 0.9164 | 6 | 0.86094
6524 | 9.25 | 1 | 365 | 10.5744 | 0.19745 | 10 | 0.77186
5334 | 5.865 | 1 | 365 | 6.7048 | 0.44033 | 7 | 0.14508
6346 | 4.335 | 1 | 365 | 4.9557 | 0.93416 | 5 | 0.88984
6039 | 9.18 | 1 | 365 | 10.4944 | 0.037035 | 10 | 0.53143
10621 | 8.415 | 1 | 365 | 9.6199 | 0.28395 | 9 | 0.90381
5942 | 7.14 | 1 | 365 | 8.1623 | 0.36214 | 8 | 0.52444
5974 | 7.905 | 1 | 365 | 9.0368 | 0.11522 | 9 | 0.15206
5569 | 7.14 | 1 | 365 | 8.1623 | 0.36214 | 8 | 0.52444
42492 | 4.125 | 1 | 365 | 4.7156 | 0.45292 | 5 | 0.16853
5628 | 7.975 | 1 | 365 | 9.1169 | 0.27564 | 9 | 0.3925
6640 | 10.464 | 1 | 365 | 11.9622 | 0.97947 | 12 | 0.94171
5424 | 5.355 | 1 | 365 | 6.1217 | 0.2716 | 6 | 0.39333
5867 | 6.12 | 1 | 365 | 6.9963 | 0.02469 | 7 | 0.020952
9194 | 4.335 | 1 | 365 | 4.9557 | 0.93416 | 5 | 0.88984
5258 | 2.805 | 1 | 365 | 3.2066 | 0.42798 | 3 | 0.6346
6027 | 7.5 | 1 | 365 | 8.5739 | 0.18712 | 8 | 0.76097
6045 | 5.865 | 1 | 365 | 6.7048 | 0.44033 | 7 | 0.14508
59007 | 3.57 | 1 | 365 | 4.0812 | 0.18107 | 4 | 0.26222
9496 | 7.905 | 1 | 365 | 9.0368 | 0.11522 | 9 | 0.15206
7420 | 8.68 | 1 | 365 | 9.9228 | 0.89123 | 10 | 0.81403
6636 | 14.061 | 1 | 365 | 16.0743 | 0.22241 | 16 | 0.29667
6733 | 3.315 | 1 | 365 | 3.7896 | 0.59671 | 4 | 0.38635
11811 | 3.36 | 1 | 365 | 3.8411 | 0.69983 | 4 | 0.54091
7128 | 8.415 | 1 | 365 | 9.6199 | 0.28395 | 9 | 0.90381
16165 | 7.425 | 1 | 365 | 8.4881 | 0.015249 | 8 | 0.50336
9956 | 7.905 | 1 | 365 | 9.0368 | 0.11522 | 9 | 0.15206
5267 | 10.455 | 1 | 365 | 11.9519 | 0.95885 | 12 | 0.91079
12137 | 5 | 1 | 365 | 5.7159 | 0.45808 | 6 | 0.17398
5479 | 5.355 | 1 | 365 | 6.1217 | 0.2716 | 6 | 0.39333
6120 | 6.875 | 1 | 365 | 7.8594 | 0.75486 | 8 | 0.61422
7260 | 7.905 | 1 | 365 | 9.0368 | 0.11522 | 9 | 0.15206
10687 | 5.61 | 1 | 365 | 6.4132 | 0.85597 | 7 | 0.26921
6785 | 7.905 | 1 | 365 | 9.0368 | 0.11522 | 9 | 0.15206
12381 | 6.885 | 1 | 365 | 7.8708 | 0.77778 | 8 | 0.64857
7247 | 13.4 | 1 | 365 | 15.3186 | 0.70765 | 16 | 0.026266
5436 | 3.64 | 1 | 365 | 4.1612 | 0.34148 | 4 | 0.50266
12935 | 6.25 | 1 | 365 | 7.1449 | 0.3226 | 7 | 0.46747
5250 | 4.335 | 1 | 365 | 4.9557 | 0.93416 | 5 | 0.88984
7599 | 8.25 | 1 | 365 | 9.4312 | 0.90583 | 10 | 0.33707
6604 | 6.25 | 1 | 365 | 7.1449 | 0.3226 | 7 | 0.46747
16838 | 12.24 | 1 | 365 | 13.9925 | 0.04938 | 14 | 0.041903
6443 | 9 | 1 | 365 | 10.2886 | 0.62454 | 10 | 0.91316
6635 | 12.6 | 1 | 365 | 14.4041 | 0.87436 | 15 | 0.27843
6042 | 7.395 | 1 | 365 | 8.4538 | 0.9465 | 9 | 0.40032
5253 | 3.315 | 1 | 365 | 3.7896 | 0.59671 | 4 | 0.38635
17098 | 3.57 | 1 | 365 | 4.0812 | 0.18107 | 4 | 0.26222
17186 | 4.08 | 1 | 365 | 4.6642 | 0.34979 | 5 | 0.013968
5346 | 3.315 | 1 | 365 | 3.7896 | 0.77222 | 4 | 0.56186
11244 | 5.61 | 1 | 365 | 6.4132 | 0.85597 | 7 | 0.26921
8898 | 4.95 | 1 | 365 | 5.6587 | 0.3435 | 6 | 0.0022402
19596 | 7.7 | 1 | 365 | 8.8025 | 0.64544 | 9 | 0.44793
5596 | 9.5 | 1 | 365 | 10.8602 | 0.77035 | 11 | 0.63056
9507 | 4.94 | 1 | 365 | 5.6473 | 0.32058 | 5 | 0.96789
9987 | 2.295 | 1 | 365 | 2.6236 | 0.25926 | 2 | 0.88286
13674 | 6.12 | 1 | 365 | 6.9963 | 0.02469 | 7 | 0.020952
5228 | 6.63 | 1 | 365 | 7.5793 | 0.19341 | 7 | 0.7727
15025 | 6.05 | 1 | 365 | 6.9162 | 0.86428 | 7 | 0.78052
20500 | 6.885 | 1 | 365 | 7.8708 | 0.77778 | 8 | 0.64857
5917 | 3.06 | 1 | 365 | 3.4981 | 0.012345 | 3 | 0.51048
11124 | 8.925 | 1 | 365 | 10.2029 | 0.45267 | 10 | 0.65555
6954 | 5.1 | 1 | 365 | 5.8302 | 0.68724 | 6 | 0.51746
10796 | 4.94 | 1 | 365 | 5.6473 | 0.32058 | 5 | 0.96789
5290 | 6.12 | 1 | 365 | 6.9963 | 0.02469 | 7 | 0.020952
5770 | 3.57 | 1 | 365 | 4.0812 | 0.18107 | 4 | 0.26222
11224 | 3.315 | 1 | 365 | 3.7896 | 0.59671 | 4 | 0.38635
6141 | 2.295 | 1 | 365 | 2.6236 | 0.25926 | 2 | 0.88286
10128 | 2.805 | 1 | 365 | 3.2066 | 0.42798 | 3 | 0.6346
6615 | 3.92 | 1 | 365 | 4.4813 | 0.98313 | 5 | 0.4644
6035 | 9.435 | 1 | 365 | 10.7859 | 0.6214 | 11 | 0.4073
11318 | 8.67 | 1 | 365 | 9.9114 | 0.86831 | 10 | 0.77968
11242 | 7.395 | 1 | 365 | 8.4538 | 0.9465 | 9 | 0.40032
20964 | 3.84 | 1 | 365 | 4.3898 | 0.79981 | 5 | 0.18962
7657 | 9.075 | 1 | 365 | 10.3744 | 0.79642 | 11 | 0.17077
5327 | 2.25 | 1 | 365 | 2.5722 | 0.15614 | 2 | 0.72829
7602 | 7.28 | 1 | 365 | 8.3224 | 0.68296 | 9 | 0.0053149
14595 | 5.895 | 1 | 365 | 6.739 | 0.50908 | 7 | 0.24812
16553 | 7.15 | 1 | 365 | 8.1737 | 0.38505 | 8 | 0.55879
14128 | 2.97 | 1 | 365 | 3.3952 | 0.8061 | 4 | 0.20134
6112 | 7.194 | 1 | 365 | 8.224 | 0.48589 | 8 | 0.70992
6716 | 6.5 | 1 | 365 | 7.4307 | 0.8955 | 8 | 0.32617
7266 | 8.67 | 1 | 365 | 9.9114 | 0.86831 | 10 | 0.77968
9529 | 4.95 | 1 | 365 | 5.6587 | 0.3435 | 6 | 0.0022402
9523 | 10.791 | 1 | 365 | 12.3361 | 0.72883 | 13 | 0.064884
12574 | 2.2 | 1 | 365 | 2.515 | 0.041555 | 2 | 0.55655
5363 | 3.825 | 1 | 365 | 4.3727 | 0.76543 | 5 | 0.13809
8764 | 7.25 | 1 | 365 | 8.2881 | 0.61422 | 8 | 0.90227
25576 | 6.16 | 1 | 365 | 7.042 | 0.11635 | 7 | 0.15834
7932 | 5.775 | 1 | 365 | 6.6019 | 0.23408 | 6 | 0.83595
48705 | 14.85 | 1 | 365 | 16.9762 | 0.030498 | 17 | 0.0067206
13288 | 6.63 | 1 | 365 | 7.5793 | 0.19341 | 7 | 0.7727
10852 | 5.4 | 1 | 365 | 6.1732 | 0.37473 | 6 | 0.5479
10227 | 7.395 | 1 | 365 | 8.4538 | 0.9465 | 9 | 0.40032
11044 | 5.565 | 1 | 365 | 6.3618 | 0.75284 | 7 | 0.11464
19593 | 6.6 | 1 | 365 | 7.545 | 0.12467 | 7 | 0.66965
5248 | 8.67 | 1 | 365 | 9.9114 | 0.86831 | 10 | 0.77968
16951 | 12.42 | 1 | 365 | 14.1983 | 0.13302 | 14 | 0.33131
7108 | 12 | 1 | 365 | 13.7182 | 0.49939 | 14 | 0.21755
8669 | 3.5 | 1 | 365 | 4.0011 | 0.020656 | 4 | 0.021786
16278 | 12.42 | 1 | 365 | 14.1983 | 0.46187 | 14 | 0.66017
8682 | 4 | 1 | 365 | 4.5727 | 0.16646 | 4 | 0.73918
16438 | 10.965 | 1 | 365 | 12.535 | 0.12757 | 12 | 0.66254
14105 | 11.275 | 1 | 365 | 12.8894 | 0.83797 | 13 | 0.72732
23529 | 5.355 | 1 | 365 | 6.1217 | 0.2716 | 6 | 0.39333
8111 | 2.04 | 1 | 365 | 2.3321 | 0.6749 | 3 | 0.0069838
9265 | 4.845 | 1 | 365 | 5.5387 | 0.10288 | 5 | 0.64159
53855 | 3.25 | 1 | 365 | 3.7153 | 0.44775 | 4 | 0.16309
5795 | 5.61 | 1 | 365 | 6.4132 | 0.85597 | 7 | 0.26921
11803 | 4.335 | 1 | 365 | 4.9557 | 0.93416 | 5 | 0.88984
13733 | 4.845 | 1 | 365 | 5.5387 | 0.10288 | 5 | 0.64159
20109 | 8.16 | 1 | 365 | 9.3283 | 0.69959 | 10 | 0.027935
12635 | 6.63 | 1 | 365 | 7.5793 | 0.19341 | 7 | 0.7727
13645 | 2.805 | 1 | 365 | 3.2066 | 0.42798 | 3 | 0.6346
5215 | 10.2 | 1 | 365 | 11.6604 | 0.37448 | 12 | 0.034919
6769 | 7.395 | 1 | 365 | 8.4538 | 0.9465 | 9 | 0.40032
11935 | 9.69 | 1 | 365 | 11.0774 | 0.20576 | 11 | 0.28317
6650 | 4.08 | 1 | 365 | 4.6642 | 0.34979 | 5 | 0.013968
6036 | 6.12 | 1 | 365 | 6.9963 | 0.02469 | 7 | 0.020952
5998 | 4.59 | 1 | 365 | 5.2472 | 0.51852 | 5 | 0.76571
5800 | 7.14 | 1 | 365 | 8.1623 | 0.36214 | 8 | 0.52444
5489 | 5.61 | 1 | 365 | 6.4132 | 0.85597 | 7 | 0.26921
15042 | 3.06 | 1 | 365 | 3.4981 | 0.012345 | 3 | 0.51048
12373 | 6.885 | 1 | 365 | 7.8708 | 0.77778 | 8 | 0.64857
18739 | 4.77 | 1 | 365 | 5.453 | 0.93101 | 6 | 0.38398
5198 | 4.59 | 1 | 365 | 5.2472 | 0.51852 | 5 | 0.76571
6309 | 5.1 | 1 | 365 | 5.8302 | 0.68724 | 6 | 0.51746
7244 | 8.97 | 1 | 365 | 10.2543 | 0.5558 | 10 | 0.81012
6903 | 5.865 | 1 | 365 | 6.7048 | 0.44033 | 7 | 0.14508
7672 | 8.91 | 1 | 365 | 10.1857 | 0.4183 | 10 | 0.60403
21137 | 9.315 | 1 | 365 | 10.6487 | 0.3464 | 10 | 0.99512
12288 | 9.9 | 1 | 365 | 11.3175 | 0.687 | 12 | 0.0044804
6098 | 3.9 | 1 | 365 | 4.4584 | 0.9373 | 5 | 0.3957
10720 | 4 | 1 | 365 | 4.5727 | 0.16646 | 4 | 0.73918
10718 | 5.25 | 1 | 365 | 6.0017 | 0.030984 | 6 | 0.032679
14410 | 7.194 | 1 | 365 | 8.224 | 0.48589 | 8 | 0.70992
6535 | 5.865 | 1 | 365 | 6.7048 | 0.44033 | 7 | 0.14508
7666 | 6.89 | 1 | 365 | 7.8765 | 0.78923 | 8 | 0.66574
5275 | 10.6 | 1 | 365 | 12.1177 | 0.29113 | 12 | 0.40884
13579 | 6.05 | 1 | 365 | 6.9162 | 0.86428 | 7 | 0.78052
10972 | 6.375 | 1 | 365 | 7.2878 | 0.60905 | 7 | 0.89682
6676 | 11 | 1 | 365 | 12.575 | 0.20778 | 12 | 0.78276
14437 | 6.725 | 1 | 365 | 7.6879 | 0.41112 | 8 | 0.099003
15078 | 6.725 | 1 | 365 | 7.6879 | 0.41112 | 8 | 0.099003
22997 | 4.47 | 1 | 365 | 5.11 | 0.24352 | 5 | 0.35354
7722 | 7.14 | 1 | 365 | 8.1623 | 0.36214 | 8 | 0.52444
10193 | 3.315 | 1 | 365 | 3.7896 | 0.59671 | 4 | 0.38635
14717 | 10.215 | 1 | 365 | 11.6776 | 0.40886 | 12 | 0.086441
14943 | 3.725 | 1 | 365 | 4.2583 | 0.53627 | 4 | 0.79462
14462 | 7.96 | 1 | 365 | 9.0997 | 0.24126 | 9 | 0.34098
14661 | 4.79 | 1 | 365 | 5.4758 | 0.97684 | 6 | 0.45267
11538 | 3.315 | 1 | 365 | 3.7896 | 0.59671 | 4 | 0.38635
14654 | 8.47 | 1 | 365 | 9.6827 | 0.40999 | 10 | 0.092722
10940 | 3.06 | 1 | 365 | 3.4981 | 0.012345 | 3 | 0.51048
14545 | 5.215 | 1 | 365 | 5.9617 | 0.95078 | 6 | 0.91246
6580 | 3.315 | 1 | 365 | 3.7896 | 0.59671 | 4 | 0.38635
14659 | 8.705 | 1 | 365 | 9.9514 | 0.94852 | 10 | 0.8999
19170 | 7.29 | 1 | 365 | 8.3338 | 0.70588 | 9 | 0.039663
14604 | 9.96 | 1 | 365 | 11.3861 | 0.8245 | 12 | 0.21057
14942 | 7.47 | 1 | 365 | 8.5396 | 0.11837 | 8 | 0.65793
14560 | 4.98 | 1 | 365 | 5.693 | 0.41225 | 6 | 0.10528
14520 | 7.47 | 1 | 365 | 8.5396 | 0.11837 | 8 | 0.65793
14356 | 6.47 | 1 | 365 | 7.3964 | 0.82676 | 8 | 0.22313
22720 | 6.47 | 1 | 365 | 7.3964 | 0.82676 | 8 | 0.22313
14488 | 5.47 | 1 | 365 | 6.2532 | 0.53514 | 6 | 0.78833
20532 | 11 | 1 | 365 | 12.575 | 0.20778 | 12 | 0.78276
9164 | 3 | 1 | 365 | 3.4295 | 0.87485 | 4 | 0.30439
14098 | 8.8 | 1 | 365 | 10.06 | 0.16622 | 10 | 0.2262
6685 | 9.66 | 1 | 365 | 11.0431 | 0.13701 | 11 | 0.18013
12732 | 4.05 | 1 | 365 | 4.6299 | 0.28104 | 4 | 0.91092
6572 | 5.175 | 1 | 365 | 5.916 | 0.85911 | 6 | 0.77507
7065 | 3.315 | 1 | 365 | 3.7896 | 0.59671 | 4 | 0.38635
8659 | 9.9 | 1 | 365 | 11.3175 | 0.687 | 12 | 0.0044804
12718 | 5.4 | 1 | 365 | 6.1732 | 0.37473 | 6 | 0.5479
11206 | 5.1 | 1 | 365 | 5.8302 | 0.68724 | 6 | 0.51746
21060 | 5.04 | 1 | 365 | 5.7616 | 0.54974 | 6 | 0.31137
13899 | 3.597 | 1 | 365 | 4.112 | 0.24294 | 4 | 0.35496
11629 | 6.9 | 1 | 365 | 7.8879 | 0.81215 | 8 | 0.70009
14104 | 6 | 1 | 365 | 6.8591 | 0.7497 | 7 | 0.60878
14391 | 5.47 | 1 | 365 | 6.2532 | 0.53514 | 6 | 0.78833
12795 | 6.12 | 1 | 365 | 6.9963 | 0.02469 | 7 | 0.020952
15359 | 6.05 | 1 | 365 | 6.9162 | 0.86428 | 7 | 0.78052
23025 | 7.975 | 1 | 365 | 9.1169 | 0.27564 | 9 | 0.3925
11338 | 4.42 | 1 | 365 | 5.0529 | 0.12894 | 5 | 0.1818
5704 | 8.67 | 1 | 365 | 9.9114 | 0.86831 | 10 | 0.77968
18180 | 6.375 | 1 | 365 | 7.2878 | 0.60905 | 7 | 0.89682
22375 | 3.6 | 1 | 365 | 4.1154 | 0.24982 | 4 | 0.36527
5716 | 6.63 | 1 | 365 | 7.5793 | 0.19341 | 7 | 0.7727
12576 | 13.72 | 1 | 365 | 15.6844 | 0.44097 | 16 | 0.1254
16854 | 7.905 | 1 | 365 | 9.0368 | 0.11522 | 9 | 0.15206
24872 | 12.426 | 1 | 365 | 14.2052 | 0.47562 | 14 | 0.68078
6748 | 3.45 | 1 | 365 | 3.944 | 0.90608 | 4 | 0.85005
8442 | 8.25 | 1 | 365 | 9.4312 | 0.90583 | 10 | 0.33707
24338 | 9 | 1 | 365 | 10.2886 | 0.62454 | 10 | 0.91316
5817 | 6.9 | 1 | 365 | 7.8879 | 0.81215 | 8 | 0.70009
9576 | 6.05 | 1 | 365 | 6.9162 | 0.86428 | 7 | 0.78052
5639 | 9.8 | 1 | 365 | 11.2032 | 0.45784 | 11 | 0.661
7432 | 10.4 | 1 | 365 | 11.8891 | 0.83281 | 12 | 0.72188
5637 | 8.64 | 1 | 365 | 9.8771 | 0.79956 | 10 | 0.67664
11808 | 7.65 | 1 | 365 | 8.7453 | 0.53086 | 9 | 0.27619
53853 | 7.02 | 1 | 365 | 8.0251 | 0.087144 | 8 | 0.11227
9622 | 7.65 | 1 | 365 | 8.7453 | 0.53086 | 9 | 0.27619
7641 | 10.965 | 1 | 365 | 12.535 | 0.12757 | 12 | 0.66254
5740 | 6.375 | 1 | 365 | 7.2878 | 0.60905 | 7 | 0.89682
7337 | 6.12 | 1 | 365 | 6.9963 | 0.02469 | 7 | 0.020952
14948 | 6.875 | 1 | 365 | 7.8594 | 0.75486 | 8 | 0.61422
32836 | 5.215 | 1 | 365 | 5.9617 | 0.95078 | 6 | 0.91246
6020 | 8.4 | 1 | 365 | 9.6027 | 0.24957 | 9 | 0.85229
5830 | 2.805 | 1 | 365 | 3.2066 | 0.42798 | 3 | 0.6346
10742 | 3.315 | 1 | 365 | 3.7896 | 0.59671 | 4 | 0.38635
11009 | 5.1 | 1 | 365 | 5.8302 | 0.68724 | 6 | 0.51746
12045 | 6.63 | 1 | 365 | 7.5793 | 0.19341 | 7 | 0.7727
5798 | 10.455 | 1 | 365 | 11.9519 | 0.95885 | 12 | 0.91079
5765 | 6.12 | 1 | 365 | 6.9963 | 0.02469 | 7 | 0.020952
6497 | 2.55 | 1 | 365 | 2.9151 | 0.84362 | 3 | 0.75873
11734 | 4.14 | 1 | 365 | 4.7328 | 0.48729 | 5 | 0.22006
53867 | 6.375 | 1 | 365 | 7.2878 | 0.60905 | 7 | 0.89682
6436 | 4.08 | 1 | 365 | 4.6642 | 0.34979 | 5 | 0.013968
6841 | 4.8 | 1 | 365 | 5.4873 | 0.99976 | 6 | 0.48702
6101 | 7.14 | 1 | 365 | 8.1623 | 0.36214 | 8 | 0.52444
5694 | 4.655 | 1 | 365 | 5.3215 | 0.66747 | 5 | 0.98898
6979 | 6 | 1 | 365 | 6.8591 | 0.7497 | 7 | 0.60878
8665 | 5.5 | 1 | 365 | 6.2875 | 0.60389 | 6 | 0.89138
21402 | 3.924 | 1 | 365 | 4.4858 | 0.9923 | 5 | 0.47814
6642 | 6.54 | 1 | 365 | 7.4764 | 0.98717 | 8 | 0.46357
6008 | 9 | 1 | 365 | 10.2886 | 0.62454 | 10 | 0.91316
32292 | 6.325 | 1 | 365 | 7.2306 | 0.49447 | 7 | 0.72508
11135 | 8.925 | 1 | 365 | 10.2029 | 0.45267 | 10 | 0.65555
11159 | 3.57 | 1 | 365 | 4.0812 | 0.18107 | 4 | 0.26222
5644 | 5.75 | 1 | 365 | 6.5733 | 0.17679 | 6 | 0.75008
5642 | 2.25 | 1 | 365 | 2.5722 | 0.15614 | 2 | 0.72829
5700 | 4.335 | 1 | 365 | 4.9557 | 0.93416 | 5 | 0.88984
14126 | 7.2 | 1 | 365 | 8.2309 | 0.49964 | 8 | 0.73053
9203 | 11.5 | 1 | 365 | 13.1466 | 0.35358 | 13 | 0.50015
15364 | 8.4 | 1 | 365 | 9.6027 | 0.24957 | 9 | 0.85229
7670 | 6.875 | 1 | 365 | 7.8594 | 0.75486 | 8 | 0.61422
17670 | 4.95 | 1 | 365 | 5.6587 | 0.3435 | 6 | 0.0022402
5698 | 6.3 | 1 | 365 | 7.202 | 0.43718 | 7 | 0.63921
14658 | 4.98 | 1 | 365 | 5.693 | 0.41225 | 6 | 0.10528
10428 | 5.1 | 1 | 365 | 5.8302 | 0.68724 | 6 | 0.51746
5970 | 10.2 | 1 | 365 | 11.6604 | 0.37448 | 12 | 0.034919
6029 | 2.04 | 1 | 365 | 2.3321 | 0.6749 | 3 | 0.0069838
6582 | 4.578 | 1 | 365 | 5.2335 | 0.49102 | 5 | 0.7245
12155 | 4.4 | 1 | 365 | 5.03 | 0.08311 | 5 | 0.1131
22026 | 3.27 | 1 | 365 | 3.7382 | 0.49358 | 4 | 0.23178
20966 | 5 | 1 | 365 | 5.7159 | 0.45808 | 6 | 0.17398
17117 | 6.215 | 1 | 365 | 7.1049 | 0.24239 | 7 | 0.34726
14042 | 4.59 | 1 | 365 | 5.2472 | 0.51852 | 5 | 0.76571
5842 | 6.63 | 1 | 365 | 7.5793 | 0.19341 | 7 | 0.7727
14167 | 7.35 | 1 | 365 | 8.4024 | 0.84338 | 9 | 0.24575
6679 | 6.375 | 1 | 365 | 7.2878 | 0.60905 | 7 | 0.89682
5920 | 4.2 | 1 | 365 | 4.8014 | 0.62479 | 5 | 0.42614
15521 | 7.5 | 1 | 365 | 8.5739 | 0.18712 | 8 | 0.76097
59074 | 9 | 1 | 365 | 10.2886 | 0.62454 | 10 | 0.91316
10759 | 5.6 | 1 | 365 | 6.4018 | 0.83305 | 7 | 0.23486
6046 | 6.12 | 1 | 365 | 6.9963 | 0.02469 | 7 | 0.020952
6077 | 6.12 | 1 | 365 | 6.9963 | 0.02469 | 7 | 0.020952
10800 | 3.9 | 1 | 365 | 4.4584 | 0.9373 | 5 | 0.3957
6110 | 6.12 | 1 | 365 | 6.9963 | 0.02469 | 7 | 0.020952
8816 | 6.63 | 1 | 365 | 7.5793 | 0.19341 | 7 | 0.7727
8401 | 6.885 | 1 | 365 | 7.8708 | 0.77778 | 8 | 0.64857
12303 | 11.475 | 1 | 365 | 13.118 | 0.29629 | 13 | 0.41428
5924 | 3.825 | 1 | 365 | 4.3727 | 0.76543 | 5 | 0.13809
22621 | 10.215 | 1 | 365 | 11.6776 | 0.40886 | 12 | 0.086441
18174 | 9.25 | 1 | 365 | 10.5744 | 0.19745 | 10 | 0.77186
13969 | 5.1 | 1 | 365 | 5.8302 | 0.68724 | 6 | 0.51746
11472 | 10.8 | 1 | 365 | 12.3463 | 0.74945 | 13 | 0.095797
13349 | 8.28 | 1 | 365 | 9.4655 | 0.97458 | 10 | 0.44011
21289 | 6.375 | 1 | 365 | 7.2878 | 0.60905 | 7 | 0.89682
6608 | 7.5 | 1 | 365 | 8.5739 | 0.18712 | 8 | 0.76097
16870 | 7.14 | 1 | 365 | 8.1623 | 0.36214 | 8 | 0.52444
14225 | 9.18 | 1 | 365 | 10.4944 | 0.037035 | 10 | 0.53143
7594 | 5.355 | 1 | 365 | 6.1217 | 0.2716 | 6 | 0.39333
16166 | 7.65 | 1 | 365 | 8.7453 | 0.53086 | 9 | 0.27619
12460 | 5.1 | 1 | 365 | 5.8302 | 0.68724 | 6 | 0.51746
16609 | 8.525 | 1 | 365 | 9.7456 | 0.53603 | 10 | 0.28164
7233 | 7.65 | 1 | 365 | 8.7453 | 0.53086 | 9 | 0.27619
42852 | 9.6 | 1 | 365 | 10.9745 | 0.99951 | 11 | 0.97404
13731 | 5.5 | 1 | 365 | 6.2875 | 0.60389 | 6 | 0.89138
20748 | 5 | 1 | 365 | 5.7159 | 0.45808 | 6 | 0.17398
15620 | 3.825 | 1 | 365 | 4.3727 | 0.76543 | 5 | 0.13809
6370 | 6.63 | 1 | 365 | 7.5793 | 0.19341 | 7 | 0.7727
14680 | 7.04 | 1 | 365 | 8.048 | 0.13298 | 8 | 0.18096
5887 | 6.375 | 1 | 365 | 7.2878 | 0.60905 | 7 | 0.89682
5904 | 7.14 | 1 | 365 | 8.1623 | 0.36214 | 8 | 0.52444
18343 | 9.435 | 1 | 365 | 10.7859 | 0.6214 | 11 | 0.4073
5706 | 4.2 | 1 | 365 | 4.8014 | 0.62479 | 5 | 0.42614
12242 | 10.8 | 1 | 365 | 12.3463 | 0.74945 | 13 | 0.095797
10950 | 9.18 | 1 | 365 | 10.4944 | 0.037035 | 10 | 0.53143
20698 | 4.95 | 1 | 365 | 5.6587 | 0.3435 | 6 | 0.0022402
56352 | 3.825 | 1 | 365 | 4.3727 | 0.76543 | 5 | 0.13809
17168 | 3.85 | 1 | 365 | 4.4012 | 0.82272 | 5 | 0.22396
18643 | 6.05 | 1 | 365 | 6.9162 | 0.86428 | 7 | 0.78052
14486 | 5.47 | 1 | 365 | 6.2532 | 0.53514 | 6 | 0.78833
18796 | 4 | 1 | 365 | 4.5727 | 0.16646 | 4 | 0.73918
26054 | 4.2 | 1 | 365 | 4.8014 | 0.62479 | 5 | 0.42614
5646 | 5.1 | 1 | 365 | 5.8302 | 0.68724 | 6 | 0.51746
5717 | 5.355 | 1 | 365 | 6.1217 | 0.2716 | 6 | 0.39333
6464 | 5.4 | 1 | 365 | 6.1732 | 0.37473 | 6 | 0.5479
6014 | 8.1 | 1 | 365 | 9.2598 | 0.56209 | 9 | 0.82185
7677 | 8.64 | 1 | 365 | 9.8771 | 0.79956 | 10 | 0.67664
7752 | 11.7 | 1 | 365 | 13.3752 | 0.81191 | 14 | 0.18711
9455 | 10.455 | 1 | 365 | 11.9519 | 0.95885 | 12 | 0.91079
11709 | 6.16 | 1 | 365 | 7.042 | 0.11635 | 7 | 0.15834
9085 | 5.1 | 1 | 365 | 5.8302 | 0.68724 | 6 | 0.51746
20429 | 12.915 | 1 | 365 | 14.7642 | 0.59622 | 15 | 0.36039
18530 | 9.35 | 1 | 365 | 10.6887 | 0.42661 | 11 | 0.11534
15493 | 7.65 | 1 | 365 | 8.7453 | 0.53086 | 9 | 0.27619
10657 | 8.67 | 1 | 365 | 9.9114 | 0.86831 | 10 | 0.77968
18629 | 7.975 | 1 | 365 | 9.1169 | 0.27564 | 9 | 0.3925
33112 | 11.825 | 1 | 365 | 13.5181 | 0.098359 | 13 | 0.61646
20758 | 7.975 | 1 | 365 | 9.1169 | 0.27564 | 9 | 0.3925
5719 | 5.3 | 1 | 365 | 6.0589 | 0.14556 | 6 | 0.20442
14536 | 5.47 | 1 | 365 | 6.2532 | 0.53514 | 6 | 0.78833
24036 | 5.1 | 1 | 365 | 5.8302 | 0.68724 | 6 | 0.51746
5695 | 4.48 | 1 | 365 | 5.1214 | 0.26644 | 5 | 0.38789
5898 | 6.375 | 1 | 365 | 7.2878 | 0.60905 | 7 | 0.89682
20970 | 5.76 | 1 | 365 | 6.5847 | 0.19971 | 6 | 0.78442
16820 | 8.925 | 1 | 365 | 10.2029 | 0.45267 | 10 | 0.65555
14060 | 6.375 | 1 | 365 | 7.2878 | 0.60905 | 7 | 0.89682
10322 | 5.2 | 1 | 365 | 5.9445 | 0.9164 | 6 | 0.86094
10892 | 8.415 | 1 | 365 | 9.6199 | 0.28395 | 9 | 0.90381
7550 | 4.845 | 1 | 365 | 5.5387 | 0.10288 | 5 | 0.64159
5697 | 4.08 | 1 | 365 | 4.6642 | 0.34979 | 5 | 0.013968
25882 | 10.71 | 1 | 365 | 12.2435 | 0.54321 | 12 | 0.78667
9790 | 9.435 | 1 | 365 | 10.7859 | 0.6214 | 11 | 0.4073
13266 | 3.57 | 1 | 365 | 4.0812 | 0.18107 | 4 | 0.26222
22198 | 3 | 1 | 365 | 3.4295 | 0.87485 | 4 | 0.30439
11862 | 5.355 | 1 | 365 | 6.1217 | 0.2716 | 6 | 0.39333
13012 | 6.885 | 1 | 365 | 7.8708 | 0.77778 | 8 | 0.64857
12103 | 10.26 | 1 | 365 | 11.729 | 0.51198 | 12 | 0.24101
16705 | 9.945 | 1 | 365 | 11.3689 | 0.79012 | 12 | 0.15905
10982 | 7.28 | 1 | 365 | 8.3224 | 0.68296 | 9 | 0.0053149
5833 | 6.12 | 1 | 365 | 6.9963 | 0.02469 | 7 | 0.020952
6108 | 6 | 1 | 365 | 6.8591 | 0.7497 | 7 | 0.60878
17188 | 4.68 | 1 | 365 | 5.3501 | 0.72476 | 6 | 0.074845
11064 | 3 | 1 | 365 | 3.4295 | 0.87485 | 4 | 0.30439
6554 | 5.355 | 1 | 365 | 6.1217 | 0.2716 | 6 | 0.39333
7146 | 11.475 | 1 | 365 | 13.118 | 0.29629 | 13 | 0.41428
6563 | 6 | 1 | 365 | 6.8591 | 0.7497 | 7 | 0.60878
5718 | 4.335 | 1 | 365 | 4.9557 | 0.93416 | 5 | 0.88984
6400 | 5.1 | 1 | 365 | 5.8302 | 0.68724 | 6 | 0.51746
7062 | 6.885 | 1 | 365 | 7.8708 | 0.77778 | 8 | 0.64857
25164 | 8.215 | 1 | 365 | 9.3912 | 0.82563 | 10 | 0.21685
6510 | 4.59 | 1 | 365 | 5.2472 | 0.51852 | 5 | 0.76571
5923 | 6.63 | 1 | 365 | 7.5793 | 0.19341 | 7 | 0.7727
15224 | 4.77 | 1 | 365 | 5.453 | 0.93101 | 6 | 0.38398
9929 | 3.06 | 1 | 365 | 3.4981 | 0.012345 | 3 | 0.51048
5708 | 15.12 | 1 | 365 | 17.2849 | 0.64923 | 17 | 0.93412
14696 | 8.215 | 1 | 365 | 9.3912 | 0.82563 | 10 | 0.21685
16463 | 7.65 | 1 | 365 | 8.7453 | 0.53086 | 9 | 0.27619
6291 | 4.8 | 1 | 365 | 5.4873 | 0.99976 | 6 | 0.48702
5699 | 6 | 1 | 365 | 6.8591 | 0.7497 | 7 | 0.60878
12628 | 4.5 | 1 | 365 | 5.1443 | 0.31227 | 5 | 0.45658
14990 | 5.725 | 1 | 365 | 6.5447 | 0.1195 | 6 | 0.66421
19697 | 15 | 1 | 365 | 17.1477 | 0.37424 | 17 | 0.52194
5649 | 5.25 | 1 | 365 | 6.0017 | 0.030984 | 6 | 0.032679
14467 | 5.215 | 1 | 365 | 5.9617 | 0.95078 | 6 | 0.91246
9937 | 4.335 | 1 | 365 | 4.9557 | 0.93416 | 5 | 0.88984
11158 | 4.335 | 1 | 365 | 4.9557 | 0.93416 | 5 | 0.88984
18682 | 5.865 | 1 | 365 | 6.7048 | 0.67392 | 7 | 0.37867
8916 | 8.8 | 1 | 365 | 10.06 | 0.16622 | 10 | 0.2262
24340 | 10.45 | 1 | 365 | 11.9462 | 0.94739 | 12 | 0.89362
8942 | 5.61 | 1 | 365 | 6.4132 | 0.85597 | 7 | 0.26921
12429 | 6.6 | 1 | 365 | 7.545 | 0.12467 | 7 | 0.66965
5959 | 7.14 | 1 | 365 | 8.1623 | 0.36214 | 8 | 0.52444
8129 | 4.59 | 1 | 365 | 5.2472 | 0.51852 | 5 | 0.76571
11066 | 4.2 | 1 | 365 | 4.8014 | 0.62479 | 5 | 0.42614
6683 | 8.16 | 1 | 365 | 9.3283 | 0.69959 | 10 | 0.027935
14714 | 6.725 | 1 | 365 | 7.6879 | 0.41112 | 8 | 0.099003
5648 | 6.12 | 1 | 365 | 6.9963 | 0.02469 | 7 | 0.020952
9904 | 7.7 | 1 | 365 | 8.8025 | 0.64544 | 9 | 0.44793
11753 | 6.12 | 1 | 365 | 6.9963 | 0.02469 | 7 | 0.020952
7056 | 5.865 | 1 | 365 | 6.7048 | 0.44033 | 7 | 0.14508
6637 | 8.502 | 1 | 365 | 9.7193 | 0.48332 | 10 | 0.20264
15109 | 5.04 | 1 | 365 | 5.7616 | 0.54974 | 6 | 0.31137
36780 | 6.36 | 1 | 365 | 7.2706 | 0.57468 | 7 | 0.8453
13379 | 6.615 | 1 | 365 | 7.5621 | 0.15904 | 7 | 0.72118
12161 | 7.848 | 1 | 365 | 8.9717 | 0.9846 | 9 | 0.95628
6611 | 9.156 | 1 | 365 | 10.467 | 0.98204 | 11 | 0.44899
10606 | 14.04 | 1 | 365 | 16.0502 | 0.17429 | 16 | 0.22454
22770 | 3.27 | 1 | 365 | 3.7382 | 0.49358 | 4 | 0.23178
6629 | 9.81 | 1 | 365 | 11.2146 | 0.48075 | 11 | 0.69535
15703 | 5.5 | 1 | 365 | 6.2875 | 0.60389 | 6 | 0.89138
55273 | 5.5 | 1 | 365 | 6.2875 | 0.60389 | 6 | 0.89138
5647 | 5 | 1 | 365 | 5.7159 | 0.45808 | 6 | 0.17398
11700 | 4.86 | 1 | 365 | 5.5559 | 0.13725 | 5 | 0.69311
5782 | 4.845 | 1 | 365 | 5.5387 | 0.10288 | 5 | 0.64159
8412 | 6 | 1 | 365 | 6.8591 | 0.7497 | 7 | 0.60878
10763 | 5.07 | 1 | 365 | 5.7959 | 0.61849 | 6 | 0.41442
21252 | 4.47 | 1 | 365 | 5.11 | 0.24352 | 5 | 0.35354
14548 | 5.725 | 1 | 365 | 6.5447 | 0.1195 | 6 | 0.66421
12158 | 6.9 | 1 | 365 | 7.8879 | 0.81215 | 8 | 0.70009
12928 | 8.502 | 1 | 365 | 9.7193 | 0.48332 | 10 | 0.20264
5725 | 7.848 | 1 | 365 | 8.9717 | 0.9846 | 9 | 0.95628
6698 | 6 | 1 | 365 | 6.8591 | 0.7497 | 7 | 0.60878
5673 | 4.95 | 1 | 365 | 5.6587 | 0.3435 | 6 | 0.0022402
6154 | 8.25 | 1 | 365 | 9.4312 | 0.90583 | 10 | 0.33707
5674 | 7.2 | 1 | 365 | 8.2309 | 0.49964 | 8 | 0.73053
6741 | 6.12 | 1 | 365 | 6.9963 | 0.02469 | 7 | 0.020952
6429 | 6.63 | 1 | 365 | 7.5793 | 0.19341 | 7 | 0.7727
10871 | 5.4 | 1 | 365 | 6.1732 | 0.37473 | 6 | 0.5479
6643 | 13.08 | 1 | 365 | 14.9528 | 0.97434 | 15 | 0.92713
11497 | 6.72 | 1 | 365 | 7.6822 | 0.39966 | 8 | 0.081829
6638 | 11.772 | 1 | 365 | 13.4575 | 0.9769 | 14 | 0.43442
6739 | 4.75 | 1 | 365 | 5.4301 | 0.88518 | 6 | 0.31528
10298 | 7.56 | 1 | 365 | 8.6424 | 0.32462 | 8 | 0.96706
7612 | 3.924 | 1 | 365 | 4.4858 | 0.9923 | 5 | 0.47814
18499 | 8.8 | 1 | 365 | 10.06 | 0.16622 | 10 | 0.2262
6641 | 6.54 | 1 | 365 | 7.4764 | 0.98717 | 8 | 0.46357
12267 | 9.18 | 1 | 365 | 10.4944 | 0.037035 | 10 | 0.53143
21398 | 4.905 | 1 | 365 | 5.6073 | 0.24038 | 5 | 0.84767
5918 | 7.02 | 1 | 365 | 8.0251 | 0.087144 | 8 | 0.11227
13564 | 6.44 | 1 | 365 | 7.3621 | 0.75801 | 8 | 0.12009
11636 | 4.86 | 1 | 365 | 5.5559 | 0.13725 | 5 | 0.69311
16500 | 7.5 | 1 | 365 | 8.5739 | 0.18712 | 8 | 0.76097
13318 | 6.6 | 1 | 365 | 7.545 | 0.12467 | 7 | 0.66965
12645 | 7.425 | 1 | 365 | 8.4881 | 0.015249 | 8 | 0.50336
11282 | 9.35 | 1 | 365 | 10.6887 | 0.42661 | 11 | 0.11534
11142 | 6.12 | 1 | 365 | 6.9963 | 0.02469 | 7 | 0.020952
17700 | 3.235 | 1 | 365 | 3.6982 | 0.41338 | 4 | 0.11157
26183 | 5.73 | 1 | 365 | 6.5504 | 0.13096 | 6 | 0.68138
14944 | 6.725 | 1 | 365 | 7.6879 | 0.41112 | 8 | 0.099003
14358 | 6.725 | 1 | 365 | 7.6879 | 0.41112 | 8 | 0.099003
18943 | 10.215 | 1 | 365 | 11.6776 | 0.40886 | 12 | 0.086441
15046 | 10.215 | 1 | 365 | 11.6776 | 0.40886 | 12 | 0.086441
16028 | 6.725 | 1 | 365 | 7.6879 | 0.41112 | 8 | 0.099003
5641 | 5.1 | 1 | 365 | 5.8302 | 0.68724 | 6 | 0.51746
19458 | 6.47 | 1 | 365 | 7.3964 | 0.82676 | 8 | 0.22313
14903 | 5.725 | 1 | 365 | 6.5447 | 0.1195 | 6 | 0.66421
14600 | 6.725 | 1 | 365 | 7.6879 | 0.41112 | 8 | 0.099003
14754 | 4.235 | 1 | 365 | 4.8414 | 0.70499 | 5 | 0.54636
14596 | 8.96 | 1 | 365 | 10.2429 | 0.53288 | 10 | 0.77577
14466 | 4.47 | 1 | 365 | 5.11 | 0.24352 | 5 | 0.35354
14547 | 3.98 | 1 | 365 | 4.5499 | 0.12063 | 4 | 0.67049
14574 | 4.98 | 1 | 365 | 5.693 | 0.41225 | 6 | 0.10528
14929 | 6.725 | 1 | 365 | 7.6879 | 0.41112 | 8 | 0.099003
15026 | 7.725 | 1 | 365 | 8.8311 | 0.70273 | 9 | 0.5338
20967 | 6.725 | 1 | 365 | 7.6879 | 0.41112 | 8 | 0.099003
14938 | 4.98 | 1 | 365 | 5.693 | 0.41225 | 6 | 0.10528
26244 | 8.07 | 1 | 365 | 9.2255 | 0.49334 | 9 | 0.7188
20260 | 12.13 | 1 | 365 | 13.8668 | 0.7973 | 14 | 0.66408
25169 | 6.375 | 1 | 365 | 7.2878 | 0.60905 | 7 | 0.89682
14058 | 6.885 | 1 | 365 | 7.8708 | 0.77778 | 8 | 0.64857
7040 | 10.2 | 1 | 365 | 11.6604 | 0.37448 | 12 | 0.034919
14742 | 5.98 | 1 | 365 | 6.8362 | 0.70386 | 7 | 0.54008
14353 | 5.725 | 1 | 365 | 6.5447 | 0.1195 | 6 | 0.66421
14459 | 7.47 | 1 | 365 | 8.5396 | 0.11837 | 8 | 0.65793
23298 | 6.725 | 1 | 365 | 7.6879 | 0.41112 | 8 | 0.099003
14638 | 7.14 | 1 | 365 | 8.1623 | 0.36214 | 8 | 0.52444
6067 | 4.845 | 1 | 365 | 5.5387 | 0.10288 | 5 | 0.64159
16468 | 6.63 | 1 | 365 | 7.5793 | 0.19341 | 7 | 0.7727
22723 | 4.98 | 1 | 365 | 5.693 | 0.41225 | 6 | 0.10528
18820 | 10.965 | 1 | 365 | 12.535 | 0.12757 | 12 | 0.66254
23005 | 4.47 | 1 | 365 | 5.11 | 0.24352 | 5 | 0.35354
10855 | 4.59 | 1 | 365 | 5.2472 | 0.51852 | 5 | 0.76571
15905 | 4.845 | 1 | 365 | 5.5387 | 0.10288 | 5 | 0.64159
14118 | 3 | 1 | 365 | 3.4295 | 0.87485 | 4 | 0.30439
21055 | 11.04 | 1 | 365 | 12.6207 | 0.29944 | 12 | 0.92015
14961 | 5.47 | 1 | 365 | 6.2532 | 0.53514 | 6 | 0.78833
11863 | 3.3 | 1 | 365 | 3.7725 | 0.56233 | 4 | 0.33483
9660 | 5.1 | 1 | 365 | 5.8302 | 0.68724 | 6 | 0.51746
6577 | 4.59 | 1 | 365 | 5.2472 | 0.51852 | 5 | 0.76571
14720 | 3.725 | 1 | 365 | 4.2583 | 0.53627 | 4 | 0.79462
17176 | 5.47 | 1 | 365 | 6.2532 | 0.53514 | 6 | 0.78833
9757 | 4.08 | 1 | 365 | 4.6642 | 0.34979 | 5 | 0.013968
17164 | 7.75 | 1 | 365 | 8.8596 | 0.76002 | 9 | 0.61967
15009 | 6.325 | 1 | 365 | 7.2306 | 0.49447 | 7 | 0.72508
15001 | 5.215 | 1 | 365 | 5.9617 | 0.95078 | 6 | 0.91246
14950 | 5.98 | 1 | 365 | 6.8362 | 0.70386 | 7 | 0.54008
23294 | 7.96 | 1 | 365 | 9.0997 | 0.24126 | 9 | 0.34098
8895 | 9.66 | 1 | 365 | 11.0431 | 0.13701 | 11 | 0.18013
14511 | 6.215 | 1 | 365 | 7.1049 | 0.24239 | 7 | 0.34726
16040 | 9.75 | 1 | 365 | 11.146 | 0.34326 | 11 | 0.48926
21617 | 8.47 | 1 | 365 | 9.6827 | 0.40999 | 10 | 0.092722
20977 | 4.235 | 1 | 365 | 4.8414 | 0.70499 | 5 | 0.54636
6021 | 4.59 | 1 | 365 | 5.2472 | 0.51852 | 5 | 0.76571
14756 | 5.725 | 1 | 365 | 6.5447 | 0.1195 | 6 | 0.66421
9811 | 5.355 | 1 | 365 | 6.1217 | 0.2716 | 6 | 0.39333
12464 | 10.965 | 1 | 365 | 12.535 | 0.12757 | 12 | 0.66254
10325 | 7.14 | 1 | 365 | 8.1623 | 0.36214 | 8 | 0.52444
6338 | 6.24 | 1 | 365 | 7.1334 | 0.29968 | 7 | 0.43313
6786 | 9.9 | 1 | 365 | 11.3175 | 0.687 | 12 | 0.0044804
20254 | 6.875 | 1 | 365 | 7.8594 | 0.75486 | 8 | 0.61422
11864 | 7.14 | 1 | 365 | 8.1623 | 0.36214 | 8 | 0.52444
5643 | 4.5 | 1 | 365 | 5.1443 | 0.31227 | 5 | 0.45658
13858 | 4.08 | 1 | 365 | 4.6642 | 0.34979 | 5 | 0.013968
7314 | 6 | 1 | 365 | 6.8591 | 0.7497 | 7 | 0.60878
14083 | 5.1 | 1 | 365 | 5.8302 | 0.68724 | 6 | 0.51746
14110 | 4.08 | 1 | 365 | 4.6642 | 0.34979 | 5 | 0.013968
12156 | 7.2 | 1 | 365 | 8.2309 | 0.49964 | 8 | 0.73053
16543 | 8.925 | 1 | 365 | 10.2029 | 0.45267 | 10 | 0.65555
18198 | 8.67 | 1 | 365 | 9.9114 | 0.86831 | 10 | 0.77968
21890 | 9.715 | 1 | 365 | 11.106 | 0.26305 | 11 | 0.36904
10305 | 10.07 | 1 | 365 | 11.5118 | 0.076573 | 11 | 0.5884
8679 | 9.075 | 1 | 365 | 10.3744 | 0.79642 | 11 | 0.17077
21077 | 8.35 | 1 | 365 | 9.5456 | 0.13499 | 9 | 0.68055
11793 | 5.94 | 1 | 365 | 6.7905 | 0.6122 | 7 | 0.40269
12179 | 6.213 | 1 | 365 | 7.1026 | 0.23781 | 7 | 0.34039
24319 | 7.725 | 1 | 365 | 8.8311 | 0.70273 | 9 | 0.5338
17174 | 9.215 | 1 | 365 | 10.5344 | 0.11724 | 10 | 0.65165
23000 | 3.98 | 1 | 365 | 4.5499 | 0.12063 | 4 | 0.67049
12953 | 13.77 | 1 | 365 | 15.7416 | 0.55555 | 16 | 0.29714
16663 | 2.64 | 1 | 365 | 3.018 | 0.049866 | 3 | 0.067861
12418 | 11.61 | 1 | 365 | 13.2723 | 0.60566 | 13 | 0.87798
9673 | 3.57 | 1 | 365 | 4.0812 | 0.18107 | 4 | 0.26222
15513 | 9.18 | 1 | 365 | 10.4944 | 0.037035 | 10 | 0.53143
8968 | 6.3 | 1 | 365 | 7.202 | 0.43718 | 7 | 0.63921
16344 | 8.1 | 1 | 365 | 9.2598 | 0.56209 | 9 | 0.82185
6316 | 5.865 | 1 | 365 | 6.7048 | 0.44033 | 7 | 0.14508
15857 | 6.3 | 1 | 365 | 7.202 | 0.43718 | 7 | 0.63921
14969 | 8.47 | 1 | 365 | 9.6827 | 0.40999 | 10 | 0.092722
25146 | 8.47 | 1 | 365 | 9.6827 | 0.40999 | 10 | 0.092722
10152 | 5.61 | 1 | 365 | 6.4132 | 0.85597 | 7 | 0.26921
5814 | 6.63 | 1 | 365 | 7.5793 | 0.19341 | 7 | 0.7727
7558 | 7.14 | 1 | 365 | 8.1623 | 0.36214 | 8 | 0.52444
5727 | 7.905 | 1 | 365 | 9.0368 | 0.11522 | 9 | 0.15206
29052 | 10.215 | 1 | 365 | 11.6776 | 0.40886 | 12 | 0.086441
21692 | 6.215 | 1 | 365 | 7.1049 | 0.24239 | 7 | 0.34726
14973 | 8.47 | 1 | 365 | 9.6827 | 0.40999 | 10 | 0.092722
24314 | 5.215 | 1 | 365 | 5.9617 | 0.95078 | 6 | 0.91246
14182 | 9.3 | 1 | 365 | 10.6316 | 0.31203 | 10 | 0.9436
23375 | 5.1 | 1 | 365 | 5.8302 | 0.68724 | 6 | 0.51746
24323 | 6.96 | 1 | 365 | 7.9565 | 0.94965 | 8 | 0.90618
12050 | 7.65 | 1 | 365 | 8.7453 | 0.53086 | 9 | 0.27619
13728 | 6.6 | 1 | 365 | 7.545 | 0.12467 | 7 | 0.66965
8868 | 9.9 | 1 | 365 | 11.3175 | 0.687 | 12 | 0.0044804
58569 | 3.36 | 1 | 365 | 3.8411 | 0.69983 | 4 | 0.54091
12355 | 7.14 | 1 | 365 | 8.1623 | 0.36214 | 8 | 0.52444
7680 | 6.72 | 1 | 365 | 7.6822 | 0.39966 | 8 | 0.081829
24227 | 5.4 | 1 | 365 | 6.1732 | 0.37473 | 6 | 0.5479
8872 | 10.6 | 1 | 365 | 12.1177 | 0.29113 | 12 | 0.40884
15358 | 6.44 | 1 | 365 | 7.3621 | 0.75801 | 8 | 0.12009
6918 | 5.1 | 1 | 365 | 5.8302 | 0.68724 | 6 | 0.51746
7121 | 6.48 | 1 | 365 | 7.4078 | 0.84967 | 8 | 0.25748
21302 | 5.225 | 1 | 365 | 5.9731 | 0.97369 | 6 | 0.94681
29402 | 9.975 | 1 | 365 | 11.4032 | 0.85887 | 12 | 0.26209
9108 | 6.36 | 1 | 365 | 7.2706 | 0.57468 | 7 | 0.8453
12248 | 5.94 | 1 | 365 | 6.7905 | 0.6122 | 7 | 0.40269
10293 | 14.945 | 1 | 365 | 17.0848 | 0.0062742 | 17 | 0.091099
11721 | 3 | 1 | 365 | 3.4295 | 0.87485 | 4 | 0.30439
17754 | 3.57 | 1 | 365 | 4.0812 | 0.18107 | 4 | 0.26222
10996 | 6.72 | 1 | 365 | 7.6822 | 0.39966 | 8 | 0.081829
11170 | 6.12 | 1 | 365 | 6.9963 | 0.02469 | 7 | 0.020952
9106 | 6.12 | 1 | 365 | 6.9963 | 0.02469 | 7 | 0.020952
11339 | 6.48 | 1 | 365 | 7.4078 | 0.84967 | 8 | 0.25748
8285 | 5.355 | 1 | 365 | 6.1217 | 0.2716 | 6 | 0.39333
17379 | 4.08 | 1 | 365 | 4.6642 | 0.34979 | 5 | 0.013968
35029 | 6.27 | 1 | 365 | 7.1677 | 0.36843 | 7 | 0.53617
15774 | 2.24 | 1 | 365 | 2.5607 | 0.13322 | 2 | 0.69394
15296 | 8.91 | 1 | 365 | 10.1857 | 0.4183 | 10 | 0.60403
6930 | 8.845 | 1 | 365 | 10.1114 | 0.26934 | 10 | 0.38077
10748 | 5.75 | 1 | 365 | 6.5733 | 0.17679 | 6 | 0.75008
7291 | 2.805 | 1 | 365 | 3.2066 | 0.42798 | 3 | 0.6346
6939 | 2.04 | 1 | 365 | 2.3321 | 0.6749 | 3 | 0.0069838
51205 | 4.4 | 1 | 365 | 5.03 | 0.08311 | 5 | 0.1131
7030 | 9.18 | 1 | 365 | 10.4944 | 0.037035 | 10 | 0.53143
11936 | 15 | 1 | 365 | 17.1477 | 0.37424 | 17 | 0.52194
14433 | 9.945 | 1 | 365 | 11.3689 | 0.79012 | 12 | 0.15905
13441 | 8.37 | 1 | 365 | 9.5684 | 0.18083 | 9 | 0.74924
12016 | 6.25 | 1 | 365 | 7.1449 | 0.3226 | 7 | 0.46747
10389 | 6.44 | 1 | 365 | 7.3621 | 0.75801 | 8 | 0.12009
9102 | 5.67 | 1 | 365 | 6.4818 | 0.99346 | 7 | 0.47529
12816 | 7.521 | 1 | 365 | 8.5979 | 0.23524 | 8 | 0.8331
9494 | 9.6 | 1 | 365 | 10.9745 | 0.99951 | 11 | 0.97404
19711 | 14.84 | 1 | 365 | 16.9648 | 0.0075814 | 16 | 0.97237
17313 | 4.32 | 1 | 365 | 4.9385 | 0.89978 | 5 | 0.83832
10724 | 4.59 | 1 | 365 | 5.2472 | 0.51852 | 5 | 0.76571
7307 | 5.1 | 1 | 365 | 5.8302 | 0.68724 | 6 | 0.51746
8127 | 11 | 1 | 365 | 12.575 | 0.20778 | 12 | 0.78276
11437 | 4.095 | 1 | 365 | 4.6813 | 0.38417 | 5 | 0.06549
10399 | 6.6 | 1 | 365 | 7.545 | 0.12467 | 7 | 0.66965
22458 | 4.251 | 1 | 365 | 4.8597 | 0.74166 | 5 | 0.60132
12289 | 10.8 | 1 | 365 | 12.3463 | 0.74945 | 13 | 0.095797
18638 | 7.15 | 1 | 365 | 8.1737 | 0.38505 | 8 | 0.55879
10750 | 8.67 | 1 | 365 | 9.9114 | 0.86831 | 10 | 0.77968
7771 | 5.865 | 1 | 365 | 6.7048 | 0.44033 | 7 | 0.14508
15972 | 8.75 | 1 | 365 | 10.0028 | 0.05164 | 10 | 0.054465
9343 | 6.75 | 1 | 365 | 7.7165 | 0.46841 | 8 | 0.18487
13832 | 2.04 | 1 | 365 | 2.3321 | 0.32136 | 2 | 0.65345
7197 | 3.06 | 1 | 365 | 3.4981 | 0.012345 | 3 | 0.51048
7654 | 3.825 | 1 | 365 | 4.3727 | 0.76543 | 5 | 0.13809
9293 | 6.12 | 1 | 365 | 6.9963 | 0.02469 | 7 | 0.020952
9524 | 8.415 | 1 | 365 | 9.6199 | 0.28395 | 9 | 0.90381
11642 | 7.83 | 1 | 365 | 8.9511 | 0.94335 | 9 | 0.89445
6794 | 7.14 | 1 | 365 | 8.1623 | 0.36214 | 8 | 0.52444
8896 | 6.75 | 1 | 365 | 7.7165 | 0.46841 | 8 | 0.18487
9688 | 5.1 | 1 | 365 | 5.8302 | 0.68724 | 6 | 0.51746
9442 | 5.98 | 1 | 365 | 6.8362 | 0.70386 | 7 | 0.54008
7329 | 3.57 | 1 | 365 | 4.0812 | 0.18107 | 4 | 0.26222
14558 | 5.98 | 1 | 365 | 6.8362 | 0.70386 | 7 | 0.54008
9177 | 7.2 | 1 | 365 | 8.2309 | 0.49964 | 8 | 0.73053
8277 | 3.57 | 1 | 365 | 4.0812 | 0.18107 | 4 | 0.26222
6936 | 6.12 | 1 | 365 | 6.9963 | 0.02469 | 7 | 0.020952
7164 | 4.75 | 1 | 365 | 5.4301 | 0.88518 | 6 | 0.31528
11436 | 7.15 | 1 | 365 | 8.1737 | 0.38505 | 8 | 0.55879
6797 | 5.5 | 1 | 365 | 6.2875 | 0.60389 | 6 | 0.89138
6795 | 6.63 | 1 | 365 | 7.5793 | 0.19341 | 7 | 0.7727
6800 | 7.42 | 1 | 365 | 8.4824 | 0.0037907 | 8 | 0.48619
7474 | 7.5 | 1 | 365 | 8.5739 | 0.18712 | 8 | 0.76097
7235 | 3.597 | 1 | 365 | 4.112 | 0.24294 | 4 | 0.35496
6799 | 10.464 | 1 | 365 | 11.9622 | 0.97947 | 12 | 0.94171
20278 | 4.335 | 1 | 365 | 4.9557 | 0.93416 | 5 | 0.88984
7289 | 11.5 | 1 | 365 | 13.1466 | 0.35358 | 13 | 0.50015
9628 | 11.5 | 1 | 365 | 13.1466 | 0.35358 | 13 | 0.50015
8327 | 5.61 | 1 | 365 | 6.4132 | 0.85597 | 7 | 0.26921
10212 | 4.59 | 1 | 365 | 5.2472 | 0.51852 | 5 | 0.76571
10623 | 2.55 | 1 | 365 | 2.9151 | 0.84362 | 3 | 0.75873
8291 | 3.06 | 1 | 365 | 3.4981 | 0.012345 | 3 | 0.51048
9870 | 6.12 | 1 | 365 | 6.9963 | 0.02469 | 7 | 0.020952
6924 | 8.925 | 1 | 365 | 10.2029 | 0.45267 | 10 | 0.65555
11844 | 4.5 | 1 | 365 | 5.1443 | 0.31227 | 5 | 0.45658
12369 | 6.63 | 1 | 365 | 7.5793 | 0.19341 | 7 | 0.7727
20450 | 3.57 | 1 | 365 | 4.0812 | 0.18107 | 4 | 0.26222
6851 | 5.1 | 1 | 365 | 5.8302 | 0.68724 | 6 | 0.51746
23168 | 2.205 | 1 | 365 | 2.5207 | 0.053013 | 2 | 0.57373
11371 | 9.72 | 1 | 365 | 11.1117 | 0.27451 | 11 | 0.38622
16285 | 4.05 | 1 | 365 | 4.6299 | 0.28104 | 4 | 0.91092
34557 | 9.45 | 1 | 365 | 10.8031 | 0.65577 | 11 | 0.45882
20617 | 9.1 | 1 | 365 | 10.4029 | 0.85371 | 11 | 0.25664
7170 | 6.63 | 1 | 365 | 7.5793 | 0.19341 | 7 | 0.7727
9941 | 5.2 | 1 | 365 | 5.9445 | 0.9164 | 6 | 0.86094
8481 | 7.395 | 1 | 365 | 8.4538 | 0.9465 | 9 | 0.40032
7842 | 4.05 | 1 | 365 | 4.6299 | 0.28104 | 4 | 0.91092
12748 | 5.355 | 1 | 365 | 6.1217 | 0.2716 | 6 | 0.39333
15883 | 7.65 | 1 | 365 | 8.7453 | 0.53086 | 9 | 0.27619
20304 | 14.79 | 1 | 365 | 16.9076 | 0.893 | 17 | 0.80063
7765 | 3.06 | 1 | 365 | 3.4981 | 0.012345 | 3 | 0.51048
17298 | 7.56 | 1 | 365 | 8.6424 | 0.32462 | 8 | 0.96706
12287 | 8.91 | 1 | 365 | 10.1857 | 0.4183 | 10 | 0.60403
9441 | 9.9 | 1 | 365 | 11.3175 | 0.687 | 12 | 0.0044804
9890 | 5.1 | 1 | 365 | 5.8302 | 0.68724 | 6 | 0.51746
9682 | 5.5 | 1 | 365 | 6.2875 | 0.60389 | 6 | 0.89138
15711 | 6.75 | 1 | 365 | 7.7165 | 0.46841 | 8 | 0.18487
9522 | 5.565 | 1 | 365 | 6.3618 | 0.75284 | 7 | 0.11464
9687 | 5.865 | 1 | 365 | 6.7048 | 0.44033 | 7 | 0.14508
15300 | 5.5 | 1 | 365 | 6.2875 | 0.60389 | 6 | 0.89138
20905 | 5.232 | 1 | 365 | 5.9811 | 0.98973 | 6 | 0.97085
7471 | 3.36 | 1 | 365 | 3.8411 | 0.69983 | 4 | 0.54091
22205 | 9.72 | 1 | 365 | 11.1117 | 0.27451 | 11 | 0.38622
8893 | 6.21 | 1 | 365 | 7.0991 | 0.23094 | 7 | 0.33008
9530 | 7.7 | 1 | 365 | 8.8025 | 0.64544 | 9 | 0.44793
16975 | 9.18 | 1 | 365 | 10.4944 | 0.037035 | 10 | 0.53143
9404 | 7.7 | 1 | 365 | 8.8025 | 0.64544 | 9 | 0.44793
17043 | 7.14 | 1 | 365 | 8.1623 | 0.36214 | 8 | 0.52444
14419 | 7.84 | 1 | 365 | 8.9625 | 0.96627 | 9 | 0.9288
11439 | 9.945 | 1 | 365 | 11.3689 | 0.79012 | 12 | 0.15905
36782 | 6.21 | 1 | 365 | 7.0991 | 0.23094 | 7 | 0.33008
14521 | 9.96 | 1 | 365 | 11.3861 | 0.8245 | 12 | 0.21057
12668 | 3.9 | 1 | 365 | 4.4584 | 0.9373 | 5 | 0.3957
13972 | 5.25 | 1 | 365 | 6.0017 | 0.030984 | 6 | 0.032679
53104 | 12.75 | 1 | 365 | 14.5755 | 0.2181 | 14 | 0.79365
42564 | 4.275 | 1 | 365 | 4.8871 | 0.79666 | 5 | 0.68375
17106 | 6.5 | 1 | 365 | 7.4307 | 0.8955 | 8 | 0.32617
8240 | 3.315 | 1 | 365 | 3.7896 | 0.59671 | 4 | 0.38635
10880 | 8.1 | 1 | 365 | 9.2598 | 0.56209 | 9 | 0.82185
11352 | 2.04 | 1 | 365 | 2.3321 | 0.6749 | 3 | 0.0069838
16306 | 6.375 | 1 | 365 | 7.2878 | 0.60905 | 7 | 0.89682
12284 | 6.885 | 1 | 365 | 7.8708 | 0.77778 | 8 | 0.64857
11120 | 4.08 | 1 | 365 | 4.6642 | 0.34979 | 5 | 0.013968
7236 | 8.4 | 1 | 365 | 9.6027 | 0.24957 | 9 | 0.85229
13634 | 4.42 | 1 | 365 | 5.0529 | 0.12894 | 5 | 0.1818
8699 | 5.5 | 1 | 365 | 6.2875 | 0.60389 | 6 | 0.89138
21676 | 6.05 | 1 | 365 | 6.9162 | 0.86428 | 7 | 0.78052
56353 | 4.578 | 1 | 365 | 5.2335 | 0.49102 | 5 | 0.7245
6821 | 3.315 | 1 | 365 | 3.7896 | 0.59671 | 4 | 0.38635
8646 | 8.925 | 1 | 365 | 10.2029 | 0.45267 | 10 | 0.65555
16935 | 2.295 | 1 | 365 | 2.6236 | 0.25926 | 2 | 0.88286
7200 | 5.61 | 1 | 365 | 6.4132 | 0.85597 | 7 | 0.26921
6971 | 7.65 | 1 | 365 | 8.7453 | 0.53086 | 9 | 0.27619
6803 | 4.69 | 1 | 365 | 5.3615 | 0.74768 | 6 | 0.10919
7149 | 5.865 | 1 | 365 | 6.7048 | 0.44033 | 7 | 0.14508
7159 | 8.16 | 1 | 365 | 9.3283 | 0.69959 | 10 | 0.027935
15541 | 15 | 1 | 365 | 17.1477 | 0.37424 | 17 | 0.52194
13753 | 4.59 | 1 | 365 | 5.2472 | 0.51852 | 5 | 0.76571
7122 | 7.245 | 1 | 365 | 8.2823 | 0.60276 | 8 | 0.8851
7096 | 13.11 | 1 | 365 | 14.9871 | 0.043086 | 15 | 0.030176
6940 | 6.21 | 1 | 365 | 7.0991 | 0.23094 | 7 | 0.33008
10106 | 8.28 | 1 | 365 | 9.4655 | 0.97458 | 10 | 0.44011
22185 | 5 | 1 | 365 | 5.7159 | 0.45808 | 6 | 0.17398
7156 | 6.75 | 1 | 365 | 7.7165 | 0.46841 | 8 | 0.18487
7152 | 9.75 | 1 | 365 | 11.146 | 0.34326 | 11 | 0.48926
7261 | 9.435 | 1 | 365 | 10.7859 | 0.6214 | 11 | 0.4073
22127 | 5 | 1 | 365 | 5.7159 | 0.45808 | 6 | 0.17398
22123 | 6 | 1 | 365 | 6.8591 | 0.7497 | 7 | 0.60878
6805 | 4.86 | 1 | 365 | 5.5559 | 0.13725 | 5 | 0.69311
7263 | 8.28 | 1 | 365 | 9.4655 | 0.97458 | 10 | 0.44011
13282 | 14.3 | 1 | 365 | 16.3475 | 0.77011 | 17 | 0.11758
53933 | 4.2 | 1 | 365 | 4.8014 | 0.62479 | 5 | 0.42614
19875 | 5.72 | 1 | 365 | 6.539 | 0.10804 | 6 | 0.64703
9643 | 6.12 | 1 | 365 | 6.9963 | 0.02469 | 7 | 0.020952
10694 | 9.36 | 1 | 365 | 10.7002 | 0.44953 | 11 | 0.14969
6992 | 4.59 | 1 | 365 | 5.2472 | 0.51852 | 5 | 0.76571
11183 | 4.335 | 1 | 365 | 4.9557 | 0.93416 | 5 | 0.88984
12688 | 6.885 | 1 | 365 | 7.8708 | 0.77778 | 8 | 0.64857
11646 | 2.55 | 1 | 365 | 2.9151 | 0.84362 | 3 | 0.75873
10237 | 8.16 | 1 | 365 | 9.3283 | 0.69959 | 10 | 0.027935
7303 | 6.5 | 1 | 365 | 7.4307 | 0.8955 | 8 | 0.32617
7269 | 8.415 | 1 | 365 | 9.6199 | 0.28395 | 9 | 0.90381
10253 | 5.865 | 1 | 365 | 6.7048 | 0.44033 | 7 | 0.14508
7325 | 6.12 | 1 | 365 | 6.9963 | 0.02469 | 7 | 0.020952
14852 | 7.54 | 1 | 365 | 8.6196 | 0.27878 | 8 | 0.89836
7173 | 6.375 | 1 | 365 | 7.2878 | 0.60905 | 7 | 0.89682
9711 | 3.57 | 1 | 365 | 4.0812 | 0.18107 | 4 | 0.26222
7306 | 3.825 | 1 | 365 | 4.3727 | 0.76543 | 5 | 0.13809
15112 | 7.5 | 1 | 365 | 8.5739 | 0.18712 | 8 | 0.76097
14448 | 8.47 | 1 | 365 | 9.6827 | 0.40999 | 10 | 0.092722
18178 | 4.845 | 1 | 365 | 5.5387 | 0.10288 | 5 | 0.64159
12200 | 6 | 1 | 365 | 6.8591 | 0.7497 | 7 | 0.60878
11241 | 7 | 1 | 365 | 8.0023 | 0.041312 | 8 | 0.043572
21372 | 5.72 | 1 | 365 | 6.539 | 0.10804 | 6 | 0.64703
61488 | 14.79 | 1 | 365 | 16.9076 | 0.893 | 17 | 0.80063
12728 | 6.6 | 1 | 365 | 7.545 | 0.12467 | 7 | 0.66965
16698 | 5.88 | 1 | 365 | 6.7219 | 0.4747 | 7 | 0.1966
23637 | 6.16 | 1 | 365 | 7.042 | 0.11635 | 7 | 0.15834
6895 | 8.67 | 1 | 365 | 9.9114 | 0.86831 | 10 | 0.77968
10094 | 7.56 | 1 | 365 | 8.6424 | 0.32462 | 8 | 0.96706
18601 | 4.8 | 1 | 365 | 5.4873 | 0.99976 | 6 | 0.48702
18186 | 5.7 | 1 | 365 | 6.5161 | 0.062211 | 6 | 0.57834
10060 | 7.65 | 1 | 365 | 8.7453 | 0.53086 | 9 | 0.27619
8855 | 11.118 | 1 | 365 | 12.7099 | 0.47819 | 13 | 0.18806
9428 | 10.08 | 1 | 365 | 11.5233 | 0.099489 | 11 | 0.62274
16821 | 3.825 | 1 | 365 | 4.3727 | 0.76543 | 5 | 0.13809
11610 | 4.4 | 1 | 365 | 5.03 | 0.08311 | 5 | 0.1131
24635 | 12.24 | 1 | 365 | 13.9925 | 0.04938 | 14 | 0.041903
23652 | 10.4 | 1 | 365 | 11.8891 | 0.83281 | 12 | 0.72188
9275 | 3.5 | 1 | 365 | 4.0011 | 0.020656 | 4 | 0.021786
9859 | 6 | 1 | 365 | 6.8591 | 0.7497 | 7 | 0.60878
13286 | 10.8 | 1 | 365 | 12.3463 | 0.74945 | 13 | 0.095797
22075 | 5.355 | 1 | 365 | 6.1217 | 0.2716 | 6 | 0.39333
14958 | 4.94 | 1 | 365 | 5.6473 | 0.32058 | 5 | 0.96789
12967 | 8.32 | 1 | 365 | 9.5113 | 0.066245 | 9 | 0.5775
7321 | 5.865 | 1 | 365 | 6.7048 | 0.44033 | 7 | 0.14508
11812 | 6.12 | 1 | 365 | 6.9963 | 0.02469 | 7 | 0.020952
14683 | 4.725 | 1 | 365 | 5.4015 | 0.82789 | 6 | 0.22941
7283 | 5.61 | 1 | 365 | 6.4132 | 0.85597 | 7 | 0.26921
14525 | 4.98 | 1 | 365 | 5.693 | 0.41225 | 6 | 0.10528
22891 | 5 | 1 | 365 | 5.7159 | 0.45808 | 6 | 0.17398
58975 | 8.06 | 1 | 365 | 9.214 | 0.47042 | 9 | 0.68446
15007 | 4.725 | 1 | 365 | 5.4015 | 0.82789 | 6 | 0.22941
7161 | 4.845 | 1 | 365 | 5.5387 | 0.10288 | 5 | 0.64159
7290 | 4.335 | 1 | 365 | 4.9557 | 0.93416 | 5 | 0.88984
13741 | 3.315 | 1 | 365 | 3.7896 | 0.59671 | 4 | 0.38635
18500 | 10.455 | 1 | 365 | 11.9519 | 0.95885 | 12 | 0.91079
6807 | 9.625 | 1 | 365 | 11.0031 | 0.056804 | 11 | 0.059912
16328 | 6.6 | 1 | 365 | 7.545 | 0.12467 | 7 | 0.66965
14414 | 7.56 | 1 | 365 | 8.6424 | 0.32462 | 8 | 0.96706
17390 | 3.825 | 1 | 365 | 4.3727 | 0.76543 | 5 | 0.13809
14431 | 8.67 | 1 | 365 | 9.9114 | 0.86831 | 10 | 0.77968
15765 | 10.4 | 1 | 365 | 11.8891 | 0.83281 | 12 | 0.72188
18657 | 10.4 | 1 | 365 | 11.8891 | 0.83281 | 12 | 0.72188
10832 | 6.375 | 1 | 365 | 7.2878 | 0.60905 | 7 | 0.89682
9626 | 3.825 | 1 | 365 | 4.3727 | 0.76543 | 5 | 0.13809
7193 | 5.61 | 1 | 365 | 6.4132 | 0.85597 | 7 | 0.26921
13231 | 7.15 | 1 | 365 | 8.1737 | 0.38505 | 8 | 0.55879
22640 | 6.215 | 1 | 365 | 7.1049 | 0.24239 | 7 | 0.34726
8381 | 8.16 | 1 | 365 | 9.3283 | 0.69959 | 10 | 0.027935
14987 | 8.47 | 1 | 365 | 9.6827 | 0.40999 | 10 | 0.092722
22730 | 4.235 | 1 | 365 | 4.8414 | 0.70499 | 5 | 0.54636
9638 | 4.59 | 1 | 365 | 5.2472 | 0.51852 | 5 | 0.76571
10943 | 4.5 | 1 | 365 | 5.1443 | 0.31227 | 5 | 0.45658
20962 | 6.24 | 1 | 365 | 7.1334 | 0.29968 | 7 | 0.43313
10740 | 3.825 | 1 | 365 | 4.3727 | 0.76543 | 5 | 0.13809
11119 | 2.55 | 1 | 365 | 2.9151 | 0.84362 | 3 | 0.75873
15429 | 8.64 | 1 | 365 | 9.8771 | 0.79956 | 10 | 0.67664
21149 | 9.81 | 1 | 365 | 11.2146 | 0.48075 | 11 | 0.69535
50046 | 4.95 | 1 | 365 | 5.6587 | 0.3435 | 6 | 0.0022402
15461 | 5.355 | 1 | 365 | 6.1217 | 0.2716 | 6 | 0.39333
12625 | 6.375 | 1 | 365 | 7.2878 | 0.60905 | 7 | 0.89682
7281 | 9.18 | 1 | 365 | 10.4944 | 0.037035 | 10 | 0.53143
9596 | 8.16 | 1 | 365 | 9.3283 | 0.69959 | 10 | 0.027935
8867 | 14.84 | 1 | 365 | 16.9648 | 0.0075814 | 16 | 0.97237
7068 | 3.825 | 1 | 365 | 4.3727 | 0.76543 | 5 | 0.13809
11294 | 14.84 | 1 | 365 | 16.9648 | 0.0075814 | 16 | 0.97237
9931 | 9.483 | 1 | 365 | 10.8408 | 0.73139 | 11 | 0.57217
17968 | 9.18 | 1 | 365 | 10.4944 | 0.037035 | 10 | 0.53143
22907 | 7.44 | 1 | 365 | 8.5053 | 0.049623 | 8 | 0.55488
53932 | 7.6 | 1 | 365 | 8.6882 | 0.41628 | 9 | 0.10445
50992 | 13.77 | 1 | 365 | 15.7416 | 0.55555 | 16 | 0.29714
6982 | 7.7 | 1 | 365 | 8.8025 | 0.64544 | 9 | 0.44793
12037 | 2.08 | 1 | 365 | 2.3778 | 0.76656 | 3 | 0.14438
18154 | 4.59 | 1 | 365 | 5.2472 | 0.51852 | 5 | 0.76571
12835 | 5.7 | 1 | 365 | 6.5161 | 0.062211 | 6 | 0.57834
12814 | 10.8 | 1 | 365 | 12.3463 | 0.74945 | 13 | 0.095797
6933 | 7.395 | 1 | 365 | 8.4538 | 0.9465 | 9 | 0.40032
9916 | 9.69 | 1 | 365 | 11.0774 | 0.20576 | 11 | 0.28317
7180 | 4.25 | 1 | 365 | 4.8585 | 0.73937 | 5 | 0.59788
6929 | 6.885 | 1 | 365 | 7.8708 | 0.77778 | 8 | 0.64857
7656 | 4.59 | 1 | 365 | 5.2472 | 0.51852 | 5 | 0.76571
7310 | 8.925 | 1 | 365 | 10.2029 | 0.45267 | 10 | 0.65555
11441 | 5.865 | 1 | 365 | 6.7048 | 0.44033 | 7 | 0.14508
49982 | 8.415 | 1 | 365 | 9.6199 | 0.28395 | 9 | 0.90381
7618 | 5.88 | 1 | 365 | 6.7219 | 0.4747 | 7 | 0.1966
10688 | 8.415 | 1 | 365 | 9.6199 | 0.28395 | 9 | 0.90381
23876 | 11.96 | 1 | 365 | 13.6724 | 0.40773 | 14 | 0.08016
14967 | 7.96 | 1 | 365 | 9.0997 | 0.24126 | 9 | 0.34098
15030 | 4.725 | 1 | 365 | 5.4015 | 0.82789 | 6 | 0.22941
25165 | 6.725 | 1 | 365 | 7.6879 | 0.41112 | 8 | 0.099003
16052 | 5.215 | 1 | 365 | 5.9617 | 0.95078 | 6 | 0.91246
23927 | 10.965 | 1 | 365 | 12.535 | 0.12757 | 12 | 0.66254
14957 | 6.725 | 1 | 365 | 7.6879 | 0.41112 | 8 | 0.099003
26045 | 3.47 | 1 | 365 | 3.9668 | 0.95191 | 4 | 0.91874
14981 | 9.96 | 1 | 365 | 11.3861 | 0.8245 | 12 | 0.21057
13722 | 6.325 | 1 | 365 | 7.2306 | 0.49447 | 7 | 0.72508
16023 | 9.065 | 1 | 365 | 10.3629 | 0.7735 | 11 | 0.13643
14575 | 3.675 | 1 | 365 | 4.2012 | 0.42169 | 4 | 0.62288
14476 | 11.45 | 1 | 365 | 13.0894 | 0.239 | 13 | 0.32841
14687 | 5.725 | 1 | 365 | 6.5447 | 0.1195 | 6 | 0.66421
15005 | 5.98 | 1 | 365 | 6.8362 | 0.70386 | 7 | 0.54008
12669 | 4.16 | 1 | 365 | 4.7556 | 0.53312 | 5 | 0.28875
8981 | 5.1 | 1 | 365 | 5.8302 | 0.68724 | 6 | 0.51746
58351 | 6 | 1 | 365 | 6.8591 | 0.7497 | 7 | 0.60878
11348 | 6.63 | 1 | 365 | 7.5793 | 0.19341 | 7 | 0.7727
10567 | 5.355 | 1 | 365 | 6.1217 | 0.2716 | 6 | 0.39333
14669 | 5.98 | 1 | 365 | 6.8362 | 0.70386 | 7 | 0.54008
12916 | 5.67 | 1 | 365 | 6.4818 | 0.99346 | 7 | 0.47529
16466 | 5.4 | 1 | 365 | 6.1732 | 0.37473 | 6 | 0.5479
7199 | 5.5 | 1 | 365 | 6.2875 | 0.60389 | 6 | 0.89138
16042 | 8.47 | 1 | 365 | 9.6827 | 0.40999 | 10 | 0.092722
6925 | 5.1 | 1 | 365 | 5.8302 | 0.68724 | 6 | 0.51746
8130 | 7.905 | 1 | 365 | 9.0368 | 0.11522 | 9 | 0.15206
7649 | 8.67 | 1 | 365 | 9.9114 | 0.86831 | 10 | 0.77968
18340 | 3.57 | 1 | 365 | 4.0812 | 0.18107 | 4 | 0.26222
9896 | 8.925 | 1 | 365 | 10.2029 | 0.45267 | 10 | 0.65555
8491 | 5.355 | 1 | 365 | 6.1217 | 0.2716 | 6 | 0.39333
7311 | 6.63 | 1 | 365 | 7.5793 | 0.19341 | 7 | 0.7727
10767 | 6.885 | 1 | 365 | 7.8708 | 0.77778 | 8 | 0.64857
14442 | 6.63 | 1 | 365 | 7.5793 | 0.19341 | 7 | 0.7727
12923 | 2.04 | 1 | 365 | 2.3321 | 0.6749 | 3 | 0.0069838
12292 | 10.8 | 1 | 365 | 12.3463 | 0.74945 | 13 | 0.095797
59049 | 5.72 | 1 | 365 | 6.539 | 0.10804 | 6 | 0.64703
11585 | 3.57 | 1 | 365 | 4.0812 | 0.18107 | 4 | 0.26222
6921 | 4.59 | 1 | 365 | 5.2472 | 0.51852 | 5 | 0.76571
12567 | 5.61 | 1 | 365 | 6.4132 | 0.85597 | 7 | 0.26921
12624 | 9.18 | 1 | 365 | 10.4944 | 0.037035 | 10 | 0.53143
10528 | 7.14 | 1 | 365 | 8.1623 | 0.36214 | 8 | 0.52444
7171 | 2.55 | 1 | 365 | 2.9151 | 0.84362 | 3 | 0.75873
11393 | 4.94 | 1 | 365 | 5.6473 | 0.32058 | 5 | 0.96789
67858 | 2.295 | 1 | 365 | 2.6236 | 0.25926 | 2 | 0.88286
14980 | 6.725 | 1 | 365 | 7.6879 | 0.41112 | 8 | 0.099003
15068 | 4.335 | 1 | 365 | 4.9557 | 0.93416 | 5 | 0.88984
6806 | 5.232 | 1 | 365 | 5.9811 | 0.98973 | 6 | 0.97085
37579 | 6.725 | 1 | 365 | 7.6879 | 0.41112 | 8 | 0.099003
22023 | 9.72 | 1 | 365 | 11.1117 | 0.060621 | 11 | 0.17233
7601 | 14.85 | 1 | 365 | 16.9762 | 0.030498 | 17 | 0.0067206
7234 | 4.335 | 1 | 365 | 4.9557 | 0.93416 | 5 | 0.88984
6842 | 6.72 | 1 | 365 | 7.6822 | 0.39966 | 8 | 0.081829
14117 | 7.65 | 1 | 365 | 8.7453 | 0.53086 | 9 | 0.27619
16142 | 3.825 | 1 | 365 | 4.3727 | 0.76543 | 5 | 0.13809
18031 | 3.6 | 1 | 365 | 4.1154 | 0.24982 | 4 | 0.36527
6860 | 10.6 | 1 | 365 | 12.1177 | 0.29113 | 12 | 0.40884
7429 | 9.625 | 1 | 365 | 11.0031 | 0.056804 | 11 | 0.059912
11510 | 6.63 | 1 | 365 | 7.5793 | 0.19341 | 7 | 0.7727
9925 | 7.245 | 1 | 365 | 8.2823 | 0.60276 | 8 | 0.8851
7480 | 11.115 | 1 | 365 | 12.7064 | 0.47131 | 13 | 0.17776
7600 | 7.37 | 1 | 365 | 8.4252 | 0.88921 | 9 | 0.31445
7201 | 5.61 | 1 | 365 | 6.4132 | 0.85597 | 7 | 0.26921
37144 | 3.3 | 1 | 365 | 3.7725 | 0.56233 | 4 | 0.33483
12331 | 10.725 | 1 | 365 | 12.2606 | 0.57758 | 12 | 0.83819
7202 | 7.905 | 1 | 365 | 9.0368 | 0.11522 | 9 | 0.15206
6804 | 5.6 | 1 | 365 | 6.4018 | 0.83305 | 7 | 0.23486
9930 | 12.72 | 1 | 365 | 14.5412 | 0.14936 | 14 | 0.69061
9958 | 11.22 | 1 | 365 | 12.8265 | 0.71193 | 13 | 0.53841
6798 | 7.848 | 1 | 365 | 8.9717 | 0.9846 | 9 | 0.95628
10459 | 5.75 | 1 | 365 | 6.5733 | 0.17679 | 6 | 0.75008
7626 | 9.52 | 1 | 365 | 10.8831 | 0.81618 | 11 | 0.69926
8931 | 8.68 | 1 | 365 | 9.9228 | 0.89123 | 10 | 0.81403
2091 | 11 | 1 | 365 | 12.575 | 0.20778 | 12 | 0.78276
2904 | 14.56 | 1 | 365 | 16.6447 | 0.36593 | 17 | 0.01063
8711 | 12 | 1 | 365 | 13.7182 | 0.49939 | 14 | 0.21755
11251 | 8.68 | 1 | 365 | 9.9228 | 0.89123 | 10 | 0.81403
9707 | 5.865 | 1 | 365 | 6.7048 | 0.44033 | 7 | 0.14508
77445 | 7.25 | 1 | 365 | 8.2881 | 0.61422 | 8 | 0.90227
15907 | 8.16 | 1 | 365 | 9.3283 | 0.69959 | 10 | 0.027935
8714 | 5.61 | 1 | 365 | 6.4132 | 0.85597 | 7 | 0.26921
15949 | 4.001 | 1 | 365 | 4.5739 | 0.16876 | 4 | 0.74262
20481 | 6.6 | 1 | 365 | 7.545 | 0.12467 | 7 | 0.66965
65217 | 4.8 | 1 | 365 | 5.4873 | 0.99976 | 6 | 0.48702
18651 | 6.213 | 1 | 365 | 7.1026 | 0.23781 | 7 | 0.34039
16868 | 5.06 | 1 | 365 | 5.7845 | 0.59558 | 6 | 0.38007
14243 | 8.04 | 1 | 365 | 9.1912 | 0.42459 | 9 | 0.61576
10788 | 9.36 | 1 | 365 | 10.7002 | 0.44953 | 11 | 0.14969
10453 | 6.24 | 1 | 365 | 7.1334 | 0.29968 | 7 | 0.43313
12881 | 5.5 | 1 | 365 | 6.2875 | 0.60389 | 6 | 0.89138
10151 | 6.12 | 1 | 365 | 6.9963 | 0.02469 | 7 | 0.020952
12276 | 5.4 | 1 | 365 | 6.1732 | 0.37473 | 6 | 0.5479
11624 | 6.6 | 1 | 365 | 7.545 | 0.12467 | 7 | 0.66965
12412 | 4.335 | 1 | 365 | 4.9557 | 0.93416 | 5 | 0.88984
12538 | 7.8 | 1 | 365 | 8.9168 | 0.8746 | 9 | 0.79141
13705 | 5.2 | 1 | 365 | 5.9445 | 0.9164 | 6 | 0.86094
11852 | 5.1 | 1 | 365 | 5.8302 | 0.68724 | 6 | 0.51746
15190 | 5.1 | 1 | 365 | 5.8302 | 0.68724 | 6 | 0.51746
12856 | 9.435 | 1 | 365 | 10.7859 | 0.6214 | 11 | 0.4073
19963 | 7.65 | 1 | 365 | 8.7453 | 0.53086 | 9 | 0.27619
13956 | 6.375 | 1 | 365 | 7.2878 | 0.60905 | 7 | 0.89682
15111 | 8.525 | 1 | 365 | 9.7456 | 0.53603 | 10 | 0.28164
19355 | 8.28 | 1 | 365 | 9.4655 | 0.97458 | 10 | 0.44011
15952 | 7.2 | 1 | 365 | 8.2309 | 0.49964 | 8 | 0.73053
14906 | 4.725 | 1 | 365 | 5.4015 | 0.82789 | 6 | 0.22941
9537 | 10.2 | 1 | 365 | 11.6604 | 0.37448 | 12 | 0.034919
22590 | 5.1 | 1 | 365 | 5.8302 | 0.68724 | 6 | 0.51746
53705 | 3.315 | 1 | 365 | 3.7896 | 0.59671 | 4 | 0.38635
9478 | 2.25 | 1 | 365 | 2.5722 | 0.56033 | 3 | 0.13248
14250 | 4.25 | 1 | 365 | 4.8585 | 0.73937 | 5 | 0.59788
51866 | 8.415 | 1 | 365 | 9.6199 | 0.28395 | 9 | 0.90381
12018 | 5.25 | 1 | 365 | 6.0017 | 0.030984 | 6 | 0.032679
16188 | 11 | 1 | 365 | 12.575 | 0.20778 | 12 | 0.78276
15495 | 11.88 | 1 | 365 | 13.581 | 0.2244 | 13 | 0.80538
8741 | 8.67 | 1 | 365 | 9.9114 | 0.86831 | 10 | 0.77968
8852 | 4.69 | 1 | 365 | 5.3615 | 0.74768 | 6 | 0.10919
15911 | 6.885 | 1 | 365 | 7.8708 | 0.77778 | 8 | 0.64857
26876 | 7.5 | 1 | 365 | 8.5739 | 0.18712 | 8 | 0.76097
11301 | 5.2 | 1 | 365 | 5.9445 | 0.9164 | 6 | 0.86094
9434 | 5.4 | 1 | 365 | 6.1732 | 0.37473 | 6 | 0.5479
13801 | 13.75 | 1 | 365 | 15.7187 | 0.50972 | 16 | 0.22845
10342 | 6.48 | 1 | 365 | 7.4078 | 0.37375 | 7 | 0.78155
37148 | 9.81 | 1 | 365 | 11.2146 | 0.48075 | 11 | 0.69535
52035 | 7.75 | 1 | 365 | 8.8596 | 0.76002 | 9 | 0.61967
21782 | 5.67 | 1 | 365 | 6.4818 | 0.99346 | 7 | 0.47529
15647 | 3.25 | 1 | 365 | 3.7153 | 0.44775 | 4 | 0.16309
19472 | 5 | 1 | 365 | 5.7159 | 0.45808 | 6 | 0.17398
10032 | 8.25 | 1 | 365 | 9.4312 | 0.90583 | 10 | 0.33707
18649 | 14.715 | 1 | 365 | 16.8219 | 0.72113 | 17 | 0.54302
9872 | 6.12 | 1 | 365 | 6.9963 | 0.02469 | 7 | 0.020952
12357 | 7.848 | 1 | 365 | 8.9717 | 0.9846 | 9 | 0.95628
19028 | 4.48 | 1 | 365 | 5.1214 | 0.26644 | 5 | 0.38789
11296 | 6.05 | 1 | 365 | 6.9162 | 0.86428 | 7 | 0.78052
10401 | 7.425 | 1 | 365 | 8.4881 | 0.015249 | 8 | 0.50336
8901 | 8.829 | 1 | 365 | 10.0931 | 0.23268 | 10 | 0.32581
10197 | 12.375 | 1 | 365 | 14.1469 | 0.35875 | 14 | 0.5056
8902 | 8.8 | 1 | 365 | 10.06 | 0.16622 | 10 | 0.2262
12019 | 10 | 1 | 365 | 11.4318 | 0.91616 | 12 | 0.34796
23560 | 6.63 | 1 | 365 | 7.5793 | 0.19341 | 7 | 0.7727
9861 | 6.9 | 1 | 365 | 7.8879 | 0.81215 | 8 | 0.70009
12323 | 7.395 | 1 | 365 | 8.4538 | 0.9465 | 9 | 0.40032
12159 | 6.12 | 1 | 365 | 6.9963 | 0.02469 | 7 | 0.020952
12882 | 6.5 | 1 | 365 | 7.4307 | 0.8955 | 8 | 0.32617
14336 | 6.12 | 1 | 365 | 6.9963 | 0.02469 | 7 | 0.020952
29973 | 9.9 | 1 | 365 | 11.3175 | 0.687 | 12 | 0.0044804
13768 | 9.18 | 1 | 365 | 10.4944 | 0.037035 | 10 | 0.53143
12230 | 9.18 | 1 | 365 | 10.4944 | 0.037035 | 10 | 0.53143
13946 | 5.355 | 1 | 365 | 6.1217 | 0.2716 | 6 | 0.39333
13775 | 5.61 | 1 | 365 | 6.4132 | 0.85597 | 7 | 0.26921
47695 | 4.125 | 1 | 365 | 4.7156 | 0.45292 | 5 | 0.16853
22019 | 6.375 | 1 | 365 | 7.2878 | 0.60905 | 7 | 0.89682
17843 | 6.54 | 1 | 365 | 7.4764 | 0.98717 | 8 | 0.46357
17485 | 5.5 | 1 | 365 | 6.2875 | 0.60389 | 6 | 0.89138
9462 | 7.905 | 1 | 365 | 9.0368 | 0.11522 | 9 | 0.15206
12324 | 6.375 | 1 | 365 | 7.2878 | 0.60905 | 7 | 0.89682
13537 | 7.848 | 1 | 365 | 8.9717 | 0.9846 | 9 | 0.95628
9464 | 2.805 | 1 | 365 | 3.2066 | 0.42798 | 3 | 0.6346
22829 | 6.885 | 1 | 365 | 7.8708 | 0.77778 | 8 | 0.64857
21502 | 6.48 | 1 | 365 | 7.4078 | 0.84967 | 8 | 0.25748
12798 | 6.12 | 1 | 365 | 6.9963 | 0.02469 | 7 | 0.020952
20466 | 3.825 | 1 | 365 | 4.3727 | 0.76543 | 5 | 0.13809
9468 | 7.395 | 1 | 365 | 8.4538 | 0.9465 | 9 | 0.40032
9905 | 5.1 | 1 | 365 | 5.8302 | 0.68724 | 6 | 0.51746
23523 | 3.315 | 1 | 365 | 3.7896 | 0.59671 | 4 | 0.38635
8730 | 8.16 | 1 | 365 | 9.3283 | 0.69959 | 10 | 0.027935
8747 | 9.18 | 1 | 365 | 10.4944 | 0.037035 | 10 | 0.53143
12004 | 9.36 | 1 | 365 | 10.7002 | 0.44953 | 11 | 0.14969
21058 | 12.04 | 1 | 365 | 13.7639 | 0.59106 | 14 | 0.35494
8744 | 6.12 | 1 | 365 | 6.9963 | 0.02469 | 7 | 0.020952
9597 | 5.61 | 1 | 365 | 6.4132 | 0.85597 | 7 | 0.26921
16299 | 4.86 | 1 | 365 | 5.5559 | 0.13725 | 5 | 0.69311
12187 | 9.435 | 1 | 365 | 10.7859 | 0.6214 | 11 | 0.4073
8843 | 4.59 | 1 | 365 | 5.2472 | 0.51852 | 5 | 0.76571
9474 | 5.355 | 1 | 365 | 6.1217 | 0.093583 | 6 | 0.21531
12110 | 5.865 | 1 | 365 | 6.7048 | 0.44033 | 7 | 0.14508
10053 | 5.175 | 1 | 365 | 5.916 | 0.85911 | 6 | 0.77507
10602 | 8.829 | 1 | 365 | 10.0931 | 0.23268 | 10 | 0.32581
53837 | 8.32 | 1 | 365 | 9.5113 | 0.066245 | 9 | 0.5775
9476 | 6.885 | 1 | 365 | 7.8708 | 0.77778 | 8 | 0.64857
19102 | 10.8 | 1 | 365 | 12.3463 | 0.74945 | 13 | 0.095797
10773 | 10.965 | 1 | 365 | 12.535 | 0.12757 | 12 | 0.66254
15257 | 7.035 | 1 | 365 | 8.0423 | 0.12152 | 8 | 0.16379
18107 | 4.8 | 1 | 365 | 5.4873 | 0.99976 | 6 | 0.48702
13065 | 4.48 | 1 | 365 | 5.1214 | 0.26644 | 5 | 0.38789
9491 | 10.2 | 1 | 365 | 11.6604 | 0.37448 | 12 | 0.034919
9718 | 7.65 | 1 | 365 | 8.7453 | 0.53086 | 9 | 0.27619
9953 | 2.805 | 1 | 365 | 3.2066 | 0.42798 | 3 | 0.6346
13806 | 5 | 1 | 365 | 5.7159 | 0.45808 | 6 | 0.17398
9686 | 7.25 | 1 | 365 | 8.2881 | 0.61422 | 8 | 0.90227
21897 | 4.76 | 1 | 365 | 5.4415 | 0.90809 | 6 | 0.34963
8733 | 5.355 | 1 | 365 | 6.1217 | 0.2716 | 6 | 0.39333
10873 | 6 | 1 | 365 | 6.8591 | 0.7497 | 7 | 0.60878
9487 | 6.63 | 1 | 365 | 7.5793 | 0.19341 | 7 | 0.7727
16734 | 7.848 | 1 | 365 | 8.9717 | 0.9846 | 9 | 0.95628
9884 | 7.65 | 1 | 365 | 8.7453 | 0.53086 | 9 | 0.27619
9493 | 3.825 | 1 | 365 | 4.3727 | 0.76543 | 5 | 0.13809
8718 | 4.08 | 1 | 365 | 4.6642 | 0.34979 | 5 | 0.013968
16647 | 6.05 | 1 | 365 | 6.9162 | 0.86428 | 7 | 0.78052
8905 | 5.04 | 1 | 365 | 5.7616 | 0.54974 | 6 | 0.31137
11608 | 7.425 | 1 | 365 | 8.4881 | 0.015249 | 8 | 0.50336
21993 | 7.848 | 1 | 365 | 8.9717 | 0.9846 | 9 | 0.95628
9829 | 4.845 | 1 | 365 | 5.5387 | 0.10288 | 5 | 0.64159
9066 | 7.425 | 1 | 365 | 8.4881 | 0.015249 | 8 | 0.50336
16680 | 6.54 | 1 | 365 | 7.4764 | 0.98717 | 8 | 0.46357
21054 | 7.521 | 1 | 365 | 8.5979 | 0.23524 | 8 | 0.8331
10690 | 11.22 | 1 | 365 | 12.8265 | 0.71193 | 13 | 0.53841
17102 | 3.64 | 1 | 365 | 4.1612 | 0.34148 | 4 | 0.50266
13863 | 7.02 | 1 | 365 | 8.0251 | 0.087144 | 8 | 0.11227
25518 | 4.95 | 1 | 365 | 5.6587 | 0.3435 | 6 | 0.0022402
14328 | 8.829 | 1 | 365 | 10.0931 | 0.23268 | 10 | 0.32581
13210 | 11.22 | 1 | 365 | 12.8265 | 0.71193 | 13 | 0.53841
12806 | 5.865 | 1 | 365 | 6.7048 | 0.44033 | 7 | 0.14508
13944 | 8.75 | 1 | 365 | 10.0028 | 0.05164 | 10 | 0.054465
14496 | 9.9 | 1 | 365 | 11.3175 | 0.687 | 12 | 0.0044804
16968 | 5.232 | 1 | 365 | 5.9811 | 0.98973 | 6 | 0.97085
13903 | 7.83 | 1 | 365 | 8.9511 | 0.94335 | 9 | 0.89445
17587 | 6.72 | 1 | 365 | 7.6822 | 0.39966 | 8 | 0.081829
14257 | 6.885 | 1 | 365 | 7.8708 | 0.77778 | 8 | 0.64857
15338 | 6.09 | 1 | 365 | 6.962 | 0.95594 | 7 | 0.91791
27232 | 6.12 | 1 | 365 | 6.9963 | 0.02469 | 7 | 0.020952
13599 | 4.95 | 1 | 365 | 5.6587 | 0.3435 | 6 | 0.0022402
27079 | 6.05 | 1 | 365 | 6.9162 | 0.86428 | 7 | 0.78052
9831 | 3.57 | 1 | 365 | 4.0812 | 0.18107 | 4 | 0.26222
16830 | 9.156 | 1 | 365 | 10.467 | 0.98204 | 11 | 0.44899
9458 | 2.295 | 1 | 365 | 2.6236 | 0.25926 | 2 | 0.88286
29727 | 4.98 | 1 | 365 | 5.693 | 0.66686 | 6 | 0.3599
12797 | 4.08 | 1 | 365 | 4.6642 | 0.34979 | 5 | 0.013968
42159 | 4.86 | 1 | 365 | 5.5559 | 0.13725 | 5 | 0.69311
12720 | 5.775 | 1 | 365 | 6.6019 | 0.23408 | 6 | 0.83595
15192 | 3.825 | 1 | 365 | 4.3727 | 0.76543 | 5 | 0.13809
15926 | 5.67 | 1 | 365 | 6.4818 | 0.99346 | 7 | 0.47529
12399 | 6.12 | 1 | 365 | 6.9963 | 0.02469 | 7 | 0.020952
16639 | 9.18 | 1 | 365 | 10.4944 | 0.037035 | 10 | 0.53143
12727 | 13.25 | 1 | 365 | 15.1471 | 0.36391 | 15 | 0.51105
10405 | 9.8 | 1 | 365 | 11.2032 | 0.45784 | 11 | 0.661
9486 | 7.521 | 1 | 365 | 8.5979 | 0.23524 | 8 | 0.8331
12393 | 11.07 | 1 | 365 | 12.655 | 0.36819 | 13 | 0.023192
19153 | 9.81 | 1 | 365 | 11.2146 | 0.48075 | 11 | 0.69535
56198 | 7.65 | 1 | 365 | 8.7453 | 0.53086 | 9 | 0.27619
46123 | 5.775 | 1 | 365 | 6.6019 | 0.23408 | 6 | 0.83595
15260 | 2.616 | 1 | 365 | 2.9906 | 0.99487 | 3 | 0.98543
13952 | 10.455 | 1 | 365 | 11.9519 | 0.95885 | 12 | 0.91079
12845 | 8.64 | 1 | 365 | 9.8771 | 0.79956 | 10 | 0.67664
13076 | 6.75 | 1 | 365 | 7.7165 | 0.46841 | 8 | 0.18487
14287 | 6.21 | 1 | 365 | 7.0991 | 0.23094 | 7 | 0.33008
11137 | 4.905 | 1 | 365 | 5.6073 | 0.24038 | 5 | 0.84767
11005 | 8.415 | 1 | 365 | 9.6199 | 0.28395 | 9 | 0.90381
15902 | 7.65 | 1 | 365 | 8.7453 | 0.53086 | 9 | 0.27619
63742 | 5.32 | 1 | 365 | 6.0817 | 0.1914 | 6 | 0.27311
8954 | 6.16 | 1 | 365 | 7.042 | 0.11635 | 7 | 0.15834
12734 | 7.02 | 1 | 365 | 8.0251 | 0.087144 | 8 | 0.11227
15652 | 6.5 | 1 | 365 | 7.4307 | 0.8955 | 8 | 0.32617
15976 | 5.2 | 1 | 365 | 5.9445 | 0.9164 | 6 | 0.86094
10680 | 3.825 | 1 | 365 | 4.3727 | 0.76543 | 5 | 0.13809
12162 | 9.1 | 1 | 365 | 10.4029 | 0.85371 | 11 | 0.25664
19635 | 5.52 | 1 | 365 | 6.3104 | 0.64972 | 6 | 0.96007
12249 | 7.83 | 1 | 365 | 8.9511 | 0.94335 | 9 | 0.89445
9378 | 10.2 | 1 | 365 | 11.6604 | 0.37448 | 12 | 0.034919
77447 | 9.62 | 1 | 365 | 10.9974 | 0.045346 | 11 | 0.042738
16477 | 5.5 | 1 | 365 | 6.2875 | 0.60389 | 6 | 0.89138
11112 | 5.1 | 1 | 365 | 5.8302 | 0.68724 | 6 | 0.51746
11315 | 7.848 | 1 | 365 | 8.9717 | 0.9846 | 9 | 0.95628
24615 | 3.27 | 1 | 365 | 3.7382 | 0.49358 | 4 | 0.23178
9439 | 6.195 | 1 | 365 | 7.082 | 0.19656 | 7 | 0.27856
10147 | 6.63 | 1 | 365 | 7.5793 | 0.19341 | 7 | 0.7727
15671 | 5.5 | 1 | 365 | 6.2875 | 0.60389 | 6 | 0.89138
12013 | 7 | 1 | 365 | 8.0023 | 0.041312 | 8 | 0.043572
14142 | 6.885 | 1 | 365 | 7.8708 | 0.77778 | 8 | 0.64857
8720 | 3.57 | 1 | 365 | 4.0812 | 0.18107 | 4 | 0.26222
9280 | 5.75 | 1 | 365 | 6.5733 | 0.17679 | 6 | 0.75008
58956 | 5.355 | 1 | 365 | 6.1217 | 0.2716 | 6 | 0.39333
10444 | 8.58 | 1 | 365 | 9.8085 | 0.66207 | 10 | 0.47055
12850 | 2.08 | 1 | 365 | 2.3778 | 0.76656 | 3 | 0.14438
8900 | 3.3 | 1 | 365 | 3.7725 | 0.56233 | 4 | 0.33483
23153 | 5.1 | 1 | 365 | 5.8302 | 0.68724 | 6 | 0.51746
11443 | 11.5 | 1 | 365 | 13.1466 | 0.35358 | 13 | 0.50015
16472 | 6.63 | 1 | 365 | 7.5793 | 0.19341 | 7 | 0.7727
12500 | 6.12 | 1 | 365 | 6.9963 | 0.02469 | 7 | 0.020952
13019 | 8.8 | 1 | 365 | 10.06 | 0.16622 | 10 | 0.2262
15027 | 4.59 | 1 | 365 | 5.2472 | 0.51852 | 5 | 0.76571
8782 | 7.245 | 1 | 365 | 8.2823 | 0.60276 | 8 | 0.8851
20816 | 6.72 | 1 | 365 | 7.6822 | 0.39966 | 8 | 0.081829
17673 | 6.6 | 1 | 365 | 7.545 | 0.12467 | 7 | 0.66965
9955 | 9.9 | 1 | 365 | 11.3175 | 0.687 | 12 | 0.0044804
16857 | 7.14 | 1 | 365 | 8.1623 | 0.36214 | 8 | 0.52444
9076 | 6.63 | 1 | 365 | 7.5793 | 0.19341 | 7 | 0.7727
22459 | 7.59 | 1 | 365 | 8.6767 | 0.39337 | 9 | 0.070102
9454 | 6.12 | 1 | 365 | 6.9963 | 0.02469 | 7 | 0.020952
10107 | 8.8 | 1 | 365 | 10.06 | 0.16622 | 10 | 0.2262
14578 | 9.69 | 1 | 365 | 11.0774 | 0.20576 | 11 | 0.28317
57157 | 10.45 | 1 | 365 | 11.9462 | 0.94739 | 12 | 0.89362
8914 | 8.415 | 1 | 365 | 9.6199 | 0.28395 | 9 | 0.90381
29742 | 4.578 | 1 | 365 | 5.2335 | 0.49102 | 5 | 0.7245
12866 | 9.156 | 1 | 365 | 10.467 | 0.98204 | 11 | 0.44899
12014 | 5.2 | 1 | 365 | 5.9445 | 0.9164 | 6 | 0.86094
8719 | 6.12 | 1 | 365 | 6.9963 | 0.02469 | 7 | 0.020952
10845 | 2.295 | 1 | 365 | 2.6236 | 0.25926 | 2 | 0.88286
16483 | 14.3 | 1 | 365 | 16.3475 | 0.77011 | 17 | 0.11758
11421 | 13.005 | 1 | 365 | 14.8671 | 0.80247 | 15 | 0.66952
53044 | 9.156 | 1 | 365 | 10.467 | 0.98204 | 11 | 0.44899
8725 | 7.905 | 1 | 365 | 9.0368 | 0.11522 | 9 | 0.15206
13976 | 11.445 | 1 | 365 | 13.0837 | 0.22755 | 13 | 0.31124
42987 | 6.27 | 1 | 365 | 7.1677 | 0.36843 | 7 | 0.53617
77448 | 6.76 | 1 | 365 | 7.7279 | 0.49132 | 8 | 0.21922
16441 | 7.75 | 1 | 365 | 8.8596 | 0.76002 | 9 | 0.61967
17522 | 4.75 | 1 | 365 | 5.4301 | 0.88518 | 6 | 0.31528
10743 | 3.315 | 1 | 365 | 3.7896 | 0.59671 | 4 | 0.38635
29466 | 9.52 | 1 | 365 | 10.8831 | 0.81618 | 11 | 0.69926
14673 | 3.924 | 1 | 365 | 4.4858 | 0.9923 | 5 | 0.47814
8918 | 8.25 | 1 | 365 | 9.4312 | 0.90583 | 10 | 0.33707
20430 | 5.175 | 1 | 365 | 5.916 | 0.85911 | 6 | 0.77507
12229 | 8.16 | 1 | 365 | 9.3283 | 0.69959 | 10 | 0.027935
18940 | 5.47 | 1 | 365 | 6.2532 | 0.53514 | 6 | 0.78833
14490 | 5.215 | 1 | 365 | 5.9617 | 0.95078 | 6 | 0.91246
24725 | 6.12 | 1 | 365 | 6.9963 | 0.02469 | 7 | 0.020952
9944 | 7.905 | 1 | 365 | 9.0368 | 0.11522 | 9 | 0.15206
22146 | 5.98 | 1 | 365 | 6.8362 | 0.70386 | 7 | 0.54008
14038 | 6.885 | 1 | 365 | 7.8708 | 0.77778 | 8 | 0.64857
24329 | 6.725 | 1 | 365 | 7.6879 | 0.41112 | 8 | 0.099003
20252 | 8.25 | 1 | 365 | 9.4312 | 0.90583 | 10 | 0.33707
26182 | 3.725 | 1 | 365 | 4.2583 | 0.53627 | 4 | 0.79462
15055 | 11.96 | 1 | 365 | 13.6724 | 0.40773 | 14 | 0.08016
15947 | 6.375 | 1 | 365 | 7.2878 | 0.60905 | 7 | 0.89682
29044 | 9.215 | 1 | 365 | 10.5344 | 0.11724 | 10 | 0.65165
36722 | 5.215 | 1 | 365 | 5.9617 | 0.95078 | 6 | 0.91246
14619 | 5.395 | 1 | 365 | 6.1675 | 0.36327 | 6 | 0.53072
21293 | 3.6 | 1 | 365 | 4.1154 | 0.24982 | 4 | 0.36527
53936 | 5.25 | 1 | 365 | 6.0017 | 0.030984 | 6 | 0.032679
18880 | 11.04 | 1 | 365 | 12.6207 | 0.29944 | 12 | 0.92015
15195 | 5.94 | 1 | 365 | 6.7905 | 0.6122 | 7 | 0.40269
21400 | 6.9 | 1 | 365 | 7.8879 | 0.81215 | 8 | 0.70009
12569 | 4.335 | 1 | 365 | 4.9557 | 0.93416 | 5 | 0.88984
18892 | 7.59 | 1 | 365 | 8.6767 | 0.39337 | 9 | 0.070102
24724 | 5.72 | 1 | 365 | 6.539 | 0.10804 | 6 | 0.64703
15312 | 7.14 | 1 | 365 | 8.1623 | 0.36214 | 8 | 0.52444
17903 | 6.5 | 1 | 365 | 7.4307 | 0.8955 | 8 | 0.32617
13686 | 5.04 | 1 | 365 | 5.7616 | 0.54974 | 6 | 0.31137
12025 | 4.95 | 1 | 365 | 5.6587 | 0.3435 | 6 | 0.0022402
12496 | 8.37 | 1 | 365 | 9.5684 | 0.18083 | 9 | 0.74924
58465 | 4.95 | 1 | 365 | 5.6587 | 0.3435 | 6 | 0.0022402
16984 | 6.12 | 1 | 365 | 6.9963 | 0.02469 | 7 | 0.020952
19052 | 8.1 | 1 | 365 | 9.2598 | 0.56209 | 9 | 0.82185
26658 | 3.52 | 1 | 365 | 4.024 | 0.066488 | 4 | 0.090482
52194 | 6.12 | 1 | 365 | 6.9963 | 0.02469 | 7 | 0.020952
10618 | 3.06 | 1 | 365 | 3.4981 | 0.012345 | 3 | 0.51048
8753 | 9 | 1 | 365 | 10.2886 | 0.62454 | 10 | 0.91316
9053 | 6 | 1 | 365 | 6.8591 | 0.7497 | 7 | 0.60878
23770 | 4.675 | 1 | 365 | 5.3444 | 0.7133 | 6 | 0.057671
32350 | 14.85 | 1 | 365 | 16.9762 | 0.030498 | 17 | 0.0067206
8724 | 7.14 | 1 | 365 | 8.1623 | 0.36214 | 8 | 0.52444
13640 | 4.845 | 1 | 365 | 5.5387 | 0.10288 | 5 | 0.64159
53099 | 8.04 | 1 | 365 | 9.1912 | 0.42459 | 9 | 0.61576
13888 | 5.1 | 1 | 365 | 5.8302 | 0.68724 | 6 | 0.51746
15574 | 5.4 | 1 | 365 | 6.1732 | 0.37473 | 6 | 0.5479
12281 | 8.37 | 1 | 365 | 9.5684 | 0.18083 | 9 | 0.74924
24321 | 5.4 | 1 | 365 | 6.1732 | 0.37473 | 6 | 0.5479
13353 | 13.44 | 1 | 365 | 15.3643 | 0.79932 | 16 | 0.16366
17899 | 12.15 | 1 | 365 | 13.8896 | 0.84313 | 14 | 0.73277
13656 | 6.03 | 1 | 365 | 6.8934 | 0.81844 | 7 | 0.71182
16795 | 4.5 | 1 | 365 | 5.1443 | 0.31227 | 5 | 0.45658
9483 | 7.14 | 1 | 365 | 8.1623 | 0.36214 | 8 | 0.52444
23117 | 2.55 | 1 | 365 | 2.9151 | 0.84362 | 3 | 0.75873
9498 | 9.945 | 1 | 365 | 11.3689 | 0.79012 | 12 | 0.15905
12550 | 4.845 | 1 | 365 | 5.5387 | 0.10288 | 5 | 0.64159
15942 | 7.65 | 1 | 365 | 8.7453 | 0.53086 | 9 | 0.27619
17450 | 14.145 | 1 | 365 | 16.1703 | 0.41491 | 16 | 0.58519
62161 | 6.885 | 1 | 365 | 7.8708 | 0.77778 | 8 | 0.64857
11026 | 5 | 1 | 365 | 5.7159 | 0.45808 | 6 | 0.17398
17921 | 7.905 | 1 | 365 | 9.0368 | 0.11522 | 9 | 0.15206
12568 | 8.415 | 1 | 365 | 9.6199 | 0.28395 | 9 | 0.90381
16835 | 3.57 | 1 | 365 | 4.0812 | 0.18107 | 4 | 0.26222
19502 | 8.75 | 1 | 365 | 10.0028 | 0.05164 | 10 | 0.054465
12391 | 6.375 | 1 | 365 | 7.2878 | 0.60905 | 7 | 0.89682
12929 | 7.705 | 1 | 365 | 8.8082 | 0.6569 | 9 | 0.4651
8857 | 9.81 | 1 | 365 | 11.2146 | 0.48075 | 11 | 0.69535
17315 | 5.25 | 1 | 365 | 6.0017 | 0.030984 | 6 | 0.032679
37426 | 14.85 | 1 | 365 | 16.9762 | 0.030498 | 17 | 0.0067206
24545 | 5 | 1 | 365 | 5.7159 | 0.45808 | 6 | 0.17398
14818 | 8.4 | 1 | 365 | 9.6027 | 0.24957 | 9 | 0.85229
11558 | 6.48 | 1 | 365 | 7.4078 | 0.84967 | 8 | 0.25748
9470 | 11.985 | 1 | 365 | 13.701 | 0.46502 | 14 | 0.16603
77449 | 6.25 | 1 | 365 | 7.1449 | 0.3226 | 7 | 0.46747
15770 | 5.225 | 1 | 365 | 5.9731 | 0.97369 | 6 | 0.94681
9433 | 7.29 | 1 | 365 | 8.3338 | 0.70588 | 9 | 0.039663
8716 | 2.75 | 1 | 365 | 3.1437 | 0.30194 | 3 | 0.44569
12559 | 3.06 | 1 | 365 | 3.4981 | 0.012345 | 3 | 0.51048
8906 | 12.24 | 1 | 365 | 13.9925 | 0.04938 | 14 | 0.041903
8907 | 4.845 | 1 | 365 | 5.5387 | 0.10288 | 5 | 0.64159
15649 | 12.25 | 1 | 365 | 14.004 | 0.072296 | 14 | 0.076251
11955 | 7.65 | 1 | 365 | 8.7453 | 0.53086 | 9 | 0.27619
8908 | 8.1 | 1 | 365 | 9.2598 | 0.56209 | 9 | 0.82185
14743 | 4.8 | 1 | 365 | 5.4873 | 0.99976 | 6 | 0.48702
8723 | 3.57 | 1 | 365 | 4.0812 | 0.18107 | 4 | 0.26222
13509 | 6.12 | 1 | 365 | 6.9963 | 0.02469 | 7 | 0.020952
23167 | 9.72 | 1 | 365 | 11.1117 | 0.27451 | 11 | 0.38622
14132 | 4.42 | 1 | 365 | 5.0529 | 0.12894 | 5 | 0.1818
8729 | 5.865 | 1 | 365 | 6.7048 | 0.44033 | 7 | 0.14508
14281 | 4.335 | 1 | 365 | 4.9557 | 0.93416 | 5 | 0.88984
15306 | 11.22 | 1 | 365 | 12.8265 | 0.71193 | 13 | 0.53841
15639 | 9.75 | 1 | 365 | 11.146 | 0.34326 | 11 | 0.48926
9900 | 5.61 | 1 | 365 | 6.4132 | 0.85597 | 7 | 0.26921
14295 | 11.475 | 1 | 365 | 13.118 | 0.29629 | 13 | 0.41428
11587 | 8.67 | 1 | 365 | 9.9114 | 0.86831 | 10 | 0.77968
14292 | 7.15 | 1 | 365 | 8.1737 | 0.38505 | 8 | 0.55879
17653 | 9.075 | 1 | 365 | 10.3744 | 0.79642 | 11 | 0.17077
14984 | 8.47 | 1 | 365 | 9.6827 | 0.40999 | 10 | 0.092722
8822 | 4.83 | 1 | 365 | 5.5216 | 0.068505 | 5 | 0.59006
8866 | 4.83 | 1 | 365 | 5.5216 | 0.068505 | 5 | 0.59006
16456 | 6.21 | 1 | 365 | 7.0991 | 0.23094 | 7 | 0.33008
15058 | 3.825 | 1 | 365 | 4.3727 | 0.76543 | 5 | 0.13809
14797 | 3.5 | 1 | 365 | 4.0011 | 0.020656 | 4 | 0.021786
19023 | 6.05 | 1 | 365 | 6.9162 | 0.86428 | 7 | 0.78052
8728 | 3.57 | 1 | 365 | 4.0812 | 0.18107 | 4 | 0.26222
18561 | 11.44 | 1 | 365 | 13.078 | 0.21609 | 13 | 0.29407
10096 | 6.72 | 1 | 365 | 7.6822 | 0.39966 | 8 | 0.081829
14675 | 8.4 | 1 | 365 | 9.6027 | 0.24957 | 9 | 0.85229
8804 | 5.61 | 1 | 365 | 6.4132 | 0.85597 | 7 | 0.26921
9049 | 8.67 | 1 | 365 | 9.9114 | 0.86831 | 10 | 0.77968
10772 | 3.315 | 1 | 365 | 3.7896 | 0.59671 | 4 | 0.38635
15783 | 8.67 | 1 | 365 | 9.9114 | 0.86831 | 10 | 0.77968
9067 | 8.12 | 1 | 365 | 9.2826 | 0.60792 | 9 | 0.89054
21987 | 6.867 | 1 | 365 | 7.8502 | 0.73653 | 8 | 0.58674
10582 | 12.06 | 1 | 365 | 13.7868 | 0.63689 | 14 | 0.42364
15637 | 7.65 | 1 | 365 | 8.7453 | 0.53086 | 9 | 0.27619
8820 | 5.175 | 1 | 365 | 5.916 | 0.85911 | 6 | 0.77507
15188 | 2.75 | 1 | 365 | 3.1437 | 0.30194 | 3 | 0.44569
13900 | 6 | 1 | 365 | 6.8591 | 0.7497 | 7 | 0.60878
8869 | 7.32 | 1 | 365 | 8.3681 | 0.77463 | 9 | 0.14271
9270 | 3.57 | 1 | 365 | 4.0812 | 0.18107 | 4 | 0.26222
8863 | 6.867 | 1 | 365 | 7.8502 | 0.73653 | 8 | 0.58674
10191 | 6.48 | 1 | 365 | 7.4078 | 0.84967 | 8 | 0.25748
11007 | 4.845 | 1 | 365 | 5.5387 | 0.10288 | 5 | 0.64159
11334 | 5.94 | 1 | 365 | 6.7905 | 0.6122 | 7 | 0.40269
8800 | 8.415 | 1 | 365 | 9.6199 | 0.28395 | 9 | 0.90381
8734 | 3.06 | 1 | 365 | 3.4981 | 0.012345 | 3 | 0.51048
22520 | 8.1 | 1 | 365 | 9.2598 | 0.56209 | 9 | 0.82185
11865 | 5.175 | 1 | 365 | 5.916 | 0.85911 | 6 | 0.77507
9079 | 5.865 | 1 | 365 | 6.7048 | 0.44033 | 7 | 0.14508
25217 | 5.232 | 1 | 365 | 5.9811 | 0.98973 | 6 | 0.97085
11632 | 9.81 | 1 | 365 | 11.2146 | 0.48075 | 11 | 0.69535
16646 | 6.05 | 1 | 365 | 6.9162 | 0.86428 | 7 | 0.78052
9490 | 6.12 | 1 | 365 | 6.9963 | 0.02469 | 7 | 0.020952
9919 | 9.435 | 1 | 365 | 10.7859 | 0.6214 | 11 | 0.4073
13812 | 6 | 1 | 365 | 6.8591 | 0.7497 | 7 | 0.60878
19061 | 6.375 | 1 | 365 | 7.2878 | 0.60905 | 7 | 0.89682
13624 | 8.58 | 1 | 365 | 9.8085 | 0.66207 | 10 | 0.47055
9501 | 6.12 | 1 | 365 | 6.9963 | 0.02469 | 7 | 0.020952
8792 | 13.8 | 1 | 365 | 15.7759 | 0.6243 | 16 | 0.40018
11763 | 3.025 | 1 | 365 | 3.4581 | 0.93214 | 4 | 0.39026
17975 | 4.5 | 1 | 365 | 5.1443 | 0.31227 | 5 | 0.45658
50883 | 9.72 | 1 | 365 | 11.1117 | 0.27451 | 11 | 0.38622
9776 | 8.415 | 1 | 365 | 9.6199 | 0.28395 | 9 | 0.90381
12479 | 7.65 | 1 | 365 | 8.7453 | 0.53086 | 9 | 0.27619
16352 | 7.155 | 1 | 365 | 8.1795 | 0.39651 | 8 | 0.57597
9671 | 8.925 | 1 | 365 | 10.2029 | 0.45267 | 10 | 0.65555
9540 | 7.56 | 1 | 365 | 8.6424 | 0.32462 | 8 | 0.96706
9545 | 6.72 | 1 | 365 | 7.6822 | 0.39966 | 8 | 0.081829
9509 | 5.1 | 1 | 365 | 5.8302 | 0.68724 | 6 | 0.51746
12236 | 5.4 | 1 | 365 | 6.1732 | 0.37473 | 6 | 0.5479
12571 | 6.63 | 1 | 365 | 7.5793 | 0.19341 | 7 | 0.7727
14054 | 9.435 | 1 | 365 | 10.7859 | 0.6214 | 11 | 0.4073
21304 | 7 | 1 | 365 | 8.0023 | 0.041312 | 8 | 0.043572
12378 | 8.67 | 1 | 365 | 9.9114 | 0.86831 | 10 | 0.77968
12366 | 4.845 | 1 | 365 | 5.5387 | 0.10288 | 5 | 0.64159
14582 | 5.61 | 1 | 365 | 6.4132 | 0.85597 | 7 | 0.26921
23312 | 5.47 | 1 | 365 | 6.2532 | 0.53514 | 6 | 0.78833
12563 | 7.14 | 1 | 365 | 8.1623 | 0.36214 | 8 | 0.52444
15897 | 4.335 | 1 | 365 | 4.9557 | 0.93416 | 5 | 0.88984
23875 | 4.98 | 1 | 365 | 5.693 | 0.41225 | 6 | 0.10528
9531 | 15 | 1 | 365 | 17.1477 | 0.37424 | 17 | 0.52194
21237 | 5.215 | 1 | 365 | 5.9617 | 0.95078 | 6 | 0.91246
21245 | 4.725 | 1 | 365 | 5.4015 | 0.82789 | 6 | 0.22941
21611 | 8.47 | 1 | 365 | 9.6827 | 0.40999 | 10 | 0.092722
22739 | 7.96 | 1 | 365 | 9.0997 | 0.24126 | 9 | 0.34098
23315 | 3.47 | 1 | 365 | 3.9668 | 0.95191 | 4 | 0.91874
46647 | 5.61 | 1 | 365 | 6.4132 | 0.85597 | 7 | 0.26921
31319 | 12.426 | 1 | 365 | 14.2052 | 0.47562 | 14 | 0.68078
22707 | 5.725 | 1 | 365 | 6.5447 | 0.1195 | 6 | 0.66421
16819 | 9.18 | 1 | 365 | 10.4944 | 0.037035 | 10 | 0.53143
23013 | 6.725 | 1 | 365 | 7.6879 | 0.41112 | 8 | 0.099003
20093 | 5.47 | 1 | 365 | 6.2532 | 0.53514 | 6 | 0.78833
13860 | 5.1 | 1 | 365 | 5.8302 | 0.68724 | 6 | 0.51746
15101 | 8.47 | 1 | 365 | 9.6827 | 0.40999 | 10 | 0.092722
20539 | 6.725 | 1 | 365 | 7.6879 | 0.41112 | 8 | 0.099003
20088 | 8.705 | 1 | 365 | 9.9514 | 0.94852 | 10 | 0.8999
47242 | 7.395 | 1 | 365 | 8.4538 | 0.9465 | 9 | 0.40032
16068 | 6.725 | 1 | 365 | 7.6879 | 0.41112 | 8 | 0.099003
26253 | 6.47 | 1 | 365 | 7.3964 | 0.82676 | 8 | 0.22313
15063 | 9.705 | 1 | 365 | 11.0946 | 0.24013 | 11 | 0.3347
26898 | 4.59 | 1 | 365 | 5.2472 | 0.51852 | 5 | 0.76571
23308 | 6.725 | 1 | 365 | 7.6879 | 0.41112 | 8 | 0.099003
9481 | 8.16 | 1 | 365 | 9.3283 | 0.69959 | 10 | 0.027935
17302 | 7.75 | 1 | 365 | 8.8596 | 0.76002 | 9 | 0.61967
11471 | 5.5 | 1 | 365 | 6.2875 | 0.60389 | 6 | 0.89138
20685 | 4.95 | 1 | 365 | 5.6587 | 0.3435 | 6 | 0.0022402
11910 | 8.32 | 1 | 365 | 9.5113 | 0.066245 | 9 | 0.5775
9525 | 4.845 | 1 | 365 | 5.5387 | 0.10288 | 5 | 0.64159
13209 | 7.7 | 1 | 365 | 8.8025 | 0.64544 | 9 | 0.44793
60197 | 7.28 | 1 | 365 | 8.3224 | 0.68296 | 9 | 0.0053149
9506 | 4.59 | 1 | 365 | 5.2472 | 0.51852 | 5 | 0.76571
15900 | 5.1 | 1 | 365 | 5.8302 | 0.68724 | 6 | 0.51746
11627 | 8.625 | 1 | 365 | 9.8599 | 0.76519 | 10 | 0.62512
15648 | 8.75 | 1 | 365 | 10.0028 | 0.05164 | 10 | 0.054465
10140 | 6.12 | 1 | 365 | 6.9963 | 0.02469 | 7 | 0.020952
16201 | 7.975 | 1 | 365 | 9.1169 | 0.27564 | 9 | 0.3925
11483 | 13.44 | 1 | 365 | 15.3643 | 0.79932 | 16 | 0.16366
14554 | 7.56 | 1 | 365 | 8.6424 | 0.32462 | 8 | 0.96706
9482 | 6.6 | 1 | 365 | 7.545 | 0.12467 | 7 | 0.66965
19622 | 8.625 | 1 | 365 | 9.8599 | 0.76519 | 10 | 0.62512
49985 | 10.14 | 1 | 365 | 11.5918 | 0.23699 | 11 | 0.82883
19404 | 6 | 1 | 365 | 6.8591 | 0.7497 | 7 | 0.60878
14568 | 9.435 | 1 | 365 | 10.7859 | 0.6214 | 11 | 0.4073
26385 | 4.125 | 1 | 365 | 4.7156 | 0.45292 | 5 | 0.16853
16843 | 6.375 | 1 | 365 | 7.2878 | 0.60905 | 7 | 0.89682
18215 | 6.16 | 1 | 365 | 7.042 | 0.11635 | 7 | 0.15834
19700 | 7.848 | 1 | 365 | 8.9717 | 0.9846 | 9 | 0.95628
9538 | 8.829 | 1 | 365 | 10.0931 | 0.23268 | 10 | 0.32581
14415 | 8.47 | 1 | 365 | 9.6827 | 0.40999 | 10 | 0.092722
14062 | 7.65 | 1 | 365 | 8.7453 | 0.53086 | 9 | 0.27619
77850 | 7.14 | 1 | 365 | 8.1623 | 0.36214 | 8 | 0.52444
12721 | 5.5 | 1 | 365 | 6.2875 | 0.60389 | 6 | 0.89138
16560 | 2.7 | 1 | 365 | 3.0866 | 0.18736 | 3 | 0.27395
14279 | 14.535 | 1 | 365 | 16.6161 | 0.30864 | 16 | 0.92476
18204 | 10.8 | 1 | 365 | 12.3463 | 0.74945 | 13 | 0.095797
9888 | 5.1 | 1 | 365 | 5.8302 | 0.68724 | 6 | 0.51746
9913 | 5.1 | 1 | 365 | 5.8302 | 0.68724 | 6 | 0.51746
20728 | 13.77 | 1 | 365 | 15.7416 | 0.55555 | 16 | 0.29714
24225 | 8.175 | 1 | 365 | 9.3455 | 0.73396 | 10 | 0.079457
16479 | 12.75 | 1 | 365 | 14.5755 | 0.2181 | 14 | 0.79365
11962 | 9.435 | 1 | 365 | 10.7859 | 0.6214 | 11 | 0.4073
18526 | 8.4 | 1 | 365 | 9.6027 | 0.24957 | 9 | 0.85229
11512 | 7.7 | 1 | 365 | 8.8025 | 0.64544 | 9 | 0.44793
12332 | 8.525 | 1 | 365 | 9.7456 | 0.53603 | 10 | 0.28164
10607 | 7.425 | 1 | 365 | 8.4881 | 0.015249 | 8 | 0.50336
11270 | 6.885 | 1 | 365 | 7.8708 | 0.77778 | 8 | 0.64857
24616 | 5.232 | 1 | 365 | 5.9811 | 0.98973 | 6 | 0.97085
13454 | 8.96 | 1 | 365 | 10.2429 | 0.53288 | 10 | 0.77577
16633 | 9.81 | 1 | 365 | 11.2146 | 0.48075 | 11 | 0.69535
24326 | 7.14 | 1 | 365 | 8.1623 | 0.36214 | 8 | 0.52444
11379 | 3.06 | 1 | 365 | 3.4981 | 0.012345 | 3 | 0.51048
16524 | 6.12 | 1 | 365 | 6.9963 | 0.02469 | 7 | 0.020952
21576 | 3.135 | 1 | 365 | 3.5839 | 0.18422 | 3 | 0.76809
20999 | 7.14 | 1 | 365 | 8.1623 | 0.36214 | 8 | 0.52444
10137 | 5.61 | 1 | 365 | 6.4132 | 0.85597 | 7 | 0.26921
19399 | 12.22 | 1 | 365 | 13.9697 | 0.0035475 | 13 | 0.97321
10760 | 9.9 | 1 | 365 | 11.3175 | 0.687 | 12 | 0.0044804
9484 | 7.7 | 1 | 365 | 8.8025 | 0.64544 | 9 | 0.44793
13614 | 6.84 | 1 | 365 | 7.8194 | 0.67465 | 8 | 0.494
23034 | 4.59 | 1 | 365 | 5.2472 | 0.51852 | 5 | 0.76571
24731 | 4.25 | 1 | 365 | 4.8585 | 0.73937 | 5 | 0.59788
9430 | 9.81 | 1 | 365 | 11.2146 | 0.48075 | 11 | 0.69535
9549 | 9.8 | 1 | 365 | 11.2032 | 0.45784 | 11 | 0.661
11631 | 8.1 | 1 | 365 | 9.2598 | 0.56209 | 9 | 0.82185
12325 | 8.64 | 1 | 365 | 9.8771 | 0.79956 | 10 | 0.67664
20182 | 4.335 | 1 | 365 | 4.9557 | 0.93416 | 5 | 0.88984
13015 | 5.61 | 1 | 365 | 6.4132 | 0.85597 | 7 | 0.26921
9534 | 5.04 | 1 | 365 | 5.7616 | 0.54974 | 6 | 0.31137
15002 | 2.7 | 1 | 365 | 3.0866 | 0.18736 | 3 | 0.27395
14055 | 6.12 | 1 | 365 | 6.9963 | 0.02469 | 7 | 0.020952
77790 | 3.315 | 1 | 365 | 3.7896 | 0.59671 | 4 | 0.38635
16635 | 8.4 | 1 | 365 | 9.6027 | 0.24957 | 9 | 0.85229
9436 | 8.25 | 1 | 365 | 9.4312 | 0.90583 | 10 | 0.33707
9821 | 10.965 | 1 | 365 | 12.535 | 0.12757 | 12 | 0.66254
18510 | 11.985 | 1 | 365 | 13.701 | 0.46502 | 14 | 0.16603
14061 | 5.1 | 1 | 365 | 5.8302 | 0.68724 | 6 | 0.51746
10699 | 9.69 | 1 | 365 | 11.0774 | 0.20576 | 11 | 0.28317
9867 | 3.315 | 1 | 365 | 3.7896 | 0.59671 | 4 | 0.38635
20444 | 5.865 | 1 | 365 | 6.7048 | 0.44033 | 7 | 0.14508
14059 | 7.395 | 1 | 365 | 8.4538 | 0.9465 | 9 | 0.40032
14347 | 2.7 | 1 | 365 | 3.0866 | 0.18736 | 3 | 0.27395
20064 | 8.91 | 1 | 365 | 10.1857 | 0.4183 | 10 | 0.60403
14053 | 4.59 | 1 | 365 | 5.2472 | 0.51852 | 5 | 0.76571
16621 | 4.4 | 1 | 365 | 5.03 | 0.08311 | 5 | 0.1131
13459 | 8.4 | 1 | 365 | 9.6027 | 0.24957 | 9 | 0.85229
23021 | 5.215 | 1 | 365 | 5.9617 | 0.95078 | 6 | 0.91246
12361 | 7.14 | 1 | 365 | 8.1623 | 0.36214 | 8 | 0.52444
18914 | 6.12 | 1 | 365 | 6.9963 | 0.02469 | 7 | 0.020952
10141 | 6.63 | 1 | 365 | 7.5793 | 0.19341 | 7 | 0.7727
51837 | 10.2 | 1 | 365 | 11.6604 | 0.37448 | 12 | 0.034919
11008 | 5.355 | 1 | 365 | 6.1217 | 0.2716 | 6 | 0.39333
10134 | 12.75 | 1 | 365 | 14.5755 | 0.2181 | 14 | 0.79365
23525 | 8.925 | 1 | 365 | 10.2029 | 0.45267 | 10 | 0.65555
15056 | 9.18 | 1 | 365 | 10.4944 | 0.037035 | 10 | 0.53143
9816 | 9.435 | 1 | 365 | 10.7859 | 0.6214 | 11 | 0.4073
13350 | 7.035 | 1 | 365 | 8.0423 | 0.12152 | 8 | 0.16379
11759 | 8.91 | 1 | 365 | 10.1857 | 0.4183 | 10 | 0.60403
51871 | 4.5 | 1 | 365 | 5.1443 | 0.31227 | 5 | 0.45658
9477 | 5.1 | 1 | 365 | 5.8302 | 0.68724 | 6 | 0.51746
10840 | 5.1 | 1 | 365 | 5.8302 | 0.68724 | 6 | 0.51746
11378 | 8.745 | 1 | 365 | 9.9971 | 0.040182 | 10 | 0.037291
10122 | 7.905 | 1 | 365 | 9.0368 | 0.11522 | 9 | 0.15206
11200 | 5.886 | 1 | 365 | 6.7288 | 0.48845 | 7 | 0.21721
50790 | 10.71 | 1 | 365 | 12.2435 | 0.18717 | 12 | 0.43062
10124 | 6.63 | 1 | 365 | 7.5793 | 0.19341 | 7 | 0.7727
10774 | 4.335 | 1 | 365 | 4.9557 | 0.93416 | 5 | 0.88984
21409 | 11.73 | 1 | 365 | 13.4095 | 0.88066 | 14 | 0.29016
15904 | 4.335 | 1 | 365 | 4.9557 | 0.93416 | 5 | 0.88984
16098 | 4.47 | 1 | 365 | 5.11 | 0.24352 | 5 | 0.35354
19103 | 5.61 | 1 | 365 | 6.4132 | 0.85597 | 7 | 0.26921
9543 | 5.865 | 1 | 365 | 6.7048 | 0.44033 | 7 | 0.14508
13653 | 7.395 | 1 | 365 | 8.4538 | 0.9465 | 9 | 0.40032
13684 | 6.9 | 1 | 365 | 7.8879 | 0.81215 | 8 | 0.70009
15932 | 5.355 | 1 | 365 | 6.1217 | 0.2716 | 6 | 0.39333
33004 | 9.5 | 1 | 365 | 10.8602 | 0.77035 | 11 | 0.63056
14100 | 6.89 | 1 | 365 | 7.8765 | 0.78923 | 8 | 0.66574
13373 | 4.02 | 1 | 365 | 4.5956 | 0.2123 | 4 | 0.80788
14999 | 14.31 | 1 | 365 | 16.3589 | 0.79302 | 17 | 0.15193
12749 | 8.415 | 1 | 365 | 9.6199 | 0.28395 | 9 | 0.90381
22769 | 8.175 | 1 | 365 | 9.3455 | 0.73396 | 10 | 0.079457
13857 | 10.35 | 1 | 365 | 11.8319 | 0.71823 | 12 | 0.55014
21687 | 5.75 | 1 | 365 | 6.5733 | 0.17679 | 6 | 0.75008
11485 | 8.829 | 1 | 365 | 10.0931 | 0.23268 | 10 | 0.32581
9909 | 8.415 | 1 | 365 | 9.6199 | 0.28395 | 9 | 0.90381
9480 | 4.125 | 1 | 365 | 4.7156 | 0.45292 | 5 | 0.16853
12595 | 5.886 | 1 | 365 | 6.7288 | 0.48845 | 7 | 0.21721
11454 | 7.705 | 1 | 365 | 8.8082 | 0.6569 | 9 | 0.4651
15641 | 2.55 | 1 | 365 | 2.9151 | 0.84362 | 3 | 0.75873
11203 | 5.52 | 1 | 365 | 6.3104 | 0.64972 | 6 | 0.96007
11586 | 9.3 | 1 | 365 | 10.6316 | 0.31203 | 10 | 0.9436
13790 | 7.14 | 1 | 365 | 8.1623 | 0.36214 | 8 | 0.52444
42570 | 12.96 | 1 | 365 | 14.8156 | 0.69934 | 15 | 0.51496
13072 | 9.625 | 1 | 365 | 11.0031 | 0.056804 | 11 | 0.059912
13544 | 10.71 | 1 | 365 | 12.2435 | 0.54321 | 12 | 0.78667
10196 | 2.91 | 1 | 365 | 3.3267 | 0.6686 | 3 | 0.99526
12290 | 8.415 | 1 | 365 | 9.6199 | 0.28395 | 9 | 0.90381
9672 | 7.14 | 1 | 365 | 8.1623 | 0.36214 | 8 | 0.52444
32290 | 5.175 | 1 | 365 | 5.916 | 0.85911 | 6 | 0.77507
9521 | 7.65 | 1 | 365 | 8.7453 | 0.53086 | 9 | 0.27619
15651 | 7 | 1 | 365 | 8.0023 | 0.041312 | 8 | 0.043572
9654 | 10.965 | 1 | 365 | 12.535 | 0.12757 | 12 | 0.66254
9779 | 5.1 | 1 | 365 | 5.8302 | 0.68724 | 6 | 0.51746
13287 | 4.578 | 1 | 365 | 5.2335 | 0.49102 | 5 | 0.7245
11346 | 7.5 | 1 | 365 | 8.5739 | 0.18712 | 8 | 0.76097
15921 | 6.44 | 1 | 365 | 7.3621 | 0.75801 | 8 | 0.12009
13607 | 4.335 | 1 | 365 | 4.9557 | 0.93416 | 5 | 0.88984
12573 | 4.845 | 1 | 365 | 5.5387 | 0.10288 | 5 | 0.64159
14242 | 3.825 | 1 | 365 | 4.3727 | 0.76543 | 5 | 0.13809
11797 | 5.61 | 1 | 365 | 6.4132 | 0.85597 | 7 | 0.26921
16055 | 3.92 | 1 | 365 | 4.4813 | 0.98313 | 5 | 0.4644
16588 | 8.37 | 1 | 365 | 9.5684 | 0.18083 | 9 | 0.74924
16833 | 4.845 | 1 | 365 | 5.5387 | 0.10288 | 5 | 0.64159
19405 | 7.395 | 1 | 365 | 8.4538 | 0.9465 | 9 | 0.40032
11733 | 9.45 | 1 | 365 | 10.8031 | 0.65577 | 11 | 0.45882
9847 | 2.04 | 1 | 365 | 2.3321 | 0.6749 | 3 | 0.0069838
13608 | 4.59 | 1 | 365 | 5.2472 | 0.51852 | 5 | 0.76571
9803 | 4.59 | 1 | 365 | 5.2472 | 0.51852 | 5 | 0.76571
16481 | 3.5 | 1 | 365 | 4.0011 | 0.020656 | 4 | 0.021786
14758 | 6.885 | 1 | 365 | 7.8708 | 0.77778 | 8 | 0.64857
17760 | 5.61 | 1 | 365 | 6.4132 | 0.85597 | 7 | 0.26921
16356 | 11.88 | 1 | 365 | 13.581 | 0.2244 | 13 | 0.80538
11385 | 3.57 | 1 | 365 | 4.0812 | 0.18107 | 4 | 0.26222
19171 | 5.67 | 1 | 365 | 6.4818 | 0.99346 | 7 | 0.47529
15036 | 6.47 | 1 | 365 | 7.3964 | 0.82676 | 8 | 0.22313
9437 | 9.995 | 1 | 365 | 11.4261 | 0.9047 | 12 | 0.33079
33002 | 9.075 | 1 | 365 | 10.3744 | 0.79642 | 11 | 0.17077
19707 | 6.05 | 1 | 365 | 6.9162 | 0.86428 | 7 | 0.78052
13541 | 5.4 | 1 | 365 | 6.1732 | 0.37473 | 6 | 0.5479
9646 | 3.825 | 1 | 365 | 4.3727 | 0.76543 | 5 | 0.13809
14341 | 5.4 | 1 | 365 | 6.1732 | 0.37473 | 6 | 0.5479
9446 | 5.4 | 1 | 365 | 6.1732 | 0.37473 | 6 | 0.5479
13017 | 4.83 | 1 | 365 | 5.5216 | 0.068505 | 5 | 0.59006
11549 | 5.559 | 1 | 365 | 6.3549 | 0.73909 | 7 | 0.094031
14251 | 6.867 | 1 | 365 | 7.8502 | 0.73653 | 8 | 0.58674
10092 | 8.97 | 1 | 365 | 10.2543 | 0.5558 | 10 | 0.81012
10142 | 8.175 | 1 | 365 | 9.3455 | 0.73396 | 10 | 0.079457
15914 | 4.335 | 1 | 365 | 4.9557 | 0.93416 | 5 | 0.88984
17890 | 7.83 | 1 | 365 | 8.9511 | 0.94335 | 9 | 0.89445
9513 | 5.1 | 1 | 365 | 5.8302 | 0.68724 | 6 | 0.51746
20626 | 10.5 | 1 | 365 | 12.0034 | 0.061968 | 12 | 0.065358
10589 | 6.375 | 1 | 365 | 7.2878 | 0.60905 | 7 | 0.89682
16010 | 6.05 | 1 | 365 | 6.9162 | 0.86428 | 7 | 0.78052
17172 | 9.435 | 1 | 365 | 10.7859 | 0.6214 | 11 | 0.4073
3552 | 34.008 | 0.9 | 365 | 34.9895 | 0.13995 | 35 | 0.12949
4733 | 6.12 | 1 | 365 | 6.9963 | 0.02469 | 7 | 0.020952
4749 | 8 | 1 | 365 | 9.1454 | 0.33293 | 9 | 0.47837
4943 | 4.5 | 1 | 365 | 5.1443 | 0.31227 | 5 | 0.45658
10708 | 7.65 | 1 | 365 | 8.7453 | 0.53086 | 9 | 0.27619
11853 | 9.325 | 1 | 365 | 10.6602 | 0.36932 | 11 | 0.029473
13444 | 8.97 | 1 | 365 | 10.2543 | 0.5558 | 10 | 0.81012
21140 | 14.74 | 1 | 365 | 16.8505 | 0.77842 | 17 | 0.62889
16792 | 7.28 | 1 | 365 | 8.3224 | 0.68296 | 9 | 0.0053149
13901 | 7 | 1 | 365 | 8.0023 | 0.041312 | 8 | 0.043572
12404 | 5.886 | 1 | 365 | 6.7288 | 0.48845 | 7 | 0.21721
51873 | 8 | 1 | 365 | 9.1454 | 0.33293 | 9 | 0.47837
13524 | 5.25 | 1 | 365 | 6.0017 | 0.030984 | 6 | 0.032679
50550 | 7.56 | 1 | 365 | 8.6424 | 0.32462 | 8 | 0.96706
19272 | 10.53 | 1 | 365 | 12.0377 | 0.13072 | 12 | 0.1684
25056 | 6 | 1 | 365 | 6.8591 | 0.7497 | 7 | 0.60878
11293 | 4.125 | 1 | 365 | 4.7156 | 0.45292 | 5 | 0.16853
11299 | 6.6 | 1 | 365 | 7.545 | 0.12467 | 7 | 0.66965
54188 | 7 | 1 | 365 | 8.0023 | 0.041312 | 8 | 0.043572
11856 | 6.89 | 1 | 365 | 7.8765 | 0.78923 | 8 | 0.66574
20192 | 2.616 | 1 | 365 | 2.9906 | 0.99487 | 3 | 0.98543
26886 | 4.9 | 1 | 365 | 5.6016 | 0.22892 | 5 | 0.8305
17170 | 8.525 | 1 | 365 | 9.7456 | 0.53603 | 10 | 0.28164
16082 | 3.57 | 1 | 365 | 4.0812 | 0.18107 | 4 | 0.26222
51128 | 7.35 | 1 | 365 | 8.4024 | 0.84338 | 9 | 0.24575
11964 | 11.475 | 1 | 365 | 13.118 | 0.29629 | 13 | 0.41428
17077 | 4.845 | 1 | 365 | 5.5387 | 0.10288 | 5 | 0.64159
26925 | 8.415 | 1 | 365 | 9.6199 | 0.28395 | 9 | 0.90381
16030 | 6.215 | 1 | 365 | 7.1049 | 0.24239 | 7 | 0.34726
25166 | 6.47 | 1 | 365 | 7.3964 | 0.82676 | 8 | 0.22313
14719 | 5.47 | 1 | 365 | 6.2532 | 0.53514 | 6 | 0.78833
52706 | 13.26 | 1 | 365 | 15.1586 | 0.38683 | 15 | 0.54539
20880 | 6.89 | 1 | 365 | 7.8765 | 0.78923 | 8 | 0.66574
12125 | 2.55 | 1 | 365 | 2.9151 | 0.84362 | 3 | 0.75873
13518 | 4.16 | 1 | 365 | 4.7556 | 0.53312 | 5 | 0.28875
10867 | 7.245 | 1 | 365 | 8.2823 | 0.60276 | 8 | 0.8851
16277 | 8.505 | 1 | 365 | 9.7227 | 0.49019 | 10 | 0.21294
30751 | 4.98 | 1 | 365 | 5.693 | 0.41225 | 6 | 0.10528
10753 | 6.44 | 1 | 365 | 7.3621 | 0.75801 | 8 | 0.12009
30994 | 7.905 | 1 | 365 | 9.0368 | 0.11522 | 9 | 0.15206
10739 | 8.25 | 1 | 365 | 9.4312 | 0.90583 | 10 | 0.33707
11440 | 6.555 | 1 | 365 | 7.4935 | 0.021543 | 7 | 0.51509
10677 | 6.885 | 1 | 365 | 7.8708 | 0.77778 | 8 | 0.64857
10953 | 6.54 | 1 | 365 | 7.4764 | 0.98717 | 8 | 0.46357
13073 | 5.1 | 1 | 365 | 5.8302 | 0.68724 | 6 | 0.51746
10752 | 7.25 | 1 | 365 | 8.2881 | 0.61422 | 8 | 0.90227
10730 | 3.825 | 1 | 365 | 4.3727 | 0.76543 | 5 | 0.13809
10693 | 3.315 | 1 | 365 | 3.7896 | 0.59671 | 4 | 0.38635
16622 | 5.75 | 1 | 365 | 6.5733 | 0.17679 | 6 | 0.75008
17469 | 6.63 | 1 | 365 | 7.5793 | 0.19341 | 7 | 0.7727
13910 | 7.84 | 1 | 365 | 8.9625 | 0.96627 | 9 | 0.9288
13950 | 3.92 | 1 | 365 | 4.4813 | 0.98313 | 5 | 0.4644
19498 | 6.63 | 1 | 365 | 7.5793 | 0.19341 | 7 | 0.7727
53983 | 10.71 | 1 | 365 | 12.2435 | 0.54321 | 12 | 0.78667
51874 | 7.84 | 1 | 365 | 8.9625 | 0.96627 | 9 | 0.9288
42582 | 7.65 | 1 | 365 | 8.7453 | 0.53086 | 9 | 0.27619
14418 | 4.08 | 1 | 365 | 4.6642 | 0.34979 | 5 | 0.013968
22197 | 8.25 | 1 | 365 | 9.4312 | 0.90583 | 10 | 0.33707
12169 | 10.08 | 1 | 365 | 11.5233 | 0.099489 | 11 | 0.62274
16349 | 9.72 | 1 | 365 | 11.1117 | 0.27451 | 11 | 0.38622
23019 | 10.215 | 1 | 365 | 11.6776 | 0.40886 | 12 | 0.086441
24093 | 6.21 | 1 | 365 | 7.0991 | 0.23094 | 7 | 0.33008
80797 | 4.95 | 1 | 365 | 5.6587 | 0.3435 | 6 | 0.0022402
20474 | 14.84 | 1 | 365 | 16.9648 | 0.0075814 | 16 | 0.97237
18831 | 4.335 | 1 | 365 | 4.9557 | 0.93416 | 5 | 0.88984
21057 | 9.12 | 1 | 365 | 10.4258 | 0.89954 | 11 | 0.32534
13075 | 2.7 | 1 | 365 | 3.0866 | 0.18736 | 3 | 0.27395
48622 | 9.045 | 1 | 365 | 10.3401 | 0.72767 | 11 | 0.06773
16697 | 6.375 | 1 | 365 | 7.2878 | 0.60905 | 7 | 0.89682
24445 | 4.4 | 1 | 365 | 5.03 | 0.08311 | 5 | 0.1131
17082 | 6.03 | 1 | 365 | 6.8934 | 0.81844 | 7 | 0.71182
21124 | 7.02 | 1 | 365 | 8.0251 | 0.087144 | 8 | 0.11227
10696 | 9.6 | 1 | 365 | 10.9745 | 0.99951 | 11 | 0.97404
12860 | 10.71 | 1 | 365 | 12.2435 | 0.54321 | 12 | 0.78667
11264 | 9.18 | 1 | 365 | 10.4944 | 0.037035 | 10 | 0.53143
11747 | 8.25 | 1 | 365 | 9.4312 | 0.90583 | 10 | 0.33707
25095 | 5.25 | 1 | 365 | 6.0017 | 0.030984 | 6 | 0.032679
12330 | 14.85 | 1 | 365 | 16.9762 | 0.030498 | 17 | 0.0067206
12780 | 8.28 | 1 | 365 | 9.4655 | 0.97458 | 10 | 0.44011
15110 | 7.245 | 1 | 365 | 8.2823 | 0.60276 | 8 | 0.8851
12936 | 7.15 | 1 | 365 | 8.1737 | 0.38505 | 8 | 0.55879
15653 | 11.75 | 1 | 365 | 13.4324 | 0.92649 | 14 | 0.35885
16364 | 12.42 | 1 | 365 | 14.1983 | 0.46187 | 14 | 0.66017
19179 | 10.2 | 1 | 365 | 11.6604 | 0.37448 | 12 | 0.034919
16872 | 3 | 1 | 365 | 3.4295 | 0.87485 | 4 | 0.30439
20486 | 10.98 | 1 | 365 | 12.5521 | 0.16194 | 12 | 0.71406
21271 | 4.08 | 1 | 365 | 4.6642 | 0.34979 | 5 | 0.013968
13984 | 2.75 | 1 | 365 | 3.1437 | 0.30194 | 3 | 0.44569
10711 | 6.12 | 1 | 365 | 6.9963 | 0.02469 | 7 | 0.020952
51947 | 5.75 | 1 | 365 | 6.5733 | 0.17679 | 6 | 0.75008
10771 | 12 | 1 | 365 | 13.7182 | 0.49939 | 14 | 0.21755
16591 | 5.88 | 1 | 365 | 6.7219 | 0.4747 | 7 | 0.1966
11442 | 6.375 | 1 | 365 | 7.2878 | 0.60905 | 7 | 0.89682
13610 | 5.88 | 1 | 365 | 6.7219 | 0.4747 | 7 | 0.1966
45242 | 4.8 | 1 | 365 | 5.4873 | 0.99976 | 6 | 0.48702
10751 | 10.464 | 1 | 365 | 11.9622 | 0.97947 | 12 | 0.94171
20813 | 7.14 | 1 | 365 | 8.1623 | 0.36214 | 8 | 0.52444
12234 | 6.21 | 1 | 365 | 7.0991 | 0.23094 | 7 | 0.33008
15000 | 2.7 | 1 | 365 | 3.0866 | 0.18736 | 3 | 0.27395
51156 | 5.98 | 1 | 365 | 6.8362 | 0.70386 | 7 | 0.54008
15691 | 5.7 | 1 | 365 | 6.5161 | 0.062211 | 6 | 0.57834
32882 | 5.61 | 1 | 365 | 6.4132 | 0.85597 | 7 | 0.26921
17148 | 6.72 | 1 | 365 | 7.6822 | 0.39966 | 8 | 0.081829
51901 | 5.1 | 1 | 365 | 5.8302 | 0.68724 | 6 | 0.51746
15785 | 9.18 | 1 | 365 | 10.4944 | 0.037035 | 10 | 0.53143
15490 | 4.08 | 1 | 365 | 4.6642 | 0.34979 | 5 | 0.013968
10737 | 8.75 | 1 | 365 | 10.0028 | 0.05164 | 10 | 0.054465
11259 | 9.69 | 1 | 365 | 11.0774 | 0.20576 | 11 | 0.28317
10741 | 8.67 | 1 | 365 | 9.9114 | 0.86831 | 10 | 0.77968
10684 | 6.75 | 1 | 365 | 7.7165 | 0.46841 | 8 | 0.18487
15488 | 8.25 | 1 | 365 | 9.4312 | 0.90583 | 10 | 0.33707
11484 | 9.156 | 1 | 365 | 10.467 | 0.98204 | 11 | 0.44899
12925 | 11.44 | 1 | 365 | 13.078 | 0.21609 | 13 | 0.29407
10691 | 4.08 | 1 | 365 | 4.6642 | 0.34979 | 5 | 0.013968
10876 | 10.92 | 1 | 365 | 12.4835 | 0.024447 | 12 | 0.50797
12577 | 7.395 | 1 | 365 | 8.4538 | 0.9465 | 9 | 0.40032
16279 | 8.8 | 1 | 365 | 10.06 | 0.16622 | 10 | 0.2262
10736 | 5.1 | 1 | 365 | 5.8302 | 0.68724 | 6 | 0.51746
10692 | 2.295 | 1 | 365 | 2.6236 | 0.25926 | 2 | 0.88286
11325 | 5.865 | 1 | 365 | 6.7048 | 0.44033 | 7 | 0.14508
10916 | 5.2 | 1 | 365 | 5.9445 | 0.9164 | 6 | 0.86094
11748 | 10.5 | 1 | 365 | 12.0034 | 0.061968 | 12 | 0.065358
10695 | 5.865 | 1 | 365 | 6.7048 | 0.44033 | 7 | 0.14508
10697 | 3.06 | 1 | 365 | 3.4981 | 0.012345 | 3 | 0.51048
10689 | 5.83 | 1 | 365 | 6.6647 | 0.36012 | 7 | 0.024861
10875 | 11.22 | 1 | 365 | 12.8265 | 0.71193 | 13 | 0.53841
10755 | 10.791 | 1 | 365 | 12.3361 | 0.72883 | 13 | 0.064884
10877 | 7.5 | 1 | 365 | 8.5739 | 0.18712 | 8 | 0.76097
10776 | 9.38 | 1 | 365 | 10.723 | 0.49536 | 11 | 0.21839
67830 | 6.555 | 1 | 365 | 7.4935 | 0.021543 | 7 | 0.51509
18600 | 5.5 | 1 | 365 | 6.2875 | 0.60389 | 6 | 0.89138
26885 | 3.675 | 1 | 365 | 4.2012 | 0.42169 | 4 | 0.62288
11202 | 7.56 | 1 | 365 | 8.6424 | 0.32462 | 8 | 0.96706
25075 | 8.12 | 1 | 365 | 9.2826 | 0.60792 | 9 | 0.89054
32854 | 11.88 | 1 | 365 | 13.581 | 0.2244 | 13 | 0.80538
21792 | 4.5 | 1 | 365 | 5.1443 | 0.31227 | 5 | 0.45658
18219 | 6.05 | 1 | 365 | 6.9162 | 0.86428 | 7 | 0.78052
19383 | 6 | 1 | 365 | 6.8591 | 0.7497 | 7 | 0.60878
30524 | 3.78 | 1 | 365 | 4.3212 | 0.66231 | 4 | 0.98353
22588 | 3.64 | 1 | 365 | 4.1612 | 0.34148 | 4 | 0.50266
14438 | 3.85 | 1 | 365 | 4.4012 | 0.82272 | 5 | 0.22396
17155 | 7.84 | 1 | 365 | 8.9625 | 0.96627 | 9 | 0.9288
13570 | 5.1 | 1 | 365 | 5.8302 | 0.68724 | 6 | 0.51746
20274 | 8.16 | 1 | 365 | 9.3283 | 0.69959 | 10 | 0.027935
13958 | 14.535 | 1 | 365 | 16.6161 | 0.30864 | 16 | 0.92476
25589 | 9.483 | 1 | 365 | 10.8408 | 0.73139 | 11 | 0.57217
26650 | 6.36 | 1 | 365 | 7.2706 | 0.57468 | 7 | 0.8453
22068 | 6.3 | 1 | 365 | 7.202 | 0.43718 | 7 | 0.63921
80891 | 10.965 | 1 | 365 | 12.535 | 0.12757 | 12 | 0.66254
18514 | 4.24 | 1 | 365 | 4.8471 | 0.71645 | 5 | 0.56354
14339 | 5.61 | 1 | 365 | 6.4132 | 0.85597 | 7 | 0.26921
16586 | 11.925 | 1 | 365 | 13.6324 | 0.32752 | 13 | 0.95994
10726 | 8.75 | 1 | 365 | 10.0028 | 0.05164 | 10 | 0.054465
10954 | 12.06 | 1 | 365 | 13.7868 | 0.63689 | 14 | 0.42364
10775 | 5.355 | 1 | 365 | 6.1217 | 0.2716 | 6 | 0.39333
18326 | 8.8 | 1 | 365 | 10.06 | 0.16622 | 10 | 0.2262
11071 | 11 | 1 | 365 | 12.575 | 0.20778 | 12 | 0.78276
17591 | 6.72 | 1 | 365 | 7.6822 | 0.39966 | 8 | 0.081829
20946 | 5.886 | 1 | 365 | 6.7288 | 0.48845 | 7 | 0.21721
48818 | 4.86 | 1 | 365 | 5.5559 | 0.13725 | 5 | 0.69311
16607 | 8.4 | 1 | 365 | 9.6027 | 0.24957 | 9 | 0.85229
54393 | 13.5 | 1 | 365 | 15.4329 | 0.93682 | 16 | 0.36975
11509 | 7.75 | 1 | 365 | 8.8596 | 0.76002 | 9 | 0.61967
18596 | 2.7 | 1 | 365 | 3.0866 | 0.18736 | 3 | 0.27395
11268 | 10.05 | 1 | 365 | 11.489 | 0.030741 | 11 | 0.5197
10714 | 3.25 | 1 | 365 | 3.7153 | 0.44775 | 4 | 0.16309
11488 | 6.7 | 1 | 365 | 7.6593 | 0.35383 | 8 | 0.013133
21000 | 8.4 | 1 | 365 | 9.6027 | 0.24957 | 9 | 0.85229
13120 | 9.483 | 1 | 365 | 10.8408 | 0.73139 | 11 | 0.57217
22586 | 7.28 | 1 | 365 | 8.3224 | 0.68296 | 9 | 0.0053149
33547 | 5.5 | 1 | 365 | 6.2875 | 0.60389 | 6 | 0.89138
14931 | 12 | 1 | 365 | 13.7182 | 0.49939 | 14 | 0.21755
77451 | 3.06 | 1 | 365 | 3.4981 | 0.012345 | 3 | 0.51048
31240 | 4.48 | 1 | 365 | 5.1214 | 0.26644 | 5 | 0.38789
11772 | 4.76 | 1 | 365 | 5.4415 | 0.90809 | 6 | 0.34963
26880 | 3.43 | 1 | 365 | 3.9211 | 0.86024 | 4 | 0.78135
20245 | 4.4 | 1 | 365 | 5.03 | 0.08311 | 5 | 0.1131
53970 | 6.63 | 1 | 365 | 7.5793 | 0.19341 | 7 | 0.7727
26883 | 4.9 | 1 | 365 | 5.6016 | 0.22892 | 5 | 0.8305
32840 | 10.64 | 1 | 365 | 12.1634 | 0.38279 | 12 | 0.54623
14828 | 5.88 | 1 | 365 | 6.7219 | 0.4747 | 7 | 0.1966
14170 | 5.61 | 1 | 365 | 6.4132 | 0.85597 | 7 | 0.26921
26400 | 6.12 | 1 | 365 | 6.9963 | 0.02469 | 7 | 0.020952
11487 | 12.395 | 1 | 365 | 14.1697 | 0.40458 | 14 | 0.5743
17844 | 4.8 | 1 | 365 | 5.4873 | 0.99976 | 6 | 0.48702
15694 | 7.2 | 1 | 365 | 8.2309 | 0.49964 | 8 | 0.73053
22614 | 8.4 | 1 | 365 | 9.6027 | 0.24957 | 9 | 0.85229
11907 | 5.61 | 1 | 365 | 6.4132 | 0.85597 | 7 | 0.26921
14499 | 8.925 | 1 | 365 | 10.2029 | 0.45267 | 10 | 0.65555
21068 | 3.924 | 1 | 365 | 4.4858 | 0.9923 | 5 | 0.47814
17798 | 5.61 | 1 | 365 | 6.4132 | 0.85597 | 7 | 0.26921
12455 | 6.54 | 1 | 365 | 7.4764 | 0.98717 | 8 | 0.46357
10682 | 11.22 | 1 | 365 | 12.8265 | 0.71193 | 13 | 0.53841
10998 | 7.7 | 1 | 365 | 8.8025 | 0.64544 | 9 | 0.44793
13643 | 11.475 | 1 | 365 | 13.118 | 0.29629 | 13 | 0.41428
12239 | 7 | 1 | 365 | 8.0023 | 0.041312 | 8 | 0.043572
12775 | 5.225 | 1 | 365 | 5.9731 | 0.97369 | 6 | 0.94681
10679 | 3.57 | 1 | 365 | 4.0812 | 0.18107 | 4 | 0.26222
19587 | 8.37 | 1 | 365 | 9.5684 | 0.18083 | 9 | 0.74924
13520 | 7 | 1 | 365 | 8.0023 | 0.041312 | 8 | 0.043572
23576 | 4.59 | 1 | 365 | 5.2472 | 0.51852 | 5 | 0.76571
14125 | 5.3 | 1 | 365 | 6.0589 | 0.14556 | 6 | 0.20442
19501 | 6 | 1 | 365 | 6.8591 | 0.7497 | 7 | 0.60878
20195 | 5.04 | 1 | 365 | 5.7616 | 0.54974 | 6 | 0.31137
12827 | 7.29 | 1 | 365 | 8.3338 | 0.70588 | 9 | 0.039663
17177 | 6.9 | 1 | 365 | 7.8879 | 0.81215 | 8 | 0.70009
21615 | 4.98 | 1 | 365 | 5.693 | 0.41225 | 6 | 0.10528
13457 | 8.8 | 1 | 365 | 10.06 | 0.16622 | 10 | 0.2262
20243 | 7.975 | 1 | 365 | 9.1169 | 0.27564 | 9 | 0.3925
16291 | 6.325 | 1 | 365 | 7.2306 | 0.49447 | 7 | 0.72508
12905 | 7.2 | 1 | 365 | 8.2309 | 0.49964 | 8 | 0.73053
54265 | 5.4 | 1 | 365 | 6.1732 | 0.37473 | 6 | 0.5479
11536 | 9.945 | 1 | 365 | 11.3689 | 0.79012 | 12 | 0.15905
31128 | 6.615 | 1 | 365 | 7.5621 | 0.15904 | 7 | 0.72118
13534 | 6.12 | 1 | 365 | 6.9963 | 0.02469 | 7 | 0.020952
49273 | 5.1 | 1 | 365 | 5.8302 | 0.68724 | 6 | 0.51746
21011 | 4.95 | 1 | 365 | 5.6587 | 0.3435 | 6 | 0.0022402
15065 | 7.02 | 1 | 365 | 8.0251 | 0.087144 | 8 | 0.11227
12596 | 9.81 | 1 | 365 | 11.2146 | 0.48075 | 11 | 0.69535
13363 | 5.7 | 1 | 365 | 6.5161 | 0.062211 | 6 | 0.57834
20077 | 4.86 | 1 | 365 | 5.5559 | 0.13725 | 5 | 0.69311
45249 | 8.1 | 1 | 365 | 9.2598 | 0.56209 | 9 | 0.82185
25047 | 10.64 | 1 | 365 | 12.1634 | 0.38279 | 12 | 0.54623
11002 | 5.232 | 1 | 365 | 5.9811 | 0.98973 | 6 | 0.97085
13283 | 9.81 | 1 | 365 | 11.2146 | 0.48075 | 11 | 0.69535
16836 | 7.84 | 1 | 365 | 8.9625 | 0.96627 | 9 | 0.9288
17433 | 4.578 | 1 | 365 | 5.2335 | 0.49102 | 5 | 0.7245
23040 | 9.315 | 1 | 365 | 10.6487 | 0.3464 | 10 | 0.99512
18347 | 6.5 | 1 | 365 | 7.4307 | 0.8955 | 8 | 0.32617
50593 | 6.12 | 1 | 365 | 6.9963 | 0.02469 | 7 | 0.020952
10754 | 6.72 | 1 | 365 | 7.6822 | 0.39966 | 8 | 0.081829
18690 | 4.32 | 1 | 365 | 4.9385 | 0.89978 | 5 | 0.83832
51090 | 11.275 | 1 | 365 | 12.8894 | 0.83797 | 13 | 0.72732
12822 | 8.67 | 1 | 365 | 9.9114 | 0.86831 | 10 | 0.77968
15198 | 9.99 | 1 | 365 | 11.4204 | 0.89324 | 12 | 0.31361
11486 | 12.753 | 1 | 365 | 14.579 | 0.22498 | 14 | 0.80395
23035 | 3.3 | 1 | 365 | 3.7725 | 0.56233 | 4 | 0.33483
19710 | 6.6 | 1 | 365 | 7.545 | 0.12467 | 7 | 0.66965
11069 | 6.6 | 1 | 365 | 7.545 | 0.12467 | 7 | 0.66965
18598 | 6.6 | 1 | 365 | 7.545 | 0.12467 | 7 | 0.66965
14922 | 5.04 | 1 | 365 | 5.7616 | 0.54974 | 6 | 0.31137
12286 | 7.245 | 1 | 365 | 8.2823 | 0.60276 | 8 | 0.8851
19193 | 5.895 | 1 | 365 | 6.739 | 0.50908 | 7 | 0.24812
14553 | 5.83 | 1 | 365 | 6.6647 | 0.36012 | 7 | 0.024861
14019 | 3.924 | 1 | 365 | 4.4858 | 0.9923 | 5 | 0.47814
24137 | 6.21 | 1 | 365 | 7.0991 | 0.23094 | 7 | 0.33008
13384 | 7.7 | 1 | 365 | 8.8025 | 0.64544 | 9 | 0.44793
11262 | 9.69 | 1 | 365 | 11.0774 | 0.20576 | 11 | 0.28317
14824 | 4.125 | 1 | 365 | 4.7156 | 0.45292 | 5 | 0.16853
10685 | 9.435 | 1 | 365 | 10.7859 | 0.6214 | 11 | 0.4073
13611 | 7.905 | 1 | 365 | 9.0368 | 0.11522 | 9 | 0.15206
16692 | 5.232 | 1 | 365 | 5.9811 | 0.98973 | 6 | 0.97085
59054 | 4.83 | 1 | 365 | 5.5216 | 0.068505 | 5 | 0.59006
19320 | 11.25 | 1 | 365 | 12.8608 | 0.78068 | 13 | 0.64146
13442 | 9.72 | 1 | 365 | 11.1117 | 0.27451 | 11 | 0.38622
51946 | 7.5 | 1 | 365 | 8.5739 | 0.18712 | 8 | 0.76097
51945 | 6.25 | 1 | 365 | 7.1449 | 0.3226 | 7 | 0.46747
10744 | 3.92 | 1 | 365 | 4.4813 | 0.98313 | 5 | 0.4644
16826 | 4.845 | 1 | 365 | 5.5387 | 0.10288 | 5 | 0.64159
47245 | 4.335 | 1 | 365 | 4.9557 | 0.9329 | 5 | 0.88859
5594 | 8 | 1 | 365 | 9.1454 | 0.33293 | 9 | 0.47837
6106 | 6.48 | 1 | 365 | 7.4078 | 0.84967 | 8 | 0.25748
23230 | 6.375 | 1 | 365 | 7.2878 | 0.60905 | 7 | 0.89682
32077 | 7.14 | 1 | 365 | 8.1623 | 0.36214 | 8 | 0.52444
11861 | 8.4 | 1 | 365 | 9.6027 | 0.24957 | 9 | 0.85229
13074 | 9.18 | 1 | 365 | 10.4944 | 0.037035 | 10 | 0.53143
20542 | 4.4 | 1 | 365 | 5.03 | 0.08311 | 5 | 0.1131
36720 | 5.47 | 1 | 365 | 6.2532 | 0.53514 | 6 | 0.78833
14672 | 7.7 | 1 | 365 | 8.8025 | 0.64544 | 9 | 0.44793
18006 | 11.76 | 1 | 365 | 13.4438 | 0.9494 | 14 | 0.3932
13796 | 5.61 | 1 | 365 | 6.4132 | 0.85597 | 7 | 0.26921
16322 | 4.08 | 1 | 365 | 4.6642 | 0.34979 | 5 | 0.013968
26630 | 8.16 | 1 | 365 | 9.3283 | 0.69959 | 10 | 0.027935
14253 | 5.5 | 1 | 365 | 6.2875 | 0.60389 | 6 | 0.89138
22434 | 7.848 | 1 | 365 | 8.9717 | 0.9846 | 9 | 0.95628
18349 | 7.905 | 1 | 365 | 9.0368 | 0.11522 | 9 | 0.15206
25740 | 7.395 | 1 | 365 | 8.4538 | 0.9465 | 9 | 0.40032
12931 | 4.32 | 1 | 365 | 4.9385 | 0.89978 | 5 | 0.83832
24108 | 7.905 | 1 | 365 | 9.0368 | 0.11522 | 9 | 0.15206
56204 | 8.88 | 1 | 365 | 10.1514 | 0.34955 | 10 | 0.50099
10881 | 3.57 | 1 | 365 | 4.0812 | 0.18107 | 4 | 0.26222
16894 | 5.775 | 1 | 365 | 6.6019 | 0.23408 | 6 | 0.83595
10883 | 6.3 | 1 | 365 | 7.202 | 0.43718 | 7 | 0.63921
10886 | 4.5 | 1 | 365 | 5.1443 | 0.31227 | 5 | 0.45658
11017 | 8.16 | 1 | 365 | 9.3283 | 0.69959 | 10 | 0.027935
12348 | 5.13 | 1 | 365 | 5.8645 | 0.75599 | 6 | 0.6205
10946 | 10.71 | 1 | 365 | 12.2435 | 0.54321 | 12 | 0.78667
12594 | 6.875 | 1 | 365 | 7.8594 | 0.75486 | 8 | 0.61422
56595 | 7.5 | 1 | 365 | 8.5739 | 0.18712 | 8 | 0.76097
10882 | 7.2 | 1 | 365 | 8.2309 | 0.49964 | 8 | 0.73053
10878 | 4.08 | 1 | 365 | 4.6642 | 0.34979 | 5 | 0.013968
11015 | 2.55 | 1 | 365 | 2.9151 | 0.84362 | 3 | 0.75873
12592 | 5.775 | 1 | 365 | 6.6019 | 0.23408 | 6 | 0.83595
15391 | 12.96 | 1 | 365 | 14.8156 | 0.69934 | 15 | 0.51496
14907 | 9.045 | 1 | 365 | 10.3401 | 0.72767 | 11 | 0.06773
51364 | 9.69 | 1 | 365 | 11.0774 | 0.20576 | 11 | 0.28317
21125 | 9.81 | 1 | 365 | 11.2146 | 0.48075 | 11 | 0.69535
32011 | 3.92 | 1 | 365 | 4.4813 | 0.98313 | 5 | 0.4644
12403 | 12.099 | 1 | 365 | 13.8313 | 0.72626 | 14 | 0.5576
16890 | 6 | 1 | 365 | 6.8591 | 0.7497 | 7 | 0.60878
22553 | 5.04 | 1 | 365 | 5.7616 | 0.54974 | 6 | 0.31137
26851 | 4.08 | 1 | 365 | 4.6642 | 0.34979 | 5 | 0.013968
51916 | 3.315 | 1 | 365 | 3.7896 | 0.59671 | 4 | 0.38635
13533 | 5.865 | 1 | 365 | 6.7048 | 0.44033 | 7 | 0.14508
15645 | 8.4 | 1 | 365 | 9.6027 | 0.24957 | 9 | 0.85229
20096 | 8.525 | 1 | 365 | 9.7456 | 0.53603 | 10 | 0.28164
11300 | 7.8 | 1 | 365 | 8.9168 | 0.8746 | 9 | 0.79141
12811 | 6.375 | 1 | 365 | 7.2878 | 0.60905 | 7 | 0.89682
18864 | 4.08 | 1 | 365 | 4.6642 | 0.34979 | 5 | 0.013968
15925 | 7.95 | 1 | 365 | 9.0883 | 0.21835 | 9 | 0.30663
23042 | 6.03 | 1 | 365 | 6.8934 | 0.81844 | 7 | 0.71182
13953 | 7.245 | 1 | 365 | 8.2823 | 0.60276 | 8 | 0.8851
20642 | 3.575 | 1 | 365 | 4.0869 | 0.19253 | 4 | 0.2794
14899 | 5 | 1 | 365 | 5.7159 | 0.45808 | 6 | 0.17398
17907 | 9.15 | 1 | 365 | 10.4601 | 0.96829 | 11 | 0.42838
16353 | 5.3 | 1 | 365 | 6.0589 | 0.14556 | 6 | 0.20442
21126 | 5.232 | 1 | 365 | 5.9811 | 0.98973 | 6 | 0.97085
16365 | 6.63 | 1 | 365 | 7.5793 | 0.19341 | 7 | 0.7727
11254 | 2.8 | 1 | 365 | 3.2009 | 0.41652 | 3 | 0.61743
13281 | 6.05 | 1 | 365 | 6.9162 | 0.86428 | 7 | 0.78052
13013 | 10.725 | 1 | 365 | 12.2606 | 0.57758 | 12 | 0.83819
13460 | 4.95 | 1 | 365 | 5.6587 | 0.3435 | 6 | 0.0022402
11628 | 4.675 | 1 | 365 | 5.3444 | 0.7133 | 6 | 0.057671
14551 | 5.232 | 1 | 365 | 5.9811 | 0.98973 | 6 | 0.97085
19701 | 7.29 | 1 | 365 | 8.3338 | 0.70588 | 9 | 0.039663
13138 | 8.71 | 1 | 365 | 9.9571 | 0.95998 | 10 | 0.91707
13449 | 7.95 | 1 | 365 | 9.0883 | 0.21835 | 9 | 0.30663
46954 | 8.55 | 1 | 365 | 9.7742 | 0.59332 | 10 | 0.36751
17088 | 7.2 | 1 | 365 | 8.2309 | 0.49964 | 8 | 0.73053
16860 | 7.28 | 1 | 365 | 8.3224 | 0.68296 | 9 | 0.0053149
11062 | 5.6 | 1 | 365 | 6.4018 | 0.83305 | 7 | 0.23486
13470 | 5.5 | 1 | 365 | 6.2875 | 0.60389 | 6 | 0.89138
31575 | 14.4 | 1 | 365 | 16.4618 | 0.99927 | 17 | 0.46106
13612 | 7.848 | 1 | 365 | 8.9717 | 0.9846 | 9 | 0.95628
18699 | 10.36 | 1 | 365 | 11.8433 | 0.74114 | 12 | 0.58449
26171 | 9.045 | 1 | 365 | 10.3401 | 0.72767 | 11 | 0.06773
24181 | 7.15 | 1 | 365 | 8.1737 | 0.38505 | 8 | 0.55879
13352 | 7.84 | 1 | 365 | 8.9625 | 0.96627 | 9 | 0.9288
21186 | 7.65 | 1 | 365 | 8.7453 | 0.53086 | 9 | 0.27619
17467 | 4.05 | 1 | 365 | 4.6299 | 0.28104 | 4 | 0.91092
20427 | 4.578 | 1 | 365 | 5.2335 | 0.49102 | 5 | 0.7245
10890 | 6.75 | 1 | 365 | 7.7165 | 0.46841 | 8 | 0.18487
19706 | 10.92 | 1 | 365 | 12.4835 | 0.024447 | 12 | 0.50797
12166 | 6.44 | 1 | 365 | 7.3621 | 0.75801 | 8 | 0.12009
12150 | 6.54 | 1 | 365 | 7.4764 | 0.98717 | 8 | 0.46357
17317 | 8.84 | 1 | 365 | 10.1057 | 0.25789 | 10 | 0.3636
13285 | 6.72 | 1 | 365 | 7.6822 | 0.39966 | 8 | 0.081829
20761 | 9.075 | 1 | 365 | 10.3744 | 0.79642 | 11 | 0.17077
11070 | 7.84 | 1 | 365 | 8.9625 | 0.96627 | 9 | 0.9288
15636 | 4.08 | 1 | 365 | 4.6642 | 0.34979 | 5 | 0.013968
16581 | 6.48 | 1 | 365 | 7.4078 | 0.84967 | 8 | 0.25748
10951 | 7.84 | 1 | 365 | 8.9625 | 0.96627 | 9 | 0.9288
14195 | 4.8 | 1 | 365 | 5.4873 | 0.99976 | 6 | 0.48702
11204 | 7.42 | 1 | 365 | 8.4824 | 0.0037907 | 8 | 0.48619
26542 | 10.78 | 1 | 365 | 12.3235 | 0.70362 | 13 | 0.027101
26524 | 6.12 | 1 | 365 | 6.9963 | 0.02469 | 7 | 0.020952
51902 | 3.57 | 1 | 365 | 4.0812 | 0.18107 | 4 | 0.26222
42990 | 8.835 | 1 | 365 | 10.1 | 0.24643 | 10 | 0.34642
18521 | 6.63 | 1 | 365 | 7.5793 | 0.19341 | 7 | 0.7727
16866 | 9.35 | 1 | 365 | 10.6887 | 0.42661 | 11 | 0.11534
24981 | 14.04 | 1 | 365 | 16.0502 | 0.17429 | 16 | 0.22454
21191 | 6.75 | 1 | 365 | 7.7165 | 0.46841 | 8 | 0.18487
19152 | 8.4 | 1 | 365 | 9.6027 | 0.24957 | 9 | 0.85229
10952 | 6.875 | 1 | 365 | 7.8594 | 0.75486 | 8 | 0.61422
13565 | 4.86 | 1 | 365 | 5.5559 | 0.13725 | 5 | 0.69311
19619 | 7.28 | 1 | 365 | 8.3224 | 0.68296 | 9 | 0.0053149
16280 | 8.1 | 1 | 365 | 9.2598 | 0.56209 | 9 | 0.82185
14407 | 8.68 | 1 | 365 | 9.9228 | 0.89123 | 10 | 0.81403
22533 | 9.715 | 1 | 365 | 11.106 | 0.26305 | 11 | 0.36904
14820 | 7.28 | 1 | 365 | 8.3224 | 0.68296 | 9 | 0.0053149
51943 | 8.75 | 1 | 365 | 10.0028 | 0.05164 | 10 | 0.054465
24158 | 5.5 | 1 | 365 | 6.2875 | 0.60389 | 6 | 0.89138
22457 | 7.521 | 1 | 365 | 8.5979 | 0.23524 | 8 | 0.8331
22782 | 8.75 | 1 | 365 | 10.0028 | 0.05164 | 10 | 0.054465
21549 | 3.135 | 1 | 365 | 3.5839 | 0.18422 | 3 | 0.76809
23947 | 2 | 1 | 365 | 2.2864 | 0.58323 | 2 | 0.86959
10889 | 6 | 1 | 365 | 6.8591 | 0.7497 | 7 | 0.60878
13576 | 5.5 | 1 | 365 | 6.2875 | 0.60389 | 6 | 0.89138
24868 | 6.05 | 1 | 365 | 6.9162 | 0.86428 | 7 | 0.78052
12402 | 9.156 | 1 | 365 | 10.467 | 0.98204 | 11 | 0.44899
34037 | 9.9 | 1 | 365 | 11.3175 | 0.687 | 12 | 0.0044804
13732 | 10.71 | 1 | 365 | 12.2435 | 0.54321 | 12 | 0.78667
14793 | 7.7 | 1 | 365 | 8.8025 | 0.64544 | 9 | 0.44793
17389 | 8.25 | 1 | 365 | 9.4312 | 0.90583 | 10 | 0.33707
26529 | 10.2 | 1 | 365 | 11.6604 | 0.37448 | 12 | 0.034919
23642 | 9.435 | 1 | 365 | 10.7859 | 0.6214 | 11 | 0.4073
26416 | 6.125 | 1 | 365 | 7.002 | 0.036148 | 7 | 0.038126
26517 | 3.675 | 1 | 365 | 4.2012 | 0.42169 | 4 | 0.62288
26417 | 6.37 | 1 | 365 | 7.2821 | 0.59759 | 7 | 0.87965
26513 | 7.65 | 1 | 365 | 8.7453 | 0.53086 | 9 | 0.27619
22336 | 7.65 | 1 | 365 | 8.7453 | 0.53086 | 9 | 0.27619
18364 | 6 | 1 | 365 | 6.8591 | 0.7497 | 7 | 0.60878
13600 | 8.925 | 1 | 365 | 10.2029 | 0.45267 | 10 | 0.65555
29679 | 8.829 | 1 | 365 | 10.0931 | 0.23268 | 10 | 0.32581
17770 | 7.84 | 1 | 365 | 8.9625 | 0.96627 | 9 | 0.9288
17045 | 7.395 | 1 | 365 | 8.4538 | 0.9465 | 9 | 0.40032
11752 | 9.18 | 1 | 365 | 10.4944 | 0.037035 | 10 | 0.53143
23997 | 5.9 | 1 | 365 | 6.7448 | 0.52053 | 7 | 0.2653
22856 | 7.75 | 1 | 365 | 8.8596 | 0.76002 | 9 | 0.61967
19064 | 4.8 | 1 | 365 | 5.4873 | 0.99976 | 6 | 0.48702
42578 | 7.42 | 1 | 365 | 8.4824 | 0.0037907 | 8 | 0.48619
13462 | 7.15 | 1 | 365 | 8.1737 | 0.38505 | 8 | 0.55879
28569 | 5.72 | 1 | 365 | 6.539 | 0.10804 | 6 | 0.64703
13064 | 6.9 | 1 | 365 | 7.8879 | 0.81215 | 8 | 0.70009
16361 | 5.6 | 1 | 365 | 6.4018 | 0.83305 | 7 | 0.23486
26916 | 8.42 | 1 | 365 | 9.6256 | 0.29541 | 9 | 0.92098
17305 | 6.48 | 1 | 365 | 7.4078 | 0.84967 | 8 | 0.25748
18220 | 12.753 | 1 | 365 | 14.579 | 0.22498 | 14 | 0.80395
21129 | 8.04 | 1 | 365 | 9.1912 | 0.42459 | 9 | 0.61576
14310 | 5.61 | 1 | 365 | 6.4132 | 0.85597 | 7 | 0.26921
21672 | 4.16 | 1 | 365 | 4.7556 | 0.53312 | 5 | 0.28875
11625 | 7.2 | 1 | 365 | 8.2309 | 0.49964 | 8 | 0.73053
11837 | 9.45 | 1 | 365 | 10.8031 | 0.65577 | 11 | 0.45882
16371 | 8.16 | 1 | 365 | 9.3283 | 0.69959 | 10 | 0.027935
23136 | 6.875 | 1 | 365 | 7.8594 | 0.75486 | 8 | 0.61422
19439 | 7.848 | 1 | 365 | 8.9717 | 0.9846 | 9 | 0.95628
48723 | 5.04 | 1 | 365 | 5.7616 | 0.54974 | 6 | 0.31137
15688 | 5 | 1 | 365 | 5.7159 | 0.45808 | 6 | 0.17398
26538 | 3.185 | 1 | 365 | 3.641 | 0.2988 | 3 | 0.93983
15673 | 8.8 | 1 | 365 | 10.06 | 0.16622 | 10 | 0.2262
13450 | 4.59 | 1 | 365 | 5.2472 | 0.51852 | 5 | 0.76571
17908 | 6.3 | 1 | 365 | 7.202 | 0.43718 | 7 | 0.63921
18720 | 4.905 | 1 | 365 | 5.6073 | 0.24038 | 5 | 0.84767
16471 | 8.1 | 1 | 365 | 9.2598 | 0.56209 | 9 | 0.82185
15546 | 6.54 | 1 | 365 | 7.4764 | 0.98717 | 8 | 0.46357
25940 | 6.6 | 1 | 365 | 7.545 | 0.12467 | 7 | 0.66965
17314 | 4.95 | 1 | 365 | 5.6587 | 0.3435 | 6 | 0.0022402
14909 | 5.775 | 1 | 365 | 6.6019 | 0.23408 | 6 | 0.83595
25793 | 7.15 | 1 | 365 | 8.1737 | 0.38505 | 8 | 0.55879
12160 | 3.6 | 1 | 365 | 4.1154 | 0.24982 | 4 | 0.36527
12419 | 7.7 | 1 | 365 | 8.8025 | 0.64544 | 9 | 0.44793
22335 | 7 | 1 | 365 | 8.0023 | 0.041312 | 8 | 0.043572
25191 | 7.2 | 1 | 365 | 8.2309 | 0.49964 | 8 | 0.73053
32858 | 4.77 | 1 | 365 | 5.453 | 0.93101 | 6 | 0.38398
20751 | 14.74 | 1 | 365 | 16.8505 | 0.77842 | 17 | 0.62889
51941 | 5.25 | 1 | 365 | 6.0017 | 0.030984 | 6 | 0.032679
17087 | 9.66 | 1 | 365 | 11.0431 | 0.13701 | 11 | 0.18013
15918 | 5.98 | 1 | 365 | 6.8362 | 0.70386 | 7 | 0.54008
51940 | 2.75 | 1 | 365 | 3.1437 | 0.30194 | 3 | 0.44569
33215 | 9.12 | 1 | 365 | 10.4258 | 0.89954 | 11 | 0.32534
11548 | 5.61 | 1 | 365 | 6.4132 | 0.85597 | 7 | 0.26921
11565 | 9.435 | 1 | 365 | 10.7859 | 0.6214 | 11 | 0.4073
77462 | 12.375 | 1 | 365 | 14.1469 | 0.35875 | 14 | 0.5056
17675 | 3.3 | 1 | 365 | 3.7725 | 0.56233 | 4 | 0.33483
13798 | 4.335 | 1 | 365 | 4.9557 | 0.93416 | 5 | 0.88984
36325 | 4.905 | 1 | 365 | 5.6073 | 0.24038 | 5 | 0.84767
19503 | 6.75 | 1 | 365 | 7.7165 | 0.46841 | 8 | 0.18487
6836 | 7.56 | 1 | 365 | 8.6424 | 0.32462 | 8 | 0.96706
5591 | 4.5 | 1 | 365 | 5.1443 | 0.31227 | 5 | 0.45658
8691 | 5.5 | 1 | 365 | 6.2875 | 0.60389 | 6 | 0.89138
13826 | 6.885 | 1 | 365 | 7.8708 | 0.77778 | 8 | 0.64857
13471 | 7.7 | 1 | 365 | 8.8025 | 0.64544 | 9 | 0.44793
11851 | 4.59 | 1 | 365 | 5.2472 | 0.51852 | 5 | 0.76571
16295 | 10.175 | 1 | 365 | 11.6319 | 0.31719 | 11 | 0.94905
31286 | 4.9 | 1 | 365 | 5.6016 | 0.22892 | 5 | 0.8305
50554 | 14.28 | 1 | 365 | 16.3246 | 0.72428 | 17 | 0.048887
17311 | 9 | 1 | 365 | 10.2886 | 0.62454 | 10 | 0.91316
15123 | 8.415 | 1 | 365 | 9.6199 | 0.28395 | 9 | 0.90381
19316 | 3.5 | 1 | 365 | 4.0011 | 0.020656 | 4 | 0.021786
13439 | 13.16 | 1 | 365 | 15.0442 | 0.15767 | 15 | 0.20192
25567 | 5.61 | 1 | 365 | 6.4132 | 0.85597 | 7 | 0.26921
15218 | 6.885 | 1 | 365 | 7.8708 | 0.77778 | 8 | 0.64857
30469 | 6.21 | 1 | 365 | 7.0991 | 0.23094 | 7 | 0.33008
29305 | 9.18 | 1 | 365 | 10.4944 | 0.037035 | 10 | 0.53143
18285 | 3.597 | 1 | 365 | 4.112 | 0.24294 | 4 | 0.35496
13437 | 5.355 | 1 | 365 | 6.1217 | 0.2716 | 6 | 0.39333
21449 | 7.59 | 1 | 365 | 8.6767 | 0.39337 | 9 | 0.070102
28527 | 4.95 | 1 | 365 | 5.6587 | 0.3435 | 6 | 0.0022402
15715 | 7.56 | 1 | 365 | 8.6424 | 0.32462 | 8 | 0.96706
16182 | 7.425 | 1 | 365 | 8.4881 | 0.015249 | 8 | 0.50336
18247 | 6.05 | 1 | 365 | 6.9162 | 0.86428 | 7 | 0.78052
25027 | 6.375 | 1 | 365 | 7.2878 | 0.60905 | 7 | 0.89682
25524 | 10.5 | 1 | 365 | 12.0034 | 0.061968 | 12 | 0.065358
12247 | 11.445 | 1 | 365 | 13.0837 | 0.22755 | 13 | 0.31124
13664 | 7.83 | 1 | 365 | 8.9511 | 0.94335 | 9 | 0.89445
11546 | 8.829 | 1 | 365 | 10.0931 | 0.23268 | 10 | 0.32581
42981 | 5.985 | 1 | 365 | 6.8419 | 0.71532 | 7 | 0.55725
11518 | 4.845 | 1 | 365 | 5.5387 | 0.10288 | 5 | 0.64159
60899 | 9.69 | 1 | 365 | 11.0774 | 0.20576 | 11 | 0.28317
30544 | 7.36 | 1 | 365 | 8.4138 | 0.86629 | 9 | 0.2801
12333 | 6.6 | 1 | 365 | 7.545 | 0.12467 | 7 | 0.66965
13458 | 3.92 | 1 | 365 | 4.4813 | 0.98313 | 5 | 0.4644
20896 | 10.695 | 1 | 365 | 12.2263 | 0.50883 | 12 | 0.73514
19699 | 4.08 | 1 | 365 | 4.6642 | 0.34979 | 5 | 0.013968
50559 | 6.89 | 1 | 365 | 7.8765 | 0.78923 | 8 | 0.66574
46561 | 9.88 | 1 | 365 | 11.2946 | 0.64117 | 11 | 0.93578
26378 | 2.6 | 1 | 365 | 2.9723 | 0.9582 | 3 | 0.93047
18756 | 4 | 1 | 365 | 4.5727 | 0.16646 | 4 | 0.73918
16503 | 8.415 | 1 | 365 | 9.6199 | 0.28395 | 9 | 0.90381
26019 | 6.885 | 1 | 365 | 7.8708 | 0.77778 | 8 | 0.64857
52736 | 5.1 | 1 | 365 | 5.8302 | 0.68724 | 6 | 0.51746
15660 | 6 | 1 | 365 | 6.8591 | 0.7497 | 7 | 0.60878
19049 | 7.84 | 1 | 365 | 8.9625 | 0.96627 | 9 | 0.9288
18839 | 9.35 | 1 | 365 | 10.6887 | 0.42661 | 11 | 0.11534
21635 | 8.925 | 1 | 365 | 10.2029 | 0.45267 | 10 | 0.65555
14996 | 5.865 | 1 | 365 | 6.7048 | 0.44033 | 7 | 0.14508
19690 | 13.2 | 1 | 365 | 15.09 | 0.24933 | 15 | 0.33931
14678 | 9.945 | 1 | 365 | 11.3689 | 0.79012 | 12 | 0.15905
25225 | 3.924 | 1 | 365 | 4.4858 | 0.9923 | 5 | 0.47814
24394 | 7.28 | 1 | 365 | 8.3224 | 0.68296 | 9 | 0.0053149
15654 | 12.5 | 1 | 365 | 14.2897 | 0.6452 | 14 | 0.93495
53199 | 8.502 | 1 | 365 | 9.7193 | 0.48332 | 10 | 0.20264
21051 | 13.68 | 1 | 365 | 15.6387 | 0.34931 | 15 | 0.98801
51164 | 3.06 | 1 | 365 | 3.4981 | 0.012345 | 3 | 0.51048
25569 | 5.2 | 1 | 365 | 5.9445 | 0.9164 | 6 | 0.86094
18348 | 4.59 | 1 | 365 | 5.2472 | 0.51852 | 5 | 0.76571
26535 | 6.12 | 1 | 365 | 6.9963 | 0.02469 | 7 | 0.020952
11633 | 9.156 | 1 | 365 | 10.467 | 0.98204 | 11 | 0.44899
24882 | 9.76 | 1 | 365 | 11.1574 | 0.36617 | 11 | 0.52361
25665 | 8.829 | 1 | 365 | 10.0931 | 0.23268 | 10 | 0.32581
21003 | 4.95 | 1 | 365 | 5.6587 | 0.3435 | 6 | 0.0022402
11613 | 7.8 | 1 | 365 | 8.9168 | 0.8746 | 9 | 0.79141
48824 | 4.9 | 1 | 365 | 5.6016 | 0.22892 | 5 | 0.8305
18523 | 7.7 | 1 | 365 | 8.8025 | 0.64544 | 9 | 0.44793
35345 | 6.72 | 1 | 365 | 7.6822 | 0.39966 | 8 | 0.081829
13451 | 5.61 | 1 | 365 | 6.4132 | 0.85597 | 7 | 0.26921
15657 | 5.75 | 1 | 365 | 6.5733 | 0.17679 | 6 | 0.75008
18850 | 14.84 | 1 | 365 | 16.9648 | 0.0075814 | 16 | 0.97237
15655 | 5.75 | 1 | 365 | 6.5733 | 0.17679 | 6 | 0.75008
17840 | 10.26 | 1 | 365 | 11.729 | 0.51198 | 12 | 0.24101
17318 | 4 | 1 | 365 | 4.5727 | 0.16646 | 4 | 0.73918
14247 | 9.81 | 1 | 365 | 11.2146 | 0.48075 | 11 | 0.69535
51932 | 5.61 | 1 | 365 | 6.4132 | 0.85597 | 7 | 0.26921
13345 | 8.1 | 1 | 365 | 9.2598 | 0.56209 | 9 | 0.82185
26494 | 5.1 | 1 | 365 | 5.8302 | 0.68724 | 6 | 0.51746
19430 | 5.175 | 1 | 365 | 5.916 | 0.85911 | 6 | 0.77507
13808 | 11.475 | 1 | 365 | 13.118 | 0.29629 | 13 | 0.41428
18246 | 3.3 | 1 | 365 | 3.7725 | 0.56233 | 4 | 0.33483
23183 | 7.705 | 1 | 365 | 8.8082 | 0.6569 | 9 | 0.4651
15701 | 9.18 | 1 | 365 | 10.4944 | 0.037035 | 10 | 0.53143
20241 | 10.791 | 1 | 365 | 12.3361 | 0.72883 | 13 | 0.064884
16971 | 6.12 | 1 | 365 | 6.9963 | 0.02469 | 7 | 0.020952
23922 | 8.67 | 1 | 365 | 9.9114 | 0.86831 | 10 | 0.77968
14015 | 5 | 1 | 365 | 5.7159 | 0.45808 | 6 | 0.17398
16993 | 5.4 | 1 | 365 | 6.1732 | 0.37473 | 6 | 0.5479
29676 | 12.54 | 1 | 365 | 14.3355 | 0.73686 | 15 | 0.072342
17165 | 11.2 | 1 | 365 | 12.8036 | 0.6661 | 13 | 0.46972
53101 | 5.36 | 1 | 365 | 6.1274 | 0.28306 | 6 | 0.41051
26176 | 10 | 1 | 365 | 11.4318 | 0.91616 | 12 | 0.34796
54308 | 5.1 | 1 | 365 | 5.8302 | 0.68724 | 6 | 0.51746
17083 | 7.7 | 1 | 365 | 8.8025 | 0.64544 | 9 | 0.44793
12820 | 7.8 | 1 | 365 | 8.9168 | 0.8746 | 9 | 0.79141
11697 | 6.6 | 1 | 365 | 7.545 | 0.12467 | 7 | 0.66965
22906 | 4.8 | 1 | 365 | 5.4873 | 0.99976 | 6 | 0.48702
52034 | 13.2 | 1 | 365 | 15.09 | 0.24933 | 15 | 0.33931
23106 | 15.12 | 1 | 365 | 17.2849 | 0.64923 | 17 | 0.93412
22714 | 8.32 | 1 | 365 | 9.5113 | 0.066245 | 9 | 0.5775
13351 | 5.6 | 1 | 365 | 6.4018 | 0.83305 | 7 | 0.23486
13371 | 9.81 | 1 | 365 | 11.2146 | 0.48075 | 11 | 0.69535
19704 | 10.965 | 1 | 365 | 12.535 | 0.12757 | 12 | 0.66254
18224 | 14.85 | 1 | 365 | 16.9762 | 0.030498 | 17 | 0.0067206
22470 | 5.1 | 1 | 365 | 5.8302 | 0.68724 | 6 | 0.51746
12406 | 9.315 | 1 | 365 | 10.6487 | 0.3464 | 10 | 0.99512
17864 | 9.69 | 1 | 365 | 11.0774 | 0.20576 | 11 | 0.28317
21183 | 9.52 | 1 | 365 | 10.8831 | 0.81618 | 11 | 0.69926
17884 | 9.8 | 1 | 365 | 11.2032 | 0.45784 | 11 | 0.661
20762 | 3.924 | 1 | 365 | 4.4858 | 0.9923 | 5 | 0.47814
18346 | 7.7 | 1 | 365 | 8.8025 | 0.64544 | 9 | 0.44793
13609 | 3.924 | 1 | 365 | 4.4858 | 0.9923 | 5 | 0.47814
32598 | 2.55 | 1 | 365 | 2.9151 | 0.84362 | 3 | 0.75873
18906 | 12.426 | 1 | 365 | 14.2052 | 0.47562 | 14 | 0.68078
12401 | 7.521 | 1 | 365 | 8.5979 | 0.23524 | 8 | 0.8331
24800 | 8.4 | 1 | 365 | 9.6027 | 0.24957 | 9 | 0.85229
31047 | 5.232 | 1 | 365 | 5.9811 | 0.98973 | 6 | 0.97085
26978 | 8.415 | 1 | 365 | 9.6199 | 0.28395 | 9 | 0.90381
11559 | 6.6 | 1 | 365 | 7.545 | 0.12467 | 7 | 0.66965
15709 | 5.52 | 1 | 365 | 6.3104 | 0.64972 | 6 | 0.96007
30525 | 8.925 | 1 | 365 | 10.2029 | 0.45267 | 10 | 0.65555
18023 | 5.886 | 1 | 365 | 6.7288 | 0.48845 | 7 | 0.21721
21056 | 10.36 | 1 | 365 | 11.8433 | 0.74114 | 12 | 0.58449
58353 | 5.355 | 1 | 365 | 6.1217 | 0.2716 | 6 | 0.39333
19178 | 10.35 | 1 | 365 | 11.8319 | 0.71823 | 12 | 0.55014
26694 | 8.25 | 1 | 365 | 9.4312 | 0.90583 | 10 | 0.33707
17393 | 3.57 | 1 | 365 | 4.0812 | 0.18107 | 4 | 0.26222
22116 | 6.36 | 1 | 365 | 7.2706 | 0.57468 | 7 | 0.8453
26497 | 4.08 | 1 | 365 | 4.6642 | 0.34979 | 5 | 0.013968
22483 | 5 | 1 | 365 | 5.7159 | 0.45808 | 6 | 0.17398
35946 | 6.12 | 1 | 365 | 6.9963 | 0.02469 | 7 | 0.020952
18681 | 7.848 | 1 | 365 | 8.9717 | 0.9846 | 9 | 0.95628
13623 | 5.88 | 1 | 365 | 6.7219 | 0.4747 | 7 | 0.1966
45229 | 7.98 | 1 | 365 | 9.1226 | 0.2871 | 9 | 0.40967
13455 | 4.125 | 1 | 365 | 4.7156 | 0.45292 | 5 | 0.16853
19172 | 3.24 | 1 | 365 | 3.7039 | 0.42484 | 4 | 0.12874
77452 | 7 | 1 | 365 | 8.0023 | 0.041312 | 8 | 0.043572
15658 | 8 | 1 | 365 | 9.1454 | 0.33293 | 9 | 0.47837
13994 | 6.25 | 1 | 365 | 7.1449 | 0.3226 | 7 | 0.46747
21142 | 5.1 | 1 | 365 | 5.8302 | 0.68724 | 6 | 0.51746
27265 | 10.4 | 1 | 365 | 11.8891 | 0.83281 | 12 | 0.72188
22202 | 6.44 | 1 | 365 | 7.3621 | 0.75801 | 8 | 0.12009
16751 | 12 | 1 | 365 | 13.7182 | 0.49939 | 14 | 0.21755
15644 | 5.1 | 1 | 365 | 5.8302 | 0.68724 | 6 | 0.51746
22467 | 7 | 1 | 365 | 8.0023 | 0.041312 | 8 | 0.043572
20071 | 7.395 | 1 | 365 | 8.4538 | 0.9465 | 9 | 0.40032
48673 | 5.232 | 1 | 365 | 5.9811 | 0.98973 | 6 | 0.97085
29970 | 11.4 | 1 | 365 | 13.0323 | 0.12442 | 13 | 0.15667
12503 | 6.48 | 1 | 365 | 7.4078 | 0.84967 | 8 | 0.25748
16465 | 6.3 | 1 | 365 | 7.202 | 0.43718 | 7 | 0.63921
12580 | 7.7 | 1 | 365 | 8.8025 | 0.64544 | 9 | 0.44793
12772 | 9.3 | 1 | 365 | 10.6316 | 0.31203 | 10 | 0.9436
16944 | 8.4 | 1 | 365 | 9.6027 | 0.24957 | 9 | 0.85229
18208 | 5.559 | 1 | 365 | 6.3549 | 0.73909 | 7 | 0.094031
20868 | 5.1 | 1 | 365 | 5.8302 | 0.68724 | 6 | 0.51746
18923 | 5.1 | 1 | 365 | 5.8302 | 0.68724 | 6 | 0.51746
18313 | 4.14 | 1 | 365 | 4.7328 | 0.48729 | 5 | 0.22006
38412 | 11 | 1 | 365 | 12.575 | 0.20778 | 12 | 0.78276
14771 | 9.72 | 1 | 365 | 11.1117 | 0.27451 | 11 | 0.38622
15667 | 5.4 | 1 | 365 | 6.1732 | 0.37473 | 6 | 0.5479
17468 | 7.14 | 1 | 365 | 8.1623 | 0.36214 | 8 | 0.52444
12802 | 7.02 | 1 | 365 | 8.0251 | 0.087144 | 8 | 0.11227
17160 | 6 | 1 | 365 | 6.8591 | 0.7497 | 7 | 0.60878
18817 | 3.57 | 1 | 365 | 4.0812 | 0.18107 | 4 | 0.26222
14412 | 5.232 | 1 | 365 | 5.9811 | 0.98973 | 6 | 0.97085
37471 | 10.464 | 1 | 365 | 11.9622 | 0.97947 | 12 | 0.94171
12602 | 9.99 | 1 | 365 | 11.4204 | 0.89324 | 12 | 0.31361
15543 | 6.12 | 1 | 365 | 6.9963 | 0.02469 | 7 | 0.020952
18563 | 7.14 | 1 | 365 | 8.1623 | 0.36214 | 8 | 0.52444
19020 | 4.675 | 1 | 365 | 5.3444 | 0.7133 | 6 | 0.057671
22274 | 7.83 | 1 | 365 | 8.9511 | 0.94335 | 9 | 0.89445
18273 | 6.885 | 1 | 365 | 7.8708 | 0.77778 | 8 | 0.64857
12385 | 7.56 | 1 | 365 | 8.6424 | 0.32462 | 8 | 0.96706
22606 | 3.36 | 1 | 365 | 3.8411 | 0.69983 | 4 | 0.54091
12930 | 5.5 | 1 | 365 | 6.2875 | 0.60389 | 6 | 0.89138
14244 | 7.848 | 1 | 365 | 8.9717 | 0.9846 | 9 | 0.95628
16638 | 3 | 1 | 365 | 3.4295 | 0.87485 | 4 | 0.30439
30142 | 3.924 | 1 | 365 | 4.4858 | 0.9923 | 5 | 0.47814
55271 | 9.35 | 1 | 365 | 10.6887 | 0.42661 | 11 | 0.11534
20172 | 5.6 | 1 | 365 | 6.4018 | 0.83305 | 7 | 0.23486
42555 | 6.3 | 1 | 365 | 7.202 | 0.43718 | 7 | 0.63921
13687 | 9.35 | 1 | 365 | 10.6887 | 0.42661 | 11 | 0.11534
15547 | 9.45 | 1 | 365 | 10.8031 | 0.65577 | 11 | 0.45882
19006 | 10.5 | 1 | 365 | 12.0034 | 0.061968 | 12 | 0.065358
18516 | 6.3 | 1 | 365 | 7.202 | 0.43718 | 7 | 0.63921
13118 | 9.625 | 1 | 365 | 11.0031 | 0.056804 | 11 | 0.059912
33027 | 5.2 | 1 | 365 | 5.9445 | 0.9164 | 6 | 0.86094
19074 | 6.6 | 1 | 365 | 7.545 | 0.12467 | 7 | 0.66965
11555 | 5.72 | 1 | 365 | 6.539 | 0.10804 | 6 | 0.64703
11648 | 8.67 | 1 | 365 | 9.9114 | 0.86831 | 10 | 0.77968
16864 | 9 | 1 | 365 | 10.2886 | 0.62454 | 10 | 0.91316
20639 | 4.8 | 1 | 365 | 5.4873 | 0.99976 | 6 | 0.48702
19071 | 7.395 | 1 | 365 | 8.4538 | 0.9465 | 9 | 0.40032
20488 | 4.335 | 1 | 365 | 4.9557 | 0.93416 | 5 | 0.88984
21647 | 4.95 | 1 | 365 | 5.6587 | 0.3435 | 6 | 0.0022402
52623 | 8.25 | 1 | 365 | 9.4312 | 0.90583 | 10 | 0.33707
12586 | 4.2 | 1 | 365 | 4.8014 | 0.62479 | 5 | 0.42614
49261 | 4.08 | 1 | 365 | 4.6642 | 0.34979 | 5 | 0.013968
18037 | 8.68 | 1 | 365 | 9.9228 | 0.89123 | 10 | 0.81403
34195 | 7.65 | 1 | 365 | 8.7453 | 0.53086 | 9 | 0.27619
17081 | 9.6 | 1 | 365 | 10.9745 | 0.99951 | 11 | 0.97404
14550 | 7.65 | 1 | 365 | 8.7453 | 0.53086 | 9 | 0.27619
18242 | 4.675 | 1 | 365 | 5.3444 | 0.7133 | 6 | 0.057671
14413 | 3.85 | 1 | 365 | 4.4012 | 0.82272 | 5 | 0.22396
19597 | 7.65 | 1 | 365 | 8.7453 | 0.53086 | 9 | 0.27619
17166 | 5.61 | 1 | 365 | 6.4132 | 0.85597 | 7 | 0.26921
16284 | 5.7 | 1 | 365 | 6.5161 | 0.062211 | 6 | 0.57834
15642 | 8.5 | 1 | 365 | 9.717 | 0.47874 | 10 | 0.19577
12417 | 9.156 | 1 | 365 | 10.467 | 0.98204 | 11 | 0.44899
20625 | 4.59 | 1 | 365 | 5.2472 | 0.51852 | 5 | 0.76571
27167 | 6.16 | 1 | 365 | 7.042 | 0.11635 | 7 | 0.15834
21564 | 12.375 | 1 | 365 | 14.1469 | 0.35875 | 14 | 0.5056
13357 | 9.483 | 1 | 365 | 10.8408 | 0.73139 | 11 | 0.57217
18243 | 8.71 | 1 | 365 | 9.9571 | 0.95998 | 10 | 0.91707
14739 | 7.2 | 1 | 365 | 8.2309 | 0.49964 | 8 | 0.73053
26086 | 5.775 | 1 | 365 | 6.6019 | 0.23408 | 6 | 0.83595
24993 | 6.21 | 1 | 365 | 7.0991 | 0.23094 | 7 | 0.33008
46201 | 11 | 1 | 365 | 12.575 | 0.20778 | 12 | 0.78276
31605 | 8.4 | 1 | 365 | 9.6027 | 0.24957 | 9 | 0.85229
24000 | 10.8 | 1 | 365 | 12.3463 | 0.74945 | 13 | 0.095797
53294 | 2.2 | 1 | 365 | 2.515 | 0.041555 | 2 | 0.55655
21396 | 4.95 | 1 | 365 | 5.6587 | 0.3435 | 6 | 0.0022402
53916 | 2.8 | 1 | 365 | 3.2009 | 0.41652 | 3 | 0.61743
24110 | 7.14 | 1 | 365 | 8.1623 | 0.36214 | 8 | 0.52444
27918 | 8.16 | 1 | 365 | 9.3283 | 0.69959 | 10 | 0.027935
16452 | 7.02 | 1 | 365 | 8.0251 | 0.087144 | 8 | 0.11227
42587 | 4.16 | 1 | 365 | 4.7556 | 0.53312 | 5 | 0.28875
22990 | 6.6 | 1 | 365 | 7.545 | 0.12467 | 7 | 0.66965
21163 | 10.8 | 1 | 365 | 12.3463 | 0.74945 | 13 | 0.095797
66682 | 9.12 | 1 | 365 | 10.4258 | 0.89954 | 11 | 0.32534
15299 | 4.95 | 1 | 365 | 5.6587 | 0.3435 | 6 | 0.0022402
22988 | 6.12 | 1 | 365 | 6.9963 | 0.02469 | 7 | 0.020952
20031 | 8.25 | 1 | 365 | 9.4312 | 0.90583 | 10 | 0.33707
13849 | 10.455 | 1 | 365 | 11.9519 | 0.95885 | 12 | 0.91079
13528 | 5.1 | 1 | 365 | 5.8302 | 0.68724 | 6 | 0.51746
16192 | 9.92 | 1 | 365 | 11.3403 | 0.73283 | 12 | 0.073176
17871 | 6.375 | 1 | 365 | 7.2878 | 0.60905 | 7 | 0.89682
16592 | 9.625 | 1 | 365 | 11.0031 | 0.056804 | 11 | 0.059912
22280 | 6.76 | 1 | 365 | 7.7279 | 0.49132 | 8 | 0.21922
28022 | 7.2 | 1 | 365 | 8.2309 | 0.49964 | 8 | 0.73053
69662 | 10.464 | 1 | 365 | 11.9622 | 0.97947 | 12 | 0.94171
14421 | 7.848 | 1 | 365 | 8.9717 | 0.9846 | 9 | 0.95628
14925 | 6.3 | 1 | 365 | 7.202 | 0.43718 | 7 | 0.63921
78439 | 6.84 | 1 | 365 | 7.8194 | 0.67465 | 8 | 0.494
18869 | 4.845 | 1 | 365 | 5.5387 | 0.10288 | 5 | 0.64159
20756 | 3.9 | 1 | 365 | 4.4584 | 0.9373 | 5 | 0.3957
18153 | 11.2 | 1 | 365 | 12.8036 | 0.6661 | 13 | 0.46972
19079 | 5.1 | 1 | 365 | 5.8302 | 0.68724 | 6 | 0.51746
16305 | 6.36 | 1 | 365 | 7.2706 | 0.57468 | 7 | 0.8453
23416 | 5.61 | 1 | 365 | 6.4132 | 0.85597 | 7 | 0.26921
49116 | 5.865 | 1 | 365 | 6.7048 | 0.44033 | 7 | 0.14508
11649 | 6.05 | 1 | 365 | 6.9162 | 0.86428 | 7 | 0.78052
23018 | 7.15 | 1 | 365 | 8.1737 | 0.38505 | 8 | 0.55879
17662 | 6.72 | 1 | 365 | 7.6822 | 0.39966 | 8 | 0.081829
15389 | 9.99 | 1 | 365 | 11.4204 | 0.89324 | 12 | 0.31361
19864 | 4.95 | 1 | 365 | 5.6587 | 0.3435 | 6 | 0.0022402
17392 | 7.7 | 1 | 365 | 8.8025 | 0.64544 | 9 | 0.44793
12800 | 9.18 | 1 | 365 | 10.4944 | 0.037035 | 10 | 0.53143
20478 | 5.175 | 1 | 365 | 5.916 | 0.85911 | 6 | 0.77507
19466 | 8.415 | 1 | 365 | 9.6199 | 0.28395 | 9 | 0.90381
21580 | 6.05 | 1 | 365 | 6.9162 | 0.86428 | 7 | 0.78052
17474 | 7.29 | 1 | 365 | 8.3338 | 0.70588 | 9 | 0.039663
15209 | 13.5 | 1 | 365 | 15.4329 | 0.93682 | 16 | 0.36975
49264 | 5.88 | 1 | 365 | 6.7219 | 0.4747 | 7 | 0.1966
37470 | 3.575 | 1 | 365 | 4.0869 | 0.19253 | 4 | 0.2794
25588 | 2.75 | 1 | 365 | 3.1437 | 0.30194 | 3 | 0.44569
20405 | 10 | 1 | 365 | 11.4318 | 0.91616 | 12 | 0.34796
13977 | 6.5 | 1 | 365 | 7.4307 | 0.8955 | 8 | 0.32617
13889 | 6 | 1 | 365 | 6.8591 | 0.7497 | 7 | 0.60878
15136 | 8.67 | 1 | 365 | 9.9114 | 0.86831 | 10 | 0.77968
21196 | 8.1 | 1 | 365 | 9.2598 | 0.56209 | 9 | 0.82185
58352 | 5.1 | 1 | 365 | 5.8302 | 0.68724 | 6 | 0.51746
17162 | 12.32 | 1 | 365 | 14.084 | 0.23271 | 14 | 0.31669
12944 | 3.825 | 1 | 365 | 4.3727 | 0.76543 | 5 | 0.13809
18520 | 8.925 | 1 | 365 | 10.2029 | 0.45267 | 10 | 0.65555
14245 | 6.867 | 1 | 365 | 7.8502 | 0.73653 | 8 | 0.58674
26510 | 6.12 | 1 | 365 | 6.9963 | 0.02469 | 7 | 0.020952
15698 | 7.7 | 1 | 365 | 8.8025 | 0.64544 | 9 | 0.44793
11547 | 5.1 | 1 | 365 | 5.8302 | 0.68724 | 6 | 0.51746
13069 | 5.6 | 1 | 365 | 6.4018 | 0.83305 | 7 | 0.23486
26491 | 4.08 | 1 | 365 | 4.6642 | 0.34979 | 5 | 0.013968
19263 | 6.12 | 1 | 365 | 6.9963 | 0.02469 | 7 | 0.020952
51171 | 3.06 | 1 | 365 | 3.4981 | 0.012345 | 3 | 0.51048
13472 | 3.3 | 1 | 365 | 3.7725 | 0.56233 | 4 | 0.33483
25019 | 5.865 | 1 | 365 | 6.7048 | 0.44033 | 7 | 0.14508
18218 | 5.225 | 1 | 365 | 5.9731 | 0.97369 | 6 | 0.94681
14676 | 7.14 | 1 | 365 | 8.1623 | 0.36214 | 8 | 0.52444
23698 | 10.8 | 1 | 365 | 12.3463 | 0.74945 | 13 | 0.095797
42569 | 5.355 | 1 | 365 | 6.1217 | 0.2716 | 6 | 0.39333
16157 | 10.05 | 1 | 365 | 11.489 | 0.030741 | 11 | 0.5197
51919 | 8 | 1 | 365 | 9.1454 | 0.33293 | 9 | 0.47837
11774 | 6.5 | 1 | 365 | 7.4307 | 0.8955 | 8 | 0.32617
13918 | 2.75 | 1 | 365 | 3.1437 | 0.30194 | 3 | 0.44569
6728 | 7.905 | 1 | 365 | 9.0368 | 0.11522 | 9 | 0.15206
6516 | 5.355 | 1 | 365 | 6.1217 | 0.2716 | 6 | 0.39333
6730 | 7.65 | 1 | 365 | 8.7453 | 0.53086 | 9 | 0.27619
7865 | 4.5 | 1 | 365 | 5.1443 | 0.31227 | 5 | 0.45658
8662 | 7.02 | 1 | 365 | 8.0251 | 0.087144 | 8 | 0.11227
8911 | 8.68 | 1 | 365 | 9.9228 | 0.89123 | 10 | 0.81403
6977 | 3.08 | 1 | 365 | 3.521 | 0.058177 | 3 | 0.57917
13861 | 7.395 | 1 | 365 | 8.4538 | 0.9465 | 9 | 0.40032
13963 | 3.5 | 1 | 365 | 4.0011 | 0.020656 | 4 | 0.021786
14790 | 2.55 | 1 | 365 | 2.9151 | 0.84362 | 3 | 0.75873
48820 | 10.335 | 1 | 365 | 11.8148 | 0.68385 | 12 | 0.49862
23643 | 5.1 | 1 | 365 | 5.8302 | 0.68724 | 6 | 0.51746
19001 | 5.559 | 1 | 365 | 6.3549 | 0.73909 | 7 | 0.094031
13982 | 10.965 | 1 | 365 | 12.535 | 0.12757 | 12 | 0.66254
17201 | 9.945 | 1 | 365 | 11.3689 | 0.79012 | 12 | 0.15905
16949 | 5.4 | 1 | 365 | 6.1732 | 0.37473 | 6 | 0.5479
16155 | 7.65 | 1 | 365 | 8.7453 | 0.53086 | 9 | 0.27619
13862 | 5.775 | 1 | 365 | 6.6019 | 0.23408 | 6 | 0.83595
20034 | 9.9 | 1 | 365 | 11.3175 | 0.687 | 12 | 0.0044804
13811 | 11.48 | 1 | 365 | 13.1237 | 0.30775 | 13 | 0.43146
13998 | 10.2 | 1 | 365 | 11.6604 | 0.37448 | 12 | 0.034919
91148 | 6.75 | 1 | 365 | 7.7165 | 0.46841 | 8 | 0.18487
17219 | 7.65 | 1 | 365 | 8.7453 | 0.53086 | 9 | 0.27619
14026 | 7.65 | 1 | 365 | 8.7453 | 0.53086 | 9 | 0.27619
13880 | 3.3 | 1 | 365 | 3.7725 | 0.56233 | 4 | 0.33483
14028 | 9.435 | 1 | 365 | 10.7859 | 0.6214 | 11 | 0.4073
13957 | 9.18 | 1 | 365 | 10.4944 | 0.037035 | 10 | 0.53143
14812 | 8.48 | 1 | 365 | 9.6942 | 0.4329 | 10 | 0.12707
13883 | 4.48 | 1 | 365 | 5.1214 | 0.26644 | 5 | 0.38789
69906 | 3 | 1 | 365 | 3.4295 | 0.41377 | 3 | 0.84331
13886 | 4.48 | 1 | 365 | 5.1214 | 0.26644 | 5 | 0.38789
37132 | 6.27 | 1 | 365 | 7.1677 | 0.36843 | 7 | 0.53617
13917 | 5 | 1 | 365 | 5.7159 | 0.45808 | 6 | 0.17398
30659 | 11.76 | 1 | 365 | 13.4438 | 0.9494 | 14 | 0.3932
13866 | 5.559 | 1 | 365 | 6.3549 | 0.73909 | 7 | 0.094031
14048 | 2.86 | 1 | 365 | 3.2695 | 0.55402 | 3 | 0.82352
23037 | 9 | 1 | 365 | 10.2886 | 0.62454 | 10 | 0.91316
15006 | 8.37 | 1 | 365 | 9.5684 | 0.18083 | 9 | 0.74924
17677 | 6.867 | 1 | 365 | 7.8502 | 0.73653 | 8 | 0.58674
17208 | 4.59 | 1 | 365 | 5.2472 | 0.51852 | 5 | 0.76571
14116 | 2.55 | 1 | 365 | 2.9151 | 0.84362 | 3 | 0.75873
15675 | 7.5 | 1 | 365 | 8.5739 | 0.18712 | 8 | 0.76097
18312 | 3 | 1 | 365 | 3.4295 | 0.87485 | 4 | 0.30439
13974 | 2.55 | 1 | 365 | 2.9151 | 0.84362 | 3 | 0.75873
14021 | 5.865 | 1 | 365 | 6.7048 | 0.44033 | 7 | 0.14508
14047 | 6.375 | 1 | 365 | 7.2878 | 0.60905 | 7 | 0.89682
20944 | 7.14 | 1 | 365 | 8.1623 | 0.36214 | 8 | 0.52444
14014 | 8.16 | 1 | 365 | 9.3283 | 0.69959 | 10 | 0.027935
13987 | 2.55 | 1 | 365 | 2.9151 | 0.84362 | 3 | 0.75873
17216 | 4.59 | 1 | 365 | 5.2472 | 0.51852 | 5 | 0.76571
20490 | 7.65 | 1 | 365 | 8.7453 | 0.53086 | 9 | 0.27619
53872 | 4.5 | 1 | 365 | 5.1443 | 0.31227 | 5 | 0.45658
15247 | 5.72 | 1 | 365 | 6.539 | 0.10804 | 6 | 0.64703
13993 | 7.65 | 1 | 365 | 8.7453 | 0.53086 | 9 | 0.27619
67330 | 9.1 | 1 | 365 | 10.4029 | 0.85371 | 11 | 0.25664
15076 | 4.68 | 1 | 365 | 5.3501 | 0.72476 | 6 | 0.074845
16296 | 11.825 | 1 | 365 | 13.5181 | 0.098359 | 13 | 0.61646
25840 | 10.545 | 1 | 365 | 12.0548 | 0.16509 | 12 | 0.21992
14049 | 3.06 | 1 | 365 | 3.4981 | 0.012345 | 3 | 0.51048
14130 | 2.6 | 1 | 365 | 2.9723 | 0.9582 | 3 | 0.93047
60901 | 5.735 | 1 | 365 | 6.5561 | 0.14242 | 6 | 0.69856
14066 | 9 | 1 | 365 | 10.2886 | 0.62454 | 10 | 0.91316
15287 | 8.829 | 1 | 365 | 10.0931 | 0.23268 | 10 | 0.32581
17222 | 5.98 | 1 | 365 | 6.8362 | 0.70386 | 7 | 0.54008
20867 | 3.57 | 1 | 365 | 4.0812 | 0.18107 | 4 | 0.26222
20240 | 11.44 | 1 | 365 | 13.078 | 0.21609 | 13 | 0.29407
17191 | 3.06 | 1 | 365 | 3.4981 | 0.012345 | 3 | 0.51048
14003 | 7.14 | 1 | 365 | 8.1623 | 0.36214 | 8 | 0.52444
14008 | 5.355 | 1 | 365 | 6.1217 | 0.2716 | 6 | 0.39333
24718 | 3.6 | 1 | 365 | 4.1154 | 0.24982 | 4 | 0.36527
17129 | 7.83 | 1 | 365 | 8.9511 | 0.94335 | 9 | 0.89445
15323 | 9.99 | 1 | 365 | 11.4204 | 0.89324 | 12 | 0.31361
16522 | 8.925 | 1 | 365 | 10.2029 | 0.45267 | 10 | 0.65555
24720 | 3.57 | 1 | 365 | 4.0812 | 0.18107 | 4 | 0.26222
22278 | 4.08 | 1 | 365 | 4.6642 | 0.34979 | 5 | 0.013968
13871 | 7.95 | 1 | 365 | 9.0883 | 0.21835 | 9 | 0.30663
17306 | 10.64 | 1 | 365 | 12.1634 | 0.38279 | 12 | 0.54623
16709 | 7.84 | 1 | 365 | 8.9625 | 0.96627 | 9 | 0.9288
15316 | 7.905 | 1 | 365 | 9.0368 | 0.11522 | 9 | 0.15206
42497 | 5.67 | 1 | 365 | 6.4818 | 0.99346 | 7 | 0.47529
15854 | 9.54 | 1 | 365 | 10.9059 | 0.86202 | 11 | 0.76795
15528 | 8.4 | 1 | 365 | 9.6027 | 0.24957 | 9 | 0.85229
66629 | 8.1 | 1 | 365 | 9.2598 | 0.56209 | 9 | 0.82185
53718 | 5.985 | 1 | 365 | 6.8419 | 0.71532 | 7 | 0.55725
19491 | 7.75 | 1 | 365 | 8.8596 | 0.76002 | 9 | 0.61967
21148 | 9.075 | 1 | 365 | 10.3744 | 0.79642 | 11 | 0.17077
25560 | 9.9 | 1 | 365 | 11.3175 | 0.687 | 12 | 0.0044804
19500 | 4.94 | 1 | 365 | 5.6473 | 0.32058 | 5 | 0.96789
20906 | 9.18 | 1 | 365 | 10.4944 | 0.037035 | 10 | 0.53143
14814 | 5.61 | 1 | 365 | 6.4132 | 0.85597 | 7 | 0.26921
15824 | 4.125 | 1 | 365 | 4.7156 | 0.45292 | 5 | 0.16853
15016 | 2.805 | 1 | 365 | 3.2066 | 0.42798 | 3 | 0.6346
15400 | 6.12 | 1 | 365 | 6.9963 | 0.02469 | 7 | 0.020952
18280 | 7.59 | 1 | 365 | 8.6767 | 0.39337 | 9 | 0.070102
14927 | 10.08 | 1 | 365 | 11.5233 | 0.099489 | 11 | 0.62274
13799 | 11 | 1 | 365 | 12.575 | 0.20778 | 12 | 0.78276
18932 | 6 | 1 | 365 | 6.8591 | 0.7497 | 7 | 0.60878
24978 | 5.67 | 1 | 365 | 6.4818 | 0.99346 | 7 | 0.47529
17926 | 7.8 | 1 | 365 | 8.9168 | 0.8746 | 9 | 0.79141
14417 | 9.156 | 1 | 365 | 10.467 | 0.98204 | 11 | 0.44899
51903 | 7.905 | 1 | 365 | 9.0368 | 0.11522 | 9 | 0.15206
13865 | 5.88 | 1 | 365 | 6.7219 | 0.4747 | 7 | 0.1966
13816 | 9.18 | 1 | 365 | 10.4944 | 0.037035 | 10 | 0.53143
14510 | 4.48 | 1 | 365 | 5.1214 | 0.26644 | 5 | 0.38789
13875 | 4.59 | 1 | 365 | 5.2472 | 0.51852 | 5 | 0.76571
32707 | 3.825 | 1 | 365 | 4.3727 | 0.76543 | 5 | 0.13809
14506 | 7.194 | 1 | 365 | 8.224 | 0.48589 | 8 | 0.70992
13819 | 9.18 | 1 | 365 | 10.4944 | 0.037035 | 10 | 0.53143
17911 | 6.213 | 1 | 365 | 7.1026 | 0.23781 | 7 | 0.34039
20818 | 9.18 | 1 | 365 | 10.4944 | 0.037035 | 10 | 0.53143
21189 | 3.06 | 1 | 365 | 3.4981 | 0.012345 | 3 | 0.51048
16290 | 7.84 | 1 | 365 | 8.9625 | 0.96627 | 9 | 0.9288
14067 | 9 | 1 | 365 | 10.2886 | 0.62454 | 10 | 0.91316
15858 | 6.6 | 1 | 365 | 7.545 | 0.12467 | 7 | 0.66965
14416 | 7.425 | 1 | 365 | 8.4881 | 0.015249 | 8 | 0.50336
15354 | 11.118 | 1 | 365 | 12.7099 | 0.47819 | 13 | 0.18806
13878 | 6.875 | 1 | 365 | 7.8594 | 0.75486 | 8 | 0.61422
17475 | 8.91 | 1 | 365 | 10.1857 | 0.4183 | 10 | 0.60403
19499 | 6.25 | 1 | 365 | 7.1449 | 0.3226 | 7 | 0.46747
16402 | 6.63 | 1 | 365 | 7.5793 | 0.19341 | 7 | 0.7727
36562 | 6.615 | 1 | 365 | 7.5621 | 0.15904 | 7 | 0.72118
14504 | 7.848 | 1 | 365 | 8.9717 | 0.9846 | 9 | 0.95628
53953 | 7.155 | 1 | 365 | 8.1795 | 0.39651 | 8 | 0.57597
17660 | 12.505 | 1 | 365 | 14.2955 | 0.65666 | 14 | 0.95212
19395 | 8.91 | 1 | 365 | 10.1857 | 0.4183 | 10 | 0.60403
19344 | 7.935 | 1 | 365 | 9.0711 | 0.18397 | 9 | 0.25511
20475 | 3.3 | 1 | 365 | 3.7725 | 0.56233 | 4 | 0.33483
16693 | 6.54 | 1 | 365 | 7.4764 | 0.98717 | 8 | 0.46357
18199 | 9.045 | 1 | 365 | 10.3401 | 0.72767 | 11 | 0.06773
19867 | 8.28 | 1 | 365 | 9.4655 | 0.97458 | 10 | 0.44011
25004 | 4.575 | 1 | 365 | 5.23 | 0.48414 | 5 | 0.71419
19191 | 5.67 | 1 | 365 | 6.4818 | 0.99346 | 7 | 0.47529
22028 | 9.54 | 1 | 365 | 10.9059 | 0.86202 | 11 | 0.76795
32023 | 12.825 | 1 | 365 | 14.6613 | 0.38998 | 15 | 0.051259
23023 | 7.848 | 1 | 365 | 8.9717 | 0.9846 | 9 | 0.95628
28998 | 12.426 | 1 | 365 | 14.2052 | 0.47562 | 14 | 0.68078
52064 | 5.559 | 1 | 365 | 6.3549 | 0.73909 | 7 | 0.094031
27028 | 7.8 | 1 | 365 | 8.9168 | 0.8746 | 9 | 0.79141
19066 | 8.829 | 1 | 365 | 10.0931 | 0.23268 | 10 | 0.32581
14041 | 6.12 | 1 | 365 | 6.9963 | 0.02469 | 7 | 0.020952
13739 | 4.578 | 1 | 365 | 5.2335 | 0.49102 | 5 | 0.7245
22972 | 12.426 | 1 | 365 | 14.2052 | 0.47562 | 14 | 0.68078
15298 | 7.7 | 1 | 365 | 8.8025 | 0.64544 | 9 | 0.44793
15659 | 4.5 | 1 | 365 | 5.1443 | 0.31227 | 5 | 0.45658
23145 | 9.1 | 1 | 365 | 10.4029 | 0.85371 | 11 | 0.25664
16389 | 8.67 | 1 | 365 | 9.9114 | 0.86831 | 10 | 0.77968
18560 | 8.16 | 1 | 365 | 9.3283 | 0.69959 | 10 | 0.027935
16308 | 9.945 | 1 | 365 | 11.3689 | 0.79012 | 12 | 0.15905
15977 | 6.5 | 1 | 365 | 7.4307 | 0.8955 | 8 | 0.32617
21956 | 10.64 | 1 | 365 | 12.1634 | 0.38279 | 12 | 0.54623
18035 | 4.578 | 1 | 365 | 5.2335 | 0.49102 | 5 | 0.7245
34847 | 7.848 | 1 | 365 | 8.9717 | 0.9846 | 9 | 0.95628
52807 | 7.15 | 1 | 365 | 8.1737 | 0.38505 | 8 | 0.55879
14815 | 7.14 | 1 | 365 | 8.1623 | 0.36214 | 8 | 0.52444
58988 | 9.1 | 1 | 365 | 10.4029 | 0.85371 | 11 | 0.25664
21421 | 8.16 | 1 | 365 | 9.3283 | 0.69959 | 10 | 0.027935
16696 | 9.81 | 1 | 365 | 11.2146 | 0.48075 | 11 | 0.69535
16132 | 5.04 | 1 | 365 | 5.7616 | 0.54974 | 6 | 0.31137
18515 | 9.01 | 1 | 365 | 10.3001 | 0.64746 | 10 | 0.94751
32864 | 7.2 | 1 | 365 | 8.2309 | 0.49964 | 8 | 0.73053
15353 | 8.829 | 1 | 365 | 10.0931 | 0.23268 | 10 | 0.32581
21194 | 4.32 | 1 | 365 | 4.9385 | 0.89978 | 5 | 0.83832
19077 | 7.7 | 1 | 365 | 8.8025 | 0.64544 | 9 | 0.44793
15690 | 4.2 | 1 | 365 | 4.8014 | 0.62479 | 5 | 0.42614
15837 | 8.1 | 1 | 365 | 9.2598 | 0.56209 | 9 | 0.82185
50564 | 12.65 | 1 | 365 | 14.4612 | 0.98894 | 15 | 0.45017
14258 | 7.2 | 1 | 365 | 8.2309 | 0.49964 | 8 | 0.73053
26653 | 3.38 | 1 | 365 | 3.8639 | 0.74566 | 4 | 0.60961
17659 | 6.72 | 1 | 365 | 7.6822 | 0.39966 | 8 | 0.081829
17293 | 8.415 | 1 | 365 | 9.6199 | 0.28395 | 9 | 0.90381
33407 | 6.24 | 1 | 365 | 7.1334 | 0.29968 | 7 | 0.43313
20124 | 5.04 | 1 | 365 | 5.7616 | 0.54974 | 6 | 0.31137
18368 | 7.5 | 1 | 365 | 8.5739 | 0.18712 | 8 | 0.76097
23857 | 13.065 | 1 | 365 | 14.9356 | 0.93996 | 15 | 0.87561
20561 | 7.975 | 1 | 365 | 9.1169 | 0.27564 | 9 | 0.3925
21062 | 5.886 | 1 | 365 | 6.7288 | 0.48845 | 7 | 0.21721
25302 | 10.335 | 1 | 365 | 11.8148 | 0.68385 | 12 | 0.49862
28918 | 3.924 | 1 | 365 | 4.4858 | 0.9923 | 5 | 0.47814
17167 | 10.725 | 1 | 365 | 12.2606 | 0.57758 | 12 | 0.83819
21134 | 4.845 | 1 | 365 | 5.5387 | 0.10288 | 5 | 0.64159
32594 | 6.63 | 1 | 365 | 7.5793 | 0.19341 | 7 | 0.7727
17292 | 3.57 | 1 | 365 | 4.0812 | 0.18107 | 4 | 0.26222
20711 | 8.97 | 1 | 365 | 10.2543 | 0.5558 | 10 | 0.81012
19081 | 7.975 | 1 | 365 | 9.1169 | 0.27564 | 9 | 0.3925
13872 | 5 | 1 | 365 | 5.7159 | 0.45808 | 6 | 0.17398
16544 | 8.68 | 1 | 365 | 9.9228 | 0.89123 | 10 | 0.81403
21432 | 9.36 | 1 | 365 | 10.7002 | 0.44953 | 11 | 0.14969
21797 | 5.67 | 1 | 365 | 6.4818 | 0.99346 | 7 | 0.47529
21014 | 8 | 1 | 365 | 9.1454 | 0.33293 | 9 | 0.47837
21744 | 8.64 | 1 | 365 | 9.8771 | 0.79956 | 10 | 0.67664
20699 | 11.44 | 1 | 365 | 13.078 | 0.21609 | 13 | 0.29407
18161 | 11.7 | 1 | 365 | 13.3752 | 0.81191 | 14 | 0.18711
15656 | 8.82 | 1 | 365 | 10.0828 | 0.21205 | 10 | 0.2949
17391 | 4.59 | 1 | 365 | 5.2472 | 0.51852 | 5 | 0.76571
20247 | 4.845 | 1 | 365 | 5.5387 | 0.10288 | 5 | 0.64159
25320 | 9.275 | 1 | 365 | 10.603 | 0.25474 | 10 | 0.85773
20032 | 3.85 | 1 | 365 | 4.4012 | 0.82272 | 5 | 0.22396
24044 | 9.72 | 1 | 365 | 11.1117 | 0.27451 | 11 | 0.38622
15291 | 6.867 | 1 | 365 | 7.8502 | 0.73653 | 8 | 0.58674
21544 | 5.4 | 1 | 365 | 6.1732 | 0.37473 | 6 | 0.5479
22200 | 5.2 | 1 | 365 | 5.9445 | 0.9164 | 6 | 0.86094
73684 | 3.795 | 1 | 365 | 4.3384 | 0.31842 | 4 | 0.65679
14997 | 11.4 | 1 | 365 | 13.0323 | 0.12442 | 13 | 0.15667
32600 | 5.1 | 1 | 365 | 5.8302 | 0.68724 | 6 | 0.51746
13869 | 5.67 | 1 | 365 | 6.4818 | 0.99346 | 7 | 0.47529
18015 | 4.48 | 1 | 365 | 5.1214 | 0.26644 | 5 | 0.38789
73059 | 6 | 1 | 365 | 6.8591 | 0.7497 | 7 | 0.60878
16558 | 9.24 | 1 | 365 | 10.563 | 0.17453 | 10 | 0.73752
57512 | 6.25 | 1 | 365 | 7.1449 | 0.3226 | 7 | 0.46747
14065 | 7.84 | 1 | 365 | 8.9625 | 0.96627 | 9 | 0.9288
18345 | 5.61 | 1 | 365 | 6.4132 | 0.85597 | 7 | 0.26921
9241 | 4.165 | 1 | 365 | 4.7613 | 0.54458 | 5 | 0.30593
10710 | 10.71 | 1 | 365 | 12.2435 | 0.54321 | 12 | 0.78667
10712 | 2.55 | 1 | 365 | 2.9151 | 0.84362 | 3 | 0.75873
3460 | 7.5 | 1 | 365 | 8.5739 | 0.18712 | 8 | 0.76097
11246 | 5.4 | 1 | 365 | 6.1732 | 0.37473 | 6 | 0.5479
17096 | 5.5 | 1 | 365 | 6.2875 | 0.60389 | 6 | 0.89138
15125 | 5.04 | 1 | 365 | 5.7616 | 0.54974 | 6 | 0.31137
17142 | 5.1 | 1 | 365 | 5.8302 | 0.68724 | 6 | 0.51746
20385 | 4.68 | 1 | 365 | 5.3501 | 0.72476 | 6 | 0.074845
58980 | 2.16 | 1 | 365 | 2.4693 | 0.94989 | 3 | 0.41916
16912 | 5.72 | 1 | 365 | 6.539 | 0.10804 | 6 | 0.64703
20381 | 6.5 | 1 | 365 | 7.4307 | 0.8955 | 8 | 0.32617
58873 | 6.12 | 1 | 365 | 6.9963 | 0.02469 | 7 | 0.020952
44230 | 9.315 | 1 | 365 | 10.6487 | 0.3464 | 10 | 0.99512
58951 | 3.06 | 1 | 365 | 3.4981 | 0.012345 | 3 | 0.51048
17227 | 4.94 | 1 | 365 | 5.6473 | 0.32058 | 5 | 0.96789
20266 | 7.28 | 1 | 365 | 8.3224 | 0.68296 | 9 | 0.0053149
20265 | 3.12 | 1 | 365 | 3.5667 | 0.14984 | 3 | 0.71656
53830 | 5.94 | 1 | 365 | 6.7905 | 0.6122 | 7 | 0.40269
17116 | 3.825 | 1 | 365 | 4.3727 | 0.76543 | 5 | 0.13809
21358 | 7.28 | 1 | 365 | 8.3224 | 0.68296 | 9 | 0.0053149
20361 | 9.69 | 1 | 365 | 11.0774 | 0.20576 | 11 | 0.28317
17156 | 5.72 | 1 | 365 | 6.539 | 0.10804 | 6 | 0.64703
17132 | 6.12 | 1 | 365 | 6.9963 | 0.02469 | 7 | 0.020952
17146 | 2.295 | 1 | 365 | 2.6236 | 0.25926 | 2 | 0.88286
17099 | 4.845 | 1 | 365 | 5.5387 | 0.10288 | 5 | 0.64159
15150 | 8.84 | 1 | 365 | 10.1057 | 0.25789 | 10 | 0.3636
17103 | 5.61 | 1 | 365 | 6.4132 | 0.85597 | 7 | 0.26921
17130 | 3.315 | 1 | 365 | 3.7896 | 0.59671 | 4 | 0.38635
20386 | 8.84 | 1 | 365 | 10.1057 | 0.25789 | 10 | 0.3636
15176 | 2.34 | 1 | 365 | 2.675 | 0.36238 | 3 | 0.037423
17221 | 2.6 | 1 | 365 | 2.9723 | 0.9582 | 3 | 0.93047
17494 | 2.34 | 1 | 365 | 2.675 | 0.36238 | 3 | 0.037423
17135 | 5.1 | 1 | 365 | 5.8302 | 0.68724 | 6 | 0.51746
20325 | 6.63 | 1 | 365 | 7.5793 | 0.19341 | 7 | 0.7727
17110 | 5.355 | 1 | 365 | 6.1217 | 0.2716 | 6 | 0.39333
53852 | 3.9 | 1 | 365 | 4.4584 | 0.9373 | 5 | 0.3957
15135 | 12.48 | 1 | 365 | 14.2669 | 0.59937 | 14 | 0.86625
17112 | 11.22 | 1 | 365 | 12.8265 | 0.71193 | 13 | 0.53841
15259 | 5.2 | 1 | 365 | 5.9445 | 0.9164 | 6 | 0.86094
17199 | 7.905 | 1 | 365 | 9.0368 | 0.11522 | 9 | 0.15206
17151 | 3.9 | 1 | 365 | 4.4584 | 0.9373 | 5 | 0.3957
20238 | 4.75 | 1 | 365 | 5.4301 | 0.88518 | 6 | 0.31528
17126 | 5.1 | 1 | 365 | 5.8302 | 0.68724 | 6 | 0.51746
59052 | 3.12 | 1 | 365 | 3.5667 | 0.14984 | 3 | 0.71656
17158 | 11.985 | 1 | 365 | 13.701 | 0.46502 | 14 | 0.16603
17195 | 5.1 | 1 | 365 | 5.8302 | 0.68724 | 6 | 0.51746
17121 | 9.18 | 1 | 365 | 10.4944 | 0.037035 | 10 | 0.53143
15331 | 3.9 | 1 | 365 | 4.4584 | 0.9373 | 5 | 0.3957
19148 | 5.1 | 1 | 365 | 5.8302 | 0.68724 | 6 | 0.51746
63962 | 8.82 | 1 | 365 | 10.0828 | 0.21205 | 10 | 0.2949
53919 | 5.12 | 1 | 365 | 5.8531 | 0.73307 | 6 | 0.58616
9392 | 6 | 1 | 365 | 6.8591 | 0.7497 | 7 | 0.60878
9510 | 4.2 | 1 | 365 | 4.8014 | 0.62479 | 5 | 0.42614
11634 | 7.905 | 1 | 365 | 9.0368 | 0.11522 | 9 | 0.15206
11696 | 7.29 | 1 | 365 | 8.3338 | 0.70588 | 9 | 0.039663
12465 | 6.12 | 1 | 365 | 6.9963 | 0.02469 | 7 | 0.020952
14121 | 8.7 | 1 | 365 | 9.9457 | 0.93706 | 10 | 0.88273
14227 | 6.375 | 1 | 365 | 7.2878 | 0.60905 | 7 | 0.89682
14231 | 5.61 | 1 | 365 | 6.4132 | 0.85597 | 7 | 0.26921
9595 | 5.1 | 1 | 365 | 5.8302 | 0.68724 | 6 | 0.51746
12473 | 5.1 | 1 | 365 | 5.8302 | 0.68724 | 6 | 0.51746
12926 | 11.725 | 1 | 365 | 13.4038 | 0.8692 | 14 | 0.27298
13208 | 4.8 | 1 | 365 | 5.4873 | 0.99976 | 6 | 0.48702
12178 | 8.1 | 1 | 365 | 9.2598 | 0.56209 | 9 | 0.82185
10683 | 12.753 | 1 | 365 | 14.579 | 0.22498 | 14 | 0.80395
17236 | 3.75 | 1 | 365 | 4.2869 | 0.59356 | 4 | 0.88049
22534 | 14.82 | 1 | 365 | 16.9419 | 0.96175 | 17 | 0.90368
17437 | 4.52 | 1 | 365 | 5.1672 | 0.3581 | 5 | 0.52528
19582 | 11 | 1 | 365 | 12.575 | 0.20778 | 12 | 0.78276
19584 | 6 | 1 | 365 | 6.8591 | 0.7497 | 7 | 0.60878
20355 | 4.08 | 1 | 365 | 4.6642 | 0.34979 | 5 | 0.013968
17085 | 8.28 | 1 | 365 | 9.4655 | 0.97458 | 10 | 0.44011
17205 | 9.88 | 1 | 365 | 11.2946 | 0.64117 | 11 | 0.93578
17767 | 8.175 | 1 | 365 | 9.3455 | 0.73396 | 10 | 0.079457
17108 | 6.25 | 1 | 365 | 7.1449 | 0.3226 | 7 | 0.46747
17590 | 2.86 | 1 | 365 | 3.2695 | 0.55402 | 3 | 0.82352
17879 | 6.6 | 1 | 365 | 7.545 | 0.12467 | 7 | 0.66965
23221 | 7.2 | 1 | 365 | 8.2309 | 0.49964 | 8 | 0.73053
18616 | 6 | 1 | 365 | 6.8591 | 0.7497 | 7 | 0.60878
18723 | 5.4 | 1 | 365 | 6.1732 | 0.37473 | 6 | 0.5479
22243 | 7.83 | 1 | 365 | 8.9511 | 0.94335 | 9 | 0.89445
23406 | 12.3 | 1 | 365 | 14.0611 | 0.18688 | 14 | 0.24799
19392 | 4.675 | 1 | 365 | 5.3444 | 0.7133 | 6 | 0.057671
17084 | 11.73 | 1 | 365 | 13.4095 | 0.88066 | 14 | 0.29016
18412 | 5.61 | 1 | 365 | 6.4132 | 0.85597 | 7 | 0.26921
19869 | 11.2 | 1 | 365 | 12.8036 | 0.6661 | 13 | 0.46972
25907 | 7.15 | 1 | 365 | 8.1737 | 0.38505 | 8 | 0.55879
21236 | 5.25 | 1 | 365 | 6.0017 | 0.030984 | 6 | 0.032679
43535 | 8.265 | 1 | 365 | 9.4484 | 0.94021 | 10 | 0.38859
13943 | 4.75 | 1 | 365 | 5.4301 | 0.88518 | 6 | 0.31528
11831 | 8.84 | 1 | 365 | 10.1057 | 0.25789 | 10 | 0.3636
14357 | 6 | 1 | 365 | 6.8591 | 0.7497 | 7 | 0.60878
14650 | 6.05 | 1 | 365 | 6.9162 | 0.86428 | 7 | 0.78052
13661 | 6.12 | 1 | 365 | 6.9963 | 0.02469 | 7 | 0.020952
13542 | 12.69 | 1 | 365 | 14.507 | 0.080607 | 14 | 0.58756
9500 | 6.63 | 1 | 365 | 7.5793 | 0.19341 | 7 | 0.7727
14847 | 3.38 | 1 | 365 | 3.8639 | 0.74566 | 4 | 0.60961
14877 | 3.12 | 1 | 365 | 3.5667 | 0.14984 | 3 | 0.71656
16510 | 6.6 | 1 | 365 | 7.545 | 0.12467 | 7 | 0.66965
17914 | 6 | 1 | 365 | 6.8591 | 0.7497 | 7 | 0.60878
18172 | 3.9 | 1 | 365 | 4.4584 | 0.9373 | 5 | 0.3957
18197 | 4.08 | 1 | 365 | 4.6642 | 0.34979 | 5 | 0.013968
17381 | 8.25 | 1 | 365 | 9.4312 | 0.90583 | 10 | 0.33707
18501 | 4.32 | 1 | 365 | 4.9385 | 0.89978 | 5 | 0.83832
18676 | 9.44 | 1 | 365 | 10.7916 | 0.63286 | 11 | 0.42447
18908 | 9.69 | 1 | 365 | 11.0774 | 0.20576 | 11 | 0.28317
18917 | 5.355 | 1 | 365 | 6.1217 | 0.2716 | 6 | 0.39333
19154 | 4.8 | 1 | 365 | 5.4873 | 0.99976 | 6 | 0.48702
16508 | 8.71 | 1 | 365 | 9.9571 | 0.95998 | 10 | 0.91707
19385 | 9 | 1 | 365 | 10.2886 | 0.62454 | 10 | 0.91316
19390 | 5.4 | 1 | 365 | 6.1732 | 0.37473 | 6 | 0.5479
19592 | 2.4 | 1 | 365 | 2.7436 | 0.49988 | 3 | 0.24351
20423 | 3 | 1 | 365 | 3.4295 | 0.87485 | 4 | 0.30439
19482 | 12.75 | 1 | 365 | 14.5755 | 0.2181 | 14 | 0.79365
17909 | 7.42 | 1 | 365 | 8.4824 | 0.0037907 | 8 | 0.48619
16655 | 7.375 | 1 | 365 | 8.431 | 0.90067 | 9 | 0.33162
51528 | 5.88 | 1 | 365 | 6.7219 | 0.4747 | 7 | 0.1966
23701 | 6.9 | 1 | 365 | 7.8879 | 0.81215 | 8 | 0.70009
23915 | 10.455 | 1 | 365 | 11.9519 | 0.95885 | 12 | 0.91079
22560 | 9.8 | 1 | 365 | 11.2032 | 0.45784 | 11 | 0.661
26077 | 4.845 | 1 | 365 | 5.5387 | 0.10288 | 5 | 0.64159
35714 | 6.84 | 1 | 365 | 7.8194 | 0.67465 | 8 | 0.494
11133 | 9.8 | 1 | 365 | 11.2032 | 0.45784 | 11 | 0.661
16140 | 4.08 | 1 | 365 | 4.6642 | 0.34979 | 5 | 0.013968
20447 | 5.61 | 1 | 365 | 6.4132 | 0.85597 | 7 | 0.26921
16105 | 5.47 | 1 | 365 | 6.2532 | 0.53514 | 6 | 0.78833
20779 | 6.72 | 1 | 365 | 7.6822 | 0.39966 | 8 | 0.081829
19728 | 6 | 1 | 365 | 6.8591 | 0.7497 | 7 | 0.60878
17447 | 8.1 | 1 | 365 | 9.2598 | 0.56209 | 9 | 0.82185
20210 | 8.215 | 1 | 365 | 9.3912 | 0.82563 | 10 | 0.21685
20206 | 2.25 | 1 | 365 | 2.5722 | 0.15614 | 2 | 0.72829
20202 | 4 | 1 | 365 | 4.5727 | 0.16646 | 4 | 0.73918
19431 | 4.59 | 1 | 365 | 5.2472 | 0.51852 | 5 | 0.76571
21392 | 3 | 1 | 365 | 3.4295 | 0.87485 | 4 | 0.30439
21694 | 5.98 | 1 | 365 | 6.8362 | 0.70386 | 7 | 0.54008
22275 | 9.156 | 1 | 365 | 10.467 | 0.98204 | 11 | 0.44899
21957 | 5.355 | 1 | 365 | 6.1217 | 0.2716 | 6 | 0.39333
22900 | 3.24 | 1 | 365 | 3.7039 | 0.42484 | 4 | 0.12874
22941 | 7.395 | 1 | 365 | 8.4538 | 0.9465 | 9 | 0.40032
18983 | 4.59 | 1 | 365 | 5.2472 | 0.51852 | 5 | 0.76571
22521 | 6.885 | 1 | 365 | 7.8708 | 0.77778 | 8 | 0.64857
22395 | 10.71 | 1 | 365 | 12.2435 | 0.54321 | 12 | 0.78667
22244 | 7.28 | 1 | 365 | 8.3224 | 0.68296 | 9 | 0.0053149
22461 | 4.95 | 1 | 365 | 5.6587 | 0.3435 | 6 | 0.0022402
22605 | 7.8 | 1 | 365 | 8.9168 | 0.8746 | 9 | 0.79141
23651 | 5.865 | 1 | 365 | 6.7048 | 0.44033 | 7 | 0.14508
22482 | 4.355 | 1 | 365 | 4.9785 | 0.97999 | 5 | 0.95854
20460 | 8.25 | 1 | 365 | 9.4312 | 0.90583 | 10 | 0.33707
22920 | 4.5 | 1 | 365 | 5.1443 | 0.31227 | 5 | 0.45658
23004 | 7.14 | 1 | 365 | 8.1623 | 0.36214 | 8 | 0.52444
23008 | 6.3 | 1 | 365 | 7.202 | 0.43718 | 7 | 0.63921
20891 | 8.32 | 1 | 365 | 9.5113 | 0.066245 | 9 | 0.5775
22790 | 7.96 | 1 | 365 | 9.0997 | 0.24126 | 9 | 0.34098
22811 | 4.47 | 1 | 365 | 5.11 | 0.24352 | 5 | 0.35354
25144 | 12.48 | 1 | 365 | 14.2669 | 0.59937 | 14 | 0.86625
22405 | 45.453 | 1 | 365 | 51.961 | 0.16082 | 52 | 0.12178
26640 | 3 | 1 | 365 | 3.4295 | 0.87485 | 4 | 0.30439
26641 | 3 | 1 | 365 | 3.4295 | 0.87485 | 4 | 0.30439
21121 | 7.395 | 1 | 365 | 8.4538 | 0.9465 | 9 | 0.40032
25854 | 4.48 | 1 | 365 | 5.1214 | 0.26644 | 5 | 0.38789
25664 | 6.36 | 1 | 365 | 7.2706 | 0.57468 | 7 | 0.8453
17716 | 13.515 | 1 | 365 | 15.4501 | 0.97119 | 16 | 0.42127
18826 | 12.75 | 1 | 365 | 14.5755 | 0.2181 | 14 | 0.79365
19168 | 4.08 | 1 | 365 | 4.6642 | 0.34979 | 5 | 0.013968
23060 | 7.905 | 1 | 365 | 9.0368 | 0.11522 | 9 | 0.15206
22074 | 4.14 | 1 | 365 | 4.7328 | 0.48729 | 5 | 0.22006
24702 | 6.76 | 1 | 365 | 7.7279 | 0.49132 | 8 | 0.21922
27049 | 10.08 | 1 | 365 | 11.5233 | 0.099489 | 11 | 0.62274
27063 | 7.055 | 1 | 365 | 8.0651 | 0.16735 | 8 | 0.23249
31052 | 3.3 | 1 | 365 | 3.7725 | 0.56233 | 4 | 0.33483
31897 | 7.98 | 1 | 365 | 9.1226 | 0.2871 | 9 | 0.40967
32790 | 5.865 | 1 | 365 | 6.7048 | 0.44033 | 7 | 0.14508
29303 | 14.28 | 1 | 365 | 16.3246 | 0.72428 | 17 | 0.048887
33924 | 5.232 | 1 | 365 | 5.9811 | 0.98973 | 6 | 0.97085
34774 | 4.56 | 1 | 365 | 5.2129 | 0.44977 | 5 | 0.66267
29957 | 6 | 1 | 365 | 6.8591 | 0.7497 | 7 | 0.60878
32795 | 7.8 | 1 | 365 | 8.9168 | 0.8746 | 9 | 0.79141
33575 | 8.64 | 1 | 365 | 9.8771 | 0.79956 | 10 | 0.67664
35207 | 2.295 | 1 | 365 | 2.6236 | 0.25926 | 2 | 0.88286
37653 | 2.385 | 1 | 365 | 2.7265 | 0.4655 | 3 | 0.19199
35555 | 3.57 | 1 | 365 | 4.0812 | 0.18107 | 4 | 0.26222
35867 | 8.829 | 1 | 365 | 10.0931 | 0.23268 | 10 | 0.32581
36056 | 6 | 1 | 365 | 6.8591 | 0.7497 | 7 | 0.60878
42837 | 7.28 | 1 | 365 | 8.3224 | 0.68296 | 9 | 0.0053149
44217 | 9.18 | 1 | 365 | 10.4944 | 0.037035 | 10 | 0.53143
45089 | 6.12 | 1 | 365 | 6.9963 | 0.02469 | 7 | 0.020952
30917 | 10.2 | 1 | 365 | 11.6604 | 0.37448 | 12 | 0.034919
33077 | 12.04 | 1 | 365 | 13.7639 | 0.59106 | 14 | 0.35494
46907 | 3.35 | 1 | 365 | 3.8297 | 0.67691 | 4 | 0.50657
41594 | 8.04 | 1 | 365 | 9.1912 | 0.42459 | 9 | 0.61576
51857 | 7.8 | 1 | 365 | 8.9168 | 0.8746 | 9 | 0.79141
51396 | 11.96 | 1 | 365 | 13.6724 | 0.40773 | 14 | 0.08016
53246 | 7.935 | 1 | 365 | 9.0711 | 0.18397 | 9 | 0.25511
51091 | 9.62 | 1 | 365 | 10.9974 | 0.045346 | 11 | 0.042738
52865 | 10.2 | 1 | 365 | 11.6604 | 0.37448 | 12 | 0.034919
52981 | 4.68 | 1 | 365 | 5.3501 | 0.72476 | 6 | 0.074845
43081 | 4.59 | 1 | 365 | 5.2472 | 0.51852 | 5 | 0.76571
50713 | 10.4 | 1 | 365 | 11.8891 | 0.83281 | 12 | 0.72188
42407 | 4.42 | 1 | 365 | 5.0529 | 0.12894 | 5 | 0.1818
50803 | 4.08 | 1 | 365 | 4.6642 | 0.34979 | 5 | 0.013968
45994 | 13.26 | 1 | 365 | 15.1586 | 0.38683 | 15 | 0.54539
53520 | 5.32 | 1 | 365 | 6.0817 | 0.1914 | 6 | 0.27311
53616 | 9.88 | 1 | 365 | 11.2946 | 0.64117 | 11 | 0.93578
48570 | 4.5 | 1 | 365 | 5.1443 | 0.31227 | 5 | 0.45658
44792 | 10.395 | 1 | 365 | 11.8834 | 0.82135 | 12 | 0.7047
41417 | 8.1 | 1 | 365 | 9.2598 | 0.56209 | 9 | 0.82185
59435 | 4.68 | 1 | 365 | 5.3501 | 0.72476 | 6 | 0.074845
53006 | 6.5 | 1 | 365 | 7.4307 | 0.8955 | 8 | 0.32617
43145 | 10.92 | 1 | 365 | 12.4835 | 0.024447 | 12 | 0.50797
61729 | 6.76 | 1 | 365 | 7.7279 | 0.49132 | 8 | 0.21922
66416 | 4.32 | 1 | 365 | 4.9385 | 0.89978 | 5 | 0.83832
63576 | 7 | 1 | 365 | 8.0023 | 0.041312 | 8 | 0.043572
59890 | 8.55 | 1 | 365 | 9.7742 | 0.59332 | 10 | 0.36751
16467 | 3.57 | 1 | 365 | 4.0812 | 0.18107 | 4 | 0.26222
16415 | 14.79 | 1 | 365 | 16.9076 | 0.893 | 17 | 0.80063
16983 | 8.8 | 1 | 365 | 10.06 | 0.16622 | 10 | 0.2262
16988 | 6.6 | 1 | 365 | 7.545 | 0.12467 | 7 | 0.66965
17010 | 9.9 | 1 | 365 | 11.3175 | 0.687 | 12 | 0.0044804
18265 | 7.7 | 1 | 365 | 8.8025 | 0.64544 | 9 | 0.44793
18266 | 5.5 | 1 | 365 | 6.2875 | 0.60389 | 6 | 0.89138
17849 | 7.425 | 1 | 365 | 8.4881 | 0.015249 | 8 | 0.50336
17854 | 4.4 | 1 | 365 | 5.03 | 0.08311 | 5 | 0.1131
17811 | 6.24 | 1 | 365 | 7.1334 | 0.29968 | 7 | 0.43313
18069 | 5.46 | 1 | 365 | 6.2418 | 0.51222 | 6 | 0.75399
15424 | 7.56 | 1 | 365 | 8.6424 | 0.32462 | 8 | 0.96706
17137 | 9.075 | 1 | 365 | 10.3744 | 0.79642 | 11 | 0.17077
17173 | 5.98 | 1 | 365 | 6.8362 | 0.70386 | 7 | 0.54008
17442 | 4.16 | 1 | 365 | 4.7556 | 0.53312 | 5 | 0.28875
17875 | 8.25 | 1 | 365 | 9.4312 | 0.90583 | 10 | 0.33707
18454 | 2.04 | 1 | 365 | 2.3321 | 0.6749 | 3 | 0.0069838
19221 | 4.94 | 1 | 365 | 5.6473 | 0.32058 | 5 | 0.96789
19438 | 4.94 | 1 | 365 | 5.6473 | 0.32058 | 5 | 0.96789
19456 | 6.05 | 1 | 365 | 6.9162 | 0.86428 | 7 | 0.78052
20016 | 7.02 | 1 | 365 | 8.0251 | 0.087144 | 8 | 0.11227
20220 | 5.72 | 1 | 365 | 6.539 | 0.10804 | 6 | 0.64703
20330 | 4.68 | 1 | 365 | 5.3501 | 0.72476 | 6 | 0.074845
20433 | 5.2 | 1 | 365 | 5.9445 | 0.9164 | 6 | 0.86094
20441 | 3.12 | 1 | 365 | 3.5667 | 0.14984 | 3 | 0.71656
20452 | 6.76 | 1 | 365 | 7.7279 | 0.49132 | 8 | 0.21922
20459 | 3.3 | 1 | 365 | 3.7725 | 0.56233 | 4 | 0.33483
20506 | 5.2 | 1 | 365 | 5.9445 | 0.9164 | 6 | 0.86094
20483 | 5.225 | 1 | 365 | 5.9731 | 0.97369 | 6 | 0.94681
20545 | 4.675 | 1 | 365 | 5.3444 | 0.7133 | 6 | 0.057671
20716 | 11.18 | 1 | 365 | 12.7808 | 0.62027 | 13 | 0.40102
16525 | 10.2 | 1 | 365 | 11.6604 | 0.37448 | 12 | 0.034919
16665 | 4.95 | 1 | 365 | 5.6587 | 0.3435 | 6 | 0.0022402
17069 | 11.55 | 1 | 365 | 13.2037 | 0.46816 | 13 | 0.67189
17671 | 9.625 | 1 | 365 | 11.0031 | 0.056804 | 11 | 0.059912
20739 | 4.4 | 1 | 365 | 5.03 | 0.08311 | 5 | 0.1131
20822 | 7.975 | 1 | 365 | 9.1169 | 0.27564 | 9 | 0.3925
20745 | 5.98 | 1 | 365 | 6.8362 | 0.70386 | 7 | 0.54008
21209 | 5.775 | 1 | 365 | 6.6019 | 0.23408 | 6 | 0.83595
21248 | 3.85 | 1 | 365 | 4.4012 | 0.82272 | 5 | 0.22396
21274 | 3.85 | 1 | 365 | 4.4012 | 0.82272 | 5 | 0.22396
21283 | 4.675 | 1 | 365 | 5.3444 | 0.7133 | 6 | 0.057671
17924 | 4.125 | 1 | 365 | 4.7156 | 0.45292 | 5 | 0.16853
21516 | 5.2 | 1 | 365 | 5.9445 | 0.9164 | 6 | 0.86094
20574 | 4.5 | 1 | 365 | 5.1443 | 0.31227 | 5 | 0.45658
21243 | 4.4 | 1 | 365 | 5.03 | 0.08311 | 5 | 0.1131
22220 | 8.84 | 1 | 365 | 10.1057 | 0.25789 | 10 | 0.3636
22637 | 3.12 | 1 | 365 | 3.5667 | 0.14984 | 3 | 0.71656
22600 | 6.05 | 1 | 365 | 6.9162 | 0.86428 | 7 | 0.78052
23484 | 7.28 | 1 | 365 | 8.3224 | 0.68296 | 9 | 0.0053149
23527 | 8.25 | 1 | 365 | 9.4312 | 0.90583 | 10 | 0.33707
23554 | 9.9 | 1 | 365 | 11.3175 | 0.687 | 12 | 0.0044804
23557 | 7.7 | 1 | 365 | 8.8025 | 0.64544 | 9 | 0.44793
23617 | 4.16 | 1 | 365 | 4.7556 | 0.53312 | 5 | 0.28875
23476 | 5.61 | 1 | 365 | 6.4132 | 0.85597 | 7 | 0.26921
23149 | 5.46 | 1 | 365 | 6.2418 | 0.51222 | 6 | 0.75399
23188 | 6.05 | 1 | 365 | 6.9162 | 0.86428 | 7 | 0.78052
23779 | 4.505 | 1 | 365 | 5.15 | 0.32373 | 5 | 0.47376
23862 | 4.4 | 1 | 365 | 5.03 | 0.08311 | 5 | 0.1131
20449 | 4.125 | 1 | 365 | 4.7156 | 0.45292 | 5 | 0.16853
24348 | 7.02 | 1 | 365 | 8.0251 | 0.087144 | 8 | 0.11227
23985 | 9.36 | 1 | 365 | 10.7002 | 0.44953 | 11 | 0.14969
23801 | 4.16 | 1 | 365 | 4.7556 | 0.53312 | 5 | 0.28875
25483 | 7.95 | 1 | 365 | 9.0883 | 0.21835 | 9 | 0.30663
25532 | 9.9 | 1 | 365 | 11.3175 | 0.687 | 12 | 0.0044804
25350 | 5.72 | 1 | 365 | 6.539 | 0.10804 | 6 | 0.64703
26060 | 5.2 | 1 | 365 | 5.9445 | 0.9164 | 6 | 0.86094
18978 | 9.63 | 1 | 365 | 11.0088 | 0.068262 | 11 | 0.077085
21877 | 11.44 | 1 | 365 | 13.078 | 0.21609 | 13 | 0.29407
26093 | 5.775 | 1 | 365 | 6.6019 | 0.23408 | 6 | 0.83595
26223 | 6.3 | 1 | 365 | 7.202 | 0.43718 | 7 | 0.63921
26659 | 12 | 1 | 365 | 13.7182 | 0.49939 | 14 | 0.21755
27208 | 4.4 | 1 | 365 | 5.03 | 0.08311 | 5 | 0.1131
27228 | 7.15 | 1 | 365 | 8.1737 | 0.38505 | 8 | 0.55879
27295 | 9.01 | 1 | 365 | 10.3001 | 0.64746 | 10 | 0.94751
27447 | 5.775 | 1 | 365 | 6.6019 | 0.23408 | 6 | 0.83595
27348 | 10.2 | 1 | 365 | 11.6604 | 0.37448 | 12 | 0.034919
27440 | 5.7 | 1 | 365 | 6.5161 | 0.062211 | 6 | 0.57834
27425 | 5.98 | 1 | 365 | 6.8362 | 0.70386 | 7 | 0.54008
27774 | 12.19 | 1 | 365 | 13.9354 | 0.9348 | 14 | 0.87016
25669 | 6.36 | 1 | 365 | 7.2706 | 0.57468 | 7 | 0.8453
24985 | 6.05 | 1 | 365 | 6.9162 | 0.86428 | 7 | 0.78052
25712 | 6.9 | 1 | 365 | 7.8879 | 0.81215 | 8 | 0.70009
25750 | 4.2 | 1 | 365 | 4.8014 | 0.62479 | 5 | 0.42614
25951 | 7.8 | 1 | 365 | 8.9168 | 0.8746 | 9 | 0.79141
25967 | 7.425 | 1 | 365 | 8.4881 | 0.015249 | 8 | 0.50336
26031 | 14.025 | 1 | 365 | 16.0331 | 0.13991 | 16 | 0.17301
26349 | 12.19 | 1 | 365 | 13.9354 | 0.9348 | 14 | 0.87016
26368 | 4.505 | 1 | 365 | 5.15 | 0.32373 | 5 | 0.47376
26424 | 9.62 | 1 | 365 | 10.9974 | 0.045346 | 11 | 0.042738
26796 | 6.325 | 1 | 365 | 7.2306 | 0.49447 | 7 | 0.72508
27609 | 6.325 | 1 | 365 | 7.2306 | 0.49447 | 7 | 0.72508
23724 | 5.225 | 1 | 365 | 5.9731 | 0.97369 | 6 | 0.94681
28110 | 5.775 | 1 | 365 | 6.6019 | 0.23408 | 6 | 0.83595
28118 | 5.1 | 1 | 365 | 5.8302 | 0.68724 | 6 | 0.51746
28151 | 9 | 1 | 365 | 10.2886 | 0.62454 | 10 | 0.91316
28655 | 9.6 | 1 | 365 | 10.9745 | 0.99951 | 11 | 0.97404
29102 | 10.07 | 1 | 365 | 11.5118 | 0.076573 | 11 | 0.5884
26795 | 11.44 | 1 | 365 | 13.078 | 0.21609 | 13 | 0.29407
29334 | 7.425 | 1 | 365 | 8.4881 | 0.015249 | 8 | 0.50336
29309 | 7.8 | 1 | 365 | 8.9168 | 0.8746 | 9 | 0.79141
30131 | 5.72 | 1 | 365 | 6.539 | 0.10804 | 6 | 0.64703
31184 | 6 | 1 | 365 | 6.8591 | 0.7497 | 7 | 0.60878
31296 | 8.745 | 1 | 365 | 9.9971 | 0.040182 | 10 | 0.037291
31896 | 6 | 1 | 365 | 6.8591 | 0.7497 | 7 | 0.60878
31926 | 6 | 1 | 365 | 6.8591 | 0.7497 | 7 | 0.60878
33515 | 6.5 | 1 | 365 | 7.4307 | 0.8955 | 8 | 0.32617
33758 | 5.035 | 1 | 365 | 5.7559 | 0.53829 | 6 | 0.2942
33935 | 5.3 | 1 | 365 | 6.0589 | 0.14556 | 6 | 0.20442
33944 | 5.035 | 1 | 365 | 5.7559 | 0.53829 | 6 | 0.2942
34011 | 20.625 | 1 | 365 | 23.5781 | 0.26458 | 23 | 0.84267
34257 | 2.7 | 1 | 365 | 3.0866 | 0.18736 | 3 | 0.27395
34276 | 4.8 | 1 | 365 | 5.4873 | 0.99976 | 6 | 0.48702
34145 | 7.15 | 1 | 365 | 8.1737 | 0.38505 | 8 | 0.55879
34342 | 4.16 | 1 | 365 | 4.7556 | 0.53312 | 5 | 0.28875
34351 | 10.6 | 1 | 365 | 12.1177 | 0.29113 | 12 | 0.40884
34350 | 8.25 | 1 | 365 | 9.4312 | 0.90583 | 10 | 0.33707
34288 | 5.3 | 1 | 365 | 6.0589 | 0.14556 | 6 | 0.20442
34559 | 15.6 | 1 | 365 | 17.8336 | 0.74921 | 18 | 0.58282
34617 | 2.7 | 1 | 365 | 3.0866 | 0.18736 | 3 | 0.27395
34610 | 3.575 | 1 | 365 | 4.0869 | 0.19253 | 4 | 0.2794
33756 | 7.8 | 1 | 365 | 8.9168 | 0.8746 | 9 | 0.79141
34064 | 6.6 | 1 | 365 | 7.545 | 0.12467 | 7 | 0.66965
34081 | 6.9 | 1 | 365 | 7.8879 | 0.81215 | 8 | 0.70009
33809 | 22 | 1 | 365 | 25.15 | 0.41555 | 25 | 0.56551
33760 | 13 | 1 | 365 | 14.8613 | 0.79101 | 15 | 0.65235
33751 | 8.4 | 1 | 365 | 9.6027 | 0.24957 | 9 | 0.85229
34941 | 4.4 | 1 | 365 | 5.03 | 0.08311 | 5 | 0.1131
33641 | 10.92 | 1 | 365 | 12.4835 | 0.024447 | 12 | 0.50797
33631 | 8.58 | 1 | 365 | 9.8085 | 0.66207 | 10 | 0.47055
33646 | 6.3 | 1 | 365 | 7.202 | 0.43718 | 7 | 0.63921
33610 | 8.32 | 1 | 365 | 9.5113 | 0.066245 | 9 | 0.5775
33554 | 10.07 | 1 | 365 | 11.5118 | 0.076573 | 11 | 0.5884
33501 | 2.75 | 1 | 365 | 3.1437 | 0.30194 | 3 | 0.44569
34936 | 9.1 | 1 | 365 | 10.4029 | 0.85371 | 11 | 0.25664
34995 | 4.8 | 1 | 365 | 5.4873 | 0.99976 | 6 | 0.48702
33750 | 3.975 | 1 | 365 | 4.5441 | 0.10917 | 4 | 0.65331
34069 | 12 | 1 | 365 | 13.7182 | 0.49939 | 14 | 0.21755
35340 | 14.7 | 1 | 365 | 16.8047 | 0.68676 | 17 | 0.4915
36902 | 7.2 | 1 | 365 | 8.2309 | 0.49964 | 8 | 0.73053
36823 | 4.24 | 1 | 365 | 4.8471 | 0.71645 | 5 | 0.56354
37160 | 4.5 | 1 | 365 | 5.1443 | 0.31227 | 5 | 0.45658
37138 | 5.98 | 1 | 365 | 6.8362 | 0.70386 | 7 | 0.54008
37239 | 5.1 | 1 | 365 | 5.8302 | 0.68724 | 6 | 0.51746
37433 | 8.4 | 1 | 365 | 9.6027 | 0.24957 | 9 | 0.85229
36851 | 4.95 | 1 | 365 | 5.6587 | 0.3435 | 6 | 0.0022402
35462 | 8.48 | 1 | 365 | 9.6942 | 0.4329 | 10 | 0.12707
35576 | 5.4 | 1 | 365 | 6.1732 | 0.37473 | 6 | 0.5479
33794 | 10.175 | 1 | 365 | 11.6319 | 0.31719 | 11 | 0.94905
35905 | 9.9 | 1 | 365 | 11.3175 | 0.687 | 12 | 0.0044804
35911 | 12.1 | 1 | 365 | 13.8325 | 0.72855 | 14 | 0.56103
36749 | 6.63 | 1 | 365 | 7.5793 | 0.19341 | 7 | 0.7727
35936 | 7.5 | 1 | 365 | 8.5739 | 0.18712 | 8 | 0.76097
34652 | 4.5 | 1 | 365 | 5.1443 | 0.31227 | 5 | 0.45658
36582 | 8.8 | 1 | 365 | 10.06 | 0.16622 | 10 | 0.2262
36743 | 5.4 | 1 | 365 | 6.1732 | 0.37473 | 6 | 0.5479
37058 | 4.4 | 1 | 365 | 5.03 | 0.08311 | 5 | 0.1131
29432 | 3.575 | 1 | 365 | 4.0869 | 0.19253 | 4 | 0.2794
34556 | 11.4 | 1 | 365 | 13.0323 | 0.12442 | 13 | 0.15667
34589 | 8.525 | 1 | 365 | 9.7456 | 0.53603 | 10 | 0.28164
34705 | 11 | 1 | 365 | 12.575 | 0.20778 | 12 | 0.78276
34703 | 7.2 | 1 | 365 | 8.2309 | 0.49964 | 8 | 0.73053
19454 | 5.2 | 1 | 365 | 5.9445 | 0.9164 | 6 | 0.86094
25681 | 12.19 | 1 | 365 | 13.9354 | 0.9348 | 14 | 0.87016
35474 | 7.2 | 1 | 365 | 8.2309 | 0.49964 | 8 | 0.73053
35571 | 7.5 | 1 | 365 | 8.5739 | 0.18712 | 8 | 0.76097
35914 | 4.24 | 1 | 365 | 4.8471 | 0.71645 | 5 | 0.56354
36919 | 6.3 | 1 | 365 | 7.202 | 0.43718 | 7 | 0.63921
36914 | 9.54 | 1 | 365 | 10.9059 | 0.86202 | 11 | 0.76795
36932 | 6.9 | 1 | 365 | 7.8879 | 0.81215 | 8 | 0.70009
36680 | 9.36 | 1 | 365 | 10.7002 | 0.44953 | 11 | 0.14969
36709 | 8.745 | 1 | 365 | 9.9971 | 0.040182 | 10 | 0.037291
36908 | 6.3 | 1 | 365 | 7.202 | 0.43718 | 7 | 0.63921
36581 | 6.6 | 1 | 365 | 7.545 | 0.12467 | 7 | 0.66965
37554 | 5.4 | 1 | 365 | 6.1732 | 0.37473 | 6 | 0.5479
37570 | 7.95 | 1 | 365 | 9.0883 | 0.21835 | 9 | 0.30663
38090 | 9 | 1 | 365 | 10.2886 | 0.62454 | 10 | 0.91316
35036 | 4.5 | 1 | 365 | 5.1443 | 0.31227 | 5 | 0.45658
41078 | 16.165 | 1 | 365 | 18.4795 | 0.043973 | 18 | 0.52348
37197 | 4.8 | 1 | 365 | 5.4873 | 0.99976 | 6 | 0.48702
41284 | 7.7 | 1 | 365 | 8.8025 | 0.64544 | 9 | 0.44793
41430 | 7.15 | 1 | 365 | 8.1737 | 0.38505 | 8 | 0.55879
41901 | 3.975 | 1 | 365 | 4.5441 | 0.10917 | 4 | 0.65331
43428 | 12.72 | 1 | 365 | 14.5412 | 0.14936 | 14 | 0.69061
43478 | 6.6 | 1 | 365 | 7.545 | 0.12467 | 7 | 0.66965
44317 | 5.5 | 1 | 365 | 6.2875 | 0.60389 | 6 | 0.89138
45353 | 5.3 | 1 | 365 | 6.0589 | 0.14556 | 6 | 0.20442
37655 | 4.8 | 1 | 365 | 5.4873 | 0.99976 | 6 | 0.48702
43859 | 7.2 | 1 | 365 | 8.2309 | 0.49964 | 8 | 0.73053
41099 | 9.62 | 1 | 365 | 10.9974 | 0.045346 | 11 | 0.042738
40649 | 9.6 | 1 | 365 | 10.9745 | 0.99951 | 11 | 0.97404
41175 | 3.9 | 1 | 365 | 4.4584 | 0.9373 | 5 | 0.3957
41251 | 6.3 | 1 | 365 | 7.202 | 0.43718 | 7 | 0.63921
45273 | 8.1 | 1 | 365 | 9.2598 | 0.56209 | 9 | 0.82185
43268 | 6.6 | 1 | 365 | 7.545 | 0.12467 | 7 | 0.66965
43388 | 6 | 1 | 365 | 6.8591 | 0.7497 | 7 | 0.60878
41191 | 20.4 | 1 | 365 | 23.3209 | 0.74897 | 24 | 0.069838
42074 | 7.685 | 1 | 365 | 8.7853 | 0.61107 | 9 | 0.39641
38366 | 8.1 | 1 | 365 | 9.2598 | 0.56209 | 9 | 0.82185
43391 | 5.035 | 1 | 365 | 5.7559 | 0.53829 | 6 | 0.2942
55327 | 4.8 | 1 | 365 | 5.4873 | 0.99976 | 6 | 0.48702
44118 | 5.1 | 1 | 365 | 5.8302 | 0.68724 | 6 | 0.51746
39119 | 6.095 | 1 | 365 | 6.9677 | 0.9674 | 7 | 0.93508
44013 | 16.43 | 1 | 365 | 18.7824 | 0.65125 | 19 | 0.4337
55539 | 5.83 | 1 | 365 | 6.6647 | 0.36012 | 7 | 0.024861
54411 | 6 | 1 | 365 | 6.8591 | 0.7497 | 7 | 0.60878
43398 | 8.4 | 1 | 365 | 9.6027 | 0.24957 | 9 | 0.85229
52667 | 5.565 | 1 | 365 | 6.3618 | 0.75284 | 7 | 0.11464
41280 | 3.18 | 1 | 365 | 3.6353 | 0.28734 | 3 | 0.92265
60554 | 8.4 | 1 | 365 | 9.6027 | 0.24957 | 9 | 0.85229
55166 | 11.925 | 1 | 365 | 13.6324 | 0.32752 | 13 | 0.95994
47409 | 9.01 | 1 | 365 | 10.3001 | 0.64746 | 10 | 0.94751
43384 | 8.25 | 1 | 365 | 9.4312 | 0.90583 | 10 | 0.33707
63403 | 12.9 | 1 | 365 | 14.747 | 0.56185 | 15 | 0.30887
74460 | 6.08 | 0.8 | 365 | 5.5604 | 0.14642 | 5 | 0.70685
75113 | 3.92 | 0.8 | 365 | 3.585 | 0.18651 | 3 | 0.77152
75462 | 4.69 | 0.8 | 365 | 4.2892 | 0.59814 | 4 | 0.88735
76125 | 12.47 | 0.8 | 365 | 11.4044 | 0.86116 | 12 | 0.26552
76356 | 10.23 | 0.8 | 365 | 9.3558 | 0.75459 | 10 | 0.11037
76359 | 8.04 | 0.8 | 365 | 7.3529 | 0.73967 | 8 | 0.092608
77031 | 7.37 | 0.8 | 365 | 6.7402 | 0.51137 | 7 | 0.25156
77224 | 8.25 | 0.8 | 365 | 7.545 | 0.12467 | 7 | 0.66965
77098 | 10.075 | 0.8 | 365 | 9.214 | 0.47042 | 9 | 0.68446
78301 | 8.58 | 0.8 | 365 | 7.8468 | 0.72965 | 8 | 0.57644
78274 | 4.8 | 0.8 | 365 | 4.3898 | 0.79981 | 5 | 0.18962
78428 | 5.525 | 0.8 | 365 | 5.0529 | 0.12894 | 5 | 0.1818
78466 | 7.5 | 0.8 | 365 | 6.8591 | 0.7497 | 7 | 0.60878
78501 | 6.6 | 0.8 | 365 | 6.036 | 0.099732 | 6 | 0.13572
78425 | 13.065 | 0.8 | 365 | 11.9485 | 0.95197 | 12 | 0.90049
78728 | 7.475 | 0.8 | 365 | 6.8362 | 0.70386 | 7 | 0.54008
78876 | 5.6 | 0.8 | 365 | 5.1214 | 0.26644 | 5 | 0.38789
79025 | 7.26 | 0.8 | 365 | 6.6396 | 0.30971 | 6 | 0.9493
78755 | 7.26 | 0.8 | 365 | 6.6396 | 0.30971 | 6 | 0.9493
79098 | 8.96 | 0.8 | 365 | 8.1943 | 0.4263 | 8 | 0.62062
78890 | 12.73 | 0.8 | 365 | 11.6421 | 0.33782 | 11 | 0.97996
79289 | 7.92 | 0.8 | 365 | 7.2432 | 0.51968 | 7 | 0.76287
79297 | 5.94 | 0.8 | 365 | 5.4324 | 0.88976 | 6 | 0.32215
79494 | 13.505 | 0.8 | 365 | 12.3509 | 0.75862 | 13 | 0.10954
79456 | 5.475 | 0.8 | 365 | 5.0071 | 0.037278 | 5 | 0.044406
79877 | 5.94 | 0.8 | 365 | 5.4324 | 0.88976 | 6 | 0.32215
80263 | 4.8 | 0.8 | 365 | 4.3898 | 0.79981 | 5 | 0.18962
80338 | 5.76 | 0.8 | 365 | 5.2678 | 0.55977 | 5 | 0.82754
80241 | 3.795 | 0.8 | 365 | 3.4707 | 0.95735 | 4 | 0.42804
80669 | 5.61 | 0.8 | 365 | 5.1306 | 0.28477 | 5 | 0.41536
80934 | 12.395 | 0.8 | 365 | 11.3358 | 0.72366 | 12 | 0.059437
80937 | 7.81 | 0.8 | 365 | 7.1426 | 0.31802 | 7 | 0.46061
80792 | 6.83 | 0.8 | 365 | 6.2463 | 0.52139 | 6 | 0.76773
81172 | 6.7 | 0.8 | 365 | 6.1274 | 0.28306 | 6 | 0.41051
81325 | 3.92 | 0.8 | 365 | 3.585 | 0.18651 | 3 | 0.77152
81541 | 10.385 | 0.8 | 365 | 9.4975 | 0.038746 | 9 | 0.53629
81136 | 8.91 | 0.8 | 365 | 8.1486 | 0.33464 | 8 | 0.48323
82217 | 3.63 | 0.8 | 365 | 3.3198 | 0.65485 | 3 | 0.97465
81611 | 9.72 | 0.8 | 365 | 8.8894 | 0.81961 | 9 | 0.70897
82117 | 7.75 | 0.8 | 365 | 7.0877 | 0.20802 | 7 | 0.29574
82195 | 14.85 | 0.8 | 365 | 13.581 | 0.2244 | 13 | 0.80538
82509 | 5.67 | 0.8 | 365 | 5.1855 | 0.39477 | 5 | 0.58023
82503 | 8.4 | 0.8 | 365 | 7.6822 | 0.39966 | 8 | 0.081829
82502 | 5.1 | 0.8 | 365 | 4.6642 | 0.34979 | 5 | 0.013968
82485 | 8.4 | 0.8 | 365 | 7.6822 | 0.39966 | 8 | 0.081829
82420 | 13.4 | 0.8 | 365 | 12.2549 | 0.56612 | 12 | 0.82101
82402 | 16.2 | 0.8 | 365 | 14.8156 | 0.69934 | 15 | 0.51496
82937 | 8.4 | 0.8 | 365 | 7.6822 | 0.39966 | 8 | 0.081829
83406 | 6.44 | 0.8 | 365 | 5.8897 | 0.80641 | 6 | 0.69607
83933 | 4.355 | 0.8 | 365 | 3.9828 | 0.98399 | 4 | 0.96683
83990 | 4.38 | 0.8 | 365 | 4.0057 | 0.029822 | 4 | 0.035525
84160 | 8.375 | 0.8 | 365 | 7.6593 | 0.35383 | 8 | 0.013133
84257 | 5.61 | 0.8 | 365 | 5.1306 | 0.28477 | 5 | 0.41536
84758 | 2.52 | 0.8 | 365 | 2.3047 | 0.6199 | 2 | 0.92455
87351 | 10.2 | 0.8 | 365 | 9.3283 | 0.69959 | 10 | 0.027935
88193 | 8.395 | 0.8 | 365 | 7.6776 | 0.39049 | 8 | 0.06809
58831 | 18 | 1 | 365 | 20.5772 | 0.48263 | 21 | 0.059872
1020 | 4.8 | 1 | 365 | 5.4873 | 0.99976 | 6 | 0.48702
77307 | 1408.96 | 0.65 | 365 | 1046.9517 | 0.53464 | 1047 | 0.48632
88025 | 352.8 | 0.55 | 365 | 221.8226 | 0.19997 | 222 | 0.022616
87534 | 296 | 0.55 | 365 | 186.1097 | 0.08841 | 186 | 0.19811
81589 | 1077.48 | 0.55 | 365 | 677.4645 | 0.97438 | 678 | 0.43886
88745 | 218.28 | 0.65 | 365 | 162.1967 | 0.88215 | 163 | 0.078813
82341 | 1050.92 | 0.65 | 365 | 780.904 | 0.41537 | 781 | 0.31934
35489 | 408.24 | 0.9 | 365 | 420.0226 | 0.26298 | 420 | 0.28561
91083 | 120.6 | 0.55 | 365 | 75.8271 | 0.78264 | 76 | 0.60977
87459 | 652.8 | 0.65 | 365 | 485.0741 | 0.85948 | 485 | 0.93362
60023 | 994.95 | 0.7 | 365 | 796.1849 | 0.71775 | 796 | 0.90261
90417 | 244.8 | 0.55 | 365 | 153.9178 | 0.42447 | 154 | 0.34222
88717 | 95.63 | 0.55 | 365 | 60.1273 | 0.9272 | 61 | 0.054469
85947 | 2504.25 | 0.65 | 365 | 1860.8255 | 0.8624 | 1861 | 0.68793
70022 | 1982.76 | 0.65 | 365 | 1473.3235 | 0.13824 | 1473 | 0.46176
42983 | 6.27 | 1 | 365 | 7.1677 | 0.36843 | 7 | 0.53617
1167 | 8.04 | 1 | 365 | 9.1912 | 0.42459 | 9 | 0.61576
6047 | 6.12 | 1 | 365 | 6.9963 | 0.02469 | 7 | 0.020952
888 | 11.76 | 1 | 365 | 13.4438 | 0.9494 | 14 | 0.3932
1477 | 9.075 | 1 | 365 | 10.3744 | 0.79642 | 11 | 0.17077
4263 | 8 | 1 | 365 | 9.1454 | 0.33293 | 9 | 0.47837
6417 | 11.985 | 1 | 365 | 13.701 | 0.46502 | 14 | 0.16603
358 | 8.04 | 1 | 365 | 9.1912 | 0.42459 | 9 | 0.61576
332 | 4.905 | 1 | 365 | 5.6073 | 0.24038 | 5 | 0.84767
561 | 7.95 | 1 | 365 | 9.0883 | 0.21835 | 9 | 0.30663
307 | 325 | 0.9 | 365 | 334.3802 | 0.29768 | 334 | 0.67783
736 | 10 | 1 | 365 | 11.4318 | 0.91616 | 12 | 0.34796
1514 | 7.5 | 1 | 365 | 8.5739 | 0.18712 | 8 | 0.76097
16666 | 4.08 | 1 | 365 | 4.6642 | 0.34979 | 5 | 0.013968
13711 | 10.71 | 1 | 365 | 12.2435 | 0.54321 | 12 | 0.78667
2118 | 6.5 | 1 | 365 | 7.4307 | 0.8955 | 8 | 0.32617
2330 | 7.95 | 1 | 365 | 9.0883 | 0.21835 | 9 | 0.30663
4907 | 6 | 1 | 365 | 6.8591 | 0.7497 | 7 | 0.60878
2438 | 5.5 | 1 | 365 | 6.2875 | 0.60389 | 6 | 0.89138
2656 | 7.84 | 1 | 365 | 8.9625 | 0.96627 | 9 | 0.9288
4056 | 3.25 | 1 | 365 | 3.7153 | 0.44775 | 4 | 0.16309
2551 | 2.5 | 1 | 365 | 2.858 | 0.72904 | 3 | 0.58699
6624 | 7.29 | 1 | 365 | 8.3338 | 0.70588 | 9 | 0.039663
1120 | 6.75 | 1 | 365 | 7.7165 | 0.46841 | 8 | 0.18487
2543 | 5.75 | 1 | 365 | 6.5733 | 0.17679 | 6 | 0.75008
23531 | 7.5 | 1 | 365 | 8.5739 | 0.18712 | 8 | 0.76097
3616 | 9.25 | 1 | 365 | 10.5744 | 0.19745 | 10 | 0.77186
2977 | 4.13 | 1 | 365 | 4.7213 | 0.46437 | 5 | 0.18571
2812 | 2 | 1 | 365 | 2.2864 | 0.58323 | 2 | 0.86959
7859 | 11 | 1 | 365 | 12.575 | 0.20778 | 12 | 0.78276
236 | 136.29 | 0.9 | 365 | 140.2236 | 0.09191 | 140 | 0.31551
129 | 141.12 | 0.9 | 365 | 145.193 | 0.053565 | 145 | 0.24657
258 | 57 | 0.9 | 365 | 58.6451 | 0.5599 | 59 | 0.20503
229 | 504.45 | 0.9 | 365 | 519.0094 | 0.40512 | 519 | 0.41456
213 | 310 | 0.9 | 365 | 318.9472 | 0.36086 | 319 | 0.30808
40 | 570.35 | 0.9 | 365 | 586.8114 | 0.32087 | 587 | 0.13231
264 | 39 | 1 | 365 | 44.584 | 0.37302 | 44 | 0.95704
273 | 87.61 | 0.9 | 365 | 90.1386 | 0.69163 | 90 | 0.83023
54 | 323.4 | 0.9 | 365 | 332.734 | 0.99775 | 333 | 0.73172
334 | 5.94 | 1 | 365 | 6.7905 | 0.6122 | 7 | 0.40269
849 | 259.6 | 0.9 | 365 | 267.0926 | 0.41316 | 267 | 0.50574
246 | 97.5 | 0.9 | 365 | 100.314 | 0.089304 | 100 | 0.40335
2184 | 8 | 1 | 365 | 9.1454 | 0.33293 | 9 | 0.47837
2557 | 7.65 | 1 | 365 | 8.7453 | 0.53086 | 9 | 0.27619
3663 | 5 | 1 | 365 | 5.7159 | 0.45808 | 6 | 0.17398
165 | 256 | 0.9 | 365 | 263.3887 | 0.98833 | 264 | 0.377
166 | 186 | 0.9 | 365 | 191.3683 | 0.61652 | 191 | 0.98485
278 | 600 | 0.9 | 365 | 617.3172 | 0.47264 | 617 | 0.78984
897 | 98.28 | 0.9 | 365 | 101.1166 | 0.69802 | 101 | 0.81458
799 | 1020.24 | 0.9 | 365 | 1049.6862 | 0.19848 | 1049 | 0.88464
147 | 5 | 1 | 365 | 5.7159 | 0.45808 | 6 | 0.17398
148 | 2.5 | 1 | 365 | 2.858 | 0.72904 | 3 | 0.58699
149 | 5.75 | 1 | 365 | 6.5733 | 0.17679 | 6 | 0.75008
161 | 4.5 | 1 | 365 | 5.1443 | 0.31227 | 5 | 0.45658
150 | 16.75 | 1 | 365 | 19.1483 | 0.38457 | 19 | 0.53283
412 | 7.65 | 1 | 365 | 8.7453 | 0.53086 | 9 | 0.27619
356 | 11.118 | 1 | 365 | 12.7099 | 0.47819 | 13 | 0.18806
481 | 6.5 | 1 | 365 | 7.4307 | 0.8955 | 8 | 0.32617
480 | 9.01 | 1 | 365 | 10.3001 | 0.64746 | 10 | 0.94751
479 | 6.5 | 1 | 365 | 7.4307 | 0.8955 | 8 | 0.32617
478 | 9.5 | 1 | 365 | 10.8602 | 0.77035 | 11 | 0.63056
477 | 4 | 1 | 365 | 4.5727 | 0.16646 | 4 | 0.73918
476 | 4.5 | 1 | 365 | 5.1443 | 0.31227 | 5 | 0.45658
475 | 11.75 | 1 | 365 | 13.4324 | 0.92649 | 14 | 0.35885
474 | 4.25 | 1 | 365 | 4.8585 | 0.73937 | 5 | 0.59788
473 | 9 | 1 | 365 | 10.2886 | 0.62454 | 10 | 0.91316
472 | 3.71 | 1 | 365 | 4.2412 | 0.5019 | 4 | 0.74309
471 | 7 | 1 | 365 | 8.0023 | 0.041312 | 8 | 0.043572
469 | 6.75 | 1 | 365 | 7.7165 | 0.46841 | 8 | 0.18487
468 | 5.75 | 1 | 365 | 6.5733 | 0.17679 | 6 | 0.75008
467 | 7.5 | 1 | 365 | 8.5739 | 0.18712 | 8 | 0.76097
462 | 4.25 | 1 | 365 | 4.8585 | 0.73937 | 5 | 0.59788
453 | 6 | 1 | 365 | 6.8591 | 0.7497 | 7 | 0.60878
452 | 5.5 | 1 | 365 | 6.2875 | 0.60389 | 6 | 0.89138
450 | 8.75 | 1 | 365 | 10.0028 | 0.05164 | 10 | 0.054465
451 | 4 | 1 | 365 | 4.5727 | 0.16646 | 4 | 0.73918
449 | 10.5 | 1 | 365 | 12.0034 | 0.061968 | 12 | 0.065358
448 | 4.5 | 1 | 365 | 5.1443 | 0.31227 | 5 | 0.45658
447 | 5.75 | 1 | 365 | 6.5733 | 0.17679 | 6 | 0.75008
444 | 5 | 1 | 365 | 5.7159 | 0.45808 | 6 | 0.17398
443 | 7.25 | 1 | 365 | 8.2881 | 0.61422 | 8 | 0.90227
442 | 7.25 | 1 | 365 | 8.2881 | 0.61422 | 8 | 0.90227
312 | 6.5 | 1 | 365 | 7.4307 | 0.8955 | 8 | 0.32617
406 | 12.985 | 1 | 365 | 14.8442 | 0.75663 | 15 | 0.60083
438 | 2.5 | 1 | 365 | 2.858 | 0.72904 | 3 | 0.58699
415 | 15.3 | 1 | 365 | 17.4907 | 0.061725 | 17 | 0.55238
416 | 12.24 | 1 | 365 | 13.9925 | 0.04938 | 14 | 0.041903
441 | 2.5 | 1 | 365 | 2.858 | 0.72904 | 3 | 0.58699
501 | 4.5 | 1 | 365 | 5.1443 | 0.31227 | 5 | 0.45658
503 | 6.75 | 1 | 365 | 7.7165 | 0.46841 | 8 | 0.18487
504 | 14.25 | 1 | 365 | 16.2903 | 0.65553 | 16 | 0.94584
505 | 3.5 | 1 | 365 | 4.0011 | 0.020656 | 4 | 0.021786
506 | 5.25 | 1 | 365 | 6.0017 | 0.030984 | 6 | 0.032679
507 | 5.5 | 1 | 365 | 6.2875 | 0.60389 | 6 | 0.89138
335 | 5.865 | 1 | 365 | 6.7048 | 0.44033 | 7 | 0.14508
202 | 87.61 | 0.9 | 365 | 90.1386 | 0.69163 | 90 | 0.83023
508 | 7 | 1 | 365 | 8.0023 | 0.041312 | 8 | 0.043572
509 | 5 | 1 | 365 | 5.7159 | 0.45808 | 6 | 0.17398
510 | 7 | 1 | 365 | 8.0023 | 0.041312 | 8 | 0.043572
511 | 9.5 | 1 | 365 | 10.8602 | 0.77035 | 11 | 0.63056
512 | 7 | 1 | 365 | 8.0023 | 0.041312 | 8 | 0.043572
513 | 5.83 | 1 | 365 | 6.6647 | 0.36012 | 7 | 0.024861
515 | 6.25 | 1 | 365 | 7.1449 | 0.3226 | 7 | 0.46747
516 | 11.5 | 1 | 365 | 13.1466 | 0.35358 | 13 | 0.50015
535 | 3.75 | 1 | 365 | 4.2869 | 0.59356 | 4 | 0.88049
537 | 10.25 | 1 | 365 | 11.7176 | 0.48906 | 12 | 0.20666
538 | 3.75 | 1 | 365 | 4.2869 | 0.59356 | 4 | 0.88049
539 | 6.5 | 1 | 365 | 7.4307 | 0.8955 | 8 | 0.32617
540 | 7 | 1 | 365 | 8.0023 | 0.041312 | 8 | 0.043572
541 | 13 | 1 | 365 | 14.8613 | 0.79101 | 15 | 0.65235
542 | 11.13 | 1 | 365 | 12.7236 | 0.50569 | 13 | 0.22928
543 | 5.75 | 1 | 365 | 6.5733 | 0.17679 | 6 | 0.75008
544 | 5.75 | 1 | 365 | 6.5733 | 0.17679 | 6 | 0.75008
547 | 9.36 | 1 | 365 | 10.7002 | 0.44953 | 11 | 0.14969
4651 | 9.25 | 1 | 365 | 10.5744 | 0.19745 | 10 | 0.77186
6756 | 10 | 1 | 365 | 11.4318 | 0.91616 | 12 | 0.34796
374 | 4.68 | 1 | 365 | 5.3501 | 0.72476 | 6 | 0.074845
146 | 4.9 | 1 | 365 | 5.6016 | 0.22892 | 5 | 0.8305
605 | 5 | 1 | 365 | 5.7159 | 0.45808 | 6 | 0.17398
169 | 6.5 | 1 | 365 | 7.4307 | 0.8955 | 8 | 0.32617
626 | 6.25 | 1 | 365 | 7.1449 | 0.3226 | 7 | 0.46747
627 | 3.25 | 1 | 365 | 3.7153 | 0.44775 | 4 | 0.16309
306 | 6.5 | 1 | 365 | 7.4307 | 0.8955 | 8 | 0.32617
630 | 6.5 | 1 | 365 | 7.4307 | 0.8955 | 8 | 0.32617
631 | 12.25 | 1 | 365 | 14.004 | 0.072296 | 14 | 0.076251
633 | 7.84 | 1 | 365 | 8.9625 | 0.96627 | 9 | 0.9288
634 | 3.25 | 1 | 365 | 3.7153 | 0.44775 | 4 | 0.16309
635 | 6 | 1 | 365 | 6.8591 | 0.7497 | 7 | 0.60878
545 | 2.5 | 1 | 365 | 2.858 | 0.72904 | 3 | 0.58699
636 | 15.75 | 1 | 365 | 18.0051 | 0.092952 | 18 | 0.098037
637 | 5 | 1 | 365 | 5.7159 | 0.45808 | 6 | 0.17398
640 | 7 | 1 | 365 | 8.0023 | 0.041312 | 8 | 0.043572
641 | 5.75 | 1 | 365 | 6.5733 | 0.17679 | 6 | 0.75008
643 | 9 | 1 | 365 | 10.2886 | 0.62454 | 10 | 0.91316
644 | 4.25 | 1 | 365 | 4.8585 | 0.73937 | 5 | 0.59788
648 | 8 | 1 | 365 | 9.1454 | 0.33293 | 9 | 0.47837
649 | 7.75 | 1 | 365 | 8.8596 | 0.76002 | 9 | 0.61967
654 | 5.25 | 1 | 365 | 6.0017 | 0.030984 | 6 | 0.032679
658 | 6.75 | 1 | 365 | 7.7165 | 0.46841 | 8 | 0.18487
659 | 15.75 | 1 | 365 | 18.0051 | 0.092952 | 18 | 0.098037
660 | 9.8 | 1 | 365 | 11.2032 | 0.45784 | 11 | 0.661
661 | 9 | 1 | 365 | 10.2886 | 0.62454 | 10 | 0.91316
664 | 5.75 | 1 | 365 | 6.5733 | 0.17679 | 6 | 0.75008
670 | 9 | 1 | 365 | 10.2886 | 0.62454 | 10 | 0.91316
671 | 10 | 1 | 365 | 11.4318 | 0.91616 | 12 | 0.34796
682 | 5.25 | 1 | 365 | 6.0017 | 0.030984 | 6 | 0.032679
692 | 6.75 | 1 | 365 | 7.7165 | 0.46841 | 8 | 0.18487
694 | 12.5 | 1 | 365 | 14.2897 | 0.6452 | 14 | 0.93495
457 | 9.156 | 1 | 365 | 10.467 | 0.98204 | 11 | 0.44899
701 | 4.75 | 1 | 365 | 5.4301 | 0.88518 | 6 | 0.31528
716 | 4.5 | 1 | 365 | 5.1443 | 0.31227 | 5 | 0.45658
717 | 6.5 | 1 | 365 | 7.4307 | 0.8955 | 8 | 0.32617
719 | 9.5 | 1 | 365 | 10.8602 | 0.77035 | 11 | 0.63056
720 | 3 | 1 | 365 | 3.4295 | 0.87485 | 4 | 0.30439
725 | 9 | 1 | 365 | 10.2886 | 0.62454 | 10 | 0.91316
726 | 6 | 1 | 365 | 6.8591 | 0.7497 | 7 | 0.60878
728 | 6.125 | 1 | 365 | 7.002 | 0.036148 | 7 | 0.038126
729 | 11.75 | 1 | 365 | 13.4324 | 0.92649 | 14 | 0.35885
730 | 3.5 | 1 | 365 | 4.0011 | 0.020656 | 4 | 0.021786
732 | 11.75 | 1 | 365 | 13.4324 | 0.92649 | 14 | 0.35885
741 | 10.464 | 1 | 365 | 11.9622 | 0.97947 | 12 | 0.94171
744 | 6.7 | 1 | 365 | 7.6593 | 0.35383 | 8 | 0.013133
748 | 8 | 1 | 365 | 9.1454 | 0.33293 | 9 | 0.47837
750 | 7.65 | 1 | 365 | 8.7453 | 0.53086 | 9 | 0.27619
762 | 6 | 1 | 365 | 6.8591 | 0.7497 | 7 | 0.60878
769 | 2.75 | 1 | 365 | 3.1437 | 0.30194 | 3 | 0.44569
775 | 5 | 1 | 365 | 5.7159 | 0.45808 | 6 | 0.17398
776 | 9.75 | 1 | 365 | 11.146 | 0.34326 | 11 | 0.48926
777 | 7.5 | 1 | 365 | 8.5739 | 0.18712 | 8 | 0.76097
781 | 7.5 | 1 | 365 | 8.5739 | 0.18712 | 8 | 0.76097
782 | 8.5 | 1 | 365 | 9.717 | 0.47874 | 10 | 0.19577
784 | 2.5 | 1 | 365 | 2.858 | 0.72904 | 3 | 0.58699
785 | 6.75 | 1 | 365 | 7.7165 | 0.46841 | 8 | 0.18487
786 | 9 | 1 | 365 | 10.2886 | 0.62454 | 10 | 0.91316
787 | 8.5 | 1 | 365 | 9.717 | 0.47874 | 10 | 0.19577
788 | 4.75 | 1 | 365 | 5.4301 | 0.88518 | 6 | 0.31528
790 | 4.5 | 1 | 365 | 5.1443 | 0.31227 | 5 | 0.45658
794 | 5.865 | 1 | 365 | 6.7048 | 0.44033 | 7 | 0.14508
517 | 7.25 | 1 | 365 | 8.2881 | 0.61422 | 8 | 0.90227
502 | 5.25 | 1 | 365 | 6.0017 | 0.030984 | 6 | 0.032679
514 | 5.5 | 1 | 365 | 6.2875 | 0.60389 | 6 | 0.89138
620 | 4.5 | 1 | 365 | 5.1443 | 0.31227 | 5 | 0.45658
51 | 10.35 | 1 | 365 | 11.8319 | 0.71823 | 12 | 0.55014
212 | 8.25 | 1 | 365 | 9.4312 | 0.90583 | 10 | 0.33707
363 | 313.5 | 0.9 | 365 | 322.5482 | 0.57945 | 323 | 0.12769
801 | 13 | 1 | 365 | 14.8613 | 0.79101 | 15 | 0.65235
121 | 5 | 1 | 365 | 5.7159 | 0.45808 | 6 | 0.17398
123 | 5 | 1 | 365 | 5.7159 | 0.45808 | 6 | 0.17398
821 | 8.75 | 1 | 365 | 10.0028 | 0.05164 | 10 | 0.054465
822 | 3.5 | 1 | 365 | 4.0011 | 0.020656 | 4 | 0.021786
823 | 2.695 | 1 | 365 | 3.0809 | 0.17591 | 3 | 0.25678
824 | 4 | 1 | 365 | 4.5727 | 0.16646 | 4 | 0.73918
825 | 5.75 | 1 | 365 | 6.5733 | 0.17679 | 6 | 0.75008
141 | 6.615 | 1 | 365 | 7.5621 | 0.15904 | 7 | 0.72118
827 | 2.5 | 1 | 365 | 2.858 | 0.72904 | 3 | 0.58699
828 | 4.25 | 1 | 365 | 4.8585 | 0.73937 | 5 | 0.59788
829 | 7 | 1 | 365 | 8.0023 | 0.041312 | 8 | 0.043572
757 | 5.75 | 1 | 365 | 6.5733 | 0.17679 | 6 | 0.75008
761 | 8 | 1 | 365 | 9.1454 | 0.33293 | 9 | 0.47837
759 | 8 | 1 | 365 | 9.1454 | 0.33293 | 9 | 0.47837
834 | 6.75 | 1 | 365 | 7.7165 | 0.46841 | 8 | 0.18487
838 | 5.2 | 1 | 365 | 5.9445 | 0.9164 | 6 | 0.86094
841 | 10 | 1 | 365 | 11.4318 | 0.91616 | 12 | 0.34796
842 | 9.5 | 1 | 365 | 10.8602 | 0.77035 | 11 | 0.63056
843 | 16 | 1 | 365 | 18.2909 | 0.66586 | 18 | 0.95674
852 | 5.5 | 1 | 365 | 6.2875 | 0.60389 | 6 | 0.89138
862 | 4.5 | 1 | 365 | 5.1443 | 0.31227 | 5 | 0.45658
869 | 6.12 | 1 | 365 | 6.9963 | 0.02469 | 7 | 0.020952
863 | 3.825 | 1 | 365 | 4.3727 | 0.76543 | 5 | 0.13809
870 | 7.83 | 1 | 365 | 8.9511 | 0.94335 | 9 | 0.89445
871 | 5.75 | 1 | 365 | 6.5733 | 0.17679 | 6 | 0.75008
873 | 11.5 | 1 | 365 | 13.1466 | 0.35358 | 13 | 0.50015
900 | 37.2 | 0.9 | 365 | 38.2737 | 0.7233 | 38 | 0.99697
243 | 97.4 | 0.9 | 365 | 100.2112 | 0.88306 | 101 | 0.094217
241 | 69.3 | 1 | 365 | 79.2224 | 0.80899 | 80 | 0.031363
774 | 3.5 | 1 | 365 | 4.0011 | 0.020656 | 4 | 0.021786
779 | 3.5 | 1 | 365 | 4.0011 | 0.020656 | 4 | 0.021786
1008 | 4.02 | 1 | 365 | 4.5956 | 0.2123 | 4 | 0.80788
1013 | 4.9 | 1 | 365 | 5.6016 | 0.22892 | 5 | 0.8305
1011 | 7.035 | 1 | 365 | 8.0423 | 0.12152 | 8 | 0.16379
1027 | 4.24 | 1 | 365 | 4.8471 | 0.71645 | 5 | 0.56354
830 | 4.25 | 1 | 365 | 4.8585 | 0.73937 | 5 | 0.59788
1121 | 9 | 1 | 365 | 10.2886 | 0.62454 | 10 | 0.91316
1129 | 5.36 | 1 | 365 | 6.1274 | 0.28306 | 6 | 0.41051
1092 | 162.24 | 0.9 | 365 | 166.9226 | 0.6126 | 167 | 0.53517
1162 | 8.25 | 1 | 365 | 9.4312 | 0.90583 | 10 | 0.33707
1171 | 8.75 | 1 | 365 | 10.0028 | 0.05164 | 10 | 0.054465
1200 | 4.41 | 1 | 365 | 5.0414 | 0.10603 | 5 | 0.14745
60 | 6 | 1 | 365 | 6.8591 | 0.7497 | 7 | 0.60878
675 | 3 | 1 | 365 | 3.4295 | 0.87485 | 4 | 0.30439
1207 | 3.35 | 1 | 365 | 3.8297 | 0.67691 | 4 | 0.50657
1263 | 5.5 | 1 | 365 | 6.2875 | 0.60389 | 6 | 0.89138
1285 | 5.635 | 1 | 365 | 6.4418 | 0.91326 | 7 | 0.35508
1086 | 5.75 | 1 | 365 | 6.5733 | 0.17679 | 6 | 0.75008
518 | 4.5 | 1 | 365 | 5.1443 | 0.31227 | 5 | 0.45658
652 | 6.5 | 1 | 365 | 7.4307 | 0.8955 | 8 | 0.32617
1316 | 251.625 | 1 | 365 | 287.6527 | 0.62788 | 288 | 0.28054
1361 | 4.69 | 1 | 365 | 5.3615 | 0.74768 | 6 | 0.10919
1362 | 3.675 | 1 | 365 | 4.2012 | 0.42169 | 4 | 0.62288
1374 | 9.18 | 1 | 365 | 10.4944 | 0.037035 | 10 | 0.53143
1298 | 25 | 1 | 365 | 28.5795 | 0.2904 | 28 | 0.8699
1299 | 8.5 | 1 | 365 | 9.717 | 0.47874 | 10 | 0.19577
1300 | 6.095 | 1 | 365 | 6.9677 | 0.9674 | 7 | 0.93508
1293 | 6.36 | 1 | 365 | 7.2706 | 0.57468 | 7 | 0.8453
1294 | 9.18 | 1 | 365 | 10.4944 | 0.037035 | 10 | 0.53143
1291 | 6.36 | 1 | 365 | 7.2706 | 0.57468 | 7 | 0.8453
1259 | 5 | 1 | 365 | 5.7159 | 0.45808 | 6 | 0.17398
1290 | 3 | 1 | 365 | 3.4295 | 0.87485 | 4 | 0.30439
1264 | 7.95 | 1 | 365 | 9.0883 | 0.21835 | 9 | 0.30663
1267 | 11.75 | 1 | 365 | 13.4324 | 0.92649 | 14 | 0.35885
1337 | 5.3 | 1 | 365 | 6.0589 | 0.14556 | 6 | 0.20442
1412 | 9 | 1 | 365 | 10.2886 | 0.62454 | 10 | 0.91316
621 | 6.25 | 1 | 365 | 7.1449 | 0.3226 | 7 | 0.46747
1447 | 13.08 | 1 | 365 | 14.9528 | 0.97434 | 15 | 0.92713
1445 | 3.43 | 1 | 365 | 3.9211 | 0.86024 | 4 | 0.78135
1452 | 5.025 | 1 | 365 | 5.7445 | 0.51537 | 6 | 0.25985
1474 | 7 | 1 | 365 | 8.0023 | 0.041312 | 8 | 0.043572
1286 | 6.03 | 1 | 365 | 6.8934 | 0.81844 | 7 | 0.71182
1511 | 3.75 | 1 | 365 | 4.2869 | 0.59356 | 4 | 0.88049
1521 | 9.62 | 1 | 365 | 10.9974 | 0.045346 | 11 | 0.042738
1524 | 8.75 | 1 | 365 | 10.0028 | 0.05164 | 10 | 0.054465
1526 | 7 | 1 | 365 | 8.0023 | 0.041312 | 8 | 0.043572
1539 | 99.905 | 0.9 | 365 | 102.7885 | 0.049507 | 102 | 0.83796
1547 | 3.924 | 1 | 365 | 4.4858 | 0.9923 | 5 | 0.47814
1567 | 7 | 1 | 365 | 8.0023 | 0.041312 | 8 | 0.043572
1545 | 5.355 | 1 | 365 | 6.1217 | 0.2716 | 6 | 0.39333
1610 | 4.845 | 1 | 365 | 5.5387 | 0.10288 | 5 | 0.64159
1686 | 3.924 | 1 | 365 | 4.4858 | 0.9923 | 5 | 0.47814
1673 | 5 | 1 | 365 | 5.7159 | 0.45808 | 6 | 0.17398
1667 | 5.886 | 1 | 365 | 6.7288 | 0.48845 | 7 | 0.21721
1674 | 4.75 | 1 | 365 | 5.4301 | 0.88518 | 6 | 0.31528
1509 | 6.48 | 1 | 365 | 7.4078 | 0.84967 | 8 | 0.25748
1711 | 3.57 | 1 | 365 | 4.0812 | 0.18107 | 4 | 0.26222
1712 | 4.75 | 1 | 365 | 5.4301 | 0.88518 | 6 | 0.31528
1741 | 4.9 | 1 | 365 | 5.6016 | 0.22892 | 5 | 0.8305
1757 | 5.88 | 1 | 365 | 6.7219 | 0.4747 | 7 | 0.1966
1766 | 5.025 | 1 | 365 | 5.7445 | 0.51537 | 6 | 0.25985
1317 | 373.15 | 0.9 | 365 | 383.9199 | 0.60486 | 384 | 0.52471
1261 | 8.75 | 1 | 365 | 10.0028 | 0.05164 | 10 | 0.054465
1605 | 2.29 | 1 | 365 | 2.6179 | 0.2478 | 2 | 0.86568
1897 | 223.44 | 1 | 365 | 255.4321 | 0.038679 | 255 | 0.47082
1402 | 9.995 | 1 | 365 | 11.4261 | 0.9047 | 12 | 0.33079
1403 | 7.8 | 1 | 365 | 8.9168 | 0.8746 | 9 | 0.79141
1799 | 5.36 | 1 | 365 | 6.1274 | 0.28306 | 6 | 0.41051
1804 | 3.92 | 1 | 365 | 4.4813 | 0.98313 | 5 | 0.4644
1825 | 5.695 | 1 | 365 | 6.5104 | 0.050753 | 6 | 0.56116
1829 | 8.71 | 1 | 365 | 9.9571 | 0.95998 | 10 | 0.91707
1865 | 6.7 | 1 | 365 | 7.6593 | 0.35383 | 8 | 0.013133
778 | 2.695 | 1 | 365 | 3.0809 | 0.17591 | 3 | 0.25678
1890 | 7.194 | 1 | 365 | 8.224 | 0.48589 | 8 | 0.70992
1894 | 25 | 1 | 365 | 28.5795 | 0.2904 | 28 | 0.8699
1896 | 9.54 | 1 | 365 | 10.9059 | 0.86202 | 11 | 0.76795
1912 | 9.315 | 1 | 365 | 10.6487 | 0.3464 | 10 | 0.99512
1924 | 5.75 | 1 | 365 | 6.5733 | 0.17679 | 6 | 0.75008
1945 | 14.31 | 1 | 365 | 16.3589 | 0.79302 | 17 | 0.15193
277 | 22.5 | 1 | 365 | 25.7216 | 0.56136 | 26 | 0.28291
1956 | 4.69 | 1 | 365 | 5.3615 | 0.74768 | 6 | 0.10919
1910 | 11 | 1 | 365 | 12.575 | 0.20778 | 12 | 0.78276
735 | 12 | 1 | 365 | 13.7182 | 0.49939 | 14 | 0.21755
1029 | 5 | 1 | 365 | 5.7159 | 0.45808 | 6 | 0.17398
1761 | 5.36 | 1 | 365 | 6.1274 | 0.28306 | 6 | 0.41051
1028 | 18.72 | 1 | 365 | 21.4003 | 0.89905 | 22 | 0.29938
3021 | 3 | 1 | 365 | 3.4295 | 0.87485 | 4 | 0.30439
2417 | 8.25 | 1 | 365 | 9.4312 | 0.90583 | 10 | 0.33707
2919 | 9.18 | 1 | 365 | 10.4944 | 0.037035 | 10 | 0.53143
22044 | 5 | 1 | 365 | 5.7159 | 0.45808 | 6 | 0.17398
14057 | 10.4 | 1 | 365 | 11.8891 | 0.83281 | 12 | 0.72188
8927 | 5.025 | 1 | 365 | 5.7445 | 0.51537 | 6 | 0.25985
3129 | 7.14 | 1 | 365 | 8.1623 | 0.36214 | 8 | 0.52444
3656 | 3.06 | 1 | 365 | 3.4981 | 0.012345 | 3 | 0.51048
250 | 3.185 | 1 | 365 | 3.641 | 0.2988 | 3 | 0.93983
837 | 7.2 | 1 | 365 | 8.2309 | 0.49964 | 8 | 0.73053
1284 | 6 | 1 | 365 | 6.8591 | 0.7497 | 7 | 0.60878
1689 | 4.165 | 1 | 365 | 4.7613 | 0.54458 | 5 | 0.30593
1625 | 6.96 | 1 | 365 | 7.9565 | 0.94965 | 8 | 0.90618
1675 | 4.9 | 1 | 365 | 5.6016 | 0.22892 | 5 | 0.8305
1676 | 4.59 | 1 | 365 | 5.2472 | 0.51852 | 5 | 0.76571
1682 | 4.165 | 1 | 365 | 4.7613 | 0.54458 | 5 | 0.30593
1694 | 2.75 | 1 | 365 | 3.1437 | 0.30194 | 3 | 0.44569
1695 | 4 | 1 | 365 | 4.5727 | 0.16646 | 4 | 0.73918
1654 | 2.55 | 1 | 365 | 2.9151 | 0.84362 | 3 | 0.75873
1657 | 4.9 | 1 | 365 | 5.6016 | 0.22892 | 5 | 0.8305
1658 | 4.845 | 1 | 365 | 5.5387 | 0.10288 | 5 | 0.64159
1659 | 2.55 | 1 | 365 | 2.9151 | 0.84362 | 3 | 0.75873
1669 | 5 | 1 | 365 | 5.7159 | 0.45808 | 6 | 0.17398
1661 | 5 | 1 | 365 | 5.7159 | 0.45808 | 6 | 0.17398
1665 | 5 | 1 | 365 | 5.7159 | 0.45808 | 6 | 0.17398
1670 | 2.5 | 1 | 365 | 2.858 | 0.72904 | 3 | 0.58699
1641 | 3.92 | 1 | 365 | 4.4813 | 0.98313 | 5 | 0.4644
1643 | 4.75 | 1 | 365 | 5.4301 | 0.88518 | 6 | 0.31528
1645 | 3.315 | 1 | 365 | 3.7896 | 0.59671 | 4 | 0.38635
1660 | 5.5 | 1 | 365 | 6.2875 | 0.60389 | 6 | 0.89138
1622 | 3 | 1 | 365 | 3.4295 | 0.87485 | 4 | 0.30439
1624 | 9.065 | 1 | 365 | 10.3629 | 0.7735 | 11 | 0.13643
1626 | 1.785 | 1 | 365 | 2.0406 | 0.090535 | 2 | 0.13111
1620 | 11.73 | 1 | 365 | 13.4095 | 0.88066 | 14 | 0.29016
1627 | 3.57 | 1 | 365 | 4.0812 | 0.18107 | 4 | 0.26222
1628 | 3.315 | 1 | 365 | 3.7896 | 0.59671 | 4 | 0.38635
1629 | 6.12 | 1 | 365 | 6.9963 | 0.02469 | 7 | 0.020952
1647 | 4 | 1 | 365 | 4.5727 | 0.16646 | 4 | 0.73918
1630 | 4.9 | 1 | 365 | 5.6016 | 0.22892 | 5 | 0.8305
1631 | 5.145 | 1 | 365 | 5.8817 | 0.79036 | 6 | 0.67203
1635 | 1.715 | 1 | 365 | 1.9606 | 0.93012 | 2 | 0.89068
1707 | 4.655 | 1 | 365 | 5.3215 | 0.66747 | 5 | 0.98898
1708 | 4.08 | 1 | 365 | 4.6642 | 0.34979 | 5 | 0.013968
1709 | 8.925 | 1 | 365 | 10.2029 | 0.45267 | 10 | 0.65555
1705 | 5.145 | 1 | 365 | 5.8817 | 0.79036 | 6 | 0.67203
1703 | 8.67 | 1 | 365 | 9.9114 | 0.86831 | 10 | 0.77968
1256 | 6.75 | 1 | 365 | 7.7165 | 0.46841 | 8 | 0.18487
1692 | 8 | 1 | 365 | 9.1454 | 0.33293 | 9 | 0.47837
1718 | 99.45 | 0.9 | 365 | 102.3203 | 0.11109 | 102 | 0.43142
1623 | 3.75 | 1 | 365 | 4.2869 | 0.59356 | 4 | 0.88049
1706 | 6.25 | 1 | 365 | 7.1449 | 0.3226 | 7 | 0.46747
1640 | 6.375 | 1 | 365 | 7.2878 | 0.60905 | 7 | 0.89682
1691 | 4.41 | 1 | 365 | 5.0414 | 0.10603 | 5 | 0.14745
1348 | 26 | 0.9 | 365 | 26.7504 | 0.62381 | 27 | 0.37423
59 | 523.545 | 0.9 | 365 | 538.6556 | 0.78769 | 539 | 0.44324
1693 | 3.5 | 1 | 365 | 4.0011 | 0.020656 | 4 | 0.021786
1672 | 4.165 | 1 | 365 | 4.7613 | 0.54458 | 5 | 0.30593
1634 | 1.715 | 1 | 365 | 1.9606 | 0.93012 | 2 | 0.89068
1696 | 3.5 | 1 | 365 | 4.0011 | 0.020656 | 4 | 0.021786
1879 | 4.02 | 1 | 365 | 4.5956 | 0.2123 | 4 | 0.80788
1986 | 31.8 | 0.9 | 365 | 32.7178 | 0.58605 | 33 | 0.30386
3645 | 4.2 | 1 | 365 | 4.8014 | 0.62479 | 5 | 0.42614
2744 | 2.25 | 1 | 365 | 2.5722 | 0.15614 | 2 | 0.72829
5388 | 6.63 | 1 | 365 | 7.5793 | 0.19341 | 7 | 0.7727
3091 | 6.5 | 1 | 365 | 7.4307 | 0.8955 | 8 | 0.32617
15377 | 8.5 | 1 | 365 | 9.717 | 0.47874 | 10 | 0.19577
12552 | 9.18 | 1 | 365 | 10.4944 | 0.037035 | 10 | 0.53143
2717 | 9.75 | 1 | 365 | 11.146 | 0.34326 | 11 | 0.48926
11434 | 5.5 | 1 | 365 | 6.2875 | 0.60389 | 6 | 0.89138
926 | 5.25 | 1 | 365 | 6.0017 | 0.030984 | 6 | 0.032679
925 | 2.25 | 1 | 365 | 2.5722 | 0.15614 | 2 | 0.72829
924 | 5 | 1 | 365 | 5.7159 | 0.45808 | 6 | 0.17398
913 | 9 | 1 | 365 | 10.2886 | 0.62454 | 10 | 0.91316
918 | 5.5 | 1 | 365 | 6.2875 | 0.60389 | 6 | 0.89138
919 | 11.5 | 1 | 365 | 13.1466 | 0.35358 | 13 | 0.50015
917 | 6 | 1 | 365 | 6.8591 | 0.7497 | 7 | 0.60878
977 | 11 | 1 | 365 | 12.575 | 0.20778 | 12 | 0.78276
974 | 6.25 | 1 | 365 | 7.1449 | 0.3226 | 7 | 0.46747
973 | 8 | 1 | 365 | 9.1454 | 0.33293 | 9 | 0.47837
972 | 7.5 | 1 | 365 | 8.5739 | 0.18712 | 8 | 0.76097
970 | 11.25 | 1 | 365 | 12.8608 | 0.78068 | 13 | 0.64146
968 | 5.5 | 1 | 365 | 6.2875 | 0.60389 | 6 | 0.89138
967 | 5.75 | 1 | 365 | 6.5733 | 0.17679 | 6 | 0.75008
966 | 5.5 | 1 | 365 | 6.2875 | 0.60389 | 6 | 0.89138
956 | 10.5 | 1 | 365 | 12.0034 | 0.061968 | 12 | 0.065358
955 | 6.5 | 1 | 365 | 7.4307 | 0.8955 | 8 | 0.32617
954 | 3 | 1 | 365 | 3.4295 | 0.87485 | 4 | 0.30439
953 | 2 | 1 | 365 | 2.2864 | 0.58323 | 2 | 0.86959
951 | 11.75 | 1 | 365 | 13.4324 | 0.92649 | 14 | 0.35885
949 | 8.5 | 1 | 365 | 9.717 | 0.47874 | 10 | 0.19577
948 | 4.5 | 1 | 365 | 5.1443 | 0.31227 | 5 | 0.45658
947 | 7.75 | 1 | 365 | 8.8596 | 0.76002 | 9 | 0.61967
943 | 5.75 | 1 | 365 | 6.5733 | 0.17679 | 6 | 0.75008
938 | 9 | 1 | 365 | 10.2886 | 0.62454 | 10 | 0.91316
937 | 4.25 | 1 | 365 | 4.8585 | 0.73937 | 5 | 0.59788
935 | 12.5 | 1 | 365 | 14.2897 | 0.6452 | 14 | 0.93495
933 | 4 | 1 | 365 | 4.5727 | 0.16646 | 4 | 0.73918
928 | 6.25 | 1 | 365 | 7.1449 | 0.3226 | 7 | 0.46747
983 | 7.5 | 1 | 365 | 8.5739 | 0.18712 | 8 | 0.76097
979 | 2.5 | 1 | 365 | 2.858 | 0.72904 | 3 | 0.58699
1015 | 2 | 1 | 365 | 2.2864 | 0.58323 | 2 | 0.86959
958 | 8.75 | 1 | 365 | 10.0028 | 0.05164 | 10 | 0.054465
994 | 7.5 | 1 | 365 | 8.5739 | 0.18712 | 8 | 0.76097
992 | 4.25 | 1 | 365 | 4.8585 | 0.73937 | 5 | 0.59788
991 | 5.25 | 1 | 365 | 6.0017 | 0.030984 | 6 | 0.032679
990 | 5.75 | 1 | 365 | 6.5733 | 0.17679 | 6 | 0.75008
985 | 6.5 | 1 | 365 | 7.4307 | 0.8955 | 8 | 0.32617
1081 | 6.54 | 1 | 365 | 7.4764 | 0.98717 | 8 | 0.46357
1079 | 5 | 1 | 365 | 5.7159 | 0.45808 | 6 | 0.17398
1077 | 2.25 | 1 | 365 | 2.5722 | 0.15614 | 2 | 0.72829
1076 | 6 | 1 | 365 | 6.8591 | 0.7497 | 7 | 0.60878
1074 | 4 | 1 | 365 | 4.5727 | 0.16646 | 4 | 0.73918
1073 | 7 | 1 | 365 | 8.0023 | 0.041312 | 8 | 0.043572
1072 | 5.5 | 1 | 365 | 6.2875 | 0.60389 | 6 | 0.89138
1069 | 5 | 1 | 365 | 5.7159 | 0.45808 | 6 | 0.17398
1070 | 7 | 1 | 365 | 8.0023 | 0.041312 | 8 | 0.043572
1068 | 8.5 | 1 | 365 | 9.717 | 0.47874 | 10 | 0.19577
1067 | 2.75 | 1 | 365 | 3.1437 | 0.30194 | 3 | 0.44569
1066 | 4 | 1 | 365 | 4.5727 | 0.16646 | 4 | 0.73918
1065 | 5 | 1 | 365 | 5.7159 | 0.45808 | 6 | 0.17398
1050 | 6.75 | 1 | 365 | 7.7165 | 0.46841 | 8 | 0.18487
1046 | 8 | 1 | 365 | 9.1454 | 0.33293 | 9 | 0.47837
1048 | 3.5 | 1 | 365 | 4.0011 | 0.020656 | 4 | 0.021786
1045 | 11 | 1 | 365 | 12.575 | 0.20778 | 12 | 0.78276
1044 | 5 | 1 | 365 | 5.7159 | 0.45808 | 6 | 0.17398
1043 | 6.5 | 1 | 365 | 7.4307 | 0.8955 | 8 | 0.32617
941 | 5.75 | 1 | 365 | 6.5733 | 0.17679 | 6 | 0.75008
1080 | 6.12 | 1 | 365 | 6.9963 | 0.02469 | 7 | 0.020952
1107 | 10.5 | 1 | 365 | 12.0034 | 0.061968 | 12 | 0.065358
1106 | 13.5 | 1 | 365 | 15.4329 | 0.93682 | 16 | 0.36975
1105 | 18.5 | 1 | 365 | 21.1488 | 0.3949 | 21 | 0.54373
1103 | 11.5 | 1 | 365 | 13.1466 | 0.35358 | 13 | 0.50015
1102 | 5.5 | 1 | 365 | 6.2875 | 0.60389 | 6 | 0.89138
1087 | 9.5 | 1 | 365 | 10.8602 | 0.77035 | 11 | 0.63056
1137 | 9.75 | 1 | 365 | 11.146 | 0.34326 | 11 | 0.48926
1136 | 5.5 | 1 | 365 | 6.2875 | 0.60389 | 6 | 0.89138
1135 | 10.5 | 1 | 365 | 12.0034 | 0.061968 | 12 | 0.065358
1134 | 9.25 | 1 | 365 | 10.5744 | 0.19745 | 10 | 0.77186
1133 | 3.75 | 1 | 365 | 4.2869 | 0.59356 | 4 | 0.88049
1132 | 8 | 1 | 365 | 9.1454 | 0.33293 | 9 | 0.47837
1122 | 4.25 | 1 | 365 | 4.8585 | 0.73937 | 5 | 0.59788
1117 | 7.75 | 1 | 365 | 8.8596 | 0.76002 | 9 | 0.61967
1114 | 5.25 | 1 | 365 | 6.0017 | 0.030984 | 6 | 0.032679
1154 | 14 | 1 | 365 | 16.0045 | 0.082624 | 16 | 0.087144
1153 | 11 | 1 | 365 | 12.575 | 0.20778 | 12 | 0.78276
1152 | 3.75 | 1 | 365 | 4.2869 | 0.59356 | 4 | 0.88049
1138 | 188.5 | 0.9 | 365 | 193.9405 | 0.77265 | 194 | 0.71314
1161 | 9 | 1 | 365 | 10.2886 | 0.62454 | 10 | 0.91316
1159 | 4 | 1 | 365 | 4.5727 | 0.16646 | 4 | 0.73918
1158 | 6.25 | 1 | 365 | 7.1449 | 0.3226 | 7 | 0.46747
1157 | 7.25 | 1 | 365 | 8.2881 | 0.61422 | 8 | 0.90227
1163 | 5.5 | 1 | 365 | 6.2875 | 0.60389 | 6 | 0.89138
984 | 10 | 1 | 365 | 11.4318 | 0.91616 | 12 | 0.34796
783 | 3.75 | 1 | 365 | 4.2869 | 0.59356 | 4 | 0.88049
2728 | 2.943 | 1 | 365 | 3.3644 | 0.74423 | 4 | 0.1086
1720 | 10 | 1 | 365 | 11.4318 | 0.91616 | 12 | 0.34796
2467 | 298.4 | 0.9 | 365 | 307.0124 | 0.43639 | 307 | 0.44881
1244 | 5.5 | 1 | 365 | 6.2875 | 0.60389 | 6 | 0.89138
1190 | 24 | 1 | 365 | 27.4363 | 0.99878 | 28 | 0.4351
1188 | 4.25 | 1 | 365 | 4.8585 | 0.73937 | 5 | 0.59788
1187 | 5.25 | 1 | 365 | 6.0017 | 0.030984 | 6 | 0.032679
1185 | 6.5 | 1 | 365 | 7.4307 | 0.8955 | 8 | 0.32617
1175 | 4 | 1 | 365 | 4.5727 | 0.16646 | 4 | 0.73918
3723 | 8.67 | 1 | 365 | 9.9114 | 0.86831 | 10 | 0.77968
9333 | 7.14 | 1 | 365 | 8.1623 | 0.36214 | 8 | 0.52444
2832 | 6.885 | 1 | 365 | 7.8708 | 0.77778 | 8 | 0.64857
2312 | 2.58 | 1 | 365 | 2.9494 | 0.91237 | 3 | 0.86177
1377 | 3 | 1 | 365 | 3.4295 | 0.87485 | 4 | 0.30439
1375 | 8.48 | 1 | 365 | 9.6942 | 0.4329 | 10 | 0.12707
1368 | 6 | 1 | 365 | 6.8591 | 0.7497 | 7 | 0.60878
1369 | 7.75 | 1 | 365 | 8.8596 | 0.76002 | 9 | 0.61967
1366 | 11.75 | 1 | 365 | 13.4324 | 0.92649 | 14 | 0.35885
1363 | 6.25 | 1 | 365 | 7.1449 | 0.3226 | 7 | 0.46747
1242 | 6.615 | 1 | 365 | 7.5621 | 0.15904 | 7 | 0.72118
1356 | 2 | 1 | 365 | 2.2864 | 0.58323 | 2 | 0.86959
1357 | 10.5 | 1 | 365 | 12.0034 | 0.061968 | 12 | 0.065358
1355 | 8 | 1 | 365 | 9.1454 | 0.33293 | 9 | 0.47837
1329 | 9 | 1 | 365 | 10.2886 | 0.62454 | 10 | 0.91316
1328 | 7.25 | 1 | 365 | 8.2881 | 0.61422 | 8 | 0.90227
1327 | 6 | 1 | 365 | 6.8591 | 0.7497 | 7 | 0.60878
969 | 6.5 | 1 | 365 | 7.4307 | 0.8955 | 8 | 0.32617
1309 | 4.25 | 1 | 365 | 4.8585 | 0.73937 | 5 | 0.59788
1495 | 8 | 1 | 365 | 9.1454 | 0.33293 | 9 | 0.47837
1490 | 8.18 | 1 | 365 | 9.3512 | 0.74542 | 10 | 0.096631
1489 | 10.7 | 1 | 365 | 12.232 | 0.52029 | 12 | 0.75232
1487 | 5.88 | 1 | 365 | 6.7219 | 0.4747 | 7 | 0.1966
1469 | 14 | 1 | 365 | 16.0045 | 0.082624 | 16 | 0.087144
1468 | 7.95 | 1 | 365 | 9.0883 | 0.21835 | 9 | 0.30663
1465 | 7.75 | 1 | 365 | 8.8596 | 0.76002 | 9 | 0.61967
1463 | 5.75 | 1 | 365 | 6.5733 | 0.17679 | 6 | 0.75008
1462 | 5 | 1 | 365 | 5.7159 | 0.45808 | 6 | 0.17398
1461 | 4.5 | 1 | 365 | 5.1443 | 0.31227 | 5 | 0.45658
1460 | 5 | 1 | 365 | 5.7159 | 0.45808 | 6 | 0.17398
1406 | 4.5 | 1 | 365 | 5.1443 | 0.31227 | 5 | 0.45658
2487 | 10 | 1 | 365 | 11.4318 | 0.91616 | 12 | 0.34796
1404 | 5.25 | 1 | 365 | 6.0017 | 0.030984 | 6 | 0.032679
1399 | 17.595 | 1 | 365 | 20.1143 | 0.32098 | 20 | 0.43524
1396 | 11.22 | 1 | 365 | 12.8265 | 0.71193 | 13 | 0.53841
1288 | 8.48 | 1 | 365 | 9.6942 | 0.4329 | 10 | 0.12707
1505 | 3.18 | 1 | 365 | 3.6353 | 0.28734 | 3 | 0.92265
1503 | 4 | 1 | 365 | 4.5727 | 0.16646 | 4 | 0.73918
1502 | 4.25 | 1 | 365 | 4.8585 | 0.73937 | 5 | 0.59788
1523 | 6.095 | 1 | 365 | 6.9677 | 0.9674 | 7 | 0.93508
1515 | 4.5 | 1 | 365 | 5.1443 | 0.31227 | 5 | 0.45658
1408 | 9 | 1 | 365 | 10.2886 | 0.62454 | 10 | 0.91316
1586 | 39.75 | 0.9 | 365 | 40.8973 | 0.98256 | 41 | 0.87983
1585 | 4.5 | 1 | 365 | 5.1443 | 0.31227 | 5 | 0.45658
1584 | 8.48 | 1 | 365 | 9.6942 | 0.4329 | 10 | 0.12707
1582 | 41.04 | 0.9 | 365 | 42.2245 | 0.64313 | 42 | 0.86763
1556 | 6.63 | 1 | 365 | 7.5793 | 0.19341 | 7 | 0.7727
1554 | 18 | 1 | 365 | 20.5772 | 0.24909 | 20 | 0.82633
1553 | 7.25 | 1 | 365 | 8.2881 | 0.61422 | 8 | 0.90227
1546 | 8 | 1 | 365 | 9.1454 | 0.33293 | 9 | 0.47837
1528 | 5 | 1 | 365 | 5.7159 | 0.45808 | 6 | 0.17398
1636 | 15.5 | 1 | 365 | 17.7193 | 0.52005 | 18 | 0.23934
1619 | 5 | 1 | 365 | 5.7159 | 0.45808 | 6 | 0.17398
1615 | 4.75 | 1 | 365 | 5.4301 | 0.88518 | 6 | 0.31528
1613 | 11.75 | 1 | 365 | 13.4324 | 0.92649 | 14 | 0.35885
1407 | 3.5 | 1 | 365 | 4.0011 | 0.020656 | 4 | 0.021786
1690 | 5.75 | 1 | 365 | 6.5733 | 0.17679 | 6 | 0.75008
1651 | 5 | 1 | 365 | 5.7159 | 0.45808 | 6 | 0.17398
1652 | 6.75 | 1 | 365 | 7.7165 | 0.46841 | 8 | 0.18487
1653 | 6 | 1 | 365 | 6.8591 | 0.7497 | 7 | 0.60878
1678 | 17 | 1 | 365 | 19.4341 | 0.95747 | 20 | 0.39153
1679 | 6.75 | 1 | 365 | 7.7165 | 0.46841 | 8 | 0.18487
1684 | 8.84 | 1 | 365 | 10.1057 | 0.25789 | 10 | 0.3636
1740 | 99 | 0.9 | 365 | 101.8573 | 0.18299 | 102 | 0.040324
1738 | 9.84 | 1 | 365 | 11.2489 | 0.5495 | 11 | 0.79839
1517 | 253.76 | 0.9 | 365 | 261.084 | 0.36843 | 261 | 0.45245
1729 | 4 | 1 | 365 | 4.5727 | 0.16646 | 4 | 0.73918
1728 | 4.25 | 1 | 365 | 4.8585 | 0.73937 | 5 | 0.59788
1784 | 6.03 | 1 | 365 | 6.8934 | 0.81844 | 7 | 0.71182
1758 | 7.75 | 1 | 365 | 8.8596 | 0.76002 | 9 | 0.61967
1753 | 3 | 1 | 365 | 3.4295 | 0.87485 | 4 | 0.30439
1748 | 11.25 | 1 | 365 | 12.8608 | 0.78068 | 13 | 0.64146
1649 | 3.3 | 1 | 365 | 3.7725 | 0.56233 | 4 | 0.33483
1884 | 8 | 1 | 365 | 9.1454 | 0.33293 | 9 | 0.47837
1882 | 5.75 | 1 | 365 | 6.5733 | 0.17679 | 6 | 0.75008
1851 | 14.25 | 1 | 365 | 16.2903 | 0.65553 | 16 | 0.94584
1849 | 7.905 | 1 | 365 | 9.0368 | 0.11522 | 9 | 0.15206
1848 | 5 | 1 | 365 | 5.7159 | 0.45808 | 6 | 0.17398
1846 | 7 | 1 | 365 | 8.0023 | 0.041312 | 8 | 0.043572
1845 | 5.75 | 1 | 365 | 6.5733 | 0.17679 | 6 | 0.75008
1823 | 3 | 1 | 365 | 3.4295 | 0.87485 | 4 | 0.30439
1814 | 5.88 | 1 | 365 | 6.7219 | 0.4747 | 7 | 0.1966
1803 | 7.2 | 1 | 365 | 8.2309 | 0.49964 | 8 | 0.73053
1798 | 3.5 | 1 | 365 | 4.0011 | 0.020656 | 4 | 0.021786
1797 | 6.25 | 1 | 365 | 7.1449 | 0.3226 | 7 | 0.46747
1795 | 8.42 | 1 | 365 | 9.6256 | 0.29541 | 9 | 0.92098
1856 | 8.64 | 1 | 365 | 9.8771 | 0.79956 | 10 | 0.67664
1855 | 6.375 | 1 | 365 | 7.2878 | 0.60905 | 7 | 0.89682
1854 | 5.4 | 1 | 365 | 6.1732 | 0.37473 | 6 | 0.5479
1950 | 14 | 1 | 365 | 16.0045 | 0.082624 | 16 | 0.087144
1938 | 4.25 | 1 | 365 | 4.8585 | 0.73937 | 5 | 0.59788
1937 | 4.25 | 1 | 365 | 4.8585 | 0.73937 | 5 | 0.59788
1935 | 9.75 | 1 | 365 | 11.146 | 0.34326 | 11 | 0.48926
1934 | 7 | 1 | 365 | 8.0023 | 0.041312 | 8 | 0.043572
1932 | 4.5 | 1 | 365 | 5.1443 | 0.31227 | 5 | 0.45658
1914 | 61.74 | 0.9 | 365 | 63.5219 | 0.33593 | 63 | 0.85787
1909 | 5.695 | 1 | 365 | 6.5104 | 0.050753 | 6 | 0.56116
1901 | 7.25 | 1 | 365 | 8.2881 | 0.61422 | 8 | 0.90227
1900 | 8.75 | 1 | 365 | 10.0028 | 0.05164 | 10 | 0.054465
1862 | 112.59 | 0.9 | 365 | 115.8396 | 0.21174 | 116 | 0.051313
2002 | 7 | 1 | 365 | 8.0023 | 0.041312 | 8 | 0.043572
2000 | 6.25 | 1 | 365 | 7.1449 | 0.3226 | 7 | 0.46747
2001 | 9.5 | 1 | 365 | 10.8602 | 0.77035 | 11 | 0.63056
1998 | 3 | 1 | 365 | 3.4295 | 0.87485 | 4 | 0.30439
1995 | 14.575 | 1 | 365 | 16.6618 | 0.4003 | 17 | 0.062152
1994 | 10.2 | 1 | 365 | 11.6604 | 0.37448 | 12 | 0.034919
1991 | 17.82 | 1 | 365 | 20.3715 | 0.8366 | 21 | 0.20806
1988 | 20.4 | 1 | 365 | 23.3209 | 0.74897 | 24 | 0.069838
1940 | 4.77 | 1 | 365 | 5.453 | 0.93101 | 6 | 0.38398
1830 | 24.84 | 1 | 365 | 28.3966 | 0.92374 | 29 | 0.32033
2010 | 10.25 | 1 | 365 | 11.7176 | 0.48906 | 12 | 0.20666
667 | 2745.6 | 0.9 | 365 | 2824.8435 | 0.6748 | 2825 | 0.51831
1347 | 47.32 | 0.9 | 365 | 48.6857 | 0.59534 | 49 | 0.28109
2061 | 7.5 | 1 | 365 | 8.5739 | 0.18712 | 8 | 0.76097
2060 | 5 | 1 | 365 | 5.7159 | 0.45808 | 6 | 0.17398
2059 | 6.625 | 1 | 365 | 7.5736 | 0.18196 | 7 | 0.75552
2056 | 7.25 | 1 | 365 | 8.2881 | 0.61422 | 8 | 0.90227
2050 | 4.655 | 1 | 365 | 5.3215 | 0.66747 | 5 | 0.98898
2051 | 7.42 | 1 | 365 | 8.4824 | 0.0037907 | 8 | 0.48619
2049 | 5.46 | 1 | 365 | 6.2418 | 0.51222 | 6 | 0.75399
2047 | 17 | 1 | 365 | 19.4341 | 0.95747 | 20 | 0.39153
2045 | 4.5 | 1 | 365 | 5.1443 | 0.31227 | 5 | 0.45658
2044 | 9 | 1 | 365 | 10.2886 | 0.62454 | 10 | 0.91316
2037 | 12.73 | 1 | 365 | 14.5527 | 0.17227 | 14 | 0.72495
2035 | 16.8 | 1 | 365 | 19.2054 | 0.49915 | 19 | 0.70457
2032 | 7.5 | 1 | 365 | 8.5739 | 0.18712 | 8 | 0.76097
2031 | 10.25 | 1 | 365 | 11.7176 | 0.48906 | 12 | 0.20666
2029 | 5.2 | 1 | 365 | 5.9445 | 0.9164 | 6 | 0.86094
2097 | 4.5 | 1 | 365 | 5.1443 | 0.31227 | 5 | 0.45658
2096 | 8 | 1 | 365 | 9.1454 | 0.33293 | 9 | 0.47837
2095 | 7.14 | 1 | 365 | 8.1623 | 0.36214 | 8 | 0.52444
2093 | 7.5 | 1 | 365 | 8.5739 | 0.18712 | 8 | 0.76097
2092 | 11 | 1 | 365 | 12.575 | 0.20778 | 12 | 0.78276
2067 | 8.75 | 1 | 365 | 10.0028 | 0.05164 | 10 | 0.054465
2121 | 7.75 | 1 | 365 | 8.8596 | 0.76002 | 9 | 0.61967
2120 | 7 | 1 | 365 | 8.0023 | 0.041312 | 8 | 0.043572
2116 | 7.5 | 1 | 365 | 8.5739 | 0.18712 | 8 | 0.76097
2115 | 10.5 | 1 | 365 | 12.0034 | 0.061968 | 12 | 0.065358
2114 | 9.5 | 1 | 365 | 10.8602 | 0.77035 | 11 | 0.63056
2112 | 10.2 | 1 | 365 | 11.6604 | 0.37448 | 12 | 0.034919
2111 | 10.75 | 1 | 365 | 12.2892 | 0.63487 | 12 | 0.92406
2098 | 11.395 | 1 | 365 | 13.0265 | 0.11296 | 13 | 0.1395
2163 | 5.25 | 1 | 365 | 6.0017 | 0.030984 | 6 | 0.032679
2162 | 6.25 | 1 | 365 | 7.1449 | 0.3226 | 7 | 0.46747
2153 | 4 | 1 | 365 | 4.5727 | 0.16646 | 4 | 0.73918
2154 | 4 | 1 | 365 | 4.5727 | 0.16646 | 4 | 0.73918
2151 | 8.925 | 1 | 365 | 10.2029 | 0.45267 | 10 | 0.65555
2150 | 7.65 | 1 | 365 | 8.7453 | 0.53086 | 9 | 0.27619
2148 | 12.495 | 1 | 365 | 14.284 | 0.63374 | 14 | 0.91778
2146 | 8.75 | 1 | 365 | 10.0028 | 0.05164 | 10 | 0.054465
2147 | 11.73 | 1 | 365 | 13.4095 | 0.88066 | 14 | 0.29016
2144 | 4.5 | 1 | 365 | 5.1443 | 0.31227 | 5 | 0.45658
2142 | 8.925 | 1 | 365 | 10.2029 | 0.45267 | 10 | 0.65555
2140 | 2.5 | 1 | 365 | 2.858 | 0.72904 | 3 | 0.58699
2141 | 4 | 1 | 365 | 4.5727 | 0.16646 | 4 | 0.73918
2138 | 9 | 1 | 365 | 10.2886 | 0.62454 | 10 | 0.91316
2139 | 7.75 | 1 | 365 | 8.8596 | 0.76002 | 9 | 0.61967
2137 | 10 | 1 | 365 | 11.4318 | 0.91616 | 12 | 0.34796
2133 | 9.25 | 1 | 365 | 10.5744 | 0.19745 | 10 | 0.77186
2131 | 10 | 1 | 365 | 11.4318 | 0.91616 | 12 | 0.34796
2128 | 4.505 | 1 | 365 | 5.15 | 0.32373 | 5 | 0.47376
2129 | 5.25 | 1 | 365 | 6.0017 | 0.030984 | 6 | 0.032679
2127 | 10.75 | 1 | 365 | 12.2892 | 0.63487 | 12 | 0.92406
2126 | 9.25 | 1 | 365 | 10.5744 | 0.19745 | 10 | 0.77186
2124 | 6 | 1 | 365 | 6.8591 | 0.7497 | 7 | 0.60878
2125 | 5.75 | 1 | 365 | 6.5733 | 0.17679 | 6 | 0.75008
2273 | 3.5 | 1 | 365 | 4.0011 | 0.020656 | 4 | 0.021786
2270 | 10.965 | 1 | 365 | 12.535 | 0.12757 | 12 | 0.66254
2268 | 10.75 | 1 | 365 | 12.2892 | 0.63487 | 12 | 0.92406
2269 | 11.5 | 1 | 365 | 13.1466 | 0.35358 | 13 | 0.50015
1420 | 6.75 | 1 | 365 | 7.7165 | 0.46841 | 8 | 0.18487
2259 | 5 | 1 | 365 | 5.7159 | 0.45808 | 6 | 0.17398
2251 | 9.945 | 1 | 365 | 11.3689 | 0.79012 | 12 | 0.15905
2247 | 6.12 | 1 | 365 | 6.9963 | 0.02469 | 7 | 0.020952
2244 | 10 | 1 | 365 | 11.4318 | 0.91616 | 12 | 0.34796
2243 | 5.75 | 1 | 365 | 6.5733 | 0.17679 | 6 | 0.75008
2241 | 2.75 | 1 | 365 | 3.1437 | 0.30194 | 3 | 0.44569
2240 | 5.355 | 1 | 365 | 6.1217 | 0.2716 | 6 | 0.39333
2238 | 8.75 | 1 | 365 | 10.0028 | 0.05164 | 10 | 0.054465
2239 | 9 | 1 | 365 | 10.2886 | 0.62454 | 10 | 0.91316
2235 | 6.5 | 1 | 365 | 7.4307 | 0.8955 | 8 | 0.32617
2236 | 18.615 | 1 | 365 | 21.2803 | 0.65843 | 21 | 0.93873
2234 | 5.5 | 1 | 365 | 6.2875 | 0.60389 | 6 | 0.89138
2232 | 7 | 1 | 365 | 8.0023 | 0.041312 | 8 | 0.043572
2233 | 6.12 | 1 | 365 | 6.9963 | 0.02469 | 7 | 0.020952
2228 | 4.5 | 1 | 365 | 5.1443 | 0.31227 | 5 | 0.45658
2194 | 5 | 1 | 365 | 5.7159 | 0.45808 | 6 | 0.17398
2195 | 14.25 | 1 | 365 | 16.2903 | 0.65553 | 16 | 0.94584
2192 | 5.25 | 1 | 365 | 6.0017 | 0.030984 | 6 | 0.032679
2191 | 7.75 | 1 | 365 | 8.8596 | 0.76002 | 9 | 0.61967
2193 | 5.1 | 1 | 365 | 5.8302 | 0.68724 | 6 | 0.51746
2190 | 6.75 | 1 | 365 | 7.7165 | 0.46841 | 8 | 0.18487
2189 | 7.75 | 1 | 365 | 8.8596 | 0.76002 | 9 | 0.61967
2183 | 10.25 | 1 | 365 | 11.7176 | 0.48906 | 12 | 0.20666
2178 | 10.335 | 1 | 365 | 11.8148 | 0.68385 | 12 | 0.49862
2176 | 7 | 1 | 365 | 8.0023 | 0.041312 | 8 | 0.043572
2177 | 9 | 1 | 365 | 10.2886 | 0.62454 | 10 | 0.91316
2175 | 10.75 | 1 | 365 | 12.2892 | 0.63487 | 12 | 0.92406
1801 | 206.64 | 0.8 | 365 | 188.9814 | 0.83162 | 189 | 0.813
2278 | 9.25 | 1 | 365 | 10.5744 | 0.19745 | 10 | 0.77186
5769 | 9.69 | 1 | 365 | 11.0774 | 0.20576 | 11 | 0.28317
3769 | 12.495 | 1 | 365 | 14.284 | 0.63374 | 14 | 0.91778
3598 | 2.55 | 1 | 365 | 2.9151 | 0.84362 | 3 | 0.75873
10912 | 6.44 | 1 | 365 | 7.3621 | 0.75801 | 8 | 0.12009
5293 | 11.2 | 1 | 365 | 12.8036 | 0.6661 | 13 | 0.46972
2353 | 9.156 | 1 | 365 | 10.467 | 0.98204 | 11 | 0.44899
2054 | 19.525 | 1 | 365 | 22.3206 | 0.7438 | 23 | 0.064392
2306 | 4.95 | 1 | 365 | 5.6587 | 0.3435 | 6 | 0.0022402
2341 | 11.22 | 1 | 365 | 12.8265 | 0.71193 | 13 | 0.53841
2342 | 6.12 | 1 | 365 | 6.9963 | 0.02469 | 7 | 0.020952
2339 | 7.75 | 1 | 365 | 8.8596 | 0.76002 | 9 | 0.61967
2337 | 7 | 1 | 365 | 8.0023 | 0.041312 | 8 | 0.043572
2338 | 10.5 | 1 | 365 | 12.0034 | 0.061968 | 12 | 0.065358
2329 | 4.5 | 1 | 365 | 5.1443 | 0.31227 | 5 | 0.45658
2327 | 10.75 | 1 | 365 | 12.2892 | 0.63487 | 12 | 0.92406
2324 | 6.25 | 1 | 365 | 7.1449 | 0.3226 | 7 | 0.46747
2325 | 7.5 | 1 | 365 | 8.5739 | 0.18712 | 8 | 0.76097
2322 | 5 | 1 | 365 | 5.7159 | 0.45808 | 6 | 0.17398
2323 | 3.5 | 1 | 365 | 4.0011 | 0.020656 | 4 | 0.021786
2321 | 7.25 | 1 | 365 | 8.2881 | 0.61422 | 8 | 0.90227
2319 | 5.75 | 1 | 365 | 6.5733 | 0.17679 | 6 | 0.75008
2320 | 5.5 | 1 | 365 | 6.2875 | 0.60389 | 6 | 0.89138
2318 | 7.25 | 1 | 365 | 8.2881 | 0.61422 | 8 | 0.90227
2316 | 7.75 | 1 | 365 | 8.8596 | 0.76002 | 9 | 0.61967
2317 | 4 | 1 | 365 | 4.5727 | 0.16646 | 4 | 0.73918
2295 | 10.75 | 1 | 365 | 12.2892 | 0.63487 | 12 | 0.92406
2292 | 7 | 1 | 365 | 8.0023 | 0.041312 | 8 | 0.043572
2290 | 7.75 | 1 | 365 | 8.8596 | 0.76002 | 9 | 0.61967
2288 | 7.14 | 1 | 365 | 8.1623 | 0.36214 | 8 | 0.52444
2282 | 6 | 1 | 365 | 6.8591 | 0.7497 | 7 | 0.60878
1913 | 26.5 | 0.9 | 365 | 27.2648 | 0.65504 | 27 | 0.91988
2394 | 8.5 | 1 | 365 | 9.717 | 0.47874 | 10 | 0.19577
2395 | 16 | 1 | 365 | 18.2909 | 0.66586 | 18 | 0.95674
2391 | 11.5 | 1 | 365 | 13.1466 | 0.35358 | 13 | 0.50015
2387 | 13.75 | 1 | 365 | 15.7187 | 0.50972 | 16 | 0.22845
2386 | 8.75 | 1 | 365 | 10.0028 | 0.05164 | 10 | 0.054465
2384 | 8.5 | 1 | 365 | 9.717 | 0.47874 | 10 | 0.19577
2383 | 4.25 | 1 | 365 | 4.8585 | 0.73937 | 5 | 0.59788
2373 | 2.55 | 1 | 365 | 2.9151 | 0.84362 | 3 | 0.75873
2371 | 3.5 | 1 | 365 | 4.0011 | 0.020656 | 4 | 0.021786
2367 | 4.75 | 1 | 365 | 5.4301 | 0.88518 | 6 | 0.31528
2364 | 12.75 | 1 | 365 | 14.5755 | 0.2181 | 14 | 0.79365
2363 | 6 | 1 | 365 | 6.8591 | 0.7497 | 7 | 0.60878
2362 | 9.75 | 1 | 365 | 11.146 | 0.34326 | 11 | 0.48926
2361 | 7.65 | 1 | 365 | 8.7453 | 0.53086 | 9 | 0.27619
2494 | 5.25 | 1 | 365 | 6.0017 | 0.030984 | 6 | 0.032679
2490 | 6 | 1 | 365 | 6.8591 | 0.7497 | 7 | 0.60878
2493 | 3 | 1 | 365 | 3.4295 | 0.87485 | 4 | 0.30439
2465 | 7.905 | 1 | 365 | 9.0368 | 0.11522 | 9 | 0.15206
2464 | 6.12 | 1 | 365 | 6.9963 | 0.02469 | 7 | 0.020952
2462 | 10.2 | 1 | 365 | 11.6604 | 0.37448 | 12 | 0.034919
2460 | 7.905 | 1 | 365 | 9.0368 | 0.11522 | 9 | 0.15206
2458 | 6.63 | 1 | 365 | 7.5793 | 0.19341 | 7 | 0.7727
2459 | 9.69 | 1 | 365 | 11.0774 | 0.20576 | 11 | 0.28317
2457 | 11.5 | 1 | 365 | 13.1466 | 0.35358 | 13 | 0.50015
2455 | 9.5 | 1 | 365 | 10.8602 | 0.77035 | 11 | 0.63056
2454 | 9.25 | 1 | 365 | 10.5744 | 0.19745 | 10 | 0.77186
2452 | 5.25 | 1 | 365 | 6.0017 | 0.030984 | 6 | 0.032679
2453 | 6 | 1 | 365 | 6.8591 | 0.7497 | 7 | 0.60878
2449 | 33 | 0.9 | 365 | 33.9524 | 0.060995 | 34 | 0.013441
1791 | 56.1 | 0.9 | 365 | 57.7192 | 0.70369 | 58 | 0.42285
2439 | 13 | 1 | 365 | 14.8613 | 0.79101 | 15 | 0.65235
2427 | 8.42 | 1 | 365 | 9.6256 | 0.29541 | 9 | 0.92098
2426 | 5.886 | 1 | 365 | 6.7288 | 0.48845 | 7 | 0.21721
2425 | 201.19 | 0.9 | 365 | 206.9967 | 0.9452 | 207 | 0.94195
2422 | 3 | 1 | 365 | 3.4295 | 0.87485 | 4 | 0.30439
2421 | 10 | 1 | 365 | 11.4318 | 0.91616 | 12 | 0.34796
2419 | 8.5 | 1 | 365 | 9.717 | 0.47874 | 10 | 0.19577
2420 | 11.22 | 1 | 365 | 12.8265 | 0.71193 | 13 | 0.53841
2415 | 10.71 | 1 | 365 | 12.2435 | 0.54321 | 12 | 0.78667
2414 | 7.25 | 1 | 365 | 8.2881 | 0.61422 | 8 | 0.90227
2412 | 9 | 1 | 365 | 10.2886 | 0.62454 | 10 | 0.91316
2411 | 9.75 | 1 | 365 | 11.146 | 0.34326 | 11 | 0.48926
2410 | 4.75 | 1 | 365 | 5.4301 | 0.88518 | 6 | 0.31528
2405 | 11.475 | 1 | 365 | 13.118 | 0.29629 | 13 | 0.41428
2404 | 8.5 | 1 | 365 | 9.717 | 0.47874 | 10 | 0.19577
2403 | 10.75 | 1 | 365 | 12.2892 | 0.63487 | 12 | 0.92406
2402 | 6.12 | 1 | 365 | 6.9963 | 0.02469 | 7 | 0.020952
2400 | 4.59 | 1 | 365 | 5.2472 | 0.51852 | 5 | 0.76571
2504 | 4.25 | 1 | 365 | 4.8585 | 0.73937 | 5 | 0.59788
2502 | 6 | 1 | 365 | 6.8591 | 0.7497 | 7 | 0.60878
2496 | 16.695 | 1 | 365 | 19.0854 | 0.25853 | 19 | 0.34392
2498 | 5.1 | 1 | 365 | 5.8302 | 0.68724 | 6 | 0.51746
2497 | 6.75 | 1 | 365 | 7.7165 | 0.46841 | 8 | 0.18487
2495 | 8.37 | 1 | 365 | 9.5684 | 0.18083 | 9 | 0.74924
2514 | 20.64 | 1 | 365 | 23.5952 | 0.29895 | 23 | 0.89419
2510 | 5.88 | 1 | 365 | 6.7219 | 0.4747 | 7 | 0.1966
2589 | 8.28 | 1 | 365 | 9.4655 | 0.97458 | 10 | 0.44011
2583 | 7.28 | 1 | 365 | 8.3224 | 0.68296 | 9 | 0.0053149
2582 | 7.905 | 1 | 365 | 9.0368 | 0.11522 | 9 | 0.15206
2581 | 5.25 | 1 | 365 | 6.0017 | 0.030984 | 6 | 0.032679
2580 | 4.25 | 1 | 365 | 4.8585 | 0.73937 | 5 | 0.59788
2579 | 10.25 | 1 | 365 | 11.7176 | 0.48906 | 12 | 0.20666
2578 | 13.26 | 1 | 365 | 15.1586 | 0.38683 | 15 | 0.54539
2577 | 9.69 | 1 | 365 | 11.0774 | 0.20576 | 11 | 0.28317
2576 | 8.415 | 1 | 365 | 9.6199 | 0.28395 | 9 | 0.90381
2575 | 11.75 | 1 | 365 | 13.4324 | 0.92649 | 14 | 0.35885
2574 | 10 | 1 | 365 | 11.4318 | 0.91616 | 12 | 0.34796
2573 | 6.5 | 1 | 365 | 7.4307 | 0.8955 | 8 | 0.32617
2572 | 8 | 1 | 365 | 9.1454 | 0.33293 | 9 | 0.47837
2570 | 8.75 | 1 | 365 | 10.0028 | 0.05164 | 10 | 0.054465
2569 | 7.75 | 1 | 365 | 8.8596 | 0.76002 | 9 | 0.61967
2568 | 6.12 | 1 | 365 | 6.9963 | 0.02469 | 7 | 0.020952
2567 | 7.14 | 1 | 365 | 8.1623 | 0.36214 | 8 | 0.52444
2566 | 13.26 | 1 | 365 | 15.1586 | 0.38683 | 15 | 0.54539
2565 | 5.25 | 1 | 365 | 6.0017 | 0.030984 | 6 | 0.032679
2564 | 5.25 | 1 | 365 | 6.0017 | 0.030984 | 6 | 0.032679
2563 | 5.25 | 1 | 365 | 6.0017 | 0.030984 | 6 | 0.032679
2562 | 7 | 1 | 365 | 8.0023 | 0.041312 | 8 | 0.043572
2561 | 6.885 | 1 | 365 | 7.8708 | 0.77778 | 8 | 0.64857
2560 | 8.25 | 1 | 365 | 9.4312 | 0.90583 | 10 | 0.33707
2558 | 7.5 | 1 | 365 | 8.5739 | 0.18712 | 8 | 0.76097
2556 | 5.25 | 1 | 365 | 6.0017 | 0.030984 | 6 | 0.032679
2552 | 6.75 | 1 | 365 | 7.7165 | 0.46841 | 8 | 0.18487
2549 | 10.5 | 1 | 365 | 12.0034 | 0.061968 | 12 | 0.065358
2546 | 8.25 | 1 | 365 | 9.4312 | 0.90583 | 10 | 0.33707
2544 | 17.75 | 1 | 365 | 20.2914 | 0.67618 | 20 | 0.96763
2542 | 3.5 | 1 | 365 | 4.0011 | 0.020656 | 4 | 0.021786
2541 | 8 | 1 | 365 | 9.1454 | 0.33293 | 9 | 0.47837
2533 | 3.18 | 1 | 365 | 3.6353 | 0.28734 | 3 | 0.92265
2522 | 15.66 | 1 | 365 | 17.9022 | 0.88671 | 18 | 0.78891
2513 | 9.945 | 1 | 365 | 11.3689 | 0.79012 | 12 | 0.15905
2503 | 5.67 | 1 | 365 | 6.4818 | 0.99346 | 7 | 0.47529
2633 | 9.75 | 1 | 365 | 11.146 | 0.34326 | 11 | 0.48926
2632 | 5.75 | 1 | 365 | 6.5733 | 0.17679 | 6 | 0.75008
2628 | 15 | 1 | 365 | 17.1477 | 0.37424 | 17 | 0.52194
2622 | 7.848 | 1 | 365 | 8.9717 | 0.9846 | 9 | 0.95628
2619 | 9.5 | 1 | 365 | 10.8602 | 0.77035 | 11 | 0.63056
2618 | 3.975 | 1 | 365 | 4.5441 | 0.10917 | 4 | 0.65331
2612 | 4.08 | 1 | 365 | 4.6642 | 0.34979 | 5 | 0.013968
2611 | 5.1 | 1 | 365 | 5.8302 | 0.68724 | 6 | 0.51746
2609 | 2.805 | 1 | 365 | 3.2066 | 0.42798 | 3 | 0.6346
2610 | 6.885 | 1 | 365 | 7.8708 | 0.77778 | 8 | 0.64857
2608 | 13 | 1 | 365 | 14.8613 | 0.79101 | 15 | 0.65235
2607 | 4.5 | 1 | 365 | 5.1443 | 0.31227 | 5 | 0.45658
2606 | 12.25 | 1 | 365 | 14.004 | 0.072296 | 14 | 0.076251
2604 | 4.5 | 1 | 365 | 5.1443 | 0.31227 | 5 | 0.45658
2605 | 7 | 1 | 365 | 8.0023 | 0.041312 | 8 | 0.043572
2603 | 10 | 1 | 365 | 11.4318 | 0.91616 | 12 | 0.34796
2601 | 6.9 | 1 | 365 | 7.8879 | 0.81215 | 8 | 0.70009
2600 | 4.59 | 1 | 365 | 5.2472 | 0.51852 | 5 | 0.76571
2596 | 5.3 | 1 | 365 | 6.0589 | 0.14556 | 6 | 0.20442
2590 | 7.42 | 1 | 365 | 8.4824 | 0.0037907 | 8 | 0.48619
2693 | 5 | 1 | 365 | 5.7159 | 0.45808 | 6 | 0.17398
2642 | 3.45 | 1 | 365 | 3.944 | 0.90608 | 4 | 0.85005
2684 | 4.5 | 1 | 365 | 5.1443 | 0.31227 | 5 | 0.45658
2683 | 2.25 | 1 | 365 | 2.5722 | 0.15614 | 2 | 0.72829
2682 | 4 | 1 | 365 | 4.5727 | 0.16646 | 4 | 0.73918
2681 | 7.5 | 1 | 365 | 8.5739 | 0.18712 | 8 | 0.76097
2680 | 9 | 1 | 365 | 10.2886 | 0.62454 | 10 | 0.91316
2674 | 9 | 1 | 365 | 10.2886 | 0.62454 | 10 | 0.91316
2672 | 4.5 | 1 | 365 | 5.1443 | 0.31227 | 5 | 0.45658
2676 | 7.25 | 1 | 365 | 8.2881 | 0.61422 | 8 | 0.90227
2675 | 6.37 | 1 | 365 | 7.2821 | 0.59759 | 7 | 0.87965
2658 | 6.12 | 1 | 365 | 6.9963 | 0.02469 | 7 | 0.020952
2657 | 11.25 | 1 | 365 | 12.8608 | 0.78068 | 13 | 0.64146
2650 | 4.08 | 1 | 365 | 4.6642 | 0.34979 | 5 | 0.013968
2646 | 8 | 1 | 365 | 9.1454 | 0.33293 | 9 | 0.47837
2755 | 7.5 | 1 | 365 | 8.5739 | 0.18712 | 8 | 0.76097
2752 | 11.25 | 1 | 365 | 12.8608 | 0.78068 | 13 | 0.64146
2751 | 12.25 | 1 | 365 | 14.004 | 0.072296 | 14 | 0.076251
922 | 6.5 | 1 | 365 | 7.4307 | 0.8955 | 8 | 0.32617
2739 | 6.54 | 1 | 365 | 7.4764 | 0.98717 | 8 | 0.46357
2738 | 3.85 | 1 | 365 | 4.4012 | 0.82272 | 5 | 0.22396
2723 | 2.04 | 1 | 365 | 2.3321 | 0.6749 | 3 | 0.0069838
2722 | 7.75 | 1 | 365 | 8.8596 | 0.76002 | 9 | 0.61967
2721 | 3.825 | 1 | 365 | 4.3727 | 0.76543 | 5 | 0.13809
2719 | 4.25 | 1 | 365 | 4.8585 | 0.73937 | 5 | 0.59788
2716 | 5.25 | 1 | 365 | 6.0017 | 0.030984 | 6 | 0.032679
2708 | 7.75 | 1 | 365 | 8.8596 | 0.76002 | 9 | 0.61967
2703 | 8.75 | 1 | 365 | 10.0028 | 0.05164 | 10 | 0.054465
2701 | 12.75 | 1 | 365 | 14.5755 | 0.2181 | 14 | 0.79365
2700 | 9.75 | 1 | 365 | 11.146 | 0.34326 | 11 | 0.48926
2698 | 5.25 | 1 | 365 | 6.0017 | 0.030984 | 6 | 0.032679
2875 | 4.335 | 1 | 365 | 4.9557 | 0.93416 | 5 | 0.88984
2838 | 8.415 | 1 | 365 | 9.6199 | 0.28395 | 9 | 0.90381
2837 | 4.59 | 1 | 365 | 5.2472 | 0.51852 | 5 | 0.76571
2836 | 5.865 | 1 | 365 | 6.7048 | 0.44033 | 7 | 0.14508
2834 | 11.985 | 1 | 365 | 13.701 | 0.46502 | 14 | 0.16603
2833 | 7.905 | 1 | 365 | 9.0368 | 0.11522 | 9 | 0.15206
2830 | 14 | 1 | 365 | 16.0045 | 0.082624 | 16 | 0.087144
1246 | 7.14 | 1 | 365 | 8.1623 | 0.36214 | 8 | 0.52444
1248 | 34.2 | 0.9 | 365 | 35.1871 | 0.53594 | 35 | 0.72302
930 | 7.75 | 1 | 365 | 8.8596 | 0.76002 | 9 | 0.61967
2810 | 11 | 1 | 365 | 12.575 | 0.20778 | 12 | 0.78276
2783 | 160 | 0.9 | 365 | 164.6179 | 0.9927 | 165 | 0.61062
2806 | 10.25 | 1 | 365 | 11.7176 | 0.48906 | 12 | 0.20666
2805 | 5.355 | 1 | 365 | 6.1217 | 0.2716 | 6 | 0.39333
2804 | 7.905 | 1 | 365 | 9.0368 | 0.11522 | 9 | 0.15206
2803 | 9.945 | 1 | 365 | 11.3689 | 0.79012 | 12 | 0.15905
2802 | 3.75 | 1 | 365 | 4.2869 | 0.59356 | 4 | 0.88049
2801 | 9 | 1 | 365 | 10.2886 | 0.62454 | 10 | 0.91316
2800 | 7.75 | 1 | 365 | 8.8596 | 0.76002 | 9 | 0.61967
2798 | 3.5 | 1 | 365 | 4.0011 | 0.020656 | 4 | 0.021786
2795 | 2.5 | 1 | 365 | 2.858 | 0.72904 | 3 | 0.58699
2794 | 5.5 | 1 | 365 | 6.2875 | 0.60389 | 6 | 0.89138
2782 | 23.92 | 1 | 365 | 27.3449 | 0.81545 | 28 | 0.16032
2779 | 3.315 | 1 | 365 | 3.7896 | 0.59671 | 4 | 0.38635
2775 | 6.375 | 1 | 365 | 7.2878 | 0.60905 | 7 | 0.89682
2774 | 8.75 | 1 | 365 | 10.0028 | 0.05164 | 10 | 0.054465
2773 | 9.5 | 1 | 365 | 10.8602 | 0.77035 | 11 | 0.63056
2769 | 8.8 | 1 | 365 | 10.06 | 0.16622 | 10 | 0.2262
2768 | 2.04 | 1 | 365 | 2.3321 | 0.6749 | 3 | 0.0069838
2765 | 7.14 | 1 | 365 | 8.1623 | 0.36214 | 8 | 0.52444
2764 | 8.67 | 1 | 365 | 9.9114 | 0.86831 | 10 | 0.77968
2761 | 4.5 | 1 | 365 | 5.1443 | 0.31227 | 5 | 0.45658
2928 | 4.845 | 1 | 365 | 5.5387 | 0.10288 | 5 | 0.64159
2929 | 5.1 | 1 | 365 | 5.8302 | 0.68724 | 6 | 0.51746
2926 | 6.5 | 1 | 365 | 7.4307 | 0.8955 | 8 | 0.32617
2925 | 7.14 | 1 | 365 | 8.1623 | 0.36214 | 8 | 0.52444
2923 | 6.12 | 1 | 365 | 6.9963 | 0.02469 | 7 | 0.020952
2922 | 6.12 | 1 | 365 | 6.9963 | 0.02469 | 7 | 0.020952
2924 | 5.865 | 1 | 365 | 6.7048 | 0.44033 | 7 | 0.14508
2920 | 8.67 | 1 | 365 | 9.9114 | 0.86831 | 10 | 0.77968
2918 | 6.63 | 1 | 365 | 7.5793 | 0.19341 | 7 | 0.7727
2915 | 8.67 | 1 | 365 | 9.9114 | 0.86831 | 10 | 0.77968
2916 | 3 | 1 | 365 | 3.4295 | 0.87485 | 4 | 0.30439
2914 | 5 | 1 | 365 | 5.7159 | 0.45808 | 6 | 0.17398
2913 | 8.75 | 1 | 365 | 10.0028 | 0.05164 | 10 | 0.054465
2911 | 6.12 | 1 | 365 | 6.9963 | 0.02469 | 7 | 0.020952
2912 | 4.59 | 1 | 365 | 5.2472 | 0.51852 | 5 | 0.76571
2909 | 4 | 1 | 365 | 4.5727 | 0.16646 | 4 | 0.73918
2888 | 3.35 | 1 | 365 | 3.8297 | 0.67691 | 4 | 0.50657
2181 | 8 | 1 | 365 | 9.1454 | 0.33293 | 9 | 0.47837
2651 | 6.75 | 1 | 365 | 7.7165 | 0.46841 | 8 | 0.18487
2647 | 5.25 | 1 | 365 | 6.0017 | 0.030984 | 6 | 0.032679
2267 | 33.48 | 0.9 | 365 | 34.4463 | 0.050973 | 34 | 0.49727
2499 | 10 | 1 | 365 | 11.4318 | 0.91616 | 12 | 0.34796
2695 | 8.64 | 1 | 365 | 9.8771 | 0.79956 | 10 | 0.67664
1951 | 18 | 1 | 365 | 20.5772 | 0.24909 | 20 | 0.82633
2882 | 6.12 | 1 | 365 | 6.9963 | 0.02469 | 7 | 0.020952
2881 | 10.455 | 1 | 365 | 11.9519 | 0.95885 | 12 | 0.91079
2879 | 4.845 | 1 | 365 | 5.5387 | 0.10288 | 5 | 0.64159
2880 | 8 | 1 | 365 | 9.1454 | 0.33293 | 9 | 0.47837
2878 | 13.77 | 1 | 365 | 15.7416 | 0.55555 | 16 | 0.29714
2876 | 6.5 | 1 | 365 | 7.4307 | 0.8955 | 8 | 0.32617
2955 | 5.25 | 1 | 365 | 6.0017 | 0.030984 | 6 | 0.032679
2947 | 4.355 | 1 | 365 | 4.9785 | 0.97999 | 5 | 0.95854
2946 | 4.5 | 1 | 365 | 5.1443 | 0.31227 | 5 | 0.45658
2942 | 7 | 1 | 365 | 8.0023 | 0.041312 | 8 | 0.043572
2943 | 14.79 | 1 | 365 | 16.9076 | 0.893 | 17 | 0.80063
2938 | 6.5 | 1 | 365 | 7.4307 | 0.8955 | 8 | 0.32617
2936 | 2.805 | 1 | 365 | 3.2066 | 0.42798 | 3 | 0.6346
2982 | 10 | 1 | 365 | 11.4318 | 0.91616 | 12 | 0.34796
2980 | 10.71 | 1 | 365 | 12.2435 | 0.54321 | 12 | 0.78667
2975 | 3.24 | 1 | 365 | 3.7039 | 0.42484 | 4 | 0.12874
2973 | 5.4 | 1 | 365 | 6.1732 | 0.37473 | 6 | 0.5479
2972 | 7.83 | 1 | 365 | 8.9511 | 0.94335 | 9 | 0.89445
3097 | 7.75 | 1 | 365 | 8.8596 | 0.76002 | 9 | 0.61967
3075 | 9.81 | 1 | 365 | 11.2146 | 0.48075 | 11 | 0.69535
3055 | 6.03 | 1 | 365 | 6.8934 | 0.81844 | 7 | 0.71182
10868 | 9.24 | 1 | 365 | 10.563 | 0.17453 | 10 | 0.73752
2984 | 7.14 | 1 | 365 | 8.1623 | 0.36214 | 8 | 0.52444
2885 | 7.37 | 1 | 365 | 8.4252 | 0.88921 | 9 | 0.31445
3269 | 17.5 | 1 | 365 | 20.0057 | 0.10328 | 20 | 0.10893
3268 | 7.02 | 1 | 365 | 8.0251 | 0.087144 | 8 | 0.11227
3265 | 6 | 1 | 365 | 6.8591 | 0.7497 | 7 | 0.60878
3260 | 5.355 | 1 | 365 | 6.1217 | 0.2716 | 6 | 0.39333
459 | 3.685 | 1 | 365 | 4.2126 | 0.4446 | 4 | 0.65722
3267 | 6.25 | 1 | 365 | 7.1449 | 0.3226 | 7 | 0.46747
2718 | 4.5 | 1 | 365 | 5.1443 | 0.31227 | 5 | 0.45658
3480 | 6.25 | 1 | 365 | 7.1449 | 0.3226 | 7 | 0.46747
3479 | 8 | 1 | 365 | 9.1454 | 0.33293 | 9 | 0.47837
3468 | 6.5 | 1 | 365 | 7.4307 | 0.8955 | 8 | 0.32617
3466 | 6.12 | 1 | 365 | 6.9963 | 0.02469 | 7 | 0.020952
1551 | 7.75 | 1 | 365 | 8.8596 | 0.76002 | 9 | 0.61967
2011 | 25.25 | 0.9 | 365 | 25.9788 | 0.076974 | 26 | 0.055739
3582 | 18 | 1 | 365 | 20.5772 | 0.24909 | 20 | 0.82633
1360 | 503.25 | 0.9 | 365 | 517.7748 | 0.93018 | 518 | 0.70498
3562 | 10.92 | 1 | 365 | 12.4835 | 0.024447 | 12 | 0.50797
3166 | 8.04 | 1 | 365 | 9.1912 | 0.42459 | 9 | 0.61576
3114 | 4.69 | 1 | 365 | 5.3615 | 0.74768 | 6 | 0.10919
3098 | 7.035 | 1 | 365 | 8.0423 | 0.12152 | 8 | 0.16379
3421 | 7.37 | 1 | 365 | 8.4252 | 0.88921 | 9 | 0.31445
3577 | 7 | 1 | 365 | 8.0023 | 0.041312 | 8 | 0.043572
8904 | 5.04 | 1 | 365 | 5.7616 | 0.54974 | 6 | 0.31137
14361 | 6.75 | 1 | 365 | 7.7165 | 0.46841 | 8 | 0.18487
5283 | 7.425 | 1 | 365 | 8.4881 | 0.015249 | 8 | 0.50336
4728 | 8.91 | 1 | 365 | 10.1857 | 0.4183 | 10 | 0.60403
3581 | 7.8 | 1 | 365 | 8.9168 | 0.8746 | 9 | 0.79141
3338 | 3.57 | 1 | 365 | 4.0812 | 0.18107 | 4 | 0.26222
3478 | 7.02 | 1 | 365 | 8.0251 | 0.087144 | 8 | 0.11227
2846 | 20.74 | 1 | 365 | 23.7096 | 0.52812 | 24 | 0.23767
3635 | 7.595 | 1 | 365 | 8.6825 | 0.40482 | 9 | 0.087276
3628 | 6.37 | 1 | 365 | 7.2821 | 0.59759 | 7 | 0.87965
3669 | 8 | 1 | 365 | 9.1454 | 0.33293 | 9 | 0.47837
3682 | 7 | 1 | 365 | 8.0023 | 0.041312 | 8 | 0.043572
3689 | 8.16 | 1 | 365 | 9.3283 | 0.69959 | 10 | 0.027935
3690 | 6.75 | 1 | 365 | 7.7165 | 0.46841 | 8 | 0.18487
3696 | 6.75 | 1 | 365 | 7.7165 | 0.46841 | 8 | 0.18487
3697 | 10.965 | 1 | 365 | 12.535 | 0.12757 | 12 | 0.66254
3698 | 5.75 | 1 | 365 | 6.5733 | 0.17679 | 6 | 0.75008
3700 | 4.5 | 1 | 365 | 5.1443 | 0.31227 | 5 | 0.45658
3489 | 6 | 1 | 365 | 6.8591 | 0.7497 | 7 | 0.60878
2770 | 0.84 | 1 | 365 | 0.96027 | 0.92496 | 1 | 0.88523
3266 | 7 | 1 | 365 | 8.0023 | 0.041312 | 8 | 0.043572
3844 | 5.39 | 1 | 365 | 6.1617 | 0.35181 | 6 | 0.51355
3861 | 11 | 1 | 365 | 12.575 | 0.20778 | 12 | 0.78276
3908 | 3.57 | 1 | 365 | 4.0812 | 0.18107 | 4 | 0.26222
3779 | 3.25 | 1 | 365 | 3.7153 | 0.44775 | 4 | 0.16309
3782 | 8 | 1 | 365 | 9.1454 | 0.33293 | 9 | 0.47837
3783 | 6 | 1 | 365 | 6.8591 | 0.7497 | 7 | 0.60878
3785 | 7.54 | 1 | 365 | 8.6196 | 0.27878 | 8 | 0.89836
3818 | 10 | 1 | 365 | 11.4318 | 0.91616 | 12 | 0.34796
3821 | 6.5 | 1 | 365 | 7.4307 | 0.8955 | 8 | 0.32617
3867 | 5.25 | 1 | 365 | 6.0017 | 0.030984 | 6 | 0.032679
3873 | 7 | 1 | 365 | 8.0023 | 0.041312 | 8 | 0.043572
3902 | 9 | 1 | 365 | 10.2886 | 0.62454 | 10 | 0.91316
3903 | 6.615 | 1 | 365 | 7.5621 | 0.15904 | 7 | 0.72118
3904 | 6.37 | 1 | 365 | 7.2821 | 0.59759 | 7 | 0.87965
3906 | 8.5 | 1 | 365 | 9.717 | 0.47874 | 10 | 0.19577
3977 | 2.75 | 1 | 365 | 3.1437 | 0.30194 | 3 | 0.44569
3978 | 5.72 | 1 | 365 | 6.539 | 0.10804 | 6 | 0.64703
3983 | 4.75 | 1 | 365 | 5.4301 | 0.88518 | 6 | 0.31528
4011 | 8.33 | 1 | 365 | 9.5227 | 0.089161 | 9 | 0.61185
4044 | 9 | 1 | 365 | 10.2886 | 0.62454 | 10 | 0.91316
4046 | 9 | 1 | 365 | 10.2886 | 0.62454 | 10 | 0.91316
4057 | 5.635 | 1 | 365 | 6.4418 | 0.91326 | 7 | 0.35508
4072 | 5.25 | 1 | 365 | 6.0017 | 0.030984 | 6 | 0.032679
3839 | 5.1 | 1 | 365 | 5.8302 | 0.68724 | 6 | 0.51746
3841 | 3.5 | 1 | 365 | 4.0011 | 0.020656 | 4 | 0.021786
3822 | 10.8 | 1 | 365 | 12.3463 | 0.74945 | 13 | 0.095797
3975 | 8.37 | 1 | 365 | 9.5684 | 0.18083 | 9 | 0.74924
3979 | 7.02 | 1 | 365 | 8.0251 | 0.087144 | 8 | 0.11227
3984 | 10.8 | 1 | 365 | 12.3463 | 0.74945 | 13 | 0.095797
3987 | 4.5 | 1 | 365 | 5.1443 | 0.31227 | 5 | 0.45658
3989 | 4.5 | 1 | 365 | 5.1443 | 0.31227 | 5 | 0.45658
3973 | 7.65 | 1 | 365 | 8.7453 | 0.53086 | 9 | 0.27619
4026 | 5 | 1 | 365 | 5.7159 | 0.45808 | 6 | 0.17398
4029 | 6.885 | 1 | 365 | 7.8708 | 0.77778 | 8 | 0.64857
4124 | 1.44 | 1 | 365 | 1.6462 | 0.29993 | 1 | 0.94611
1031 | 4.5 | 1 | 365 | 5.1443 | 0.31227 | 5 | 0.45658
2776 | 8 | 1 | 365 | 9.1454 | 0.33293 | 9 | 0.47837
4163 | 7.848 | 1 | 365 | 8.9717 | 0.9846 | 9 | 0.95628
12119 | 7.65 | 1 | 365 | 8.7453 | 0.53086 | 9 | 0.27619
15064 | 3.98 | 1 | 365 | 4.5499 | 0.12063 | 4 | 0.67049
8552 | 9.945 | 1 | 365 | 11.3689 | 0.79012 | 12 | 0.15905
15314 | 5.355 | 1 | 365 | 6.1217 | 0.2716 | 6 | 0.39333
15059 | 6.98 | 1 | 365 | 7.9794 | 0.99548 | 8 | 0.97488
5244 | 10.5 | 1 | 365 | 12.0034 | 0.061968 | 12 | 0.065358
12167 | 13.475 | 1 | 365 | 15.4044 | 0.87953 | 16 | 0.28388
5268 | 5.1 | 1 | 365 | 5.8302 | 0.68724 | 6 | 0.51746
6175 | 4.59 | 1 | 365 | 5.2472 | 0.51852 | 5 | 0.76571
14926 | 5.895 | 1 | 365 | 6.739 | 0.50908 | 7 | 0.24812
6342 | 5.865 | 1 | 365 | 6.7048 | 0.44033 | 7 | 0.14508
6215 | 3.06 | 1 | 365 | 3.4981 | 0.012345 | 3 | 0.51048
26840 | 5.22 | 1 | 365 | 5.9674 | 0.96224 | 6 | 0.92964
14379 | 9.215 | 1 | 365 | 10.5344 | 0.11724 | 10 | 0.65165
6727 | 7.14 | 1 | 365 | 8.1623 | 0.36214 | 8 | 0.52444
42915 | 9.1 | 1 | 365 | 10.4029 | 0.85371 | 11 | 0.25664
5245 | 5 | 1 | 365 | 5.7159 | 0.45808 | 6 | 0.17398
13734 | 3.5 | 1 | 365 | 4.0011 | 0.98273 | 4 | 0.98386
6160 | 7.65 | 1 | 365 | 8.7453 | 0.53086 | 9 | 0.27619
5377 | 10.335 | 1 | 365 | 11.8148 | 0.68385 | 12 | 0.49862
24318 | 6.725 | 1 | 365 | 7.6879 | 0.41112 | 8 | 0.099003
23017 | 7.575 | 1 | 365 | 8.6596 | 0.35899 | 9 | 0.01858
15091 | 11.96 | 1 | 365 | 13.6724 | 0.40773 | 14 | 0.08016
4373 | 10.595 | 1 | 365 | 12.112 | 0.27967 | 12 | 0.39166
4175 | 6.25 | 1 | 365 | 7.1449 | 0.3226 | 7 | 0.46747
4213 | 6.75 | 1 | 365 | 7.7165 | 0.46841 | 8 | 0.18487
4215 | 2.145 | 1 | 365 | 2.4521 | 0.91552 | 3 | 0.36764
4218 | 8.1 | 1 | 365 | 9.2598 | 0.56209 | 9 | 0.82185
4235 | 8.57 | 1 | 365 | 9.7971 | 0.63915 | 10 | 0.4362
4236 | 8.82 | 1 | 365 | 10.0828 | 0.21205 | 10 | 0.2949
4372 | 6.336 | 1 | 365 | 7.2432 | 0.51968 | 7 | 0.76287
4254 | 19.2 | 1 | 365 | 21.9491 | 0.99903 | 22 | 0.94808
4256 | 19.2 | 1 | 365 | 21.9491 | 0.99903 | 22 | 0.94808
4257 | 19.2 | 1 | 365 | 21.9491 | 0.99903 | 22 | 0.94808
4224 | 11.18 | 1 | 365 | 12.7808 | 0.62027 | 13 | 0.40102
4533 | 6.9 | 1 | 365 | 7.8879 | 0.81215 | 8 | 0.70009
4506 | 9 | 1 | 365 | 10.2886 | 0.62454 | 10 | 0.91316
2230 | 262.08 | 0.8 | 365 | 239.6837 | 0.46938 | 240 | 0.15307
2231 | 197.4 | 0.8 | 365 | 180.531 | 0.892 | 181 | 0.42298
4439 | 8.82 | 1 | 365 | 10.0828 | 0.21205 | 10 | 0.2949
4441 | 9 | 1 | 365 | 10.2886 | 0.62454 | 10 | 0.91316
4440 | 8.25 | 1 | 365 | 9.4312 | 0.90583 | 10 | 0.33707
4470 | 8.085 | 1 | 365 | 9.2426 | 0.52772 | 9 | 0.77033
4525 | 5.25 | 1 | 365 | 6.0017 | 0.030984 | 6 | 0.032679
4530 | 3.92 | 1 | 365 | 4.4813 | 0.98313 | 5 | 0.4644
4532 | 3.92 | 1 | 365 | 4.4813 | 0.98313 | 5 | 0.4644
2450 | 150.45 | 0.9 | 365 | 154.7923 | 0.29626 | 155 | 0.088552
3578 | 6.5 | 1 | 365 | 7.4307 | 0.8955 | 8 | 0.32617
3391 | 4.08 | 1 | 365 | 4.6642 | 0.34979 | 5 | 0.013968
1954 | 12.99 | 1 | 365 | 14.8499 | 0.76809 | 15 | 0.618
3600 | 11 | 1 | 365 | 12.575 | 0.20778 | 12 | 0.78276
16667 | 3.06 | 1 | 365 | 3.4981 | 0.012345 | 3 | 0.51048
11787 | 7.14 | 1 | 365 | 8.1623 | 0.36214 | 8 | 0.52444
6619 | 5.5 | 1 | 365 | 6.2875 | 0.60389 | 6 | 0.89138
10551 | 5.72 | 1 | 365 | 6.539 | 0.10804 | 6 | 0.64703
6276 | 4.335 | 1 | 365 | 4.9557 | 0.93416 | 5 | 0.88984
10525 | 7.14 | 1 | 365 | 8.1623 | 0.36214 | 8 | 0.52444
5645 | 3 | 1 | 365 | 3.4295 | 0.87485 | 4 | 0.30439
10651 | 9.1 | 1 | 365 | 10.4029 | 0.85371 | 11 | 0.25664
6302 | 3.57 | 1 | 365 | 4.0812 | 0.18107 | 4 | 0.26222
8185 | 8.925 | 1 | 365 | 10.2029 | 0.45267 | 10 | 0.65555
18928 | 6.96 | 1 | 365 | 7.9565 | 0.94965 | 8 | 0.90618
23046 | 12.75 | 1 | 365 | 14.5755 | 0.2181 | 14 | 0.79365
15082 | 5.725 | 1 | 365 | 6.5447 | 0.1195 | 6 | 0.66421
15071 | 6.98 | 1 | 365 | 7.9794 | 0.99548 | 8 | 0.97488
7557 | 9.435 | 1 | 365 | 10.7859 | 0.6214 | 11 | 0.4073
11129 | 6.75 | 1 | 365 | 7.7165 | 0.46841 | 8 | 0.18487
5715 | 8.5 | 1 | 365 | 9.717 | 0.47874 | 10 | 0.19577
15015 | 7.96 | 1 | 365 | 9.0997 | 0.24126 | 9 | 0.34098
3089 | 14.8 | 1 | 365 | 16.9191 | 0.91592 | 17 | 0.83498
8122 | 2.805 | 1 | 365 | 3.2066 | 0.42798 | 3 | 0.6346
11908 | 7.65 | 1 | 365 | 8.7453 | 0.53086 | 9 | 0.27619
7324 | 9.18 | 1 | 365 | 10.4944 | 0.037035 | 10 | 0.53143
11699 | 5.25 | 1 | 365 | 6.0017 | 0.030984 | 6 | 0.032679
8521 | 3.315 | 1 | 365 | 3.7896 | 0.59671 | 4 | 0.38635
42901 | 11.18 | 1 | 365 | 12.7808 | 0.62027 | 13 | 0.40102
7277 | 4.335 | 1 | 365 | 4.9557 | 0.93416 | 5 | 0.88984
7285 | 5.865 | 1 | 365 | 6.7048 | 0.44033 | 7 | 0.14508
3079 | 3.75 | 1 | 365 | 4.2869 | 0.59356 | 4 | 0.88049
3128 | 4 | 1 | 365 | 4.5727 | 0.16646 | 4 | 0.73918
3130 | 7.395 | 1 | 365 | 8.4538 | 0.9465 | 9 | 0.40032
3131 | 3.825 | 1 | 365 | 4.3727 | 0.76543 | 5 | 0.13809
3132 | 4.845 | 1 | 365 | 5.5387 | 0.10288 | 5 | 0.64159
2816 | 3.06 | 1 | 365 | 3.4981 | 0.012345 | 3 | 0.51048
2931 | 15.5 | 1 | 365 | 17.7193 | 0.52005 | 18 | 0.23934
3134 | 2.04 | 1 | 365 | 2.3321 | 0.6749 | 3 | 0.0069838
2932 | 7.5 | 1 | 365 | 8.5739 | 0.18712 | 8 | 0.76097
2933 | 4 | 1 | 365 | 4.5727 | 0.16646 | 4 | 0.73918
2934 | 2.04 | 1 | 365 | 2.3321 | 0.6749 | 3 | 0.0069838
3135 | 10.71 | 1 | 365 | 12.2435 | 0.54321 | 12 | 0.78667
2981 | 6.63 | 1 | 365 | 7.5793 | 0.19341 | 7 | 0.7727
2983 | 4.25 | 1 | 365 | 4.8585 | 0.73937 | 5 | 0.59788
3138 | 6.5 | 1 | 365 | 7.4307 | 0.8955 | 8 | 0.32617
2991 | 9.945 | 1 | 365 | 11.3689 | 0.79012 | 12 | 0.15905
2992 | 14.535 | 1 | 365 | 16.6161 | 0.30864 | 16 | 0.92476
2993 | 11.985 | 1 | 365 | 13.701 | 0.46502 | 14 | 0.16603
3007 | 5.865 | 1 | 365 | 6.7048 | 0.44033 | 7 | 0.14508
3009 | 5.865 | 1 | 365 | 6.7048 | 0.44033 | 7 | 0.14508
3010 | 1.53 | 1 | 365 | 1.7491 | 0.50617 | 2 | 0.25524
3012 | 3.25 | 1 | 365 | 3.7153 | 0.44775 | 4 | 0.16309
3013 | 6.885 | 1 | 365 | 7.8708 | 0.77778 | 8 | 0.64857
3014 | 9 | 1 | 365 | 10.2886 | 0.62454 | 10 | 0.91316
3016 | 5 | 1 | 365 | 5.7159 | 0.45808 | 6 | 0.17398
3017 | 4.335 | 1 | 365 | 4.9557 | 0.93416 | 5 | 0.88984
3018 | 7.905 | 1 | 365 | 9.0368 | 0.11522 | 9 | 0.15206
3019 | 9.5 | 1 | 365 | 10.8602 | 0.77035 | 11 | 0.63056
3029 | 5.355 | 1 | 365 | 6.1217 | 0.2716 | 6 | 0.39333
3030 | 9 | 1 | 365 | 10.2886 | 0.62454 | 10 | 0.91316
3033 | 6 | 1 | 365 | 6.8591 | 0.7497 | 7 | 0.60878
3034 | 3.825 | 1 | 365 | 4.3727 | 0.76543 | 5 | 0.13809
3035 | 4.845 | 1 | 365 | 5.5387 | 0.10288 | 5 | 0.64159
3036 | 6.12 | 1 | 365 | 6.9963 | 0.02469 | 7 | 0.020952
3038 | 7.905 | 1 | 365 | 9.0368 | 0.11522 | 9 | 0.15206
3040 | 6.5 | 1 | 365 | 7.4307 | 0.8955 | 8 | 0.32617
3041 | 5.5 | 1 | 365 | 6.2875 | 0.60389 | 6 | 0.89138
3044 | 3.06 | 1 | 365 | 3.4981 | 0.012345 | 3 | 0.51048
3045 | 5.61 | 1 | 365 | 6.4132 | 0.85597 | 7 | 0.26921
3139 | 3.75 | 1 | 365 | 4.2869 | 0.59356 | 4 | 0.88049
3141 | 5 | 1 | 365 | 5.7159 | 0.45808 | 6 | 0.17398
3144 | 3.315 | 1 | 365 | 3.7896 | 0.59671 | 4 | 0.38635
3145 | 17.75 | 1 | 365 | 20.2914 | 0.67618 | 20 | 0.96763
3080 | 5.25 | 1 | 365 | 6.0017 | 0.030984 | 6 | 0.032679
3081 | 9.25 | 1 | 365 | 10.5744 | 0.19745 | 10 | 0.77186
3082 | 6 | 1 | 365 | 6.8591 | 0.7497 | 7 | 0.60878
3084 | 6.75 | 1 | 365 | 7.7165 | 0.46841 | 8 | 0.18487
3087 | 8.75 | 1 | 365 | 10.0028 | 0.05164 | 10 | 0.054465
3088 | 10.25 | 1 | 365 | 11.7176 | 0.48906 | 12 | 0.20666
3147 | 4 | 1 | 365 | 4.5727 | 0.16646 | 4 | 0.73918
3149 | 3.825 | 1 | 365 | 4.3727 | 0.76543 | 5 | 0.13809
3404 | 4.75 | 1 | 365 | 5.4301 | 0.88518 | 6 | 0.31528
3406 | 7.75 | 1 | 365 | 8.8596 | 0.76002 | 9 | 0.61967
3416 | 2.75 | 1 | 365 | 3.1437 | 0.30194 | 3 | 0.44569
3417 | 5.865 | 1 | 365 | 6.7048 | 0.44033 | 7 | 0.14508
3448 | 7.395 | 1 | 365 | 8.4538 | 0.9465 | 9 | 0.40032
3449 | 6.5 | 1 | 365 | 7.4307 | 0.8955 | 8 | 0.32617
3661 | 24 | 1 | 365 | 27.4363 | 0.99878 | 28 | 0.4351
3046 | 8.925 | 1 | 365 | 10.2029 | 0.45267 | 10 | 0.65555
3047 | 11.73 | 1 | 365 | 13.4095 | 0.88066 | 14 | 0.29016
3048 | 9.75 | 1 | 365 | 11.146 | 0.34326 | 11 | 0.48926
3050 | 12.24 | 1 | 365 | 13.9925 | 0.04938 | 14 | 0.041903
3051 | 5.75 | 1 | 365 | 6.5733 | 0.17679 | 6 | 0.75008
3078 | 3.57 | 1 | 365 | 4.0812 | 0.18107 | 4 | 0.26222
3092 | 6.63 | 1 | 365 | 7.5793 | 0.19341 | 7 | 0.7727
3094 | 9.75 | 1 | 365 | 11.146 | 0.34326 | 11 | 0.48926
3096 | 12 | 1 | 365 | 13.7182 | 0.49939 | 14 | 0.21755
3121 | 14 | 1 | 365 | 16.0045 | 0.082624 | 16 | 0.087144
3124 | 8.75 | 1 | 365 | 10.0028 | 0.05164 | 10 | 0.054465
3126 | 4.5 | 1 | 365 | 5.1443 | 0.31227 | 5 | 0.45658
3127 | 6.12 | 1 | 365 | 6.9963 | 0.02469 | 7 | 0.020952
3151 | 5 | 1 | 365 | 5.7159 | 0.45808 | 6 | 0.17398
3153 | 4.25 | 1 | 365 | 4.8585 | 0.73937 | 5 | 0.59788
3154 | 3.57 | 1 | 365 | 4.0812 | 0.18107 | 4 | 0.26222
3216 | 6 | 1 | 365 | 6.8591 | 0.7497 | 7 | 0.60878
3218 | 4.08 | 1 | 365 | 4.6642 | 0.34979 | 5 | 0.013968
3225 | 8.5 | 1 | 365 | 9.717 | 0.47874 | 10 | 0.19577
3226 | 8.415 | 1 | 365 | 9.6199 | 0.28395 | 9 | 0.90381
3227 | 12 | 1 | 365 | 13.7182 | 0.49939 | 14 | 0.21755
3230 | 2.805 | 1 | 365 | 3.2066 | 0.42798 | 3 | 0.6346
3252 | 15.75 | 1 | 365 | 18.0051 | 0.092952 | 18 | 0.098037
3261 | 4.25 | 1 | 365 | 4.8585 | 0.73937 | 5 | 0.59788
3262 | 12.25 | 1 | 365 | 14.004 | 0.072296 | 14 | 0.076251
3263 | 6.25 | 1 | 365 | 7.1449 | 0.3226 | 7 | 0.46747
3273 | 12 | 1 | 365 | 13.7182 | 0.49939 | 14 | 0.21755
3274 | 4.5 | 1 | 365 | 5.1443 | 0.31227 | 5 | 0.45658
3275 | 3.57 | 1 | 365 | 4.0812 | 0.18107 | 4 | 0.26222
3276 | 6.375 | 1 | 365 | 7.2878 | 0.60905 | 7 | 0.89682
3280 | 6.375 | 1 | 365 | 7.2878 | 0.60905 | 7 | 0.89682
3282 | 8 | 1 | 365 | 9.1454 | 0.33293 | 9 | 0.47837
3283 | 14 | 1 | 365 | 16.0045 | 0.082624 | 16 | 0.087144
3287 | 10.2 | 1 | 365 | 11.6604 | 0.37448 | 12 | 0.034919
3296 | 8 | 1 | 365 | 9.1454 | 0.33293 | 9 | 0.47837
3298 | 5.61 | 1 | 365 | 6.4132 | 0.85597 | 7 | 0.26921
3299 | 9.5 | 1 | 365 | 10.8602 | 0.77035 | 11 | 0.63056
3300 | 5.25 | 1 | 365 | 6.0017 | 0.030984 | 6 | 0.032679
3301 | 8.16 | 1 | 365 | 9.3283 | 0.69959 | 10 | 0.027935
3304 | 12 | 1 | 365 | 13.7182 | 0.49939 | 14 | 0.21755
3305 | 5.865 | 1 | 365 | 6.7048 | 0.44033 | 7 | 0.14508
3306 | 23.25 | 1 | 365 | 26.5789 | 0.28007 | 26 | 0.85901
3307 | 10.455 | 1 | 365 | 11.9519 | 0.95885 | 12 | 0.91079
3319 | 10 | 1 | 365 | 11.4318 | 0.91616 | 12 | 0.34796
3321 | 5.355 | 1 | 365 | 6.1217 | 0.2716 | 6 | 0.39333
3322 | 10.455 | 1 | 365 | 11.9519 | 0.95885 | 12 | 0.91079
3245 | 4.25 | 1 | 365 | 4.8585 | 0.73937 | 5 | 0.59788
3328 | 5.3 | 1 | 365 | 6.0589 | 0.14556 | 6 | 0.20442
3325 | 6.63 | 1 | 365 | 7.5793 | 0.19341 | 7 | 0.7727
3355 | 6 | 1 | 365 | 6.8591 | 0.7497 | 7 | 0.60878
3356 | 7 | 1 | 365 | 8.0023 | 0.041312 | 8 | 0.043572
3439 | 8.25 | 1 | 365 | 9.4312 | 0.90583 | 10 | 0.33707
3358 | 5.355 | 1 | 365 | 6.1217 | 0.2716 | 6 | 0.39333
3359 | 2.805 | 1 | 365 | 3.2066 | 0.42798 | 3 | 0.6346
3360 | 3.57 | 1 | 365 | 4.0812 | 0.18107 | 4 | 0.26222
3361 | 5.355 | 1 | 365 | 6.1217 | 0.2716 | 6 | 0.39333
3363 | 3.06 | 1 | 365 | 3.4981 | 0.012345 | 3 | 0.51048
3365 | 7.65 | 1 | 365 | 8.7453 | 0.53086 | 9 | 0.27619
3367 | 6.375 | 1 | 365 | 7.2878 | 0.60905 | 7 | 0.89682
3373 | 9.5 | 1 | 365 | 10.8602 | 0.77035 | 11 | 0.63056
3394 | 7.5 | 1 | 365 | 8.5739 | 0.18712 | 8 | 0.76097
3395 | 3.315 | 1 | 365 | 3.7896 | 0.59671 | 4 | 0.38635
3396 | 11.5 | 1 | 365 | 13.1466 | 0.35358 | 13 | 0.50015
3397 | 3.825 | 1 | 365 | 4.3727 | 0.76543 | 5 | 0.13809
3403 | 8 | 1 | 365 | 9.1454 | 0.33293 | 9 | 0.47837
3520 | 52.8 | 0.9 | 365 | 54.3239 | 0.89759 | 55 | 0.22151
3531 | 6.12 | 1 | 365 | 6.9963 | 0.02469 | 7 | 0.020952
3532 | 17.76 | 1 | 365 | 20.3029 | 0.6991 | 21 | 0.001977
3535 | 5.225 | 1 | 365 | 5.9731 | 0.97369 | 6 | 0.94681
3543 | 3.08 | 1 | 365 | 3.521 | 0.058177 | 3 | 0.57917
3244 | 99.408 | 0.8 | 365 | 90.913 | 0.24397 | 91 | 0.15696
3499 | 4.5 | 1 | 365 | 5.1443 | 0.31227 | 5 | 0.45658
3506 | 6.375 | 1 | 365 | 7.2878 | 0.60905 | 7 | 0.89682
3507 | 5.61 | 1 | 365 | 6.4132 | 0.85597 | 7 | 0.26921
3509 | 4 | 1 | 365 | 4.5727 | 0.16646 | 4 | 0.73918
3508 | 6.75 | 1 | 365 | 7.7165 | 0.46841 | 8 | 0.18487
3511 | 6.63 | 1 | 365 | 7.5793 | 0.19341 | 7 | 0.7727
3512 | 6.12 | 1 | 365 | 6.9963 | 0.02469 | 7 | 0.020952
3513 | 3.315 | 1 | 365 | 3.7896 | 0.59671 | 4 | 0.38635
3514 | 9.18 | 1 | 365 | 10.4944 | 0.037035 | 10 | 0.53143
3569 | 4.335 | 1 | 365 | 4.9557 | 0.93416 | 5 | 0.88984
3571 | 5.75 | 1 | 365 | 6.5733 | 0.17679 | 6 | 0.75008
3572 | 5.1 | 1 | 365 | 5.8302 | 0.68724 | 6 | 0.51746
3575 | 6.12 | 1 | 365 | 6.9963 | 0.02469 | 7 | 0.020952
3576 | 4.59 | 1 | 365 | 5.2472 | 0.51852 | 5 | 0.76571
3605 | 6.36 | 1 | 365 | 7.2706 | 0.57468 | 7 | 0.8453
3608 | 4.25 | 1 | 365 | 4.8585 | 0.73937 | 5 | 0.59788
3609 | 7.5 | 1 | 365 | 8.5739 | 0.18712 | 8 | 0.76097
3611 | 6.75 | 1 | 365 | 7.7165 | 0.46841 | 8 | 0.18487
3614 | 4.75 | 1 | 365 | 5.4301 | 0.88518 | 6 | 0.31528
3612 | 10.71 | 1 | 365 | 12.2435 | 0.54321 | 12 | 0.78667
3615 | 6.12 | 1 | 365 | 6.9963 | 0.02469 | 7 | 0.020952
3617 | 12.25 | 1 | 365 | 14.004 | 0.072296 | 14 | 0.076251
3619 | 7.155 | 1 | 365 | 8.1795 | 0.39651 | 8 | 0.57597
3623 | 5.61 | 1 | 365 | 6.4132 | 0.85597 | 7 | 0.26921
3624 | 5.1 | 1 | 365 | 5.8302 | 0.68724 | 6 | 0.51746
3627 | 2.5 | 1 | 365 | 2.858 | 0.72904 | 3 | 0.58699
3629 | 11 | 1 | 365 | 12.575 | 0.20778 | 12 | 0.78276
3631 | 9.69 | 1 | 365 | 11.0774 | 0.20576 | 11 | 0.28317
3632 | 6.12 | 1 | 365 | 6.9963 | 0.02469 | 7 | 0.020952
3633 | 7.905 | 1 | 365 | 9.0368 | 0.11522 | 9 | 0.15206
3634 | 8.415 | 1 | 365 | 9.6199 | 0.28395 | 9 | 0.90381
3636 | 8.67 | 1 | 365 | 9.9114 | 0.86831 | 10 | 0.77968
3638 | 8.16 | 1 | 365 | 9.3283 | 0.69959 | 10 | 0.027935
3639 | 5.5 | 1 | 365 | 6.2875 | 0.60389 | 6 | 0.89138
3652 | 11.22 | 1 | 365 | 12.8265 | 0.71193 | 13 | 0.53841
3653 | 7.14 | 1 | 365 | 8.1623 | 0.36214 | 8 | 0.52444
3654 | 8 | 1 | 365 | 9.1454 | 0.33293 | 9 | 0.47837
3659 | 10 | 1 | 365 | 11.4318 | 0.91616 | 12 | 0.34796
3664 | 6.25 | 1 | 365 | 7.1449 | 0.3226 | 7 | 0.46747
3665 | 5.5 | 1 | 365 | 6.2875 | 0.60389 | 6 | 0.89138
3668 | 6.885 | 1 | 365 | 7.8708 | 0.77778 | 8 | 0.64857
3683 | 9.5 | 1 | 365 | 10.8602 | 0.77035 | 11 | 0.63056
3684 | 8 | 1 | 365 | 9.1454 | 0.33293 | 9 | 0.47837
3686 | 9.435 | 1 | 365 | 10.7859 | 0.6214 | 11 | 0.4073
3692 | 5.25 | 1 | 365 | 6.0017 | 0.030984 | 6 | 0.032679
3706 | 10.2 | 1 | 365 | 11.6604 | 0.37448 | 12 | 0.034919
3707 | 9.18 | 1 | 365 | 10.4944 | 0.037035 | 10 | 0.53143
3708 | 5.1 | 1 | 365 | 5.8302 | 0.68724 | 6 | 0.51746
3709 | 8.415 | 1 | 365 | 9.6199 | 0.28395 | 9 | 0.90381
3713 | 4.59 | 1 | 365 | 5.2472 | 0.51852 | 5 | 0.76571
3714 | 4.845 | 1 | 365 | 5.5387 | 0.10288 | 5 | 0.64159
3715 | 7.75 | 1 | 365 | 8.8596 | 0.76002 | 9 | 0.61967
3725 | 10.07 | 1 | 365 | 11.5118 | 0.076573 | 11 | 0.5884
3730 | 3.06 | 1 | 365 | 3.4981 | 0.012345 | 3 | 0.51048
3732 | 4.25 | 1 | 365 | 4.8585 | 0.73937 | 5 | 0.59788
3733 | 19.125 | 1 | 365 | 21.8633 | 0.82716 | 22 | 0.69047
3734 | 7.395 | 1 | 365 | 8.4538 | 0.9465 | 9 | 0.40032
3765 | 9.69 | 1 | 365 | 11.0774 | 0.20576 | 11 | 0.28317
3766 | 7.75 | 1 | 365 | 8.8596 | 0.76002 | 9 | 0.61967
3768 | 11.985 | 1 | 365 | 13.701 | 0.46502 | 14 | 0.16603
3770 | 9.5 | 1 | 365 | 10.8602 | 0.77035 | 11 | 0.63056
3771 | 11.73 | 1 | 365 | 13.4095 | 0.88066 | 14 | 0.29016
3773 | 9.945 | 1 | 365 | 11.3689 | 0.79012 | 12 | 0.15905
3971 | 12.495 | 1 | 365 | 14.284 | 0.63374 | 14 | 0.91778
3993 | 7 | 1 | 365 | 8.0023 | 0.041312 | 8 | 0.043572
3981 | 7.14 | 1 | 365 | 8.1623 | 0.36214 | 8 | 0.52444
3994 | 8.415 | 1 | 365 | 9.6199 | 0.28395 | 9 | 0.90381
3996 | 12.75 | 1 | 365 | 14.5755 | 0.2181 | 14 | 0.79365
3997 | 6.12 | 1 | 365 | 6.9963 | 0.02469 | 7 | 0.020952
3998 | 5 | 1 | 365 | 5.7159 | 0.45808 | 6 | 0.17398
4000 | 6.12 | 1 | 365 | 6.9963 | 0.02469 | 7 | 0.020952
4001 | 6.375 | 1 | 365 | 7.2878 | 0.60905 | 7 | 0.89682
4004 | 15.81 | 1 | 365 | 18.0737 | 0.23045 | 18 | 0.30412
4005 | 5.1 | 1 | 365 | 5.8302 | 0.68724 | 6 | 0.51746
4008 | 6.63 | 1 | 365 | 7.5793 | 0.19341 | 7 | 0.7727
4009 | 16.065 | 1 | 365 | 18.3652 | 0.81481 | 19 | 0.18
4012 | 13.005 | 1 | 365 | 14.8671 | 0.80247 | 15 | 0.66952
4060 | 7.5 | 1 | 365 | 8.5739 | 0.18712 | 8 | 0.76097
4061 | 5.1 | 1 | 365 | 5.8302 | 0.68724 | 6 | 0.51746
4062 | 20.25 | 1 | 365 | 23.1494 | 0.40522 | 23 | 0.55462
4063 | 7.14 | 1 | 365 | 8.1623 | 0.36214 | 8 | 0.52444
4066 | 7.42 | 1 | 365 | 8.4824 | 0.0037907 | 8 | 0.48619
4064 | 4.59 | 1 | 365 | 5.2472 | 0.51852 | 5 | 0.76571
4067 | 5.1 | 1 | 365 | 5.8302 | 0.68724 | 6 | 0.51746
4070 | 9.18 | 1 | 365 | 10.4944 | 0.037035 | 10 | 0.53143
4073 | 7.395 | 1 | 365 | 8.4538 | 0.9465 | 9 | 0.40032
4074 | 16.5 | 1 | 365 | 18.8625 | 0.81166 | 19 | 0.67413
4080 | 2.55 | 1 | 365 | 2.9151 | 0.84362 | 3 | 0.75873
29427 | 6.05 | 1 | 365 | 6.9162 | 0.86428 | 7 | 0.78052
25168 | 10.965 | 1 | 365 | 12.535 | 0.12757 | 12 | 0.66254
13894 | 7.02 | 1 | 365 | 8.0251 | 0.087144 | 8 | 0.11227
53384 | 11.76 | 1 | 365 | 13.4438 | 0.9494 | 14 | 0.3932
23139 | 5.1 | 1 | 365 | 5.8302 | 0.68724 | 6 | 0.51746
13510 | 3.9 | 1 | 365 | 4.4584 | 0.9373 | 5 | 0.3957
4081 | 4.59 | 1 | 365 | 5.2472 | 0.51852 | 5 | 0.76571
4082 | 5.865 | 1 | 365 | 6.7048 | 0.44033 | 7 | 0.14508
4103 | 6.885 | 1 | 365 | 7.8708 | 0.77778 | 8 | 0.64857
4112 | 2.04 | 1 | 365 | 2.3321 | 0.6749 | 3 | 0.0069838
4113 | 15 | 1 | 365 | 17.1477 | 0.37424 | 17 | 0.52194
4117 | 3.5 | 1 | 365 | 4.0011 | 0.020656 | 4 | 0.021786
4120 | 10.75 | 1 | 365 | 12.2892 | 0.63487 | 12 | 0.92406
3784 | 5.865 | 1 | 365 | 6.7048 | 0.44033 | 7 | 0.14508
3877 | 12.426 | 1 | 365 | 14.2052 | 0.47562 | 14 | 0.68078
3534 | 58.14 | 0.9 | 365 | 59.818 | 0.9111 | 60 | 0.72914
3891 | 6.5 | 1 | 365 | 7.4307 | 0.8955 | 8 | 0.32617
3895 | 8.67 | 1 | 365 | 9.9114 | 0.86831 | 10 | 0.77968
3899 | 8.48 | 1 | 365 | 9.6942 | 0.4329 | 10 | 0.12707
3911 | 8.67 | 1 | 365 | 9.9114 | 0.86831 | 10 | 0.77968
3900 | 8 | 1 | 365 | 9.1454 | 0.33293 | 9 | 0.47837
3912 | 7.14 | 1 | 365 | 8.1623 | 0.36214 | 8 | 0.52444
3913 | 6.5 | 1 | 365 | 7.4307 | 0.8955 | 8 | 0.32617
3928 | 4.59 | 1 | 365 | 5.2472 | 0.51852 | 5 | 0.76571
3932 | 4.845 | 1 | 365 | 5.5387 | 0.10288 | 5 | 0.64159
3933 | 5.61 | 1 | 365 | 6.4132 | 0.85597 | 7 | 0.26921
3942 | 4.5 | 1 | 365 | 5.1443 | 0.31227 | 5 | 0.45658
3945 | 5.865 | 1 | 365 | 6.7048 | 0.44033 | 7 | 0.14508
3953 | 2 | 1 | 365 | 2.2864 | 0.58323 | 2 | 0.86959
3957 | 4.08 | 1 | 365 | 4.6642 | 0.34979 | 5 | 0.013968
3960 | 4.335 | 1 | 365 | 4.9557 | 0.93416 | 5 | 0.88984
3962 | 9.69 | 1 | 365 | 11.0774 | 0.20576 | 11 | 0.28317
3964 | 8.925 | 1 | 365 | 10.2029 | 0.45267 | 10 | 0.65555
4331 | 3 | 1 | 365 | 3.4295 | 0.87485 | 4 | 0.30439
3774 | 7.14 | 1 | 365 | 8.1623 | 0.36214 | 8 | 0.52444
3775 | 9.75 | 1 | 365 | 11.146 | 0.34326 | 11 | 0.48926
3776 | 5 | 1 | 365 | 5.7159 | 0.45808 | 6 | 0.17398
3786 | 9.18 | 1 | 365 | 10.4944 | 0.037035 | 10 | 0.53143
3791 | 3.06 | 1 | 365 | 3.4981 | 0.012345 | 3 | 0.51048
3794 | 9.945 | 1 | 365 | 11.3689 | 0.79012 | 12 | 0.15905
3798 | 9.25 | 1 | 365 | 10.5744 | 0.19745 | 10 | 0.77186
3812 | 4.335 | 1 | 365 | 4.9557 | 0.93416 | 5 | 0.88984
3799 | 3.825 | 1 | 365 | 4.3727 | 0.76543 | 5 | 0.13809
3819 | 7.5 | 1 | 365 | 8.5739 | 0.18712 | 8 | 0.76097
3820 | 5.355 | 1 | 365 | 6.1217 | 0.2716 | 6 | 0.39333
3824 | 6.25 | 1 | 365 | 7.1449 | 0.3226 | 7 | 0.46747
3827 | 7.5 | 1 | 365 | 8.5739 | 0.18712 | 8 | 0.76097
3829 | 7.25 | 1 | 365 | 8.2881 | 0.61422 | 8 | 0.90227
3830 | 4.08 | 1 | 365 | 4.6642 | 0.34979 | 5 | 0.013968
4122 | 3.06 | 1 | 365 | 3.4981 | 0.012345 | 3 | 0.51048
4123 | 7.65 | 1 | 365 | 8.7453 | 0.53086 | 9 | 0.27619
4140 | 5 | 1 | 365 | 5.7159 | 0.45808 | 6 | 0.17398
4141 | 6.75 | 1 | 365 | 7.7165 | 0.46841 | 8 | 0.18487
3855 | 4.25 | 1 | 365 | 4.8585 | 0.73937 | 5 | 0.59788
4142 | 7.42 | 1 | 365 | 8.4824 | 0.0037907 | 8 | 0.48619
4143 | 3.5 | 1 | 365 | 4.0011 | 0.020656 | 4 | 0.021786
3879 | 8.925 | 1 | 365 | 10.2029 | 0.45267 | 10 | 0.65555
4144 | 5.5 | 1 | 365 | 6.2875 | 0.60389 | 6 | 0.89138
4145 | 7.75 | 1 | 365 | 8.8596 | 0.76002 | 9 | 0.61967
4146 | 9.75 | 1 | 365 | 11.146 | 0.34326 | 11 | 0.48926
3881 | 8.67 | 1 | 365 | 9.9114 | 0.86831 | 10 | 0.77968
4147 | 8.925 | 1 | 365 | 10.2029 | 0.45267 | 10 | 0.65555
3894 | 6.12 | 1 | 365 | 6.9963 | 0.02469 | 7 | 0.020952
4150 | 6.12 | 1 | 365 | 6.9963 | 0.02469 | 7 | 0.020952
4157 | 6.12 | 1 | 365 | 6.9963 | 0.02469 | 7 | 0.020952
4158 | 9.18 | 1 | 365 | 10.4944 | 0.037035 | 10 | 0.53143
4161 | 2.5 | 1 | 365 | 2.858 | 0.72904 | 3 | 0.58699
4164 | 5.61 | 1 | 365 | 6.4132 | 0.85597 | 7 | 0.26921
3883 | 9.25 | 1 | 365 | 10.5744 | 0.19745 | 10 | 0.77186
4230 | 9.435 | 1 | 365 | 10.7859 | 0.6214 | 11 | 0.4073
4233 | 10.455 | 1 | 365 | 11.9519 | 0.95885 | 12 | 0.91079
4242 | 3.825 | 1 | 365 | 4.3727 | 0.76543 | 5 | 0.13809
4243 | 7.14 | 1 | 365 | 8.1623 | 0.36214 | 8 | 0.52444
4244 | 5.865 | 1 | 365 | 6.7048 | 0.44033 | 7 | 0.14508
4245 | 23.5 | 1 | 365 | 26.8647 | 0.85298 | 27 | 0.71771
4246 | 8.16 | 1 | 365 | 9.3283 | 0.69959 | 10 | 0.027935
4258 | 6.885 | 1 | 365 | 7.8708 | 0.77778 | 8 | 0.64857
4259 | 10.2 | 1 | 365 | 11.6604 | 0.37448 | 12 | 0.034919
4260 | 2.55 | 1 | 365 | 2.9151 | 0.84362 | 3 | 0.75873
4261 | 7.14 | 1 | 365 | 8.1623 | 0.36214 | 8 | 0.52444
4262 | 6.12 | 1 | 365 | 6.9963 | 0.02469 | 7 | 0.020952
4266 | 10.2 | 1 | 365 | 11.6604 | 0.37448 | 12 | 0.034919
4268 | 5.865 | 1 | 365 | 6.7048 | 0.44033 | 7 | 0.14508
4270 | 6.885 | 1 | 365 | 7.8708 | 0.77778 | 8 | 0.64857
4271 | 4.335 | 1 | 365 | 4.9557 | 0.93416 | 5 | 0.88984
4272 | 9.18 | 1 | 365 | 10.4944 | 0.037035 | 10 | 0.53143
4274 | 7.25 | 1 | 365 | 8.2881 | 0.61422 | 8 | 0.90227
4285 | 3.06 | 1 | 365 | 3.4981 | 0.012345 | 3 | 0.51048
4278 | 7.14 | 1 | 365 | 8.1623 | 0.36214 | 8 | 0.52444
4292 | 6.12 | 1 | 365 | 6.9963 | 0.02469 | 7 | 0.020952
3976 | 9.72 | 1 | 365 | 11.1117 | 0.27451 | 11 | 0.38622
3985 | 6.21 | 1 | 365 | 7.0991 | 0.23094 | 7 | 0.33008
3988 | 4 | 1 | 365 | 4.5727 | 0.16646 | 4 | 0.73918
4298 | 3.57 | 1 | 365 | 4.0812 | 0.18107 | 4 | 0.26222
4308 | 5 | 1 | 365 | 5.7159 | 0.45808 | 6 | 0.17398
4314 | 7 | 1 | 365 | 8.0023 | 0.041312 | 8 | 0.043572
4316 | 7.14 | 1 | 365 | 8.1623 | 0.36214 | 8 | 0.52444
4317 | 4.75 | 1 | 365 | 5.4301 | 0.88518 | 6 | 0.31528
4321 | 7.75 | 1 | 365 | 8.8596 | 0.76002 | 9 | 0.61967
4323 | 4.845 | 1 | 365 | 5.5387 | 0.10288 | 5 | 0.64159
4324 | 5.1 | 1 | 365 | 5.8302 | 0.68724 | 6 | 0.51746
4325 | 7.905 | 1 | 365 | 9.0368 | 0.11522 | 9 | 0.15206
4326 | 6.375 | 1 | 365 | 7.2878 | 0.60905 | 7 | 0.89682
4327 | 5 | 1 | 365 | 5.7159 | 0.45808 | 6 | 0.17398
4328 | 8.925 | 1 | 365 | 10.2029 | 0.45267 | 10 | 0.65555
4330 | 5.865 | 1 | 365 | 6.7048 | 0.44033 | 7 | 0.14508
18492 | 12.753 | 1 | 365 | 14.579 | 0.22498 | 14 | 0.80395
14063 | 3.825 | 1 | 365 | 4.3727 | 0.76543 | 5 | 0.13809
73686 | 3.78 | 1 | 365 | 4.3212 | 0.66231 | 4 | 0.98353
3858 | 5.232 | 1 | 365 | 5.9811 | 0.98973 | 6 | 0.97085
3866 | 5.5 | 1 | 365 | 6.2875 | 0.60389 | 6 | 0.89138
4079 | 4.02 | 1 | 365 | 4.5956 | 0.2123 | 4 | 0.80788
4031 | 6.89 | 1 | 365 | 7.8765 | 0.78923 | 8 | 0.66574
4133 | 6.38 | 1 | 365 | 7.2935 | 0.62051 | 7 | 0.914
3533 | 57.2 | 0.9 | 365 | 58.8509 | 0.97239 | 59 | 0.8233
3910 | 5.61 | 1 | 365 | 6.4132 | 0.85597 | 7 | 0.26921
4217 | 4.24 | 1 | 365 | 4.8471 | 0.71645 | 5 | 0.56354
4032 | 214.25 | 0.9 | 365 | 220.4337 | 0.88086 | 221 | 0.31454
4318 | 5.75 | 1 | 365 | 6.5733 | 0.17679 | 6 | 0.75008
4362 | 2.25 | 1 | 365 | 2.5722 | 0.15614 | 2 | 0.72829
4367 | 16.2 | 1 | 365 | 18.5195 | 0.12418 | 18 | 0.6437
4418 | 8.1 | 1 | 365 | 9.2598 | 0.56209 | 9 | 0.82185
4365 | 2.45 | 1 | 365 | 2.8008 | 0.61446 | 3 | 0.41525
4033 | 4.77 | 1 | 365 | 5.453 | 0.93101 | 6 | 0.38398
4099 | 6.63 | 1 | 365 | 7.5793 | 0.19341 | 7 | 0.7727
4191 | 9.6 | 1 | 365 | 10.9745 | 0.99951 | 11 | 0.97404
4192 | 8.502 | 1 | 365 | 9.7193 | 0.48332 | 10 | 0.20264
4203 | 8.1 | 1 | 365 | 9.2598 | 0.56209 | 9 | 0.82185
4283 | 4.56 | 1 | 365 | 5.2129 | 0.44977 | 5 | 0.66267
3968 | 7.25 | 1 | 365 | 8.2881 | 0.61422 | 8 | 0.90227
3970 | 2.25 | 1 | 365 | 2.5722 | 0.15614 | 2 | 0.72829
4241 | 10.455 | 1 | 365 | 11.9519 | 0.95885 | 12 | 0.91079
4409 | 6.03 | 1 | 365 | 6.8934 | 0.81844 | 7 | 0.71182
4332 | 4.75 | 1 | 365 | 5.4301 | 0.88518 | 6 | 0.31528
4336 | 7 | 1 | 365 | 8.0023 | 0.041312 | 8 | 0.043572
4338 | 6.12 | 1 | 365 | 6.9963 | 0.02469 | 7 | 0.020952
4339 | 2.04 | 1 | 365 | 2.3321 | 0.6749 | 3 | 0.0069838
4342 | 3.315 | 1 | 365 | 3.7896 | 0.59671 | 4 | 0.38635
4343 | 11.5 | 1 | 365 | 13.1466 | 0.35358 | 13 | 0.50015
4337 | 10.75 | 1 | 365 | 12.2892 | 0.63487 | 12 | 0.92406
4344 | 6 | 1 | 365 | 6.8591 | 0.7497 | 7 | 0.60878
4345 | 9.25 | 1 | 365 | 10.5744 | 0.19745 | 10 | 0.77186
4346 | 15 | 1 | 365 | 17.1477 | 0.37424 | 17 | 0.52194
4347 | 10.71 | 1 | 365 | 12.2435 | 0.54321 | 12 | 0.78667
4410 | 11.772 | 1 | 365 | 13.4575 | 0.9769 | 14 | 0.43442
4349 | 6.12 | 1 | 365 | 6.9963 | 0.02469 | 7 | 0.020952
4370 | 4 | 1 | 365 | 4.5727 | 0.16646 | 4 | 0.73918
4350 | 4.59 | 1 | 365 | 5.2472 | 0.51852 | 5 | 0.76571
4351 | 4.5 | 1 | 365 | 5.1443 | 0.31227 | 5 | 0.45658
4352 | 9.25 | 1 | 365 | 10.5744 | 0.19745 | 10 | 0.77186
4355 | 6.63 | 1 | 365 | 7.5793 | 0.19341 | 7 | 0.7727
4356 | 5.1 | 1 | 365 | 5.8302 | 0.68724 | 6 | 0.51746
4357 | 4.08 | 1 | 365 | 4.6642 | 0.34979 | 5 | 0.013968
4359 | 7.25 | 1 | 365 | 8.2881 | 0.61422 | 8 | 0.90227
4588 | 4.845 | 1 | 365 | 5.5387 | 0.10288 | 5 | 0.64159
4589 | 4.59 | 1 | 365 | 5.2472 | 0.51852 | 5 | 0.76571
4618 | 11.5 | 1 | 365 | 13.1466 | 0.35358 | 13 | 0.50015
4619 | 4.41 | 1 | 365 | 5.0414 | 0.10603 | 5 | 0.14745
4620 | 3.75 | 1 | 365 | 4.2869 | 0.59356 | 4 | 0.88049
4621 | 7.65 | 1 | 365 | 8.7453 | 0.53086 | 9 | 0.27619
4624 | 3.57 | 1 | 365 | 4.0812 | 0.18107 | 4 | 0.26222
4421 | 6.63 | 1 | 365 | 7.5793 | 0.19341 | 7 | 0.7727
4422 | 8.67 | 1 | 365 | 9.9114 | 0.86831 | 10 | 0.77968
4423 | 3.315 | 1 | 365 | 3.7896 | 0.59671 | 4 | 0.38635
4383 | 5.61 | 1 | 365 | 6.4132 | 0.85597 | 7 | 0.26921
4424 | 4.845 | 1 | 365 | 5.5387 | 0.10288 | 5 | 0.64159
4425 | 2.75 | 1 | 365 | 3.1437 | 0.30194 | 3 | 0.44569
4389 | 5.4 | 1 | 365 | 6.1732 | 0.37473 | 6 | 0.5479
4393 | 3.685 | 1 | 365 | 4.2126 | 0.4446 | 4 | 0.65722
4453 | 7.395 | 1 | 365 | 8.4538 | 0.9465 | 9 | 0.40032
4454 | 9.435 | 1 | 365 | 10.7859 | 0.6214 | 11 | 0.4073
4104 | 15.9 | 1 | 365 | 18.1766 | 0.43669 | 18 | 0.61326
4474 | 11.475 | 1 | 365 | 13.118 | 0.29629 | 13 | 0.41428
4475 | 5.355 | 1 | 365 | 6.1217 | 0.2716 | 6 | 0.39333
3893 | 4.578 | 1 | 365 | 5.2335 | 0.49102 | 5 | 0.7245
4476 | 6.885 | 1 | 365 | 7.8708 | 0.77778 | 8 | 0.64857
4477 | 2.04 | 1 | 365 | 2.3321 | 0.6749 | 3 | 0.0069838
4481 | 2.55 | 1 | 365 | 2.9151 | 0.84362 | 3 | 0.75873
4489 | 7.14 | 1 | 365 | 8.1623 | 0.36214 | 8 | 0.52444
4493 | 6.63 | 1 | 365 | 7.5793 | 0.19341 | 7 | 0.7727
4497 | 11.25 | 1 | 365 | 12.8608 | 0.78068 | 13 | 0.64146
4276 | 3.78 | 1 | 365 | 4.3212 | 0.66231 | 4 | 0.98353
4498 | 11.73 | 1 | 365 | 13.4095 | 0.88066 | 14 | 0.29016
4499 | 4.845 | 1 | 365 | 5.5387 | 0.10288 | 5 | 0.64159
4677 | 3.5 | 1 | 365 | 4.0011 | 0.020656 | 4 | 0.021786
4500 | 11.985 | 1 | 365 | 13.701 | 0.46502 | 14 | 0.16603
4501 | 9 | 1 | 365 | 10.2886 | 0.62454 | 10 | 0.91316
4279 | 3.5 | 1 | 365 | 4.0011 | 0.020656 | 4 | 0.021786
4610 | 9 | 1 | 365 | 10.2886 | 0.62454 | 10 | 0.91316
4502 | 6.25 | 1 | 365 | 7.1449 | 0.3226 | 7 | 0.46747
4503 | 6.63 | 1 | 365 | 7.5793 | 0.19341 | 7 | 0.7727
4436 | 13.26 | 1 | 365 | 15.1586 | 0.38683 | 15 | 0.54539
4444 | 9.49 | 1 | 365 | 10.8488 | 0.74744 | 11 | 0.59621
4445 | 5.88 | 1 | 365 | 6.7219 | 0.4747 | 7 | 0.1966
4464 | 3 | 1 | 365 | 3.4295 | 0.87485 | 4 | 0.30439
4465 | 5.565 | 1 | 365 | 6.3618 | 0.75284 | 7 | 0.11464
4504 | 5.1 | 1 | 365 | 5.8302 | 0.68724 | 6 | 0.51746
4522 | 6.885 | 1 | 365 | 7.8708 | 0.77778 | 8 | 0.64857
4523 | 6.12 | 1 | 365 | 6.9963 | 0.02469 | 7 | 0.020952
4524 | 4.845 | 1 | 365 | 5.5387 | 0.10288 | 5 | 0.64159
4536 | 7.75 | 1 | 365 | 8.8596 | 0.76002 | 9 | 0.61967
4537 | 10.455 | 1 | 365 | 11.9519 | 0.95885 | 12 | 0.91079
4538 | 7.395 | 1 | 365 | 8.4538 | 0.9465 | 9 | 0.40032
4539 | 8.415 | 1 | 365 | 9.6199 | 0.28395 | 9 | 0.90381
4540 | 5.25 | 1 | 365 | 6.0017 | 0.030984 | 6 | 0.032679
4541 | 8 | 1 | 365 | 9.1454 | 0.33293 | 9 | 0.47837
4545 | 9.69 | 1 | 365 | 11.0774 | 0.20576 | 11 | 0.28317
4546 | 6.885 | 1 | 365 | 7.8708 | 0.77778 | 8 | 0.64857
4547 | 7.905 | 1 | 365 | 9.0368 | 0.11522 | 9 | 0.15206
4549 | 7.75 | 1 | 365 | 8.8596 | 0.76002 | 9 | 0.61967
4555 | 4.845 | 1 | 365 | 5.5387 | 0.10288 | 5 | 0.64159
4559 | 5.355 | 1 | 365 | 6.1217 | 0.2716 | 6 | 0.39333
4560 | 6.5 | 1 | 365 | 7.4307 | 0.8955 | 8 | 0.32617
4561 | 9.18 | 1 | 365 | 10.4944 | 0.037035 | 10 | 0.53143
4774 | 5.355 | 1 | 365 | 6.1217 | 0.2716 | 6 | 0.39333
4626 | 8.5 | 1 | 365 | 9.717 | 0.47874 | 10 | 0.19577
4628 | 4.5 | 1 | 365 | 5.1443 | 0.31227 | 5 | 0.45658
4629 | 6.63 | 1 | 365 | 7.5793 | 0.19341 | 7 | 0.7727
4632 | 2.55 | 1 | 365 | 2.9151 | 0.84362 | 3 | 0.75873
4630 | 9.945 | 1 | 365 | 11.3689 | 0.79012 | 12 | 0.15905
4633 | 6.12 | 1 | 365 | 6.9963 | 0.02469 | 7 | 0.020952
4641 | 7 | 1 | 365 | 8.0023 | 0.041312 | 8 | 0.043572
4642 | 9.18 | 1 | 365 | 10.4944 | 0.037035 | 10 | 0.53143
4643 | 4.845 | 1 | 365 | 5.5387 | 0.10288 | 5 | 0.64159
4691 | 4.335 | 1 | 365 | 4.9557 | 0.93416 | 5 | 0.88984
4693 | 10.2 | 1 | 365 | 11.6604 | 0.37448 | 12 | 0.034919
4694 | 3.825 | 1 | 365 | 4.3727 | 0.76543 | 5 | 0.13809
4448 | 6.885 | 1 | 365 | 7.8708 | 0.77778 | 8 | 0.64857
4451 | 7.2 | 1 | 365 | 8.2309 | 0.49964 | 8 | 0.73053
4467 | 6.12 | 1 | 365 | 6.9963 | 0.02469 | 7 | 0.020952
4473 | 5.025 | 1 | 365 | 5.7445 | 0.51537 | 6 | 0.25985
4511 | 23 | 1 | 365 | 26.2931 | 0.70717 | 27 | 0.000308
4335 | 4.8 | 1 | 365 | 5.4873 | 0.99976 | 6 | 0.48702
4574 | 5.13 | 1 | 365 | 5.8645 | 0.75599 | 6 | 0.6205
3386 | 3.3 | 1 | 365 | 3.7725 | 0.56233 | 4 | 0.33483
4593 | 13.78 | 1 | 365 | 15.753 | 0.57847 | 16 | 0.33149
4594 | 5.145 | 1 | 365 | 5.8817 | 0.79036 | 6 | 0.67203
4595 | 5.88 | 1 | 365 | 6.7219 | 0.4747 | 7 | 0.1966
4596 | 8.25 | 1 | 365 | 9.4312 | 0.90583 | 10 | 0.33707
2185 | 4.32 | 1 | 365 | 4.9385 | 0.89978 | 5 | 0.83832
3399 | 5 | 1 | 365 | 5.7159 | 0.45808 | 6 | 0.17398
4329 | 18 | 1 | 365 | 20.5772 | 0.24909 | 20 | 0.82633
4333 | 18 | 1 | 365 | 20.5772 | 0.24909 | 20 | 0.82633
4334 | 18 | 1 | 365 | 20.5772 | 0.24909 | 20 | 0.82633
4558 | 18 | 1 | 365 | 20.5772 | 0.24909 | 20 | 0.82633
4562 | 18 | 1 | 365 | 20.5772 | 0.24909 | 20 | 0.82633
4565 | 18 | 1 | 365 | 20.5772 | 0.24909 | 20 | 0.82633
4566 | 9 | 1 | 365 | 10.2886 | 0.62454 | 10 | 0.91316
4571 | 7.848 | 1 | 365 | 8.9717 | 0.9846 | 9 | 0.95628
4597 | 6.615 | 1 | 365 | 7.5621 | 0.15904 | 7 | 0.72118
4614 | 9 | 1 | 365 | 10.2886 | 0.62454 | 10 | 0.91316
4645 | 8.085 | 1 | 365 | 9.2426 | 0.52772 | 9 | 0.77033
4686 | 2.5 | 1 | 365 | 2.858 | 0.72904 | 3 | 0.58699
4687 | 9.31 | 1 | 365 | 10.643 | 0.33494 | 10 | 0.97795
4688 | 2.5 | 1 | 365 | 2.858 | 0.72904 | 3 | 0.58699
4683 | 10.26 | 1 | 365 | 11.729 | 0.51198 | 12 | 0.24101
4658 | 24.75 | 1 | 365 | 28.2937 | 0.7175 | 29 | 0.011201
4662 | 8.67 | 1 | 365 | 9.9114 | 0.86831 | 10 | 0.77968
4678 | 6.7 | 1 | 365 | 7.6593 | 0.35383 | 8 | 0.013133
4680 | 5.355 | 1 | 365 | 6.1217 | 0.2716 | 6 | 0.39333
4696 | 5.25 | 1 | 365 | 6.0017 | 0.030984 | 6 | 0.032679
4697 | 7.905 | 1 | 365 | 9.0368 | 0.11522 | 9 | 0.15206
4727 | 2 | 1 | 365 | 2.2864 | 0.58323 | 2 | 0.86959
4734 | 7.395 | 1 | 365 | 8.4538 | 0.9465 | 9 | 0.40032
4738 | 4.845 | 1 | 365 | 5.5387 | 0.10288 | 5 | 0.64159
4739 | 3.315 | 1 | 365 | 3.7896 | 0.59671 | 4 | 0.38635
3061 | 7.85 | 1 | 365 | 8.974 | 0.98919 | 9 | 0.96315
4775 | 10.75 | 1 | 365 | 12.2892 | 0.63487 | 12 | 0.92406
4776 | 9.25 | 1 | 365 | 10.5744 | 0.19745 | 10 | 0.77186
4800 | 8 | 1 | 365 | 9.1454 | 0.33293 | 9 | 0.47837
4801 | 3.75 | 1 | 365 | 4.2869 | 0.59356 | 4 | 0.88049
4816 | 4.59 | 1 | 365 | 5.2472 | 0.51852 | 5 | 0.76571
4818 | 4.59 | 1 | 365 | 5.2472 | 0.51852 | 5 | 0.76571
4819 | 3.06 | 1 | 365 | 3.4981 | 0.012345 | 3 | 0.51048
4820 | 5.865 | 1 | 365 | 6.7048 | 0.44033 | 7 | 0.14508
4821 | 4 | 1 | 365 | 4.5727 | 0.16646 | 4 | 0.73918
4834 | 14 | 1 | 365 | 16.0045 | 0.082624 | 16 | 0.087144
4835 | 5.61 | 1 | 365 | 6.4132 | 0.85597 | 7 | 0.26921
4836 | 6.25 | 1 | 365 | 7.1449 | 0.3226 | 7 | 0.46747
4319 | 5.1 | 1 | 365 | 5.8302 | 0.68724 | 6 | 0.51746
4320 | 5.5 | 1 | 365 | 6.2875 | 0.60389 | 6 | 0.89138
3729 | 7.14 | 1 | 365 | 8.1623 | 0.36214 | 8 | 0.52444
4977 | 3.06 | 1 | 365 | 3.4981 | 0.012345 | 3 | 0.51048
4979 | 6.885 | 1 | 365 | 7.8708 | 0.77778 | 8 | 0.64857
4980 | 7.65 | 1 | 365 | 8.7453 | 0.53086 | 9 | 0.27619
4984 | 5.61 | 1 | 365 | 6.4132 | 0.85597 | 7 | 0.26921
4986 | 6.36 | 1 | 365 | 7.2706 | 0.57468 | 7 | 0.8453
4987 | 4.08 | 1 | 365 | 4.6642 | 0.34979 | 5 | 0.013968
4988 | 6.63 | 1 | 365 | 7.5793 | 0.19341 | 7 | 0.7727
4991 | 3.57 | 1 | 365 | 4.0812 | 0.18107 | 4 | 0.26222
4992 | 6 | 1 | 365 | 6.8591 | 0.7497 | 7 | 0.60878
4994 | 6.375 | 1 | 365 | 7.2878 | 0.60905 | 7 | 0.89682
4996 | 9.69 | 1 | 365 | 11.0774 | 0.20576 | 11 | 0.28317
4997 | 9.69 | 1 | 365 | 11.0774 | 0.20576 | 11 | 0.28317
4998 | 8.16 | 1 | 365 | 9.3283 | 0.69959 | 10 | 0.027935
5144 | 7.5 | 1 | 365 | 8.5739 | 0.18712 | 8 | 0.76097
5106 | 9.945 | 1 | 365 | 11.3689 | 0.79012 | 12 | 0.15905
5145 | 5.1 | 1 | 365 | 5.8302 | 0.68724 | 6 | 0.51746
5148 | 9.69 | 1 | 365 | 11.0774 | 0.20576 | 11 | 0.28317
5151 | 7.65 | 1 | 365 | 8.7453 | 0.53086 | 9 | 0.27619
5152 | 7.14 | 1 | 365 | 8.1623 | 0.36214 | 8 | 0.52444
5155 | 5.1 | 1 | 365 | 5.8302 | 0.68724 | 6 | 0.51746
5153 | 9.435 | 1 | 365 | 10.7859 | 0.6214 | 11 | 0.4073
5156 | 7.14 | 1 | 365 | 8.1623 | 0.36214 | 8 | 0.52444
5159 | 5 | 1 | 365 | 5.7159 | 0.45808 | 6 | 0.17398
5160 | 3.75 | 1 | 365 | 4.2869 | 0.59356 | 4 | 0.88049
5161 | 9.945 | 1 | 365 | 11.3689 | 0.79012 | 12 | 0.15905
5162 | 3.06 | 1 | 365 | 3.4981 | 0.012345 | 3 | 0.51048
5163 | 6.12 | 1 | 365 | 6.9963 | 0.02469 | 7 | 0.020952
5164 | 7.395 | 1 | 365 | 8.4538 | 0.9465 | 9 | 0.40032
5165 | 8.67 | 1 | 365 | 9.9114 | 0.86831 | 10 | 0.77968
5166 | 9.69 | 1 | 365 | 11.0774 | 0.20576 | 11 | 0.28317
5167 | 4.59 | 1 | 365 | 5.2472 | 0.51852 | 5 | 0.76571
4746 | 3.57 | 1 | 365 | 4.0812 | 0.18107 | 4 | 0.26222
4747 | 6.58 | 1 | 365 | 7.5221 | 0.078833 | 7 | 0.60096
4638 | 5.865 | 1 | 365 | 6.7048 | 0.44033 | 7 | 0.14508
4787 | 6.86 | 1 | 365 | 7.8422 | 0.72049 | 8 | 0.5627
4788 | 8.82 | 1 | 365 | 10.0828 | 0.21205 | 10 | 0.2949
4793 | 25 | 1 | 365 | 28.5795 | 0.2904 | 28 | 0.8699
4795 | 12.753 | 1 | 365 | 14.579 | 0.22498 | 14 | 0.80395
4851 | 6.37 | 1 | 365 | 7.2821 | 0.59759 | 7 | 0.87965
4852 | 6.125 | 1 | 365 | 7.002 | 0.036148 | 7 | 0.038126
4853 | 6.25 | 1 | 365 | 7.1449 | 0.3226 | 7 | 0.46747
4854 | 8.32 | 1 | 365 | 9.5113 | 0.066245 | 9 | 0.5775
4890 | 7.35 | 1 | 365 | 8.4024 | 0.84338 | 9 | 0.24575
4892 | 7.5 | 1 | 365 | 8.5739 | 0.18712 | 8 | 0.76097
4893 | 4.845 | 1 | 365 | 5.5387 | 0.10288 | 5 | 0.64159
4894 | 4.845 | 1 | 365 | 5.5387 | 0.10288 | 5 | 0.64159
4895 | 7.395 | 1 | 365 | 8.4538 | 0.9465 | 9 | 0.40032
4896 | 7.395 | 1 | 365 | 8.4538 | 0.9465 | 9 | 0.40032
4900 | 3.06 | 1 | 365 | 3.4981 | 0.012345 | 3 | 0.51048
4902 | 4.335 | 1 | 365 | 4.9557 | 0.93416 | 5 | 0.88984
4903 | 6.75 | 1 | 365 | 7.7165 | 0.46841 | 8 | 0.18487
4904 | 8.25 | 1 | 365 | 9.4312 | 0.90583 | 10 | 0.33707
4905 | 6.12 | 1 | 365 | 6.9963 | 0.02469 | 7 | 0.020952
4857 | 8.16 | 1 | 365 | 9.3283 | 0.69959 | 10 | 0.027935
4858 | 7.194 | 1 | 365 | 8.224 | 0.48589 | 8 | 0.70992
4906 | 7.5 | 1 | 365 | 8.5739 | 0.18712 | 8 | 0.76097
4911 | 5.4 | 1 | 365 | 6.1732 | 0.37473 | 6 | 0.5479
4912 | 6.5 | 1 | 365 | 7.4307 | 0.8955 | 8 | 0.32617
4915 | 6.75 | 1 | 365 | 7.7165 | 0.46841 | 8 | 0.18487
4908 | 10.455 | 1 | 365 | 11.9519 | 0.95885 | 12 | 0.91079
4924 | 8.25 | 1 | 365 | 9.4312 | 0.90583 | 10 | 0.33707
4931 | 4.75 | 1 | 365 | 5.4301 | 0.88518 | 6 | 0.31528
4913 | 5.36 | 1 | 365 | 6.1274 | 0.28306 | 6 | 0.41051
4917 | 5.36 | 1 | 365 | 6.1274 | 0.28306 | 6 | 0.41051
4919 | 7.2 | 1 | 365 | 8.2309 | 0.49964 | 8 | 0.73053
4920 | 4.59 | 1 | 365 | 5.2472 | 0.51852 | 5 | 0.76571
4940 | 6 | 1 | 365 | 6.8591 | 0.7497 | 7 | 0.60878
4939 | 6.5 | 1 | 365 | 7.4307 | 0.8955 | 8 | 0.32617
4941 | 9 | 1 | 365 | 10.2886 | 0.62454 | 10 | 0.91316
4910 | 6.12 | 1 | 365 | 6.9963 | 0.02469 | 7 | 0.020952
4833 | 6.5 | 1 | 365 | 7.4307 | 0.8955 | 8 | 0.32617
4808 | 6.63 | 1 | 365 | 7.5793 | 0.19341 | 7 | 0.7727
4823 | 3.43 | 1 | 365 | 3.9211 | 0.86024 | 4 | 0.78135
4840 | 5.145 | 1 | 365 | 5.8817 | 0.79036 | 6 | 0.67203
5039 | 7.56 | 1 | 365 | 8.6424 | 0.32462 | 8 | 0.96706
4520 | 5.1 | 1 | 365 | 5.8302 | 0.68724 | 6 | 0.51746
5004 | 5.4 | 1 | 365 | 6.1732 | 0.37473 | 6 | 0.5479
5008 | 5.5 | 1 | 365 | 6.2875 | 0.60389 | 6 | 0.89138
4035 | 155.1 | 0.9 | 365 | 159.5765 | 0.88668 | 160 | 0.46317
4922 | 4.59 | 1 | 365 | 5.2472 | 0.51852 | 5 | 0.76571
5018 | 50.715 | 0.9 | 365 | 52.1787 | 0.59737 | 52 | 0.77611
4925 | 5.1 | 1 | 365 | 5.8302 | 0.68724 | 6 | 0.51746
4926 | 5.1 | 1 | 365 | 5.8302 | 0.68724 | 6 | 0.51746
4927 | 6.12 | 1 | 365 | 6.9963 | 0.02469 | 7 | 0.020952
4945 | 7 | 1 | 365 | 8.0023 | 0.041312 | 8 | 0.043572
4946 | 4.25 | 1 | 365 | 4.8585 | 0.73937 | 5 | 0.59788
4947 | 7.65 | 1 | 365 | 8.7453 | 0.53086 | 9 | 0.27619
4948 | 5.355 | 1 | 365 | 6.1217 | 0.2716 | 6 | 0.39333
4949 | 10 | 1 | 365 | 11.4318 | 0.91616 | 12 | 0.34796
4951 | 9.435 | 1 | 365 | 10.7859 | 0.6214 | 11 | 0.4073
4953 | 7.14 | 1 | 365 | 8.1623 | 0.36214 | 8 | 0.52444
4954 | 11.985 | 1 | 365 | 13.701 | 0.46502 | 14 | 0.16603
4966 | 9 | 1 | 365 | 10.2886 | 0.62454 | 10 | 0.91316
5011 | 5.88 | 1 | 365 | 6.7219 | 0.4747 | 7 | 0.1966
5013 | 24.91 | 1 | 365 | 28.4766 | 0.084155 | 28 | 0.56077
5016 | 3.92 | 1 | 365 | 4.4813 | 0.98313 | 5 | 0.4644
4967 | 14 | 1 | 365 | 16.0045 | 0.082624 | 16 | 0.087144
4969 | 15.5 | 1 | 365 | 17.7193 | 0.52005 | 18 | 0.23934
5049 | 3.6 | 1 | 365 | 4.1154 | 0.24982 | 4 | 0.36527
4972 | 9.18 | 1 | 365 | 10.4944 | 0.037035 | 10 | 0.53143
4544 | 4.335 | 1 | 365 | 4.9557 | 0.93416 | 5 | 0.88984
4968 | 5.775 | 1 | 365 | 6.6019 | 0.23408 | 6 | 0.83595
5023 | 7.395 | 1 | 365 | 8.4538 | 0.9465 | 9 | 0.40032
5026 | 10.455 | 1 | 365 | 11.9519 | 0.95885 | 12 | 0.91079
5027 | 6 | 1 | 365 | 6.8591 | 0.7497 | 7 | 0.60878
5060 | 9 | 1 | 365 | 10.2886 | 0.62454 | 10 | 0.91316
5028 | 9.435 | 1 | 365 | 10.7859 | 0.6214 | 11 | 0.4073
5029 | 4.845 | 1 | 365 | 5.5387 | 0.10288 | 5 | 0.64159
5033 | 5.1 | 1 | 365 | 5.8302 | 0.68724 | 6 | 0.51746
5031 | 5.1 | 1 | 365 | 5.8302 | 0.68724 | 6 | 0.51746
5062 | 10.5 | 1 | 365 | 12.0034 | 0.061968 | 12 | 0.065358
5042 | 4 | 1 | 365 | 4.5727 | 0.16646 | 4 | 0.73918
5045 | 5.865 | 1 | 365 | 6.7048 | 0.44033 | 7 | 0.14508
5107 | 6.885 | 1 | 365 | 7.8708 | 0.77778 | 8 | 0.64857
5047 | 5.355 | 1 | 365 | 6.1217 | 0.2716 | 6 | 0.39333
5110 | 17.004 | 1 | 365 | 19.4386 | 0.96664 | 20 | 0.40527
5051 | 8.16 | 1 | 365 | 9.3283 | 0.69959 | 10 | 0.027935
5052 | 9.275 | 1 | 365 | 10.603 | 0.25474 | 10 | 0.85773
5169 | 13.77 | 1 | 365 | 15.7416 | 0.55555 | 16 | 0.29714
5170 | 6.63 | 1 | 365 | 7.5793 | 0.19341 | 7 | 0.7727
5174 | 9.69 | 1 | 365 | 11.0774 | 0.20576 | 11 | 0.28317
5177 | 5.1 | 1 | 365 | 5.8302 | 0.68724 | 6 | 0.51746
5183 | 2.295 | 1 | 365 | 2.6236 | 0.25926 | 2 | 0.88286
5184 | 8.16 | 1 | 365 | 9.3283 | 0.69959 | 10 | 0.027935
4974 | 8.67 | 1 | 365 | 9.9114 | 0.86831 | 10 | 0.77968
5130 | 7.395 | 1 | 365 | 8.4538 | 0.9465 | 9 | 0.40032
5185 | 8.16 | 1 | 365 | 9.3283 | 0.69959 | 10 | 0.027935
5186 | 3.825 | 1 | 365 | 4.3727 | 0.76543 | 5 | 0.13809
5189 | 4.08 | 1 | 365 | 4.6642 | 0.34979 | 5 | 0.013968
5190 | 4 | 1 | 365 | 4.5727 | 0.16646 | 4 | 0.73918
5054 | 6.885 | 1 | 365 | 7.8708 | 0.77778 | 8 | 0.64857
5055 | 8.67 | 1 | 365 | 9.9114 | 0.86831 | 10 | 0.77968
5056 | 7.905 | 1 | 365 | 9.0368 | 0.11522 | 9 | 0.15206
5057 | 13.26 | 1 | 365 | 15.1586 | 0.38683 | 15 | 0.54539
5075 | 9.18 | 1 | 365 | 10.4944 | 0.037035 | 10 | 0.53143
5078 | 2.295 | 1 | 365 | 2.6236 | 0.25926 | 2 | 0.88286
5079 | 8.415 | 1 | 365 | 9.6199 | 0.28395 | 9 | 0.90381
5080 | 3.57 | 1 | 365 | 4.0812 | 0.18107 | 4 | 0.26222
5081 | 4.08 | 1 | 365 | 4.6642 | 0.34979 | 5 | 0.013968
5084 | 9.18 | 1 | 365 | 10.4944 | 0.037035 | 10 | 0.53143
5085 | 9.69 | 1 | 365 | 11.0774 | 0.20576 | 11 | 0.28317
5088 | 6.375 | 1 | 365 | 7.2878 | 0.60905 | 7 | 0.89682
5090 | 7.14 | 1 | 365 | 8.1623 | 0.36214 | 8 | 0.52444
5091 | 6.375 | 1 | 365 | 7.2878 | 0.60905 | 7 | 0.89682
5092 | 5.1 | 1 | 365 | 5.8302 | 0.68724 | 6 | 0.51746
5093 | 8 | 1 | 365 | 9.1454 | 0.33293 | 9 | 0.47837
5096 | 3 | 1 | 365 | 3.4295 | 0.87485 | 4 | 0.30439
5097 | 6.375 | 1 | 365 | 7.2878 | 0.60905 | 7 | 0.89682
5100 | 10.75 | 1 | 365 | 12.2892 | 0.63487 | 12 | 0.92406
5102 | 7.65 | 1 | 365 | 8.7453 | 0.53086 | 9 | 0.27619
5103 | 3.825 | 1 | 365 | 4.3727 | 0.76543 | 5 | 0.13809
5104 | 5.61 | 1 | 365 | 6.4132 | 0.85597 | 7 | 0.26921
5191 | 3.5 | 1 | 365 | 4.0011 | 0.020656 | 4 | 0.021786
5195 | 10.2 | 1 | 365 | 11.6604 | 0.37448 | 12 | 0.034919
5197 | 8.5 | 1 | 365 | 9.717 | 0.47874 | 10 | 0.19577
5216 | 10.455 | 1 | 365 | 11.9519 | 0.95885 | 12 | 0.91079
5326 | 5.1 | 1 | 365 | 5.8302 | 0.68724 | 6 | 0.51746
5321 | 4.845 | 1 | 365 | 5.5387 | 0.10288 | 5 | 0.64159
5219 | 4 | 1 | 365 | 4.5727 | 0.16646 | 4 | 0.73918
5324 | 5.1 | 1 | 365 | 5.8302 | 0.68724 | 6 | 0.51746
5319 | 5.75 | 1 | 365 | 6.5733 | 0.17679 | 6 | 0.75008
5323 | 8.925 | 1 | 365 | 10.2029 | 0.45267 | 10 | 0.65555
5335 | 6.12 | 1 | 365 | 6.9963 | 0.02469 | 7 | 0.020952
5330 | 2.295 | 1 | 365 | 2.6236 | 0.25926 | 2 | 0.88286
3302 | 11.73 | 1 | 365 | 13.4095 | 0.88066 | 14 | 0.29016
5187 | 6.48 | 1 | 365 | 7.4078 | 0.84967 | 8 | 0.25748
3023 | 26 | 0.9 | 365 | 26.7504 | 0.62381 | 27 | 0.37423
5320 | 4.335 | 1 | 365 | 4.9557 | 0.93416 | 5 | 0.88984
5420 | 8.16 | 1 | 365 | 9.3283 | 0.69959 | 10 | 0.027935
5445 | 8.16 | 1 | 365 | 9.3283 | 0.69959 | 10 | 0.027935
5451 | 5 | 1 | 365 | 5.7159 | 0.45808 | 6 | 0.17398
5465 | 10.71 | 1 | 365 | 12.2435 | 0.54321 | 12 | 0.78667
5536 | 6.75 | 1 | 365 | 7.7165 | 0.46841 | 8 | 0.18487
5540 | 9.435 | 1 | 365 | 10.7859 | 0.6214 | 11 | 0.4073
5541 | 8 | 1 | 365 | 9.1454 | 0.33293 | 9 | 0.47837
5542 | 9.18 | 1 | 365 | 10.4944 | 0.037035 | 10 | 0.53143
5237 | 10.2 | 1 | 365 | 11.6604 | 0.37448 | 12 | 0.034919
5063 | 3.5 | 1 | 365 | 4.0011 | 0.020656 | 4 | 0.021786
5061 | 6 | 1 | 365 | 6.8591 | 0.7497 | 7 | 0.60878
5173 | 3.92 | 1 | 365 | 4.4813 | 0.98313 | 5 | 0.4644
5200 | 5.25 | 1 | 365 | 6.0017 | 0.030984 | 6 | 0.032679
5204 | 2.75 | 1 | 365 | 3.1437 | 0.30194 | 3 | 0.44569
5206 | 3.25 | 1 | 365 | 3.7153 | 0.44775 | 4 | 0.16309
5311 | 7.25 | 1 | 365 | 8.2881 | 0.61422 | 8 | 0.90227
5297 | 6.12 | 1 | 365 | 6.9963 | 0.02469 | 7 | 0.020952
5371 | 5.565 | 1 | 365 | 6.3618 | 0.75284 | 7 | 0.11464
3710 | 8.415 | 1 | 365 | 9.6199 | 0.28395 | 9 | 0.90381
5112 | 7.65 | 1 | 365 | 8.7453 | 0.53086 | 9 | 0.27619
5113 | 9.9 | 1 | 365 | 11.3175 | 0.687 | 12 | 0.0044804
5114 | 8.16 | 1 | 365 | 9.3283 | 0.69959 | 10 | 0.027935
5365 | 9.18 | 1 | 365 | 10.4944 | 0.037035 | 10 | 0.53143
1301 | 8.215 | 1 | 365 | 9.3912 | 0.82563 | 10 | 0.21685
5437 | 12.48 | 1 | 365 | 14.2669 | 0.59937 | 14 | 0.86625
5471 | 10 | 1 | 365 | 11.4318 | 0.91616 | 12 | 0.34796
5473 | 4.8 | 1 | 365 | 5.4873 | 0.99976 | 6 | 0.48702
5459 | 2.04 | 1 | 365 | 2.3321 | 0.6749 | 3 | 0.0069838
5458 | 7.395 | 1 | 365 | 8.4538 | 0.9465 | 9 | 0.40032
5449 | 4.25 | 1 | 365 | 4.8585 | 0.73937 | 5 | 0.59788
5318 | 5.1 | 1 | 365 | 5.8302 | 0.68724 | 6 | 0.51746
5457 | 8.16 | 1 | 365 | 9.3283 | 0.69959 | 10 | 0.027935
5426 | 4.08 | 1 | 365 | 4.6642 | 0.34979 | 5 | 0.013968
5453 | 4.59 | 1 | 365 | 5.2472 | 0.51852 | 5 | 0.76571
5427 | 3.06 | 1 | 365 | 3.4981 | 0.012345 | 3 | 0.51048
5150 | 4.335 | 1 | 365 | 4.9557 | 0.93416 | 5 | 0.88984
5442 | 6.63 | 1 | 365 | 7.5793 | 0.19341 | 7 | 0.7727
5422 | 8.16 | 1 | 365 | 9.3283 | 0.69959 | 10 | 0.027935
5176 | 5.61 | 1 | 365 | 6.4132 | 0.85597 | 7 | 0.26921
5344 | 6 | 1 | 365 | 6.8591 | 0.7497 | 7 | 0.60878
2172 | 2.45 | 1 | 365 | 2.8008 | 0.61446 | 3 | 0.41525
5347 | 9.5 | 1 | 365 | 10.8602 | 0.77035 | 11 | 0.63056
5395 | 5.39 | 1 | 365 | 6.1617 | 0.35181 | 6 | 0.51355
5396 | 6.36 | 1 | 365 | 7.2706 | 0.57468 | 7 | 0.8453
5402 | 6.6 | 1 | 365 | 7.545 | 0.12467 | 7 | 0.66965
5202 | 8.415 | 1 | 365 | 9.6199 | 0.28395 | 9 | 0.90381
5212 | 6.375 | 1 | 365 | 7.2878 | 0.60905 | 7 | 0.89682
5417 | 7.25 | 1 | 365 | 8.2881 | 0.61422 | 8 | 0.90227
5210 | 3.06 | 1 | 365 | 3.4981 | 0.012345 | 3 | 0.51048
5425 | 7.14 | 1 | 365 | 8.1623 | 0.36214 | 8 | 0.52444
5205 | 7.905 | 1 | 365 | 9.0368 | 0.11522 | 9 | 0.15206
5211 | 4.59 | 1 | 365 | 5.2472 | 0.51852 | 5 | 0.76571
5418 | 6.12 | 1 | 365 | 6.9963 | 0.02469 | 7 | 0.020952
5213 | 8.925 | 1 | 365 | 10.2029 | 0.45267 | 10 | 0.65555
5218 | 7.395 | 1 | 365 | 8.4538 | 0.9465 | 9 | 0.40032
5214 | 9 | 1 | 365 | 10.2886 | 0.62454 | 10 | 0.91316
20099 | 6.47 | 1 | 365 | 7.3964 | 0.82676 | 8 | 0.22313
24090 | 8.525 | 1 | 365 | 9.7456 | 0.53603 | 10 | 0.28164
16283 | 12.375 | 1 | 365 | 14.1469 | 0.35875 | 14 | 0.5056
49113 | 12.1 | 1 | 365 | 13.8325 | 0.72855 | 14 | 0.56103
26020 | 7.56 | 1 | 365 | 8.6424 | 0.32462 | 8 | 0.96706
22079 | 7.37 | 1 | 365 | 8.4252 | 0.88921 | 9 | 0.31445
5597 | 11.985 | 1 | 365 | 13.701 | 0.46502 | 14 | 0.16603
5618 | 8.42 | 1 | 365 | 9.6256 | 0.29541 | 9 | 0.92098
5340 | 7.7 | 1 | 365 | 8.8025 | 0.64544 | 9 | 0.44793
5406 | 3.8 | 1 | 365 | 4.3441 | 0.70814 | 5 | 0.052225
5580 | 12.15 | 1 | 365 | 13.8896 | 0.84313 | 14 | 0.73277
6018 | 19.61 | 1 | 365 | 22.4178 | 0.93859 | 23 | 0.35635
6024 | 6.12 | 1 | 365 | 6.9963 | 0.02469 | 7 | 0.020952
6025 | 4.08 | 1 | 365 | 4.6642 | 0.34979 | 5 | 0.013968
6028 | 8.25 | 1 | 365 | 9.4312 | 0.90583 | 10 | 0.33707
5488 | 9 | 1 | 365 | 10.2886 | 0.62454 | 10 | 0.91316
5518 | 3.6 | 1 | 365 | 4.1154 | 0.24982 | 4 | 0.36527
5521 | 9.24 | 1 | 365 | 10.563 | 0.17453 | 10 | 0.73752
5528 | 6.9 | 1 | 365 | 7.8879 | 0.81215 | 8 | 0.70009
5530 | 8.415 | 1 | 365 | 9.6199 | 0.28395 | 9 | 0.90381
5531 | 10.15 | 1 | 365 | 11.6033 | 0.2599 | 11 | 0.86318
5532 | 1.1 | 1 | 365 | 1.2575 | 0.52078 | 1 | 0.77828
5546 | 4.578 | 1 | 365 | 5.2335 | 0.49102 | 5 | 0.7245
5587 | 9 | 1 | 365 | 10.2886 | 0.62454 | 10 | 0.91316
5589 | 4.95 | 1 | 365 | 5.6587 | 0.3435 | 6 | 0.0022402
4038 | 332.475 | 0.9 | 365 | 342.0709 | 0.71453 | 342 | 0.78542
6465 | 3.315 | 1 | 365 | 3.7896 | 0.59671 | 4 | 0.38635
5545 | 15.696 | 1 | 365 | 17.9434 | 0.9692 | 18 | 0.91256
5554 | 7.975 | 1 | 365 | 9.1169 | 0.27564 | 9 | 0.3925
5555 | 6.5 | 1 | 365 | 7.4307 | 0.8955 | 8 | 0.32617
5560 | 7.42 | 1 | 365 | 8.4824 | 0.0037907 | 8 | 0.48619
5562 | 3.75 | 1 | 365 | 4.2869 | 0.59356 | 4 | 0.88049
5607 | 5.94 | 1 | 365 | 6.7905 | 0.6122 | 7 | 0.40269
5616 | 20 | 1 | 365 | 22.8636 | 0.83232 | 23 | 0.69592
5620 | 3.57 | 1 | 365 | 4.0812 | 0.18107 | 4 | 0.26222
6553 | 3.57 | 1 | 365 | 4.0812 | 0.18107 | 4 | 0.26222
5586 | 10 | 1 | 365 | 11.4318 | 0.91616 | 12 | 0.34796
5595 | 4.25 | 1 | 365 | 4.8585 | 0.73937 | 5 | 0.59788
5590 | 2 | 1 | 365 | 2.2864 | 0.58323 | 2 | 0.86959
4802 | 99 | 0.9 | 365 | 101.8573 | 0.18299 | 102 | 0.040324
6539 | 6.5 | 1 | 365 | 7.4307 | 0.8955 | 8 | 0.32617
5677 | 7.194 | 1 | 365 | 8.224 | 0.48589 | 8 | 0.70992
5653 | 11.515 | 1 | 365 | 13.1637 | 0.38796 | 13 | 0.55168
5654 | 3.43 | 1 | 365 | 3.9211 | 0.86024 | 4 | 0.78135
5655 | 3.675 | 1 | 365 | 4.2012 | 0.42169 | 4 | 0.62288
5664 | 3.75 | 1 | 365 | 4.2869 | 0.59356 | 4 | 0.88049
5713 | 3.185 | 1 | 365 | 3.641 | 0.2988 | 3 | 0.93983
5756 | 9.25 | 1 | 365 | 10.5744 | 0.19745 | 10 | 0.77186
5768 | 5 | 1 | 365 | 5.7159 | 0.45808 | 6 | 0.17398
5783 | 10.2 | 1 | 365 | 11.6604 | 0.37448 | 12 | 0.034919
5785 | 8.925 | 1 | 365 | 10.2029 | 0.45267 | 10 | 0.65555
5900 | 9 | 1 | 365 | 10.2886 | 0.62454 | 10 | 0.91316
5922 | 3 | 1 | 365 | 3.4295 | 0.87485 | 4 | 0.30439
5921 | 3.9 | 1 | 365 | 4.4584 | 0.9373 | 5 | 0.3957
5774 | 9.69 | 1 | 365 | 11.0774 | 0.20576 | 11 | 0.28317
6119 | 4.83 | 1 | 365 | 5.5216 | 0.068505 | 5 | 0.59006
4679 | 19.6 | 1 | 365 | 22.4063 | 0.91567 | 23 | 0.322
6121 | 16.25 | 1 | 365 | 18.5767 | 0.23876 | 18 | 0.81544
6122 | 6.63 | 1 | 365 | 7.5793 | 0.19341 | 7 | 0.7727
6127 | 6.125 | 1 | 365 | 7.002 | 0.036148 | 7 | 0.038126
6128 | 3.92 | 1 | 365 | 4.4813 | 0.98313 | 5 | 0.4644
6017 | 6.375 | 1 | 365 | 7.2878 | 0.60905 | 7 | 0.89682
6016 | 3.315 | 1 | 365 | 3.7896 | 0.59671 | 4 | 0.38635
5996 | 7.521 | 1 | 365 | 8.5979 | 0.23524 | 8 | 0.8331
5902 | 10.6 | 1 | 365 | 12.1177 | 0.29113 | 12 | 0.40884
5992 | 7.84 | 1 | 365 | 8.9625 | 0.96627 | 9 | 0.9288
6001 | 5.865 | 1 | 365 | 6.7048 | 0.44033 | 7 | 0.14508
6050 | 7.28 | 1 | 365 | 8.3224 | 0.68296 | 9 | 0.0053149
6068 | 6.75 | 1 | 365 | 7.7165 | 0.46841 | 8 | 0.18487
6097 | 7.5 | 1 | 365 | 8.5739 | 0.18712 | 8 | 0.76097
6449 | 7.14 | 1 | 365 | 8.1623 | 0.36214 | 8 | 0.52444
6334 | 3.825 | 1 | 365 | 4.3727 | 0.76543 | 5 | 0.13809
6446 | 8.67 | 1 | 365 | 9.9114 | 0.86831 | 10 | 0.77968
6431 | 100.59 | 0.9 | 365 | 103.4932 | 0.46229 | 103 | 0.95552
6435 | 7.035 | 1 | 365 | 8.0423 | 0.12152 | 8 | 0.16379
6360 | 3.71 | 1 | 365 | 4.2412 | 0.5019 | 4 | 0.74309
6363 | 3.57 | 1 | 365 | 4.0812 | 0.18107 | 4 | 0.26222
6475 | 4.05 | 1 | 365 | 4.6299 | 0.28104 | 4 | 0.91092
5345 | 9.18 | 1 | 365 | 10.4944 | 0.037035 | 10 | 0.53143
5776 | 5.865 | 1 | 365 | 6.7048 | 0.44033 | 7 | 0.14508
6593 | 6.6 | 1 | 365 | 7.545 | 0.12467 | 7 | 0.66965
6598 | 7.75 | 1 | 365 | 8.8596 | 0.76002 | 9 | 0.61967
6599 | 9.88 | 1 | 365 | 11.2946 | 0.64117 | 11 | 0.93578
6600 | 4.25 | 1 | 365 | 4.8585 | 0.73937 | 5 | 0.59788
6669 | 5.5 | 1 | 365 | 6.2875 | 0.60389 | 6 | 0.89138
6670 | 2.5 | 1 | 365 | 2.858 | 0.72904 | 3 | 0.58699
6668 | 18 | 1 | 365 | 20.5772 | 0.24909 | 20 | 0.82633
6569 | 6.63 | 1 | 365 | 7.5793 | 0.19341 | 7 | 0.7727
6571 | 4.08 | 1 | 365 | 4.6642 | 0.34979 | 5 | 0.013968
6578 | 7.14 | 1 | 365 | 8.1623 | 0.36214 | 8 | 0.52444
6617 | 24.75 | 1 | 365 | 28.2937 | 0.7175 | 29 | 0.011201
6620 | 6.3 | 1 | 365 | 7.202 | 0.43718 | 7 | 0.63921
6626 | 16.75 | 1 | 365 | 19.1483 | 0.38457 | 19 | 0.53283
6682 | 4.251 | 1 | 365 | 4.8597 | 0.74166 | 5 | 0.60132
6243 | 5.76 | 1 | 365 | 6.5847 | 0.19971 | 6 | 0.78442
6129 | 5.61 | 1 | 365 | 6.4132 | 0.85597 | 7 | 0.26921
6130 | 6.12 | 1 | 365 | 6.9963 | 0.02469 | 7 | 0.020952
6293 | 3.6 | 1 | 365 | 4.1154 | 0.24982 | 4 | 0.36527
6296 | 18.72 | 1 | 365 | 21.4003 | 0.89905 | 22 | 0.29938
6298 | 3.64 | 1 | 365 | 4.1612 | 0.34148 | 4 | 0.50266
6320 | 6.72 | 1 | 365 | 7.6822 | 0.39966 | 8 | 0.081829
30439 | 7.7 | 1 | 365 | 8.8025 | 0.64544 | 9 | 0.44793
24222 | 8.16 | 1 | 365 | 9.3283 | 0.69959 | 10 | 0.027935
36532 | 4.48 | 1 | 365 | 5.1214 | 0.26644 | 5 | 0.38789
10888 | 3.85 | 1 | 365 | 4.4012 | 0.82272 | 5 | 0.22396
54307 | 4.16 | 1 | 365 | 4.7556 | 0.53312 | 5 | 0.28875
19038 | 10.71 | 1 | 365 | 12.2435 | 0.54321 | 12 | 0.78667
16629 | 6 | 1 | 365 | 6.8591 | 0.7497 | 7 | 0.60878
4172 | 5.88 | 1 | 365 | 6.7219 | 0.4747 | 7 | 0.1966
6784 | 7.75 | 1 | 365 | 8.8596 | 0.76002 | 9 | 0.61967
1398 | 11.4 | 1 | 365 | 13.0323 | 0.12442 | 13 | 0.15667
6932 | 10.75 | 1 | 365 | 12.2892 | 0.63487 | 12 | 0.92406
7239 | 3.57 | 1 | 365 | 4.0812 | 0.18107 | 4 | 0.26222
7098 | 100.716 | 0.9 | 365 | 103.6229 | 0.72216 | 104 | 0.34502
7097 | 188.352 | 1 | 365 | 215.3202 | 0.63046 | 215 | 0.9507
7099 | 7.7 | 1 | 365 | 8.8025 | 0.64544 | 9 | 0.44793
6472 | 10.464 | 1 | 365 | 11.9622 | 0.97947 | 12 | 0.94171
6796 | 1.785 | 1 | 365 | 2.0406 | 0.090535 | 2 | 0.13111
6801 | 8.16 | 1 | 365 | 9.3283 | 0.69959 | 10 | 0.027935
6802 | 3.57 | 1 | 365 | 4.0812 | 0.18107 | 4 | 0.26222
5224 | 5.75 | 1 | 365 | 6.5733 | 0.17679 | 6 | 0.75008
8433 | 17.331 | 1 | 365 | 19.8125 | 0.716 | 20 | 0.52845
7543 | 4.25 | 1 | 365 | 4.8585 | 0.73937 | 5 | 0.59788
7686 | 1.75 | 1 | 365 | 2.0006 | 0.010328 | 2 | 0.010893
7333 | 8.75 | 1 | 365 | 10.0028 | 0.05164 | 10 | 0.054465
7437 | 6.86 | 1 | 365 | 7.8422 | 0.72049 | 8 | 0.5627
7438 | 5.5 | 1 | 365 | 6.2875 | 0.60389 | 6 | 0.89138
7439 | 9.88 | 1 | 365 | 11.2946 | 0.64117 | 11 | 0.93578
6759 | 4.25 | 1 | 365 | 4.8585 | 0.73937 | 5 | 0.59788
8348 | 8.75 | 1 | 365 | 10.0028 | 0.05164 | 10 | 0.054465
8395 | 6.5 | 1 | 365 | 7.4307 | 0.8955 | 8 | 0.32617
7926 | 7.5 | 1 | 365 | 8.5739 | 0.18712 | 8 | 0.76097
7929 | 10.535 | 1 | 365 | 12.0434 | 0.14217 | 12 | 0.18558
7930 | 5 | 1 | 365 | 5.7159 | 0.45808 | 6 | 0.17398
7947 | 10 | 1 | 365 | 11.4318 | 0.91616 | 12 | 0.34796
7596 | 6.375 | 1 | 365 | 7.2878 | 0.60905 | 7 | 0.89682
7417 | 3.64 | 1 | 365 | 4.1612 | 0.34148 | 4 | 0.50266
7427 | 3.5 | 1 | 365 | 4.0011 | 0.020656 | 4 | 0.021786
7879 | 4.02 | 1 | 365 | 4.5956 | 0.2123 | 4 | 0.80788
7590 | 75.79 | 0.9 | 365 | 77.9775 | 0.31342 | 78 | 0.29087
8085 | 20.64 | 1 | 365 | 23.5952 | 0.29895 | 23 | 0.89419
7901 | 9.805 | 1 | 365 | 11.2089 | 0.46929 | 11 | 0.67817
8696 | 2.16 | 1 | 365 | 2.4693 | 0.94989 | 3 | 0.41916
8564 | 6.885 | 1 | 365 | 7.8708 | 0.77778 | 8 | 0.64857
8763 | 2.295 | 1 | 365 | 2.6236 | 0.25926 | 2 | 0.88286
5750 | 7 | 1 | 365 | 8.0023 | 0.041312 | 8 | 0.043572
5761 | 3.06 | 1 | 365 | 3.4981 | 0.012345 | 3 | 0.51048
7628 | 5.61 | 1 | 365 | 6.4132 | 0.85597 | 7 | 0.26921
5444 | 7.905 | 1 | 365 | 9.0368 | 0.11522 | 9 | 0.15206
5443 | 9.69 | 1 | 365 | 11.0774 | 0.20576 | 11 | 0.28317
5433 | 10.71 | 1 | 365 | 12.2435 | 0.54321 | 12 | 0.78667
5421 | 7.14 | 1 | 365 | 8.1623 | 0.36214 | 8 | 0.52444
5101 | 6.63 | 1 | 365 | 7.5793 | 0.19341 | 7 | 0.7727
5456 | 5.865 | 1 | 365 | 6.7048 | 0.44033 | 7 | 0.14508
5455 | 3.825 | 1 | 365 | 4.3727 | 0.76543 | 5 | 0.13809
5454 | 3.57 | 1 | 365 | 4.0812 | 0.18107 | 4 | 0.26222
5452 | 3.06 | 1 | 365 | 3.4981 | 0.012345 | 3 | 0.51048
5448 | 5.5 | 1 | 365 | 6.2875 | 0.60389 | 6 | 0.89138
5446 | 10.965 | 1 | 365 | 12.535 | 0.12757 | 12 | 0.66254
4068 | 6.63 | 1 | 365 | 7.5793 | 0.19341 | 7 | 0.7727
3995 | 29.9 | 0.9 | 365 | 30.763 | 0.66739 | 31 | 0.43036
5351 | 8 | 1 | 365 | 9.1454 | 0.33293 | 9 | 0.47837
5121 | 92.485 | 0.9 | 365 | 95.1543 | 0.7461 | 95 | 0.9004
6502 | 7.83 | 1 | 365 | 8.9511 | 0.94335 | 9 | 0.89445
6469 | 11.61 | 1 | 365 | 13.2723 | 0.60566 | 13 | 0.87798
6419 | 12.24 | 1 | 365 | 13.9925 | 0.04938 | 14 | 0.041903
6396 | 9.69 | 1 | 365 | 11.0774 | 0.20576 | 11 | 0.28317
6392 | 5.5 | 1 | 365 | 6.2875 | 0.60389 | 6 | 0.89138
6403 | 13.2 | 1 | 365 | 15.09 | 0.24933 | 15 | 0.33931
6379 | 3.78 | 1 | 365 | 4.3212 | 0.66231 | 4 | 0.98353
6362 | 7.83 | 1 | 365 | 8.9511 | 0.94335 | 9 | 0.89445
6269 | 10.2 | 1 | 365 | 11.6604 | 0.37448 | 12 | 0.034919
6254 | 4 | 1 | 365 | 4.5727 | 0.16646 | 4 | 0.73918
6253 | 3.51 | 1 | 365 | 4.0126 | 0.043572 | 4 | 0.056134
6236 | 5.13 | 1 | 365 | 5.8645 | 0.75599 | 6 | 0.6205
6237 | 6.75 | 1 | 365 | 7.7165 | 0.46841 | 8 | 0.18487
6220 | 4.86 | 1 | 365 | 5.5559 | 0.13725 | 5 | 0.69311
6223 | 3.78 | 1 | 365 | 4.3212 | 0.66231 | 4 | 0.98353
6229 | 8.1 | 1 | 365 | 9.2598 | 0.56209 | 9 | 0.82185
6337 | 5.4 | 1 | 365 | 6.1732 | 0.37473 | 6 | 0.5479
6344 | 4.85 | 1 | 365 | 5.5444 | 0.11434 | 5 | 0.65876
6339 | 8.67 | 1 | 365 | 9.9114 | 0.86831 | 10 | 0.77968
6348 | 13.5 | 1 | 365 | 15.4329 | 0.93682 | 16 | 0.36975
6323 | 7.02 | 1 | 365 | 8.0251 | 0.087144 | 8 | 0.11227
6315 | 10 | 1 | 365 | 11.4318 | 0.91616 | 12 | 0.34796
6252 | 7.56 | 1 | 365 | 8.6424 | 0.32462 | 8 | 0.96706
6301 | 7.65 | 1 | 365 | 8.7453 | 0.53086 | 9 | 0.27619
6189 | 5.4 | 1 | 365 | 6.1732 | 0.37473 | 6 | 0.5479
6187 | 5.94 | 1 | 365 | 6.7905 | 0.6122 | 7 | 0.40269
6185 | 12.38 | 1 | 365 | 14.1526 | 0.37021 | 14 | 0.52277
6170 | 8.64 | 1 | 365 | 9.8771 | 0.79956 | 10 | 0.67664
6754 | 9.72 | 1 | 365 | 11.1117 | 0.27451 | 11 | 0.38622
6755 | 3.85 | 1 | 365 | 4.4012 | 0.82272 | 5 | 0.22396
6761 | 6.12 | 1 | 365 | 6.9963 | 0.02469 | 7 | 0.020952
6789 | 5.61 | 1 | 365 | 6.4132 | 0.85597 | 7 | 0.26921
6164 | 6.885 | 1 | 365 | 7.8708 | 0.77778 | 8 | 0.64857
6157 | 6.375 | 1 | 365 | 7.2878 | 0.60905 | 7 | 0.89682
7906 | 7.65 | 1 | 365 | 8.7453 | 0.53086 | 9 | 0.27619
7958 | 9.99 | 1 | 365 | 11.4204 | 0.89324 | 12 | 0.31361
8082 | 12.15 | 1 | 365 | 13.8896 | 0.84313 | 14 | 0.73277
6823 | 5.25 | 1 | 365 | 6.0017 | 0.030984 | 6 | 0.032679
6815 | 3.185 | 1 | 365 | 3.641 | 0.2988 | 3 | 0.93983
6820 | 3.5 | 1 | 365 | 4.0011 | 0.020656 | 4 | 0.021786
6832 | 8.5 | 1 | 365 | 9.717 | 0.47874 | 10 | 0.19577
6953 | 7.14 | 1 | 365 | 8.1623 | 0.36214 | 8 | 0.52444
6908 | 3 | 1 | 365 | 3.4295 | 0.87485 | 4 | 0.30439
6882 | 5.635 | 1 | 365 | 6.4418 | 0.91326 | 7 | 0.35508
6889 | 3.75 | 1 | 365 | 4.2869 | 0.59356 | 4 | 0.88049
6888 | 3.75 | 1 | 365 | 4.2869 | 0.59356 | 4 | 0.88049
6844 | 5.1 | 1 | 365 | 5.8302 | 0.68724 | 6 | 0.51746
7114 | 5 | 1 | 365 | 5.7159 | 0.45808 | 6 | 0.17398
6881 | 5.61 | 1 | 365 | 6.4132 | 0.85597 | 7 | 0.26921
6880 | 4.335 | 1 | 365 | 4.9557 | 0.93416 | 5 | 0.88984
6892 | 4.08 | 1 | 365 | 4.6642 | 0.34979 | 5 | 0.013968
6833 | 7.395 | 1 | 365 | 8.4538 | 0.9465 | 9 | 0.40032
6934 | 2.5 | 1 | 365 | 2.858 | 0.72904 | 3 | 0.58699
6871 | 4.5 | 1 | 365 | 5.1443 | 0.31227 | 5 | 0.45658
6896 | 6.5 | 1 | 365 | 7.4307 | 0.8955 | 8 | 0.32617
6826 | 7.65 | 1 | 365 | 8.7453 | 0.53086 | 9 | 0.27619
6829 | 1.25 | 1 | 365 | 1.429 | 0.86452 | 2 | 0.2935
6864 | 2.94 | 1 | 365 | 3.3609 | 0.73735 | 4 | 0.0983
6876 | 1.96 | 1 | 365 | 2.2406 | 0.49157 | 2 | 0.7322
6898 | 6.12 | 1 | 365 | 6.9963 | 0.02469 | 7 | 0.020952
6885 | 6 | 1 | 365 | 6.8591 | 0.7497 | 7 | 0.60878
6912 | 4.845 | 1 | 365 | 5.5387 | 0.10288 | 5 | 0.64159
7113 | 8.16 | 1 | 365 | 9.3283 | 0.69959 | 10 | 0.027935
7158 | 6.12 | 1 | 365 | 6.9963 | 0.02469 | 7 | 0.020952
6983 | 4.08 | 1 | 365 | 4.6642 | 0.34979 | 5 | 0.013968
6849 | 2 | 1 | 365 | 2.2864 | 0.58323 | 2 | 0.86959
6902 | 7.905 | 1 | 365 | 9.0368 | 0.11522 | 9 | 0.15206
7118 | 9 | 1 | 365 | 10.2886 | 0.62454 | 10 | 0.91316
6906 | 5.865 | 1 | 365 | 6.7048 | 0.44033 | 7 | 0.14508
7066 | 7.65 | 1 | 365 | 8.7453 | 0.53086 | 9 | 0.27619
6890 | 6 | 1 | 365 | 6.8591 | 0.7497 | 7 | 0.60878
7053 | 5.865 | 1 | 365 | 6.7048 | 0.44033 | 7 | 0.14508
7044 | 4.75 | 1 | 365 | 5.4301 | 0.88518 | 6 | 0.31528
7031 | 9.435 | 1 | 365 | 10.7859 | 0.6214 | 11 | 0.4073
6928 | 6.25 | 1 | 365 | 7.1449 | 0.3226 | 7 | 0.46747
7042 | 5.1 | 1 | 365 | 5.8302 | 0.68724 | 6 | 0.51746
7154 | 5.61 | 1 | 365 | 6.4132 | 0.85597 | 7 | 0.26921
7093 | 4.5 | 1 | 365 | 5.1443 | 0.31227 | 5 | 0.45658
7060 | 3.06 | 1 | 365 | 3.4981 | 0.012345 | 3 | 0.51048
7076 | 4.08 | 1 | 365 | 4.6642 | 0.34979 | 5 | 0.013968
7087 | 4.5 | 1 | 365 | 5.1443 | 0.31227 | 5 | 0.45658
7073 | 8.415 | 1 | 365 | 9.6199 | 0.28395 | 9 | 0.90381
7064 | 7.14 | 1 | 365 | 8.1623 | 0.36214 | 8 | 0.52444
7143 | 5.1 | 1 | 365 | 5.8302 | 0.68724 | 6 | 0.51746
7106 | 5.5 | 1 | 365 | 6.2875 | 0.60389 | 6 | 0.89138
6846 | 2.75 | 1 | 365 | 3.1437 | 0.30194 | 3 | 0.44569
7127 | 5.865 | 1 | 365 | 6.7048 | 0.44033 | 7 | 0.14508
6835 | 7.84 | 1 | 365 | 8.9625 | 0.96627 | 9 | 0.9288
6828 | 3.185 | 1 | 365 | 3.641 | 0.2988 | 3 | 0.93983
6872 | 3.5 | 1 | 365 | 4.0011 | 0.020656 | 4 | 0.021786
6867 | 8.25 | 1 | 365 | 9.4312 | 0.90583 | 10 | 0.33707
7115 | 8.67 | 1 | 365 | 9.9114 | 0.86831 | 10 | 0.77968
6884 | 4.75 | 1 | 365 | 5.4301 | 0.88518 | 6 | 0.31528
6822 | 6 | 1 | 365 | 6.8591 | 0.7497 | 7 | 0.60878
7391 | 9.18 | 1 | 365 | 10.4944 | 0.037035 | 10 | 0.53143
7399 | 4 | 1 | 365 | 4.5727 | 0.16646 | 4 | 0.73918
6858 | 3.185 | 1 | 365 | 3.641 | 0.2988 | 3 | 0.93983
7050 | 6.63 | 1 | 365 | 7.5793 | 0.19341 | 7 | 0.7727
6847 | 5.355 | 1 | 365 | 6.1217 | 0.2716 | 6 | 0.39333
6868 | 5.355 | 1 | 365 | 6.1217 | 0.2716 | 6 | 0.39333
7370 | 3.675 | 1 | 365 | 4.2012 | 0.42169 | 4 | 0.62288
6845 | 6.63 | 1 | 365 | 7.5793 | 0.19341 | 7 | 0.7727
7404 | 3.825 | 1 | 365 | 4.3727 | 0.76543 | 5 | 0.13809
6878 | 9.69 | 1 | 365 | 11.0774 | 0.20576 | 11 | 0.28317
6874 | 1.53 | 1 | 365 | 1.7491 | 0.50617 | 2 | 0.25524
7396 | 8.67 | 1 | 365 | 9.9114 | 0.86831 | 10 | 0.77968
7398 | 5.25 | 1 | 365 | 6.0017 | 0.030984 | 6 | 0.032679
7444 | 5 | 1 | 365 | 5.7159 | 0.45808 | 6 | 0.17398
7369 | 5 | 1 | 365 | 5.7159 | 0.45808 | 6 | 0.17398
7372 | 5.75 | 1 | 365 | 6.5733 | 0.17679 | 6 | 0.75008
7378 | 4.75 | 1 | 365 | 5.4301 | 0.88518 | 6 | 0.31528
7077 | 5.865 | 1 | 365 | 6.7048 | 0.44033 | 7 | 0.14508
7045 | 5.1 | 1 | 365 | 5.8302 | 0.68724 | 6 | 0.51746
7133 | 5.5 | 1 | 365 | 6.2875 | 0.60389 | 6 | 0.89138
6935 | 5 | 1 | 365 | 5.7159 | 0.45808 | 6 | 0.17398
6909 | 4.59 | 1 | 365 | 5.2472 | 0.51852 | 5 | 0.76571
7055 | 6.63 | 1 | 365 | 7.5793 | 0.19341 | 7 | 0.7727
7070 | 2 | 1 | 365 | 2.2864 | 0.58323 | 2 | 0.86959
7882 | 6.63 | 1 | 365 | 7.5793 | 0.19341 | 7 | 0.7727
7397 | 7.14 | 1 | 365 | 8.1623 | 0.36214 | 8 | 0.52444
7883 | 8.415 | 1 | 365 | 9.6199 | 0.28395 | 9 | 0.90381
7885 | 6.63 | 1 | 365 | 7.5793 | 0.19341 | 7 | 0.7727
7022 | 6.63 | 1 | 365 | 7.5793 | 0.19341 | 7 | 0.7727
7887 | 3.315 | 1 | 365 | 3.7896 | 0.59671 | 4 | 0.38635
7392 | 2.25 | 1 | 365 | 2.5722 | 0.15614 | 2 | 0.72829
7390 | 3.75 | 1 | 365 | 4.2869 | 0.59356 | 4 | 0.88049
7849 | 4.59 | 1 | 365 | 5.2472 | 0.51852 | 5 | 0.76571
7032 | 8.16 | 1 | 365 | 9.3283 | 0.69959 | 10 | 0.027935
7851 | 4.59 | 1 | 365 | 5.2472 | 0.51852 | 5 | 0.76571
7039 | 8.67 | 1 | 365 | 9.9114 | 0.86831 | 10 | 0.77968
6919 | 9.18 | 1 | 365 | 10.4944 | 0.037035 | 10 | 0.53143
7021 | 4.08 | 1 | 365 | 4.6642 | 0.34979 | 5 | 0.013968
7148 | 7.905 | 1 | 365 | 9.0368 | 0.11522 | 9 | 0.15206
7150 | 7.65 | 1 | 365 | 8.7453 | 0.53086 | 9 | 0.27619
7038 | 3.825 | 1 | 365 | 4.3727 | 0.76543 | 5 | 0.13809
7162 | 9 | 1 | 365 | 10.2886 | 0.62454 | 10 | 0.91316
7012 | 4.59 | 1 | 365 | 5.2472 | 0.51852 | 5 | 0.76571
7169 | 5.865 | 1 | 365 | 6.7048 | 0.44033 | 7 | 0.14508
7857 | 7.14 | 1 | 365 | 8.1623 | 0.36214 | 8 | 0.52444
7187 | 4 | 1 | 365 | 4.5727 | 0.16646 | 4 | 0.73918
7163 | 8.415 | 1 | 365 | 9.6199 | 0.28395 | 9 | 0.90381
7182 | 4.08 | 1 | 365 | 4.6642 | 0.34979 | 5 | 0.013968
6984 | 6.63 | 1 | 365 | 7.5793 | 0.19341 | 7 | 0.7727
7107 | 5.1 | 1 | 365 | 5.8302 | 0.68724 | 6 | 0.51746
6926 | 7 | 1 | 365 | 8.0023 | 0.041312 | 8 | 0.043572
7905 | 4.5 | 1 | 365 | 5.1443 | 0.31227 | 5 | 0.45658
7891 | 5.355 | 1 | 365 | 6.1217 | 0.2716 | 6 | 0.39333
7896 | 8.25 | 1 | 365 | 9.4312 | 0.90583 | 10 | 0.33707
7172 | 3.57 | 1 | 365 | 4.0812 | 0.18107 | 4 | 0.26222
7898 | 6.375 | 1 | 365 | 7.2878 | 0.60905 | 7 | 0.89682
7902 | 2.94 | 1 | 365 | 3.3609 | 0.73735 | 4 | 0.0983
7142 | 9.435 | 1 | 365 | 10.7859 | 0.6214 | 11 | 0.4073
7079 | 3.06 | 1 | 365 | 3.4981 | 0.012345 | 3 | 0.51048
6914 | 7 | 1 | 365 | 8.0023 | 0.041312 | 8 | 0.043572
7043 | 8.085 | 1 | 365 | 9.2426 | 0.52772 | 9 | 0.77033
6894 | 2.94 | 1 | 365 | 3.3609 | 0.73735 | 4 | 0.0983
7029 | 7.75 | 1 | 365 | 8.8596 | 0.76002 | 9 | 0.61967
6922 | 3.06 | 1 | 365 | 3.4981 | 0.012345 | 3 | 0.51048
7183 | 4.59 | 1 | 365 | 5.2472 | 0.51852 | 5 | 0.76571
7019 | 4.335 | 1 | 365 | 4.9557 | 0.93416 | 5 | 0.88984
6960 | 5.1 | 1 | 365 | 5.8302 | 0.68724 | 6 | 0.51746
6839 | 1.785 | 1 | 365 | 2.0406 | 0.090535 | 2 | 0.13111
6968 | 7.5 | 1 | 365 | 8.5739 | 0.18712 | 8 | 0.76097
6855 | 4.335 | 1 | 365 | 4.9557 | 0.93416 | 5 | 0.88984
7078 | 6.12 | 1 | 365 | 6.9963 | 0.02469 | 7 | 0.020952
7141 | 5.865 | 1 | 365 | 6.7048 | 0.44033 | 7 | 0.14508
7151 | 5.1 | 1 | 365 | 5.8302 | 0.68724 | 6 | 0.51746
6904 | 5.865 | 1 | 365 | 6.7048 | 0.44033 | 7 | 0.14508
7105 | 8.925 | 1 | 365 | 10.2029 | 0.45267 | 10 | 0.65555
6899 | 4.845 | 1 | 365 | 5.5387 | 0.10288 | 5 | 0.64159
7033 | 9.18 | 1 | 365 | 10.4944 | 0.037035 | 10 | 0.53143
6981 | 6 | 1 | 365 | 6.8591 | 0.7497 | 7 | 0.60878
7123 | 5.1 | 1 | 365 | 5.8302 | 0.68724 | 6 | 0.51746
6963 | 7.5 | 1 | 365 | 8.5739 | 0.18712 | 8 | 0.76097
7160 | 5.355 | 1 | 365 | 6.1217 | 0.2716 | 6 | 0.39333
7155 | 6.885 | 1 | 365 | 7.8708 | 0.77778 | 8 | 0.64857
7010 | 8.415 | 1 | 365 | 9.6199 | 0.28395 | 9 | 0.90381
6870 | 4.59 | 1 | 365 | 5.2472 | 0.51852 | 5 | 0.76571
6824 | 7.25 | 1 | 365 | 8.2881 | 0.61422 | 8 | 0.90227
7086 | 5.61 | 1 | 365 | 6.4132 | 0.85597 | 7 | 0.26921
6993 | 3.825 | 1 | 365 | 4.3727 | 0.76543 | 5 | 0.13809
7090 | 3.315 | 1 | 365 | 3.7896 | 0.59671 | 4 | 0.38635
7119 | 2.55 | 1 | 365 | 2.9151 | 0.84362 | 3 | 0.75873
7110 | 4.5 | 1 | 365 | 5.1443 | 0.31227 | 5 | 0.45658
6988 | 2.75 | 1 | 365 | 3.1437 | 0.30194 | 3 | 0.44569
7000 | 3.315 | 1 | 365 | 3.7896 | 0.59671 | 4 | 0.38635
6944 | 6.63 | 1 | 365 | 7.5793 | 0.19341 | 7 | 0.7727
6861 | 3.675 | 1 | 365 | 4.2012 | 0.42169 | 4 | 0.62288
6976 | 5.61 | 1 | 365 | 6.4132 | 0.85597 | 7 | 0.26921
7181 | 6.63 | 1 | 365 | 7.5793 | 0.19341 | 7 | 0.7727
6955 | 3.06 | 1 | 365 | 3.4981 | 0.012345 | 3 | 0.51048
6958 | 4.08 | 1 | 365 | 4.6642 | 0.34979 | 5 | 0.013968
6877 | 4.5 | 1 | 365 | 5.1443 | 0.31227 | 5 | 0.45658
6972 | 2.55 | 1 | 365 | 2.9151 | 0.84362 | 3 | 0.75873
6995 | 7.395 | 1 | 365 | 8.4538 | 0.9465 | 9 | 0.40032
6974 | 7.14 | 1 | 365 | 8.1623 | 0.36214 | 8 | 0.52444
6859 | 6.5 | 1 | 365 | 7.4307 | 0.8955 | 8 | 0.32617
6850 | 9.69 | 1 | 365 | 11.0774 | 0.20576 | 11 | 0.28317
7120 | 5.1 | 1 | 365 | 5.8302 | 0.68724 | 6 | 0.51746
7506 | 4.59 | 1 | 365 | 5.2472 | 0.51852 | 5 | 0.76571
6830 | 4.08 | 1 | 365 | 4.6642 | 0.34979 | 5 | 0.013968
7211 | 5.865 | 1 | 365 | 6.7048 | 0.44033 | 7 | 0.14508
7365 | 6.885 | 1 | 365 | 7.8708 | 0.77778 | 8 | 0.64857
7501 | 7.35 | 1 | 365 | 8.4024 | 0.84338 | 9 | 0.24575
6913 | 5.1 | 1 | 365 | 5.8302 | 0.68724 | 6 | 0.51746
6907 | 4.335 | 1 | 365 | 4.9557 | 0.93416 | 5 | 0.88984
6886 | 4.335 | 1 | 365 | 4.9557 | 0.93416 | 5 | 0.88984
7379 | 5.5 | 1 | 365 | 6.2875 | 0.60389 | 6 | 0.89138
7382 | 6.12 | 1 | 365 | 6.9963 | 0.02469 | 7 | 0.020952
6959 | 8 | 1 | 365 | 9.1454 | 0.33293 | 9 | 0.47837
6854 | 8.75 | 1 | 365 | 10.0028 | 0.05164 | 10 | 0.054465
7083 | 5.5 | 1 | 365 | 6.2875 | 0.60389 | 6 | 0.89138
7074 | 9.18 | 1 | 365 | 10.4944 | 0.037035 | 10 | 0.53143
7069 | 7.5 | 1 | 365 | 8.5739 | 0.18712 | 8 | 0.76097
7117 | 2.55 | 1 | 365 | 2.9151 | 0.84362 | 3 | 0.75873
7061 | 6.63 | 1 | 365 | 7.5793 | 0.19341 | 7 | 0.7727
7059 | 7.65 | 1 | 365 | 8.7453 | 0.53086 | 9 | 0.27619
7116 | 4.75 | 1 | 365 | 5.4301 | 0.88518 | 6 | 0.31528
7112 | 5.355 | 1 | 365 | 6.1217 | 0.2716 | 6 | 0.39333
7052 | 5.75 | 1 | 365 | 6.5733 | 0.17679 | 6 | 0.75008
7109 | 4.335 | 1 | 365 | 4.9557 | 0.93416 | 5 | 0.88984
7101 | 3.57 | 1 | 365 | 4.0812 | 0.18107 | 4 | 0.26222
7513 | 2.45 | 1 | 365 | 2.8008 | 0.61446 | 3 | 0.41525
7690 | 7.5 | 1 | 365 | 8.5739 | 0.18712 | 8 | 0.76097
7047 | 4.335 | 1 | 365 | 4.9557 | 0.93416 | 5 | 0.88984
7102 | 7.14 | 1 | 365 | 8.1623 | 0.36214 | 8 | 0.52444
7041 | 3.825 | 1 | 365 | 4.3727 | 0.76543 | 5 | 0.13809
7085 | 7.75 | 1 | 365 | 8.8596 | 0.76002 | 9 | 0.61967
7082 | 5.865 | 1 | 365 | 6.7048 | 0.44033 | 7 | 0.14508
7067 | 8.925 | 1 | 365 | 10.2029 | 0.45267 | 10 | 0.65555
7552 | 6.63 | 1 | 365 | 7.5793 | 0.19341 | 7 | 0.7727
7168 | 3.315 | 1 | 365 | 3.7896 | 0.59671 | 4 | 0.38635
7174 | 3.825 | 1 | 365 | 4.3727 | 0.76543 | 5 | 0.13809
6964 | 5.61 | 1 | 365 | 6.4132 | 0.85597 | 7 | 0.26921
7157 | 4.845 | 1 | 365 | 5.5387 | 0.10288 | 5 | 0.64159
7153 | 9.945 | 1 | 365 | 11.3689 | 0.79012 | 12 | 0.15905
7004 | 4.59 | 1 | 365 | 5.2472 | 0.51852 | 5 | 0.76571
7137 | 2.805 | 1 | 365 | 3.2066 | 0.42798 | 3 | 0.6346
7383 | 1.5 | 1 | 365 | 1.7148 | 0.43742 | 2 | 0.15219
6970 | 5.355 | 1 | 365 | 6.1217 | 0.2716 | 6 | 0.39333
7380 | 8.16 | 1 | 365 | 9.3283 | 0.69959 | 10 | 0.027935
7745 | 2.5 | 1 | 365 | 2.858 | 0.72904 | 3 | 0.58699
7737 | 2.04 | 1 | 365 | 2.3321 | 0.6749 | 3 | 0.0069838
7678 | 6.75 | 1 | 365 | 7.7165 | 0.46841 | 8 | 0.18487
7683 | 4.845 | 1 | 365 | 5.5387 | 0.10288 | 5 | 0.64159
7684 | 5.355 | 1 | 365 | 6.1217 | 0.2716 | 6 | 0.39333
7376 | 6.86 | 1 | 365 | 7.8422 | 0.72049 | 8 | 0.5627
7692 | 6.375 | 1 | 365 | 7.2878 | 0.60905 | 7 | 0.89682
7694 | 6.63 | 1 | 365 | 7.5793 | 0.19341 | 7 | 0.7727
7046 | 6.63 | 1 | 365 | 7.5793 | 0.19341 | 7 | 0.7727
7037 | 9.69 | 1 | 365 | 11.0774 | 0.20576 | 11 | 0.28317
7785 | 7.14 | 1 | 365 | 8.1623 | 0.36214 | 8 | 0.52444
7697 | 4.845 | 1 | 365 | 5.5387 | 0.10288 | 5 | 0.64159
6956 | 3.675 | 1 | 365 | 4.2012 | 0.42169 | 4 | 0.62288
7049 | 8.67 | 1 | 365 | 9.9114 | 0.86831 | 10 | 0.77968
7698 | 4.59 | 1 | 365 | 5.2472 | 0.51852 | 5 | 0.76571
7034 | 3.06 | 1 | 365 | 3.4981 | 0.012345 | 3 | 0.51048
7700 | 5.865 | 1 | 365 | 6.7048 | 0.44033 | 7 | 0.14508
7025 | 3 | 1 | 365 | 3.4295 | 0.87485 | 4 | 0.30439
7781 | 9.69 | 1 | 365 | 11.0774 | 0.20576 | 11 | 0.28317
7787 | 7.14 | 1 | 365 | 8.1623 | 0.36214 | 8 | 0.52444
7702 | 3.825 | 1 | 365 | 4.3727 | 0.76543 | 5 | 0.13809
7016 | 6.63 | 1 | 365 | 7.5793 | 0.19341 | 7 | 0.7727
7791 | 7.14 | 1 | 365 | 8.1623 | 0.36214 | 8 | 0.52444
7007 | 8.16 | 1 | 365 | 9.3283 | 0.69959 | 10 | 0.027935
7705 | 5.355 | 1 | 365 | 6.1217 | 0.2716 | 6 | 0.39333
7730 | 9.18 | 1 | 365 | 10.4944 | 0.037035 | 10 | 0.53143
7020 | 7.395 | 1 | 365 | 8.4538 | 0.9465 | 9 | 0.40032
7385 | 8.67 | 1 | 365 | 9.9114 | 0.86831 | 10 | 0.77968
7014 | 9.435 | 1 | 365 | 10.7859 | 0.6214 | 11 | 0.4073
7733 | 3.825 | 1 | 365 | 4.3727 | 0.76543 | 5 | 0.13809
7389 | 6.5 | 1 | 365 | 7.4307 | 0.8955 | 8 | 0.32617
7011 | 2.295 | 1 | 365 | 2.6236 | 0.25926 | 2 | 0.88286
7005 | 5.1 | 1 | 365 | 5.8302 | 0.68724 | 6 | 0.51746
7051 | 3.315 | 1 | 365 | 3.7896 | 0.59671 | 4 | 0.38635
7714 | 6.885 | 1 | 365 | 7.8708 | 0.77778 | 8 | 0.64857
7717 | 10 | 1 | 365 | 11.4318 | 0.91616 | 12 | 0.34796
7405 | 5.1 | 1 | 365 | 5.8302 | 0.68724 | 6 | 0.51746
7900 | 7.14 | 1 | 365 | 8.1623 | 0.36214 | 8 | 0.52444
7455 | 4.845 | 1 | 365 | 5.5387 | 0.10288 | 5 | 0.64159
7403 | 3.06 | 1 | 365 | 3.4981 | 0.012345 | 3 | 0.51048
7889 | 6.375 | 1 | 365 | 7.2878 | 0.60905 | 7 | 0.89682
7400 | 5.865 | 1 | 365 | 6.7048 | 0.44033 | 7 | 0.14508
7897 | 4.335 | 1 | 365 | 4.9557 | 0.93416 | 5 | 0.88984
7276 | 5.1 | 1 | 365 | 5.8302 | 0.68724 | 6 | 0.51746
7707 | 9 | 1 | 365 | 10.2886 | 0.62454 | 10 | 0.91316
7184 | 4.845 | 1 | 365 | 5.5387 | 0.10288 | 5 | 0.64159
7271 | 3.57 | 1 | 365 | 4.0812 | 0.18107 | 4 | 0.26222
7713 | 3.06 | 1 | 365 | 3.4981 | 0.012345 | 3 | 0.51048
7952 | 6 | 1 | 365 | 6.8591 | 0.7497 | 7 | 0.60878
7943 | 5.355 | 1 | 365 | 6.1217 | 0.2716 | 6 | 0.39333
7375 | 6.885 | 1 | 365 | 7.8708 | 0.77778 | 8 | 0.64857
7937 | 3.75 | 1 | 365 | 4.2869 | 0.59356 | 4 | 0.88049
7956 | 4.59 | 1 | 365 | 5.2472 | 0.51852 | 5 | 0.76571
7252 | 5.865 | 1 | 365 | 6.7048 | 0.44033 | 7 | 0.14508
7213 | 3.06 | 1 | 365 | 3.4981 | 0.012345 | 3 | 0.51048
7936 | 4.75 | 1 | 365 | 5.4301 | 0.88518 | 6 | 0.31528
7207 | 4.845 | 1 | 365 | 5.5387 | 0.10288 | 5 | 0.64159
7923 | 7.14 | 1 | 365 | 8.1623 | 0.36214 | 8 | 0.52444
7192 | 6.5 | 1 | 365 | 7.4307 | 0.8955 | 8 | 0.32617
7953 | 6.885 | 1 | 365 | 7.8708 | 0.77778 | 8 | 0.64857
7214 | 7.5 | 1 | 365 | 8.5739 | 0.18712 | 8 | 0.76097
7206 | 4.08 | 1 | 365 | 4.6642 | 0.34979 | 5 | 0.013968
7212 | 2.25 | 1 | 365 | 2.5722 | 0.15614 | 2 | 0.72829
7203 | 9.18 | 1 | 365 | 10.4944 | 0.037035 | 10 | 0.53143
7208 | 7.395 | 1 | 365 | 8.4538 | 0.9465 | 9 | 0.40032
7250 | 9.065 | 1 | 365 | 10.3629 | 0.7735 | 11 | 0.13643
7246 | 5.5 | 1 | 365 | 6.2875 | 0.60389 | 6 | 0.89138
7198 | 6.375 | 1 | 365 | 7.2878 | 0.60905 | 7 | 0.89682
7209 | 7.25 | 1 | 365 | 8.2881 | 0.61422 | 8 | 0.90227
7241 | 5.355 | 1 | 365 | 6.1217 | 0.2716 | 6 | 0.39333
7505 | 4.59 | 1 | 365 | 5.2472 | 0.51852 | 5 | 0.76571
6900 | 5.5 | 1 | 365 | 6.2875 | 0.60389 | 6 | 0.89138
7237 | 5.75 | 1 | 365 | 6.5733 | 0.17679 | 6 | 0.75008
6840 | 6.75 | 1 | 365 | 7.7165 | 0.46841 | 8 | 0.18487
7511 | 5.1 | 1 | 365 | 5.8302 | 0.68724 | 6 | 0.51746
6957 | 6.375 | 1 | 365 | 7.2878 | 0.60905 | 7 | 0.89682
7254 | 7.905 | 1 | 365 | 9.0368 | 0.11522 | 9 | 0.15206
6893 | 9 | 1 | 365 | 10.2886 | 0.62454 | 10 | 0.91316
7922 | 3.5 | 1 | 365 | 4.0011 | 0.020656 | 4 | 0.021786
6951 | 6 | 1 | 365 | 6.8591 | 0.7497 | 7 | 0.60878
7517 | 2.805 | 1 | 365 | 3.2066 | 0.42798 | 3 | 0.6346
6986 | 5.865 | 1 | 365 | 6.7048 | 0.44033 | 7 | 0.14508
7920 | 4.08 | 1 | 365 | 4.6642 | 0.34979 | 5 | 0.013968
6950 | 4.25 | 1 | 365 | 4.8585 | 0.73937 | 5 | 0.59788
6948 | 4 | 1 | 365 | 4.5727 | 0.16646 | 4 | 0.73918
7911 | 7.65 | 1 | 365 | 8.7453 | 0.53086 | 9 | 0.27619
6946 | 6 | 1 | 365 | 6.8591 | 0.7497 | 7 | 0.60878
7794 | 8.75 | 1 | 365 | 10.0028 | 0.05164 | 10 | 0.054465
6966 | 7.25 | 1 | 365 | 8.2881 | 0.61422 | 8 | 0.90227
7393 | 2.04 | 1 | 365 | 2.3321 | 0.6749 | 3 | 0.0069838
8021 | 4.845 | 1 | 365 | 5.5387 | 0.10288 | 5 | 0.64159
7134 | 7.5 | 1 | 365 | 8.5739 | 0.18712 | 8 | 0.76097
7299 | 7 | 1 | 365 | 8.0023 | 0.041312 | 8 | 0.043572
7740 | 6.5 | 1 | 365 | 7.4307 | 0.8955 | 8 | 0.32617
7440 | 5.865 | 1 | 365 | 6.7048 | 0.44033 | 7 | 0.14508
7743 | 4.335 | 1 | 365 | 4.9557 | 0.93416 | 5 | 0.88984
6905 | 4.335 | 1 | 365 | 4.9557 | 0.93416 | 5 | 0.88984
7457 | 5.355 | 1 | 365 | 6.1217 | 0.2716 | 6 | 0.39333
7442 | 5.61 | 1 | 365 | 6.4132 | 0.85597 | 7 | 0.26921
8325 | 4 | 1 | 365 | 4.5727 | 0.16646 | 4 | 0.73918
7504 | 7.25 | 1 | 365 | 8.2881 | 0.61422 | 8 | 0.90227
7219 | 3.315 | 1 | 365 | 3.7896 | 0.59671 | 4 | 0.38635
7994 | 5.5 | 1 | 365 | 6.2875 | 0.60389 | 6 | 0.89138
7216 | 6.885 | 1 | 365 | 7.8708 | 0.77778 | 8 | 0.64857
7215 | 7.65 | 1 | 365 | 8.7453 | 0.53086 | 9 | 0.27619
6901 | 3.92 | 1 | 365 | 4.4813 | 0.98313 | 5 | 0.4644
7604 | 3.25 | 1 | 365 | 3.7153 | 0.44775 | 4 | 0.16309
7436 | 8.415 | 1 | 365 | 9.6199 | 0.28395 | 9 | 0.90381
7374 | 6.375 | 1 | 365 | 7.2878 | 0.60905 | 7 | 0.89682
7297 | 4.5 | 1 | 365 | 5.1443 | 0.31227 | 5 | 0.45658
7006 | 5 | 1 | 365 | 5.7159 | 0.45808 | 6 | 0.17398
8343 | 3.57 | 1 | 365 | 4.0812 | 0.18107 | 4 | 0.26222
7301 | 7.75 | 1 | 365 | 8.8596 | 0.76002 | 9 | 0.61967
7308 | 8.75 | 1 | 365 | 10.0028 | 0.05164 | 10 | 0.054465
7302 | 7.65 | 1 | 365 | 8.7453 | 0.53086 | 9 | 0.27619
6998 | 8.67 | 1 | 365 | 9.9114 | 0.86831 | 10 | 0.77968
7907 | 5.355 | 1 | 365 | 6.1217 | 0.2716 | 6 | 0.39333
6980 | 5.355 | 1 | 365 | 6.1217 | 0.2716 | 6 | 0.39333
8157 | 4.25 | 1 | 365 | 4.8585 | 0.73937 | 5 | 0.59788
6991 | 6.12 | 1 | 365 | 6.9963 | 0.02469 | 7 | 0.020952
8136 | 5.865 | 1 | 365 | 6.7048 | 0.44033 | 7 | 0.14508
6967 | 4.75 | 1 | 365 | 5.4301 | 0.88518 | 6 | 0.31528
6961 | 6.63 | 1 | 365 | 7.5793 | 0.19341 | 7 | 0.7727
7349 | 7.14 | 1 | 365 | 8.1623 | 0.36214 | 8 | 0.52444
7347 | 7.65 | 1 | 365 | 8.7453 | 0.53086 | 9 | 0.27619
7300 | 6.885 | 1 | 365 | 7.8708 | 0.77778 | 8 | 0.64857
6911 | 7.395 | 1 | 365 | 8.4538 | 0.9465 | 9 | 0.40032
6917 | 4.41 | 1 | 365 | 5.0414 | 0.10603 | 5 | 0.14745
8100 | 8.415 | 1 | 365 | 9.6199 | 0.28395 | 9 | 0.90381
6891 | 8 | 1 | 365 | 9.1454 | 0.33293 | 9 | 0.47837
7319 | 4.08 | 1 | 365 | 4.6642 | 0.34979 | 5 | 0.013968
7063 | 3.825 | 1 | 365 | 4.3727 | 0.76543 | 5 | 0.13809
7058 | 6.75 | 1 | 365 | 7.7165 | 0.46841 | 8 | 0.18487
7475 | 4.165 | 1 | 365 | 4.7613 | 0.54458 | 5 | 0.30593
7145 | 7.65 | 1 | 365 | 8.7453 | 0.53086 | 9 | 0.27619
7084 | 8.67 | 1 | 365 | 9.9114 | 0.86831 | 10 | 0.77968
7001 | 6.375 | 1 | 365 | 7.2878 | 0.60905 | 7 | 0.89682
8105 | 3.57 | 1 | 365 | 4.0812 | 0.18107 | 4 | 0.26222
7265 | 7.105 | 1 | 365 | 8.1223 | 0.28193 | 8 | 0.40423
8112 | 6.12 | 1 | 365 | 6.9963 | 0.02469 | 7 | 0.020952
7373 | 4.08 | 1 | 365 | 4.6642 | 0.34979 | 5 | 0.013968
8158 | 7.905 | 1 | 365 | 9.0368 | 0.11522 | 9 | 0.15206
7524 | 5.5 | 1 | 365 | 6.2875 | 0.60389 | 6 | 0.89138
8154 | 6.12 | 1 | 365 | 6.9963 | 0.02469 | 7 | 0.020952
8119 | 5.1 | 1 | 365 | 5.8302 | 0.68724 | 6 | 0.51746
7520 | 4.25 | 1 | 365 | 4.8585 | 0.73937 | 5 | 0.59788
7264 | 9.75 | 1 | 365 | 11.146 | 0.34326 | 11 | 0.48926
8123 | 4.08 | 1 | 365 | 4.6642 | 0.34979 | 5 | 0.013968
7518 | 5.5 | 1 | 365 | 6.2875 | 0.60389 | 6 | 0.89138
7364 | 3.75 | 1 | 365 | 4.2869 | 0.59356 | 4 | 0.88049
8118 | 3.57 | 1 | 365 | 4.0812 | 0.18107 | 4 | 0.26222
8166 | 2.25 | 1 | 365 | 2.5722 | 0.15614 | 2 | 0.72829
7515 | 7.75 | 1 | 365 | 8.8596 | 0.76002 | 9 | 0.61967
8114 | 9.18 | 1 | 365 | 10.4944 | 0.037035 | 10 | 0.53143
7509 | 6.25 | 1 | 365 | 7.1449 | 0.3226 | 7 | 0.46747
7499 | 8 | 1 | 365 | 9.1454 | 0.33293 | 9 | 0.47837
8107 | 7.14 | 1 | 365 | 8.1623 | 0.36214 | 8 | 0.52444
8172 | 9.435 | 1 | 365 | 10.7859 | 0.6214 | 11 | 0.4073
7363 | 5.75 | 1 | 365 | 6.5733 | 0.17679 | 6 | 0.75008
8102 | 5 | 1 | 365 | 5.7159 | 0.45808 | 6 | 0.17398
7465 | 8.25 | 1 | 365 | 9.4312 | 0.90583 | 10 | 0.33707
7287 | 5.61 | 1 | 365 | 6.4132 | 0.85597 | 7 | 0.26921
8179 | 8.16 | 1 | 365 | 9.3283 | 0.69959 | 10 | 0.027935
7462 | 5.5 | 1 | 365 | 6.2875 | 0.60389 | 6 | 0.89138
8091 | 5.5 | 1 | 365 | 6.2875 | 0.60389 | 6 | 0.89138
8089 | 9.435 | 1 | 365 | 10.7859 | 0.6214 | 11 | 0.4073
7284 | 7 | 1 | 365 | 8.0023 | 0.041312 | 8 | 0.043572
8087 | 5.1 | 1 | 365 | 5.8302 | 0.68724 | 6 | 0.51746
7547 | 4.5 | 1 | 365 | 5.1443 | 0.31227 | 5 | 0.45658
8078 | 7.65 | 1 | 365 | 8.7453 | 0.53086 | 9 | 0.27619
7282 | 7.905 | 1 | 365 | 9.0368 | 0.11522 | 9 | 0.15206
7542 | 2.04 | 1 | 365 | 2.3321 | 0.6749 | 3 | 0.0069838
8074 | 6.885 | 1 | 365 | 7.8708 | 0.77778 | 8 | 0.64857
7273 | 6.375 | 1 | 365 | 7.2878 | 0.60905 | 7 | 0.89682
8071 | 4.845 | 1 | 365 | 5.5387 | 0.10288 | 5 | 0.64159
7535 | 4.08 | 1 | 365 | 4.6642 | 0.34979 | 5 | 0.013968
8204 | 5.5 | 1 | 365 | 6.2875 | 0.60389 | 6 | 0.89138
8188 | 9.18 | 1 | 365 | 10.4944 | 0.037035 | 10 | 0.53143
7531 | 6.75 | 1 | 365 | 7.7165 | 0.46841 | 8 | 0.18487
7528 | 2.805 | 1 | 365 | 3.2066 | 0.42798 | 3 | 0.6346
7272 | 6.63 | 1 | 365 | 7.5793 | 0.19341 | 7 | 0.7727
8183 | 5.865 | 1 | 365 | 6.7048 | 0.44033 | 7 | 0.14508
7270 | 4.59 | 1 | 365 | 5.2472 | 0.51852 | 5 | 0.76571
7522 | 8.925 | 1 | 365 | 10.2029 | 0.45267 | 10 | 0.65555
7295 | 3.57 | 1 | 365 | 4.0812 | 0.18107 | 4 | 0.26222
8120 | 5.355 | 1 | 365 | 6.1217 | 0.2716 | 6 | 0.39333
8194 | 8.5 | 1 | 365 | 9.717 | 0.47874 | 10 | 0.19577
7018 | 5.865 | 1 | 365 | 6.7048 | 0.44033 | 7 | 0.14508
8380 | 5.355 | 1 | 365 | 6.1217 | 0.2716 | 6 | 0.39333
7293 | 9.69 | 1 | 365 | 11.0774 | 0.20576 | 11 | 0.28317
7294 | 2.295 | 1 | 365 | 2.6236 | 0.25926 | 2 | 0.88286
8383 | 4.59 | 1 | 365 | 5.2472 | 0.51852 | 5 | 0.76571
8124 | 3.06 | 1 | 365 | 3.4981 | 0.012345 | 3 | 0.51048
8388 | 9.945 | 1 | 365 | 11.3689 | 0.79012 | 12 | 0.15905
7584 | 4.5 | 1 | 365 | 5.1443 | 0.31227 | 5 | 0.45658
8126 | 8.16 | 1 | 365 | 9.3283 | 0.69959 | 10 | 0.027935
8379 | 3.57 | 1 | 365 | 4.0812 | 0.18107 | 4 | 0.26222
7582 | 6.885 | 1 | 365 | 7.8708 | 0.77778 | 8 | 0.64857
8375 | 5.355 | 1 | 365 | 6.1217 | 0.2716 | 6 | 0.39333
7579 | 2.75 | 1 | 365 | 3.1437 | 0.30194 | 3 | 0.44569
8370 | 7.395 | 1 | 365 | 8.4538 | 0.9465 | 9 | 0.40032
8135 | 4.335 | 1 | 365 | 4.9557 | 0.93416 | 5 | 0.88984
7317 | 6 | 1 | 365 | 6.8591 | 0.7497 | 7 | 0.60878
8132 | 5.1 | 1 | 365 | 5.8302 | 0.68724 | 6 | 0.51746
7712 | 7.14 | 1 | 365 | 8.1623 | 0.36214 | 8 | 0.52444
8323 | 6.375 | 1 | 365 | 7.2878 | 0.60905 | 7 | 0.89682
7709 | 7 | 1 | 365 | 8.0023 | 0.041312 | 8 | 0.043572
7706 | 6.885 | 1 | 365 | 7.8708 | 0.77778 | 8 | 0.64857
8320 | 5.61 | 1 | 365 | 6.4132 | 0.85597 | 7 | 0.26921
7699 | 3.57 | 1 | 365 | 4.0812 | 0.18107 | 4 | 0.26222
8155 | 8.415 | 1 | 365 | 9.6199 | 0.28395 | 9 | 0.90381
7696 | 5.865 | 1 | 365 | 6.7048 | 0.44033 | 7 | 0.14508
8290 | 9.18 | 1 | 365 | 10.4944 | 0.037035 | 10 | 0.53143
7693 | 4.08 | 1 | 365 | 4.6642 | 0.34979 | 5 | 0.013968
8279 | 6.885 | 1 | 365 | 7.8708 | 0.77778 | 8 | 0.64857
7689 | 4.5 | 1 | 365 | 5.1443 | 0.31227 | 5 | 0.45658
8164 | 9.18 | 1 | 365 | 10.4944 | 0.037035 | 10 | 0.53143
8269 | 6.75 | 1 | 365 | 7.7165 | 0.46841 | 8 | 0.18487
8260 | 6.375 | 1 | 365 | 7.2878 | 0.60905 | 7 | 0.89682
7685 | 2.75 | 1 | 365 | 3.1437 | 0.30194 | 3 | 0.44569
8174 | 4.335 | 1 | 365 | 4.9557 | 0.93416 | 5 | 0.88984
7676 | 7.905 | 1 | 365 | 9.0368 | 0.11522 | 9 | 0.15206
8178 | 3.315 | 1 | 365 | 3.7896 | 0.59671 | 4 | 0.38635
8390 | 9.18 | 1 | 365 | 10.4944 | 0.037035 | 10 | 0.53143
7671 | 2 | 1 | 365 | 2.2864 | 0.58323 | 2 | 0.86959
7664 | 7.25 | 1 | 365 | 8.2881 | 0.61422 | 8 | 0.90227
7659 | 6.12 | 1 | 365 | 6.9963 | 0.02469 | 7 | 0.020952
8275 | 4.845 | 1 | 365 | 5.5387 | 0.10288 | 5 | 0.64159
8273 | 5.5 | 1 | 365 | 6.2875 | 0.60389 | 6 | 0.89138
8200 | 4.845 | 1 | 365 | 5.5387 | 0.10288 | 5 | 0.64159
8268 | 6.63 | 1 | 365 | 7.5793 | 0.19341 | 7 | 0.7727
8266 | 5.5 | 1 | 365 | 6.2875 | 0.60389 | 6 | 0.89138
8098 | 5.5 | 1 | 365 | 6.2875 | 0.60389 | 6 | 0.89138
8147 | 3.315 | 1 | 365 | 3.7896 | 0.59671 | 4 | 0.38635
8207 | 7.14 | 1 | 365 | 8.1623 | 0.36214 | 8 | 0.52444
7643 | 5.61 | 1 | 365 | 6.4132 | 0.85597 | 7 | 0.26921
8248 | 8.415 | 1 | 365 | 9.6199 | 0.28395 | 9 | 0.90381
8068 | 7.905 | 1 | 365 | 9.0368 | 0.11522 | 9 | 0.15206
7640 | 6 | 1 | 365 | 6.8591 | 0.7497 | 7 | 0.60878
8244 | 9.18 | 1 | 365 | 10.4944 | 0.037035 | 10 | 0.53143
8239 | 6.12 | 1 | 365 | 6.9963 | 0.02469 | 7 | 0.020952
8234 | 4.59 | 1 | 365 | 5.2472 | 0.51852 | 5 | 0.76571
8226 | 5.355 | 1 | 365 | 6.1217 | 0.2716 | 6 | 0.39333
8229 | 4.59 | 1 | 365 | 5.2472 | 0.51852 | 5 | 0.76571
7630 | 6.12 | 1 | 365 | 6.9963 | 0.02469 | 7 | 0.020952
8219 | 6.63 | 1 | 365 | 7.5793 | 0.19341 | 7 | 0.7727
7624 | 6.5 | 1 | 365 | 7.4307 | 0.8955 | 8 | 0.32617
8208 | 8.415 | 1 | 365 | 9.6199 | 0.28395 | 9 | 0.90381
7619 | 7.65 | 1 | 365 | 8.7453 | 0.53086 | 9 | 0.27619
8080 | 6.63 | 1 | 365 | 7.5793 | 0.19341 | 7 | 0.7727
7634 | 6.75 | 1 | 365 | 7.7165 | 0.46841 | 8 | 0.18487
7453 | 4.59 | 1 | 365 | 5.2472 | 0.51852 | 5 | 0.76571
7449 | 4.5 | 1 | 365 | 5.1443 | 0.31227 | 5 | 0.45658
7450 | 4.59 | 1 | 365 | 5.2472 | 0.51852 | 5 | 0.76571
8358 | 7.14 | 1 | 365 | 8.1623 | 0.36214 | 8 | 0.52444
8092 | 6.25 | 1 | 365 | 7.1449 | 0.3226 | 7 | 0.46747
8153 | 6.12 | 1 | 365 | 6.9963 | 0.02469 | 7 | 0.020952
7447 | 7.25 | 1 | 365 | 8.2881 | 0.61422 | 8 | 0.90227
8055 | 5.1 | 1 | 365 | 5.8302 | 0.68724 | 6 | 0.51746
8361 | 6.12 | 1 | 365 | 6.9963 | 0.02469 | 7 | 0.020952
7446 | 3.825 | 1 | 365 | 4.3727 | 0.76543 | 5 | 0.13809
8037 | 8 | 1 | 365 | 9.1454 | 0.33293 | 9 | 0.47837
7445 | 9.75 | 1 | 365 | 11.146 | 0.34326 | 11 | 0.48926
8031 | 4.845 | 1 | 365 | 5.5387 | 0.10288 | 5 | 0.64159
8365 | 3.825 | 1 | 365 | 4.3727 | 0.76543 | 5 | 0.13809
8019 | 5.1 | 1 | 365 | 5.8302 | 0.68724 | 6 | 0.51746
7532 | 4.335 | 1 | 365 | 4.9557 | 0.93416 | 5 | 0.88984
7545 | 3.185 | 1 | 365 | 3.641 | 0.2988 | 3 | 0.93983
8369 | 8.415 | 1 | 365 | 9.6199 | 0.28395 | 9 | 0.90381
8012 | 7.395 | 1 | 365 | 8.4538 | 0.9465 | 9 | 0.40032
8210 | 3.5 | 1 | 365 | 4.0011 | 0.020656 | 4 | 0.021786
7516 | 6.12 | 1 | 365 | 6.9963 | 0.02469 | 7 | 0.020952
7510 | 6.25 | 1 | 365 | 7.1449 | 0.3226 | 7 | 0.46747
7508 | 7.395 | 1 | 365 | 8.4538 | 0.9465 | 9 | 0.40032
7540 | 7.395 | 1 | 365 | 8.4538 | 0.9465 | 9 | 0.40032
7539 | 5.61 | 1 | 365 | 6.4132 | 0.85597 | 7 | 0.26921
7537 | 4.845 | 1 | 365 | 5.5387 | 0.10288 | 5 | 0.64159
8101 | 9.18 | 1 | 365 | 10.4944 | 0.037035 | 10 | 0.53143
8300 | 9.69 | 1 | 365 | 11.0774 | 0.20576 | 11 | 0.28317
8314 | 7.905 | 1 | 365 | 9.0368 | 0.11522 | 9 | 0.15206
7536 | 6 | 1 | 365 | 6.8591 | 0.7497 | 7 | 0.60878
7533 | 6 | 1 | 365 | 6.8591 | 0.7497 | 7 | 0.60878
7580 | 7.395 | 1 | 365 | 8.4538 | 0.9465 | 9 | 0.40032
7578 | 5 | 1 | 365 | 5.7159 | 0.45808 | 6 | 0.17398
7576 | 5.355 | 1 | 365 | 6.1217 | 0.2716 | 6 | 0.39333
8396 | 5.865 | 1 | 365 | 6.7048 | 0.44033 | 7 | 0.14508
7570 | 5.5 | 1 | 365 | 6.2875 | 0.60389 | 6 | 0.89138
8393 | 4.59 | 1 | 365 | 5.2472 | 0.51852 | 5 | 0.76571
7574 | 4.75 | 1 | 365 | 5.4301 | 0.88518 | 6 | 0.31528
7563 | 4.08 | 1 | 365 | 4.6642 | 0.34979 | 5 | 0.013968
7968 | 6.12 | 1 | 365 | 6.9963 | 0.02469 | 7 | 0.020952
7561 | 7 | 1 | 365 | 8.0023 | 0.041312 | 8 | 0.043572
8474 | 4.845 | 1 | 365 | 5.5387 | 0.10288 | 5 | 0.64159
7523 | 6 | 1 | 365 | 6.8591 | 0.7497 | 7 | 0.60878
7967 | 6.5 | 1 | 365 | 7.4307 | 0.8955 | 8 | 0.32617
7633 | 7.65 | 1 | 365 | 8.7453 | 0.53086 | 9 | 0.27619
7965 | 4.59 | 1 | 365 | 5.2472 | 0.51852 | 5 | 0.76571
7625 | 4.845 | 1 | 365 | 5.5387 | 0.10288 | 5 | 0.64159
7964 | 6.63 | 1 | 365 | 7.5793 | 0.19341 | 7 | 0.7727
7621 | 6.885 | 1 | 365 | 7.8708 | 0.77778 | 8 | 0.64857
7962 | 4.845 | 1 | 365 | 5.5387 | 0.10288 | 5 | 0.64159
8083 | 5.865 | 1 | 365 | 6.7048 | 0.44033 | 7 | 0.14508
8065 | 3.06 | 1 | 365 | 3.4981 | 0.012345 | 3 | 0.51048
7814 | 3.75 | 1 | 365 | 4.2869 | 0.59356 | 4 | 0.88049
8453 | 5.865 | 1 | 365 | 6.7048 | 0.44033 | 7 | 0.14508
8159 | 2.295 | 1 | 365 | 2.6236 | 0.25926 | 2 | 0.88286
7864 | 5.5 | 1 | 365 | 6.2875 | 0.60389 | 6 | 0.89138
8063 | 5.1 | 1 | 365 | 5.8302 | 0.68724 | 6 | 0.51746
8470 | 7.14 | 1 | 365 | 8.1623 | 0.36214 | 8 | 0.52444
7799 | 6.5 | 1 | 365 | 7.4307 | 0.8955 | 8 | 0.32617
8030 | 2.5 | 1 | 365 | 2.858 | 0.72904 | 3 | 0.58699
7825 | 3.825 | 1 | 365 | 4.3727 | 0.76543 | 5 | 0.13809
7948 | 7.14 | 1 | 365 | 8.1623 | 0.36214 | 8 | 0.52444
7720 | 3.25 | 1 | 365 | 3.7153 | 0.44775 | 4 | 0.16309
7719 | 2.55 | 1 | 365 | 2.9151 | 0.84362 | 3 | 0.75873
8356 | 9.18 | 1 | 365 | 10.4944 | 0.037035 | 10 | 0.53143
7821 | 3.57 | 1 | 365 | 4.0812 | 0.18107 | 4 | 0.26222
8002 | 7.395 | 1 | 365 | 8.4538 | 0.9465 | 9 | 0.40032
8445 | 5.355 | 1 | 365 | 6.1217 | 0.2716 | 6 | 0.39333
7716 | 5.25 | 1 | 365 | 6.0017 | 0.030984 | 6 | 0.032679
8006 | 7.5 | 1 | 365 | 8.5739 | 0.18712 | 8 | 0.76097
8435 | 9.18 | 1 | 365 | 10.4944 | 0.037035 | 10 | 0.53143
8084 | 2.805 | 1 | 365 | 3.2066 | 0.42798 | 3 | 0.6346
7715 | 5 | 1 | 365 | 5.7159 | 0.45808 | 6 | 0.17398
7999 | 8.16 | 1 | 365 | 9.3283 | 0.69959 | 10 | 0.027935
8081 | 3.06 | 1 | 365 | 3.4981 | 0.012345 | 3 | 0.51048
7858 | 3.315 | 1 | 365 | 3.7896 | 0.59671 | 4 | 0.38635
7855 | 5.865 | 1 | 365 | 6.7048 | 0.44033 | 7 | 0.14508
7997 | 6.885 | 1 | 365 | 7.8708 | 0.77778 | 8 | 0.64857
7837 | 6.12 | 1 | 365 | 6.9963 | 0.02469 | 7 | 0.020952
8152 | 6 | 1 | 365 | 6.8591 | 0.7497 | 7 | 0.60878
8156 | 6.63 | 1 | 365 | 7.5793 | 0.19341 | 7 | 0.7727
7810 | 4 | 1 | 365 | 4.5727 | 0.16646 | 4 | 0.73918
7792 | 4.25 | 1 | 365 | 4.8585 | 0.73937 | 5 | 0.59788
7711 | 5.1 | 1 | 365 | 5.8302 | 0.68724 | 6 | 0.51746
8354 | 7.5 | 1 | 365 | 8.5739 | 0.18712 | 8 | 0.76097
7991 | 3.5 | 1 | 365 | 4.0011 | 0.020656 | 4 | 0.021786
8149 | 7.75 | 1 | 365 | 8.8596 | 0.76002 | 9 | 0.61967
7703 | 5.355 | 1 | 365 | 6.1217 | 0.2716 | 6 | 0.39333
8145 | 5.355 | 1 | 365 | 6.1217 | 0.2716 | 6 | 0.39333
8142 | 5.5 | 1 | 365 | 6.2875 | 0.60389 | 6 | 0.89138
7464 | 5.355 | 1 | 365 | 6.1217 | 0.2716 | 6 | 0.39333
8437 | 6 | 1 | 365 | 6.8591 | 0.7497 | 7 | 0.60878
8113 | 7.25 | 1 | 365 | 8.2881 | 0.61422 | 8 | 0.90227
7463 | 5.5 | 1 | 365 | 6.2875 | 0.60389 | 6 | 0.89138
8106 | 5.355 | 1 | 365 | 6.1217 | 0.2716 | 6 | 0.39333
8304 | 6.375 | 1 | 365 | 7.2878 | 0.60905 | 7 | 0.89682
7459 | 6.75 | 1 | 365 | 7.7165 | 0.46841 | 8 | 0.18487
7242 | 8.415 | 1 | 365 | 9.6199 | 0.28395 | 9 | 0.90381
8205 | 6.12 | 1 | 365 | 6.9963 | 0.02469 | 7 | 0.020952
7525 | 9.69 | 1 | 365 | 11.0774 | 0.20576 | 11 | 0.28317
7521 | 6.375 | 1 | 365 | 7.2878 | 0.60905 | 7 | 0.89682
7519 | 3.57 | 1 | 365 | 4.0812 | 0.18107 | 4 | 0.26222
7500 | 6.75 | 1 | 365 | 7.7165 | 0.46841 | 8 | 0.18487
8010 | 4.08 | 1 | 365 | 4.6642 | 0.34979 | 5 | 0.013968
7497 | 2.75 | 1 | 365 | 3.1437 | 0.30194 | 3 | 0.44569
8003 | 6.63 | 1 | 365 | 7.5793 | 0.19341 | 7 | 0.7727
8302 | 8 | 1 | 365 | 9.1454 | 0.33293 | 9 | 0.47837
7493 | 4.59 | 1 | 365 | 5.2472 | 0.51852 | 5 | 0.76571
7995 | 9.945 | 1 | 365 | 11.3689 | 0.79012 | 12 | 0.15905
7489 | 7.14 | 1 | 365 | 8.1623 | 0.36214 | 8 | 0.52444
7833 | 4.335 | 1 | 365 | 4.9557 | 0.93416 | 5 | 0.88984
7485 | 6.5 | 1 | 365 | 7.4307 | 0.8955 | 8 | 0.32617
8077 | 6.75 | 1 | 365 | 7.7165 | 0.46841 | 8 | 0.18487
6978 | 6.375 | 1 | 365 | 7.2878 | 0.60905 | 7 | 0.89682
7482 | 5.39 | 1 | 365 | 6.1617 | 0.35181 | 6 | 0.51355
8533 | 6.25 | 1 | 365 | 7.1449 | 0.3226 | 7 | 0.46747
8131 | 5.355 | 1 | 365 | 6.1217 | 0.2716 | 6 | 0.39333
7551 | 6.25 | 1 | 365 | 7.1449 | 0.3226 | 7 | 0.46747
8360 | 5.61 | 1 | 365 | 6.4132 | 0.85597 | 7 | 0.26921
7296 | 7.75 | 1 | 365 | 8.8596 | 0.76002 | 9 | 0.61967
7587 | 8.75 | 1 | 365 | 10.0028 | 0.05164 | 10 | 0.054465
8357 | 4.59 | 1 | 365 | 5.2472 | 0.51852 | 5 | 0.76571
7571 | 4.845 | 1 | 365 | 5.5387 | 0.10288 | 5 | 0.64159
7454 | 5.61 | 1 | 365 | 6.4132 | 0.85597 | 7 | 0.26921
7566 | 5.1 | 1 | 365 | 5.8302 | 0.68724 | 6 | 0.51746
8366 | 7.25 | 1 | 365 | 8.2881 | 0.61422 | 8 | 0.90227
7575 | 4.08 | 1 | 365 | 4.6642 | 0.34979 | 5 | 0.013968
8363 | 6.375 | 1 | 365 | 7.2878 | 0.60905 | 7 | 0.89682
7298 | 3.57 | 1 | 365 | 4.0812 | 0.18107 | 4 | 0.26222
8235 | 3.06 | 1 | 365 | 3.4981 | 0.012345 | 3 | 0.51048
8150 | 9.435 | 1 | 365 | 10.7859 | 0.6214 | 11 | 0.4073
7674 | 4.335 | 1 | 365 | 4.9557 | 0.93416 | 5 | 0.88984
7562 | 5.1 | 1 | 365 | 5.8302 | 0.68724 | 6 | 0.51746
8272 | 8.67 | 1 | 365 | 9.9114 | 0.86831 | 10 | 0.77968
7572 | 1.75 | 1 | 365 | 2.0006 | 0.010328 | 2 | 0.010893
7548 | 7.65 | 1 | 365 | 8.7453 | 0.53086 | 9 | 0.27619
7797 | 7.14 | 1 | 365 | 8.1623 | 0.36214 | 8 | 0.52444
7458 | 4.335 | 1 | 365 | 4.9557 | 0.93416 | 5 | 0.88984
7494 | 4.335 | 1 | 365 | 4.9557 | 0.93416 | 5 | 0.88984
7805 | 3 | 1 | 365 | 3.4295 | 0.87485 | 4 | 0.30439
7452 | 9.69 | 1 | 365 | 11.0774 | 0.20576 | 11 | 0.28317
7811 | 5.865 | 1 | 365 | 6.7048 | 0.44033 | 7 | 0.14508
7448 | 4.59 | 1 | 365 | 5.2472 | 0.51852 | 5 | 0.76571
7577 | 8.925 | 1 | 365 | 10.2029 | 0.45267 | 10 | 0.65555
7725 | 6.12 | 1 | 365 | 6.9963 | 0.02469 | 7 | 0.020952
8143 | 5.61 | 1 | 365 | 6.4132 | 0.85597 | 7 | 0.26921
7990 | 2.55 | 1 | 365 | 2.9151 | 0.84362 | 3 | 0.75873
7687 | 8.67 | 1 | 365 | 9.9114 | 0.86831 | 10 | 0.77968
8217 | 6.12 | 1 | 365 | 6.9963 | 0.02469 | 7 | 0.020952
7544 | 5 | 1 | 365 | 5.7159 | 0.45808 | 6 | 0.17398
7727 | 7.65 | 1 | 365 | 8.7453 | 0.53086 | 9 | 0.27619
7726 | 9.69 | 1 | 365 | 11.0774 | 0.20576 | 11 | 0.28317
7529 | 7.395 | 1 | 365 | 8.4538 | 0.9465 | 9 | 0.40032
6996 | 2.04 | 1 | 365 | 2.3321 | 0.6749 | 3 | 0.0069838
7835 | 8.415 | 1 | 365 | 9.6199 | 0.28395 | 9 | 0.90381
6990 | 4.08 | 1 | 365 | 4.6642 | 0.34979 | 5 | 0.013968
7002 | 2.94 | 1 | 365 | 3.3609 | 0.73735 | 4 | 0.0983
7502 | 3.06 | 1 | 365 | 3.4981 | 0.012345 | 3 | 0.51048
6999 | 5.865 | 1 | 365 | 6.7048 | 0.44033 | 7 | 0.14508
7498 | 4.08 | 1 | 365 | 4.6642 | 0.34979 | 5 | 0.013968
7175 | 6.25 | 1 | 365 | 7.1449 | 0.3226 | 7 | 0.46747
7196 | 8.16 | 1 | 365 | 9.3283 | 0.69959 | 10 | 0.027935
7194 | 3.825 | 1 | 365 | 4.3727 | 0.76543 | 5 | 0.13809
7165 | 3.315 | 1 | 365 | 3.7896 | 0.59671 | 4 | 0.38635
7190 | 3.825 | 1 | 365 | 4.3727 | 0.76543 | 5 | 0.13809
7185 | 5.75 | 1 | 365 | 6.5733 | 0.17679 | 6 | 0.75008
7195 | 6.12 | 1 | 365 | 6.9963 | 0.02469 | 7 | 0.020952
7191 | 7.14 | 1 | 365 | 8.1623 | 0.36214 | 8 | 0.52444
7268 | 3.06 | 1 | 365 | 3.4981 | 0.012345 | 3 | 0.51048
7259 | 7.905 | 1 | 365 | 9.0368 | 0.11522 | 9 | 0.15206
7189 | 8.25 | 1 | 365 | 9.4312 | 0.90583 | 10 | 0.33707
7188 | 5.865 | 1 | 365 | 6.7048 | 0.44033 | 7 | 0.14508
20705 | 8.96 | 1 | 365 | 10.2429 | 0.53288 | 10 | 0.77577
14940 | 6.6 | 1 | 365 | 7.545 | 0.12467 | 7 | 0.66965
26499 | 6.12 | 1 | 365 | 6.9963 | 0.02469 | 7 | 0.020952
5609 | 29 | 0.9 | 365 | 29.837 | 0.81118 | 30 | 0.64818
6391 | 12.06 | 1 | 365 | 13.7868 | 0.63689 | 14 | 0.42364
8148 | 8.67 | 1 | 365 | 9.9114 | 0.86831 | 10 | 0.77968
4315 | 2.97 | 1 | 365 | 3.3952 | 0.8061 | 4 | 0.20134
4505 | 24.99 | 1 | 365 | 28.5681 | 0.26748 | 28 | 0.83555
7322 | 2.75 | 1 | 365 | 3.1437 | 0.30194 | 3 | 0.44569
6063 | 6.12 | 1 | 365 | 6.9963 | 0.02469 | 7 | 0.020952
4252 | 31.2 | 1 | 365 | 35.6672 | 0.49842 | 36 | 0.16564
5557 | 644.16 | 0.9 | 365 | 662.7517 | 0.55063 | 663 | 0.30237
10869 | 8.12 | 1 | 365 | 9.2826 | 0.60792 | 9 | 0.89054
2511 | 750.2 | 0.9 | 365 | 771.8523 | 0.25329 | 772 | 0.10556
8704 | 138 | 0.9 | 365 | 141.983 | 0.61871 | 142 | 0.60166
4846 | 73.255 | 0.9 | 365 | 75.3693 | 0.085097 | 75 | 0.45438
5359 | 7.56 | 1 | 365 | 8.6424 | 0.32462 | 8 | 0.96706
5901 | 9.18 | 1 | 365 | 10.4944 | 0.037035 | 10 | 0.53143
5494 | 2.04 | 1 | 365 | 2.3321 | 0.6749 | 3 | 0.0069838
5385 | 7.905 | 1 | 365 | 9.0368 | 0.11522 | 9 | 0.15206
5380 | 6.375 | 1 | 365 | 7.2878 | 0.60905 | 7 | 0.89682
5362 | 9.945 | 1 | 365 | 11.3689 | 0.79012 | 12 | 0.15905
5364 | 4.25 | 1 | 365 | 4.8585 | 0.73937 | 5 | 0.59788
5341 | 10.2 | 1 | 365 | 11.6604 | 0.37448 | 12 | 0.034919
5389 | 4.59 | 1 | 365 | 5.2472 | 0.51852 | 5 | 0.76571
5367 | 10.71 | 1 | 365 | 12.2435 | 0.54321 | 12 | 0.78667
5524 | 10.71 | 1 | 365 | 12.2435 | 0.54321 | 12 | 0.78667
5366 | 10.2 | 1 | 365 | 11.6604 | 0.37448 | 12 | 0.034919
5780 | 5.1 | 1 | 365 | 5.8302 | 0.68724 | 6 | 0.51746
5778 | 4.335 | 1 | 365 | 4.9557 | 0.93416 | 5 | 0.88984
5786 | 6.63 | 1 | 365 | 7.5793 | 0.19341 | 7 | 0.7727
5789 | 6 | 1 | 365 | 6.8591 | 0.7497 | 7 | 0.60878
5790 | 8.16 | 1 | 365 | 9.3283 | 0.69959 | 10 | 0.027935
5566 | 8.16 | 1 | 365 | 9.3283 | 0.69959 | 10 | 0.027935
5635 | 5.75 | 1 | 365 | 6.5733 | 0.17679 | 6 | 0.75008
5791 | 6.75 | 1 | 365 | 7.7165 | 0.46841 | 8 | 0.18487
5638 | 4.5 | 1 | 365 | 5.1443 | 0.31227 | 5 | 0.45658
5792 | 8.16 | 1 | 365 | 9.3283 | 0.69959 | 10 | 0.027935
5640 | 6.63 | 1 | 365 | 7.5793 | 0.19341 | 7 | 0.7727
5793 | 4.335 | 1 | 365 | 4.9557 | 0.93416 | 5 | 0.88984
5567 | 9.5 | 1 | 365 | 10.8602 | 0.77035 | 11 | 0.63056
5574 | 14.79 | 1 | 365 | 16.9076 | 0.893 | 17 | 0.80063
5796 | 2.75 | 1 | 365 | 3.1437 | 0.30194 | 3 | 0.44569
5598 | 3.06 | 1 | 365 | 3.4981 | 0.012345 | 3 | 0.51048
5599 | 6.12 | 1 | 365 | 6.9963 | 0.02469 | 7 | 0.020952
5605 | 6.12 | 1 | 365 | 6.9963 | 0.02469 | 7 | 0.020952
5799 | 6.63 | 1 | 365 | 7.5793 | 0.19341 | 7 | 0.7727
5606 | 7.65 | 1 | 365 | 8.7453 | 0.53086 | 9 | 0.27619
5652 | 9.69 | 1 | 365 | 11.0774 | 0.20576 | 11 | 0.28317
5801 | 2.295 | 1 | 365 | 2.6236 | 0.25926 | 2 | 0.88286
5668 | 6.12 | 1 | 365 | 6.9963 | 0.02469 | 7 | 0.020952
5669 | 5.355 | 1 | 365 | 6.1217 | 0.2716 | 6 | 0.39333
5671 | 6.885 | 1 | 365 | 7.8708 | 0.77778 | 8 | 0.64857
5802 | 6.12 | 1 | 365 | 6.9963 | 0.02469 | 7 | 0.020952
5681 | 8.925 | 1 | 365 | 10.2029 | 0.45267 | 10 | 0.65555
5804 | 7.395 | 1 | 365 | 8.4538 | 0.9465 | 9 | 0.40032
5806 | 4.08 | 1 | 365 | 4.6642 | 0.34979 | 5 | 0.013968
5859 | 18 | 1 | 365 | 20.5772 | 0.24909 | 20 | 0.82633
5810 | 5.355 | 1 | 365 | 6.1217 | 0.2716 | 6 | 0.39333
5811 | 6.63 | 1 | 365 | 7.5793 | 0.19341 | 7 | 0.7727
5816 | 4.335 | 1 | 365 | 4.9557 | 0.93416 | 5 | 0.88984
5815 | 7.65 | 1 | 365 | 8.7453 | 0.53086 | 9 | 0.27619
43 | 4506.78 | 0.7 | 365 | 3606.4425 | 0.46641 | 3606 | 0.90894
5683 | 8.415 | 1 | 365 | 9.6199 | 0.28395 | 9 | 0.90381
5684 | 6.375 | 1 | 365 | 7.2878 | 0.60905 | 7 | 0.89682
5899 | 8.67 | 1 | 365 | 9.9114 | 0.86831 | 10 | 0.77968
5907 | 4.335 | 1 | 365 | 4.9557 | 0.93416 | 5 | 0.88984
5730 | 4.845 | 1 | 365 | 5.5387 | 0.10288 | 5 | 0.64159
5910 | 10.455 | 1 | 365 | 11.9519 | 0.95885 | 12 | 0.91079
5732 | 9.945 | 1 | 365 | 11.3689 | 0.79012 | 12 | 0.15905
5735 | 10.455 | 1 | 365 | 11.9519 | 0.95885 | 12 | 0.91079
5737 | 8.67 | 1 | 365 | 9.9114 | 0.86831 | 10 | 0.77968
5743 | 5.1 | 1 | 365 | 5.8302 | 0.68724 | 6 | 0.51746
5911 | 7.14 | 1 | 365 | 8.1623 | 0.36214 | 8 | 0.52444
5745 | 2.295 | 1 | 365 | 2.6236 | 0.25926 | 2 | 0.88286
5749 | 7.14 | 1 | 365 | 8.1623 | 0.36214 | 8 | 0.52444
5751 | 2.55 | 1 | 365 | 2.9151 | 0.84362 | 3 | 0.75873
5912 | 8.25 | 1 | 365 | 9.4312 | 0.90583 | 10 | 0.33707
5753 | 2.25 | 1 | 365 | 2.5722 | 0.15614 | 2 | 0.72829
5915 | 5.61 | 1 | 365 | 6.4132 | 0.85597 | 7 | 0.26921
5755 | 6.36 | 1 | 365 | 7.2706 | 0.57468 | 7 | 0.8453
5757 | 10.25 | 1 | 365 | 11.7176 | 0.48906 | 12 | 0.20666
5925 | 7.395 | 1 | 365 | 8.4538 | 0.9465 | 9 | 0.40032
5758 | 5.355 | 1 | 365 | 6.1217 | 0.2716 | 6 | 0.39333
5759 | 4.59 | 1 | 365 | 5.2472 | 0.51852 | 5 | 0.76571
5927 | 10.455 | 1 | 365 | 11.9519 | 0.95885 | 12 | 0.91079
5760 | 8.925 | 1 | 365 | 10.2029 | 0.45267 | 10 | 0.65555
5762 | 6.375 | 1 | 365 | 7.2878 | 0.60905 | 7 | 0.89682
5932 | 9.18 | 1 | 365 | 10.4944 | 0.037035 | 10 | 0.53143
5572 | 7.395 | 1 | 365 | 8.4538 | 0.9465 | 9 | 0.40032
234 | 4442.02 | 0.7 | 365 | 3554.6199 | 0.58287 | 3555 | 0.20277
5692 | 5 | 1 | 365 | 5.7159 | 0.45808 | 6 | 0.17398
5690 | 4.68 | 1 | 365 | 5.3501 | 0.72476 | 6 | 0.074845
5775 | 6.885 | 1 | 365 | 7.8708 | 0.77778 | 8 | 0.64857
5777 | 5.355 | 1 | 365 | 6.1217 | 0.2716 | 6 | 0.39333
5779 | 5.1 | 1 | 365 | 5.8302 | 0.68724 | 6 | 0.51746
5724 | 9.69 | 1 | 365 | 11.0774 | 0.20576 | 11 | 0.28317
5855 | 5.25 | 1 | 365 | 6.0017 | 0.030984 | 6 | 0.032679
5934 | 3.06 | 1 | 365 | 3.4981 | 0.012345 | 3 | 0.51048
5939 | 7.14 | 1 | 365 | 8.1623 | 0.36214 | 8 | 0.52444
5945 | 12.24 | 1 | 365 | 13.9925 | 0.04938 | 14 | 0.041903
5949 | 2.805 | 1 | 365 | 3.2066 | 0.42798 | 3 | 0.6346
5881 | 7.14 | 1 | 365 | 8.1623 | 0.36214 | 8 | 0.52444
5955 | 8.67 | 1 | 365 | 9.9114 | 0.86831 | 10 | 0.77968
5968 | 7.395 | 1 | 365 | 8.4538 | 0.9465 | 9 | 0.40032
6167 | 8.925 | 1 | 365 | 10.2029 | 0.45267 | 10 | 0.65555
6179 | 7.14 | 1 | 365 | 8.1623 | 0.36214 | 8 | 0.52444
6180 | 6.885 | 1 | 365 | 7.8708 | 0.77778 | 8 | 0.64857
6184 | 3.825 | 1 | 365 | 4.3727 | 0.76543 | 5 | 0.13809
6186 | 14.025 | 1 | 365 | 16.0331 | 0.13991 | 16 | 0.17301
5993 | 13.515 | 1 | 365 | 15.4501 | 0.97119 | 16 | 0.42127
6194 | 5.865 | 1 | 365 | 6.7048 | 0.44033 | 7 | 0.14508
6195 | 8.67 | 1 | 365 | 9.9114 | 0.86831 | 10 | 0.77968
6208 | 6.75 | 1 | 365 | 7.7165 | 0.46841 | 8 | 0.18487
6209 | 8.415 | 1 | 365 | 9.6199 | 0.28395 | 9 | 0.90381
6210 | 10.71 | 1 | 365 | 12.2435 | 0.54321 | 12 | 0.78667
6212 | 5.61 | 1 | 365 | 6.4132 | 0.85597 | 7 | 0.26921
6221 | 11.475 | 1 | 365 | 13.118 | 0.29629 | 13 | 0.41428
6239 | 3.825 | 1 | 365 | 4.3727 | 0.76543 | 5 | 0.13809
6268 | 10.965 | 1 | 365 | 12.535 | 0.12757 | 12 | 0.66254
5819 | 4.335 | 1 | 365 | 4.9557 | 0.93416 | 5 | 0.88984
5822 | 4.08 | 1 | 365 | 4.6642 | 0.34979 | 5 | 0.013968
6271 | 7.14 | 1 | 365 | 8.1623 | 0.36214 | 8 | 0.52444
5823 | 3 | 1 | 365 | 3.4295 | 0.87485 | 4 | 0.30439
6272 | 3.57 | 1 | 365 | 4.0812 | 0.18107 | 4 | 0.26222
5824 | 3.315 | 1 | 365 | 3.7896 | 0.59671 | 4 | 0.38635
6274 | 6.885 | 1 | 365 | 7.8708 | 0.77778 | 8 | 0.64857
5827 | 6.375 | 1 | 365 | 7.2878 | 0.60905 | 7 | 0.89682
6273 | 12.75 | 1 | 365 | 14.5755 | 0.2181 | 14 | 0.79365
5826 | 4.845 | 1 | 365 | 5.5387 | 0.10288 | 5 | 0.64159
5834 | 4.59 | 1 | 365 | 5.2472 | 0.51852 | 5 | 0.76571
5809 | 4.08 | 1 | 365 | 4.6642 | 0.34979 | 5 | 0.013968
5836 | 8.16 | 1 | 365 | 9.3283 | 0.69959 | 10 | 0.027935
5835 | 6.63 | 1 | 365 | 7.5793 | 0.19341 | 7 | 0.7727
5837 | 6.12 | 1 | 365 | 6.9963 | 0.02469 | 7 | 0.020952
5839 | 6 | 1 | 365 | 6.8591 | 0.7497 | 7 | 0.60878
5840 | 10.455 | 1 | 365 | 11.9519 | 0.95885 | 12 | 0.91079
5847 | 5.1 | 1 | 365 | 5.8302 | 0.68724 | 6 | 0.51746
5845 | 6 | 1 | 365 | 6.8591 | 0.7497 | 7 | 0.60878
5849 | 4.335 | 1 | 365 | 4.9557 | 0.93416 | 5 | 0.88984
5852 | 9.18 | 1 | 365 | 10.4944 | 0.037035 | 10 | 0.53143
5853 | 4.59 | 1 | 365 | 5.2472 | 0.51852 | 5 | 0.76571
5854 | 4.59 | 1 | 365 | 5.2472 | 0.51852 | 5 | 0.76571
6278 | 8.925 | 1 | 365 | 10.2029 | 0.45267 | 10 | 0.65555
6280 | 10.455 | 1 | 365 | 11.9519 | 0.95885 | 12 | 0.91079
5856 | 7.5 | 1 | 365 | 8.5739 | 0.18712 | 8 | 0.76097
5857 | 4.75 | 1 | 365 | 5.4301 | 0.88518 | 6 | 0.31528
6285 | 4.08 | 1 | 365 | 4.6642 | 0.34979 | 5 | 0.013968
6225 | 11.73 | 1 | 365 | 13.4095 | 0.88066 | 14 | 0.29016
6609 | 7.02 | 1 | 365 | 8.0251 | 0.087144 | 8 | 0.11227
6630 | 11.475 | 1 | 365 | 13.118 | 0.29629 | 13 | 0.41428
6631 | 3.27 | 1 | 365 | 3.7382 | 0.49358 | 4 | 0.23178
6688 | 8.925 | 1 | 365 | 10.2029 | 0.45267 | 10 | 0.65555
6715 | 6.885 | 1 | 365 | 7.8708 | 0.77778 | 8 | 0.64857
6657 | 9.69 | 1 | 365 | 11.0774 | 0.20576 | 11 | 0.28317
6664 | 8.925 | 1 | 365 | 10.2029 | 0.45267 | 10 | 0.65555
6531 | 6 | 1 | 365 | 6.8591 | 0.7497 | 7 | 0.60878
6706 | 7.395 | 1 | 365 | 8.4538 | 0.9465 | 9 | 0.40032
6707 | 5.865 | 1 | 365 | 6.7048 | 0.44033 | 7 | 0.14508
6708 | 8.67 | 1 | 365 | 9.9114 | 0.86831 | 10 | 0.77968
6709 | 4.845 | 1 | 365 | 5.5387 | 0.10288 | 5 | 0.64159
6710 | 9.18 | 1 | 365 | 10.4944 | 0.037035 | 10 | 0.53143
6718 | 8.67 | 1 | 365 | 9.9114 | 0.86831 | 10 | 0.77968
6719 | 6.885 | 1 | 365 | 7.8708 | 0.77778 | 8 | 0.64857
6096 | 4.59 | 1 | 365 | 5.2472 | 0.51852 | 5 | 0.76571
6757 | 7.395 | 1 | 365 | 8.4538 | 0.9465 | 9 | 0.40032
6758 | 4.25 | 1 | 365 | 4.8585 | 0.73937 | 5 | 0.59788
6760 | 9.18 | 1 | 365 | 10.4944 | 0.037035 | 10 | 0.53143
6762 | 5.355 | 1 | 365 | 6.1217 | 0.2716 | 6 | 0.39333
6764 | 7.395 | 1 | 365 | 8.4538 | 0.9465 | 9 | 0.40032
6763 | 4.335 | 1 | 365 | 4.9557 | 0.93416 | 5 | 0.88984
6766 | 5.25 | 1 | 365 | 6.0017 | 0.030984 | 6 | 0.032679
6770 | 13.26 | 1 | 365 | 15.1586 | 0.38683 | 15 | 0.54539
6813 | 73.81 | 0.9 | 365 | 75.9403 | 0.22976 | 76 | 0.17006
6816 | 73.81 | 0.9 | 365 | 75.9403 | 0.22976 | 76 | 0.17006
6696 | 24.48 | 1 | 365 | 27.985 | 0.09876 | 28 | 0.083806
7554 | 13.515 | 1 | 365 | 15.4501 | 0.97119 | 16 | 0.42127
7564 | 3.57 | 1 | 365 | 4.0812 | 0.18107 | 4 | 0.26222
7568 | 6.625 | 1 | 365 | 7.5736 | 0.18196 | 7 | 0.75552
7573 | 5.355 | 1 | 365 | 6.1217 | 0.2716 | 6 | 0.39333
7595 | 8.68 | 1 | 365 | 9.9228 | 0.89123 | 10 | 0.81403
7613 | 7.65 | 1 | 365 | 8.7453 | 0.53086 | 9 | 0.27619
7616 | 7.14 | 1 | 365 | 8.1623 | 0.36214 | 8 | 0.52444
7627 | 7.848 | 1 | 365 | 8.9717 | 0.9846 | 9 | 0.95628
7631 | 6.12 | 1 | 365 | 6.9963 | 0.02469 | 7 | 0.020952
2199 | 2042.28 | 0.8 | 365 | 1867.7549 | 0.09722 | 1867 | 0.85214
7945 | 6.86 | 1 | 365 | 7.8422 | 0.72049 | 8 | 0.5627
2202 | 2611.08 | 0.8 | 365 | 2387.9475 | 0.87416 | 2388 | 0.82171
8007 | 5.1 | 1 | 365 | 5.8302 | 0.68724 | 6 | 0.51746
2204 | 1950 | 0.8 | 365 | 1783.3608 | 0.92096 | 1784 | 0.28176
8025 | 9.18 | 1 | 365 | 10.4944 | 0.037035 | 10 | 0.53143
8049 | 10.2 | 1 | 365 | 11.6604 | 0.37448 | 12 | 0.034919
8052 | 5.5 | 1 | 365 | 6.2875 | 0.60389 | 6 | 0.89138
8053 | 5.61 | 1 | 365 | 6.4132 | 0.85597 | 7 | 0.26921
5860 | 8.16 | 1 | 365 | 9.3283 | 0.69959 | 10 | 0.027935
8058 | 4.845 | 1 | 365 | 5.5387 | 0.10288 | 5 | 0.64159
5861 | 8.25 | 1 | 365 | 9.4312 | 0.90583 | 10 | 0.33707
8110 | 12.495 | 1 | 365 | 14.284 | 0.63374 | 14 | 0.91778
5864 | 3.06 | 1 | 365 | 3.4981 | 0.012345 | 3 | 0.51048
8117 | 4.08 | 1 | 365 | 4.6642 | 0.34979 | 5 | 0.013968
5865 | 7.65 | 1 | 365 | 8.7453 | 0.53086 | 9 | 0.27619
5868 | 10.455 | 1 | 365 | 11.9519 | 0.95885 | 12 | 0.91079
5873 | 3.57 | 1 | 365 | 4.0812 | 0.18107 | 4 | 0.26222
5874 | 6.63 | 1 | 365 | 7.5793 | 0.19341 | 7 | 0.7727
5878 | 9.18 | 1 | 365 | 10.4944 | 0.037035 | 10 | 0.53143
5879 | 7.65 | 1 | 365 | 8.7453 | 0.53086 | 9 | 0.27619
5882 | 6.12 | 1 | 365 | 6.9963 | 0.02469 | 7 | 0.020952
5886 | 6.75 | 1 | 365 | 7.7165 | 0.46841 | 8 | 0.18487
5885 | 5.1 | 1 | 365 | 5.8302 | 0.68724 | 6 | 0.51746
5890 | 7.14 | 1 | 365 | 8.1623 | 0.36214 | 8 | 0.52444
5894 | 10.965 | 1 | 365 | 12.535 | 0.12757 | 12 | 0.66254
8482 | 7.65 | 1 | 365 | 8.7453 | 0.53086 | 9 | 0.27619
5889 | 3.57 | 1 | 365 | 4.0812 | 0.18107 | 4 | 0.26222
5897 | 7.14 | 1 | 365 | 8.1623 | 0.36214 | 8 | 0.52444
5893 | 8.415 | 1 | 365 | 9.6199 | 0.28395 | 9 | 0.90381
5980 | 5.355 | 1 | 365 | 6.1217 | 0.2716 | 6 | 0.39333
5982 | 4.845 | 1 | 365 | 5.5387 | 0.10288 | 5 | 0.64159
5984 | 6.12 | 1 | 365 | 6.9963 | 0.02469 | 7 | 0.020952
5985 | 3.825 | 1 | 365 | 4.3727 | 0.76543 | 5 | 0.13809
5991 | 8.925 | 1 | 365 | 10.2029 | 0.45267 | 10 | 0.65555
5995 | 2.205 | 1 | 365 | 2.5207 | 0.053013 | 2 | 0.57373
6002 | 5.865 | 1 | 365 | 6.7048 | 0.44033 | 7 | 0.14508
6000 | 6.375 | 1 | 365 | 7.2878 | 0.60905 | 7 | 0.89682
6013 | 3.825 | 1 | 365 | 4.3727 | 0.76543 | 5 | 0.13809
6005 | 3.825 | 1 | 365 | 4.3727 | 0.76543 | 5 | 0.13809
6006 | 9.69 | 1 | 365 | 11.0774 | 0.20576 | 11 | 0.28317
6011 | 7.5 | 1 | 365 | 8.5739 | 0.18712 | 8 | 0.76097
8519 | 5.61 | 1 | 365 | 6.4132 | 0.85597 | 7 | 0.26921
6647 | 5.355 | 1 | 365 | 6.1217 | 0.2716 | 6 | 0.39333
8527 | 6.375 | 1 | 365 | 7.2878 | 0.60905 | 7 | 0.89682
8532 | 4.59 | 1 | 365 | 5.2472 | 0.51852 | 5 | 0.76571
8529 | 4.08 | 1 | 365 | 4.6642 | 0.34979 | 5 | 0.013968
8534 | 9.69 | 1 | 365 | 11.0774 | 0.20576 | 11 | 0.28317
8536 | 4.59 | 1 | 365 | 5.2472 | 0.51852 | 5 | 0.76571
8539 | 13.005 | 1 | 365 | 14.8671 | 0.80247 | 15 | 0.66952
7433 | 12.75 | 1 | 365 | 14.5755 | 0.2181 | 14 | 0.79365
8543 | 10.71 | 1 | 365 | 12.2435 | 0.54321 | 12 | 0.78667
6486 | 6.885 | 1 | 365 | 7.8708 | 0.77778 | 8 | 0.64857
6408 | 5.865 | 1 | 365 | 6.7048 | 0.44033 | 7 | 0.14508
8548 | 8.925 | 1 | 365 | 10.2029 | 0.45267 | 10 | 0.65555
8557 | 8.925 | 1 | 365 | 10.2029 | 0.45267 | 10 | 0.65555
8562 | 14.79 | 1 | 365 | 16.9076 | 0.893 | 17 | 0.80063
8563 | 6.12 | 1 | 365 | 6.9963 | 0.02469 | 7 | 0.020952
8578 | 6.885 | 1 | 365 | 7.8708 | 0.77778 | 8 | 0.64857
8582 | 10.965 | 1 | 365 | 12.535 | 0.12757 | 12 | 0.66254
8589 | 11.475 | 1 | 365 | 13.118 | 0.29629 | 13 | 0.41428
5940 | 9.69 | 1 | 365 | 11.0774 | 0.20576 | 11 | 0.28317
8592 | 12.75 | 1 | 365 | 14.5755 | 0.2181 | 14 | 0.79365
8778 | 8.16 | 1 | 365 | 9.3283 | 0.69959 | 10 | 0.027935
8783 | 5.355 | 1 | 365 | 6.1217 | 0.2716 | 6 | 0.39333
8784 | 8.415 | 1 | 365 | 9.6199 | 0.28395 | 9 | 0.90381
6037 | 5.355 | 1 | 365 | 6.1217 | 0.2716 | 6 | 0.39333
6038 | 8.415 | 1 | 365 | 9.6199 | 0.28395 | 9 | 0.90381
8789 | 5.61 | 1 | 365 | 6.4132 | 0.85597 | 7 | 0.26921
6040 | 2.915 | 1 | 365 | 3.3324 | 0.68006 | 4 | 0.01243
8790 | 10.2 | 1 | 365 | 11.6604 | 0.37448 | 12 | 0.034919
6041 | 8.16 | 1 | 365 | 9.3283 | 0.69959 | 10 | 0.027935
8795 | 5.355 | 1 | 365 | 6.1217 | 0.2716 | 6 | 0.39333
6043 | 4.59 | 1 | 365 | 5.2472 | 0.51852 | 5 | 0.76571
8799 | 8.67 | 1 | 365 | 9.9114 | 0.86831 | 10 | 0.77968
6044 | 9.18 | 1 | 365 | 10.4944 | 0.037035 | 10 | 0.53143
8813 | 8.925 | 1 | 365 | 10.2029 | 0.45267 | 10 | 0.65555
8838 | 3.315 | 1 | 365 | 3.7896 | 0.59671 | 4 | 0.38635
6049 | 8.16 | 1 | 365 | 9.3283 | 0.69959 | 10 | 0.027935
8841 | 3.06 | 1 | 365 | 3.4981 | 0.012345 | 3 | 0.51048
6051 | 11.73 | 1 | 365 | 13.4095 | 0.88066 | 14 | 0.29016
6057 | 4.335 | 1 | 365 | 4.9557 | 0.93416 | 5 | 0.88984
8850 | 10.2 | 1 | 365 | 11.6604 | 0.37448 | 12 | 0.034919
8967 | 12.24 | 1 | 365 | 13.9925 | 0.04938 | 14 | 0.041903
6062 | 6.375 | 1 | 365 | 7.2878 | 0.60905 | 7 | 0.89682
6064 | 5.75 | 1 | 365 | 6.5733 | 0.17679 | 6 | 0.75008
8982 | 8.925 | 1 | 365 | 10.2029 | 0.45267 | 10 | 0.65555
6065 | 6.5 | 1 | 365 | 7.4307 | 0.8955 | 8 | 0.32617
6066 | 11.475 | 1 | 365 | 13.118 | 0.29629 | 13 | 0.41428
8986 | 4.845 | 1 | 365 | 5.5387 | 0.10288 | 5 | 0.64159
6070 | 7.14 | 1 | 365 | 8.1623 | 0.36214 | 8 | 0.52444
6071 | 9.435 | 1 | 365 | 10.7859 | 0.6214 | 11 | 0.4073
8990 | 7.14 | 1 | 365 | 8.1623 | 0.36214 | 8 | 0.52444
6072 | 10.71 | 1 | 365 | 12.2435 | 0.54321 | 12 | 0.78667
6076 | 4.845 | 1 | 365 | 5.5387 | 0.10288 | 5 | 0.64159
6080 | 4.59 | 1 | 365 | 5.2472 | 0.51852 | 5 | 0.76571
6083 | 6 | 1 | 365 | 6.8591 | 0.7497 | 7 | 0.60878
6084 | 15.81 | 1 | 365 | 18.0737 | 0.23045 | 18 | 0.30412
8993 | 3.825 | 1 | 365 | 4.3727 | 0.76543 | 5 | 0.13809
6087 | 8.67 | 1 | 365 | 9.9114 | 0.86831 | 10 | 0.77968
6091 | 9.69 | 1 | 365 | 11.0774 | 0.20576 | 11 | 0.28317
8995 | 7.395 | 1 | 365 | 8.4538 | 0.9465 | 9 | 0.40032
6100 | 13.77 | 1 | 365 | 15.7416 | 0.55555 | 16 | 0.29714
8996 | 6.12 | 1 | 365 | 6.9963 | 0.02469 | 7 | 0.020952
6139 | 3.315 | 1 | 365 | 3.7896 | 0.59671 | 4 | 0.38635
9000 | 10.2 | 1 | 365 | 11.6604 | 0.37448 | 12 | 0.034919
5954 | 7.65 | 1 | 365 | 8.7453 | 0.53086 | 9 | 0.27619
6152 | 8.16 | 1 | 365 | 9.3283 | 0.69959 | 10 | 0.027935
6145 | 6.375 | 1 | 365 | 7.2878 | 0.60905 | 7 | 0.89682
6156 | 12.24 | 1 | 365 | 13.9925 | 0.04938 | 14 | 0.041903
6158 | 5.355 | 1 | 365 | 6.1217 | 0.2716 | 6 | 0.39333
8998 | 8.67 | 1 | 365 | 9.9114 | 0.86831 | 10 | 0.77968
9003 | 10.965 | 1 | 365 | 12.535 | 0.12757 | 12 | 0.66254
9007 | 9.18 | 1 | 365 | 10.4944 | 0.037035 | 10 | 0.53143
9011 | 5.865 | 1 | 365 | 6.7048 | 0.44033 | 7 | 0.14508
9016 | 9.18 | 1 | 365 | 10.4944 | 0.037035 | 10 | 0.53143
9024 | 5.865 | 1 | 365 | 6.7048 | 0.44033 | 7 | 0.14508
6033 | 10.71 | 1 | 365 | 12.2435 | 0.54321 | 12 | 0.78667
9033 | 2.55 | 1 | 365 | 2.9151 | 0.84362 | 3 | 0.75873
9030 | 6.25 | 1 | 365 | 7.1449 | 0.3226 | 7 | 0.46747
9041 | 3.57 | 1 | 365 | 4.0812 | 0.18107 | 4 | 0.26222
9043 | 6.12 | 1 | 365 | 6.9963 | 0.02469 | 7 | 0.020952
9051 | 4.75 | 1 | 365 | 5.4301 | 0.88518 | 6 | 0.31528
9060 | 10.4 | 1 | 365 | 11.8891 | 0.83281 | 12 | 0.72188
9056 | 8.925 | 1 | 365 | 10.2029 | 0.45267 | 10 | 0.65555
9063 | 4.08 | 1 | 365 | 4.6642 | 0.34979 | 5 | 0.013968
9205 | 8.82 | 1 | 365 | 10.0828 | 0.21205 | 10 | 0.2949
9212 | 6.25 | 1 | 365 | 7.1449 | 0.3226 | 7 | 0.46747
9214 | 8 | 1 | 365 | 9.1454 | 0.33293 | 9 | 0.47837
9217 | 12.5 | 1 | 365 | 14.2897 | 0.6452 | 14 | 0.93495
9289 | 9.435 | 1 | 365 | 10.7859 | 0.6214 | 11 | 0.4073
9296 | 7.14 | 1 | 365 | 8.1623 | 0.36214 | 8 | 0.52444
9310 | 5.865 | 1 | 365 | 6.7048 | 0.44033 | 7 | 0.14508
9313 | 8.75 | 1 | 365 | 10.0028 | 0.05164 | 10 | 0.054465
9314 | 8 | 1 | 365 | 9.1454 | 0.33293 | 9 | 0.47837
9444 | 5.1 | 1 | 365 | 5.8302 | 0.68724 | 6 | 0.51746
9445 | 4.335 | 1 | 365 | 4.9557 | 0.93416 | 5 | 0.88984
9448 | 6.12 | 1 | 365 | 6.9963 | 0.02469 | 7 | 0.020952
9449 | 17.34 | 1 | 365 | 19.8227 | 0.73662 | 20 | 0.55936
6289 | 6.63 | 1 | 365 | 7.5793 | 0.19341 | 7 | 0.7727
6081 | 9.5 | 1 | 365 | 10.8602 | 0.77035 | 11 | 0.63056
6078 | 5.355 | 1 | 365 | 6.1217 | 0.2716 | 6 | 0.39333
6294 | 11.73 | 1 | 365 | 13.4095 | 0.88066 | 14 | 0.29016
6295 | 6.885 | 1 | 365 | 7.8708 | 0.77778 | 8 | 0.64857
5963 | 17.28 | 1 | 365 | 19.7542 | 0.59912 | 20 | 0.35327
5741 | 5.865 | 1 | 365 | 6.7048 | 0.44033 | 7 | 0.14508
9504 | 13.26 | 1 | 365 | 15.1586 | 0.38683 | 15 | 0.54539
9505 | 11.73 | 1 | 365 | 13.4095 | 0.88066 | 14 | 0.29016
9528 | 7.14 | 1 | 365 | 8.1623 | 0.36214 | 8 | 0.52444
9589 | 3.57 | 1 | 365 | 4.0812 | 0.18107 | 4 | 0.26222
9585 | 4.16 | 1 | 365 | 4.7556 | 0.53312 | 5 | 0.28875
9590 | 3.06 | 1 | 365 | 3.4981 | 0.012345 | 3 | 0.51048
9591 | 9.435 | 1 | 365 | 10.7859 | 0.6214 | 11 | 0.4073
9606 | 6.375 | 1 | 365 | 7.2878 | 0.60905 | 7 | 0.89682
9607 | 3.06 | 1 | 365 | 3.4981 | 0.012345 | 3 | 0.51048
9614 | 10.2 | 1 | 365 | 11.6604 | 0.37448 | 12 | 0.034919
9617 | 4.59 | 1 | 365 | 5.2472 | 0.51852 | 5 | 0.76571
9619 | 4.335 | 1 | 365 | 4.9557 | 0.93416 | 5 | 0.88984
6030 | 4.95 | 1 | 365 | 5.6587 | 0.3435 | 6 | 0.0022402
5626 | 10.175 | 1 | 365 | 11.6319 | 0.31719 | 11 | 0.94905
5807 | 8.16 | 1 | 365 | 9.3283 | 0.69959 | 10 | 0.027935
5844 | 9.18 | 1 | 365 | 10.4944 | 0.037035 | 10 | 0.53143
5825 | 7.14 | 1 | 365 | 8.1623 | 0.36214 | 8 | 0.52444
5848 | 7.905 | 1 | 365 | 9.0368 | 0.11522 | 9 | 0.15206
6094 | 10.71 | 1 | 365 | 12.2435 | 0.54321 | 12 | 0.78667
5888 | 11.5 | 1 | 365 | 13.1466 | 0.35358 | 13 | 0.50015
5808 | 7.65 | 1 | 365 | 8.7453 | 0.53086 | 9 | 0.27619
6086 | 7.395 | 1 | 365 | 8.4538 | 0.9465 | 9 | 0.40032
6095 | 11.22 | 1 | 365 | 12.8265 | 0.71193 | 13 | 0.53841
6376 | 6.72 | 1 | 365 | 7.6822 | 0.39966 | 8 | 0.081829
6380 | 4.251 | 1 | 365 | 4.8597 | 0.74166 | 5 | 0.60132
6427 | 7.65 | 1 | 365 | 8.7453 | 0.53086 | 9 | 0.27619
6462 | 5.1 | 1 | 365 | 5.8302 | 0.68724 | 6 | 0.51746
6543 | 4.32 | 1 | 365 | 4.9385 | 0.89978 | 5 | 0.83832
6546 | 3.43 | 1 | 365 | 3.9211 | 0.86024 | 4 | 0.78135
9768 | 3.825 | 1 | 365 | 4.3727 | 0.76543 | 5 | 0.13809
9771 | 13.005 | 1 | 365 | 14.8671 | 0.80247 | 15 | 0.66952
6583 | 9 | 1 | 365 | 10.2886 | 0.62454 | 10 | 0.91316
6721 | 6.375 | 1 | 365 | 7.2878 | 0.60905 | 7 | 0.89682
9775 | 3.06 | 1 | 365 | 3.4981 | 0.012345 | 3 | 0.51048
6722 | 6.12 | 1 | 365 | 6.9963 | 0.02469 | 7 | 0.020952
6723 | 7.905 | 1 | 365 | 9.0368 | 0.11522 | 9 | 0.15206
6862 | 4.48 | 1 | 365 | 5.1214 | 0.26644 | 5 | 0.38789
9782 | 3.315 | 1 | 365 | 3.7896 | 0.59671 | 4 | 0.38635
6969 | 8.67 | 1 | 365 | 9.9114 | 0.86831 | 10 | 0.77968
6973 | 6.63 | 1 | 365 | 7.5793 | 0.19341 | 7 | 0.7727
9788 | 8.16 | 1 | 365 | 9.3283 | 0.69959 | 10 | 0.027935
6975 | 5.1 | 1 | 365 | 5.8302 | 0.68724 | 6 | 0.51746
6308 | 7.14 | 1 | 365 | 8.1623 | 0.36214 | 8 | 0.52444
9857 | 6.12 | 1 | 365 | 6.9963 | 0.02469 | 7 | 0.020952
6307 | 5.1 | 1 | 365 | 5.8302 | 0.68724 | 6 | 0.51746
9858 | 5.865 | 1 | 365 | 6.7048 | 0.44033 | 7 | 0.14508
6311 | 4.335 | 1 | 365 | 4.9557 | 0.93416 | 5 | 0.88984
6333 | 8.415 | 1 | 365 | 9.6199 | 0.28395 | 9 | 0.90381
6089 | 3.57 | 1 | 365 | 4.0812 | 0.18107 | 4 | 0.26222
6366 | 3 | 1 | 365 | 3.4295 | 0.87485 | 4 | 0.30439
5944 | 14.28 | 1 | 365 | 16.3246 | 0.72428 | 17 | 0.048887
6399 | 8.67 | 1 | 365 | 9.9114 | 0.86831 | 10 | 0.77968
9869 | 5 | 1 | 365 | 5.7159 | 0.45808 | 6 | 0.17398
9901 | 13.005 | 1 | 365 | 14.8671 | 0.80247 | 15 | 0.66952
9914 | 11.475 | 1 | 365 | 13.118 | 0.29629 | 13 | 0.41428
9915 | 6 | 1 | 365 | 6.8591 | 0.7497 | 7 | 0.60878
9917 | 7.395 | 1 | 365 | 8.4538 | 0.9465 | 9 | 0.40032
9918 | 4.59 | 1 | 365 | 5.2472 | 0.51852 | 5 | 0.76571
9381 | 11.475 | 1 | 365 | 13.118 | 0.29629 | 13 | 0.41428
9922 | 10.965 | 1 | 365 | 12.535 | 0.12757 | 12 | 0.66254
9921 | 7.65 | 1 | 365 | 8.7453 | 0.53086 | 9 | 0.27619
9516 | 6.867 | 1 | 365 | 7.8502 | 0.73653 | 8 | 0.58674
9810 | 4.08 | 1 | 365 | 4.6642 | 0.34979 | 5 | 0.013968
9951 | 10.455 | 1 | 365 | 11.9519 | 0.95885 | 12 | 0.91079
8677 | 6.75 | 1 | 365 | 7.7165 | 0.46841 | 8 | 0.18487
8628 | 5 | 1 | 365 | 5.7159 | 0.45808 | 6 | 0.17398
8976 | 4.59 | 1 | 365 | 5.2472 | 0.51852 | 5 | 0.76571
9201 | 12.495 | 1 | 365 | 14.284 | 0.63374 | 14 | 0.91778
9103 | 5.355 | 1 | 365 | 6.1217 | 0.2716 | 6 | 0.39333
10050 | 13.77 | 1 | 365 | 15.7416 | 0.55555 | 16 | 0.29714
10064 | 7.65 | 1 | 365 | 8.7453 | 0.53086 | 9 | 0.27619
10069 | 11.985 | 1 | 365 | 13.701 | 0.46502 | 14 | 0.16603
10127 | 6.885 | 1 | 365 | 7.8708 | 0.77778 | 8 | 0.64857
10131 | 6.885 | 1 | 365 | 7.8708 | 0.77778 | 8 | 0.64857
10133 | 10.2 | 1 | 365 | 11.6604 | 0.37448 | 12 | 0.034919
10136 | 4.25 | 1 | 365 | 4.8585 | 0.73937 | 5 | 0.59788
10146 | 3.825 | 1 | 365 | 4.3727 | 0.76543 | 5 | 0.13809
6405 | 7.14 | 1 | 365 | 8.1623 | 0.36214 | 8 | 0.52444
6410 | 4.59 | 1 | 365 | 5.2472 | 0.51852 | 5 | 0.76571
6411 | 5.355 | 1 | 365 | 6.1217 | 0.2716 | 6 | 0.39333
10149 | 2.805 | 1 | 365 | 3.2066 | 0.42798 | 3 | 0.6346
10156 | 5.61 | 1 | 365 | 6.4132 | 0.85597 | 7 | 0.26921
7249 | 11 | 1 | 365 | 12.575 | 0.20778 | 12 | 0.78276
6490 | 8.16 | 1 | 365 | 9.3283 | 0.69959 | 10 | 0.027935
6495 | 9.18 | 1 | 365 | 10.4944 | 0.037035 | 10 | 0.53143
6501 | 7.14 | 1 | 365 | 8.1623 | 0.36214 | 8 | 0.52444
6503 | 6.25 | 1 | 365 | 7.1449 | 0.3226 | 7 | 0.46747
6505 | 13.515 | 1 | 365 | 15.4501 | 0.97119 | 16 | 0.42127
6511 | 5.61 | 1 | 365 | 6.4132 | 0.85597 | 7 | 0.26921
6512 | 4 | 1 | 365 | 4.5727 | 0.16646 | 4 | 0.73918
6513 | 13.515 | 1 | 365 | 15.4501 | 0.97119 | 16 | 0.42127
6519 | 4.335 | 1 | 365 | 4.9557 | 0.93416 | 5 | 0.88984
6522 | 7.25 | 1 | 365 | 8.2881 | 0.61422 | 8 | 0.90227
6523 | 5.355 | 1 | 365 | 6.1217 | 0.2716 | 6 | 0.39333
6340 | 5.865 | 1 | 365 | 6.7048 | 0.44033 | 7 | 0.14508
6526 | 2.805 | 1 | 365 | 3.2066 | 0.42798 | 3 | 0.6346
6527 | 5.1 | 1 | 365 | 5.8302 | 0.68724 | 6 | 0.51746
6413 | 3.315 | 1 | 365 | 3.7896 | 0.59671 | 4 | 0.38635
6529 | 5.1 | 1 | 365 | 5.8302 | 0.68724 | 6 | 0.51746
6530 | 9.18 | 1 | 365 | 10.4944 | 0.037035 | 10 | 0.53143
5680 | 4.08 | 1 | 365 | 4.6642 | 0.34979 | 5 | 0.013968
6532 | 7.905 | 1 | 365 | 9.0368 | 0.11522 | 9 | 0.15206
6536 | 8.48 | 1 | 365 | 9.6942 | 0.4329 | 10 | 0.12707
6537 | 4.335 | 1 | 365 | 4.9557 | 0.93416 | 5 | 0.88984
6483 | 11.22 | 1 | 365 | 12.8265 | 0.71193 | 13 | 0.53841
6488 | 3.825 | 1 | 365 | 4.3727 | 0.76543 | 5 | 0.13809
6350 | 6.12 | 1 | 365 | 6.9963 | 0.02469 | 7 | 0.020952
6651 | 6.375 | 1 | 365 | 7.2878 | 0.60905 | 7 | 0.89682
6653 | 10.71 | 1 | 365 | 12.2435 | 0.54321 | 12 | 0.78667
6654 | 7.65 | 1 | 365 | 8.7453 | 0.53086 | 9 | 0.27619
6655 | 5.1 | 1 | 365 | 5.8302 | 0.68724 | 6 | 0.51746
6771 | 13.515 | 1 | 365 | 15.4501 | 0.97119 | 16 | 0.42127
6775 | 12.495 | 1 | 365 | 14.284 | 0.63374 | 14 | 0.91778
6790 | 6.63 | 1 | 365 | 7.5793 | 0.19341 | 7 | 0.7727
6791 | 3.57 | 1 | 365 | 4.0812 | 0.18107 | 4 | 0.26222
6916 | 3.75 | 1 | 365 | 4.2869 | 0.59356 | 4 | 0.88049
6938 | 8.16 | 1 | 365 | 9.3283 | 0.69959 | 10 | 0.027935
7806 | 4.5 | 1 | 365 | 5.1443 | 0.31227 | 5 | 0.45658
6942 | 3.25 | 1 | 365 | 3.7153 | 0.44775 | 4 | 0.16309
9039 | 4.165 | 1 | 365 | 4.7613 | 0.54458 | 5 | 0.30593
7803 | 6.885 | 1 | 365 | 7.8708 | 0.77778 | 8 | 0.64857
8407 | 8.16 | 1 | 365 | 9.3283 | 0.69959 | 10 | 0.027935
7003 | 10.455 | 1 | 365 | 11.9519 | 0.95885 | 12 | 0.91079
8391 | 5.61 | 1 | 365 | 6.4132 | 0.85597 | 7 | 0.26921
7009 | 7.14 | 1 | 365 | 8.1623 | 0.36214 | 8 | 0.52444
7013 | 7.65 | 1 | 365 | 8.7453 | 0.53086 | 9 | 0.27619
7818 | 2.75 | 1 | 365 | 3.1437 | 0.30194 | 3 | 0.44569
7023 | 3.57 | 1 | 365 | 4.0812 | 0.18107 | 4 | 0.26222
7024 | 5.61 | 1 | 365 | 6.4132 | 0.85597 | 7 | 0.26921
7026 | 7.65 | 1 | 365 | 8.7453 | 0.53086 | 9 | 0.27619
7819 | 4.25 | 1 | 365 | 4.8585 | 0.73937 | 5 | 0.59788
7036 | 8.67 | 1 | 365 | 9.9114 | 0.86831 | 10 | 0.77968
6452 | 8.4 | 1 | 365 | 9.6027 | 0.24957 | 9 | 0.85229
7673 | 6.57 | 1 | 365 | 7.5107 | 0.055917 | 7 | 0.56661
6729 | 4 | 1 | 365 | 4.5727 | 0.16646 | 4 | 0.73918
7847 | 6.12 | 1 | 365 | 6.9963 | 0.02469 | 7 | 0.020952
6731 | 6.375 | 1 | 365 | 7.2878 | 0.25427 | 7 | 0.54204
7094 | 6.885 | 1 | 365 | 7.8708 | 0.77778 | 8 | 0.64857
8165 | 4 | 1 | 365 | 4.5727 | 0.16646 | 4 | 0.73918
7136 | 7.65 | 1 | 365 | 8.7453 | 0.53086 | 9 | 0.27619
8457 | 3 | 1 | 365 | 3.4295 | 0.87485 | 4 | 0.30439
7138 | 10.2 | 1 | 365 | 11.6604 | 0.37448 | 12 | 0.034919
8460 | 8.415 | 1 | 365 | 9.6199 | 0.28395 | 9 | 0.90381
7144 | 6.5 | 1 | 365 | 7.4307 | 0.8955 | 8 | 0.32617
7969 | 8.67 | 1 | 365 | 9.9114 | 0.86831 | 10 | 0.77968
7668 | 8 | 1 | 365 | 9.1454 | 0.33293 | 9 | 0.47837
7665 | 3.75 | 1 | 365 | 4.2869 | 0.59356 | 4 | 0.88049
7986 | 7.65 | 1 | 365 | 8.7453 | 0.53086 | 9 | 0.27619
7976 | 8.415 | 1 | 365 | 9.6199 | 0.28395 | 9 | 0.90381
7662 | 6.375 | 1 | 365 | 7.2878 | 0.60905 | 7 | 0.89682
5386 | 6 | 1 | 365 | 6.8591 | 0.7497 | 7 | 0.60878
7974 | 6.5 | 1 | 365 | 7.4307 | 0.8955 | 8 | 0.32617
6088 | 8.67 | 1 | 365 | 9.9114 | 0.86831 | 10 | 0.77968
7126 | 15.3 | 1 | 365 | 17.4907 | 0.061725 | 17 | 0.55238
7975 | 7.65 | 1 | 365 | 8.7453 | 0.53086 | 9 | 0.27619
7646 | 7 | 1 | 365 | 8.0023 | 0.041312 | 8 | 0.043572
7973 | 8.16 | 1 | 365 | 9.3283 | 0.69959 | 10 | 0.027935
6440 | 6 | 1 | 365 | 6.8591 | 0.7497 | 7 | 0.60878
7972 | 4 | 1 | 365 | 4.5727 | 0.16646 | 4 | 0.73918
7888 | 5.865 | 1 | 365 | 6.7048 | 0.44033 | 7 | 0.14508
7971 | 8.67 | 1 | 365 | 9.9114 | 0.86831 | 10 | 0.77968
7815 | 3.06 | 1 | 365 | 3.4981 | 0.012345 | 3 | 0.51048
7813 | 5.865 | 1 | 365 | 6.7048 | 0.44033 | 7 | 0.14508
8732 | 6.885 | 1 | 365 | 7.8708 | 0.77778 | 8 | 0.64857
7779 | 6.12 | 1 | 365 | 6.9963 | 0.02469 | 7 | 0.020952
8313 | 7.14 | 1 | 365 | 8.1623 | 0.36214 | 8 | 0.52444
7617 | 9.18 | 1 | 365 | 10.4944 | 0.037035 | 10 | 0.53143
7607 | 5.635 | 1 | 365 | 6.4418 | 0.91326 | 7 | 0.35508
8317 | 9.18 | 1 | 365 | 10.4944 | 0.037035 | 10 | 0.53143
7623 | 5.61 | 1 | 365 | 6.4132 | 0.85597 | 7 | 0.26921
7632 | 5.355 | 1 | 365 | 6.1217 | 0.2716 | 6 | 0.39333
8324 | 4.08 | 1 | 365 | 4.6642 | 0.34979 | 5 | 0.013968
6937 | 6.375 | 1 | 365 | 7.2878 | 0.60905 | 7 | 0.89682
7611 | 6.25 | 1 | 365 | 7.1449 | 0.3226 | 7 | 0.46747
7638 | 2 | 1 | 365 | 2.2864 | 0.58323 | 2 | 0.86959
5866 | 8.925 | 1 | 365 | 10.2029 | 0.45267 | 10 | 0.65555
8443 | 7.65 | 1 | 365 | 8.7453 | 0.53086 | 9 | 0.27619
5877 | 11.22 | 1 | 365 | 12.8265 | 0.71193 | 13 | 0.53841
8328 | 8.415 | 1 | 365 | 9.6199 | 0.28395 | 9 | 0.90381
8389 | 5.865 | 1 | 365 | 6.7048 | 0.44033 | 7 | 0.14508
6191 | 13.77 | 1 | 365 | 15.7416 | 0.55555 | 16 | 0.29714
7658 | 5.355 | 1 | 365 | 6.1217 | 0.2716 | 6 | 0.39333
6270 | 7.905 | 1 | 365 | 9.0368 | 0.11522 | 9 | 0.15206
8417 | 6.75 | 1 | 365 | 7.7165 | 0.46841 | 8 | 0.18487
6587 | 3.6 | 1 | 365 | 4.1154 | 0.24982 | 4 | 0.36527
8387 | 4.335 | 1 | 365 | 4.9557 | 0.93416 | 5 | 0.88984
6616 | 6.6 | 1 | 365 | 7.545 | 0.12467 | 7 | 0.66965
8727 | 5.865 | 1 | 365 | 6.7048 | 0.44033 | 7 | 0.14508
8721 | 4.59 | 1 | 365 | 5.2472 | 0.51852 | 5 | 0.76571
7908 | 3.06 | 1 | 365 | 3.4981 | 0.012345 | 3 | 0.51048
6665 | 14.025 | 1 | 365 | 16.0331 | 0.13991 | 16 | 0.17301
8653 | 7.14 | 1 | 365 | 8.1623 | 0.36214 | 8 | 0.52444
6720 | 14.79 | 1 | 365 | 16.9076 | 0.893 | 17 | 0.80063
8650 | 6.375 | 1 | 365 | 7.2878 | 0.60905 | 7 | 0.89682
6765 | 9.25 | 1 | 365 | 10.5744 | 0.19745 | 10 | 0.77186
7961 | 4 | 1 | 365 | 4.5727 | 0.16646 | 4 | 0.73918
6768 | 9.69 | 1 | 365 | 11.0774 | 0.20576 | 11 | 0.28317
8645 | 8.67 | 1 | 365 | 9.9114 | 0.86831 | 10 | 0.77968
7960 | 7.905 | 1 | 365 | 9.0368 | 0.11522 | 9 | 0.15206
8638 | 5.865 | 1 | 365 | 6.7048 | 0.44033 | 7 | 0.14508
7957 | 6.885 | 1 | 365 | 7.8708 | 0.77778 | 8 | 0.64857
8630 | 3.825 | 1 | 365 | 4.3727 | 0.76543 | 5 | 0.13809
7993 | 5.355 | 1 | 365 | 6.1217 | 0.2716 | 6 | 0.39333
8612 | 4.335 | 1 | 365 | 4.9557 | 0.93416 | 5 | 0.88984
7988 | 4.59 | 1 | 365 | 5.2472 | 0.51852 | 5 | 0.76571
8018 | 5.75 | 1 | 365 | 6.5733 | 0.17679 | 6 | 0.75008
8500 | 2.94 | 1 | 365 | 3.3609 | 0.73735 | 4 | 0.0983
8573 | 4.59 | 1 | 365 | 5.2472 | 0.51852 | 5 | 0.76571
8749 | 6.63 | 1 | 365 | 7.5793 | 0.19341 | 7 | 0.7727
8738 | 7.395 | 1 | 365 | 8.4538 | 0.9465 | 9 | 0.40032
9363 | 4.08 | 1 | 365 | 4.6642 | 0.34979 | 5 | 0.013968
7996 | 5.355 | 1 | 365 | 6.1217 | 0.2716 | 6 | 0.39333
8023 | 5.355 | 1 | 365 | 6.1217 | 0.2716 | 6 | 0.39333
8550 | 7.905 | 1 | 365 | 9.0368 | 0.11522 | 9 | 0.15206
9368 | 2.75 | 1 | 365 | 3.1437 | 0.30194 | 3 | 0.44569
9372 | 8.415 | 1 | 365 | 9.6199 | 0.28395 | 9 | 0.90381
8609 | 5.1 | 1 | 365 | 5.8302 | 0.68724 | 6 | 0.51746
7829 | 4.845 | 1 | 365 | 5.5387 | 0.10288 | 5 | 0.64159
8566 | 5.1 | 1 | 365 | 5.8302 | 0.68724 | 6 | 0.51746
9380 | 8.75 | 1 | 365 | 10.0028 | 0.05164 | 10 | 0.054465
8848 | 6.885 | 1 | 365 | 7.8708 | 0.77778 | 8 | 0.64857
8576 | 7.395 | 1 | 365 | 8.4538 | 0.9465 | 9 | 0.40032
9384 | 6.12 | 1 | 365 | 6.9963 | 0.02469 | 7 | 0.020952
7892 | 1.53 | 1 | 365 | 1.7491 | 0.50617 | 2 | 0.25524
8586 | 1.75 | 1 | 365 | 2.0006 | 0.010328 | 2 | 0.010893
9394 | 4.08 | 1 | 365 | 4.6642 | 0.34979 | 5 | 0.013968
9389 | 9.18 | 1 | 365 | 10.4944 | 0.037035 | 10 | 0.53143
8837 | 4 | 1 | 365 | 4.5727 | 0.16646 | 4 | 0.73918
8318 | 8.67 | 1 | 365 | 9.9114 | 0.86831 | 10 | 0.77968
8970 | 7.14 | 1 | 365 | 8.1623 | 0.36214 | 8 | 0.52444
7274 | 6.63 | 1 | 365 | 7.5793 | 0.19341 | 7 | 0.7727
7808 | 3.825 | 1 | 365 | 4.3727 | 0.76543 | 5 | 0.13809
8962 | 8.415 | 1 | 365 | 9.6199 | 0.28395 | 9 | 0.90381
7286 | 13.25 | 1 | 365 | 15.1471 | 0.36391 | 15 | 0.51105
8949 | 8.415 | 1 | 365 | 9.6199 | 0.28395 | 9 | 0.90381
7288 | 5.1 | 1 | 365 | 5.8302 | 0.68724 | 6 | 0.51746
8956 | 7.905 | 1 | 365 | 9.0368 | 0.11522 | 9 | 0.15206
8932 | 6 | 1 | 365 | 6.8591 | 0.7497 | 7 | 0.60878
7831 | 3.5 | 1 | 365 | 4.0011 | 0.020656 | 4 | 0.021786
6406 | 6.12 | 1 | 365 | 6.9963 | 0.02469 | 7 | 0.020952
6493 | 9.69 | 1 | 365 | 11.0774 | 0.20576 | 11 | 0.28317
7824 | 4.08 | 1 | 365 | 4.6642 | 0.34979 | 5 | 0.013968
8151 | 8.67 | 1 | 365 | 9.9114 | 0.86831 | 10 | 0.77968
6735 | 5.355 | 1 | 365 | 6.1217 | 0.2716 | 6 | 0.39333
8250 | 2.75 | 1 | 365 | 3.1437 | 0.30194 | 3 | 0.44569
7312 | 8.67 | 1 | 365 | 9.9114 | 0.86831 | 10 | 0.77968
7315 | 7.395 | 1 | 365 | 8.4538 | 0.9465 | 9 | 0.40032
8928 | 8.415 | 1 | 365 | 9.6199 | 0.28395 | 9 | 0.90381
7355 | 10.455 | 1 | 365 | 11.9519 | 0.95885 | 12 | 0.91079
8238 | 5.61 | 1 | 365 | 6.4132 | 0.85597 | 7 | 0.26921
7387 | 13.005 | 1 | 365 | 14.8671 | 0.80247 | 15 | 0.66952
8647 | 2.55 | 1 | 365 | 2.9151 | 0.84362 | 3 | 0.75873
7401 | 4.59 | 1 | 365 | 5.2472 | 0.51852 | 5 | 0.76571
7409 | 12.495 | 1 | 365 | 14.284 | 0.63374 | 14 | 0.91778
7434 | 9.18 | 1 | 365 | 10.4944 | 0.037035 | 10 | 0.53143
8221 | 9.69 | 1 | 365 | 11.0774 | 0.20576 | 11 | 0.28317
7467 | 6.63 | 1 | 365 | 7.5793 | 0.19341 | 7 | 0.7727
7323 | 6.12 | 1 | 365 | 6.9963 | 0.02469 | 7 | 0.020952
8211 | 5.355 | 1 | 365 | 6.1217 | 0.2716 | 6 | 0.39333
6663 | 6.885 | 1 | 365 | 7.8708 | 0.77778 | 8 | 0.64857
8636 | 8.16 | 1 | 365 | 9.3283 | 0.69959 | 10 | 0.027935
8627 | 7.395 | 1 | 365 | 8.4538 | 0.9465 | 9 | 0.40032
5731 | 2.295 | 1 | 365 | 2.6236 | 0.25926 | 2 | 0.88286
5573 | 10.5 | 1 | 365 | 12.0034 | 0.061968 | 12 | 0.065358
5568 | 17.34 | 1 | 365 | 19.8227 | 0.73662 | 20 | 0.55936
8740 | 7.65 | 1 | 365 | 8.7453 | 0.53086 | 9 | 0.27619
8000 | 4.845 | 1 | 365 | 5.5387 | 0.10288 | 5 | 0.64159
8416 | 3.825 | 1 | 365 | 4.3727 | 0.76543 | 5 | 0.13809
9089 | 7.5 | 1 | 365 | 8.5739 | 0.18712 | 8 | 0.76097
9208 | 3.57 | 1 | 365 | 4.0812 | 0.18107 | 4 | 0.26222
8429 | 8.16 | 1 | 365 | 9.3283 | 0.69959 | 10 | 0.027935
7817 | 6.63 | 1 | 365 | 7.5793 | 0.19341 | 7 | 0.7727
8060 | 4.59 | 1 | 365 | 5.2472 | 0.51852 | 5 | 0.76571
9326 | 2.805 | 1 | 365 | 3.2066 | 0.42798 | 3 | 0.6346
8047 | 6.63 | 1 | 365 | 7.5793 | 0.19341 | 7 | 0.7727
8546 | 4.5 | 1 | 365 | 5.1443 | 0.31227 | 5 | 0.45658
7708 | 5.61 | 1 | 365 | 6.4132 | 0.85597 | 7 | 0.26921
8425 | 8.925 | 1 | 365 | 10.2029 | 0.45267 | 10 | 0.65555
7850 | 4.75 | 1 | 365 | 5.4301 | 0.88518 | 6 | 0.31528
9302 | 5.865 | 1 | 365 | 6.7048 | 0.44033 | 7 | 0.14508
7695 | 7.25 | 1 | 365 | 8.2881 | 0.61422 | 8 | 0.90227
8409 | 7.5 | 1 | 365 | 8.5739 | 0.18712 | 8 | 0.76097
8322 | 7.395 | 1 | 365 | 8.4538 | 0.9465 | 9 | 0.40032
8146 | 6.885 | 1 | 365 | 7.8708 | 0.77778 | 8 | 0.64857
8485 | 13.005 | 1 | 365 | 14.8671 | 0.80247 | 15 | 0.66952
9324 | 4.845 | 1 | 365 | 5.5387 | 0.10288 | 5 | 0.64159
8046 | 7.395 | 1 | 365 | 8.4538 | 0.9465 | 9 | 0.40032
8668 | 6 | 1 | 365 | 6.8591 | 0.7497 | 7 | 0.60878
8775 | 6.12 | 1 | 365 | 6.9963 | 0.02469 | 7 | 0.020952
8421 | 4.08 | 1 | 365 | 4.6642 | 0.34979 | 5 | 0.013968
8170 | 8.16 | 1 | 365 | 9.3283 | 0.69959 | 10 | 0.027935
8781 | 4.75 | 1 | 365 | 5.4301 | 0.88518 | 6 | 0.31528
8494 | 5 | 1 | 365 | 5.7159 | 0.45808 | 6 | 0.17398
9325 | 9.435 | 1 | 365 | 10.7859 | 0.6214 | 11 | 0.4073
7828 | 9.435 | 1 | 365 | 10.7859 | 0.6214 | 11 | 0.4073
8161 | 7.395 | 1 | 365 | 8.4538 | 0.9465 | 9 | 0.40032
7721 | 6.63 | 1 | 365 | 7.5793 | 0.19341 | 7 | 0.7727
8439 | 5.61 | 1 | 365 | 6.4132 | 0.85597 | 7 | 0.26921
7701 | 6.63 | 1 | 365 | 7.5793 | 0.19341 | 7 | 0.7727
9009 | 5.61 | 1 | 365 | 6.4132 | 0.85597 | 7 | 0.26921
8177 | 5.61 | 1 | 365 | 6.4132 | 0.85597 | 7 | 0.26921
7704 | 6.375 | 1 | 365 | 7.2878 | 0.60905 | 7 | 0.89682
8167 | 6.885 | 1 | 365 | 7.8708 | 0.77778 | 8 | 0.64857
7691 | 4.25 | 1 | 365 | 4.8585 | 0.73937 | 5 | 0.59788
8496 | 3.25 | 1 | 365 | 3.7153 | 0.44775 | 4 | 0.16309
7331 | 4.59 | 1 | 365 | 5.2472 | 0.51852 | 5 | 0.76571
8466 | 8.925 | 1 | 365 | 10.2029 | 0.45267 | 10 | 0.65555
8386 | 7 | 1 | 365 | 8.0023 | 0.041312 | 8 | 0.043572
7546 | 6.375 | 1 | 365 | 7.2878 | 0.60905 | 7 | 0.89682
8469 | 6.12 | 1 | 365 | 6.9963 | 0.02469 | 7 | 0.020952
8333 | 9.69 | 1 | 365 | 11.0774 | 0.20576 | 11 | 0.28317
7637 | 8.415 | 1 | 365 | 9.6199 | 0.28395 | 9 | 0.90381
7556 | 6.63 | 1 | 365 | 7.5793 | 0.19341 | 7 | 0.7727
8651 | 6.12 | 1 | 365 | 6.9963 | 0.02469 | 7 | 0.020952
8329 | 4.5 | 1 | 365 | 5.1443 | 0.31227 | 5 | 0.45658
8315 | 8.16 | 1 | 365 | 9.3283 | 0.69959 | 10 | 0.027935
8247 | 6.63 | 1 | 365 | 7.5793 | 0.19341 | 7 | 0.7727
9662 | 7.395 | 1 | 365 | 8.4538 | 0.9465 | 9 | 0.40032
8321 | 3.315 | 1 | 365 | 3.7896 | 0.59671 | 4 | 0.38635
8890 | 5.355 | 1 | 365 | 6.1217 | 0.2716 | 6 | 0.39333
8884 | 2.805 | 1 | 365 | 3.2066 | 0.42798 | 3 | 0.6346
8261 | 6.12 | 1 | 365 | 6.9963 | 0.02469 | 7 | 0.020952
8418 | 4.08 | 1 | 365 | 4.6642 | 0.34979 | 5 | 0.013968
9401 | 5.355 | 1 | 365 | 6.1217 | 0.2716 | 6 | 0.39333
8887 | 5.61 | 1 | 365 | 6.4132 | 0.85597 | 7 | 0.26921
8560 | 4.335 | 1 | 365 | 4.9557 | 0.93416 | 5 | 0.88984
8452 | 4.08 | 1 | 365 | 4.6642 | 0.34979 | 5 | 0.013968
8289 | 7.65 | 1 | 365 | 8.7453 | 0.53086 | 9 | 0.27619
9416 | 3.825 | 1 | 365 | 4.3727 | 0.76543 | 5 | 0.13809
8426 | 4.08 | 1 | 365 | 4.6642 | 0.34979 | 5 | 0.013968
8311 | 8.67 | 1 | 365 | 9.9114 | 0.86831 | 10 | 0.77968
9415 | 3.315 | 1 | 365 | 3.7896 | 0.59671 | 4 | 0.38635
8308 | 7.395 | 1 | 365 | 8.4538 | 0.9465 | 9 | 0.40032
8227 | 8.925 | 1 | 365 | 10.2029 | 0.45267 | 10 | 0.65555
8294 | 4.335 | 1 | 365 | 4.9557 | 0.93416 | 5 | 0.88984
8237 | 9.945 | 1 | 365 | 11.3689 | 0.79012 | 12 | 0.15905
8875 | 6.12 | 1 | 365 | 6.9963 | 0.02469 | 7 | 0.020952
8282 | 8.67 | 1 | 365 | 9.9114 | 0.86831 | 10 | 0.77968
8299 | 2.295 | 1 | 365 | 2.6236 | 0.25926 | 2 | 0.88286
8346 | 6.12 | 1 | 365 | 6.9963 | 0.02469 | 7 | 0.020952
8726 | 3.315 | 1 | 365 | 3.7896 | 0.59671 | 4 | 0.38635
9670 | 5.865 | 1 | 365 | 6.7048 | 0.44033 | 7 | 0.14508
8471 | 7.905 | 1 | 365 | 9.0368 | 0.11522 | 9 | 0.15206
8742 | 8.16 | 1 | 365 | 9.3283 | 0.69959 | 10 | 0.027935
8464 | 9.69 | 1 | 365 | 11.0774 | 0.20576 | 11 | 0.28317
9127 | 6.375 | 1 | 365 | 7.2878 | 0.60905 | 7 | 0.89682
8786 | 3.825 | 1 | 365 | 4.3727 | 0.76543 | 5 | 0.13809
8480 | 8.67 | 1 | 365 | 9.9114 | 0.86831 | 10 | 0.77968
8752 | 5.61 | 1 | 365 | 6.4132 | 0.85597 | 7 | 0.26921
9149 | 9.945 | 1 | 365 | 11.3689 | 0.79012 | 12 | 0.15905
8765 | 7.14 | 1 | 365 | 8.1623 | 0.36214 | 8 | 0.52444
9123 | 8.67 | 1 | 365 | 9.9114 | 0.86831 | 10 | 0.77968
9640 | 3.825 | 1 | 365 | 4.3727 | 0.76543 | 5 | 0.13809
8774 | 3.06 | 1 | 365 | 3.4981 | 0.012345 | 3 | 0.51048
8458 | 6.375 | 1 | 365 | 7.2878 | 0.60905 | 7 | 0.89682
8737 | 8.16 | 1 | 365 | 9.3283 | 0.69959 | 10 | 0.027935
9137 | 8.16 | 1 | 365 | 9.3283 | 0.69959 | 10 | 0.027935
8760 | 5.61 | 1 | 365 | 6.4132 | 0.85597 | 7 | 0.26921
8611 | 5.865 | 1 | 365 | 6.7048 | 0.44033 | 7 | 0.14508
8713 | 6.885 | 1 | 365 | 7.8708 | 0.77778 | 8 | 0.64857
8508 | 5.335 | 1 | 365 | 6.0989 | 0.22577 | 6 | 0.32464
8756 | 6 | 1 | 365 | 6.8591 | 0.7497 | 7 | 0.60878
9665 | 4.845 | 1 | 365 | 5.5387 | 0.10288 | 5 | 0.64159
9612 | 7 | 1 | 365 | 8.0023 | 0.041312 | 8 | 0.043572
9514 | 4.845 | 1 | 365 | 5.5387 | 0.10288 | 5 | 0.64159
9551 | 4.59 | 1 | 365 | 5.2472 | 0.51852 | 5 | 0.76571
8988 | 3.06 | 1 | 365 | 3.4981 | 0.012345 | 3 | 0.51048
9101 | 2.04 | 1 | 365 | 2.3321 | 0.6749 | 3 | 0.0069838
7647 | 11.985 | 1 | 365 | 13.701 | 0.46502 | 14 | 0.16603
8834 | 8.415 | 1 | 365 | 9.6199 | 0.28395 | 9 | 0.90381
7651 | 11.22 | 1 | 365 | 12.8265 | 0.71193 | 13 | 0.53841
8791 | 6.12 | 1 | 365 | 6.9963 | 0.02469 | 7 | 0.020952
8594 | 7 | 1 | 365 | 8.0023 | 0.041312 | 8 | 0.043572
8983 | 7.14 | 1 | 365 | 8.1623 | 0.36214 | 8 | 0.52444
9166 | 7.905 | 1 | 365 | 9.0368 | 0.11522 | 9 | 0.15206
8660 | 6.12 | 1 | 365 | 6.9963 | 0.02469 | 7 | 0.020952
7736 | 4.08 | 1 | 365 | 4.6642 | 0.34979 | 5 | 0.013968
7738 | 3.06 | 1 | 365 | 3.4981 | 0.012345 | 3 | 0.51048
9183 | 8.415 | 1 | 365 | 9.6199 | 0.28395 | 9 | 0.90381
7430 | 5.61 | 1 | 365 | 6.4132 | 0.85597 | 7 | 0.26921
7741 | 7.395 | 1 | 365 | 8.4538 | 0.9465 | 9 | 0.40032
9173 | 5.1 | 1 | 365 | 5.8302 | 0.68724 | 6 | 0.51746
7754 | 8.67 | 1 | 365 | 9.9114 | 0.86831 | 10 | 0.77968
7759 | 11.475 | 1 | 365 | 13.118 | 0.29629 | 13 | 0.41428
9409 | 8.16 | 1 | 365 | 9.3283 | 0.69959 | 10 | 0.027935
7774 | 5.865 | 1 | 365 | 6.7048 | 0.44033 | 7 | 0.14508
9095 | 4.59 | 1 | 365 | 5.2472 | 0.51852 | 5 | 0.76571
7773 | 7.5 | 1 | 365 | 8.5739 | 0.18712 | 8 | 0.76097
7780 | 10.71 | 1 | 365 | 12.2435 | 0.54321 | 12 | 0.78667
9184 | 7.395 | 1 | 365 | 8.4538 | 0.9465 | 9 | 0.40032
8690 | 6.63 | 1 | 365 | 7.5793 | 0.19341 | 7 | 0.7727
9185 | 6.63 | 1 | 365 | 7.5793 | 0.19341 | 7 | 0.7727
9556 | 6.885 | 1 | 365 | 7.8708 | 0.77778 | 8 | 0.64857
8680 | 5.355 | 1 | 365 | 6.1217 | 0.2716 | 6 | 0.39333
8656 | 6.885 | 1 | 365 | 7.8708 | 0.77778 | 8 | 0.64857
8652 | 4.08 | 1 | 365 | 4.6642 | 0.34979 | 5 | 0.013968
7853 | 3 | 1 | 365 | 3.4295 | 0.87485 | 4 | 0.30439
7856 | 3.57 | 1 | 365 | 4.0812 | 0.18107 | 4 | 0.26222
7863 | 6.75 | 1 | 365 | 7.7165 | 0.46841 | 8 | 0.18487
7742 | 4.59 | 1 | 365 | 5.2472 | 0.51852 | 5 | 0.76571
7869 | 7.25 | 1 | 365 | 8.2881 | 0.61422 | 8 | 0.90227
7870 | 7 | 1 | 365 | 8.0023 | 0.041312 | 8 | 0.043572
8798 | 6.63 | 1 | 365 | 7.5793 | 0.19341 | 7 | 0.7727
8125 | 10.455 | 1 | 365 | 11.9519 | 0.95885 | 12 | 0.91079
9191 | 7.14 | 1 | 365 | 8.1623 | 0.36214 | 8 | 0.52444
8128 | 11.22 | 1 | 365 | 12.8265 | 0.71193 | 13 | 0.53841
8801 | 5.865 | 1 | 365 | 6.7048 | 0.44033 | 7 | 0.14508
9195 | 5.355 | 1 | 365 | 6.1217 | 0.2716 | 6 | 0.39333
8133 | 9.945 | 1 | 365 | 11.3689 | 0.79012 | 12 | 0.15905
8134 | 7.395 | 1 | 365 | 8.4538 | 0.9465 | 9 | 0.40032
8839 | 4.335 | 1 | 365 | 4.9557 | 0.93416 | 5 | 0.88984
9204 | 9.18 | 1 | 365 | 10.4944 | 0.037035 | 10 | 0.53143
9352 | 3.315 | 1 | 365 | 3.7896 | 0.59671 | 4 | 0.38635
9353 | 6.25 | 1 | 365 | 7.1449 | 0.3226 | 7 | 0.46747
8803 | 8.415 | 1 | 365 | 9.6199 | 0.28395 | 9 | 0.90381
8181 | 12.495 | 1 | 365 | 14.284 | 0.63374 | 14 | 0.91778
7140 | 19 | 1 | 365 | 21.7204 | 0.5407 | 22 | 0.26112
8223 | 12.25 | 1 | 365 | 14.004 | 0.072296 | 14 | 0.076251
8228 | 11.475 | 1 | 365 | 13.118 | 0.29629 | 13 | 0.41428
9933 | 6.63 | 1 | 365 | 7.5793 | 0.19341 | 7 | 0.7727
9162 | 3.315 | 1 | 365 | 3.7896 | 0.59671 | 4 | 0.38635
9055 | 4.59 | 1 | 365 | 5.2472 | 0.51852 | 5 | 0.76571
8856 | 6.12 | 1 | 365 | 6.9963 | 0.02469 | 7 | 0.020952
8934 | 8.16 | 1 | 365 | 9.3283 | 0.69959 | 10 | 0.027935
9096 | 8.925 | 1 | 365 | 10.2029 | 0.45267 | 10 | 0.65555
9373 | 3.825 | 1 | 365 | 4.3727 | 0.76543 | 5 | 0.13809
8305 | 11.25 | 1 | 365 | 12.8608 | 0.78068 | 13 | 0.64146
8862 | 3.06 | 1 | 365 | 3.4981 | 0.012345 | 3 | 0.51048
8312 | 6.63 | 1 | 365 | 7.5793 | 0.19341 | 7 | 0.7727
9357 | 8.67 | 1 | 365 | 9.9114 | 0.86831 | 10 | 0.77968
8368 | 6.63 | 1 | 365 | 7.5793 | 0.19341 | 7 | 0.7727
8854 | 7.65 | 1 | 365 | 8.7453 | 0.53086 | 9 | 0.27619
8400 | 6.885 | 1 | 365 | 7.8708 | 0.77778 | 8 | 0.64857
8403 | 4.08 | 1 | 365 | 4.6642 | 0.34979 | 5 | 0.013968
8929 | 4.08 | 1 | 365 | 4.6642 | 0.34979 | 5 | 0.013968
8415 | 4.59 | 1 | 365 | 5.2472 | 0.51852 | 5 | 0.76571
8937 | 6.885 | 1 | 365 | 7.8708 | 0.77778 | 8 | 0.64857
9789 | 6.63 | 1 | 365 | 7.5793 | 0.19341 | 7 | 0.7727
8595 | 6.885 | 1 | 365 | 7.8708 | 0.77778 | 8 | 0.64857
8601 | 8.16 | 1 | 365 | 9.3283 | 0.69959 | 10 | 0.027935
8597 | 5.355 | 1 | 365 | 6.1217 | 0.2716 | 6 | 0.39333
8623 | 10.2 | 1 | 365 | 11.6604 | 0.37448 | 12 | 0.034919
8629 | 4.75 | 1 | 365 | 5.4301 | 0.88518 | 6 | 0.31528
8634 | 4.59 | 1 | 365 | 5.2472 | 0.51852 | 5 | 0.76571
8503 | 3.315 | 1 | 365 | 3.7896 | 0.59671 | 4 | 0.38635
8667 | 8.5 | 1 | 365 | 9.717 | 0.47874 | 10 | 0.19577
8670 | 9.945 | 1 | 365 | 11.3689 | 0.79012 | 12 | 0.15905
8672 | 2.94 | 1 | 365 | 3.3609 | 0.73735 | 4 | 0.0983
8676 | 13.005 | 1 | 365 | 14.8671 | 0.80247 | 15 | 0.66952
8684 | 4.59 | 1 | 365 | 5.2472 | 0.51852 | 5 | 0.76571
9018 | 4.335 | 1 | 365 | 4.9557 | 0.93416 | 5 | 0.88984
9851 | 6.12 | 1 | 365 | 6.9963 | 0.02469 | 7 | 0.020952
8944 | 6.63 | 1 | 365 | 7.5793 | 0.19341 | 7 | 0.7727
9844 | 7.14 | 1 | 365 | 8.1623 | 0.36214 | 8 | 0.52444
8770 | 13.26 | 1 | 365 | 15.1586 | 0.38683 | 15 | 0.54539
7431 | 4.845 | 1 | 365 | 5.5387 | 0.10288 | 5 | 0.64159
9650 | 8.16 | 1 | 365 | 9.3283 | 0.69959 | 10 | 0.027935
9025 | 4.59 | 1 | 365 | 5.2472 | 0.51852 | 5 | 0.76571
9848 | 8.67 | 1 | 365 | 9.9114 | 0.86831 | 10 | 0.77968
9005 | 7.65 | 1 | 365 | 8.7453 | 0.53086 | 9 | 0.27619
9675 | 4.08 | 1 | 365 | 4.6642 | 0.34979 | 5 | 0.013968
9017 | 4.335 | 1 | 365 | 4.9557 | 0.93416 | 5 | 0.88984
9823 | 4.335 | 1 | 365 | 4.9557 | 0.93416 | 5 | 0.88984
9849 | 8.16 | 1 | 365 | 9.3283 | 0.69959 | 10 | 0.027935
9853 | 5.1 | 1 | 365 | 5.8302 | 0.68724 | 6 | 0.51746
9563 | 8.16 | 1 | 365 | 9.3283 | 0.69959 | 10 | 0.027935
9567 | 4.08 | 1 | 365 | 4.6642 | 0.34979 | 5 | 0.013968
9539 | 6.12 | 1 | 365 | 6.9963 | 0.02469 | 7 | 0.020952
7729 | 9.945 | 1 | 365 | 11.3689 | 0.79012 | 12 | 0.15905
9052 | 9.435 | 1 | 365 | 10.7859 | 0.6214 | 11 | 0.4073
8859 | 4.335 | 1 | 365 | 4.9557 | 0.93416 | 5 | 0.88984
8861 | 7.65 | 1 | 365 | 8.7453 | 0.53086 | 9 | 0.27619
8851 | 4.845 | 1 | 365 | 5.5387 | 0.10288 | 5 | 0.64159
140 | 1178.1 | 0.9 | 365 | 1212.1023 | 0.77753 | 1212 | 0.87985
6734 | 7.28 | 1 | 365 | 8.3224 | 0.68296 | 9 | 0.0053149
7559 | 9.435 | 1 | 365 | 10.7859 | 0.6214 | 11 | 0.4073
8992 | 14.79 | 1 | 365 | 16.9076 | 0.893 | 17 | 0.80063
9046 | 11.475 | 1 | 365 | 13.118 | 0.29629 | 13 | 0.41428
9592 | 13.005 | 1 | 365 | 14.8671 | 0.80247 | 15 | 0.66952
8554 | 6.75 | 1 | 365 | 7.7165 | 0.46841 | 8 | 0.18487
8829 | 7.65 | 1 | 365 | 8.7453 | 0.53086 | 9 | 0.27619
8041 | 5.865 | 1 | 365 | 6.7048 | 0.44033 | 7 | 0.14508
8826 | 5.865 | 1 | 365 | 6.7048 | 0.44033 | 7 | 0.14508
8036 | 8.16 | 1 | 365 | 9.3283 | 0.69959 | 10 | 0.027935
8805 | 6.12 | 1 | 365 | 6.9963 | 0.02469 | 7 | 0.020952
8032 | 6.63 | 1 | 365 | 7.5793 | 0.19341 | 7 | 0.7727
8796 | 5.75 | 1 | 365 | 6.5733 | 0.17679 | 6 | 0.75008
9288 | 6.375 | 1 | 365 | 7.2878 | 0.60905 | 7 | 0.89682
9284 | 9.945 | 1 | 365 | 11.3689 | 0.79012 | 12 | 0.15905
8794 | 5.61 | 1 | 365 | 6.4132 | 0.85597 | 7 | 0.26921
9282 | 9.435 | 1 | 365 | 10.7859 | 0.6214 | 11 | 0.4073
9279 | 6.63 | 1 | 365 | 7.5793 | 0.19341 | 7 | 0.7727
9268 | 4.08 | 1 | 365 | 4.6642 | 0.34979 | 5 | 0.013968
9271 | 6.12 | 1 | 365 | 6.9963 | 0.02469 | 7 | 0.020952
5544 | 54.71 | 1 | 365 | 62.5434 | 0.37431 | 62 | 0.91769
7361 | 5.145 | 1 | 365 | 5.8817 | 0.79036 | 6 | 0.67203
9263 | 9.18 | 1 | 365 | 10.4944 | 0.037035 | 10 | 0.53143
7360 | 7.395 | 1 | 365 | 8.4538 | 0.9465 | 9 | 0.40032
9422 | 7.65 | 1 | 365 | 8.7453 | 0.53086 | 9 | 0.27619
8920 | 12.75 | 1 | 365 | 14.5755 | 0.2181 | 14 | 0.79365
9405 | 6.885 | 1 | 365 | 7.8708 | 0.77778 | 8 | 0.64857
6404 | 10.965 | 1 | 365 | 12.535 | 0.12757 | 12 | 0.66254
7769 | 9.18 | 1 | 365 | 10.4944 | 0.037035 | 10 | 0.53143
7795 | 3.57 | 1 | 365 | 4.0812 | 0.18107 | 4 | 0.26222
8948 | 5.865 | 1 | 365 | 6.7048 | 0.44033 | 7 | 0.14508
7798 | 2.25 | 1 | 365 | 2.5722 | 0.15614 | 2 | 0.72829
8952 | 4.59 | 1 | 365 | 5.2472 | 0.51852 | 5 | 0.76571
8957 | 6.5 | 1 | 365 | 7.4307 | 0.8955 | 8 | 0.32617
8959 | 11.985 | 1 | 365 | 13.701 | 0.46502 | 14 | 0.16603
8963 | 4.25 | 1 | 365 | 4.8585 | 0.73937 | 5 | 0.59788
8326 | 8.67 | 1 | 365 | 9.9114 | 0.86831 | 10 | 0.77968
7762 | 5.61 | 1 | 365 | 6.4132 | 0.85597 | 7 | 0.26921
8961 | 11.475 | 1 | 365 | 13.118 | 0.29629 | 13 | 0.41428
8923 | 8.67 | 1 | 365 | 9.9114 | 0.86831 | 10 | 0.77968
8925 | 8.7 | 1 | 365 | 9.9457 | 0.93706 | 10 | 0.88273
8987 | 3.57 | 1 | 365 | 4.0812 | 0.18107 | 4 | 0.26222
3495 | 20.16 | 1 | 365 | 23.0465 | 0.19898 | 23 | 0.24549
8915 | 3.57 | 1 | 365 | 4.0812 | 0.18107 | 4 | 0.26222
8912 | 10.08 | 1 | 365 | 11.5233 | 0.099489 | 11 | 0.62274
8910 | 5.7 | 1 | 365 | 6.5161 | 0.062211 | 6 | 0.57834
8909 | 4.4 | 1 | 365 | 5.03 | 0.08311 | 5 | 0.1131
8891 | 7.65 | 1 | 365 | 8.7453 | 0.53086 | 9 | 0.27619
6283 | 4.8 | 1 | 365 | 5.4873 | 0.99976 | 6 | 0.48702
7226 | 5.7 | 1 | 365 | 6.5161 | 0.062211 | 6 | 0.57834
8140 | 3.25 | 1 | 365 | 3.7153 | 0.44775 | 4 | 0.16309
7610 | 5.355 | 1 | 365 | 6.1217 | 0.2716 | 6 | 0.39333
7688 | 9.36 | 1 | 365 | 10.7002 | 0.44953 | 11 | 0.14969
1010 | 1254.88 | 0.9 | 365 | 1291.0983 | 0.13278 | 1291 | 0.23112
8364 | 5.75 | 1 | 365 | 6.5733 | 0.17679 | 6 | 0.75008
8614 | 5.175 | 1 | 365 | 5.916 | 0.85911 | 6 | 0.77507
6743 | 18.48 | 1 | 365 | 21.126 | 0.34906 | 21 | 0.47503
6697 | 31.9 | 0.9 | 365 | 32.8207 | 0.7923 | 33 | 0.61299
7428 | 4.8 | 1 | 365 | 5.4873 | 0.99976 | 6 | 0.48702
7881 | 3.57 | 1 | 365 | 4.0812 | 0.18107 | 4 | 0.26222
8034 | 2.295 | 1 | 365 | 2.6236 | 0.25926 | 2 | 0.88286
7796 | 7.5 | 1 | 365 | 8.5739 | 0.18712 | 8 | 0.76097
7804 | 5 | 1 | 365 | 5.7159 | 0.45808 | 6 | 0.17398
8984 | 7.14 | 1 | 365 | 8.1623 | 0.36214 | 8 | 0.52444
7809 | 7.395 | 1 | 365 | 8.4538 | 0.9465 | 9 | 0.40032
8056 | 8.415 | 1 | 365 | 9.6199 | 0.28395 | 9 | 0.90381
7778 | 5.1 | 1 | 365 | 5.8302 | 0.68724 | 6 | 0.51746
7639 | 6.885 | 1 | 365 | 7.8708 | 0.77778 | 8 | 0.64857
7763 | 4.75 | 1 | 365 | 5.4301 | 0.88518 | 6 | 0.31528
8979 | 6.12 | 1 | 365 | 6.9963 | 0.02469 | 7 | 0.020952
7895 | 9.435 | 1 | 365 | 10.7859 | 0.6214 | 11 | 0.4073
8043 | 3.825 | 1 | 365 | 4.3727 | 0.76543 | 5 | 0.13809
7793 | 5.5 | 1 | 365 | 6.2875 | 0.60389 | 6 | 0.89138
7820 | 6.375 | 1 | 365 | 7.2878 | 0.60905 | 7 | 0.89682
8144 | 7.65 | 1 | 365 | 8.7453 | 0.53086 | 9 | 0.27619
8108 | 3.825 | 1 | 365 | 4.3727 | 0.76543 | 5 | 0.13809
7816 | 5.1 | 1 | 365 | 5.8302 | 0.68724 | 6 | 0.51746
7635 | 7.395 | 1 | 365 | 8.4538 | 0.9465 | 9 | 0.40032
7886 | 6.375 | 1 | 365 | 7.2878 | 0.60905 | 7 | 0.89682
7789 | 7.14 | 1 | 365 | 8.1623 | 0.36214 | 8 | 0.52444
7931 | 5.5 | 1 | 365 | 6.2875 | 0.60389 | 6 | 0.89138
8974 | 7.14 | 1 | 365 | 8.1623 | 0.36214 | 8 | 0.52444
8104 | 3.06 | 1 | 365 | 3.4981 | 0.012345 | 3 | 0.51048
7786 | 8.925 | 1 | 365 | 10.2029 | 0.45267 | 10 | 0.65555
8176 | 9.18 | 1 | 365 | 10.4944 | 0.037035 | 10 | 0.53143
7784 | 6.12 | 1 | 365 | 6.9963 | 0.02469 | 7 | 0.020952
8094 | 5.5 | 1 | 365 | 6.2875 | 0.60389 | 6 | 0.89138
7776 | 4.08 | 1 | 365 | 4.6642 | 0.34979 | 5 | 0.013968
8965 | 5.355 | 1 | 365 | 6.1217 | 0.2716 | 6 | 0.39333
8271 | 4.335 | 1 | 365 | 4.9557 | 0.93416 | 5 | 0.88984
8090 | 4.845 | 1 | 365 | 5.5387 | 0.10288 | 5 | 0.64159
8026 | 3.315 | 1 | 365 | 3.7896 | 0.59671 | 4 | 0.38635
8042 | 3.5 | 1 | 365 | 4.0011 | 0.020656 | 4 | 0.021786
8958 | 6.63 | 1 | 365 | 7.5793 | 0.19341 | 7 | 0.7727
8258 | 6.63 | 1 | 365 | 7.5793 | 0.19341 | 7 | 0.7727
8017 | 3.57 | 1 | 365 | 4.0812 | 0.18107 | 4 | 0.26222
8262 | 6.63 | 1 | 365 | 7.5793 | 0.19341 | 7 | 0.7727
8254 | 3.57 | 1 | 365 | 4.0812 | 0.18107 | 4 | 0.26222
8341 | 9.945 | 1 | 365 | 11.3689 | 0.79012 | 12 | 0.15905
7812 | 9.435 | 1 | 365 | 10.7859 | 0.6214 | 11 | 0.4073
9163 | 15.25 | 1 | 365 | 17.4335 | 0.94714 | 18 | 0.38064
8224 | 5.61 | 1 | 365 | 6.4132 | 0.85597 | 7 | 0.26921
9295 | 5.1 | 1 | 365 | 5.8302 | 0.68724 | 6 | 0.51746
8062 | 9.435 | 1 | 365 | 10.7859 | 0.6214 | 11 | 0.4073
8201 | 8.75 | 1 | 365 | 10.0028 | 0.05164 | 10 | 0.054465
7822 | 6 | 1 | 365 | 6.8591 | 0.7497 | 7 | 0.60878
8337 | 8.925 | 1 | 365 | 10.2029 | 0.45267 | 10 | 0.65555
8334 | 5.355 | 1 | 365 | 6.1217 | 0.2716 | 6 | 0.39333
9252 | 1.53 | 1 | 365 | 1.7491 | 0.50617 | 2 | 0.25524
8196 | 4.08 | 1 | 365 | 4.6642 | 0.34979 | 5 | 0.013968
8192 | 3.57 | 1 | 365 | 4.0812 | 0.18107 | 4 | 0.26222
8069 | 7.65 | 1 | 365 | 8.7453 | 0.53086 | 9 | 0.27619
7772 | 5 | 1 | 365 | 5.7159 | 0.45808 | 6 | 0.17398
8190 | 3.5 | 1 | 365 | 4.0011 | 0.020656 | 4 | 0.021786
8392 | 7.65 | 1 | 365 | 8.7453 | 0.53086 | 9 | 0.27619
8332 | 6.885 | 1 | 365 | 7.8708 | 0.77778 | 8 | 0.64857
7836 | 6.63 | 1 | 365 | 7.5793 | 0.19341 | 7 | 0.7727
8330 | 6.375 | 1 | 365 | 7.2878 | 0.60905 | 7 | 0.89682
8478 | 9.435 | 1 | 365 | 10.7859 | 0.6214 | 11 | 0.4073
7944 | 6.12 | 1 | 365 | 6.9963 | 0.02469 | 7 | 0.020952
8029 | 5.5 | 1 | 365 | 6.2875 | 0.60389 | 6 | 0.89138
7841 | 4.845 | 1 | 365 | 5.5387 | 0.10288 | 5 | 0.64159
9292 | 7 | 1 | 365 | 8.0023 | 0.041312 | 8 | 0.043572
8486 | 6.12 | 1 | 365 | 6.9963 | 0.02469 | 7 | 0.020952
8093 | 5.1 | 1 | 365 | 5.8302 | 0.68724 | 6 | 0.51746
7844 | 9 | 1 | 365 | 10.2886 | 0.62454 | 10 | 0.91316
8044 | 7.65 | 1 | 365 | 8.7453 | 0.53086 | 9 | 0.27619
8489 | 4.08 | 1 | 365 | 4.6642 | 0.34979 | 5 | 0.013968
8284 | 7.905 | 1 | 365 | 9.0368 | 0.11522 | 9 | 0.15206
9083 | 10.71 | 1 | 365 | 12.2435 | 0.54321 | 12 | 0.78667
9257 | 2.55 | 1 | 365 | 2.9151 | 0.84362 | 3 | 0.75873
7838 | 8.16 | 1 | 365 | 9.3283 | 0.69959 | 10 | 0.027935
8276 | 3.06 | 1 | 365 | 3.4981 | 0.012345 | 3 | 0.51048
8295 | 6.375 | 1 | 365 | 7.2878 | 0.60905 | 7 | 0.89682
7760 | 4.75 | 1 | 365 | 5.4301 | 0.88518 | 6 | 0.31528
7755 | 7.905 | 1 | 365 | 9.0368 | 0.11522 | 9 | 0.15206
8306 | 6.12 | 1 | 365 | 6.9963 | 0.02469 | 7 | 0.020952
9318 | 16.66 | 1 | 365 | 19.0454 | 0.17832 | 19 | 0.2237
8605 | 4.08 | 1 | 365 | 4.6642 | 0.34979 | 5 | 0.013968
8599 | 4.08 | 1 | 365 | 4.6642 | 0.34979 | 5 | 0.013968
9335 | 5.61 | 1 | 365 | 6.4132 | 0.85597 | 7 | 0.26921
8570 | 7.395 | 1 | 365 | 8.4538 | 0.9465 | 9 | 0.40032
9308 | 5.06 | 1 | 365 | 5.7845 | 0.59558 | 6 | 0.38007
8561 | 4.335 | 1 | 365 | 4.9557 | 0.93416 | 5 | 0.88984
7848 | 2.805 | 1 | 365 | 3.2066 | 0.42798 | 3 | 0.6346
8874 | 3.315 | 1 | 365 | 3.7896 | 0.59671 | 4 | 0.38635
9244 | 10 | 1 | 365 | 11.4318 | 0.91616 | 12 | 0.34796
8086 | 8.16 | 1 | 365 | 9.3283 | 0.69959 | 10 | 0.027935
8873 | 6.12 | 1 | 365 | 6.9963 | 0.02469 | 7 | 0.020952
8076 | 4.335 | 1 | 365 | 4.9557 | 0.93416 | 5 | 0.88984
9341 | 5.865 | 1 | 365 | 6.7048 | 0.44033 | 7 | 0.14508
8015 | 3.825 | 1 | 365 | 4.3727 | 0.76543 | 5 | 0.13809
7846 | 8.415 | 1 | 365 | 9.6199 | 0.28395 | 9 | 0.90381
8883 | 4.08 | 1 | 365 | 4.6642 | 0.34979 | 5 | 0.013968
8095 | 4.335 | 1 | 365 | 4.9557 | 0.93416 | 5 | 0.88984
8882 | 6.375 | 1 | 365 | 7.2878 | 0.60905 | 7 | 0.89682
7840 | 5.5 | 1 | 365 | 6.2875 | 0.60389 | 6 | 0.89138
8014 | 6.25 | 1 | 365 | 7.1449 | 0.3226 | 7 | 0.46747
8011 | 8.415 | 1 | 365 | 9.6199 | 0.28395 | 9 | 0.90381
7843 | 4.75 | 1 | 365 | 5.4301 | 0.88518 | 6 | 0.31528
8881 | 6.12 | 1 | 365 | 6.9963 | 0.02469 | 7 | 0.020952
8064 | 6.885 | 1 | 365 | 7.8708 | 0.77778 | 8 | 0.64857
8008 | 7.395 | 1 | 365 | 8.4538 | 0.9465 | 9 | 0.40032
8039 | 6.885 | 1 | 365 | 7.8708 | 0.77778 | 8 | 0.64857
8880 | 15.3 | 1 | 365 | 17.4907 | 0.061725 | 17 | 0.55238
8109 | 6.12 | 1 | 365 | 6.9963 | 0.02469 | 7 | 0.020952
8004 | 6.63 | 1 | 365 | 7.5793 | 0.19341 | 7 | 0.7727
7913 | 6.12 | 1 | 365 | 6.9963 | 0.02469 | 7 | 0.020952
7210 | 3.825 | 1 | 365 | 4.3727 | 0.76543 | 5 | 0.13809
8878 | 9.69 | 1 | 365 | 11.0774 | 0.20576 | 11 | 0.28317
8103 | 6.63 | 1 | 365 | 7.5793 | 0.19341 | 7 | 0.7727
8001 | 5.865 | 1 | 365 | 6.7048 | 0.44033 | 7 | 0.14508
9497 | 5.61 | 1 | 365 | 6.4132 | 0.85597 | 7 | 0.26921
8876 | 3.57 | 1 | 365 | 4.0812 | 0.18107 | 4 | 0.26222
9006 | 8.415 | 1 | 365 | 9.6199 | 0.28395 | 9 | 0.90381
9002 | 4.5 | 1 | 365 | 5.1443 | 0.31227 | 5 | 0.45658
8116 | 4.845 | 1 | 365 | 5.5387 | 0.10288 | 5 | 0.64159
7998 | 5.865 | 1 | 365 | 6.7048 | 0.44033 | 7 | 0.14508
8013 | 7.905 | 1 | 365 | 9.0368 | 0.11522 | 9 | 0.15206
8889 | 8.16 | 1 | 365 | 9.3283 | 0.69959 | 10 | 0.027935
8888 | 5.1 | 1 | 365 | 5.8302 | 0.68724 | 6 | 0.51746
8886 | 9.18 | 1 | 365 | 10.4944 | 0.037035 | 10 | 0.53143
9367 | 8.16 | 1 | 365 | 9.3283 | 0.69959 | 10 | 0.027935
9499 | 6.63 | 1 | 365 | 7.5793 | 0.19341 | 7 | 0.7727
8885 | 8.16 | 1 | 365 | 9.3283 | 0.69959 | 10 | 0.027935
8035 | 4.845 | 1 | 365 | 5.5387 | 0.10288 | 5 | 0.64159
9370 | 16.32 | 1 | 365 | 18.6567 | 0.39917 | 19 | 0.055871
8099 | 3.315 | 1 | 365 | 3.7896 | 0.59671 | 4 | 0.38635
8463 | 5.5 | 1 | 365 | 6.2875 | 0.60389 | 6 | 0.89138
8016 | 4.845 | 1 | 365 | 5.5387 | 0.10288 | 5 | 0.64159
8477 | 3.315 | 1 | 365 | 3.7896 | 0.59671 | 4 | 0.38635
8398 | 2.295 | 1 | 365 | 2.6236 | 0.25926 | 2 | 0.88286
8483 | 6.12 | 1 | 365 | 6.9963 | 0.02469 | 7 | 0.020952
9377 | 6.12 | 1 | 365 | 6.9963 | 0.02469 | 7 | 0.020952
8020 | 4.335 | 1 | 365 | 4.9557 | 0.93416 | 5 | 0.88984
8488 | 6.25 | 1 | 365 | 7.1449 | 0.3226 | 7 | 0.46747
8163 | 5.865 | 1 | 365 | 6.7048 | 0.44033 | 7 | 0.14508
9379 | 3.57 | 1 | 365 | 4.0812 | 0.18107 | 4 | 0.26222
8406 | 4.08 | 1 | 365 | 4.6642 | 0.34979 | 5 | 0.013968
8602 | 5.355 | 1 | 365 | 6.1217 | 0.2716 | 6 | 0.39333
8492 | 7.65 | 1 | 365 | 8.7453 | 0.53086 | 9 | 0.27619
8296 | 4 | 1 | 365 | 4.5727 | 0.16646 | 4 | 0.73918
8598 | 3.06 | 1 | 365 | 3.4981 | 0.012345 | 3 | 0.51048
8385 | 2.805 | 1 | 365 | 3.2066 | 0.42798 | 3 | 0.6346
8495 | 9.25 | 1 | 365 | 10.5744 | 0.19745 | 10 | 0.77186
8045 | 2.4 | 1 | 365 | 2.7436 | 0.49988 | 3 | 0.24351
8593 | 4.335 | 1 | 365 | 4.9557 | 0.93416 | 5 | 0.88984
8186 | 8.67 | 1 | 365 | 9.9114 | 0.86831 | 10 | 0.77968
8767 | 7.14 | 1 | 365 | 8.1623 | 0.36214 | 8 | 0.52444
8419 | 5.61 | 1 | 365 | 6.4132 | 0.85597 | 7 | 0.26921
8070 | 4.845 | 1 | 365 | 5.5387 | 0.10288 | 5 | 0.64159
8530 | 3.25 | 1 | 365 | 3.7153 | 0.44775 | 4 | 0.16309
8173 | 3.825 | 1 | 365 | 4.3727 | 0.76543 | 5 | 0.13809
8182 | 3.57 | 1 | 365 | 4.0812 | 0.18107 | 4 | 0.26222
8038 | 5.61 | 1 | 365 | 6.4132 | 0.85597 | 7 | 0.26921
8432 | 7.14 | 1 | 365 | 8.1623 | 0.36214 | 8 | 0.52444
7939 | 5.75 | 1 | 365 | 6.5733 | 0.17679 | 6 | 0.75008
8115 | 6.63 | 1 | 365 | 7.5793 | 0.19341 | 7 | 0.7727
7746 | 8.925 | 1 | 365 | 10.2029 | 0.45267 | 10 | 0.65555
9414 | 5.61 | 1 | 365 | 6.4132 | 0.85597 | 7 | 0.26921
8877 | 8.415 | 1 | 365 | 9.6199 | 0.28395 | 9 | 0.90381
8411 | 7.105 | 1 | 365 | 8.1223 | 0.28193 | 8 | 0.40423
8301 | 4.845 | 1 | 365 | 5.5387 | 0.10288 | 5 | 0.64159
8293 | 5.1 | 1 | 365 | 5.8302 | 0.68724 | 6 | 0.51746
9412 | 2.55 | 1 | 365 | 2.9151 | 0.84362 | 3 | 0.75873
8617 | 7.5 | 1 | 365 | 8.5739 | 0.18712 | 8 | 0.76097
8607 | 7.14 | 1 | 365 | 8.1623 | 0.36214 | 8 | 0.52444
8505 | 6.63 | 1 | 365 | 7.5793 | 0.19341 | 7 | 0.7727
9411 | 5.1 | 1 | 365 | 5.8302 | 0.68724 | 6 | 0.51746
8377 | 4.08 | 1 | 365 | 4.6642 | 0.34979 | 5 | 0.013968
9413 | 2.805 | 1 | 365 | 3.2066 | 0.42798 | 3 | 0.6346
8694 | 8.415 | 1 | 365 | 9.6199 | 0.28395 | 9 | 0.90381
8220 | 4.08 | 1 | 365 | 4.6642 | 0.34979 | 5 | 0.013968
9403 | 3.57 | 1 | 365 | 4.0812 | 0.18107 | 4 | 0.26222
8316 | 4.59 | 1 | 365 | 5.2472 | 0.51852 | 5 | 0.76571
8405 | 6.885 | 1 | 365 | 7.8708 | 0.77778 | 8 | 0.64857
8661 | 8.16 | 1 | 365 | 9.3283 | 0.69959 | 10 | 0.027935
9418 | 8.415 | 1 | 365 | 9.6199 | 0.28395 | 9 | 0.90381
8502 | 2.55 | 1 | 365 | 2.9151 | 0.84362 | 3 | 0.75873
8751 | 4.335 | 1 | 365 | 4.9557 | 0.93416 | 5 | 0.88984
8689 | 3.825 | 1 | 365 | 4.3727 | 0.76543 | 5 | 0.13809
8506 | 8.415 | 1 | 365 | 9.6199 | 0.28395 | 9 | 0.90381
8655 | 5.865 | 1 | 365 | 6.7048 | 0.44033 | 7 | 0.14508
9417 | 2.55 | 1 | 365 | 2.9151 | 0.84362 | 3 | 0.75873
9762 | 4.845 | 1 | 365 | 5.5387 | 0.10288 | 5 | 0.64159
8514 | 6.12 | 1 | 365 | 6.9963 | 0.02469 | 7 | 0.020952
8255 | 9.435 | 1 | 365 | 10.7859 | 0.6214 | 11 | 0.4073
8972 | 5.1 | 1 | 365 | 5.8302 | 0.68724 | 6 | 0.51746
8643 | 3.825 | 1 | 365 | 4.3727 | 0.76543 | 5 | 0.13809
8509 | 6.75 | 1 | 365 | 7.7165 | 0.46841 | 8 | 0.18487
8671 | 8.415 | 1 | 365 | 9.6199 | 0.28395 | 9 | 0.90381
8513 | 6 | 1 | 365 | 6.8591 | 0.7497 | 7 | 0.60878
8511 | 9.435 | 1 | 365 | 10.7859 | 0.6214 | 11 | 0.4073
8538 | 4.08 | 1 | 365 | 4.6642 | 0.34979 | 5 | 0.013968
8773 | 2.805 | 1 | 365 | 3.2066 | 0.42798 | 3 | 0.6346
7959 | 4.845 | 1 | 365 | 5.5387 | 0.10288 | 5 | 0.64159
9618 | 3.06 | 1 | 365 | 3.4981 | 0.012345 | 3 | 0.51048
8746 | 459.42 | 0.9 | 365 | 472.6798 | 0.5328 | 473 | 0.21258
9625 | 7.65 | 1 | 365 | 8.7453 | 0.53086 | 9 | 0.27619
9451 | 37.51 | 0.9 | 365 | 38.5926 | 0.36266 | 38 | 0.95528
9632 | 4.335 | 1 | 365 | 4.9557 | 0.93416 | 5 | 0.88984
9633 | 7.905 | 1 | 365 | 9.0368 | 0.11522 | 9 | 0.15206
9679 | 4.335 | 1 | 365 | 4.9557 | 0.93416 | 5 | 0.88984
9681 | 10.455 | 1 | 365 | 11.9519 | 0.95885 | 12 | 0.91079
9689 | 4.335 | 1 | 365 | 4.9557 | 0.93416 | 5 | 0.88984
9684 | 11.985 | 1 | 365 | 13.701 | 0.46502 | 14 | 0.16603
9696 | 6.885 | 1 | 365 | 7.8708 | 0.77778 | 8 | 0.64857
4655 | 66.3 | 0.9 | 365 | 68.2136 | 0.74073 | 68 | 0.95428
4669 | 66.3 | 0.9 | 365 | 68.2136 | 0.74073 | 68 | 0.95428
9704 | 9.69 | 1 | 365 | 11.0774 | 0.20576 | 11 | 0.28317
6019 | 1263.31 | 0.8 | 365 | 1155.3526 | 0.017127 | 1155 | 0.36971
8613 | 8.925 | 1 | 365 | 10.2029 | 0.45267 | 10 | 0.65555
9750 | 5.61 | 1 | 365 | 6.4132 | 0.85597 | 7 | 0.26921
8606 | 3.06 | 1 | 365 | 3.4981 | 0.012345 | 3 | 0.51048
8549 | 12.495 | 1 | 365 | 14.284 | 0.63374 | 14 | 0.91778
9755 | 6.12 | 1 | 365 | 6.9963 | 0.02469 | 7 | 0.020952
8206 | 5.61 | 1 | 365 | 6.4132 | 0.85597 | 7 | 0.26921
8604 | 2.04 | 1 | 365 | 2.3321 | 0.6749 | 3 | 0.0069838
9761 | 2.55 | 1 | 365 | 2.9151 | 0.84362 | 3 | 0.75873
9763 | 10.965 | 1 | 365 | 12.535 | 0.12757 | 12 | 0.66254
7984 | 9.435 | 1 | 365 | 10.7859 | 0.6214 | 11 | 0.4073
8195 | 8.145 | 1 | 365 | 9.3112 | 0.66521 | 9 | 0.97641
8600 | 7.395 | 1 | 365 | 8.4538 | 0.9465 | 9 | 0.40032
8846 | 12.24 | 1 | 365 | 13.9925 | 0.04938 | 14 | 0.041903
8187 | 5.865 | 1 | 365 | 6.7048 | 0.44033 | 7 | 0.14508
7983 | 5.355 | 1 | 365 | 6.1217 | 0.2716 | 6 | 0.39333
8840 | 4.59 | 1 | 365 | 5.2472 | 0.51852 | 5 | 0.76571
8184 | 9.69 | 1 | 365 | 11.0774 | 0.20576 | 11 | 0.28317
8175 | 5.61 | 1 | 365 | 6.4132 | 0.85597 | 7 | 0.26921
7982 | 6.63 | 1 | 365 | 7.5793 | 0.19341 | 7 | 0.7727
8828 | 9.435 | 1 | 365 | 10.7859 | 0.6214 | 11 | 0.4073
9644 | 5.75 | 1 | 365 | 6.5733 | 0.17679 | 6 | 0.75008
8833 | 9.945 | 1 | 365 | 11.3689 | 0.79012 | 12 | 0.15905
7963 | 5.865 | 1 | 365 | 6.7048 | 0.44033 | 7 | 0.14508
8512 | 5.865 | 1 | 365 | 6.7048 | 0.44033 | 7 | 0.14508
8825 | 7.395 | 1 | 365 | 8.4538 | 0.9465 | 9 | 0.40032
8824 | 8.925 | 1 | 365 | 10.2029 | 0.45267 | 10 | 0.65555
9698 | 3.315 | 1 | 365 | 3.7896 | 0.59671 | 4 | 0.38635
8821 | 9.945 | 1 | 365 | 11.3689 | 0.79012 | 12 | 0.15905
8657 | 7.65 | 1 | 365 | 8.7453 | 0.53086 | 9 | 0.27619
8817 | 7.905 | 1 | 365 | 9.0368 | 0.11522 | 9 | 0.15206
8815 | 6.63 | 1 | 365 | 7.5793 | 0.19341 | 7 | 0.7727
8005 | 3.825 | 1 | 365 | 4.3727 | 0.76543 | 5 | 0.13809
8171 | 5.865 | 1 | 365 | 6.7048 | 0.44033 | 7 | 0.14508
8542 | 6.12 | 1 | 365 | 6.9963 | 0.02469 | 7 | 0.020952
8281 | 3.06 | 1 | 365 | 3.4981 | 0.012345 | 3 | 0.51048
9630 | 5.355 | 1 | 365 | 6.1217 | 0.2716 | 6 | 0.39333
8808 | 7.395 | 1 | 365 | 8.4538 | 0.9465 | 9 | 0.40032
8169 | 3.5 | 1 | 365 | 4.0011 | 0.020656 | 4 | 0.021786
8575 | 4.335 | 1 | 365 | 4.9557 | 0.93416 | 5 | 0.88984
8362 | 5.61 | 1 | 365 | 6.4132 | 0.85597 | 7 | 0.26921
8523 | 4.845 | 1 | 365 | 5.5387 | 0.10288 | 5 | 0.64159
8802 | 4.845 | 1 | 365 | 5.5387 | 0.10288 | 5 | 0.64159
8359 | 3.57 | 1 | 365 | 4.0812 | 0.18107 | 4 | 0.26222
8769 | 3.315 | 1 | 365 | 3.7896 | 0.59671 | 4 | 0.38635
8515 | 6.885 | 1 | 365 | 7.8708 | 0.77778 | 8 | 0.64857
8310 | 4.845 | 1 | 365 | 5.5387 | 0.10288 | 5 | 0.64159
8292 | 7.65 | 1 | 365 | 8.7453 | 0.53086 | 9 | 0.27619
8335 | 5.355 | 1 | 365 | 6.1217 | 0.2716 | 6 | 0.39333
8757 | 7.14 | 1 | 365 | 8.1623 | 0.36214 | 8 | 0.52444
8762 | 4.335 | 1 | 365 | 4.9557 | 0.93416 | 5 | 0.88984
8631 | 5.635 | 1 | 365 | 6.4418 | 0.91326 | 7 | 0.35508
8531 | 5.355 | 1 | 365 | 6.1217 | 0.2716 | 6 | 0.39333
8535 | 7.395 | 1 | 365 | 8.4538 | 0.9465 | 9 | 0.40032
8618 | 5.865 | 1 | 365 | 6.7048 | 0.44033 | 7 | 0.14508
8476 | 3.57 | 1 | 365 | 4.0812 | 0.18107 | 4 | 0.26222
9651 | 5.865 | 1 | 365 | 6.7048 | 0.44033 | 7 | 0.14508
8517 | 7.65 | 1 | 365 | 8.7453 | 0.53086 | 9 | 0.27619
8339 | 7.65 | 1 | 365 | 8.7453 | 0.53086 | 9 | 0.27619
9620 | 6.63 | 1 | 365 | 7.5793 | 0.19341 | 7 | 0.7727
9354 | 9.75 | 1 | 365 | 11.146 | 0.34326 | 11 | 0.48926
9613 | 2.55 | 1 | 365 | 2.9151 | 0.84362 | 3 | 0.75873
8516 | 5.865 | 1 | 365 | 6.7048 | 0.44033 | 7 | 0.14508
9635 | 5.1 | 1 | 365 | 5.8302 | 0.68724 | 6 | 0.51746
8547 | 9.69 | 1 | 365 | 11.0774 | 0.20576 | 11 | 0.28317
8349 | 4.845 | 1 | 365 | 5.5387 | 0.10288 | 5 | 0.64159
9456 | 13.26 | 1 | 365 | 15.1586 | 0.38683 | 15 | 0.54539
9459 | 5.865 | 1 | 365 | 6.7048 | 0.44033 | 7 | 0.14508
9461 | 8.67 | 1 | 365 | 9.9114 | 0.86831 | 10 | 0.77968
8615 | 9 | 1 | 365 | 10.2886 | 0.62454 | 10 | 0.91316
8212 | 8.16 | 1 | 365 | 9.3283 | 0.69959 | 10 | 0.027935
8351 | 6.12 | 1 | 365 | 6.9963 | 0.02469 | 7 | 0.020952
8484 | 2.04 | 1 | 365 | 2.3321 | 0.6749 | 3 | 0.0069838
8569 | 2.805 | 1 | 365 | 3.2066 | 0.42798 | 3 | 0.6346
8350 | 2.805 | 1 | 365 | 3.2066 | 0.42798 | 3 | 0.6346
8520 | 6.12 | 1 | 365 | 6.9963 | 0.02469 | 7 | 0.020952
8637 | 7.65 | 1 | 365 | 8.7453 | 0.53086 | 9 | 0.27619
8475 | 5.865 | 1 | 365 | 6.7048 | 0.44033 | 7 | 0.14508
8479 | 3.5 | 1 | 365 | 4.0011 | 0.020656 | 4 | 0.021786
8624 | 4.845 | 1 | 365 | 5.5387 | 0.10288 | 5 | 0.64159
8473 | 7.5 | 1 | 365 | 8.5739 | 0.18712 | 8 | 0.76097
9736 | 4.335 | 1 | 365 | 4.9557 | 0.93416 | 5 | 0.88984
9356 | 6.12 | 1 | 365 | 6.9963 | 0.02469 | 7 | 0.020952
9360 | 2.04 | 1 | 365 | 2.3321 | 0.6749 | 3 | 0.0069838
8603 | 4.845 | 1 | 365 | 5.5387 | 0.10288 | 5 | 0.64159
8232 | 6.12 | 1 | 365 | 6.9963 | 0.02469 | 7 | 0.020952
8193 | 6.63 | 1 | 365 | 7.5793 | 0.19341 | 7 | 0.7727
8297 | 5.1 | 1 | 365 | 5.8302 | 0.68724 | 6 | 0.51746
8191 | 4.08 | 1 | 365 | 4.6642 | 0.34979 | 5 | 0.013968
8280 | 9.69 | 1 | 365 | 11.0774 | 0.20576 | 11 | 0.28317
8352 | 7.14 | 1 | 365 | 8.1623 | 0.36214 | 8 | 0.52444
8216 | 4.59 | 1 | 365 | 5.2472 | 0.51852 | 5 | 0.76571
8209 | 9.18 | 1 | 365 | 10.4944 | 0.037035 | 10 | 0.53143
8367 | 6.375 | 1 | 365 | 7.2878 | 0.60905 | 7 | 0.89682
8214 | 3.06 | 1 | 365 | 3.4981 | 0.012345 | 3 | 0.51048
8267 | 9.435 | 1 | 365 | 10.7859 | 0.6214 | 11 | 0.4073
9180 | 5.865 | 1 | 365 | 6.7048 | 0.44033 | 7 | 0.14508
8202 | 4.08 | 1 | 365 | 4.6642 | 0.34979 | 5 | 0.013968
8355 | 5.61 | 1 | 365 | 6.4132 | 0.85597 | 7 | 0.26921
8698 | 2.04 | 1 | 365 | 2.3321 | 0.6749 | 3 | 0.0069838
9187 | 5.865 | 1 | 365 | 6.7048 | 0.44033 | 7 | 0.14508
8160 | 1.96 | 1 | 365 | 2.2406 | 0.49157 | 2 | 0.7322
8225 | 9.555 | 1 | 365 | 10.9231 | 0.89639 | 11 | 0.81948
8921 | 5.355 | 1 | 365 | 6.1217 | 0.2716 | 6 | 0.39333
9344 | 6.12 | 1 | 365 | 6.9963 | 0.02469 | 7 | 0.020952
8811 | 8.925 | 1 | 365 | 10.2029 | 0.45267 | 10 | 0.65555
8579 | 8.67 | 1 | 365 | 9.9114 | 0.86831 | 10 | 0.77968
9728 | 6.25 | 1 | 365 | 7.1449 | 0.3226 | 7 | 0.46747
8836 | 4.59 | 1 | 365 | 5.2472 | 0.51852 | 5 | 0.76571
8626 | 5.865 | 1 | 365 | 6.7048 | 0.44033 | 7 | 0.14508
9677 | 9.18 | 1 | 365 | 10.4944 | 0.037035 | 10 | 0.53143
8807 | 5.865 | 1 | 365 | 6.7048 | 0.44033 | 7 | 0.14508
9876 | 3.825 | 1 | 365 | 4.3727 | 0.76543 | 5 | 0.13809
9552 | 4.59 | 1 | 365 | 5.2472 | 0.51852 | 5 | 0.76571
9518 | 4 | 1 | 365 | 4.5727 | 0.16646 | 4 | 0.73918
9714 | 4.08 | 1 | 365 | 4.6642 | 0.34979 | 5 | 0.013968
9547 | 6.885 | 1 | 365 | 7.8708 | 0.77778 | 8 | 0.64857
9536 | 6.12 | 1 | 365 | 6.9963 | 0.02469 | 7 | 0.020952
9511 | 4.08 | 1 | 365 | 4.6642 | 0.34979 | 5 | 0.013968
9769 | 8.5 | 1 | 365 | 9.717 | 0.47874 | 10 | 0.19577
7353 | 1.53 | 1 | 365 | 1.7491 | 0.50617 | 2 | 0.25524
9725 | 5.335 | 1 | 365 | 6.0989 | 0.22577 | 6 | 0.32464
8678 | 3.315 | 1 | 365 | 3.7896 | 0.59671 | 4 | 0.38635
9345 | 6.63 | 1 | 365 | 7.5793 | 0.19341 | 7 | 0.7727
9558 | 5.865 | 1 | 365 | 6.7048 | 0.44033 | 7 | 0.14508
26551 | 9.92 | 1 | 365 | 11.3403 | 0.73283 | 12 | 0.073176
18027 | 12.099 | 1 | 365 | 13.8313 | 0.72626 | 14 | 0.5576
20690 | 9.945 | 1 | 365 | 11.3689 | 0.79012 | 12 | 0.15905
26469 | 7.65 | 1 | 365 | 8.7453 | 0.53086 | 9 | 0.27619
51513 | 4.5 | 1 | 365 | 5.1443 | 0.31227 | 5 | 0.45658
6178 | 27 | 0.9 | 365 | 27.7793 | 0.68627 | 28 | 0.46554
9198 | 5.1 | 1 | 365 | 5.8302 | 0.68724 | 6 | 0.51746
8743 | 3.315 | 1 | 365 | 3.7896 | 0.59671 | 4 | 0.38635
9979 | 5.865 | 1 | 365 | 6.7048 | 0.44033 | 7 | 0.14508
9568 | 6.75 | 1 | 365 | 7.7165 | 0.46841 | 8 | 0.18487
9211 | 7.905 | 1 | 365 | 9.0368 | 0.11522 | 9 | 0.15206
8997 | 6.885 | 1 | 365 | 7.8708 | 0.77778 | 8 | 0.64857
9560 | 4.08 | 1 | 365 | 4.6642 | 0.34979 | 5 | 0.013968
8695 | 5.61 | 1 | 365 | 6.4132 | 0.85597 | 7 | 0.26921
9990 | 6.885 | 1 | 365 | 7.8708 | 0.77778 | 8 | 0.64857
9991 | 7.395 | 1 | 365 | 8.4538 | 0.9465 | 9 | 0.40032
9221 | 8.16 | 1 | 365 | 9.3283 | 0.69959 | 10 | 0.027935
8666 | 5.865 | 1 | 365 | 6.7048 | 0.44033 | 7 | 0.14508
9218 | 4.845 | 1 | 365 | 5.5387 | 0.10288 | 5 | 0.64159
8705 | 4.59 | 1 | 365 | 5.2472 | 0.51852 | 5 | 0.76571
9999 | 7.65 | 1 | 365 | 8.7453 | 0.53086 | 9 | 0.27619
9562 | 6.375 | 1 | 365 | 7.2878 | 0.60905 | 7 | 0.89682
9174 | 4.08 | 1 | 365 | 4.6642 | 0.34979 | 5 | 0.013968
8673 | 7.14 | 1 | 365 | 8.1623 | 0.36214 | 8 | 0.52444
8663 | 3.57 | 1 | 365 | 4.0812 | 0.18107 | 4 | 0.26222
9764 | 6.375 | 1 | 365 | 7.2878 | 0.60905 | 7 | 0.89682
9996 | 4.59 | 1 | 365 | 5.2472 | 0.51852 | 5 | 0.76571
8702 | 6.885 | 1 | 365 | 7.8708 | 0.77778 | 8 | 0.64857
8700 | 8.415 | 1 | 365 | 9.6199 | 0.28395 | 9 | 0.90381
9573 | 8.16 | 1 | 365 | 9.3283 | 0.69959 | 10 | 0.027935
8685 | 6.12 | 1 | 365 | 6.9963 | 0.02469 | 7 | 0.020952
9224 | 4.08 | 1 | 365 | 4.6642 | 0.34979 | 5 | 0.013968
8735 | 3.825 | 1 | 365 | 4.3727 | 0.76543 | 5 | 0.13809
8960 | 8.415 | 1 | 365 | 9.6199 | 0.28395 | 9 | 0.90381
10027 | 6.12 | 1 | 365 | 6.9963 | 0.02469 | 7 | 0.020952
8766 | 7.905 | 1 | 365 | 9.0368 | 0.11522 | 9 | 0.15206
8787 | 2.04 | 1 | 365 | 2.3321 | 0.6749 | 3 | 0.0069838
8964 | 6.12 | 1 | 365 | 6.9963 | 0.02469 | 7 | 0.020952
8750 | 7.65 | 1 | 365 | 8.7453 | 0.53086 | 9 | 0.27619
8755 | 4.75 | 1 | 365 | 5.4301 | 0.88518 | 6 | 0.31528
8978 | 9.69 | 1 | 365 | 11.0774 | 0.20576 | 11 | 0.28317
8758 | 5.61 | 1 | 365 | 6.4132 | 0.85597 | 7 | 0.26921
9348 | 2.55 | 1 | 365 | 2.9151 | 0.84362 | 3 | 0.75873
8980 | 5.1 | 1 | 365 | 5.8302 | 0.68724 | 6 | 0.51746
8288 | 6.12 | 1 | 365 | 6.9963 | 0.02469 | 7 | 0.020952
8681 | 8.67 | 1 | 365 | 9.9114 | 0.86831 | 10 | 0.77968
8969 | 8.67 | 1 | 365 | 9.9114 | 0.86831 | 10 | 0.77968
9350 | 5.865 | 1 | 365 | 6.7048 | 0.44033 | 7 | 0.14508
9188 | 3.315 | 1 | 365 | 3.7896 | 0.59671 | 4 | 0.38635
8761 | 8.415 | 1 | 365 | 9.6199 | 0.28395 | 9 | 0.90381
8283 | 5.355 | 1 | 365 | 6.1217 | 0.2716 | 6 | 0.39333
8675 | 7.14 | 1 | 365 | 8.1623 | 0.36214 | 8 | 0.52444
9349 | 2.04 | 1 | 365 | 2.3321 | 0.6749 | 3 | 0.0069838
10038 | 4.59 | 1 | 365 | 5.2472 | 0.51852 | 5 | 0.76571
8259 | 6.12 | 1 | 365 | 6.9963 | 0.02469 | 7 | 0.020952
10039 | 4.08 | 1 | 365 | 4.6642 | 0.34979 | 5 | 0.013968
8303 | 4.335 | 1 | 365 | 4.9557 | 0.93416 | 5 | 0.88984
8287 | 7.905 | 1 | 365 | 9.0368 | 0.11522 | 9 | 0.15206
9210 | 9.945 | 1 | 365 | 11.3689 | 0.79012 | 12 | 0.15905
8253 | 4.59 | 1 | 365 | 5.2472 | 0.51852 | 5 | 0.76571
8955 | 8.67 | 1 | 365 | 9.9114 | 0.86831 | 10 | 0.77968
8402 | 4.08 | 1 | 365 | 4.6642 | 0.34979 | 5 | 0.013968
9202 | 8.925 | 1 | 365 | 10.2029 | 0.45267 | 10 | 0.65555
9207 | 6.375 | 1 | 365 | 7.2878 | 0.60905 | 7 | 0.89682
8278 | 9.69 | 1 | 365 | 11.0774 | 0.20576 | 11 | 0.28317
9054 | 8.16 | 1 | 365 | 9.3283 | 0.69959 | 10 | 0.027935
8264 | 6.12 | 1 | 365 | 6.9963 | 0.02469 | 7 | 0.020952
8249 | 8.67 | 1 | 365 | 9.9114 | 0.86831 | 10 | 0.77968
8265 | 8.67 | 1 | 365 | 9.9114 | 0.86831 | 10 | 0.77968
8298 | 4 | 1 | 365 | 4.5727 | 0.16646 | 4 | 0.73918
8242 | 2.04 | 1 | 365 | 2.3321 | 0.6749 | 3 | 0.0069838
8270 | 3.06 | 1 | 365 | 3.4981 | 0.012345 | 3 | 0.51048
9048 | 4.335 | 1 | 365 | 4.9557 | 0.93416 | 5 | 0.88984
8243 | 3.825 | 1 | 365 | 4.3727 | 0.76543 | 5 | 0.13809
8438 | 2.805 | 1 | 365 | 3.2066 | 0.42798 | 3 | 0.6346
8338 | 6.885 | 1 | 365 | 7.8708 | 0.77778 | 8 | 0.64857
8587 | 5.61 | 1 | 365 | 6.4132 | 0.85597 | 7 | 0.26921
8410 | 7.905 | 1 | 365 | 9.0368 | 0.11522 | 9 | 0.15206
8809 | 9.69 | 1 | 365 | 11.0774 | 0.20576 | 11 | 0.28317
9092 | 5.5 | 1 | 365 | 6.2875 | 0.60389 | 6 | 0.89138
9088 | 5.1 | 1 | 365 | 5.8302 | 0.68724 | 6 | 0.51746
9099 | 12.5 | 1 | 365 | 14.2897 | 0.6452 | 14 | 0.93495
9093 | 3.06 | 1 | 365 | 3.4981 | 0.012345 | 3 | 0.51048
9107 | 5.355 | 1 | 365 | 6.1217 | 0.2716 | 6 | 0.39333
7111 | 1.785 | 1 | 365 | 2.0406 | 0.090535 | 2 | 0.13111
9111 | 9.69 | 1 | 365 | 11.0774 | 0.20576 | 11 | 0.28317
7256 | 7.65 | 1 | 365 | 8.7453 | 0.53086 | 9 | 0.27619
9112 | 6.12 | 1 | 365 | 6.9963 | 0.02469 | 7 | 0.020952
9114 | 5.61 | 1 | 365 | 6.4132 | 0.85597 | 7 | 0.26921
9115 | 11.73 | 1 | 365 | 13.4095 | 0.88066 | 14 | 0.29016
7232 | 6.12 | 1 | 365 | 6.9963 | 0.02469 | 7 | 0.020952
9121 | 2.55 | 1 | 365 | 2.9151 | 0.84362 | 3 | 0.75873
9122 | 13.26 | 1 | 365 | 15.1586 | 0.38683 | 15 | 0.54539
9133 | 7.65 | 1 | 365 | 8.7453 | 0.53086 | 9 | 0.27619
9129 | 7.905 | 1 | 365 | 9.0368 | 0.11522 | 9 | 0.15206
9148 | 9.435 | 1 | 365 | 10.7859 | 0.6214 | 11 | 0.4073
9136 | 6.885 | 1 | 365 | 7.8708 | 0.77778 | 8 | 0.64857
8975 | 33.88 | 0.9 | 365 | 34.8578 | 0.87596 | 35 | 0.7338
8394 | 6.63 | 1 | 365 | 7.5793 | 0.19341 | 7 | 0.7727
9300 | 4.335 | 1 | 365 | 4.9557 | 0.93416 | 5 | 0.88984
8633 | 5.1 | 1 | 365 | 5.8302 | 0.68724 | 6 | 0.51746
9019 | 5.355 | 1 | 365 | 6.1217 | 0.2716 | 6 | 0.39333
9692 | 8.58 | 1 | 365 | 9.8085 | 0.66207 | 10 | 0.47055
9765 | 5.46 | 1 | 365 | 6.2418 | 0.51222 | 6 | 0.75399
9773 | 10.92 | 1 | 365 | 12.4835 | 0.024447 | 12 | 0.50797
9862 | 8.32 | 1 | 365 | 9.5113 | 0.066245 | 9 | 0.5775
9593 | 8.32 | 1 | 365 | 9.5113 | 0.066245 | 9 | 0.5775
9227 | 3.315 | 1 | 365 | 3.7896 | 0.59671 | 4 | 0.38635
9229 | 6.63 | 1 | 365 | 7.5793 | 0.19341 | 7 | 0.7727
9238 | 7.395 | 1 | 365 | 8.4538 | 0.9465 | 9 | 0.40032
9240 | 9.18 | 1 | 365 | 10.4944 | 0.037035 | 10 | 0.53143
9242 | 5.355 | 1 | 365 | 6.1217 | 0.2716 | 6 | 0.39333
9253 | 7.395 | 1 | 365 | 8.4538 | 0.9465 | 9 | 0.40032
2213 | 46.795 | 0.9 | 365 | 48.1456 | 0.51255 | 48 | 0.65815
9258 | 3.825 | 1 | 365 | 4.3727 | 0.76543 | 5 | 0.13809
9256 | 4.845 | 1 | 365 | 5.5387 | 0.10288 | 5 | 0.64159
9400 | 6.885 | 1 | 365 | 7.8708 | 0.77778 | 8 | 0.64857
9260 | 2.805 | 1 | 365 | 3.2066 | 0.42798 | 3 | 0.6346
2215 | 71.4 | 0.9 | 365 | 73.4607 | 0.25924 | 73 | 0.71999
2216 | 153.51 | 0.9 | 365 | 157.9406 | 0.60737 | 158 | 0.54798
9261 | 6.12 | 1 | 365 | 6.9963 | 0.02469 | 7 | 0.020952
9255 | 5.355 | 1 | 365 | 6.1217 | 0.2716 | 6 | 0.39333
10130 | 4.16 | 1 | 365 | 4.7556 | 0.53312 | 5 | 0.28875
9266 | 6.095 | 1 | 365 | 6.9677 | 0.9674 | 7 | 0.93508
9267 | 6.12 | 1 | 365 | 6.9963 | 0.02469 | 7 | 0.020952
7788 | 3.5 | 1 | 365 | 4.0011 | 0.020656 | 4 | 0.021786
8430 | 5.1 | 1 | 365 | 5.8302 | 0.68724 | 6 | 0.51746
9447 | 6.12 | 1 | 365 | 6.9963 | 0.02469 | 7 | 0.020952
8257 | 4.59 | 1 | 365 | 5.2472 | 0.51852 | 5 | 0.76571
10011 | 6.12 | 1 | 365 | 6.9963 | 0.02469 | 7 | 0.020952
8203 | 5.865 | 1 | 365 | 6.7048 | 0.44033 | 7 | 0.14508
9615 | 4.335 | 1 | 365 | 4.9557 | 0.93416 | 5 | 0.88984
7783 | 7.25 | 1 | 365 | 8.2881 | 0.61422 | 8 | 0.90227
7015 | 2.5 | 1 | 365 | 2.858 | 0.72904 | 3 | 0.58699
7777 | 1.785 | 1 | 365 | 2.0406 | 0.090535 | 2 | 0.13111
7770 | 2.805 | 1 | 365 | 3.2066 | 0.42798 | 3 | 0.6346
7749 | 9.18 | 1 | 365 | 10.4944 | 0.037035 | 10 | 0.53143
7747 | 8.5 | 1 | 365 | 9.717 | 0.47874 | 10 | 0.19577
7861 | 7.65 | 1 | 365 | 8.7453 | 0.53086 | 9 | 0.27619
7744 | 9.5 | 1 | 365 | 10.8602 | 0.77035 | 11 | 0.63056
7609 | 6.63 | 1 | 365 | 7.5793 | 0.19341 | 7 | 0.7727
7606 | 9.435 | 1 | 365 | 10.7859 | 0.6214 | 11 | 0.4073
8382 | 7.14 | 1 | 365 | 8.1623 | 0.36214 | 8 | 0.52444
7220 | 7.25 | 1 | 365 | 8.2881 | 0.61422 | 8 | 0.90227
7605 | 7.395 | 1 | 365 | 8.4538 | 0.9465 | 9 | 0.40032
7735 | 2.55 | 1 | 365 | 2.9151 | 0.84362 | 3 | 0.75873
9235 | 6.75 | 1 | 365 | 7.7165 | 0.46841 | 8 | 0.18487
8378 | 7.905 | 1 | 365 | 9.0368 | 0.11522 | 9 | 0.15206
8374 | 4.08 | 1 | 365 | 4.6642 | 0.34979 | 5 | 0.013968
7802 | 5.1 | 1 | 365 | 5.8302 | 0.68724 | 6 | 0.51746
8371 | 8.925 | 1 | 365 | 10.2029 | 0.45267 | 10 | 0.65555
7860 | 5.865 | 1 | 365 | 6.7048 | 0.44033 | 7 | 0.14508
7663 | 4.08 | 1 | 365 | 4.6642 | 0.34979 | 5 | 0.013968
8467 | 6.12 | 1 | 365 | 6.9963 | 0.02469 | 7 | 0.020952
8468 | 6.63 | 1 | 365 | 7.5793 | 0.19341 | 7 | 0.7727
7852 | 7.395 | 1 | 365 | 8.4538 | 0.9465 | 9 | 0.40032
7667 | 7.14 | 1 | 365 | 8.1623 | 0.36214 | 8 | 0.52444
7845 | 6.63 | 1 | 365 | 7.5793 | 0.19341 | 7 | 0.7727
9245 | 5.75 | 1 | 365 | 6.5733 | 0.17679 | 6 | 0.75008
8462 | 6.63 | 1 | 365 | 7.5793 | 0.19341 | 7 | 0.7727
8461 | 8.925 | 1 | 365 | 10.2029 | 0.45267 | 10 | 0.65555
7890 | 4.845 | 1 | 365 | 5.5387 | 0.10288 | 5 | 0.64159
9254 | 5.5 | 1 | 365 | 6.2875 | 0.60389 | 6 | 0.89138
8456 | 4.59 | 1 | 365 | 5.2472 | 0.51852 | 5 | 0.76571
8454 | 7.14 | 1 | 365 | 8.1623 | 0.36214 | 8 | 0.52444
8450 | 3.315 | 1 | 365 | 3.7896 | 0.59671 | 4 | 0.38635
7834 | 6.885 | 1 | 365 | 7.8708 | 0.77778 | 8 | 0.64857
7928 | 4.5 | 1 | 365 | 5.1443 | 0.31227 | 5 | 0.45658
7925 | 3.825 | 1 | 365 | 4.3727 | 0.76543 | 5 | 0.13809
8448 | 4.08 | 1 | 365 | 4.6642 | 0.34979 | 5 | 0.013968
9272 | 12.75 | 1 | 365 | 14.5755 | 0.2181 | 14 | 0.79365
8444 | 8.67 | 1 | 365 | 9.9114 | 0.86831 | 10 | 0.77968
7919 | 3.825 | 1 | 365 | 4.3727 | 0.76543 | 5 | 0.13809
7724 | 7.905 | 1 | 365 | 9.0368 | 0.11522 | 9 | 0.15206
8441 | 3.57 | 1 | 365 | 4.0812 | 0.18107 | 4 | 0.26222
8436 | 1.785 | 1 | 365 | 2.0406 | 0.090535 | 2 | 0.13111
7917 | 6.25 | 1 | 365 | 7.1449 | 0.3226 | 7 | 0.46747
8397 | 2.5 | 1 | 365 | 2.858 | 0.72904 | 3 | 0.58699
8431 | 7.65 | 1 | 365 | 8.7453 | 0.53086 | 9 | 0.27619
7916 | 4.59 | 1 | 365 | 5.2472 | 0.51852 | 5 | 0.76571
8413 | 6.375 | 1 | 365 | 7.2878 | 0.60905 | 7 | 0.89682
5943 | 5.1 | 1 | 365 | 5.8302 | 0.68724 | 6 | 0.51746
7914 | 4.08 | 1 | 365 | 4.6642 | 0.34979 | 5 | 0.013968
8408 | 5.61 | 1 | 365 | 6.4132 | 0.85597 | 7 | 0.26921
7912 | 4.335 | 1 | 365 | 4.9557 | 0.93416 | 5 | 0.88984
5747 | 5.1 | 1 | 365 | 5.8302 | 0.68724 | 6 | 0.51746
5742 | 4.25 | 1 | 365 | 4.8585 | 0.73937 | 5 | 0.59788
8399 | 7.395 | 1 | 365 | 8.4538 | 0.9465 | 9 | 0.40032
9285 | 6.63 | 1 | 365 | 7.5793 | 0.19341 | 7 | 0.7727
7910 | 6.885 | 1 | 365 | 7.8708 | 0.77778 | 8 | 0.64857
6590 | 13.065 | 1 | 365 | 14.9356 | 0.93996 | 15 | 0.87561
9533 | 6 | 1 | 365 | 6.8591 | 0.7497 | 7 | 0.60878
9553 | 9 | 1 | 365 | 10.2886 | 0.62454 | 10 | 0.91316
9559 | 8.33 | 1 | 365 | 9.5227 | 0.089161 | 9 | 0.61185
9564 | 5.145 | 1 | 365 | 5.8817 | 0.79036 | 6 | 0.67203
9579 | 19.62 | 1 | 365 | 22.4292 | 0.96151 | 23 | 0.3907
9649 | 5.46 | 1 | 365 | 6.2418 | 0.51222 | 6 | 0.75399
9652 | 8.5 | 1 | 365 | 9.717 | 0.47874 | 10 | 0.19577
6742 | 27 | 0.9 | 365 | 27.7793 | 0.68627 | 28 | 0.46554
4982 | 540.54 | 0.9 | 365 | 556.1411 | 0.8391 | 556 | 0.98017
9657 | 9.25 | 1 | 365 | 10.5744 | 0.19745 | 10 | 0.77186
9661 | 8 | 1 | 365 | 9.1454 | 0.33293 | 9 | 0.47837
9690 | 7.194 | 1 | 365 | 8.224 | 0.48589 | 8 | 0.70992
4869 | 197.78 | 0.9 | 365 | 203.4883 | 0.91223 | 204 | 0.40056
4868 | 576.29 | 0.9 | 365 | 592.9229 | 0.57185 | 593 | 0.49473
9450 | 94.24 | 0.9 | 365 | 96.96 | 0.3657 | 97 | 0.32566
9453 | 170.81 | 0.9 | 365 | 175.7399 | 0.28784 | 176 | 0.027754
9471 | 214.42 | 0.9 | 365 | 220.6086 | 0.23147 | 220 | 0.84006
9472 | 133.29 | 0.9 | 365 | 137.137 | 0.90455 | 138 | 0.041563
9160 | 4.335 | 1 | 365 | 4.9557 | 0.93416 | 5 | 0.88984
3251 | 98.82 | 0.9 | 365 | 101.6721 | 0.81174 | 102 | 0.48389
2669 | 197.64 | 0.9 | 365 | 203.3443 | 0.62349 | 203 | 0.96777
9199 | 7.905 | 1 | 365 | 9.0368 | 0.11522 | 9 | 0.15206
8528 | 6.885 | 1 | 365 | 7.8708 | 0.77778 | 8 | 0.64857
9291 | 4.845 | 1 | 365 | 5.5387 | 0.10288 | 5 | 0.64159
3409 | 636.12 | 0.9 | 365 | 654.4797 | 0.96849 | 655 | 0.44819
9495 | 4.08 | 1 | 365 | 4.6642 | 0.34979 | 5 | 0.013968
8551 | 4.59 | 1 | 365 | 5.2472 | 0.51852 | 5 | 0.76571
8571 | 4.08 | 1 | 365 | 4.6642 | 0.34979 | 5 | 0.013968
9304 | 6.63 | 1 | 365 | 7.5793 | 0.19341 | 7 | 0.7727
8497 | 2.55 | 1 | 365 | 2.9151 | 0.84362 | 3 | 0.75873
8501 | 8.415 | 1 | 365 | 9.6199 | 0.28395 | 9 | 0.90381
8498 | 5.1 | 1 | 365 | 5.8302 | 0.68724 | 6 | 0.51746
8507 | 2.55 | 1 | 365 | 2.9151 | 0.84362 | 3 | 0.75873
8504 | 3.315 | 1 | 365 | 3.7896 | 0.59671 | 4 | 0.38635
9631 | 6.615 | 1 | 365 | 7.5621 | 0.15904 | 7 | 0.72118
9774 | 5.61 | 1 | 365 | 6.4132 | 0.85597 | 7 | 0.26921
8344 | 3.06 | 1 | 365 | 3.4981 | 0.012345 | 3 | 0.51048
7768 | 8.16 | 1 | 365 | 9.3283 | 0.69959 | 10 | 0.027935
9167 | 7.65 | 1 | 365 | 8.7453 | 0.53086 | 9 | 0.27619
9726 | 5.865 | 1 | 365 | 6.7048 | 0.44033 | 7 | 0.14508
9118 | 7.65 | 1 | 365 | 8.7453 | 0.53086 | 9 | 0.27619
8347 | 7 | 1 | 365 | 8.0023 | 0.041312 | 8 | 0.043572
9113 | 3.06 | 1 | 365 | 3.4981 | 0.012345 | 3 | 0.51048
9805 | 4.5 | 1 | 365 | 5.1443 | 0.31227 | 5 | 0.45658
8583 | 4.75 | 1 | 365 | 5.4301 | 0.88518 | 6 | 0.31528
9815 | 5.635 | 1 | 365 | 6.4418 | 0.91326 | 7 | 0.35508
8953 | 8.67 | 1 | 365 | 9.9114 | 0.86831 | 10 | 0.77968
9897 | 5.355 | 1 | 365 | 6.1217 | 0.2716 | 6 | 0.39333
9822 | 7.84 | 1 | 365 | 8.9625 | 0.96627 | 9 | 0.9288
9465 | 7.65 | 1 | 365 | 8.7453 | 0.53086 | 9 | 0.27619
9467 | 6.25 | 1 | 365 | 7.1449 | 0.3226 | 7 | 0.46747
8567 | 2.805 | 1 | 365 | 3.2066 | 0.42798 | 3 | 0.6346
8558 | 7.395 | 1 | 365 | 8.4538 | 0.9465 | 9 | 0.40032
8559 | 9.69 | 1 | 365 | 11.0774 | 0.20576 | 11 | 0.28317
9908 | 4.08 | 1 | 365 | 4.6642 | 0.34979 | 5 | 0.013968
4882 | 395.28 | 0.9 | 365 | 406.6886 | 0.24698 | 406 | 0.93555
4878 | 625.86 | 0.9 | 365 | 643.9236 | 0.80771 | 644 | 0.73128
8574 | 4.845 | 1 | 365 | 5.5387 | 0.10288 | 5 | 0.64159
4880 | 625.86 | 0.9 | 365 | 643.9236 | 0.80771 | 644 | 0.73128
4879 | 592.92 | 0.9 | 365 | 610.0329 | 0.87046 | 610 | 0.90332
8555 | 6.63 | 1 | 365 | 7.5793 | 0.19341 | 7 | 0.7727
8580 | 5.1 | 1 | 365 | 5.8302 | 0.68724 | 6 | 0.51746
8236 | 3.57 | 1 | 365 | 4.0812 | 0.18107 | 4 | 0.26222
8590 | 5.61 | 1 | 365 | 6.4132 | 0.85597 | 7 | 0.26921
9035 | 5.355 | 1 | 365 | 6.1217 | 0.2716 | 6 | 0.39333
4848 | 435.24 | 0.9 | 365 | 447.8019 | 0.66265 | 448 | 0.46455
8977 | 3.06 | 1 | 365 | 3.4981 | 0.012345 | 3 | 0.51048
4849 | 592.92 | 0.9 | 365 | 610.0329 | 0.87046 | 610 | 0.90332
4430 | 461.16 | 0.9 | 365 | 474.47 | 0.12147 | 474 | 0.59147
4435 | 428.22 | 0.9 | 365 | 440.5793 | 0.18422 | 440 | 0.76351
9926 | 7.705 | 1 | 365 | 8.8082 | 0.6569 | 9 | 0.4651
2897 | 131.76 | 0.9 | 365 | 135.5629 | 0.74899 | 136 | 0.31185
9927 | 3.9 | 1 | 365 | 4.4584 | 0.9373 | 5 | 0.3957
2679 | 527.04 | 0.9 | 365 | 542.2514 | 0.99597 | 543 | 0.2474
2597 | 329.4 | 0.9 | 365 | 338.9071 | 0.37248 | 339 | 0.27962
2616 | 395.28 | 0.9 | 365 | 406.6886 | 0.24698 | 406 | 0.93555
9566 | 3.315 | 1 | 365 | 3.7896 | 0.59671 | 4 | 0.38635
9527 | 5.61 | 1 | 365 | 6.4132 | 0.85597 | 7 | 0.26921
8919 | 3.315 | 1 | 365 | 3.7896 | 0.59671 | 4 | 0.38635
8946 | 4.08 | 1 | 365 | 4.6642 | 0.34979 | 5 | 0.013968
8842 | 6.885 | 1 | 365 | 7.8708 | 0.77778 | 8 | 0.64857
9110 | 5.86 | 1 | 365 | 6.699 | 0.42887 | 7 | 0.1279
8849 | 6.885 | 1 | 365 | 7.8708 | 0.77778 | 8 | 0.64857
8814 | 8.16 | 1 | 365 | 9.3283 | 0.69959 | 10 | 0.027935
8768 | 7.65 | 1 | 365 | 8.7453 | 0.53086 | 9 | 0.27619
9169 | 9.435 | 1 | 365 | 10.7859 | 0.6214 | 11 | 0.4073
8819 | 6.375 | 1 | 365 | 7.2878 | 0.60905 | 7 | 0.89682
9520 | 9.945 | 1 | 365 | 11.3689 | 0.79012 | 12 | 0.15905
9090 | 6.375 | 1 | 365 | 7.2878 | 0.60905 | 7 | 0.89682
8845 | 8.67 | 1 | 365 | 9.9114 | 0.86831 | 10 | 0.77968
8831 | 2.55 | 1 | 365 | 2.9151 | 0.84362 | 3 | 0.75873
9181 | 5 | 1 | 365 | 5.7159 | 0.45808 | 6 | 0.17398
8779 | 3.06 | 1 | 365 | 3.4981 | 0.012345 | 3 | 0.51048
8830 | 3.57 | 1 | 365 | 4.0812 | 0.18107 | 4 | 0.26222
9954 | 13.78 | 1 | 365 | 15.753 | 0.57847 | 16 | 0.33149
9957 | 7.905 | 1 | 365 | 9.0368 | 0.11522 | 9 | 0.15206
9082 | 6.12 | 1 | 365 | 6.9963 | 0.02469 | 7 | 0.020952
9226 | 11.7 | 1 | 365 | 13.3752 | 0.81191 | 14 | 0.18711
8926 | 5.1 | 1 | 365 | 5.8302 | 0.68724 | 6 | 0.51746
9960 | 10.2 | 1 | 365 | 11.6604 | 0.37448 | 12 | 0.034919
9554 | 6.12 | 1 | 365 | 6.9963 | 0.02469 | 7 | 0.020952
10076 | 6.375 | 1 | 365 | 7.2878 | 0.60905 | 7 | 0.89682
8864 | 6.375 | 1 | 365 | 7.2878 | 0.60905 | 7 | 0.89682
10089 | 6.37 | 1 | 365 | 7.2821 | 0.59759 | 7 | 0.87965
10082 | 8.16 | 1 | 365 | 9.3283 | 0.69959 | 10 | 0.027935
10093 | 4 | 1 | 365 | 4.5727 | 0.16646 | 4 | 0.73918
7734 | 6.885 | 1 | 365 | 7.8708 | 0.77778 | 8 | 0.64857
7884 | 4.59 | 1 | 365 | 5.2472 | 0.51852 | 5 | 0.76571
9678 | 3.315 | 1 | 365 | 3.7896 | 0.59671 | 4 | 0.38635
9808 | 5.36 | 1 | 365 | 6.1274 | 0.28306 | 6 | 0.41051
9281 | 2.04 | 1 | 365 | 2.3321 | 0.6749 | 3 | 0.0069838
5036 | 5.04 | 1 | 365 | 5.7616 | 0.54974 | 6 | 0.31137
5035 | 6.72 | 1 | 365 | 7.6822 | 0.39966 | 8 | 0.081829
5020 | 9.81 | 1 | 365 | 11.2146 | 0.48075 | 11 | 0.69535
6985 | 220.66 | 0.9 | 365 | 227.0287 | 0.10119 | 227 | 0.12988
9791 | 9.945 | 1 | 365 | 11.3689 | 0.79012 | 12 | 0.15905
9971 | 5.355 | 1 | 365 | 6.1217 | 0.2716 | 6 | 0.39333
12304 | 7.65 | 1 | 365 | 8.7453 | 0.53086 | 9 | 0.27619
9792 | 9.435 | 1 | 365 | 10.7859 | 0.6214 | 11 | 0.4073
9974 | 3.825 | 1 | 365 | 4.3727 | 0.76543 | 5 | 0.13809
9988 | 9.945 | 1 | 365 | 11.3689 | 0.79012 | 12 | 0.15905
9980 | 7.14 | 1 | 365 | 8.1623 | 0.36214 | 8 | 0.52444
8860 | 8.415 | 1 | 365 | 9.6199 | 0.28395 | 9 | 0.90381
10109 | 4.86 | 1 | 365 | 5.5559 | 0.13725 | 5 | 0.69311
9997 | 2.295 | 1 | 365 | 2.6236 | 0.25926 | 2 | 0.88286
8991 | 3.57 | 1 | 365 | 4.0812 | 0.18107 | 4 | 0.26222
9361 | 4.335 | 1 | 365 | 4.9557 | 0.93416 | 5 | 0.88984
10001 | 5.1 | 1 | 365 | 5.8302 | 0.68724 | 6 | 0.51746
9028 | 2.805 | 1 | 365 | 3.2066 | 0.42798 | 3 | 0.6346
9826 | 6.12 | 1 | 365 | 6.9963 | 0.02469 | 7 | 0.020952
8966 | 4.59 | 1 | 365 | 5.2472 | 0.51852 | 5 | 0.76571
10115 | 6.75 | 1 | 365 | 7.7165 | 0.46841 | 8 | 0.18487
8241 | 6.75 | 1 | 365 | 7.7165 | 0.46841 | 8 | 0.18487
10112 | 7.905 | 1 | 365 | 9.0368 | 0.11522 | 9 | 0.15206
8935 | 4.59 | 1 | 365 | 5.2472 | 0.51852 | 5 | 0.76571
9923 | 5.355 | 1 | 365 | 6.1217 | 0.2716 | 6 | 0.39333
9924 | 11.475 | 1 | 365 | 13.118 | 0.29629 | 13 | 0.41428
8222 | 4.59 | 1 | 365 | 5.2472 | 0.51852 | 5 | 0.76571
9801 | 7.395 | 1 | 365 | 8.4538 | 0.9465 | 9 | 0.40032
8231 | 5.1 | 1 | 365 | 5.8302 | 0.68724 | 6 | 0.51746
9031 | 5.865 | 1 | 365 | 6.7048 | 0.44033 | 7 | 0.14508
9813 | 3.57 | 1 | 365 | 4.0812 | 0.18107 | 4 | 0.26222
8245 | 6.885 | 1 | 365 | 7.8708 | 0.77778 | 8 | 0.64857
8999 | 5.865 | 1 | 365 | 6.7048 | 0.44033 | 7 | 0.14508
9828 | 7.395 | 1 | 365 | 8.4538 | 0.9465 | 9 | 0.40032
8309 | 2.55 | 1 | 365 | 2.9151 | 0.84362 | 3 | 0.75873
9800 | 8.16 | 1 | 365 | 9.3283 | 0.69959 | 10 | 0.027935
9020 | 6.63 | 1 | 365 | 7.5793 | 0.19341 | 7 | 0.7727
9817 | 6.12 | 1 | 365 | 6.9963 | 0.02469 | 7 | 0.020952
10121 | 9.435 | 1 | 365 | 10.7859 | 0.6214 | 11 | 0.4073
9809 | 4.08 | 1 | 365 | 4.6642 | 0.34979 | 5 | 0.013968
9008 | 6.885 | 1 | 365 | 7.8708 | 0.77778 | 8 | 0.64857
9840 | 8.415 | 1 | 365 | 9.6199 | 0.28395 | 9 | 0.90381
9004 | 5.1 | 1 | 365 | 5.8302 | 0.68724 | 6 | 0.51746
9833 | 3.315 | 1 | 365 | 3.7896 | 0.59671 | 4 | 0.38635
9804 | 9.435 | 1 | 365 | 10.7859 | 0.6214 | 11 | 0.4073
8641 | 3.315 | 1 | 365 | 3.7896 | 0.59671 | 4 | 0.38635
9473 | 5.1 | 1 | 365 | 5.8302 | 0.68724 | 6 | 0.51746
10161 | 4.25 | 1 | 365 | 4.8585 | 0.73937 | 5 | 0.59788
10166 | 2.55 | 1 | 365 | 2.9151 | 0.84362 | 3 | 0.75873
10167 | 2.295 | 1 | 365 | 2.6236 | 0.25926 | 2 | 0.88286
9838 | 9.945 | 1 | 365 | 11.3689 | 0.79012 | 12 | 0.15905
7739 | 5.25 | 1 | 365 | 6.0017 | 0.030984 | 6 | 0.032679
9835 | 6.885 | 1 | 365 | 7.8708 | 0.77778 | 8 | 0.64857
10154 | 7.905 | 1 | 365 | 9.0368 | 0.11522 | 9 | 0.15206
9517 | 6.885 | 1 | 365 | 7.8708 | 0.77778 | 8 | 0.64857
9814 | 5.865 | 1 | 365 | 6.7048 | 0.44033 | 7 | 0.14508
9839 | 3.06 | 1 | 365 | 3.4981 | 0.012345 | 3 | 0.51048
9065 | 7.395 | 1 | 365 | 8.4538 | 0.9465 | 9 | 0.40032
9854 | 5.61 | 1 | 365 | 6.4132 | 0.85597 | 7 | 0.26921
9836 | 4.08 | 1 | 365 | 4.6642 | 0.34979 | 5 | 0.013968
9806 | 6.885 | 1 | 365 | 7.8708 | 0.77778 | 8 | 0.64857
9062 | 7.65 | 1 | 365 | 8.7453 | 0.53086 | 9 | 0.27619
9061 | 2.75 | 1 | 365 | 3.1437 | 0.30194 | 3 | 0.44569
9842 | 3.825 | 1 | 365 | 4.3727 | 0.76543 | 5 | 0.13809
9104 | 5.355 | 1 | 365 | 6.1217 | 0.2716 | 6 | 0.39333
10226 | 11.475 | 1 | 365 | 13.118 | 0.29629 | 13 | 0.41428
10324 | 8.16 | 1 | 365 | 9.3283 | 0.69959 | 10 | 0.027935
10231 | 7.395 | 1 | 365 | 8.4538 | 0.9465 | 9 | 0.40032
10320 | 4.845 | 1 | 365 | 5.5387 | 0.10288 | 5 | 0.64159
10239 | 9.1 | 1 | 365 | 10.4029 | 0.85371 | 11 | 0.25664
10241 | 6.36 | 1 | 365 | 7.2706 | 0.57468 | 7 | 0.8453
10317 | 4.94 | 1 | 365 | 5.6473 | 0.32058 | 5 | 0.96789
10244 | 10.66 | 1 | 365 | 12.1863 | 0.42863 | 12 | 0.61493
10245 | 10.66 | 1 | 365 | 12.1863 | 0.42863 | 12 | 0.61493
10247 | 15.3 | 1 | 365 | 17.4907 | 0.061725 | 17 | 0.55238
10248 | 17.595 | 1 | 365 | 20.1143 | 0.32098 | 20 | 0.43524
10249 | 8.67 | 1 | 365 | 9.9114 | 0.86831 | 10 | 0.77968
9146 | 4.59 | 1 | 365 | 5.2472 | 0.51852 | 5 | 0.76571
10240 | 5.1 | 1 | 365 | 5.8302 | 0.68724 | 6 | 0.51746
9155 | 4.845 | 1 | 365 | 5.5387 | 0.10288 | 5 | 0.64159
10047 | 2.55 | 1 | 365 | 2.9151 | 0.84362 | 3 | 0.75873
9759 | 7.395 | 1 | 365 | 8.4538 | 0.9465 | 9 | 0.40032
10187 | 4.845 | 1 | 365 | 5.5387 | 0.10288 | 5 | 0.64159
10048 | 6.375 | 1 | 365 | 7.2878 | 0.60905 | 7 | 0.89682
9875 | 6.375 | 1 | 365 | 7.2878 | 0.60905 | 7 | 0.89682
9733 | 5.61 | 1 | 365 | 6.4132 | 0.85597 | 7 | 0.26921
9724 | 4.59 | 1 | 365 | 5.2472 | 0.51852 | 5 | 0.76571
9154 | 7.14 | 1 | 365 | 8.1623 | 0.36214 | 8 | 0.52444
10186 | 5.61 | 1 | 365 | 6.4132 | 0.85597 | 7 | 0.26921
9873 | 3.825 | 1 | 365 | 4.3727 | 0.76543 | 5 | 0.13809
10234 | 2.04 | 1 | 365 | 2.3321 | 0.6749 | 3 | 0.0069838
10012 | 3.06 | 1 | 365 | 3.4981 | 0.012345 | 3 | 0.51048
9172 | 4.59 | 1 | 365 | 5.2472 | 0.51852 | 5 | 0.76571
10062 | 5.865 | 1 | 365 | 6.7048 | 0.44033 | 7 | 0.14508
10023 | 9.69 | 1 | 365 | 11.0774 | 0.20576 | 11 | 0.28317
10243 | 7.14 | 1 | 365 | 8.1623 | 0.36214 | 8 | 0.52444
9175 | 3.57 | 1 | 365 | 4.0812 | 0.18107 | 4 | 0.26222
9182 | 4.08 | 1 | 365 | 4.6642 | 0.34979 | 5 | 0.013968
10073 | 8.16 | 1 | 365 | 9.3283 | 0.69959 | 10 | 0.027935
9178 | 3.825 | 1 | 365 | 4.3727 | 0.76543 | 5 | 0.13809
9170 | 4.335 | 1 | 365 | 4.9557 | 0.93416 | 5 | 0.88984
9989 | 4.08 | 1 | 365 | 4.6642 | 0.34979 | 5 | 0.013968
9189 | 4.335 | 1 | 365 | 4.9557 | 0.93416 | 5 | 0.88984
9535 | 7.65 | 1 | 365 | 8.7453 | 0.53086 | 9 | 0.27619
10057 | 3.315 | 1 | 365 | 3.7896 | 0.59671 | 4 | 0.38635
9936 | 6.885 | 1 | 365 | 7.8708 | 0.77778 | 8 | 0.64857
9982 | 6.885 | 1 | 365 | 7.8708 | 0.77778 | 8 | 0.64857
10013 | 3.06 | 1 | 365 | 3.4981 | 0.012345 | 3 | 0.51048
9561 | 5.355 | 1 | 365 | 6.1217 | 0.2716 | 6 | 0.39333
10014 | 6.12 | 1 | 365 | 6.9963 | 0.02469 | 7 | 0.020952
10279 | 4.845 | 1 | 365 | 5.5387 | 0.10288 | 5 | 0.64159
9574 | 5.61 | 1 | 365 | 6.4132 | 0.85597 | 7 | 0.26921
9973 | 4.845 | 1 | 365 | 5.5387 | 0.10288 | 5 | 0.64159
9969 | 2.55 | 1 | 365 | 2.9151 | 0.84362 | 3 | 0.75873
9994 | 4.08 | 1 | 365 | 4.6642 | 0.34979 | 5 | 0.013968
9737 | 4.59 | 1 | 365 | 5.2472 | 0.51852 | 5 | 0.76571
10114 | 2.55 | 1 | 365 | 2.9151 | 0.84362 | 3 | 0.75873
10040 | 4.59 | 1 | 365 | 5.2472 | 0.51852 | 5 | 0.76571
9702 | 7 | 1 | 365 | 8.0023 | 0.041312 | 8 | 0.043572
10000 | 6.375 | 1 | 365 | 7.2878 | 0.60905 | 7 | 0.89682
10007 | 8.16 | 1 | 365 | 9.3283 | 0.69959 | 10 | 0.027935
10083 | 5.865 | 1 | 365 | 6.7048 | 0.44033 | 7 | 0.14508
10054 | 5.61 | 1 | 365 | 6.4132 | 0.85597 | 7 | 0.26921
6648 | 8.37 | 1 | 365 | 9.5684 | 0.18083 | 9 | 0.74924
7139 | 13 | 1 | 365 | 14.8613 | 0.79101 | 15 | 0.65235
6773 | 50.7 | 0.9 | 365 | 52.1633 | 0.56644 | 52 | 0.72974
8141 | 100.8 | 0.9 | 365 | 103.7093 | 0.8954 | 104 | 0.60469
6745 | 5.225 | 1 | 365 | 5.9731 | 0.97369 | 6 | 0.94681
5828 | 111.85 | 0.9 | 365 | 115.0782 | 0.68552 | 115 | 0.76374
9022 | 7.5 | 1 | 365 | 8.5739 | 0.18712 | 8 | 0.76097
9047 | 9 | 1 | 365 | 10.2886 | 0.62454 | 10 | 0.91316
9013 | 5.865 | 1 | 365 | 6.7048 | 0.44033 | 7 | 0.14508
10105 | 5.355 | 1 | 365 | 6.1217 | 0.2716 | 6 | 0.39333
10046 | 7.905 | 1 | 365 | 9.0368 | 0.11522 | 9 | 0.15206
10084 | 8.67 | 1 | 365 | 9.9114 | 0.86831 | 10 | 0.77968
10030 | 6.12 | 1 | 365 | 6.9963 | 0.02469 | 7 | 0.020952
10075 | 6.885 | 1 | 365 | 7.8708 | 0.77778 | 8 | 0.64857
10072 | 6.885 | 1 | 365 | 7.8708 | 0.77778 | 8 | 0.64857
10063 | 4.335 | 1 | 365 | 4.9557 | 0.93416 | 5 | 0.88984
10070 | 3.57 | 1 | 365 | 4.0812 | 0.18107 | 4 | 0.26222
10058 | 6.375 | 1 | 365 | 7.2878 | 0.60905 | 7 | 0.89682
9034 | 7.905 | 1 | 365 | 9.0368 | 0.11522 | 9 | 0.15206
10236 | 8.16 | 1 | 365 | 9.3283 | 0.69959 | 10 | 0.027935
10004 | 5.865 | 1 | 365 | 6.7048 | 0.44033 | 7 | 0.14508
10111 | 8.415 | 1 | 365 | 9.6199 | 0.28395 | 9 | 0.90381
9978 | 5.865 | 1 | 365 | 6.7048 | 0.44033 | 7 | 0.14508
9042 | 3.06 | 1 | 365 | 3.4981 | 0.012345 | 3 | 0.51048
9939 | 4.08 | 1 | 365 | 4.6642 | 0.34979 | 5 | 0.013968
9959 | 4.59 | 1 | 365 | 5.2472 | 0.51852 | 5 | 0.76571
9984 | 9.18 | 1 | 365 | 10.4944 | 0.037035 | 10 | 0.53143
9846 | 5.355 | 1 | 365 | 6.1217 | 0.2716 | 6 | 0.39333
9935 | 5.865 | 1 | 365 | 6.7048 | 0.44033 | 7 | 0.14508
9972 | 5.61 | 1 | 365 | 6.4132 | 0.85597 | 7 | 0.26921
10103 | 3.315 | 1 | 365 | 3.7896 | 0.59671 | 4 | 0.38635
10008 | 3.57 | 1 | 365 | 4.0812 | 0.18107 | 4 | 0.26222
9611 | 3.315 | 1 | 365 | 3.7896 | 0.59671 | 4 | 0.38635
9886 | 6.63 | 1 | 365 | 7.5793 | 0.19341 | 7 | 0.7727
9879 | 6.63 | 1 | 365 | 7.5793 | 0.19341 | 7 | 0.7727
10031 | 6.12 | 1 | 365 | 6.9963 | 0.02469 | 7 | 0.020952
9889 | 5.865 | 1 | 365 | 6.7048 | 0.44033 | 7 | 0.14508
9877 | 3.06 | 1 | 365 | 3.4981 | 0.012345 | 3 | 0.51048
9993 | 3.315 | 1 | 365 | 3.7896 | 0.59671 | 4 | 0.38635
9881 | 6.63 | 1 | 365 | 7.5793 | 0.19341 | 7 | 0.7727
10174 | 6.76 | 1 | 365 | 7.7279 | 0.49132 | 8 | 0.21922
10175 | 10.455 | 1 | 365 | 11.9519 | 0.95885 | 12 | 0.91079
9694 | 5.865 | 1 | 365 | 6.7048 | 0.44033 | 7 | 0.14508
10108 | 5.865 | 1 | 365 | 6.7048 | 0.44033 | 7 | 0.14508
10042 | 8.67 | 1 | 365 | 9.9114 | 0.86831 | 10 | 0.77968
10006 | 6.885 | 1 | 365 | 7.8708 | 0.77778 | 8 | 0.64857
10177 | 6.885 | 1 | 365 | 7.8708 | 0.77778 | 8 | 0.64857
9712 | 1.53 | 1 | 365 | 1.7491 | 0.50617 | 2 | 0.25524
10035 | 8.16 | 1 | 365 | 9.3283 | 0.69959 | 10 | 0.027935
9038 | 6.12 | 1 | 365 | 6.9963 | 0.02469 | 7 | 0.020952
10179 | 6.885 | 1 | 365 | 7.8708 | 0.77778 | 8 | 0.64857
9746 | 7.905 | 1 | 365 | 9.0368 | 0.11522 | 9 | 0.15206
10180 | 5.61 | 1 | 365 | 6.4132 | 0.85597 | 7 | 0.26921
9766 | 6.12 | 1 | 365 | 6.9963 | 0.02469 | 7 | 0.020952
9050 | 5.355 | 1 | 365 | 6.1217 | 0.2716 | 6 | 0.39333
10181 | 6.375 | 1 | 365 | 7.2878 | 0.60905 | 7 | 0.89682
9071 | 5.61 | 1 | 365 | 6.4132 | 0.85597 | 7 | 0.26921
7586 | 5 | 1 | 365 | 5.7159 | 0.45808 | 6 | 0.17398
9077 | 7.905 | 1 | 365 | 9.0368 | 0.11522 | 9 | 0.15206
7565 | 13.25 | 1 | 365 | 15.1471 | 0.36391 | 15 | 0.51105
7588 | 3.57 | 1 | 365 | 4.0812 | 0.18107 | 4 | 0.26222
7589 | 10.2 | 1 | 365 | 11.6604 | 0.37448 | 12 | 0.034919
9070 | 2.295 | 1 | 365 | 2.6236 | 0.25926 | 2 | 0.88286
9983 | 8.415 | 1 | 365 | 9.6199 | 0.28395 | 9 | 0.90381
9074 | 5.61 | 1 | 365 | 6.4132 | 0.85597 | 7 | 0.26921
9073 | 6.375 | 1 | 365 | 7.2878 | 0.60905 | 7 | 0.89682
8199 | 3.57 | 1 | 365 | 4.0812 | 0.18107 | 4 | 0.26222
10184 | 4.845 | 1 | 365 | 5.5387 | 0.10288 | 5 | 0.64159
9068 | 9.18 | 1 | 365 | 10.4944 | 0.037035 | 10 | 0.53143
9119 | 5.1 | 1 | 365 | 5.8302 | 0.68724 | 6 | 0.51746
10190 | 6.12 | 1 | 365 | 6.9963 | 0.02469 | 7 | 0.020952
9903 | 5.865 | 1 | 365 | 6.7048 | 0.44033 | 7 | 0.14508
9893 | 7.905 | 1 | 365 | 9.0368 | 0.11522 | 9 | 0.15206
9912 | 6.885 | 1 | 365 | 7.8708 | 0.77778 | 8 | 0.64857
9911 | 4.59 | 1 | 365 | 5.2472 | 0.51852 | 5 | 0.76571
9565 | 5.355 | 1 | 365 | 6.1217 | 0.2716 | 6 | 0.39333
9125 | 7.65 | 1 | 365 | 8.7453 | 0.53086 | 9 | 0.27619
9581 | 4.08 | 1 | 365 | 4.6642 | 0.34979 | 5 | 0.013968
9601 | 2.55 | 1 | 365 | 2.9151 | 0.84362 | 3 | 0.75873
10334 | 6.24 | 1 | 365 | 7.1334 | 0.29968 | 7 | 0.43313
10347 | 4.77 | 1 | 365 | 5.453 | 0.93101 | 6 | 0.38398
10349 | 4.335 | 1 | 365 | 4.9557 | 0.93416 | 5 | 0.88984
10353 | 6.885 | 1 | 365 | 7.8708 | 0.77778 | 8 | 0.64857
9770 | 9.435 | 1 | 365 | 10.7859 | 0.6214 | 11 | 0.4073
9703 | 7.65 | 1 | 365 | 8.7453 | 0.53086 | 9 | 0.27619
10662 | 2.75 | 1 | 365 | 3.1437 | 0.30194 | 3 | 0.44569
10661 | 8.415 | 1 | 365 | 9.6199 | 0.28395 | 9 | 0.90381
9639 | 6.12 | 1 | 365 | 6.9963 | 0.02469 | 7 | 0.020952
10668 | 6.24 | 1 | 365 | 7.1334 | 0.29968 | 7 | 0.43313
10658 | 8.415 | 1 | 365 | 9.6199 | 0.28395 | 9 | 0.90381
9621 | 8.925 | 1 | 365 | 10.2029 | 0.45267 | 10 | 0.65555
10666 | 10.2 | 1 | 365 | 11.6604 | 0.37448 | 12 | 0.034919
9749 | 6.12 | 1 | 365 | 6.9963 | 0.02469 | 7 | 0.020952
10664 | 9.36 | 1 | 365 | 10.7002 | 0.44953 | 11 | 0.14969
10670 | 4.59 | 1 | 365 | 5.2472 | 0.51852 | 5 | 0.76571
9629 | 6.12 | 1 | 365 | 6.9963 | 0.02469 | 7 | 0.020952
10671 | 11.73 | 1 | 365 | 13.4095 | 0.88066 | 14 | 0.29016
10655 | 9.62 | 1 | 365 | 10.9974 | 0.045346 | 11 | 0.042738
9084 | 4.845 | 1 | 365 | 5.5387 | 0.10288 | 5 | 0.64159
10620 | 4.845 | 1 | 365 | 5.5387 | 0.10288 | 5 | 0.64159
9087 | 5.865 | 1 | 365 | 6.7048 | 0.44033 | 7 | 0.14508
9753 | 9.18 | 1 | 365 | 10.4944 | 0.037035 | 10 | 0.53143
9097 | 5.1 | 1 | 365 | 5.8302 | 0.68724 | 6 | 0.51746
9786 | 4.59 | 1 | 365 | 5.2472 | 0.51852 | 5 | 0.76571
6093 | 8.67 | 1 | 365 | 9.9114 | 0.86831 | 10 | 0.77968
9138 | 3 | 1 | 365 | 3.4295 | 0.87485 | 4 | 0.30439
9132 | 6.375 | 1 | 365 | 7.2878 | 0.60905 | 7 | 0.89682
9717 | 6.375 | 1 | 365 | 7.2878 | 0.60905 | 7 | 0.89682
9135 | 9.69 | 1 | 365 | 11.0774 | 0.20576 | 11 | 0.28317
9741 | 5.1 | 1 | 365 | 5.8302 | 0.68724 | 6 | 0.51746
9659 | 4.59 | 1 | 365 | 5.2472 | 0.51852 | 5 | 0.76571
9143 | 5.1 | 1 | 365 | 5.8302 | 0.68724 | 6 | 0.51746
9730 | 4.59 | 1 | 365 | 5.2472 | 0.51852 | 5 | 0.76571
9656 | 8.925 | 1 | 365 | 10.2029 | 0.45267 | 10 | 0.65555
10214 | 2.805 | 1 | 365 | 3.2066 | 0.42798 | 3 | 0.6346
9141 | 6.63 | 1 | 365 | 7.5793 | 0.19341 | 7 | 0.7727
9142 | 4.08 | 1 | 365 | 4.6642 | 0.34979 | 5 | 0.013968
9616 | 9.18 | 1 | 365 | 10.4944 | 0.037035 | 10 | 0.53143
10638 | 6.24 | 1 | 365 | 7.1334 | 0.29968 | 7 | 0.43313
10659 | 2.75 | 1 | 365 | 3.1437 | 0.30194 | 3 | 0.44569
10067 | 5.5 | 1 | 365 | 6.2875 | 0.60389 | 6 | 0.89138
10669 | 10.4 | 1 | 365 | 11.8891 | 0.83281 | 12 | 0.72188
10327 | 4.845 | 1 | 365 | 5.5387 | 0.10288 | 5 | 0.64159
10665 | 9.435 | 1 | 365 | 10.7859 | 0.6214 | 11 | 0.4073
10660 | 8.925 | 1 | 365 | 10.2029 | 0.45267 | 10 | 0.65555
10078 | 8.925 | 1 | 365 | 10.2029 | 0.45267 | 10 | 0.65555
10473 | 7.65 | 1 | 365 | 8.7453 | 0.53086 | 9 | 0.27619
10476 | 6.885 | 1 | 365 | 7.8708 | 0.77778 | 8 | 0.64857
10479 | 7.905 | 1 | 365 | 9.0368 | 0.11522 | 9 | 0.15206
10250 | 3.06 | 1 | 365 | 3.4981 | 0.012345 | 3 | 0.51048
10481 | 7.54 | 1 | 365 | 8.6196 | 0.27878 | 8 | 0.89836
10251 | 7.65 | 1 | 365 | 8.7453 | 0.53086 | 9 | 0.27619
10484 | 3.64 | 1 | 365 | 4.1612 | 0.34148 | 4 | 0.50266
10486 | 8.32 | 1 | 365 | 9.5113 | 0.066245 | 9 | 0.5775
10489 | 9.69 | 1 | 365 | 11.0774 | 0.20576 | 11 | 0.28317
10495 | 3.06 | 1 | 365 | 3.4981 | 0.012345 | 3 | 0.51048
10499 | 7.395 | 1 | 365 | 8.4538 | 0.9465 | 9 | 0.40032
10524 | 5.88 | 1 | 365 | 6.7219 | 0.4747 | 7 | 0.1966
10002 | 9.69 | 1 | 365 | 11.0774 | 0.20576 | 11 | 0.28317
10017 | 4.335 | 1 | 365 | 4.9557 | 0.93416 | 5 | 0.88984
10099 | 8.16 | 1 | 365 | 9.3283 | 0.69959 | 10 | 0.027935
10470 | 4.59 | 1 | 365 | 5.2472 | 0.51852 | 5 | 0.76571
10100 | 4.08 | 1 | 365 | 4.6642 | 0.34979 | 5 | 0.013968
10323 | 4.59 | 1 | 365 | 5.2472 | 0.51852 | 5 | 0.76571
10284 | 10 | 1 | 365 | 11.4318 | 0.91616 | 12 | 0.34796
10102 | 7.65 | 1 | 365 | 8.7453 | 0.53086 | 9 | 0.27619
10238 | 9.435 | 1 | 365 | 10.7859 | 0.6214 | 11 | 0.4073
10235 | 2.94 | 1 | 365 | 3.3609 | 0.73735 | 4 | 0.0983
10217 | 2.805 | 1 | 365 | 3.2066 | 0.42798 | 3 | 0.6346
10246 | 2.295 | 1 | 365 | 2.6236 | 0.25926 | 2 | 0.88286
10230 | 7.395 | 1 | 365 | 8.4538 | 0.9465 | 9 | 0.40032
10220 | 5.355 | 1 | 365 | 6.1217 | 0.2716 | 6 | 0.39333
10242 | 5.355 | 1 | 365 | 6.1217 | 0.2716 | 6 | 0.39333
10233 | 9.945 | 1 | 365 | 11.3689 | 0.79012 | 12 | 0.15905
10612 | 14.28 | 1 | 365 | 16.3246 | 0.72428 | 17 | 0.048887
10604 | 6.12 | 1 | 365 | 6.9963 | 0.02469 | 7 | 0.020952
10492 | 38.175 | 0.9 | 365 | 39.2768 | 0.7342 | 40 | 0.011004
6644 | 20.601 | 1 | 365 | 23.5507 | 0.20958 | 23 | 0.76023
8088 | 3.25 | 1 | 365 | 3.7153 | 0.44775 | 4 | 0.16309
7496 | 6.75 | 1 | 365 | 7.7165 | 0.46841 | 8 | 0.18487
10155 | 6.12 | 1 | 365 | 6.9963 | 0.02469 | 7 | 0.020952
10170 | 5.1 | 1 | 365 | 5.8302 | 0.68724 | 6 | 0.51746
10019 | 5.355 | 1 | 365 | 6.1217 | 0.2716 | 6 | 0.39333
10165 | 9.435 | 1 | 365 | 10.7859 | 0.6214 | 11 | 0.4073
9655 | 9.945 | 1 | 365 | 11.3689 | 0.79012 | 12 | 0.15905
10210 | 5.355 | 1 | 365 | 6.1217 | 0.2716 | 6 | 0.39333
10520 | 3 | 1 | 365 | 3.4295 | 0.87485 | 4 | 0.30439
9891 | 5.865 | 1 | 365 | 6.7048 | 0.44033 | 7 | 0.14508
10452 | 6.12 | 1 | 365 | 6.9963 | 0.02469 | 7 | 0.020952
10456 | 4.335 | 1 | 365 | 4.9557 | 0.93416 | 5 | 0.88984
9642 | 4.845 | 1 | 365 | 5.5387 | 0.10288 | 5 | 0.64159
10382 | 5.355 | 1 | 365 | 6.1217 | 0.2716 | 6 | 0.39333
10458 | 2.805 | 1 | 365 | 3.2066 | 0.42798 | 3 | 0.6346
10216 | 4.59 | 1 | 365 | 5.2472 | 0.51852 | 5 | 0.76571
10436 | 8.925 | 1 | 365 | 10.2029 | 0.45267 | 10 | 0.65555
10414 | 2.295 | 1 | 365 | 2.6236 | 0.25926 | 2 | 0.88286
10406 | 4.59 | 1 | 365 | 5.2472 | 0.51852 | 5 | 0.76571
10377 | 8.67 | 1 | 365 | 9.9114 | 0.86831 | 10 | 0.77968
10419 | 9.69 | 1 | 365 | 11.0774 | 0.20576 | 11 | 0.28317
10518 | 3.57 | 1 | 365 | 4.0812 | 0.18107 | 4 | 0.26222
10541 | 6.63 | 1 | 365 | 7.5793 | 0.19341 | 7 | 0.7727
10523 | 9.435 | 1 | 365 | 10.7859 | 0.6214 | 11 | 0.4073
10158 | 10 | 1 | 365 | 11.4318 | 0.91616 | 12 | 0.34796
10580 | 8.925 | 1 | 365 | 10.2029 | 0.45267 | 10 | 0.65555
10648 | 7.65 | 1 | 365 | 8.7453 | 0.53086 | 9 | 0.27619
10585 | 3.12 | 1 | 365 | 3.5667 | 0.14984 | 3 | 0.71656
10591 | 3.06 | 1 | 365 | 3.4981 | 0.012345 | 3 | 0.51048
10596 | 10.4 | 1 | 365 | 11.8891 | 0.83281 | 12 | 0.72188
10600 | 6.885 | 1 | 365 | 7.8708 | 0.77778 | 8 | 0.64857
10601 | 3.64 | 1 | 365 | 4.1612 | 0.34148 | 4 | 0.50266
10615 | 3.825 | 1 | 365 | 4.3727 | 0.76543 | 5 | 0.13809
10258 | 5.1 | 1 | 365 | 5.8302 | 0.68724 | 6 | 0.51746
10673 | 3.38 | 1 | 365 | 3.8639 | 0.74566 | 4 | 0.60961
10702 | 6.12 | 1 | 365 | 6.9963 | 0.02469 | 7 | 0.020952
10706 | 7.905 | 1 | 365 | 9.0368 | 0.11522 | 9 | 0.15206
10713 | 3.825 | 1 | 365 | 4.3727 | 0.76543 | 5 | 0.13809
10715 | 7.02 | 1 | 365 | 8.0251 | 0.087144 | 8 | 0.11227
10716 | 5.98 | 1 | 365 | 6.8362 | 0.70386 | 7 | 0.54008
9855 | 3.825 | 1 | 365 | 4.3727 | 0.76543 | 5 | 0.13809
10727 | 4.25 | 1 | 365 | 4.8585 | 0.73937 | 5 | 0.59788
10213 | 8.67 | 1 | 365 | 9.9114 | 0.86831 | 10 | 0.77968
9845 | 6.12 | 1 | 365 | 6.9963 | 0.02469 | 7 | 0.020952
10700 | 19.8 | 1 | 365 | 22.635 | 0.374 | 23 | 0.0089608
10707 | 10.2 | 1 | 365 | 11.6604 | 0.37448 | 12 | 0.034919
9841 | 5.865 | 1 | 365 | 6.7048 | 0.44033 | 7 | 0.14508
10203 | 8.67 | 1 | 365 | 9.9114 | 0.86831 | 10 | 0.77968
10729 | 8 | 1 | 365 | 9.1454 | 0.33293 | 9 | 0.47837
10731 | 2.5 | 1 | 365 | 2.858 | 0.72904 | 3 | 0.58699
10738 | 5.25 | 1 | 365 | 6.0017 | 0.030984 | 6 | 0.032679
9962 | 6.63 | 1 | 365 | 7.5793 | 0.19341 | 7 | 0.7727
9827 | 5.1 | 1 | 365 | 5.8302 | 0.68724 | 6 | 0.51746
9668 | 7 | 1 | 365 | 8.0023 | 0.041312 | 8 | 0.043572
10026 | 7.905 | 1 | 365 | 9.0368 | 0.11522 | 9 | 0.15206
9330 | 7.395 | 1 | 365 | 8.4538 | 0.9465 | 9 | 0.40032
9977 | 5.865 | 1 | 365 | 6.7048 | 0.44033 | 7 | 0.14508
9206 | 8.67 | 1 | 365 | 9.9114 | 0.86831 | 10 | 0.77968
10488 | 11.44 | 1 | 365 | 13.078 | 0.21609 | 13 | 0.29407
10678 | 8.32 | 1 | 365 | 9.5113 | 0.066245 | 9 | 0.5775
9158 | 4.75 | 1 | 365 | 5.4301 | 0.88518 | 6 | 0.31528
10015 | 7.395 | 1 | 365 | 8.4538 | 0.9465 | 9 | 0.40032
9329 | 6.885 | 1 | 365 | 7.8708 | 0.77778 | 8 | 0.64857
9334 | 4.845 | 1 | 365 | 5.5387 | 0.10288 | 5 | 0.64159
9734 | 4.845 | 1 | 365 | 5.5387 | 0.10288 | 5 | 0.64159
9966 | 5.1 | 1 | 365 | 5.8302 | 0.68724 | 6 | 0.51746
9968 | 5.61 | 1 | 365 | 6.4132 | 0.85597 | 7 | 0.26921
9986 | 7.395 | 1 | 365 | 8.4538 | 0.9465 | 9 | 0.40032
10846 | 6.5 | 1 | 365 | 7.4307 | 0.8955 | 8 | 0.32617
9976 | 8.415 | 1 | 365 | 9.6199 | 0.28395 | 9 | 0.90381
9743 | 4.08 | 1 | 365 | 4.6642 | 0.34979 | 5 | 0.013968
10009 | 8.16 | 1 | 365 | 9.3283 | 0.69959 | 10 | 0.027935
10085 | 7.14 | 1 | 365 | 8.1623 | 0.36214 | 8 | 0.52444
10849 | 10.2 | 1 | 365 | 11.6604 | 0.37448 | 12 | 0.034919
10228 | 3.06 | 1 | 365 | 3.4981 | 0.012345 | 3 | 0.51048
10850 | 8.415 | 1 | 365 | 9.6199 | 0.28395 | 9 | 0.90381
10851 | 3.06 | 1 | 365 | 3.4981 | 0.012345 | 3 | 0.51048
9715 | 6.885 | 1 | 365 | 7.8708 | 0.77778 | 8 | 0.64857
10853 | 5.61 | 1 | 365 | 6.4132 | 0.85597 | 7 | 0.26921
10858 | 9.69 | 1 | 365 | 11.0774 | 0.20576 | 11 | 0.28317
10304 | 13 | 1 | 365 | 14.8613 | 0.79101 | 15 | 0.65235
10866 | 4.845 | 1 | 365 | 5.5387 | 0.10288 | 5 | 0.64159
9995 | 7.14 | 1 | 365 | 8.1623 | 0.36214 | 8 | 0.52444
10884 | 5.72 | 1 | 365 | 6.539 | 0.10804 | 6 | 0.64703
10885 | 5.865 | 1 | 365 | 6.7048 | 0.44033 | 7 | 0.14508
10887 | 6.885 | 1 | 365 | 7.8708 | 0.77778 | 8 | 0.64857
10188 | 5.1 | 1 | 365 | 5.8302 | 0.68724 | 6 | 0.51746
11194 | 4.59 | 1 | 365 | 5.2472 | 0.51852 | 5 | 0.76571
9998 | 4.59 | 1 | 365 | 5.2472 | 0.51852 | 5 | 0.76571
11193 | 3.315 | 1 | 365 | 3.7896 | 0.59671 | 4 | 0.38635
11180 | 11.44 | 1 | 365 | 13.078 | 0.21609 | 13 | 0.29407
11188 | 9.18 | 1 | 365 | 10.4944 | 0.037035 | 10 | 0.53143
10901 | 3.38 | 1 | 365 | 3.8639 | 0.74566 | 4 | 0.60961
11175 | 4.08 | 1 | 365 | 4.6642 | 0.34979 | 5 | 0.013968
9748 | 2.805 | 1 | 365 | 3.2066 | 0.42798 | 3 | 0.6346
10384 | 4.08 | 1 | 365 | 4.6642 | 0.34979 | 5 | 0.013968
10385 | 12.74 | 1 | 365 | 14.5641 | 0.19519 | 14 | 0.7593
10388 | 3.38 | 1 | 365 | 3.8639 | 0.74566 | 4 | 0.60961
10407 | 12.56 | 1 | 365 | 14.3583 | 0.7827 | 15 | 0.14104
6732 | 3.825 | 1 | 365 | 4.3727 | 0.76543 | 5 | 0.13809
10906 | 8.84 | 1 | 365 | 10.1057 | 0.25789 | 10 | 0.3636
9600 | 6.885 | 1 | 365 | 7.8708 | 0.77778 | 8 | 0.64857
10908 | 7.395 | 1 | 365 | 8.4538 | 0.9465 | 9 | 0.40032
10910 | 9.88 | 1 | 365 | 11.2946 | 0.64117 | 11 | 0.93578
10408 | 10.92 | 1 | 365 | 12.4835 | 0.024447 | 12 | 0.50797
10911 | 3.12 | 1 | 365 | 3.5667 | 0.14984 | 3 | 0.71656
10918 | 11.96 | 1 | 365 | 13.6724 | 0.40773 | 14 | 0.08016
9961 | 9.435 | 1 | 365 | 10.7859 | 0.6214 | 11 | 0.4073
10857 | 2.55 | 1 | 365 | 2.9151 | 0.84362 | 3 | 0.75873
10859 | 7.905 | 1 | 365 | 9.0368 | 0.11522 | 9 | 0.15206
9580 | 6.12 | 1 | 365 | 6.9963 | 0.02469 | 7 | 0.020952
10860 | 6.63 | 1 | 365 | 7.5793 | 0.19341 | 7 | 0.7727
10864 | 7.905 | 1 | 365 | 9.0368 | 0.11522 | 9 | 0.15206
10862 | 4.59 | 1 | 365 | 5.2472 | 0.51852 | 5 | 0.76571
10865 | 5.865 | 1 | 365 | 6.7048 | 0.44033 | 7 | 0.14508
9583 | 3.06 | 1 | 365 | 3.4981 | 0.012345 | 3 | 0.51048
9894 | 2.805 | 1 | 365 | 3.2066 | 0.42798 | 3 | 0.6346
10413 | 5.04 | 1 | 365 | 5.7616 | 0.54974 | 6 | 0.31137
9885 | 2.55 | 1 | 365 | 2.9151 | 0.84362 | 3 | 0.75873
10415 | 4.08 | 1 | 365 | 4.6642 | 0.34979 | 5 | 0.013968
10420 | 4.505 | 1 | 365 | 5.15 | 0.32373 | 5 | 0.47376
10423 | 9.62 | 1 | 365 | 10.9974 | 0.045346 | 11 | 0.042738
10426 | 4.08 | 1 | 365 | 4.6642 | 0.34979 | 5 | 0.013968
8051 | 8.415 | 1 | 365 | 9.6199 | 0.28395 | 9 | 0.90381
9910 | 9.69 | 1 | 365 | 11.0774 | 0.20576 | 11 | 0.28317
9898 | 9.435 | 1 | 365 | 10.7859 | 0.6214 | 11 | 0.4073
10321 | 8.16 | 1 | 365 | 9.3283 | 0.69959 | 10 | 0.027935
10098 | 7.105 | 1 | 365 | 8.1223 | 0.28193 | 8 | 0.40423
10028 | 7.395 | 1 | 365 | 8.4538 | 0.9465 | 9 | 0.40032
10433 | 9.54 | 1 | 365 | 10.9059 | 0.86202 | 11 | 0.76795
10437 | 4.845 | 1 | 365 | 5.5387 | 0.10288 | 5 | 0.64159
10465 | 6.12 | 1 | 365 | 6.9963 | 0.02469 | 7 | 0.020952
10466 | 4.59 | 1 | 365 | 5.2472 | 0.51852 | 5 | 0.76571
10468 | 3.06 | 1 | 365 | 3.4981 | 0.012345 | 3 | 0.51048
10464 | 4.95 | 1 | 365 | 5.6587 | 0.3435 | 6 | 0.0022402
10467 | 3.5 | 1 | 365 | 4.0011 | 0.020656 | 4 | 0.021786
10560 | 1.785 | 1 | 365 | 2.0406 | 0.090535 | 2 | 0.13111
10624 | 5.865 | 1 | 365 | 6.7048 | 0.44033 | 7 | 0.14508
10344 | 10.2 | 1 | 365 | 11.6604 | 0.37448 | 12 | 0.034919
10535 | 5.1 | 1 | 365 | 5.8302 | 0.68724 | 6 | 0.51746
10552 | 9.69 | 1 | 365 | 11.0774 | 0.20576 | 11 | 0.28317
10608 | 5.75 | 1 | 365 | 6.5733 | 0.17679 | 6 | 0.75008
10509 | 9.18 | 1 | 365 | 10.4944 | 0.037035 | 10 | 0.53143
10557 | 3.315 | 1 | 365 | 3.7896 | 0.59671 | 4 | 0.38635
10643 | 5.61 | 1 | 365 | 6.4132 | 0.85597 | 7 | 0.26921
10640 | 7.14 | 1 | 365 | 8.1623 | 0.36214 | 8 | 0.52444
10644 | 10.14 | 1 | 365 | 11.5918 | 0.23699 | 11 | 0.82883
10635 | 9.88 | 1 | 365 | 11.2946 | 0.64117 | 11 | 0.93578
10634 | 7.65 | 1 | 365 | 8.7453 | 0.53086 | 9 | 0.27619
10636 | 8.415 | 1 | 365 | 9.6199 | 0.28395 | 9 | 0.90381
10647 | 7 | 1 | 365 | 8.0023 | 0.041312 | 8 | 0.043572
10641 | 7.65 | 1 | 365 | 8.7453 | 0.53086 | 9 | 0.27619
10639 | 7.54 | 1 | 365 | 8.6196 | 0.27878 | 8 | 0.89836
10632 | 4.16 | 1 | 365 | 4.7556 | 0.53312 | 5 | 0.28875
10628 | 5.1 | 1 | 365 | 5.8302 | 0.68724 | 6 | 0.51746
10630 | 5.61 | 1 | 365 | 6.4132 | 0.85597 | 7 | 0.26921
10633 | 7.65 | 1 | 365 | 8.7453 | 0.53086 | 9 | 0.27619
10631 | 4.845 | 1 | 365 | 5.5387 | 0.10288 | 5 | 0.64159
10629 | 6.63 | 1 | 365 | 7.5793 | 0.19341 | 7 | 0.7727
10625 | 11.475 | 1 | 365 | 13.118 | 0.29629 | 13 | 0.41428
10538 | 5.61 | 1 | 365 | 6.4132 | 0.85597 | 7 | 0.26921
10627 | 5.355 | 1 | 365 | 6.1217 | 0.2716 | 6 | 0.39333
10653 | 9.435 | 1 | 365 | 10.7859 | 0.6214 | 11 | 0.4073
10616 | 10.965 | 1 | 365 | 12.535 | 0.12757 | 12 | 0.66254
10540 | 7.395 | 1 | 365 | 8.4538 | 0.9465 | 9 | 0.40032
10542 | 6.885 | 1 | 365 | 7.8708 | 0.77778 | 8 | 0.64857
10545 | 9.31 | 1 | 365 | 10.643 | 0.33494 | 10 | 0.97795
10672 | 2.805 | 1 | 365 | 3.2066 | 0.42798 | 3 | 0.6346
10663 | 6.76 | 1 | 365 | 7.7279 | 0.49132 | 8 | 0.21922
10563 | 7.65 | 1 | 365 | 8.7453 | 0.53086 | 9 | 0.27619
10667 | 3.9 | 1 | 365 | 4.4584 | 0.9373 | 5 | 0.3957
10497 | 3.825 | 1 | 365 | 4.3727 | 0.76543 | 5 | 0.13809
10501 | 3.315 | 1 | 365 | 3.7896 | 0.59671 | 4 | 0.38635
10504 | 4.335 | 1 | 365 | 4.9557 | 0.93416 | 5 | 0.88984
10505 | 5.355 | 1 | 365 | 6.1217 | 0.2716 | 6 | 0.39333
10508 | 8.16 | 1 | 365 | 9.3283 | 0.69959 | 10 | 0.027935
10261 | 8.415 | 1 | 365 | 9.6199 | 0.28395 | 9 | 0.90381
10266 | 4.08 | 1 | 365 | 4.6642 | 0.34979 | 5 | 0.013968
10029 | 5.61 | 1 | 365 | 6.4132 | 0.85597 | 7 | 0.26921
10354 | 5.355 | 1 | 365 | 6.1217 | 0.2716 | 6 | 0.39333
8274 | 6.12 | 1 | 365 | 6.9963 | 0.02469 | 7 | 0.020952
10357 | 7.65 | 1 | 365 | 8.7453 | 0.53086 | 9 | 0.27619
9992 | 5.61 | 1 | 365 | 6.4132 | 0.85597 | 7 | 0.26921
8933 | 9.945 | 1 | 365 | 11.3689 | 0.79012 | 12 | 0.15905
9230 | 3.57 | 1 | 365 | 4.0812 | 0.18107 | 4 | 0.26222
10341 | 8.67 | 1 | 365 | 9.9114 | 0.86831 | 10 | 0.77968
10343 | 7.14 | 1 | 365 | 8.1623 | 0.36214 | 8 | 0.52444
10510 | 6.375 | 1 | 365 | 7.2878 | 0.60905 | 7 | 0.89682
10512 | 10.965 | 1 | 365 | 12.535 | 0.12757 | 12 | 0.66254
10514 | 6.12 | 1 | 365 | 6.9963 | 0.02469 | 7 | 0.020952
10519 | 8.58 | 1 | 365 | 9.8085 | 0.66207 | 10 | 0.47055
10531 | 4.59 | 1 | 365 | 5.2472 | 0.51852 | 5 | 0.76571
10532 | 3.64 | 1 | 365 | 4.1612 | 0.34148 | 4 | 0.50266
10533 | 3.9 | 1 | 365 | 4.4584 | 0.9373 | 5 | 0.3957
10348 | 6.885 | 1 | 365 | 7.8708 | 0.77778 | 8 | 0.64857
10350 | 4.845 | 1 | 365 | 5.5387 | 0.10288 | 5 | 0.64159
8835 | 9.69 | 1 | 365 | 11.0774 | 0.20576 | 11 | 0.28317
10311 | 6.12 | 1 | 365 | 6.9963 | 0.02469 | 7 | 0.020952
10016 | 8.415 | 1 | 365 | 9.6199 | 0.28395 | 9 | 0.90381
10313 | 7.65 | 1 | 365 | 8.7453 | 0.53086 | 9 | 0.27619
10430 | 6.12 | 1 | 365 | 6.9963 | 0.02469 | 7 | 0.020952
9144 | 4 | 1 | 365 | 4.5727 | 0.16646 | 4 | 0.73918
10440 | 5.865 | 1 | 365 | 6.7048 | 0.44033 | 7 | 0.14508
10386 | 7.14 | 1 | 365 | 8.1623 | 0.36214 | 8 | 0.52444
10056 | 7.65 | 1 | 365 | 8.7453 | 0.53086 | 9 | 0.27619
10427 | 8.16 | 1 | 365 | 9.3283 | 0.69959 | 10 | 0.027935
10522 | 3.57 | 1 | 365 | 4.0812 | 0.18107 | 4 | 0.26222
10411 | 9.435 | 1 | 365 | 10.7859 | 0.6214 | 11 | 0.4073
9508 | 1.53 | 1 | 365 | 1.7491 | 0.50617 | 2 | 0.25524
9602 | 3.315 | 1 | 365 | 3.7896 | 0.59671 | 4 | 0.38635
10409 | 5.865 | 1 | 365 | 6.7048 | 0.44033 | 7 | 0.14508
11308 | 6.54 | 1 | 365 | 7.4764 | 0.98717 | 8 | 0.46357
11372 | 3.825 | 1 | 365 | 4.3727 | 0.76543 | 5 | 0.13809
11375 | 7.35 | 1 | 365 | 8.4024 | 0.84338 | 9 | 0.24575
11376 | 3.3 | 1 | 365 | 3.7725 | 0.56233 | 4 | 0.33483
11380 | 16.8 | 1 | 365 | 19.2054 | 0.49915 | 19 | 0.70457
11335 | 4.25 | 1 | 365 | 4.8585 | 0.73937 | 5 | 0.59788
11342 | 5.25 | 1 | 365 | 6.0017 | 0.030984 | 6 | 0.032679
11310 | 4.75 | 1 | 365 | 5.4301 | 0.88518 | 6 | 0.31528
11364 | 2.5 | 1 | 365 | 2.858 | 0.72904 | 3 | 0.58699
11366 | 5.61 | 1 | 365 | 6.4132 | 0.85597 | 7 | 0.26921
11367 | 6.12 | 1 | 365 | 6.9963 | 0.02469 | 7 | 0.020952
11382 | 6.63 | 1 | 365 | 7.5793 | 0.19341 | 7 | 0.7727
11126 | 6.5 | 1 | 365 | 7.4307 | 0.8955 | 8 | 0.32617
7827 | 6.5 | 1 | 365 | 7.4307 | 0.8955 | 8 | 0.32617
9852 | 5 | 1 | 365 | 5.7159 | 0.45808 | 6 | 0.17398
11205 | 5.61 | 1 | 365 | 6.4132 | 0.85597 | 7 | 0.26921
10942 | 7.14 | 1 | 365 | 8.1623 | 0.36214 | 8 | 0.52444
9928 | 33 | 0.9 | 365 | 33.9524 | 0.060995 | 34 | 0.013441
11065 | 8 | 1 | 365 | 9.1454 | 0.33293 | 9 | 0.47837
11208 | 3.825 | 1 | 365 | 4.3727 | 0.76543 | 5 | 0.13809
11303 | 8.75 | 1 | 365 | 10.0028 | 0.05164 | 10 | 0.054465
10721 | 11.34 | 1 | 365 | 12.9637 | 0.98693 | 13 | 0.95059
10747 | 11.5 | 1 | 365 | 13.1466 | 0.35358 | 13 | 0.50015
9431 | 127.5 | 0.9 | 365 | 131.1799 | 0.96294 | 132 | 0.14284
11741 | 7.5 | 1 | 365 | 8.5739 | 0.18712 | 8 | 0.76097
11745 | 6.63 | 1 | 365 | 7.5793 | 0.19341 | 7 | 0.7727
11771 | 5.775 | 1 | 365 | 6.6019 | 0.23408 | 6 | 0.83595
11284 | 2.75 | 1 | 365 | 3.1437 | 0.30194 | 3 | 0.44569
11286 | 13.2 | 1 | 365 | 15.09 | 0.24933 | 15 | 0.33931
11272 | 6.885 | 1 | 365 | 7.8708 | 0.77778 | 8 | 0.64857
11290 | 8.74 | 1 | 365 | 9.9914 | 0.028724 | 10 | 0.020117
5624 | 143.31 | 0.9 | 365 | 147.4462 | 0.57034 | 148 | 0.016553
5630 | 82.875 | 0.9 | 365 | 85.2669 | 0.92591 | 86 | 0.19285
5627 | 231.495 | 0.9 | 365 | 238.1764 | 0.44788 | 238 | 0.62429
4804 | 100.1 | 0.9 | 365 | 102.9891 | 0.45169 | 103 | 0.44077
4094 | 101.4 | 0.9 | 365 | 104.3266 | 0.13288 | 104 | 0.45948
3027 | 224.4 | 0.9 | 365 | 230.8766 | 0.81477 | 231 | 0.6914
9943 | 82.8 | 0.9 | 365 | 85.1898 | 0.77122 | 85 | 0.961
4456 | 139.75 | 0.9 | 365 | 143.7835 | 0.228 | 144 | 0.011467
7933 | 5.2 | 1 | 365 | 5.9445 | 0.9164 | 6 | 0.86094
10732 | 7.28 | 1 | 365 | 8.3224 | 0.68296 | 9 | 0.0053149
10746 | 4.08 | 1 | 365 | 4.6642 | 0.34979 | 5 | 0.013968
10496 | 4.59 | 1 | 365 | 5.2472 | 0.51852 | 5 | 0.76571
10113 | 8.16 | 1 | 365 | 9.3283 | 0.69959 | 10 | 0.027935
5941 | 7.02 | 1 | 365 | 8.0251 | 0.087144 | 8 | 0.11227
5952 | 8 | 1 | 365 | 9.1454 | 0.33293 | 9 | 0.47837
5122 | 99 | 0.9 | 365 | 101.8573 | 0.18299 | 102 | 0.040324
6372 | 4.95 | 1 | 365 | 5.6587 | 0.3435 | 6 | 0.0022402
6686 | 62.01 | 0.9 | 365 | 63.7997 | 0.8928 | 64 | 0.69253
10626 | 5.1 | 1 | 365 | 5.8302 | 0.68724 | 6 | 0.51746
11340 | 8.925 | 1 | 365 | 10.2029 | 0.45267 | 10 | 0.65555
11343 | 8.415 | 1 | 365 | 9.6199 | 0.28395 | 9 | 0.90381
11344 | 7.65 | 1 | 365 | 8.7453 | 0.53086 | 9 | 0.27619
11349 | 4.9 | 1 | 365 | 5.6016 | 0.22892 | 5 | 0.8305
11358 | 6.375 | 1 | 365 | 7.2878 | 0.60905 | 7 | 0.89682
11350 | 8.16 | 1 | 365 | 9.3283 | 0.69959 | 10 | 0.027935
11363 | 4.08 | 1 | 365 | 4.6642 | 0.34979 | 5 | 0.013968
11357 | 5.39 | 1 | 365 | 6.1617 | 0.35181 | 6 | 0.51355
11353 | 6 | 1 | 365 | 6.8591 | 0.7497 | 7 | 0.60878
11361 | 8.16 | 1 | 365 | 9.3283 | 0.69959 | 10 | 0.027935
11381 | 7.905 | 1 | 365 | 9.0368 | 0.11522 | 9 | 0.15206
11384 | 4.08 | 1 | 365 | 4.6642 | 0.34979 | 5 | 0.013968
12064 | 5.61 | 1 | 365 | 6.4132 | 0.85597 | 7 | 0.26921
12036 | 7.395 | 1 | 365 | 8.4538 | 0.9465 | 9 | 0.40032
12060 | 7.395 | 1 | 365 | 8.4538 | 0.9465 | 9 | 0.40032
12095 | 5.355 | 1 | 365 | 6.1217 | 0.2716 | 6 | 0.39333
10421 | 5.865 | 1 | 365 | 6.7048 | 0.44033 | 7 | 0.14508
10445 | 5.865 | 1 | 365 | 6.7048 | 0.44033 | 7 | 0.14508
9892 | 7.14 | 1 | 365 | 8.1623 | 0.36214 | 8 | 0.52444
10429 | 5.865 | 1 | 365 | 6.7048 | 0.44033 | 7 | 0.14508
10424 | 6.12 | 1 | 365 | 6.9963 | 0.02469 | 7 | 0.020952
9850 | 9.69 | 1 | 365 | 11.0774 | 0.20576 | 11 | 0.28317
10526 | 4.845 | 1 | 365 | 5.5387 | 0.10288 | 5 | 0.64159
10471 | 5.61 | 1 | 365 | 6.4132 | 0.85597 | 7 | 0.26921
10443 | 6.12 | 1 | 365 | 6.9963 | 0.02469 | 7 | 0.020952
10450 | 5.145 | 1 | 365 | 5.8817 | 0.79036 | 6 | 0.67203
10431 | 9.18 | 1 | 365 | 10.4944 | 0.037035 | 10 | 0.53143
10447 | 5.1 | 1 | 365 | 5.8302 | 0.68724 | 6 | 0.51746
10381 | 5.61 | 1 | 365 | 6.4132 | 0.85597 | 7 | 0.26921
10554 | 5.2 | 1 | 365 | 5.9445 | 0.9164 | 6 | 0.86094
10559 | 7.54 | 1 | 365 | 8.6196 | 0.27878 | 8 | 0.89836
10562 | 2.805 | 1 | 365 | 3.2066 | 0.42798 | 3 | 0.6346
10485 | 8.16 | 1 | 365 | 9.3283 | 0.69959 | 10 | 0.027935
10569 | 8.16 | 1 | 365 | 9.3283 | 0.69959 | 10 | 0.027935
10571 | 7.14 | 1 | 365 | 8.1623 | 0.36214 | 8 | 0.52444
10362 | 5.355 | 1 | 365 | 6.1217 | 0.2716 | 6 | 0.39333
10472 | 5.61 | 1 | 365 | 6.4132 | 0.85597 | 7 | 0.26921
10460 | 6.12 | 1 | 365 | 6.9963 | 0.02469 | 7 | 0.020952
10378 | 5.355 | 1 | 365 | 6.1217 | 0.2716 | 6 | 0.39333
10503 | 5.355 | 1 | 365 | 6.1217 | 0.2716 | 6 | 0.39333
10416 | 3.825 | 1 | 365 | 4.3727 | 0.76543 | 5 | 0.13809
10477 | 8.415 | 1 | 365 | 9.6199 | 0.28395 | 9 | 0.90381
8522 | 150 | 0.9 | 365 | 154.3293 | 0.36816 | 154 | 0.69746
10475 | 9.435 | 1 | 365 | 10.7859 | 0.6214 | 11 | 0.4073
10517 | 5.865 | 1 | 365 | 6.7048 | 0.44033 | 7 | 0.14508
10403 | 6.63 | 1 | 365 | 7.5793 | 0.19341 | 7 | 0.7727
10493 | 5.61 | 1 | 365 | 6.4132 | 0.85597 | 7 | 0.26921
10498 | 4.59 | 1 | 365 | 5.2472 | 0.51852 | 5 | 0.76571
10374 | 4.335 | 1 | 365 | 4.9557 | 0.93416 | 5 | 0.88984
10480 | 3.315 | 1 | 365 | 3.7896 | 0.59671 | 4 | 0.38635
10762 | 7.14 | 1 | 365 | 8.1623 | 0.36214 | 8 | 0.52444
10764 | 4.16 | 1 | 365 | 4.7556 | 0.53312 | 5 | 0.28875
10768 | 4.59 | 1 | 365 | 5.2472 | 0.51852 | 5 | 0.76571
8213 | 6.12 | 1 | 365 | 6.9963 | 0.02469 | 7 | 0.020952
10584 | 2.805 | 1 | 365 | 3.2066 | 0.42798 | 3 | 0.6346
10583 | 9.69 | 1 | 365 | 11.0774 | 0.20576 | 11 | 0.28317
10586 | 6.375 | 1 | 365 | 7.2878 | 0.60905 | 7 | 0.89682
10544 | 5.1 | 1 | 365 | 5.8302 | 0.68724 | 6 | 0.51746
10539 | 6.12 | 1 | 365 | 6.9963 | 0.02469 | 7 | 0.020952
10787 | 6.24 | 1 | 365 | 7.1334 | 0.29968 | 7 | 0.43313
10789 | 7.65 | 1 | 365 | 8.7453 | 0.53086 | 9 | 0.27619
10578 | 4.59 | 1 | 365 | 5.2472 | 0.51852 | 5 | 0.76571
10566 | 6.63 | 1 | 365 | 7.5793 | 0.19341 | 7 | 0.7727
10793 | 6.24 | 1 | 365 | 7.1334 | 0.29968 | 7 | 0.43313
10570 | 6.12 | 1 | 365 | 6.9963 | 0.02469 | 7 | 0.020952
9963 | 7.14 | 1 | 365 | 8.1623 | 0.36214 | 8 | 0.52444
10792 | 12.24 | 1 | 365 | 13.9925 | 0.04938 | 14 | 0.041903
10564 | 6.63 | 1 | 365 | 7.5793 | 0.19341 | 7 | 0.7727
10037 | 7.395 | 1 | 365 | 8.4538 | 0.9465 | 9 | 0.40032
10548 | 2.04 | 1 | 365 | 2.3321 | 0.6749 | 3 | 0.0069838
10808 | 5.1 | 1 | 365 | 5.8302 | 0.68724 | 6 | 0.51746
10809 | 4.5 | 1 | 365 | 5.1443 | 0.31227 | 5 | 0.45658
10810 | 7.28 | 1 | 365 | 8.3224 | 0.68296 | 9 | 0.0053149
10811 | 15.81 | 1 | 365 | 18.0737 | 0.23045 | 18 | 0.30412
10795 | 6.12 | 1 | 365 | 6.9963 | 0.02469 | 7 | 0.020952
10831 | 5.355 | 1 | 365 | 6.1217 | 0.2716 | 6 | 0.39333
10813 | 5.865 | 1 | 365 | 6.7048 | 0.44033 | 7 | 0.14508
10791 | 8.415 | 1 | 365 | 9.6199 | 0.28395 | 9 | 0.90381
10815 | 4.845 | 1 | 365 | 5.5387 | 0.10288 | 5 | 0.64159
10896 | 9.69 | 1 | 365 | 11.0774 | 0.20576 | 11 | 0.28317
11178 | 4.335 | 1 | 365 | 4.9557 | 0.93416 | 5 | 0.88984
11182 | 5.1 | 1 | 365 | 5.8302 | 0.68724 | 6 | 0.51746
10558 | 5.865 | 1 | 365 | 6.7048 | 0.44033 | 7 | 0.14508
11174 | 8.33 | 1 | 365 | 9.5227 | 0.089161 | 9 | 0.61185
10577 | 9.945 | 1 | 365 | 11.3689 | 0.79012 | 12 | 0.15905
10574 | 6.63 | 1 | 365 | 7.5793 | 0.19341 | 7 | 0.7727
10550 | 4.335 | 1 | 365 | 4.9557 | 0.93416 | 5 | 0.88984
10565 | 5.88 | 1 | 365 | 6.7219 | 0.4747 | 7 | 0.1966
10556 | 6.12 | 1 | 365 | 6.9963 | 0.02469 | 7 | 0.020952
10652 | 5.865 | 1 | 365 | 6.7048 | 0.44033 | 7 | 0.14508
10780 | 9.945 | 1 | 365 | 11.3689 | 0.79012 | 12 | 0.15905
10817 | 8.5 | 1 | 365 | 9.717 | 0.47874 | 10 | 0.19577
10779 | 7.65 | 1 | 365 | 8.7453 | 0.53086 | 9 | 0.27619
10820 | 4.94 | 1 | 365 | 5.6473 | 0.32058 | 5 | 0.96789
10778 | 9.18 | 1 | 365 | 10.4944 | 0.037035 | 10 | 0.53143
10777 | 5.355 | 1 | 365 | 6.1217 | 0.2716 | 6 | 0.39333
10823 | 12 | 1 | 365 | 13.7182 | 0.49939 | 14 | 0.21755
10822 | 8.16 | 1 | 365 | 9.3283 | 0.69959 | 10 | 0.027935
10825 | 7 | 1 | 365 | 8.0023 | 0.041312 | 8 | 0.043572
908 | 8.04 | 1 | 365 | 9.1912 | 0.42459 | 9 | 0.61576
10650 | 2.805 | 1 | 365 | 3.2066 | 0.42798 | 3 | 0.6346
5307 | 201.75 | 0.9 | 365 | 207.5729 | 0.10018 | 207 | 0.67308
10828 | 12 | 1 | 365 | 13.7182 | 0.49939 | 14 | 0.21755
10833 | 7.65 | 1 | 365 | 8.7453 | 0.53086 | 9 | 0.27619
10827 | 10.25 | 1 | 365 | 11.7176 | 0.48906 | 12 | 0.20666
10830 | 5.61 | 1 | 365 | 6.4132 | 0.85597 | 7 | 0.26921
10834 | 4.16 | 1 | 365 | 4.7556 | 0.53312 | 5 | 0.28875
10835 | 5.5 | 1 | 365 | 6.2875 | 0.60389 | 6 | 0.89138
10836 | 9.18 | 1 | 365 | 10.4944 | 0.037035 | 10 | 0.53143
10837 | 4.59 | 1 | 365 | 5.2472 | 0.51852 | 5 | 0.76571
10838 | 8.925 | 1 | 365 | 10.2029 | 0.45267 | 10 | 0.65555
10839 | 5.46 | 1 | 365 | 6.2418 | 0.51222 | 6 | 0.75399
10841 | 5.1 | 1 | 365 | 5.8302 | 0.68724 | 6 | 0.51746
10842 | 8.84 | 1 | 365 | 10.1057 | 0.25789 | 10 | 0.3636
10843 | 16.575 | 1 | 365 | 18.9482 | 0.98354 | 19 | 0.93174
10844 | 10.92 | 1 | 365 | 12.4835 | 0.024447 | 12 | 0.50797
10979 | 11.22 | 1 | 365 | 12.8265 | 0.71193 | 13 | 0.53841
9286 | 7.395 | 1 | 365 | 8.4538 | 0.9465 | 9 | 0.40032
10980 | 7.14 | 1 | 365 | 8.1623 | 0.36214 | 8 | 0.52444
11030 | 11.475 | 1 | 365 | 13.118 | 0.29629 | 13 | 0.41428
11033 | 11.22 | 1 | 365 | 12.8265 | 0.71193 | 13 | 0.53841
17157 | 6.12 | 1 | 365 | 6.9963 | 0.02469 | 7 | 0.020952
11034 | 6.375 | 1 | 365 | 7.2878 | 0.60905 | 7 | 0.89682
11074 | 8.16 | 1 | 365 | 9.3283 | 0.69959 | 10 | 0.027935
10894 | 7.65 | 1 | 365 | 8.7453 | 0.53086 | 9 | 0.27619
10897 | 5.355 | 1 | 365 | 6.1217 | 0.2716 | 6 | 0.39333
10900 | 7.14 | 1 | 365 | 8.1623 | 0.36214 | 8 | 0.52444
10902 | 4.59 | 1 | 365 | 5.2472 | 0.51852 | 5 | 0.76571
10913 | 5.61 | 1 | 365 | 6.4132 | 0.85597 | 7 | 0.26921
11081 | 4.59 | 1 | 365 | 5.2472 | 0.51852 | 5 | 0.76571
11082 | 10.4 | 1 | 365 | 11.8891 | 0.83281 | 12 | 0.72188
11084 | 5.61 | 1 | 365 | 6.4132 | 0.85597 | 7 | 0.26921
11086 | 3.57 | 1 | 365 | 4.0812 | 0.18107 | 4 | 0.26222
11091 | 4.335 | 1 | 365 | 4.9557 | 0.93416 | 5 | 0.88984
11083 | 3.315 | 1 | 365 | 3.7896 | 0.59671 | 4 | 0.38635
10905 | 8.16 | 1 | 365 | 9.3283 | 0.69959 | 10 | 0.027935
10926 | 8.67 | 1 | 365 | 9.9114 | 0.86831 | 10 | 0.77968
11094 | 7.84 | 1 | 365 | 8.9625 | 0.96627 | 9 | 0.9288
11098 | 3.5 | 1 | 365 | 4.0011 | 0.020656 | 4 | 0.021786
10925 | 6.12 | 1 | 365 | 6.9963 | 0.02469 | 7 | 0.020952
11099 | 6.75 | 1 | 365 | 7.7165 | 0.46841 | 8 | 0.18487
10914 | 9.18 | 1 | 365 | 10.4944 | 0.037035 | 10 | 0.53143
11101 | 5.865 | 1 | 365 | 6.7048 | 0.44033 | 7 | 0.14508
10915 | 4.08 | 1 | 365 | 4.6642 | 0.34979 | 5 | 0.013968
11102 | 7.905 | 1 | 365 | 9.0368 | 0.11522 | 9 | 0.15206
11052 | 6.12 | 1 | 365 | 6.9963 | 0.02469 | 7 | 0.020952
11104 | 9.435 | 1 | 365 | 10.7859 | 0.6214 | 11 | 0.4073
11056 | 8.67 | 1 | 365 | 9.9114 | 0.86831 | 10 | 0.77968
11058 | 6.63 | 1 | 365 | 7.5793 | 0.19341 | 7 | 0.7727
11059 | 8.16 | 1 | 365 | 9.3283 | 0.69959 | 10 | 0.027935
11108 | 9.435 | 1 | 365 | 10.7859 | 0.6214 | 11 | 0.4073
11109 | 3.57 | 1 | 365 | 4.0812 | 0.18107 | 4 | 0.26222
11110 | 6.885 | 1 | 365 | 7.8708 | 0.77778 | 8 | 0.64857
10907 | 9.435 | 1 | 365 | 10.7859 | 0.6214 | 11 | 0.4073
11113 | 7.14 | 1 | 365 | 8.1623 | 0.36214 | 8 | 0.52444
11115 | 6.375 | 1 | 365 | 7.2878 | 0.60905 | 7 | 0.89682
11111 | 8.925 | 1 | 365 | 10.2029 | 0.45267 | 10 | 0.65555
11114 | 10.71 | 1 | 365 | 12.2435 | 0.54321 | 12 | 0.78667
11122 | 3.06 | 1 | 365 | 3.4981 | 0.012345 | 3 | 0.51048
11123 | 10.2 | 1 | 365 | 11.6604 | 0.37448 | 12 | 0.034919
11127 | 5.865 | 1 | 365 | 6.7048 | 0.44033 | 7 | 0.14508
10895 | 2.55 | 1 | 365 | 2.9151 | 0.84362 | 3 | 0.75873
11171 | 4.59 | 1 | 365 | 5.2472 | 0.51852 | 5 | 0.76571
11218 | 3.9 | 1 | 365 | 4.4584 | 0.9373 | 5 | 0.3957
11223 | 5.355 | 1 | 365 | 6.1217 | 0.2716 | 6 | 0.39333
11228 | 8.16 | 1 | 365 | 9.3283 | 0.69959 | 10 | 0.027935
11252 | 4.845 | 1 | 365 | 5.5387 | 0.10288 | 5 | 0.64159
11256 | 3.675 | 1 | 365 | 4.2012 | 0.42169 | 4 | 0.62288
11260 | 4.335 | 1 | 365 | 4.9557 | 0.93416 | 5 | 0.88984
11266 | 5.865 | 1 | 365 | 6.7048 | 0.44033 | 7 | 0.14508
11267 | 4.08 | 1 | 365 | 4.6642 | 0.34979 | 5 | 0.013968
11304 | 3.06 | 1 | 365 | 3.4981 | 0.012345 | 3 | 0.51048
11307 | 7.905 | 1 | 365 | 9.0368 | 0.11522 | 9 | 0.15206
11305 | 4.59 | 1 | 365 | 5.2472 | 0.51852 | 5 | 0.76571
10594 | 5.1 | 1 | 365 | 5.8302 | 0.68724 | 6 | 0.51746
10592 | 4.845 | 1 | 365 | 5.5387 | 0.10288 | 5 | 0.64159
11220 | 5.865 | 1 | 365 | 6.7048 | 0.44033 | 7 | 0.14508
9623 | 6.12 | 1 | 365 | 6.9963 | 0.02469 | 7 | 0.020952
9669 | 4.02 | 1 | 365 | 4.5956 | 0.2123 | 4 | 0.80788
10435 | 9 | 1 | 365 | 10.2886 | 0.62454 | 10 | 0.91316
10454 | 3.9 | 1 | 365 | 4.4584 | 0.9373 | 5 | 0.3957
10536 | 4.335 | 1 | 365 | 4.9557 | 0.93416 | 5 | 0.88984
10223 | 4.845 | 1 | 365 | 5.5387 | 0.10288 | 5 | 0.64159
10021 | 5.61 | 1 | 365 | 6.4132 | 0.85597 | 7 | 0.26921
10599 | 5.1 | 1 | 365 | 5.8302 | 0.68724 | 6 | 0.51746
10656 | 3.12 | 1 | 365 | 3.5667 | 0.14984 | 3 | 0.71656
10735 | 4.4 | 1 | 365 | 5.03 | 0.08311 | 5 | 0.1131
10786 | 2.805 | 1 | 365 | 3.2066 | 0.42798 | 3 | 0.6346
10474 | 7.395 | 1 | 365 | 8.4538 | 0.9465 | 9 | 0.40032
10829 | 2.5 | 1 | 365 | 2.858 | 0.72904 | 3 | 0.58699
10863 | 5.61 | 1 | 365 | 6.4132 | 0.85597 | 7 | 0.26921
10899 | 3.57 | 1 | 365 | 4.0812 | 0.18107 | 4 | 0.26222
11377 | 7 | 1 | 365 | 8.0023 | 0.041312 | 8 | 0.043572
9315 | 6 | 1 | 365 | 6.8591 | 0.7497 | 7 | 0.60878
9319 | 6 | 1 | 365 | 6.8591 | 0.7497 | 7 | 0.60878
9320 | 6 | 1 | 365 | 6.8591 | 0.7497 | 7 | 0.60878
9321 | 6 | 1 | 365 | 6.8591 | 0.7497 | 7 | 0.60878
9322 | 6 | 1 | 365 | 6.8591 | 0.7497 | 7 | 0.60878
9347 | 6 | 1 | 365 | 6.8591 | 0.7497 | 7 | 0.60878
9358 | 6 | 1 | 365 | 6.8591 | 0.7497 | 7 | 0.60878
9355 | 6 | 1 | 365 | 6.8591 | 0.7497 | 7 | 0.60878
9383 | 6 | 1 | 365 | 6.8591 | 0.7497 | 7 | 0.60878
9369 | 6 | 1 | 365 | 6.8591 | 0.7497 | 7 | 0.60878
9388 | 6 | 1 | 365 | 6.8591 | 0.7497 | 7 | 0.60878
9395 | 6 | 1 | 365 | 6.8591 | 0.7497 | 7 | 0.60878
9393 | 6 | 1 | 365 | 6.8591 | 0.7497 | 7 | 0.60878
9398 | 6 | 1 | 365 | 6.8591 | 0.7497 | 7 | 0.60878
10781 | 6 | 1 | 365 | 6.8591 | 0.7497 | 7 | 0.60878
10783 | 6 | 1 | 365 | 6.8591 | 0.7497 | 7 | 0.60878
9323 | 6 | 1 | 365 | 6.8591 | 0.7497 | 7 | 0.60878
10784 | 6 | 1 | 365 | 6.8591 | 0.7497 | 7 | 0.60878
10785 | 6 | 1 | 365 | 6.8591 | 0.7497 | 7 | 0.60878
10819 | 6 | 1 | 365 | 6.8591 | 0.7497 | 7 | 0.60878
10818 | 6 | 1 | 365 | 6.8591 | 0.7497 | 7 | 0.60878
10821 | 6 | 1 | 365 | 6.8591 | 0.7497 | 7 | 0.60878
11100 | 6 | 1 | 365 | 6.8591 | 0.7497 | 7 | 0.60878
10826 | 6 | 1 | 365 | 6.8591 | 0.7497 | 7 | 0.60878
11118 | 6 | 1 | 365 | 6.8591 | 0.7497 | 7 | 0.60878
11468 | 6 | 1 | 365 | 6.8591 | 0.7497 | 7 | 0.60878
6711 | 300.84 | 0.9 | 365 | 309.5228 | 0.46878 | 309 | 0.99163
10199 | 50 | 0.9 | 365 | 51.4431 | 0.12272 | 51 | 0.56582
9338 | 6 | 1 | 365 | 6.8591 | 0.7497 | 7 | 0.60878
81 | 982.8 | 1 | 365 | 1123.5173 | 0.2002 | 1123 | 0.71751
11451 | 8.75 | 1 | 365 | 10.0028 | 0.05164 | 10 | 0.054465
11455 | 9.435 | 1 | 365 | 10.7859 | 0.6214 | 11 | 0.4073
11453 | 7.14 | 1 | 365 | 8.1623 | 0.36214 | 8 | 0.52444
11462 | 6 | 1 | 365 | 6.8591 | 0.7497 | 7 | 0.60878
11467 | 2.45 | 1 | 365 | 2.8008 | 0.61446 | 3 | 0.41525
12164 | 12.5 | 1 | 365 | 14.2897 | 0.6452 | 14 | 0.93495
11475 | 5.355 | 1 | 365 | 6.1217 | 0.2716 | 6 | 0.39333
9624 | 4.5 | 1 | 365 | 5.1443 | 0.31227 | 5 | 0.45658
8936 | 8.415 | 1 | 365 | 9.6199 | 0.28395 | 9 | 0.90381
11432 | 6.12 | 1 | 365 | 6.9963 | 0.02469 | 7 | 0.020952
11409 | 5.355 | 1 | 365 | 6.1217 | 0.2716 | 6 | 0.39333
10080 | 15.3 | 1 | 365 | 17.4907 | 0.061725 | 17 | 0.55238
11006 | 33.6 | 0.9 | 365 | 34.5698 | 0.29847 | 34 | 0.86823
11939 | 9.18 | 1 | 365 | 10.4944 | 0.037035 | 10 | 0.53143
11406 | 4.845 | 1 | 365 | 5.5387 | 0.10288 | 5 | 0.64159
11392 | 4.845 | 1 | 365 | 5.5387 | 0.10288 | 5 | 0.64159
11395 | 7.14 | 1 | 365 | 8.1623 | 0.36214 | 8 | 0.52444
11400 | 6.885 | 1 | 365 | 7.8708 | 0.77778 | 8 | 0.64857
11398 | 3.57 | 1 | 365 | 4.0812 | 0.18107 | 4 | 0.26222
11404 | 8.415 | 1 | 365 | 9.6199 | 0.28395 | 9 | 0.90381
12188 | 7.65 | 1 | 365 | 8.7453 | 0.53086 | 9 | 0.27619
11408 | 6.885 | 1 | 365 | 7.8708 | 0.77778 | 8 | 0.64857
11500 | 8.91 | 1 | 365 | 10.1857 | 0.4183 | 10 | 0.60403
9443 | 5.46 | 1 | 365 | 6.2418 | 0.51222 | 6 | 0.75399
12213 | 3.825 | 1 | 365 | 4.3727 | 0.76543 | 5 | 0.13809
11522 | 3.06 | 1 | 365 | 3.4981 | 0.012345 | 3 | 0.51048
11532 | 4.59 | 1 | 365 | 5.2472 | 0.51852 | 5 | 0.76571
11551 | 10.137 | 1 | 365 | 11.5884 | 0.23011 | 11 | 0.81853
11560 | 9.18 | 1 | 365 | 10.4944 | 0.037035 | 10 | 0.53143
11554 | 222.87 | 0.9 | 365 | 229.3025 | 0.65921 | 229 | 0.96169
11603 | 6.375 | 1 | 365 | 7.2878 | 0.60905 | 7 | 0.89682
11604 | 9.435 | 1 | 365 | 10.7859 | 0.6214 | 11 | 0.4073
11562 | 18.2 | 1 | 365 | 20.8059 | 0.70741 | 21 | 0.51329
12172 | 7.395 | 1 | 365 | 8.4538 | 0.9465 | 9 | 0.40032
11621 | 5.886 | 1 | 365 | 6.7288 | 0.48845 | 7 | 0.21721
11626 | 6.867 | 1 | 365 | 7.8502 | 0.73653 | 8 | 0.58674
6767 | 135.3 | 0.9 | 365 | 139.205 | 0.05008 | 139 | 0.25511
9795 | 224.4 | 0.9 | 365 | 230.8766 | 0.81477 | 231 | 0.6914
12077 | 4.59 | 1 | 365 | 5.2472 | 0.51852 | 5 | 0.76571
12088 | 6.885 | 1 | 365 | 7.8708 | 0.77778 | 8 | 0.64857
11644 | 6.375 | 1 | 365 | 7.2878 | 0.60905 | 7 | 0.89682
11647 | 6.12 | 1 | 365 | 6.9963 | 0.02469 | 7 | 0.020952
11540 | 3 | 1 | 365 | 3.4295 | 0.87485 | 4 | 0.30439
11691 | 17.01 | 1 | 365 | 19.4455 | 0.98039 | 20 | 0.42588
11686 | 3.57 | 1 | 365 | 4.0812 | 0.18107 | 4 | 0.26222
11687 | 3.57 | 1 | 365 | 4.0812 | 0.18107 | 4 | 0.26222
11706 | 4.59 | 1 | 365 | 5.2472 | 0.51852 | 5 | 0.76571
11711 | 4.845 | 1 | 365 | 5.5387 | 0.10288 | 5 | 0.64159
11716 | 10.2 | 1 | 365 | 11.6604 | 0.37448 | 12 | 0.034919
11731 | 14.388 | 1 | 365 | 16.4481 | 0.97177 | 17 | 0.41984
11743 | 7.02 | 1 | 365 | 8.0251 | 0.087144 | 8 | 0.11227
11819 | 3.06 | 1 | 365 | 3.4981 | 0.012345 | 3 | 0.51048
11821 | 2.75 | 1 | 365 | 3.1437 | 0.30194 | 3 | 0.44569
11822 | 7.54 | 1 | 365 | 8.6196 | 0.27878 | 8 | 0.89836
12157 | 4.08 | 1 | 365 | 4.6642 | 0.34979 | 5 | 0.013968
11858 | 5.1 | 1 | 365 | 5.8302 | 0.68724 | 6 | 0.51746
11859 | 7.65 | 1 | 365 | 8.7453 | 0.53086 | 9 | 0.27619
9375 | 4.08 | 1 | 365 | 4.6642 | 0.34979 | 5 | 0.013968
10904 | 12.5 | 1 | 365 | 14.2897 | 0.6452 | 14 | 0.93495
7992 | 5.67 | 1 | 365 | 6.4818 | 0.99346 | 7 | 0.47529
11496 | 9.81 | 1 | 365 | 11.2146 | 0.48075 | 11 | 0.69535
11504 | 6.12 | 1 | 365 | 6.9963 | 0.02469 | 7 | 0.020952
11920 | 7.65 | 1 | 365 | 8.7453 | 0.53086 | 9 | 0.27619
11943 | 5.865 | 1 | 365 | 6.7048 | 0.44033 | 7 | 0.14508
11929 | 3.315 | 1 | 365 | 3.7896 | 0.59671 | 4 | 0.38635
11930 | 7.65 | 1 | 365 | 8.7453 | 0.53086 | 9 | 0.27619
12322 | 4.41 | 1 | 365 | 5.0414 | 0.10603 | 5 | 0.14745
12308 | 3.57 | 1 | 365 | 4.0812 | 0.18107 | 4 | 0.26222
12390 | 16.677 | 1 | 365 | 19.0648 | 0.21728 | 19 | 0.28209
11926 | 4.59 | 1 | 365 | 5.2472 | 0.51852 | 5 | 0.76571
11958 | 2.295 | 1 | 365 | 2.6236 | 0.25926 | 2 | 0.88286
11924 | 7.595 | 1 | 365 | 8.6825 | 0.40482 | 9 | 0.087276
11949 | 2.55 | 1 | 365 | 2.9151 | 0.84362 | 3 | 0.75873
11960 | 8.82 | 1 | 365 | 10.0828 | 0.21205 | 10 | 0.2949
11927 | 4.08 | 1 | 365 | 4.6642 | 0.34979 | 5 | 0.013968
11975 | 7.14 | 1 | 365 | 8.1623 | 0.36214 | 8 | 0.52444
11937 | 5.1 | 1 | 365 | 5.8302 | 0.68724 | 6 | 0.51746
11951 | 5.1 | 1 | 365 | 5.8302 | 0.68724 | 6 | 0.51746
11961 | 6.63 | 1 | 365 | 7.5793 | 0.19341 | 7 | 0.7727
11948 | 4.845 | 1 | 365 | 5.5387 | 0.10288 | 5 | 0.64159
11931 | 2.805 | 1 | 365 | 3.2066 | 0.42798 | 3 | 0.6346
11974 | 8.82 | 1 | 365 | 10.0828 | 0.21205 | 10 | 0.2949
12053 | 6.25 | 1 | 365 | 7.1449 | 0.3226 | 7 | 0.46747
11990 | 8.925 | 1 | 365 | 10.2029 | 0.45267 | 10 | 0.65555
11987 | 4.59 | 1 | 365 | 5.2472 | 0.51852 | 5 | 0.76571
11984 | 9.18 | 1 | 365 | 10.4944 | 0.037035 | 10 | 0.53143
11986 | 5.865 | 1 | 365 | 6.7048 | 0.44033 | 7 | 0.14508
12002 | 3.825 | 1 | 365 | 4.3727 | 0.76543 | 5 | 0.13809
12028 | 7.905 | 1 | 365 | 9.0368 | 0.11522 | 9 | 0.15206
11993 | 4.335 | 1 | 365 | 4.9557 | 0.93416 | 5 | 0.88984
12026 | 9.69 | 1 | 365 | 11.0774 | 0.20576 | 11 | 0.28317
11998 | 5.61 | 1 | 365 | 6.4132 | 0.85597 | 7 | 0.26921
12023 | 4.845 | 1 | 365 | 5.5387 | 0.10288 | 5 | 0.64159
11978 | 6.63 | 1 | 365 | 7.5793 | 0.19341 | 7 | 0.7727
11965 | 5.145 | 1 | 365 | 5.8817 | 0.79036 | 6 | 0.67203
12006 | 3.06 | 1 | 365 | 3.4981 | 0.012345 | 3 | 0.51048
11941 | 6.375 | 1 | 365 | 7.2878 | 0.60905 | 7 | 0.89682
11933 | 8.925 | 1 | 365 | 10.2029 | 0.45267 | 10 | 0.65555
12015 | 7.65 | 1 | 365 | 8.7453 | 0.53086 | 9 | 0.27619
11925 | 9.945 | 1 | 365 | 11.3689 | 0.79012 | 12 | 0.15905
11967 | 6.375 | 1 | 365 | 7.2878 | 0.60905 | 7 | 0.89682
9756 | 5.865 | 1 | 365 | 6.7048 | 0.44033 | 7 | 0.14508
11970 | 4.08 | 1 | 365 | 4.6642 | 0.34979 | 5 | 0.013968
11952 | 7.905 | 1 | 365 | 9.0368 | 0.11522 | 9 | 0.15206
12001 | 2.04 | 1 | 365 | 2.3321 | 0.6749 | 3 | 0.0069838
11932 | 1.785 | 1 | 365 | 2.0406 | 0.090535 | 2 | 0.13111
11976 | 8.16 | 1 | 365 | 9.3283 | 0.69959 | 10 | 0.027935
11959 | 7.905 | 1 | 365 | 9.0368 | 0.11522 | 9 | 0.15206
12009 | 6.375 | 1 | 365 | 7.2878 | 0.60905 | 7 | 0.89682
11226 | 7.14 | 1 | 365 | 8.1623 | 0.36214 | 8 | 0.52444
9364 | 5.1 | 1 | 365 | 5.8302 | 0.68724 | 6 | 0.51746
12056 | 8.67 | 1 | 365 | 9.9114 | 0.86831 | 10 | 0.77968
12283 | 5.75 | 1 | 365 | 6.5733 | 0.17679 | 6 | 0.75008
11979 | 3.57 | 1 | 365 | 4.0812 | 0.18107 | 4 | 0.26222
12777 | 7.65 | 1 | 365 | 8.7453 | 0.53086 | 9 | 0.27619
12116 | 4.845 | 1 | 365 | 5.5387 | 0.10288 | 5 | 0.64159
11732 | 7.14 | 1 | 365 | 8.1623 | 0.36214 | 8 | 0.52444
12139 | 14.945 | 1 | 365 | 17.0848 | 0.2482 | 17 | 0.33303
12146 | 3.3 | 1 | 365 | 3.7725 | 0.56233 | 4 | 0.33483
12151 | 10.35 | 1 | 365 | 11.8319 | 0.71823 | 12 | 0.55014
11728 | 8.925 | 1 | 365 | 10.2029 | 0.45267 | 10 | 0.65555
12279 | 6 | 1 | 365 | 6.8591 | 0.7497 | 7 | 0.60878
12414 | 3.57 | 1 | 365 | 4.0812 | 0.18107 | 4 | 0.26222
12428 | 5.5 | 1 | 365 | 6.2875 | 0.60389 | 6 | 0.89138
12430 | 7.65 | 1 | 365 | 8.7453 | 0.53086 | 9 | 0.27619
12530 | 5.61 | 1 | 365 | 6.4132 | 0.85597 | 7 | 0.26921
12553 | 5.25 | 1 | 365 | 6.0017 | 0.030984 | 6 | 0.032679
12543 | 93.522 | 0.9 | 365 | 96.2212 | 0.88486 | 97 | 0.10609
12597 | 9.36 | 1 | 365 | 10.7002 | 0.44953 | 11 | 0.14969
12598 | 7.2 | 1 | 365 | 8.2309 | 0.49964 | 8 | 0.73053
12676 | 8.67 | 1 | 365 | 9.9114 | 0.86831 | 10 | 0.77968
12680 | 13.315 | 1 | 365 | 15.2214 | 0.51287 | 15 | 0.73431
12684 | 8.75 | 1 | 365 | 10.0028 | 0.05164 | 10 | 0.054465
12741 | 9 | 1 | 365 | 10.2886 | 0.62454 | 10 | 0.91316
11438 | 7.65 | 1 | 365 | 8.7453 | 0.53086 | 9 | 0.27619
5349 | 167.45 | 0.9 | 365 | 172.2829 | 0.35799 | 172 | 0.64093
7622 | 4.14 | 1 | 365 | 4.7328 | 0.48729 | 5 | 0.22006
10765 | 9.1 | 1 | 365 | 10.4029 | 0.85371 | 11 | 0.25664
14073 | 8.67 | 1 | 365 | 9.9114 | 0.86831 | 10 | 0.77968
14075 | 5.7 | 1 | 365 | 6.5161 | 0.062211 | 6 | 0.57834
14079 | 3.6 | 1 | 365 | 4.1154 | 0.24982 | 4 | 0.36527
14082 | 9.945 | 1 | 365 | 11.3689 | 0.79012 | 12 | 0.15905
14084 | 3.315 | 1 | 365 | 3.7896 | 0.59671 | 4 | 0.38635
14092 | 7.14 | 1 | 365 | 8.1623 | 0.36214 | 8 | 0.52444
14096 | 3.825 | 1 | 365 | 4.3727 | 0.76543 | 5 | 0.13809
14099 | 5.4 | 1 | 365 | 6.1732 | 0.37473 | 6 | 0.5479
14107 | 3.57 | 1 | 365 | 4.0812 | 0.18107 | 4 | 0.26222
14112 | 4.08 | 1 | 365 | 4.6642 | 0.34979 | 5 | 0.013968
14115 | 5.61 | 1 | 365 | 6.4132 | 0.85597 | 7 | 0.26921
14120 | 4.5 | 1 | 365 | 5.1443 | 0.31227 | 5 | 0.45658
13710 | 2.24 | 1 | 365 | 2.5607 | 0.13322 | 2 | 0.69394
14147 | 6.63 | 1 | 365 | 7.5793 | 0.19341 | 7 | 0.7727
13928 | 11.8 | 1 | 365 | 13.4895 | 0.041069 | 13 | 0.53059
14150 | 4.845 | 1 | 365 | 5.5387 | 0.10288 | 5 | 0.64159
14165 | 6.12 | 1 | 365 | 6.9963 | 0.02469 | 7 | 0.020952
14169 | 5.1 | 1 | 365 | 5.8302 | 0.68724 | 6 | 0.51746
14173 | 3.57 | 1 | 365 | 4.0812 | 0.18107 | 4 | 0.26222
14176 | 4.2 | 1 | 365 | 4.8014 | 0.62479 | 5 | 0.42614
14180 | 5.865 | 1 | 365 | 6.7048 | 0.44033 | 7 | 0.14508
14198 | 3.36 | 1 | 365 | 3.8411 | 0.69983 | 4 | 0.54091
14074 | 5.61 | 1 | 365 | 6.4132 | 0.85597 | 7 | 0.26921
14224 | 5.61 | 1 | 365 | 6.4132 | 0.85597 | 7 | 0.26921
4666 | 119.34 | 0.9 | 365 | 122.7844 | 0.13331 | 122 | 0.9177
14159 | 4.5 | 1 | 365 | 5.1443 | 0.31227 | 5 | 0.45658
12871 | 7.425 | 1 | 365 | 8.4881 | 0.015249 | 8 | 0.50336
14071 | 4.5 | 1 | 365 | 5.1443 | 0.31227 | 5 | 0.45658
14226 | 4 | 1 | 365 | 4.5727 | 0.16646 | 4 | 0.73918
12863 | 6.375 | 1 | 365 | 7.2878 | 0.60905 | 7 | 0.89682
12888 | 9.5 | 1 | 365 | 10.8602 | 0.77035 | 11 | 0.63056
13582 | 8.415 | 1 | 365 | 9.6199 | 0.28395 | 9 | 0.90381
14235 | 4.251 | 1 | 365 | 4.8597 | 0.74166 | 5 | 0.60132
13583 | 7 | 1 | 365 | 8.0023 | 0.041312 | 8 | 0.043572
10171 | 6.12 | 1 | 365 | 6.9963 | 0.02469 | 7 | 0.020952
13633 | 7.65 | 1 | 365 | 8.7453 | 0.53086 | 9 | 0.27619
13655 | 6.5 | 1 | 365 | 7.4307 | 0.8955 | 8 | 0.32617
7218 | 112.32 | 0.9 | 365 | 115.5618 | 0.65488 | 116 | 0.21666
13763 | 10.71 | 1 | 365 | 12.2435 | 0.54321 | 12 | 0.78667
13979 | 8.5 | 1 | 365 | 9.717 | 0.47874 | 10 | 0.19577
6347 | 4.59 | 1 | 365 | 5.2472 | 0.51852 | 5 | 0.76571
14031 | 2.805 | 1 | 365 | 3.2066 | 0.42798 | 3 | 0.6346
14037 | 13.26 | 1 | 365 | 15.1586 | 0.38683 | 15 | 0.54539
12133 | 11.73 | 1 | 365 | 13.4095 | 0.88066 | 14 | 0.29016
14051 | 5.355 | 1 | 365 | 6.1217 | 0.2716 | 6 | 0.39333
11744 | 11.22 | 1 | 365 | 12.8265 | 0.71193 | 13 | 0.53841
13199 | 7 | 1 | 365 | 8.0023 | 0.041312 | 8 | 0.043572
13719 | 12.48 | 1 | 365 | 14.2669 | 0.59937 | 14 | 0.86625
13720 | 8.75 | 1 | 365 | 10.0028 | 0.05164 | 10 | 0.054465
13721 | 10 | 1 | 365 | 11.4318 | 0.91616 | 12 | 0.34796
13764 | 6.75 | 1 | 365 | 7.7165 | 0.46841 | 8 | 0.18487
13770 | 6.24 | 1 | 365 | 7.1334 | 0.29968 | 7 | 0.43313
11249 | 11.76 | 1 | 365 | 13.4438 | 0.9494 | 14 | 0.3932
13773 | 2.5 | 1 | 365 | 2.858 | 0.72904 | 3 | 0.58699
13782 | 11.5 | 1 | 365 | 13.1466 | 0.35358 | 13 | 0.50015
13792 | 6 | 1 | 365 | 6.8591 | 0.7497 | 7 | 0.60878
13795 | 7.84 | 1 | 365 | 8.9625 | 0.96627 | 9 | 0.9288
13818 | 6.5 | 1 | 365 | 7.4307 | 0.8955 | 8 | 0.32617
13927 | 5.98 | 1 | 365 | 6.8362 | 0.70386 | 7 | 0.54008
13981 | 8 | 1 | 365 | 9.1454 | 0.33293 | 9 | 0.47837
13989 | 6.25 | 1 | 365 | 7.1449 | 0.3226 | 7 | 0.46747
14010 | 4.5 | 1 | 365 | 5.1443 | 0.31227 | 5 | 0.45658
14012 | 3.5 | 1 | 365 | 4.0011 | 0.020656 | 4 | 0.021786
13690 | 8.3 | 1 | 365 | 9.4884 | 0.020413 | 9 | 0.50881
14023 | 7 | 1 | 365 | 8.0023 | 0.041312 | 8 | 0.043572
14024 | 3.315 | 1 | 365 | 3.7896 | 0.59671 | 4 | 0.38635
11707 | 3.35 | 1 | 365 | 3.8297 | 0.67691 | 4 | 0.50657
12812 | 7.2 | 1 | 365 | 8.2309 | 0.49964 | 8 | 0.73053
11894 | 9.435 | 1 | 365 | 10.7859 | 0.6214 | 11 | 0.4073
12815 | 4.59 | 1 | 365 | 5.2472 | 0.51852 | 5 | 0.76571
12819 | 8.925 | 1 | 365 | 10.2029 | 0.45267 | 10 | 0.65555
12823 | 3.06 | 1 | 365 | 3.4981 | 0.012345 | 3 | 0.51048
12825 | 7.65 | 1 | 365 | 8.7453 | 0.53086 | 9 | 0.27619
12932 | 6.12 | 1 | 365 | 6.9963 | 0.02469 | 7 | 0.020952
5178 | 158.4 | 0.9 | 365 | 162.9717 | 0.69278 | 163 | 0.66452
12933 | 6.12 | 1 | 365 | 6.9963 | 0.02469 | 7 | 0.020952
13207 | 17.25 | 1 | 365 | 19.7199 | 0.53038 | 20 | 0.25023
13336 | 4.86 | 1 | 365 | 5.5559 | 0.13725 | 5 | 0.69311
11817 | 5.13 | 1 | 365 | 5.8645 | 0.75599 | 6 | 0.6205
13342 | 14.85 | 1 | 365 | 16.9762 | 0.030498 | 17 | 0.0067206
13344 | 6.12 | 1 | 365 | 6.9963 | 0.02469 | 7 | 0.020952
13347 | 8.25 | 1 | 365 | 9.4312 | 0.90583 | 10 | 0.33707
13354 | 27 | 0.9 | 365 | 27.7793 | 0.68627 | 28 | 0.46554
13356 | 5.94 | 1 | 365 | 6.7905 | 0.6122 | 7 | 0.40269
13632 | 4.5 | 1 | 365 | 5.1443 | 0.31227 | 5 | 0.45658
13890 | 7.194 | 1 | 365 | 8.224 | 0.48589 | 8 | 0.70992
13893 | 7.5 | 1 | 365 | 8.5739 | 0.18712 | 8 | 0.76097
14069 | 9.18 | 1 | 365 | 10.4944 | 0.037035 | 10 | 0.53143
14070 | 4.8 | 1 | 365 | 5.4873 | 0.99976 | 6 | 0.48702
14072 | 8.16 | 1 | 365 | 9.3283 | 0.69959 | 10 | 0.027935
14077 | 4.59 | 1 | 365 | 5.2472 | 0.51852 | 5 | 0.76571
10854 | 6.6 | 1 | 365 | 7.545 | 0.12467 | 7 | 0.66965
12294 | 6.16 | 1 | 365 | 7.042 | 0.11635 | 7 | 0.15834
12591 | 35 | 0.9 | 365 | 36.0102 | 0.1859 | 36 | 0.19607
12183 | 11.22 | 1 | 365 | 12.8265 | 0.71193 | 13 | 0.53841
13188 | 7.83 | 1 | 365 | 8.9511 | 0.94335 | 9 | 0.89445
11923 | 4.08 | 1 | 365 | 4.6642 | 0.34979 | 5 | 0.013968
12111 | 8.37 | 1 | 365 | 9.5684 | 0.18083 | 9 | 0.74924
14000 | 11.25 | 1 | 365 | 12.8608 | 0.78068 | 13 | 0.64146
11662 | 4.5 | 1 | 365 | 5.1443 | 0.31227 | 5 | 0.45658
9710 | 7.905 | 1 | 365 | 9.0368 | 0.11522 | 9 | 0.15206
12493 | 6.185 | 1 | 365 | 7.0706 | 0.17364 | 7 | 0.24421
5037 | 9.98 | 1 | 365 | 11.4089 | 0.87033 | 12 | 0.27926
12010 | 10.965 | 1 | 365 | 12.535 | 0.12757 | 12 | 0.66254
12024 | 11.22 | 1 | 365 | 12.8265 | 0.71193 | 13 | 0.53841
11971 | 10.71 | 1 | 365 | 12.2435 | 0.54321 | 12 | 0.78667
11982 | 10.2 | 1 | 365 | 11.6604 | 0.37448 | 12 | 0.034919
11173 | 11.475 | 1 | 365 | 13.118 | 0.29629 | 13 | 0.41428
9719 | 10.2 | 1 | 365 | 11.6604 | 0.37448 | 12 | 0.034919
11146 | 11.73 | 1 | 365 | 13.4095 | 0.88066 | 14 | 0.29016
12027 | 10.5 | 1 | 365 | 12.0034 | 0.061968 | 12 | 0.065358
14179 | 11.73 | 1 | 365 | 13.4095 | 0.88066 | 14 | 0.29016
14174 | 15.3 | 1 | 365 | 17.4907 | 0.061725 | 17 | 0.55238
11263 | 10.2 | 1 | 365 | 11.6604 | 0.37448 | 12 | 0.034919
9636 | 11.985 | 1 | 365 | 13.701 | 0.46502 | 14 | 0.16603
9541 | 10.2 | 1 | 365 | 11.6604 | 0.37448 | 12 | 0.034919
9233 | 10.965 | 1 | 365 | 12.535 | 0.12757 | 12 | 0.66254
8823 | 13.005 | 1 | 365 | 14.8671 | 0.80247 | 15 | 0.66952
8632 | 10.2 | 1 | 365 | 11.6604 | 0.37448 | 12 | 0.034919
9469 | 12.24 | 1 | 365 | 13.9925 | 0.04938 | 14 | 0.041903
9532 | 16.32 | 1 | 365 | 18.6567 | 0.39917 | 19 | 0.055871
9569 | 13.005 | 1 | 365 | 14.8671 | 0.80247 | 15 | 0.66952
9747 | 14.535 | 1 | 365 | 16.6161 | 0.30864 | 16 | 0.92476
8722 | 11.22 | 1 | 365 | 12.8265 | 0.71193 | 13 | 0.53841
11105 | 11.73 | 1 | 365 | 13.4095 | 0.88066 | 14 | 0.29016
10282 | 6.86 | 1 | 365 | 7.8422 | 0.72049 | 8 | 0.5627
9215 | 11.475 | 1 | 365 | 13.118 | 0.29629 | 13 | 0.41428
8572 | 10.455 | 1 | 365 | 11.9519 | 0.95885 | 12 | 0.91079
8745 | 13.26 | 1 | 365 | 15.1586 | 0.38683 | 15 | 0.54539
8748 | 12.24 | 1 | 365 | 13.9925 | 0.04938 | 14 | 0.041903
8810 | 13.26 | 1 | 365 | 15.1586 | 0.38683 | 15 | 0.54539
8568 | 11.73 | 1 | 365 | 13.4095 | 0.88066 | 14 | 0.29016
8619 | 13.26 | 1 | 365 | 15.1586 | 0.38683 | 15 | 0.54539
9432 | 10.965 | 1 | 365 | 12.535 | 0.12757 | 12 | 0.66254
8772 | 10.965 | 1 | 365 | 12.535 | 0.12757 | 12 | 0.66254
8989 | 14.79 | 1 | 365 | 16.9076 | 0.893 | 17 | 0.80063
8785 | 12.75 | 1 | 365 | 14.5755 | 0.2181 | 14 | 0.79365
8490 | 17.34 | 1 | 365 | 19.8227 | 0.73662 | 20 | 0.55936
9337 | 10.2 | 1 | 365 | 11.6604 | 0.37448 | 12 | 0.034919
9339 | 17.595 | 1 | 365 | 20.1143 | 0.32098 | 20 | 0.43524
9306 | 11.22 | 1 | 365 | 12.8265 | 0.71193 | 13 | 0.53841
9307 | 14.5 | 1 | 365 | 16.5761 | 0.22843 | 16 | 0.80454
9303 | 12.24 | 1 | 365 | 13.9925 | 0.04938 | 14 | 0.041903
9351 | 12.75 | 1 | 365 | 14.5755 | 0.2181 | 14 | 0.79365
9239 | 11.73 | 1 | 365 | 13.4095 | 0.88066 | 14 | 0.29016
9232 | 10.2 | 1 | 365 | 11.6604 | 0.37448 | 12 | 0.034919
9408 | 16.5 | 1 | 365 | 18.8625 | 0.81166 | 19 | 0.67413
9301 | 13.77 | 1 | 365 | 15.7416 | 0.55555 | 16 | 0.29714
9274 | 13.26 | 1 | 365 | 15.1586 | 0.38683 | 15 | 0.54539
9290 | 10.2 | 1 | 365 | 11.6604 | 0.37448 | 12 | 0.034919
9366 | 10.2 | 1 | 365 | 11.6604 | 0.37448 | 12 | 0.034919
9332 | 14.75 | 1 | 365 | 16.8619 | 0.80134 | 17 | 0.66324
4837 | 762.3 | 0.9 | 365 | 784.3015 | 0.20899 | 784 | 0.51049
8642 | 16.83 | 1 | 365 | 19.2397 | 0.5679 | 19 | 0.80762
14191 | 7.44 | 1 | 365 | 8.5053 | 0.049623 | 8 | 0.55488
11650 | 9.98 | 1 | 365 | 11.4089 | 0.87033 | 12 | 0.27926
12817 | 8.415 | 1 | 365 | 9.6199 | 0.28395 | 9 | 0.90381
9359 | 12.495 | 1 | 365 | 14.284 | 0.63374 | 14 | 0.91778
12671 | 13.92 | 1 | 365 | 15.9131 | 0.89929 | 16 | 0.81236
9283 | 15.75 | 1 | 365 | 18.0051 | 0.092952 | 18 | 0.098037
9276 | 13.25 | 1 | 365 | 15.1471 | 0.36391 | 15 | 0.51105
7538 | 10.455 | 1 | 365 | 11.9519 | 0.95885 | 12 | 0.91079
9262 | 10.5 | 1 | 365 | 12.0034 | 0.061968 | 12 | 0.065358
9269 | 10.455 | 1 | 365 | 11.9519 | 0.95885 | 12 | 0.91079
9311 | 11.5 | 1 | 365 | 13.1466 | 0.35358 | 13 | 0.50015
9328 | 11.73 | 1 | 365 | 13.4095 | 0.88066 | 14 | 0.29016
8879 | 11.22 | 1 | 365 | 12.8265 | 0.71193 | 13 | 0.53841
9234 | 10.71 | 1 | 365 | 12.2435 | 0.54321 | 12 | 0.78667
9249 | 14.75 | 1 | 365 | 16.8619 | 0.80134 | 17 | 0.66324
9259 | 12.75 | 1 | 365 | 14.5755 | 0.2181 | 14 | 0.79365
9246 | 14.75 | 1 | 365 | 16.8619 | 0.80134 | 17 | 0.66324
9247 | 14.535 | 1 | 365 | 16.6161 | 0.30864 | 16 | 0.92476
9309 | 12.495 | 1 | 365 | 14.284 | 0.63374 | 14 | 0.91778
9243 | 10.71 | 1 | 365 | 12.2435 | 0.54321 | 12 | 0.78667
9231 | 14.025 | 1 | 365 | 16.0331 | 0.13991 | 16 | 0.17301
9157 | 13.25 | 1 | 365 | 15.1471 | 0.36391 | 15 | 0.51105
8621 | 13.005 | 1 | 365 | 14.8671 | 0.80247 | 15 | 0.66952
8616 | 11.475 | 1 | 365 | 13.118 | 0.29629 | 13 | 0.41428
9151 | 10.25 | 1 | 365 | 11.7176 | 0.48906 | 12 | 0.20666
9147 | 11.5 | 1 | 365 | 13.1466 | 0.35358 | 13 | 0.50015
9139 | 10.2 | 1 | 365 | 11.6604 | 0.37448 | 12 | 0.034919
9130 | 11.475 | 1 | 365 | 13.118 | 0.29629 | 13 | 0.41428
9012 | 13.515 | 1 | 365 | 15.4501 | 0.97119 | 16 | 0.42127
8459 | 11.475 | 1 | 365 | 13.118 | 0.29629 | 13 | 0.41428
8472 | 10.965 | 1 | 365 | 12.535 | 0.12757 | 12 | 0.66254
9134 | 10.455 | 1 | 365 | 11.9519 | 0.95885 | 12 | 0.91079
9124 | 17.25 | 1 | 365 | 19.7199 | 0.53038 | 20 | 0.25023
9117 | 11.73 | 1 | 365 | 13.4095 | 0.88066 | 14 | 0.29016
7560 | 11.985 | 1 | 365 | 13.701 | 0.46502 | 14 | 0.16603
9105 | 10.71 | 1 | 365 | 12.2435 | 0.54321 | 12 | 0.78667
9094 | 10.2 | 1 | 365 | 11.6604 | 0.37448 | 12 | 0.034919
9040 | 15.81 | 1 | 365 | 18.0737 | 0.23045 | 18 | 0.30412
9075 | 15 | 1 | 365 | 17.1477 | 0.37424 | 17 | 0.52194
9080 | 13.26 | 1 | 365 | 15.1586 | 0.38683 | 15 | 0.54539
9086 | 13.515 | 1 | 365 | 15.4501 | 0.97119 | 16 | 0.42127
9069 | 10.535 | 1 | 365 | 12.0434 | 0.14217 | 12 | 0.18558
9072 | 11.25 | 1 | 365 | 12.8608 | 0.78068 | 13 | 0.64146
9044 | 15.555 | 1 | 365 | 17.7822 | 0.64609 | 18 | 0.42825
9029 | 14.025 | 1 | 365 | 16.0331 | 0.13991 | 16 | 0.17301
9032 | 11.985 | 1 | 365 | 13.701 | 0.46502 | 14 | 0.16603
8553 | 13.515 | 1 | 365 | 15.4501 | 0.97119 | 16 | 0.42127
7904 | 5.6 | 1 | 365 | 6.4018 | 0.83305 | 7 | 0.23486
10945 | 3.64 | 1 | 365 | 4.1612 | 0.34148 | 4 | 0.50266
10948 | 6.72 | 1 | 365 | 7.6822 | 0.39966 | 8 | 0.081829
8703 | 5.5 | 1 | 365 | 6.2875 | 0.60389 | 6 | 0.89138
10404 | 9.625 | 1 | 365 | 11.0031 | 0.056804 | 11 | 0.059912
9709 | 9.72 | 1 | 365 | 11.1117 | 0.27451 | 11 | 0.38622
12260 | 16.32 | 1 | 365 | 18.6567 | 0.39917 | 19 | 0.055871
13059 | 8.28 | 1 | 365 | 9.4655 | 0.97458 | 10 | 0.44011
28376 | 7.98 | 1 | 365 | 9.1226 | 0.2871 | 9 | 0.40967
11980 | 10.29 | 1 | 365 | 11.7633 | 0.58073 | 12 | 0.34405
11407 | 11.73 | 1 | 365 | 13.4095 | 0.88066 | 14 | 0.29016
11356 | 15.81 | 1 | 365 | 18.0737 | 0.23045 | 18 | 0.30412
11337 | 10.71 | 1 | 365 | 12.2435 | 0.54321 | 12 | 0.78667
11653 | 10.25 | 1 | 365 | 11.7176 | 0.48906 | 12 | 0.20666
14153 | 13.44 | 1 | 365 | 15.3643 | 0.79932 | 16 | 0.16366
11197 | 10.965 | 1 | 365 | 12.535 | 0.12757 | 12 | 0.66254
11117 | 15.555 | 1 | 365 | 17.7822 | 0.64609 | 18 | 0.42825
11014 | 15.045 | 1 | 365 | 17.1991 | 0.47736 | 17 | 0.67651
11029 | 10.965 | 1 | 365 | 12.535 | 0.12757 | 12 | 0.66254
10917 | 12.495 | 1 | 365 | 14.284 | 0.63374 | 14 | 0.91778
10920 | 11.22 | 1 | 365 | 12.8265 | 0.71193 | 13 | 0.53841
10923 | 10.71 | 1 | 365 | 12.2435 | 0.54321 | 12 | 0.78667
10824 | 15.3 | 1 | 365 | 17.4907 | 0.061725 | 17 | 0.55238
10909 | 10.965 | 1 | 365 | 12.535 | 0.12757 | 12 | 0.66254
10611 | 11.475 | 1 | 365 | 13.118 | 0.29629 | 13 | 0.41428
10654 | 11.985 | 1 | 365 | 13.701 | 0.46502 | 14 | 0.16603
10814 | 11.22 | 1 | 365 | 12.8265 | 0.71193 | 13 | 0.53841
10482 | 10.2 | 1 | 365 | 11.6604 | 0.37448 | 12 | 0.034919
10561 | 15.3 | 1 | 365 | 17.4907 | 0.061725 | 17 | 0.55238
10642 | 16.83 | 1 | 365 | 19.2397 | 0.5679 | 19 | 0.80762
10494 | 18.105 | 1 | 365 | 20.6973 | 0.48971 | 21 | 0.18698
10272 | 13.005 | 1 | 365 | 14.8671 | 0.80247 | 15 | 0.66952
10259 | 14.79 | 1 | 365 | 16.9076 | 0.893 | 17 | 0.80063
10256 | 11.22 | 1 | 365 | 12.8265 | 0.71193 | 13 | 0.53841
10254 | 14.75 | 1 | 365 | 16.8619 | 0.80134 | 17 | 0.66324
10527 | 12.24 | 1 | 365 | 13.9925 | 0.04938 | 14 | 0.041903
10160 | 11.5 | 1 | 365 | 13.1466 | 0.35358 | 13 | 0.50015
10462 | 10.965 | 1 | 365 | 12.535 | 0.12757 | 12 | 0.66254
10045 | 13.26 | 1 | 365 | 15.1586 | 0.38683 | 15 | 0.54539
10345 | 11.73 | 1 | 365 | 13.4095 | 0.88066 | 14 | 0.29016
10478 | 11.475 | 1 | 365 | 13.118 | 0.29629 | 13 | 0.41428
10442 | 14.025 | 1 | 365 | 16.0331 | 0.13991 | 16 | 0.17301
10286 | 12.75 | 1 | 365 | 14.5755 | 0.2181 | 14 | 0.79365
10367 | 15.81 | 1 | 365 | 18.0737 | 0.23045 | 18 | 0.30412
8938 | 13.005 | 1 | 365 | 14.8671 | 0.80247 | 15 | 0.66952
10339 | 10.71 | 1 | 365 | 12.2435 | 0.54321 | 12 | 0.78667
10283 | 11.475 | 1 | 365 | 13.118 | 0.29629 | 13 | 0.41428
10294 | 11.22 | 1 | 365 | 12.8265 | 0.71193 | 13 | 0.53841
10337 | 14.025 | 1 | 365 | 16.0331 | 0.13991 | 16 | 0.17301
10277 | 11.75 | 1 | 365 | 13.4324 | 0.92649 | 14 | 0.35885
10275 | 11.475 | 1 | 365 | 13.118 | 0.29629 | 13 | 0.41428
10274 | 13.26 | 1 | 365 | 15.1586 | 0.38683 | 15 | 0.54539
10290 | 12.24 | 1 | 365 | 13.9925 | 0.04938 | 14 | 0.041903
10252 | 10.455 | 1 | 365 | 11.9519 | 0.95885 | 12 | 0.91079
10314 | 16.065 | 1 | 365 | 18.3652 | 0.81481 | 19 | 0.18
10398 | 15.3 | 1 | 365 | 17.4907 | 0.061725 | 17 | 0.55238
10400 | 13.515 | 1 | 365 | 15.4501 | 0.97119 | 16 | 0.42127
10271 | 11.985 | 1 | 365 | 13.701 | 0.46502 | 14 | 0.16603
9751 | 10.455 | 1 | 365 | 11.9519 | 0.95885 | 12 | 0.91079
10312 | 10.25 | 1 | 365 | 11.7176 | 0.48906 | 12 | 0.20666
10300 | 11.475 | 1 | 365 | 13.118 | 0.29629 | 13 | 0.41428
9735 | 10.71 | 1 | 365 | 12.2435 | 0.54321 | 12 | 0.78667
10270 | 12.25 | 1 | 365 | 14.004 | 0.072296 | 14 | 0.076251
10301 | 14.28 | 1 | 365 | 16.3246 | 0.72428 | 17 | 0.048887
10260 | 11.985 | 1 | 365 | 13.701 | 0.46502 | 14 | 0.16603
9731 | 13.25 | 1 | 365 | 15.1471 | 0.36391 | 15 | 0.51105
10306 | 11.22 | 1 | 365 | 12.8265 | 0.71193 | 13 | 0.53841
10309 | 10.71 | 1 | 365 | 12.2435 | 0.54321 | 12 | 0.78667
10222 | 10.2 | 1 | 365 | 11.6604 | 0.37448 | 12 | 0.034919
10289 | 10.965 | 1 | 365 | 12.535 | 0.12757 | 12 | 0.66254
10330 | 11.22 | 1 | 365 | 12.8265 | 0.71193 | 13 | 0.53841
10292 | 14.535 | 1 | 365 | 16.6161 | 0.30864 | 16 | 0.92476
10296 | 11.73 | 1 | 365 | 13.4095 | 0.88066 | 14 | 0.29016
10281 | 15.3 | 1 | 365 | 17.4907 | 0.061725 | 17 | 0.55238
10225 | 14.025 | 1 | 365 | 16.0331 | 0.13991 | 16 | 0.17301
10285 | 17.34 | 1 | 365 | 19.8227 | 0.73662 | 20 | 0.55936
10335 | 12.75 | 1 | 365 | 14.5755 | 0.2181 | 14 | 0.79365
10101 | 10.965 | 1 | 365 | 12.535 | 0.12757 | 12 | 0.66254
10278 | 11.25 | 1 | 365 | 12.8608 | 0.78068 | 13 | 0.64146
10326 | 10.71 | 1 | 365 | 12.2435 | 0.54321 | 12 | 0.78667
10044 | 16.83 | 1 | 365 | 19.2397 | 0.5679 | 19 | 0.80762
10329 | 13.515 | 1 | 365 | 15.4501 | 0.97119 | 16 | 0.42127
10319 | 12.75 | 1 | 365 | 14.5755 | 0.2181 | 14 | 0.79365
9934 | 13.005 | 1 | 365 | 14.8671 | 0.80247 | 15 | 0.66952
10288 | 16.065 | 1 | 365 | 18.3652 | 0.81481 | 19 | 0.18
10257 | 11.22 | 1 | 365 | 12.8265 | 0.71193 | 13 | 0.53841
9727 | 11.475 | 1 | 365 | 13.118 | 0.29629 | 13 | 0.41428
9327 | 11.73 | 1 | 365 | 13.4095 | 0.88066 | 14 | 0.29016
8648 | 11.22 | 1 | 365 | 12.8265 | 0.71193 | 13 | 0.53841
10049 | 15.045 | 1 | 365 | 17.1991 | 0.47736 | 17 | 0.67651
10255 | 13.005 | 1 | 365 | 14.8671 | 0.80247 | 15 | 0.66952
10219 | 13.75 | 1 | 365 | 15.7187 | 0.50972 | 16 | 0.22845
10268 | 12.24 | 1 | 365 | 13.9925 | 0.04938 | 14 | 0.041903
9331 | 13.005 | 1 | 365 | 14.8671 | 0.80247 | 15 | 0.66952
10206 | 13.26 | 1 | 365 | 15.1586 | 0.38683 | 15 | 0.54539
10173 | 12.24 | 1 | 365 | 13.9925 | 0.04938 | 14 | 0.041903
9109 | 13.77 | 1 | 365 | 15.7416 | 0.55555 | 16 | 0.29714
9965 | 13.77 | 1 | 365 | 15.7416 | 0.55555 | 16 | 0.29714
10201 | 10.71 | 1 | 365 | 12.2435 | 0.54321 | 12 | 0.78667
10182 | 12.495 | 1 | 365 | 14.284 | 0.63374 | 14 | 0.91778
9878 | 12.75 | 1 | 365 | 14.5755 | 0.2181 | 14 | 0.79365
9902 | 13.26 | 1 | 365 | 15.1586 | 0.38683 | 15 | 0.54539
10200 | 11.475 | 1 | 365 | 13.118 | 0.29629 | 13 | 0.41428
10178 | 13.26 | 1 | 365 | 15.1586 | 0.38683 | 15 | 0.54539
10003 | 12.75 | 1 | 365 | 14.5755 | 0.2181 | 14 | 0.79365
10172 | 13.5 | 1 | 365 | 15.4329 | 0.93682 | 16 | 0.36975
9721 | 14.025 | 1 | 365 | 16.0331 | 0.13991 | 16 | 0.17301
10202 | 10.965 | 1 | 365 | 12.535 | 0.12757 | 12 | 0.66254
9887 | 11.76 | 1 | 365 | 13.4438 | 0.9494 | 14 | 0.3932
9577 | 13.26 | 1 | 365 | 15.1586 | 0.38683 | 15 | 0.54539
10163 | 10.455 | 1 | 365 | 11.9519 | 0.95885 | 12 | 0.91079
9598 | 10.2 | 1 | 365 | 11.6604 | 0.37448 | 12 | 0.034919
10162 | 11 | 1 | 365 | 12.575 | 0.20778 | 12 | 0.78276
9658 | 13.77 | 1 | 365 | 15.7416 | 0.55555 | 16 | 0.29714
10144 | 10.2 | 1 | 365 | 11.6604 | 0.37448 | 12 | 0.034919
10126 | 17.25 | 1 | 365 | 19.7199 | 0.53038 | 20 | 0.25023
9895 | 11.985 | 1 | 365 | 13.701 | 0.46502 | 14 | 0.16603
9899 | 15.3 | 1 | 365 | 17.4907 | 0.061725 | 17 | 0.55238
10176 | 10.5 | 1 | 365 | 12.0034 | 0.061968 | 12 | 0.065358
10079 | 12.75 | 1 | 365 | 14.5755 | 0.2181 | 14 | 0.79365
10218 | 13.515 | 1 | 365 | 15.4501 | 0.97119 | 16 | 0.42127
13906 | 8.4 | 1 | 365 | 9.6027 | 0.24957 | 9 | 0.85229
10123 | 16.575 | 1 | 365 | 18.9482 | 0.98354 | 19 | 0.93174
9200 | 11.73 | 1 | 365 | 13.4095 | 0.88066 | 14 | 0.29016
10061 | 13.515 | 1 | 365 | 15.4501 | 0.97119 | 16 | 0.42127
9754 | 10.965 | 1 | 365 | 12.535 | 0.12757 | 12 | 0.66254
10077 | 10.71 | 1 | 365 | 12.2435 | 0.54321 | 12 | 0.78667
9843 | 14.79 | 1 | 365 | 16.9076 | 0.893 | 17 | 0.80063
10065 | 12.24 | 1 | 365 | 13.9925 | 0.04938 | 14 | 0.041903
10005 | 10.2 | 1 | 365 | 11.6604 | 0.37448 | 12 | 0.034919
10215 | 10.455 | 1 | 365 | 11.9519 | 0.95885 | 12 | 0.91079
9197 | 10.2 | 1 | 365 | 11.6604 | 0.37448 | 12 | 0.034919
10209 | 12.24 | 1 | 365 | 13.9925 | 0.04938 | 14 | 0.041903
9362 | 13.005 | 1 | 365 | 14.8671 | 0.80247 | 15 | 0.66952
9729 | 14.535 | 1 | 365 | 16.6161 | 0.30864 | 16 | 0.92476
9663 | 10.2 | 1 | 365 | 11.6604 | 0.37448 | 12 | 0.034919
10169 | 12.25 | 1 | 365 | 14.004 | 0.072296 | 14 | 0.076251
10117 | 13.005 | 1 | 365 | 14.8671 | 0.80247 | 15 | 0.66952
12696 | 4.94 | 1 | 365 | 5.6473 | 0.32058 | 5 | 0.96789
9091 | 12.24 | 1 | 365 | 13.9925 | 0.04938 | 14 | 0.041903
10168 | 11.475 | 1 | 365 | 13.118 | 0.29629 | 13 | 0.41428
9015 | 11.475 | 1 | 365 | 13.118 | 0.29629 | 13 | 0.41428
12678 | 6.89 | 1 | 365 | 7.8765 | 0.78923 | 8 | 0.66574
10159 | 10.25 | 1 | 365 | 11.7176 | 0.48906 | 12 | 0.20666
9588 | 10.71 | 1 | 365 | 12.2435 | 0.54321 | 12 | 0.78667
10120 | 16.83 | 1 | 365 | 19.2397 | 0.5679 | 19 | 0.80762
9825 | 14.79 | 1 | 365 | 16.9076 | 0.893 | 17 | 0.80063
9100 | 10.455 | 1 | 365 | 11.9519 | 0.95885 | 12 | 0.91079
8950 | 11.73 | 1 | 365 | 13.4095 | 0.88066 | 14 | 0.29016
9866 | 13.26 | 1 | 365 | 15.1586 | 0.38683 | 15 | 0.54539
10617 | 6 | 1 | 365 | 6.8591 | 0.7497 | 7 | 0.60878
8994 | 10.2 | 1 | 365 | 11.6604 | 0.37448 | 12 | 0.034919
10041 | 10.71 | 1 | 365 | 12.2435 | 0.54321 | 12 | 0.78667
10139 | 12.5 | 1 | 365 | 14.2897 | 0.6452 | 14 | 0.93495
9830 | 13.515 | 1 | 365 | 15.4501 | 0.97119 | 16 | 0.42127
8858 | 13.005 | 1 | 365 | 14.8671 | 0.80247 | 15 | 0.66952
9798 | 10.965 | 1 | 365 | 12.535 | 0.12757 | 12 | 0.66254
9832 | 10.2 | 1 | 365 | 11.6604 | 0.37448 | 12 | 0.034919
6782 | 11.985 | 1 | 365 | 13.701 | 0.46502 | 14 | 0.16603
8943 | 11.475 | 1 | 365 | 13.118 | 0.29629 | 13 | 0.41428
10119 | 11.22 | 1 | 365 | 12.8265 | 0.71193 | 13 | 0.53841
9059 | 14.025 | 1 | 365 | 16.0331 | 0.13991 | 16 | 0.17301
9057 | 12.75 | 1 | 365 | 14.5755 | 0.2181 | 14 | 0.79365
9228 | 13.26 | 1 | 365 | 15.1586 | 0.38683 | 15 | 0.54539
10059 | 14.535 | 1 | 365 | 16.6161 | 0.30864 | 16 | 0.92476
8973 | 11.475 | 1 | 365 | 13.118 | 0.29629 | 13 | 0.41428
10189 | 10.2 | 1 | 365 | 11.6604 | 0.37448 | 12 | 0.034919
9186 | 11.985 | 1 | 365 | 13.701 | 0.46502 | 14 | 0.16603
9193 | 10.71 | 1 | 365 | 12.2435 | 0.54321 | 12 | 0.78667
9027 | 13.005 | 1 | 365 | 14.8671 | 0.80247 | 15 | 0.66952
10071 | 12.24 | 1 | 365 | 13.9925 | 0.04938 | 14 | 0.041903
9575 | 11.22 | 1 | 365 | 12.8265 | 0.71193 | 13 | 0.53841
10132 | 10.455 | 1 | 365 | 11.9519 | 0.95885 | 12 | 0.91079
1656 | 16.32 | 1 | 365 | 18.6567 | 0.39917 | 19 | 0.055871
9145 | 10.2 | 1 | 365 | 11.6604 | 0.37448 | 12 | 0.034919
9126 | 10.2 | 1 | 365 | 11.6604 | 0.37448 | 12 | 0.034919
9627 | 10.455 | 1 | 365 | 11.9519 | 0.95885 | 12 | 0.91079
9732 | 10.965 | 1 | 365 | 12.535 | 0.12757 | 12 | 0.66254
10036 | 12.24 | 1 | 365 | 13.9925 | 0.04938 | 14 | 0.041903
9742 | 13.515 | 1 | 365 | 15.4501 | 0.97119 | 16 | 0.42127
9045 | 15.045 | 1 | 365 | 17.1991 | 0.47736 | 17 | 0.67651
9653 | 11.75 | 1 | 365 | 13.4324 | 0.92649 | 14 | 0.35885
9797 | 14.79 | 1 | 365 | 16.9076 | 0.893 | 17 | 0.80063
9010 | 11.22 | 1 | 365 | 12.8265 | 0.71193 | 13 | 0.53841
9064 | 11.73 | 1 | 365 | 13.4095 | 0.88066 | 14 | 0.29016
8649 | 10.2 | 1 | 365 | 11.6604 | 0.37448 | 12 | 0.034919
9548 | 11.73 | 1 | 365 | 13.4095 | 0.88066 | 14 | 0.29016
9410 | 11.73 | 1 | 365 | 13.4095 | 0.88066 | 14 | 0.29016
9793 | 12.495 | 1 | 365 | 14.284 | 0.63374 | 14 | 0.91778
8449 | 10.2 | 1 | 365 | 11.6604 | 0.37448 | 12 | 0.034919
8233 | 10.71 | 1 | 365 | 12.2435 | 0.54321 | 12 | 0.78667
8847 | 10.455 | 1 | 365 | 11.9519 | 0.95885 | 12 | 0.91079
9216 | 11.985 | 1 | 365 | 13.701 | 0.46502 | 14 | 0.16603
9299 | 12.495 | 1 | 365 | 14.284 | 0.63374 | 14 | 0.91778
9190 | 11.475 | 1 | 365 | 13.118 | 0.29629 | 13 | 0.41428
8793 | 12.75 | 1 | 365 | 14.5755 | 0.2181 | 14 | 0.79365
9209 | 10.2 | 1 | 365 | 11.6604 | 0.37448 | 12 | 0.034919
9945 | 10.71 | 1 | 365 | 12.2435 | 0.54321 | 12 | 0.78667
9305 | 13.005 | 1 | 365 | 14.8671 | 0.80247 | 15 | 0.66952
8608 | 10.2 | 1 | 365 | 11.6604 | 0.37448 | 12 | 0.034919
8446 | 13.77 | 1 | 365 | 15.7416 | 0.55555 | 16 | 0.29714
8584 | 11.985 | 1 | 365 | 13.701 | 0.46502 | 14 | 0.16603
9758 | 10.2 | 1 | 365 | 11.6604 | 0.37448 | 12 | 0.034919
9223 | 11.22 | 1 | 365 | 12.8265 | 0.71193 | 13 | 0.53841
8739 | 10.71 | 1 | 365 | 12.2435 | 0.54321 | 12 | 0.78667
8797 | 10.71 | 1 | 365 | 12.2435 | 0.54321 | 12 | 0.78667
8635 | 15.81 | 1 | 365 | 18.0737 | 0.23045 | 18 | 0.30412
8639 | 10.965 | 1 | 365 | 12.535 | 0.12757 | 12 | 0.66254
9406 | 10.2 | 1 | 365 | 11.6604 | 0.37448 | 12 | 0.034919
8577 | 10.2 | 1 | 365 | 11.6604 | 0.37448 | 12 | 0.034919
9176 | 10.2 | 1 | 365 | 11.6604 | 0.37448 | 12 | 0.034919
8731 | 11.22 | 1 | 365 | 12.8265 | 0.71193 | 13 | 0.53841
8625 | 10.2 | 1 | 365 | 11.6604 | 0.37448 | 12 | 0.034919
9674 | 14.28 | 1 | 365 | 16.3246 | 0.72428 | 17 | 0.048887
9683 | 12.75 | 1 | 365 | 14.5755 | 0.2181 | 14 | 0.79365
9116 | 10.455 | 1 | 365 | 11.9519 | 0.95885 | 12 | 0.91079
14193 | 16.83 | 1 | 365 | 19.2397 | 0.5679 | 19 | 0.80762
14177 | 10.455 | 1 | 365 | 11.9519 | 0.95885 | 12 | 0.91079
14181 | 11.475 | 1 | 365 | 13.118 | 0.29629 | 13 | 0.41428
14204 | 10.2 | 1 | 365 | 11.6604 | 0.37448 | 12 | 0.034919
16320 | 16.75 | 1 | 365 | 19.1483 | 0.38457 | 19 | 0.53283
14188 | 11.22 | 1 | 365 | 12.8265 | 0.71193 | 13 | 0.53841
8440 | 14.945 | 1 | 365 | 17.0848 | 0.2482 | 17 | 0.33303
8455 | 10.34 | 1 | 365 | 11.8205 | 0.69531 | 12 | 0.51579
7071 | 11.25 | 1 | 365 | 12.8608 | 0.78068 | 13 | 0.64146
8518 | 10.5 | 1 | 365 | 12.0034 | 0.061968 | 12 | 0.065358
8451 | 10.5 | 1 | 365 | 12.0034 | 0.061968 | 12 | 0.065358
8465 | 13.515 | 1 | 365 | 15.4501 | 0.97119 | 16 | 0.42127
11016 | 12.495 | 1 | 365 | 14.284 | 0.63374 | 14 | 0.91778
16439 | 17.085 | 1 | 365 | 19.5312 | 0.15226 | 19 | 0.68349
10055 | 12.495 | 1 | 365 | 14.284 | 0.63374 | 14 | 0.91778
10068 | 11.22 | 1 | 365 | 12.8265 | 0.71193 | 13 | 0.53841
9150 | 14.025 | 1 | 365 | 16.0331 | 0.13991 | 16 | 0.17301
3259 | 329.4 | 0.9 | 365 | 338.9071 | 0.37248 | 339 | 0.27962
14088 | 75.075 | 0.9 | 365 | 77.2418 | 0.83876 | 78 | 0.080579
12917 | 9.075 | 1 | 365 | 10.3744 | 0.79642 | 11 | 0.17077
11635 | 8.215 | 1 | 365 | 9.3912 | 0.82563 | 10 | 0.21685
10074 | 12.75 | 1 | 365 | 14.5755 | 0.2181 | 14 | 0.79365
13254 | 250 | 0.9 | 365 | 257.2155 | 0.6136 | 257 | 0.8291
12603 | 5.25 | 1 | 365 | 6.0017 | 0.030984 | 6 | 0.032679
11869 | 9 | 1 | 365 | 10.2886 | 0.62454 | 10 | 0.91316
13452 | 5.5 | 1 | 365 | 6.2875 | 0.60389 | 6 | 0.89138
13453 | 7.2 | 1 | 365 | 8.2309 | 0.49964 | 8 | 0.73053
13447 | 4.08 | 1 | 365 | 4.6642 | 0.34979 | 5 | 0.013968
11842 | 2.7 | 1 | 365 | 3.0866 | 0.18736 | 3 | 0.27395
11196 | 5.72 | 1 | 365 | 6.539 | 0.10804 | 6 | 0.64703
11156 | 4.59 | 1 | 365 | 5.2472 | 0.51852 | 5 | 0.76571
11181 | 7.02 | 1 | 365 | 8.0251 | 0.087144 | 8 | 0.11227
11169 | 4.94 | 1 | 365 | 5.6473 | 0.32058 | 5 | 0.96789
11152 | 10.92 | 1 | 365 | 12.4835 | 0.024447 | 12 | 0.50797
11185 | 2.55 | 1 | 365 | 2.9151 | 0.84362 | 3 | 0.75873
11154 | 5.2 | 1 | 365 | 5.9445 | 0.9164 | 6 | 0.86094
11145 | 6.24 | 1 | 365 | 7.1334 | 0.29968 | 7 | 0.43313
11234 | 5.2 | 1 | 365 | 5.9445 | 0.9164 | 6 | 0.86094
11313 | 11.22 | 1 | 365 | 12.8265 | 0.71193 | 13 | 0.53841
11316 | 10.66 | 1 | 365 | 12.1863 | 0.42863 | 12 | 0.61493
11311 | 11.96 | 1 | 365 | 13.6724 | 0.40773 | 14 | 0.08016
11297 | 3.9 | 1 | 365 | 4.4584 | 0.9373 | 5 | 0.3957
11243 | 7.54 | 1 | 365 | 8.6196 | 0.27878 | 8 | 0.89836
11309 | 9.945 | 1 | 365 | 11.3689 | 0.79012 | 12 | 0.15905
11321 | 4.845 | 1 | 365 | 5.5387 | 0.10288 | 5 | 0.64159
11323 | 5.98 | 1 | 365 | 6.8362 | 0.70386 | 7 | 0.54008
11261 | 5.46 | 1 | 365 | 6.2418 | 0.51222 | 6 | 0.75399
11324 | 5.035 | 1 | 365 | 5.7559 | 0.53829 | 6 | 0.2942
11391 | 2.04 | 1 | 365 | 2.3321 | 0.6749 | 3 | 0.0069838
11219 | 13.005 | 1 | 365 | 14.8671 | 0.80247 | 15 | 0.66952
11217 | 5.865 | 1 | 365 | 6.7048 | 0.44033 | 7 | 0.14508
11279 | 4.68 | 1 | 365 | 5.3501 | 0.72476 | 6 | 0.074845
11195 | 4.08 | 1 | 365 | 4.6642 | 0.34979 | 5 | 0.013968
11116 | 9.18 | 1 | 365 | 10.4944 | 0.037035 | 10 | 0.53143
11097 | 13.005 | 1 | 365 | 14.8671 | 0.80247 | 15 | 0.66952
11125 | 3.06 | 1 | 365 | 3.4981 | 0.012345 | 3 | 0.51048
11078 | 8.16 | 1 | 365 | 9.3283 | 0.69959 | 10 | 0.027935
11073 | 2.04 | 1 | 365 | 2.3321 | 0.6749 | 3 | 0.0069838
11216 | 6.5 | 1 | 365 | 7.4307 | 0.8955 | 8 | 0.32617
10964 | 6.885 | 1 | 365 | 7.8708 | 0.77778 | 8 | 0.64857
11028 | 5.355 | 1 | 365 | 6.1217 | 0.2716 | 6 | 0.39333
10989 | 6.63 | 1 | 365 | 7.5793 | 0.19341 | 7 | 0.7727
11072 | 7.54 | 1 | 365 | 8.6196 | 0.27878 | 8 | 0.89836
11050 | 6.24 | 1 | 365 | 7.1334 | 0.29968 | 7 | 0.43313
11046 | 6.24 | 1 | 365 | 7.1334 | 0.29968 | 7 | 0.43313
11040 | 5.98 | 1 | 365 | 6.8362 | 0.70386 | 7 | 0.54008
11047 | 7.28 | 1 | 365 | 8.3224 | 0.68296 | 9 | 0.0053149
11042 | 5.98 | 1 | 365 | 6.8362 | 0.70386 | 7 | 0.54008
11093 | 3.57 | 1 | 365 | 4.0812 | 0.18107 | 4 | 0.26222
11095 | 7.8 | 1 | 365 | 8.9168 | 0.8746 | 9 | 0.79141
11230 | 8.84 | 1 | 365 | 10.1057 | 0.25789 | 10 | 0.3636
11231 | 3.825 | 1 | 365 | 4.3727 | 0.76543 | 5 | 0.13809
11277 | 7.54 | 1 | 365 | 8.6196 | 0.27878 | 8 | 0.89836
11319 | 4.08 | 1 | 365 | 4.6642 | 0.34979 | 5 | 0.013968
11326 | 6.12 | 1 | 365 | 6.9963 | 0.02469 | 7 | 0.020952
11333 | 7.8 | 1 | 365 | 8.9168 | 0.8746 | 9 | 0.79141
11365 | 8.32 | 1 | 365 | 9.5113 | 0.066245 | 9 | 0.5775
11396 | 7.905 | 1 | 365 | 9.0368 | 0.11522 | 9 | 0.15206
11368 | 6.12 | 1 | 365 | 6.9963 | 0.02469 | 7 | 0.020952
11227 | 8.415 | 1 | 365 | 9.6199 | 0.28395 | 9 | 0.90381
11399 | 5 | 1 | 365 | 5.7159 | 0.45808 | 6 | 0.17398
11401 | 8.84 | 1 | 365 | 10.1057 | 0.25789 | 10 | 0.3636
11402 | 10.4 | 1 | 365 | 11.8891 | 0.83281 | 12 | 0.72188
11229 | 4.845 | 1 | 365 | 5.5387 | 0.10288 | 5 | 0.64159
11403 | 4.59 | 1 | 365 | 5.2472 | 0.51852 | 5 | 0.76571
11425 | 5.1 | 1 | 365 | 5.8302 | 0.68724 | 6 | 0.51746
11426 | 9.62 | 1 | 365 | 10.9974 | 0.045346 | 11 | 0.042738
11429 | 4.845 | 1 | 365 | 5.5387 | 0.10288 | 5 | 0.64159
11225 | 8.16 | 1 | 365 | 9.3283 | 0.69959 | 10 | 0.027935
11456 | 5.2 | 1 | 365 | 5.9445 | 0.9164 | 6 | 0.86094
11457 | 6.375 | 1 | 365 | 7.2878 | 0.60905 | 7 | 0.89682
11027 | 5.1 | 1 | 365 | 5.8302 | 0.68724 | 6 | 0.51746
11460 | 8.415 | 1 | 365 | 9.6199 | 0.28395 | 9 | 0.90381
11362 | 5.1 | 1 | 365 | 5.8302 | 0.68724 | 6 | 0.51746
11444 | 7.8 | 1 | 365 | 8.9168 | 0.8746 | 9 | 0.79141
11011 | 15.3 | 1 | 365 | 17.4907 | 0.061725 | 17 | 0.55238
11464 | 3.64 | 1 | 365 | 4.1612 | 0.34148 | 4 | 0.50266
11466 | 4.59 | 1 | 365 | 5.2472 | 0.51852 | 5 | 0.76571
11470 | 8.67 | 1 | 365 | 9.9114 | 0.86831 | 10 | 0.77968
11476 | 7.54 | 1 | 365 | 8.6196 | 0.27878 | 8 | 0.89836
10981 | 6.625 | 1 | 365 | 7.5736 | 0.18196 | 7 | 0.75552
11481 | 5.61 | 1 | 365 | 6.4132 | 0.85597 | 7 | 0.26921
10971 | 4.335 | 1 | 365 | 4.9557 | 0.93416 | 5 | 0.88984
11389 | 13.515 | 1 | 365 | 15.4501 | 0.97119 | 16 | 0.42127
11430 | 9.1 | 1 | 365 | 10.4029 | 0.85371 | 11 | 0.25664
11433 | 9.88 | 1 | 365 | 11.2946 | 0.64117 | 11 | 0.93578
11322 | 4.59 | 1 | 365 | 5.2472 | 0.51852 | 5 | 0.76571
11493 | 13.25 | 1 | 365 | 15.1471 | 0.36391 | 15 | 0.51105
11494 | 6.375 | 1 | 365 | 7.2878 | 0.60905 | 7 | 0.89682
11499 | 6.24 | 1 | 365 | 7.1334 | 0.29968 | 7 | 0.43313
11314 | 8.67 | 1 | 365 | 9.9114 | 0.86831 | 10 | 0.77968
11508 | 5.355 | 1 | 365 | 6.1217 | 0.2716 | 6 | 0.39333
11519 | 4.335 | 1 | 365 | 4.9557 | 0.93416 | 5 | 0.88984
11520 | 9.36 | 1 | 365 | 10.7002 | 0.44953 | 11 | 0.14969
11524 | 2.6 | 1 | 365 | 2.9723 | 0.9582 | 3 | 0.93047
11281 | 5.61 | 1 | 365 | 6.4132 | 0.85597 | 7 | 0.26921
11527 | 7.395 | 1 | 365 | 8.4538 | 0.9465 | 9 | 0.40032
11427 | 5.865 | 1 | 365 | 6.7048 | 0.44033 | 7 | 0.14508
11477 | 7.65 | 1 | 365 | 8.7453 | 0.53086 | 9 | 0.27619
11473 | 5.1 | 1 | 365 | 5.8302 | 0.68724 | 6 | 0.51746
11535 | 8.67 | 1 | 365 | 9.9114 | 0.86831 | 10 | 0.77968
11502 | 5.61 | 1 | 365 | 6.4132 | 0.85597 | 7 | 0.26921
11511 | 3.825 | 1 | 365 | 4.3727 | 0.76543 | 5 | 0.13809
11533 | 4.25 | 1 | 365 | 4.8585 | 0.73937 | 5 | 0.59788
11531 | 5.355 | 1 | 365 | 6.1217 | 0.2716 | 6 | 0.39333
11498 | 9.72 | 1 | 365 | 11.1117 | 0.27451 | 11 | 0.38622
12107 | 4.08 | 1 | 365 | 4.6642 | 0.34979 | 5 | 0.013968
12065 | 5.1 | 1 | 365 | 5.8302 | 0.68724 | 6 | 0.51746
12059 | 6.885 | 1 | 365 | 7.8708 | 0.77778 | 8 | 0.64857
12033 | 5.61 | 1 | 365 | 6.4132 | 0.85597 | 7 | 0.26921
12048 | 5.5 | 1 | 365 | 6.2875 | 0.60389 | 6 | 0.89138
12029 | 7.395 | 1 | 365 | 8.4538 | 0.9465 | 9 | 0.40032
12066 | 5.61 | 1 | 365 | 6.4132 | 0.85597 | 7 | 0.26921
12118 | 4.9 | 1 | 365 | 5.6016 | 0.22892 | 5 | 0.8305
12042 | 4.08 | 1 | 365 | 4.6642 | 0.34979 | 5 | 0.013968
12096 | 5.355 | 1 | 365 | 6.1217 | 0.2716 | 6 | 0.39333
12089 | 7.75 | 1 | 365 | 8.8596 | 0.76002 | 9 | 0.61967
12086 | 6.125 | 1 | 365 | 7.002 | 0.036148 | 7 | 0.038126
12098 | 4.59 | 1 | 365 | 5.2472 | 0.51852 | 5 | 0.76571
12099 | 4.08 | 1 | 365 | 4.6642 | 0.34979 | 5 | 0.013968
12090 | 4.845 | 1 | 365 | 5.5387 | 0.10288 | 5 | 0.64159
12106 | 7.35 | 1 | 365 | 8.4024 | 0.84338 | 9 | 0.24575
12202 | 3.5 | 1 | 365 | 4.0011 | 0.020656 | 4 | 0.021786
12181 | 5.865 | 1 | 365 | 6.7048 | 0.44033 | 7 | 0.14508
12203 | 5.5 | 1 | 365 | 6.2875 | 0.60389 | 6 | 0.89138
12175 | 4.08 | 1 | 365 | 4.6642 | 0.34979 | 5 | 0.013968
12206 | 5.865 | 1 | 365 | 6.7048 | 0.44033 | 7 | 0.14508
12094 | 9.945 | 1 | 365 | 11.3689 | 0.79012 | 12 | 0.15905
12109 | 4.845 | 1 | 365 | 5.5387 | 0.10288 | 5 | 0.64159
12075 | 7.14 | 1 | 365 | 8.1623 | 0.36214 | 8 | 0.52444
12055 | 6.63 | 1 | 365 | 7.5793 | 0.19341 | 7 | 0.7727
12084 | 4.59 | 1 | 365 | 5.2472 | 0.51852 | 5 | 0.76571
12091 | 5.1 | 1 | 365 | 5.8302 | 0.68724 | 6 | 0.51746
12316 | 6.86 | 1 | 365 | 7.8422 | 0.72049 | 8 | 0.5627
12314 | 7.65 | 1 | 365 | 8.7453 | 0.53086 | 9 | 0.27619
12313 | 5.61 | 1 | 365 | 6.4132 | 0.85597 | 7 | 0.26921
12271 | 3.825 | 1 | 365 | 4.3727 | 0.76543 | 5 | 0.13809
12297 | 6.375 | 1 | 365 | 7.2878 | 0.60905 | 7 | 0.89682
12257 | 7.35 | 1 | 365 | 8.4024 | 0.84338 | 9 | 0.24575
12275 | 7.395 | 1 | 365 | 8.4538 | 0.9465 | 9 | 0.40032
12266 | 5.88 | 1 | 365 | 6.7219 | 0.4747 | 7 | 0.1966
12268 | 3.825 | 1 | 365 | 4.3727 | 0.76543 | 5 | 0.13809
12129 | 2.295 | 1 | 365 | 2.6236 | 0.25926 | 2 | 0.88286
12215 | 5.865 | 1 | 365 | 6.7048 | 0.44033 | 7 | 0.14508
12120 | 3.825 | 1 | 365 | 4.3727 | 0.76543 | 5 | 0.13809
12219 | 3.57 | 1 | 365 | 4.0812 | 0.18107 | 4 | 0.26222
12093 | 6.63 | 1 | 365 | 7.5793 | 0.19341 | 7 | 0.7727
12345 | 7.65 | 1 | 365 | 8.7453 | 0.53086 | 9 | 0.27619
12353 | 7.65 | 1 | 365 | 8.7453 | 0.53086 | 9 | 0.27619
12092 | 3.825 | 1 | 365 | 4.3727 | 0.76543 | 5 | 0.13809
12318 | 4.845 | 1 | 365 | 5.5387 | 0.10288 | 5 | 0.64159
12298 | 6.375 | 1 | 365 | 7.2878 | 0.60905 | 7 | 0.89682
12311 | 7.5 | 1 | 365 | 8.5739 | 0.18712 | 8 | 0.76097
12317 | 4.655 | 1 | 365 | 5.3215 | 0.66747 | 5 | 0.98898
12320 | 6.375 | 1 | 365 | 7.2878 | 0.60905 | 7 | 0.89682
12339 | 7.14 | 1 | 365 | 8.1623 | 0.36214 | 8 | 0.52444
12360 | 8.16 | 1 | 365 | 9.3283 | 0.69959 | 10 | 0.027935
12008 | 8.67 | 1 | 365 | 9.9114 | 0.86831 | 10 | 0.77968
12046 | 4.41 | 1 | 365 | 5.0414 | 0.10603 | 5 | 0.14745
5916 | 799.47 | 0.9 | 365 | 822.5443 | 0.87042 | 823 | 0.41472
10924 | 3.825 | 1 | 365 | 4.3727 | 0.76543 | 5 | 0.13809
11013 | 4.845 | 1 | 365 | 5.5387 | 0.10288 | 5 | 0.64159
10927 | 7.395 | 1 | 365 | 8.4538 | 0.9465 | 9 | 0.40032
10928 | 7.905 | 1 | 365 | 9.0368 | 0.11522 | 9 | 0.15206
11076 | 6.63 | 1 | 365 | 7.5793 | 0.19341 | 7 | 0.7727
11575 | 6.5 | 1 | 365 | 7.4307 | 0.8955 | 8 | 0.32617
11577 | 9.18 | 1 | 365 | 10.4944 | 0.037035 | 10 | 0.53143
11583 | 2.6 | 1 | 365 | 2.9723 | 0.9582 | 3 | 0.93047
11606 | 8.67 | 1 | 365 | 9.9114 | 0.86831 | 10 | 0.77968
11654 | 7.905 | 1 | 365 | 9.0368 | 0.11522 | 9 | 0.15206
11665 | 9.945 | 1 | 365 | 11.3689 | 0.79012 | 12 | 0.15905
11671 | 8.67 | 1 | 365 | 9.9114 | 0.86831 | 10 | 0.77968
11692 | 7.25 | 1 | 365 | 8.2881 | 0.61422 | 8 | 0.90227
11698 | 4.77 | 1 | 365 | 5.453 | 0.93101 | 6 | 0.38398
11701 | 10.2 | 1 | 365 | 11.6604 | 0.37448 | 12 | 0.034919
11710 | 5.355 | 1 | 365 | 6.1217 | 0.2716 | 6 | 0.39333
11718 | 16.065 | 1 | 365 | 18.3652 | 0.81481 | 19 | 0.18
11832 | 5.2 | 1 | 365 | 5.9445 | 0.9164 | 6 | 0.86094
11868 | 9.18 | 1 | 365 | 10.4944 | 0.037035 | 10 | 0.53143
11872 | 4.94 | 1 | 365 | 5.6473 | 0.32058 | 5 | 0.96789
11722 | 6.12 | 1 | 365 | 6.9963 | 0.02469 | 7 | 0.020952
11723 | 8.16 | 1 | 365 | 9.3283 | 0.69959 | 10 | 0.027935
11874 | 6.885 | 1 | 365 | 7.8708 | 0.77778 | 8 | 0.64857
11725 | 2.805 | 1 | 365 | 3.2066 | 0.42798 | 3 | 0.6346
11883 | 4.16 | 1 | 365 | 4.7556 | 0.53312 | 5 | 0.28875
11888 | 8.84 | 1 | 365 | 10.1057 | 0.25789 | 10 | 0.3636
11892 | 6.5 | 1 | 365 | 7.4307 | 0.8955 | 8 | 0.32617
11954 | 3.315 | 1 | 365 | 3.7896 | 0.59671 | 4 | 0.38635
11754 | 7.65 | 1 | 365 | 8.7453 | 0.53086 | 9 | 0.27619
11956 | 6.63 | 1 | 365 | 7.5793 | 0.19341 | 7 | 0.7727
11847 | 7.8 | 1 | 365 | 8.9168 | 0.8746 | 9 | 0.79141
12030 | 5.46 | 1 | 365 | 6.2418 | 0.51222 | 6 | 0.75399
11724 | 10.965 | 1 | 365 | 12.535 | 0.12757 | 12 | 0.66254
12079 | 6.24 | 1 | 365 | 7.1334 | 0.29968 | 7 | 0.43313
12082 | 7.8 | 1 | 365 | 8.9168 | 0.8746 | 9 | 0.79141
12087 | 7.14 | 1 | 365 | 8.1623 | 0.36214 | 8 | 0.52444
11773 | 7.905 | 1 | 365 | 9.0368 | 0.11522 | 9 | 0.15206
12122 | 2.86 | 1 | 365 | 3.2695 | 0.55402 | 3 | 0.82352
12123 | 5.2 | 1 | 365 | 5.9445 | 0.9164 | 6 | 0.86094
12127 | 2.04 | 1 | 365 | 2.3321 | 0.6749 | 3 | 0.0069838
12134 | 6.885 | 1 | 365 | 7.8708 | 0.77778 | 8 | 0.64857
11784 | 5.865 | 1 | 365 | 6.7048 | 0.44033 | 7 | 0.14508
12170 | 3.9 | 1 | 365 | 4.4584 | 0.9373 | 5 | 0.3957
12173 | 9.69 | 1 | 365 | 11.0774 | 0.20576 | 11 | 0.28317
12193 | 3.64 | 1 | 365 | 4.1612 | 0.34148 | 4 | 0.50266
12209 | 5.2 | 1 | 365 | 5.9445 | 0.9164 | 6 | 0.86094
11801 | 4.59 | 1 | 365 | 5.2472 | 0.51852 | 5 | 0.76571
12212 | 5.72 | 1 | 365 | 6.539 | 0.10804 | 6 | 0.64703
12305 | 7.8 | 1 | 365 | 8.9168 | 0.8746 | 9 | 0.79141
11805 | 3.825 | 1 | 365 | 4.3727 | 0.76543 | 5 | 0.13809
12307 | 8.84 | 1 | 365 | 10.1057 | 0.25789 | 10 | 0.3636
12312 | 7.28 | 1 | 365 | 8.3224 | 0.68296 | 9 | 0.0053149
12321 | 7.42 | 1 | 365 | 8.4824 | 0.0037907 | 8 | 0.48619
12337 | 9.62 | 1 | 365 | 10.9974 | 0.045346 | 11 | 0.042738
11815 | 4.59 | 1 | 365 | 5.2472 | 0.51852 | 5 | 0.76571
11688 | 2.805 | 1 | 365 | 3.2066 | 0.42798 | 3 | 0.6346
12354 | 6.76 | 1 | 365 | 7.7279 | 0.49132 | 8 | 0.21922
11820 | 5.5 | 1 | 365 | 6.2875 | 0.60389 | 6 | 0.89138
11824 | 4.59 | 1 | 365 | 5.2472 | 0.51852 | 5 | 0.76571
12359 | 7.14 | 1 | 365 | 8.1623 | 0.36214 | 8 | 0.52444
12364 | 4.08 | 1 | 365 | 4.6642 | 0.34979 | 5 | 0.013968
12367 | 5.46 | 1 | 365 | 6.2418 | 0.51222 | 6 | 0.75399
11826 | 3.825 | 1 | 365 | 4.3727 | 0.76543 | 5 | 0.13809
12368 | 7.8 | 1 | 365 | 8.9168 | 0.8746 | 9 | 0.79141
12371 | 4.68 | 1 | 365 | 5.3501 | 0.72476 | 6 | 0.074845
12376 | 4.59 | 1 | 365 | 5.2472 | 0.51852 | 5 | 0.76571
12437 | 6.885 | 1 | 365 | 7.8708 | 0.77778 | 8 | 0.64857
12438 | 5.1 | 1 | 365 | 5.8302 | 0.68724 | 6 | 0.51746
12453 | 6.095 | 1 | 365 | 6.9677 | 0.9674 | 7 | 0.93508
12458 | 12.74 | 1 | 365 | 14.5641 | 0.19519 | 14 | 0.7593
12459 | 4.59 | 1 | 365 | 5.2472 | 0.51852 | 5 | 0.76571
12477 | 10.455 | 1 | 365 | 11.9519 | 0.95885 | 12 | 0.91079
12492 | 4.335 | 1 | 365 | 4.9557 | 0.93416 | 5 | 0.88984
12504 | 6.12 | 1 | 365 | 6.9963 | 0.02469 | 7 | 0.020952
12510 | 9.435 | 1 | 365 | 10.7859 | 0.6214 | 11 | 0.4073
12520 | 7.02 | 1 | 365 | 8.0251 | 0.087144 | 8 | 0.11227
12542 | 2.45 | 1 | 365 | 2.8008 | 0.61446 | 3 | 0.41525
12547 | 4.59 | 1 | 365 | 5.2472 | 0.51852 | 5 | 0.76571
12636 | 5.865 | 1 | 365 | 6.7048 | 0.44033 | 7 | 0.14508
12642 | 14.79 | 1 | 365 | 16.9076 | 0.893 | 17 | 0.80063
12646 | 7.395 | 1 | 365 | 8.4538 | 0.9465 | 9 | 0.40032
12649 | 5.355 | 1 | 365 | 6.1217 | 0.2716 | 6 | 0.39333
12650 | 6.375 | 1 | 365 | 7.2878 | 0.60905 | 7 | 0.89682
12651 | 5.75 | 1 | 365 | 6.5733 | 0.17679 | 6 | 0.75008
12660 | 11.73 | 1 | 365 | 13.4095 | 0.88066 | 14 | 0.29016
12665 | 5.1 | 1 | 365 | 5.8302 | 0.68724 | 6 | 0.51746
12666 | 6 | 1 | 365 | 6.8591 | 0.7497 | 7 | 0.60878
12667 | 7.8 | 1 | 365 | 8.9168 | 0.8746 | 9 | 0.79141
12699 | 5.835 | 1 | 365 | 6.6705 | 0.37158 | 7 | 0.042035
12704 | 10.965 | 1 | 365 | 12.535 | 0.12757 | 12 | 0.66254
12705 | 5.865 | 1 | 365 | 6.7048 | 0.44033 | 7 | 0.14508
12706 | 5.1 | 1 | 365 | 5.8302 | 0.68724 | 6 | 0.51746
12711 | 5.72 | 1 | 365 | 6.539 | 0.10804 | 6 | 0.64703
12955 | 4.59 | 1 | 365 | 5.2472 | 0.51852 | 5 | 0.76571
12961 | 2.75 | 1 | 365 | 3.1437 | 0.30194 | 3 | 0.44569
13035 | 5.355 | 1 | 365 | 6.1217 | 0.2716 | 6 | 0.39333
13082 | 8.925 | 1 | 365 | 10.2029 | 0.45267 | 10 | 0.65555
13085 | 7.905 | 1 | 365 | 9.0368 | 0.11522 | 9 | 0.15206
13088 | 6.12 | 1 | 365 | 6.9963 | 0.02469 | 7 | 0.020952
13089 | 9.18 | 1 | 365 | 10.4944 | 0.037035 | 10 | 0.53143
13143 | 6 | 1 | 365 | 6.8591 | 0.7497 | 7 | 0.60878
13172 | 12.75 | 1 | 365 | 14.5755 | 0.2181 | 14 | 0.79365
13184 | 5.2 | 1 | 365 | 5.9445 | 0.9164 | 6 | 0.86094
13187 | 2.6 | 1 | 365 | 2.9723 | 0.9582 | 3 | 0.93047
13189 | 4.94 | 1 | 365 | 5.6473 | 0.32058 | 5 | 0.96789
13197 | 5.4 | 1 | 365 | 6.1732 | 0.37473 | 6 | 0.5479
13243 | 9.62 | 1 | 365 | 10.9974 | 0.045346 | 11 | 0.042738
13244 | 6.5 | 1 | 365 | 7.4307 | 0.8955 | 8 | 0.32617
13250 | 4.08 | 1 | 365 | 4.6642 | 0.34979 | 5 | 0.013968
13256 | 16.83 | 1 | 365 | 19.2397 | 0.5679 | 19 | 0.80762
13259 | 5.46 | 1 | 365 | 6.2418 | 0.51222 | 6 | 0.75399
13263 | 4.59 | 1 | 365 | 5.2472 | 0.51852 | 5 | 0.76571
13267 | 5.98 | 1 | 365 | 6.8362 | 0.70386 | 7 | 0.54008
13268 | 5.865 | 1 | 365 | 6.7048 | 0.44033 | 7 | 0.14508
13269 | 14.31 | 1 | 365 | 16.3589 | 0.79302 | 17 | 0.15193
13390 | 7.65 | 1 | 365 | 8.7453 | 0.53086 | 9 | 0.27619
12184 | 3.5 | 1 | 365 | 4.0011 | 0.020656 | 4 | 0.021786
12057 | 14.28 | 1 | 365 | 16.3246 | 0.72428 | 17 | 0.048887
13631 | 4.335 | 1 | 365 | 4.9557 | 0.93416 | 5 | 0.88984
13635 | 3.75 | 1 | 365 | 4.2869 | 0.59356 | 4 | 0.88049
13639 | 8.415 | 1 | 365 | 9.6199 | 0.28395 | 9 | 0.90381
13641 | 9.18 | 1 | 365 | 10.4944 | 0.037035 | 10 | 0.53143
13642 | 8.84 | 1 | 365 | 10.1057 | 0.25789 | 10 | 0.3636
13648 | 4.42 | 1 | 365 | 5.0529 | 0.12894 | 5 | 0.1818
13654 | 3.06 | 1 | 365 | 3.4981 | 0.012345 | 3 | 0.51048
13657 | 8.16 | 1 | 365 | 9.3283 | 0.69959 | 10 | 0.027935
13663 | 6.63 | 1 | 365 | 7.5793 | 0.19341 | 7 | 0.7727
13669 | 11.73 | 1 | 365 | 13.4095 | 0.88066 | 14 | 0.29016
13693 | 9.36 | 1 | 365 | 10.7002 | 0.44953 | 11 | 0.14969
13692 | 6.12 | 1 | 365 | 6.9963 | 0.02469 | 7 | 0.020952
14376 | 4.16 | 1 | 365 | 4.7556 | 0.53312 | 5 | 0.28875
12738 | 6.5 | 1 | 365 | 7.4307 | 0.8955 | 8 | 0.32617
12742 | 3.12 | 1 | 365 | 3.5667 | 0.14984 | 3 | 0.71656
12751 | 8.16 | 1 | 365 | 9.3283 | 0.69959 | 10 | 0.027935
12753 | 6.63 | 1 | 365 | 7.5793 | 0.19341 | 7 | 0.7727
12755 | 7.8 | 1 | 365 | 8.9168 | 0.8746 | 9 | 0.79141
12758 | 3.12 | 1 | 365 | 3.5667 | 0.14984 | 3 | 0.71656
12763 | 8.58 | 1 | 365 | 9.8085 | 0.66207 | 10 | 0.47055
12774 | 9.36 | 1 | 365 | 10.7002 | 0.44953 | 11 | 0.14969
12776 | 5.2 | 1 | 365 | 5.9445 | 0.9164 | 6 | 0.86094
12793 | 6.12 | 1 | 365 | 6.9963 | 0.02469 | 7 | 0.020952
12794 | 5.1 | 1 | 365 | 5.8302 | 0.68724 | 6 | 0.51746
12796 | 9.435 | 1 | 365 | 10.7859 | 0.6214 | 11 | 0.4073
12824 | 8.415 | 1 | 365 | 9.6199 | 0.28395 | 9 | 0.90381
12826 | 7.8 | 1 | 365 | 8.9168 | 0.8746 | 9 | 0.79141
13700 | 5.355 | 1 | 365 | 6.1217 | 0.2716 | 6 | 0.39333
12831 | 7.65 | 1 | 365 | 8.7453 | 0.53086 | 9 | 0.27619
12844 | 5.46 | 1 | 365 | 6.2418 | 0.51222 | 6 | 0.75399
14333 | 11.96 | 1 | 365 | 13.6724 | 0.40773 | 14 | 0.08016
12847 | 5.355 | 1 | 365 | 6.1217 | 0.2716 | 6 | 0.39333
14334 | 8.59 | 1 | 365 | 9.8199 | 0.68498 | 10 | 0.5049
12869 | 5.1 | 1 | 365 | 5.8302 | 0.68724 | 6 | 0.51746
14427 | 6.725 | 1 | 365 | 7.6879 | 0.41112 | 8 | 0.099003
12883 | 5.355 | 1 | 365 | 6.1217 | 0.2716 | 6 | 0.39333
12889 | 5.2 | 1 | 365 | 5.9445 | 0.9164 | 6 | 0.86094
14664 | 6.725 | 1 | 365 | 7.6879 | 0.41112 | 8 | 0.099003
12891 | 4.16 | 1 | 365 | 4.7556 | 0.53312 | 5 | 0.28875
12892 | 5.2 | 1 | 365 | 5.9445 | 0.9164 | 6 | 0.86094
12895 | 8.84 | 1 | 365 | 10.1057 | 0.25789 | 10 | 0.3636
14365 | 6.725 | 1 | 365 | 7.6879 | 0.41112 | 8 | 0.099003
14481 | 5.215 | 1 | 365 | 5.9617 | 0.95078 | 6 | 0.91246
12901 | 9.435 | 1 | 365 | 10.7859 | 0.6214 | 11 | 0.4073
12903 | 9.18 | 1 | 365 | 10.4944 | 0.037035 | 10 | 0.53143
12907 | 7.905 | 1 | 365 | 9.0368 | 0.11522 | 9 | 0.15206
12910 | 4.68 | 1 | 365 | 5.3501 | 0.72476 | 6 | 0.074845
12914 | 5.98 | 1 | 365 | 6.8362 | 0.70386 | 7 | 0.54008
12915 | 9.36 | 1 | 365 | 10.7002 | 0.44953 | 11 | 0.14969
12924 | 5.72 | 1 | 365 | 6.539 | 0.10804 | 6 | 0.64703
12927 | 9.18 | 1 | 365 | 10.4944 | 0.037035 | 10 | 0.53143
12940 | 4.68 | 1 | 365 | 5.3501 | 0.72476 | 6 | 0.074845
12941 | 6.12 | 1 | 365 | 6.9963 | 0.02469 | 7 | 0.020952
12943 | 9.88 | 1 | 365 | 11.2946 | 0.64117 | 11 | 0.93578
12945 | 7.02 | 1 | 365 | 8.0251 | 0.087144 | 8 | 0.11227
12948 | 5.1 | 1 | 365 | 5.8302 | 0.68724 | 6 | 0.51746
12950 | 4.16 | 1 | 365 | 4.7556 | 0.53312 | 5 | 0.28875
12952 | 8.32 | 1 | 365 | 9.5113 | 0.066245 | 9 | 0.5775
13403 | 4.94 | 1 | 365 | 5.6473 | 0.32058 | 5 | 0.96789
13405 | 2.295 | 1 | 365 | 2.6236 | 0.25926 | 2 | 0.88286
13408 | 5.1 | 1 | 365 | 5.8302 | 0.68724 | 6 | 0.51746
13413 | 8.32 | 1 | 365 | 9.5113 | 0.066245 | 9 | 0.5775
13414 | 5.2 | 1 | 365 | 5.9445 | 0.9164 | 6 | 0.86094
13491 | 4.94 | 1 | 365 | 5.6473 | 0.32058 | 5 | 0.96789
13495 | 6.24 | 1 | 365 | 7.1334 | 0.29968 | 7 | 0.43313
13497 | 9.62 | 1 | 365 | 10.9974 | 0.045346 | 11 | 0.042738
13500 | 6.5 | 1 | 365 | 7.4307 | 0.8955 | 8 | 0.32617
13507 | 8.32 | 1 | 365 | 9.5113 | 0.066245 | 9 | 0.5775
13508 | 9.36 | 1 | 365 | 10.7002 | 0.44953 | 11 | 0.14969
13511 | 2.55 | 1 | 365 | 2.9151 | 0.84362 | 3 | 0.75873
13515 | 8.84 | 1 | 365 | 10.1057 | 0.25789 | 10 | 0.3636
13517 | 4.94 | 1 | 365 | 5.6473 | 0.32058 | 5 | 0.96789
13516 | 5.46 | 1 | 365 | 6.2418 | 0.51222 | 6 | 0.75399
13519 | 8.5 | 1 | 365 | 9.717 | 0.47874 | 10 | 0.19577
13521 | 7.65 | 1 | 365 | 8.7453 | 0.53086 | 9 | 0.27619
13523 | 3.64 | 1 | 365 | 4.1612 | 0.34148 | 4 | 0.50266
13525 | 4.68 | 1 | 365 | 5.3501 | 0.72476 | 6 | 0.074845
13527 | 6.24 | 1 | 365 | 7.1334 | 0.29968 | 7 | 0.43313
13529 | 3.64 | 1 | 365 | 4.1612 | 0.34148 | 4 | 0.50266
13530 | 5.46 | 1 | 365 | 6.2418 | 0.51222 | 6 | 0.75399
13531 | 4.68 | 1 | 365 | 5.3501 | 0.72476 | 6 | 0.074845
13532 | 11.985 | 1 | 365 | 13.701 | 0.46502 | 14 | 0.16603
13543 | 7.54 | 1 | 365 | 8.6196 | 0.27878 | 8 | 0.89836
13545 | 7.8 | 1 | 365 | 8.9168 | 0.8746 | 9 | 0.79141
13546 | 8.32 | 1 | 365 | 9.5113 | 0.066245 | 9 | 0.5775
13548 | 5.98 | 1 | 365 | 6.8362 | 0.70386 | 7 | 0.54008
13549 | 3.64 | 1 | 365 | 4.1612 | 0.34148 | 4 | 0.50266
13551 | 6.24 | 1 | 365 | 7.1334 | 0.29968 | 7 | 0.43313
13553 | 4.42 | 1 | 365 | 5.0529 | 0.12894 | 5 | 0.1818
13554 | 9.1 | 1 | 365 | 10.4029 | 0.85371 | 11 | 0.25664
13555 | 6.885 | 1 | 365 | 7.8708 | 0.77778 | 8 | 0.64857
13556 | 7.02 | 1 | 365 | 8.0251 | 0.087144 | 8 | 0.11227
13557 | 7.395 | 1 | 365 | 8.4538 | 0.9465 | 9 | 0.40032
13558 | 6.375 | 1 | 365 | 7.2878 | 0.60905 | 7 | 0.89682
13560 | 3.9 | 1 | 365 | 4.4584 | 0.9373 | 5 | 0.3957
13561 | 7.02 | 1 | 365 | 8.0251 | 0.087144 | 8 | 0.11227
14374 | 10.215 | 1 | 365 | 11.6776 | 0.40886 | 12 | 0.086441
13562 | 5.72 | 1 | 365 | 6.539 | 0.10804 | 6 | 0.64703
13563 | 6.76 | 1 | 365 | 7.7279 | 0.49132 | 8 | 0.21922
14586 | 4.47 | 1 | 365 | 5.11 | 0.24352 | 5 | 0.35354
13568 | 9.69 | 1 | 365 | 11.0774 | 0.20576 | 11 | 0.28317
14470 | 7.96 | 1 | 365 | 9.0997 | 0.24126 | 9 | 0.34098
13575 | 5.67 | 1 | 365 | 6.4818 | 0.99346 | 7 | 0.47529
14389 | 4.47 | 1 | 365 | 5.11 | 0.24352 | 5 | 0.35354
13580 | 5.72 | 1 | 365 | 6.539 | 0.10804 | 6 | 0.64703
13581 | 8.16 | 1 | 365 | 9.3283 | 0.69959 | 10 | 0.027935
14453 | 2.98 | 1 | 365 | 3.4067 | 0.82902 | 4 | 0.23569
13577 | 6.12 | 1 | 365 | 6.9963 | 0.02469 | 7 | 0.020952
14362 | 3.47 | 1 | 365 | 3.9668 | 0.95191 | 4 | 0.91874
14588 | 8.96 | 1 | 365 | 10.2429 | 0.53288 | 10 | 0.77577
12140 | 5.75 | 1 | 365 | 6.5733 | 0.17679 | 6 | 0.75008
14593 | 6.47 | 1 | 365 | 7.3964 | 0.82676 | 8 | 0.22313
12165 | 107.52 | 0.9 | 365 | 110.6232 | 0.7551 | 111 | 0.37834
14581 | 5.47 | 1 | 365 | 6.2532 | 0.53514 | 6 | 0.78833
12285 | 7.25 | 1 | 365 | 8.2881 | 0.61422 | 8 | 0.90227
14587 | 7.96 | 1 | 365 | 9.0997 | 0.24126 | 9 | 0.34098
11727 | 17.36 | 1 | 365 | 19.8456 | 0.78245 | 20 | 0.62806
12083 | 3.57 | 1 | 365 | 4.0812 | 0.18107 | 4 | 0.26222
14443 | 11.96 | 1 | 365 | 13.6724 | 0.40773 | 14 | 0.08016
12072 | 4.335 | 1 | 365 | 4.9557 | 0.93416 | 5 | 0.88984
14570 | 8.47 | 1 | 365 | 9.6827 | 0.40999 | 10 | 0.092722
14564 | 8.96 | 1 | 365 | 10.2429 | 0.53288 | 10 | 0.77577
11999 | 6.12 | 1 | 365 | 6.9963 | 0.02469 | 7 | 0.020952
14567 | 6.725 | 1 | 365 | 7.6879 | 0.41112 | 8 | 0.099003
12044 | 4.845 | 1 | 365 | 5.5387 | 0.10288 | 5 | 0.64159
12032 | 4.41 | 1 | 365 | 5.0414 | 0.10603 | 5 | 0.14745
14549 | 8.47 | 1 | 365 | 9.6827 | 0.40999 | 10 | 0.092722
12039 | 8.16 | 1 | 365 | 9.3283 | 0.69959 | 10 | 0.027935
12171 | 6.885 | 1 | 365 | 7.8708 | 0.77778 | 8 | 0.64857
14556 | 8.705 | 1 | 365 | 9.9514 | 0.94852 | 10 | 0.8999
12177 | 7.35 | 1 | 365 | 8.4024 | 0.84338 | 9 | 0.24575
12182 | 9.18 | 1 | 365 | 10.4944 | 0.037035 | 10 | 0.53143
14651 | 6.215 | 1 | 365 | 7.1049 | 0.24239 | 7 | 0.34726
12108 | 8.415 | 1 | 365 | 9.6199 | 0.28395 | 9 | 0.90381
14523 | 3.235 | 1 | 365 | 3.6982 | 0.41338 | 4 | 0.11157
14645 | 11.705 | 1 | 365 | 13.3809 | 0.82337 | 14 | 0.20429
14434 | 11.96 | 1 | 365 | 13.6724 | 0.40773 | 14 | 0.08016
14627 | 6.38 | 1 | 365 | 7.2935 | 0.62051 | 7 | 0.914
14607 | 3.315 | 1 | 365 | 3.7896 | 0.59671 | 4 | 0.38635
14724 | 5.98 | 1 | 365 | 6.8362 | 0.70386 | 7 | 0.54008
14621 | 7.47 | 1 | 365 | 8.5396 | 0.11837 | 8 | 0.65793
14538 | 5.215 | 1 | 365 | 5.9617 | 0.95078 | 6 | 0.91246
14609 | 5.47 | 1 | 365 | 6.2532 | 0.53514 | 6 | 0.78833
14543 | 3.47 | 1 | 365 | 3.9668 | 0.95191 | 4 | 0.91874
14557 | 5.645 | 1 | 365 | 6.4533 | 0.93617 | 7 | 0.38942
14592 | 9.96 | 1 | 365 | 11.3861 | 0.8245 | 12 | 0.21057
14711 | 5.725 | 1 | 365 | 6.5447 | 0.1195 | 6 | 0.66421
12062 | 5.5 | 1 | 365 | 6.2875 | 0.60389 | 6 | 0.89138
12074 | 8.085 | 1 | 365 | 9.2426 | 0.52772 | 9 | 0.77033
12035 | 8.925 | 1 | 365 | 10.2029 | 0.45267 | 10 | 0.65555
12069 | 3.57 | 1 | 365 | 4.0812 | 0.18107 | 4 | 0.26222
12051 | 7.14 | 1 | 365 | 8.1623 | 0.36214 | 8 | 0.52444
12040 | 5.1 | 1 | 365 | 5.8302 | 0.68724 | 6 | 0.51746
12113 | 9.945 | 1 | 365 | 11.3689 | 0.79012 | 12 | 0.15905
12012 | 6.63 | 1 | 365 | 7.5793 | 0.19341 | 7 | 0.7727
12194 | 1.96 | 1 | 365 | 2.2406 | 0.49157 | 2 | 0.7322
12130 | 6.63 | 1 | 365 | 7.5793 | 0.19341 | 7 | 0.7727
12186 | 8.925 | 1 | 365 | 10.2029 | 0.45267 | 10 | 0.65555
12132 | 9.69 | 1 | 365 | 11.0774 | 0.20576 | 11 | 0.28317
12124 | 6.63 | 1 | 365 | 7.5793 | 0.19341 | 7 | 0.7727
12205 | 4.5 | 1 | 365 | 5.1443 | 0.31227 | 5 | 0.45658
12217 | 5.1 | 1 | 365 | 5.8302 | 0.68724 | 6 | 0.51746
14706 | 9.96 | 1 | 365 | 11.3861 | 0.8245 | 12 | 0.21057
12221 | 6.125 | 1 | 365 | 7.002 | 0.036148 | 7 | 0.038126
12214 | 6.885 | 1 | 365 | 7.8708 | 0.77778 | 8 | 0.64857
14708 | 4.235 | 1 | 365 | 4.8414 | 0.70499 | 5 | 0.54636
12081 | 7.905 | 1 | 365 | 9.0368 | 0.11522 | 9 | 0.15206
14702 | 5.215 | 1 | 365 | 5.9617 | 0.95078 | 6 | 0.91246
12216 | 7.65 | 1 | 365 | 8.7453 | 0.53086 | 9 | 0.27619
14935 | 11.79 | 1 | 365 | 13.4781 | 0.018153 | 13 | 0.49624
12224 | 5.355 | 1 | 365 | 6.1217 | 0.2716 | 6 | 0.39333
12138 | 3.825 | 1 | 365 | 4.3727 | 0.76543 | 5 | 0.13809
15003 | 8.47 | 1 | 365 | 9.6827 | 0.40999 | 10 | 0.092722
12256 | 4.59 | 1 | 365 | 5.2472 | 0.51852 | 5 | 0.76571
12114 | 5 | 1 | 365 | 5.7159 | 0.45808 | 6 | 0.17398
14989 | 9.96 | 1 | 365 | 11.3861 | 0.8245 | 12 | 0.21057
12250 | 7.395 | 1 | 365 | 8.4538 | 0.9465 | 9 | 0.40032
14983 | 6.47 | 1 | 365 | 7.3964 | 0.82676 | 8 | 0.22313
12218 | 5.61 | 1 | 365 | 6.4132 | 0.85597 | 7 | 0.26921
12235 | 4.335 | 1 | 365 | 4.9557 | 0.93416 | 5 | 0.88984
14985 | 10.215 | 1 | 365 | 11.6776 | 0.40886 | 12 | 0.086441
12245 | 5.865 | 1 | 365 | 6.7048 | 0.44033 | 7 | 0.14508
14760 | 9.96 | 1 | 365 | 11.3861 | 0.8245 | 12 | 0.21057
12244 | 5.355 | 1 | 365 | 6.1217 | 0.2716 | 6 | 0.39333
14988 | 9.96 | 1 | 365 | 11.3861 | 0.8245 | 12 | 0.21057
12231 | 3.675 | 1 | 365 | 4.2012 | 0.42169 | 4 | 0.62288
12227 | 6.885 | 1 | 365 | 7.8708 | 0.77778 | 8 | 0.64857
14959 | 11.96 | 1 | 365 | 13.6724 | 0.40773 | 14 | 0.08016
12228 | 9.69 | 1 | 365 | 11.0774 | 0.20576 | 11 | 0.28317
12334 | 6.885 | 1 | 365 | 7.8708 | 0.77778 | 8 | 0.64857
12126 | 2.805 | 1 | 365 | 3.2066 | 0.42798 | 3 | 0.6346
12207 | 6.375 | 1 | 365 | 7.2878 | 0.60905 | 7 | 0.89682
12352 | 9.555 | 1 | 365 | 10.9231 | 0.89639 | 11 | 0.81948
12243 | 8.16 | 1 | 365 | 9.3283 | 0.69959 | 10 | 0.027935
12201 | 4.59 | 1 | 365 | 5.2472 | 0.51852 | 5 | 0.76571
12358 | 6.12 | 1 | 365 | 6.9963 | 0.02469 | 7 | 0.020952
12097 | 9.31 | 1 | 365 | 10.643 | 0.33494 | 10 | 0.97795
12363 | 2.295 | 1 | 365 | 2.6236 | 0.25926 | 2 | 0.88286
12191 | 6.12 | 1 | 365 | 6.9963 | 0.02469 | 7 | 0.020952
12295 | 7.905 | 1 | 365 | 9.0368 | 0.11522 | 9 | 0.15206
12347 | 8.16 | 1 | 365 | 9.3283 | 0.69959 | 10 | 0.027935
12222 | 9.435 | 1 | 365 | 10.7859 | 0.6214 | 11 | 0.4073
12342 | 4.59 | 1 | 365 | 5.2472 | 0.51852 | 5 | 0.76571
12343 | 3.315 | 1 | 365 | 3.7896 | 0.59671 | 4 | 0.38635
12199 | 3.92 | 1 | 365 | 4.4813 | 0.98313 | 5 | 0.4644
12472 | 2.8 | 1 | 365 | 3.2009 | 0.41652 | 3 | 0.61743
12786 | 3.57 | 1 | 365 | 4.0812 | 0.18107 | 4 | 0.26222
12470 | 7.83 | 1 | 365 | 8.9511 | 0.94335 | 9 | 0.89445
12486 | 3.825 | 1 | 365 | 4.3727 | 0.76543 | 5 | 0.13809
12783 | 8.16 | 1 | 365 | 9.3283 | 0.69959 | 10 | 0.027935
12785 | 4.59 | 1 | 365 | 5.2472 | 0.51852 | 5 | 0.76571
12489 | 7.905 | 1 | 365 | 9.0368 | 0.11522 | 9 | 0.15206
12782 | 8.16 | 1 | 365 | 9.3283 | 0.69959 | 10 | 0.027935
12478 | 4.165 | 1 | 365 | 4.7613 | 0.54458 | 5 | 0.30593
12799 | 2.205 | 1 | 365 | 2.5207 | 0.053013 | 2 | 0.57373
12784 | 4.335 | 1 | 365 | 4.9557 | 0.93416 | 5 | 0.88984
12501 | 2.04 | 1 | 365 | 2.3321 | 0.6749 | 3 | 0.0069838
12848 | 6.12 | 1 | 365 | 6.9963 | 0.02469 | 7 | 0.020952
12842 | 9.69 | 1 | 365 | 11.0774 | 0.20576 | 11 | 0.28317
12306 | 5.1 | 1 | 365 | 5.8302 | 0.68724 | 6 | 0.51746
12836 | 5.865 | 1 | 365 | 6.7048 | 0.44033 | 7 | 0.14508
12839 | 7.395 | 1 | 365 | 8.4538 | 0.9465 | 9 | 0.40032
12198 | 4.59 | 1 | 365 | 5.2472 | 0.51852 | 5 | 0.76571
12853 | 7.14 | 1 | 365 | 8.1623 | 0.36214 | 8 | 0.52444
12833 | 4.75 | 1 | 365 | 5.4301 | 0.88518 | 6 | 0.31528
12481 | 3.315 | 1 | 365 | 3.7896 | 0.59671 | 4 | 0.38635
12828 | 4.655 | 1 | 365 | 5.3215 | 0.66747 | 5 | 0.98898
12808 | 7.65 | 1 | 365 | 8.7453 | 0.53086 | 9 | 0.27619
12511 | 8.415 | 1 | 365 | 9.6199 | 0.28395 | 9 | 0.90381
12807 | 3.315 | 1 | 365 | 3.7896 | 0.59671 | 4 | 0.38635
12525 | 7.14 | 1 | 365 | 8.1623 | 0.36214 | 8 | 0.52444
12805 | 6.885 | 1 | 365 | 7.8708 | 0.77778 | 8 | 0.64857
12803 | 3.315 | 1 | 365 | 3.7896 | 0.59671 | 4 | 0.38635
12517 | 5.865 | 1 | 365 | 6.7048 | 0.44033 | 7 | 0.14508
12861 | 3.57 | 1 | 365 | 4.0812 | 0.18107 | 4 | 0.26222
12523 | 6.63 | 1 | 365 | 7.5793 | 0.19341 | 7 | 0.7727
12855 | 8.67 | 1 | 365 | 9.9114 | 0.86831 | 10 | 0.77968
12862 | 5.865 | 1 | 365 | 6.7048 | 0.44033 | 7 | 0.14508
12522 | 6.375 | 1 | 365 | 7.2878 | 0.60905 | 7 | 0.89682
12859 | 7.905 | 1 | 365 | 9.0368 | 0.11522 | 9 | 0.15206
12508 | 3.57 | 1 | 365 | 4.0812 | 0.18107 | 4 | 0.26222
12857 | 6.12 | 1 | 365 | 6.9963 | 0.02469 | 7 | 0.020952
12878 | 3.43 | 1 | 365 | 3.9211 | 0.86024 | 4 | 0.78135
12519 | 2.805 | 1 | 365 | 3.2066 | 0.42798 | 3 | 0.6346
12877 | 4.41 | 1 | 365 | 5.0414 | 0.10603 | 5 | 0.14745
12880 | 6.12 | 1 | 365 | 6.9963 | 0.02469 | 7 | 0.020952
12498 | 4 | 1 | 365 | 4.5727 | 0.16646 | 4 | 0.73918
12874 | 4.08 | 1 | 365 | 4.6642 | 0.34979 | 5 | 0.013968
12879 | 7.905 | 1 | 365 | 9.0368 | 0.11522 | 9 | 0.15206
12875 | 5.865 | 1 | 365 | 6.7048 | 0.44033 | 7 | 0.14508
12515 | 7.395 | 1 | 365 | 8.4538 | 0.9465 | 9 | 0.40032
12876 | 3.315 | 1 | 365 | 3.7896 | 0.59671 | 4 | 0.38635
12535 | 3.92 | 1 | 365 | 4.4813 | 0.98313 | 5 | 0.4644
12872 | 7.905 | 1 | 365 | 9.0368 | 0.11522 | 9 | 0.15206
12873 | 7.75 | 1 | 365 | 8.8596 | 0.76002 | 9 | 0.61967
12886 | 7.65 | 1 | 365 | 8.7453 | 0.53086 | 9 | 0.27619
12893 | 7.65 | 1 | 365 | 8.7453 | 0.53086 | 9 | 0.27619
12908 | 0.75 | 1 | 365 | 0.85738 | 0.71871 | 1 | 0.5761
14752 | 6.725 | 1 | 365 | 7.6879 | 0.41112 | 8 | 0.099003
14747 | 7.365 | 1 | 365 | 8.4195 | 0.87775 | 9 | 0.29727
12537 | 6.86 | 1 | 365 | 7.8422 | 0.72049 | 8 | 0.5627
12536 | 5.865 | 1 | 365 | 6.7048 | 0.44033 | 7 | 0.14508
12539 | 7.395 | 1 | 365 | 8.4538 | 0.9465 | 9 | 0.40032
12533 | 6.885 | 1 | 365 | 7.8708 | 0.77778 | 8 | 0.64857
12420 | 6.12 | 1 | 365 | 6.9963 | 0.02469 | 7 | 0.020952
12590 | 4.08 | 1 | 365 | 4.6642 | 0.34979 | 5 | 0.013968
12584 | 6.63 | 1 | 365 | 7.5793 | 0.19341 | 7 | 0.7727
12606 | 3.315 | 1 | 365 | 3.7896 | 0.59671 | 4 | 0.38635
12607 | 4 | 1 | 365 | 4.5727 | 0.16646 | 4 | 0.73918
12593 | 4.845 | 1 | 365 | 5.5387 | 0.10288 | 5 | 0.64159
12585 | 5.355 | 1 | 365 | 6.1217 | 0.2716 | 6 | 0.39333
12583 | 6.63 | 1 | 365 | 7.5793 | 0.19341 | 7 | 0.7727
12605 | 8.925 | 1 | 365 | 10.2029 | 0.45267 | 10 | 0.65555
12615 | 8.16 | 1 | 365 | 9.3283 | 0.69959 | 10 | 0.027935
12613 | 5.355 | 1 | 365 | 6.1217 | 0.2716 | 6 | 0.39333
12618 | 3.675 | 1 | 365 | 4.2012 | 0.42169 | 4 | 0.62288
12614 | 2.805 | 1 | 365 | 3.2066 | 0.42798 | 3 | 0.6346
12608 | 8.16 | 1 | 365 | 9.3283 | 0.69959 | 10 | 0.027935
12616 | 6.63 | 1 | 365 | 7.5793 | 0.19341 | 7 | 0.7727
12619 | 8.925 | 1 | 365 | 10.2029 | 0.45267 | 10 | 0.65555
12612 | 6.63 | 1 | 365 | 7.5793 | 0.19341 | 7 | 0.7727
12531 | 5.1 | 1 | 365 | 5.8302 | 0.68724 | 6 | 0.51746
12534 | 8.16 | 1 | 365 | 9.3283 | 0.69959 | 10 | 0.027935
12673 | 66 | 0.9 | 365 | 67.9049 | 0.12199 | 68 | 0.026882
12687 | 3.315 | 1 | 365 | 3.7896 | 0.59671 | 4 | 0.38635
12677 | 5.1 | 1 | 365 | 5.8302 | 0.68724 | 6 | 0.51746
12679 | 5.355 | 1 | 365 | 6.1217 | 0.2716 | 6 | 0.39333
12681 | 7.905 | 1 | 365 | 9.0368 | 0.11522 | 9 | 0.15206
12683 | 8.67 | 1 | 365 | 9.9114 | 0.86831 | 10 | 0.77968
12690 | 4.335 | 1 | 365 | 4.9557 | 0.93416 | 5 | 0.88984
12702 | 4.59 | 1 | 365 | 5.2472 | 0.51852 | 5 | 0.76571
12723 | 8.925 | 1 | 365 | 10.2029 | 0.45267 | 10 | 0.65555
12694 | 6.86 | 1 | 365 | 7.8422 | 0.72049 | 8 | 0.5627
12725 | 8.16 | 1 | 365 | 9.3283 | 0.69959 | 10 | 0.027935
12713 | 5.865 | 1 | 365 | 6.7048 | 0.44033 | 7 | 0.14508
12747 | 5.1 | 1 | 365 | 5.8302 | 0.68724 | 6 | 0.51746
12719 | 6.63 | 1 | 365 | 7.5793 | 0.19341 | 7 | 0.7727
12715 | 2.45 | 1 | 365 | 2.8008 | 0.61446 | 3 | 0.41525
12746 | 8.925 | 1 | 365 | 10.2029 | 0.45267 | 10 | 0.65555
12744 | 8.415 | 1 | 365 | 9.6199 | 0.28395 | 9 | 0.90381
12737 | 5.61 | 1 | 365 | 6.4132 | 0.85597 | 7 | 0.26921
12813 | 7.2 | 1 | 365 | 8.2309 | 0.49964 | 8 | 0.73053
12599 | 6.375 | 1 | 365 | 7.2878 | 0.60905 | 7 | 0.89682
12754 | 5.355 | 1 | 365 | 6.1217 | 0.2716 | 6 | 0.39333
12759 | 2.25 | 1 | 365 | 2.5722 | 0.15614 | 2 | 0.72829
12801 | 4.335 | 1 | 365 | 4.9557 | 0.93416 | 5 | 0.88984
12787 | 5.1 | 1 | 365 | 5.8302 | 0.68724 | 6 | 0.51746
12781 | 5.88 | 1 | 365 | 6.7219 | 0.4747 | 7 | 0.1966
14979 | 4.675 | 1 | 365 | 5.3444 | 0.7133 | 6 | 0.057671
14971 | 8.25 | 1 | 365 | 9.4312 | 0.90583 | 10 | 0.33707
14911 | 6.725 | 1 | 365 | 7.6879 | 0.41112 | 8 | 0.099003
14748 | 8.47 | 1 | 365 | 9.6827 | 0.40999 | 10 | 0.092722
15107 | 5.215 | 1 | 365 | 5.9617 | 0.95078 | 6 | 0.91246
14965 | 8.67 | 1 | 365 | 9.9114 | 0.86831 | 10 | 0.77968
12104 | 4.68 | 1 | 365 | 5.3501 | 0.72476 | 6 | 0.074845
72 | 2526.59 | 0.7 | 365 | 2021.843 | 0.98185 | 2022 | 0.82486
12377 | 3.64 | 1 | 365 | 4.1612 | 0.34148 | 4 | 0.50266
12380 | 6.12 | 1 | 365 | 6.9963 | 0.02469 | 7 | 0.020952
12433 | 3.06 | 1 | 365 | 3.4981 | 0.012345 | 3 | 0.51048
12832 | 5.61 | 1 | 365 | 6.4132 | 0.85597 | 7 | 0.26921
11331 | 8.8 | 1 | 365 | 10.06 | 0.16622 | 10 | 0.2262
11295 | 42.56 | 0.9 | 365 | 43.7884 | 0.77806 | 44 | 0.56643
13707 | 2.295 | 1 | 365 | 2.6236 | 0.25926 | 2 | 0.88286
13706 | 5.98 | 1 | 365 | 6.8362 | 0.70386 | 7 | 0.54008
13702 | 8.32 | 1 | 365 | 9.5113 | 0.066245 | 9 | 0.5775
13697 | 4.68 | 1 | 365 | 5.3501 | 0.72476 | 6 | 0.074845
13695 | 8.415 | 1 | 365 | 9.6199 | 0.28395 | 9 | 0.90381
13694 | 7.54 | 1 | 365 | 8.6196 | 0.27878 | 8 | 0.89836
13689 | 7.02 | 1 | 365 | 8.0251 | 0.087144 | 8 | 0.11227
13685 | 5.46 | 1 | 365 | 6.2418 | 0.51222 | 6 | 0.75399
13688 | 2.34 | 1 | 365 | 2.675 | 0.36238 | 3 | 0.037423
13681 | 13.78 | 1 | 365 | 15.753 | 0.57847 | 16 | 0.33149
13680 | 13.005 | 1 | 365 | 14.8671 | 0.80247 | 15 | 0.66952
13678 | 11.96 | 1 | 365 | 13.6724 | 0.40773 | 14 | 0.08016
13675 | 10.14 | 1 | 365 | 11.5918 | 0.23699 | 11 | 0.82883
13679 | 14.82 | 1 | 365 | 16.9419 | 0.96175 | 17 | 0.90368
13672 | 8.84 | 1 | 365 | 10.1057 | 0.25789 | 10 | 0.3636
13673 | 5.2 | 1 | 365 | 5.9445 | 0.9164 | 6 | 0.86094
13671 | 6.5 | 1 | 365 | 7.4307 | 0.8955 | 8 | 0.32617
13662 | 10.92 | 1 | 365 | 12.4835 | 0.024447 | 12 | 0.50797
13658 | 3.9 | 1 | 365 | 4.4584 | 0.9373 | 5 | 0.3957
14318 | 13.005 | 1 | 365 | 14.8671 | 0.80247 | 15 | 0.66952
13651 | 3.57 | 1 | 365 | 4.0812 | 0.18107 | 4 | 0.26222
13646 | 6.76 | 1 | 365 | 7.7279 | 0.49132 | 8 | 0.21922
13638 | 7.28 | 1 | 365 | 8.3224 | 0.68296 | 9 | 0.0053149
13636 | 6.24 | 1 | 365 | 7.1334 | 0.29968 | 7 | 0.43313
13630 | 10.14 | 1 | 365 | 11.5918 | 0.23699 | 11 | 0.82883
13626 | 8.32 | 1 | 365 | 9.5113 | 0.066245 | 9 | 0.5775
13399 | 7.8 | 1 | 365 | 8.9168 | 0.8746 | 9 | 0.79141
13398 | 6.76 | 1 | 365 | 7.7279 | 0.49132 | 8 | 0.21922
13394 | 6.24 | 1 | 365 | 7.1334 | 0.29968 | 7 | 0.43313
13393 | 10.14 | 1 | 365 | 11.5918 | 0.23699 | 11 | 0.82883
13391 | 9.88 | 1 | 365 | 11.2946 | 0.64117 | 11 | 0.93578
13387 | 3.315 | 1 | 365 | 3.7896 | 0.59671 | 4 | 0.38635
13383 | 8.32 | 1 | 365 | 9.5113 | 0.066245 | 9 | 0.5775
13307 | 7.02 | 1 | 365 | 8.0251 | 0.087144 | 8 | 0.11227
13306 | 4.94 | 1 | 365 | 5.6473 | 0.32058 | 5 | 0.96789
13304 | 3.9 | 1 | 365 | 4.4584 | 0.9373 | 5 | 0.3957
13302 | 4.42 | 1 | 365 | 5.0529 | 0.12894 | 5 | 0.1818
13301 | 5.46 | 1 | 365 | 6.2418 | 0.51222 | 6 | 0.75399
13300 | 3.06 | 1 | 365 | 3.4981 | 0.012345 | 3 | 0.51048
13299 | 9.36 | 1 | 365 | 10.7002 | 0.44953 | 11 | 0.14969
13297 | 8.32 | 1 | 365 | 9.5113 | 0.066245 | 9 | 0.5775
13264 | 6.5 | 1 | 365 | 7.4307 | 0.8955 | 8 | 0.32617
13262 | 12.455 | 1 | 365 | 14.2383 | 0.54208 | 14 | 0.78038
13260 | 4.16 | 1 | 365 | 4.7556 | 0.53312 | 5 | 0.28875
13258 | 7.54 | 1 | 365 | 8.6196 | 0.27878 | 8 | 0.89836
13257 | 5.72 | 1 | 365 | 6.539 | 0.10804 | 6 | 0.64703
13253 | 9.62 | 1 | 365 | 10.9974 | 0.045346 | 11 | 0.042738
13252 | 7.54 | 1 | 365 | 8.6196 | 0.27878 | 8 | 0.89836
13251 | 9.62 | 1 | 365 | 10.9974 | 0.045346 | 11 | 0.042738
13248 | 7.54 | 1 | 365 | 8.6196 | 0.27878 | 8 | 0.89836
13247 | 4.68 | 1 | 365 | 5.3501 | 0.72476 | 6 | 0.074845
13246 | 10.4 | 1 | 365 | 11.8891 | 0.83281 | 12 | 0.72188
13198 | 6.24 | 1 | 365 | 7.1334 | 0.29968 | 7 | 0.43313
13196 | 6.24 | 1 | 365 | 7.1334 | 0.29968 | 7 | 0.43313
13195 | 3.38 | 1 | 365 | 3.8639 | 0.74566 | 4 | 0.60961
13192 | 8.84 | 1 | 365 | 10.1057 | 0.25789 | 10 | 0.3636
13190 | 5.2 | 1 | 365 | 5.9445 | 0.9164 | 6 | 0.86094
13176 | 3.9 | 1 | 365 | 4.4584 | 0.9373 | 5 | 0.3957
13175 | 9.945 | 1 | 365 | 11.3689 | 0.79012 | 12 | 0.15905
13174 | 5.46 | 1 | 365 | 6.2418 | 0.51222 | 6 | 0.75399
13173 | 10.92 | 1 | 365 | 12.4835 | 0.024447 | 12 | 0.50797
13171 | 5.355 | 1 | 365 | 6.1217 | 0.2716 | 6 | 0.39333
13170 | 8.32 | 1 | 365 | 9.5113 | 0.066245 | 9 | 0.5775
13168 | 7.02 | 1 | 365 | 8.0251 | 0.087144 | 8 | 0.11227
13169 | 6.5 | 1 | 365 | 7.4307 | 0.8955 | 8 | 0.32617
13161 | 7.54 | 1 | 365 | 8.6196 | 0.27878 | 8 | 0.89836
13152 | 13.52 | 1 | 365 | 15.4558 | 0.98265 | 16 | 0.43844
13150 | 11.7 | 1 | 365 | 13.3752 | 0.81191 | 14 | 0.18711
13146 | 6.24 | 1 | 365 | 7.1334 | 0.29968 | 7 | 0.43313
13144 | 8.84 | 1 | 365 | 10.1057 | 0.25789 | 10 | 0.3636
13139 | 2.86 | 1 | 365 | 3.2695 | 0.55402 | 3 | 0.82352
13136 | 7.8 | 1 | 365 | 8.9168 | 0.8746 | 9 | 0.79141
13129 | 4.94 | 1 | 365 | 5.6473 | 0.32058 | 5 | 0.96789
13130 | 11.44 | 1 | 365 | 13.078 | 0.21609 | 13 | 0.29407
13127 | 8.84 | 1 | 365 | 10.1057 | 0.25789 | 10 | 0.3636
13125 | 4.16 | 1 | 365 | 4.7556 | 0.53312 | 5 | 0.28875
13111 | 5.2 | 1 | 365 | 5.9445 | 0.9164 | 6 | 0.86094
13109 | 2.805 | 1 | 365 | 3.2066 | 0.42798 | 3 | 0.6346
13104 | 6.24 | 1 | 365 | 7.1334 | 0.29968 | 7 | 0.43313
13100 | 6.24 | 1 | 365 | 7.1334 | 0.29968 | 7 | 0.43313
13099 | 5.98 | 1 | 365 | 6.8362 | 0.70386 | 7 | 0.54008
13096 | 8.58 | 1 | 365 | 9.8085 | 0.66207 | 10 | 0.47055
13095 | 11.7 | 1 | 365 | 13.3752 | 0.81191 | 14 | 0.18711
13092 | 6.63 | 1 | 365 | 7.5793 | 0.19341 | 7 | 0.7727
13087 | 3.825 | 1 | 365 | 4.3727 | 0.76543 | 5 | 0.13809
13083 | 5.1 | 1 | 365 | 5.8302 | 0.68724 | 6 | 0.51746
13080 | 5.46 | 1 | 365 | 6.2418 | 0.51222 | 6 | 0.75399
13044 | 10.4 | 1 | 365 | 11.8891 | 0.83281 | 12 | 0.72188
13043 | 5.2 | 1 | 365 | 5.9445 | 0.9164 | 6 | 0.86094
13041 | 6.5 | 1 | 365 | 7.4307 | 0.8955 | 8 | 0.32617
13040 | 10.92 | 1 | 365 | 12.4835 | 0.024447 | 12 | 0.50797
13036 | 5.46 | 1 | 365 | 6.2418 | 0.51222 | 6 | 0.75399
13034 | 3.06 | 1 | 365 | 3.4981 | 0.012345 | 3 | 0.51048
13030 | 4.68 | 1 | 365 | 5.3501 | 0.72476 | 6 | 0.074845
13009 | 11.475 | 1 | 365 | 13.118 | 0.29629 | 13 | 0.41428
13007 | 10.14 | 1 | 365 | 11.5918 | 0.23699 | 11 | 0.82883
13004 | 11.475 | 1 | 365 | 13.118 | 0.29629 | 13 | 0.41428
13002 | 6.76 | 1 | 365 | 7.7279 | 0.49132 | 8 | 0.21922
12981 | 10.4 | 1 | 365 | 11.8891 | 0.83281 | 12 | 0.72188
12980 | 3.5 | 1 | 365 | 4.0011 | 0.020656 | 4 | 0.021786
12958 | 5.98 | 1 | 365 | 6.8362 | 0.70386 | 7 | 0.54008
12956 | 4.59 | 1 | 365 | 5.2472 | 0.51852 | 5 | 0.76571
12733 | 10.14 | 1 | 365 | 11.5918 | 0.23699 | 11 | 0.82883
12730 | 9.275 | 1 | 365 | 10.603 | 0.25474 | 10 | 0.85773
12714 | 7.8 | 1 | 365 | 8.9168 | 0.8746 | 9 | 0.79141
12707 | 4.42 | 1 | 365 | 5.0529 | 0.12894 | 5 | 0.1818
12700 | 7.28 | 1 | 365 | 8.3224 | 0.68296 | 9 | 0.0053149
12693 | 5.72 | 1 | 365 | 6.539 | 0.10804 | 6 | 0.64703
12664 | 2.55 | 1 | 365 | 2.9151 | 0.84362 | 3 | 0.75873
12658 | 8.84 | 1 | 365 | 10.1057 | 0.25789 | 10 | 0.3636
12656 | 4.42 | 1 | 365 | 5.0529 | 0.12894 | 5 | 0.1818
12655 | 15.045 | 1 | 365 | 17.1991 | 0.47736 | 17 | 0.67651
12654 | 8.84 | 1 | 365 | 10.1057 | 0.25789 | 10 | 0.3636
12652 | 3.5 | 1 | 365 | 4.0011 | 0.020656 | 4 | 0.021786
12653 | 6.5 | 1 | 365 | 7.4307 | 0.8955 | 8 | 0.32617
12648 | 3.825 | 1 | 365 | 4.3727 | 0.76543 | 5 | 0.13809
12647 | 16.38 | 1 | 365 | 18.7253 | 0.53667 | 19 | 0.26196
12644 | 9.36 | 1 | 365 | 10.7002 | 0.44953 | 11 | 0.14969
12639 | 8.32 | 1 | 365 | 9.5113 | 0.066245 | 9 | 0.5775
12638 | 7.28 | 1 | 365 | 8.3224 | 0.68296 | 9 | 0.0053149
12637 | 10.14 | 1 | 365 | 11.5918 | 0.23699 | 11 | 0.82883
12566 | 3.06 | 1 | 365 | 3.4981 | 0.012345 | 3 | 0.51048
12564 | 4.94 | 1 | 365 | 5.6473 | 0.32058 | 5 | 0.96789
12562 | 6.24 | 1 | 365 | 7.1334 | 0.29968 | 7 | 0.43313
12561 | 7.8 | 1 | 365 | 8.9168 | 0.8746 | 9 | 0.79141
12557 | 4.77 | 1 | 365 | 5.453 | 0.93101 | 6 | 0.38398
12558 | 9.36 | 1 | 365 | 10.7002 | 0.44953 | 11 | 0.14969
12556 | 5.2 | 1 | 365 | 5.9445 | 0.9164 | 6 | 0.86094
12555 | 3.825 | 1 | 365 | 4.3727 | 0.76543 | 5 | 0.13809
12548 | 13.26 | 1 | 365 | 15.1586 | 0.38683 | 15 | 0.54539
12549 | 11.7 | 1 | 365 | 13.3752 | 0.81191 | 14 | 0.18711
12546 | 6.76 | 1 | 365 | 7.7279 | 0.49132 | 8 | 0.21922
12545 | 9.62 | 1 | 365 | 10.9974 | 0.045346 | 11 | 0.042738
12544 | 2.55 | 1 | 365 | 2.9151 | 0.84362 | 3 | 0.75873
12541 | 2 | 1 | 365 | 2.2864 | 0.58323 | 2 | 0.86959
12540 | 5.46 | 1 | 365 | 6.2418 | 0.51222 | 6 | 0.75399
12509 | 10.14 | 1 | 365 | 11.5918 | 0.23699 | 11 | 0.82883
12506 | 4.94 | 1 | 365 | 5.6473 | 0.32058 | 5 | 0.96789
12502 | 7.8 | 1 | 365 | 8.9168 | 0.8746 | 9 | 0.79141
12497 | 2.86 | 1 | 365 | 3.2695 | 0.55402 | 3 | 0.82352
12494 | 3.9 | 1 | 365 | 4.4584 | 0.9373 | 5 | 0.3957
12490 | 7.28 | 1 | 365 | 8.3224 | 0.68296 | 9 | 0.0053149
12488 | 4.16 | 1 | 365 | 4.7556 | 0.53312 | 5 | 0.28875
12487 | 3.38 | 1 | 365 | 3.8639 | 0.74566 | 4 | 0.60961
12485 | 8.32 | 1 | 365 | 9.5113 | 0.066245 | 9 | 0.5775
12482 | 7.14 | 1 | 365 | 8.1623 | 0.36214 | 8 | 0.52444
12480 | 5.72 | 1 | 365 | 6.539 | 0.10804 | 6 | 0.64703
12466 | 5.2 | 1 | 365 | 5.9445 | 0.9164 | 6 | 0.86094
12451 | 7.28 | 1 | 365 | 8.3224 | 0.68296 | 9 | 0.0053149
12450 | 11.44 | 1 | 365 | 13.078 | 0.21609 | 13 | 0.29407
12446 | 10.14 | 1 | 365 | 11.5918 | 0.23699 | 11 | 0.82883
12445 | 6.24 | 1 | 365 | 7.1334 | 0.29968 | 7 | 0.43313
12444 | 8.32 | 1 | 365 | 9.5113 | 0.066245 | 9 | 0.5775
12443 | 6.375 | 1 | 365 | 7.2878 | 0.60905 | 7 | 0.89682
12441 | 10.965 | 1 | 365 | 12.535 | 0.12757 | 12 | 0.66254
12440 | 9.62 | 1 | 365 | 10.9974 | 0.045346 | 11 | 0.042738
12435 | 6.76 | 1 | 365 | 7.7279 | 0.49132 | 8 | 0.21922
12434 | 4.42 | 1 | 365 | 5.0529 | 0.12894 | 5 | 0.1818
12400 | 8.925 | 1 | 365 | 10.2029 | 0.45267 | 10 | 0.65555
12396 | 3.825 | 1 | 365 | 4.3727 | 0.76543 | 5 | 0.13809
12394 | 3.9 | 1 | 365 | 4.4584 | 0.9373 | 5 | 0.3957
12392 | 10.4 | 1 | 365 | 11.8891 | 0.83281 | 12 | 0.72188
12389 | 10.4 | 1 | 365 | 11.8891 | 0.83281 | 12 | 0.72188
12383 | 5.2 | 1 | 365 | 5.9445 | 0.9164 | 6 | 0.86094
12374 | 7.54 | 1 | 365 | 8.6196 | 0.27878 | 8 | 0.89836
11829 | 7.28 | 1 | 365 | 8.3224 | 0.68296 | 9 | 0.0053149
11828 | 3 | 1 | 365 | 3.4295 | 0.87485 | 4 | 0.30439
11827 | 11.44 | 1 | 365 | 13.078 | 0.21609 | 13 | 0.29407
11825 | 5.2 | 1 | 365 | 5.9445 | 0.9164 | 6 | 0.86094
11810 | 15.08 | 1 | 365 | 17.2392 | 0.55757 | 17 | 0.79672
11813 | 2.55 | 1 | 365 | 2.9151 | 0.84362 | 3 | 0.75873
11809 | 3.38 | 1 | 365 | 3.8639 | 0.74566 | 4 | 0.60961
11807 | 5.46 | 1 | 365 | 6.2418 | 0.51222 | 6 | 0.75399
11806 | 11.96 | 1 | 365 | 13.6724 | 0.40773 | 14 | 0.08016
11804 | 7.54 | 1 | 365 | 8.6196 | 0.27878 | 8 | 0.89836
11802 | 10.4 | 1 | 365 | 11.8891 | 0.83281 | 12 | 0.72188
11790 | 2.805 | 1 | 365 | 3.2066 | 0.42798 | 3 | 0.6346
11788 | 11.96 | 1 | 365 | 13.6724 | 0.40773 | 14 | 0.08016
11786 | 3.64 | 1 | 365 | 4.1612 | 0.34148 | 4 | 0.50266
11780 | 4.335 | 1 | 365 | 4.9557 | 0.93416 | 5 | 0.88984
11779 | 3.12 | 1 | 365 | 3.5667 | 0.14984 | 3 | 0.71656
11778 | 8.32 | 1 | 365 | 9.5113 | 0.066245 | 9 | 0.5775
11777 | 5.98 | 1 | 365 | 6.8362 | 0.70386 | 7 | 0.54008
11775 | 6.76 | 1 | 365 | 7.7279 | 0.49132 | 8 | 0.21922
11770 | 7.54 | 1 | 365 | 8.6196 | 0.27878 | 8 | 0.89836
11761 | 10.14 | 1 | 365 | 11.5918 | 0.23699 | 11 | 0.82883
11760 | 7.8 | 1 | 365 | 8.9168 | 0.8746 | 9 | 0.79141
11758 | 5.46 | 1 | 365 | 6.2418 | 0.51222 | 6 | 0.75399
11756 | 9.1 | 1 | 365 | 10.4029 | 0.85371 | 11 | 0.25664
11739 | 13 | 1 | 365 | 14.8613 | 0.79101 | 15 | 0.65235
11738 | 3.12 | 1 | 365 | 3.5667 | 0.14984 | 3 | 0.71656
11737 | 4.42 | 1 | 365 | 5.0529 | 0.12894 | 5 | 0.1818
11736 | 7.54 | 1 | 365 | 8.6196 | 0.27878 | 8 | 0.89836
11720 | 10.14 | 1 | 365 | 11.5918 | 0.23699 | 11 | 0.82883
11719 | 7.54 | 1 | 365 | 8.6196 | 0.27878 | 8 | 0.89836
11717 | 6.5 | 1 | 365 | 7.4307 | 0.8955 | 8 | 0.32617
11714 | 4.94 | 1 | 365 | 5.6473 | 0.32058 | 5 | 0.96789
11712 | 5.72 | 1 | 365 | 6.539 | 0.10804 | 6 | 0.64703
11708 | 8.32 | 1 | 365 | 9.5113 | 0.066245 | 9 | 0.5775
11705 | 12.48 | 1 | 365 | 14.2669 | 0.59937 | 14 | 0.86625
11704 | 5.865 | 1 | 365 | 6.7048 | 0.44033 | 7 | 0.14508
11703 | 4.42 | 1 | 365 | 5.0529 | 0.12894 | 5 | 0.1818
11702 | 5.98 | 1 | 365 | 6.8362 | 0.70386 | 7 | 0.54008
11690 | 7.8 | 1 | 365 | 8.9168 | 0.8746 | 9 | 0.79141
11683 | 2.04 | 1 | 365 | 2.3321 | 0.6749 | 3 | 0.0069838
11680 | 5.98 | 1 | 365 | 6.8362 | 0.70386 | 7 | 0.54008
11685 | 8.06 | 1 | 365 | 9.214 | 0.47042 | 9 | 0.68446
11682 | 12.495 | 1 | 365 | 14.284 | 0.63374 | 14 | 0.91778
11679 | 7.395 | 1 | 365 | 8.4538 | 0.9465 | 9 | 0.40032
11670 | 5.46 | 1 | 365 | 6.2418 | 0.51222 | 6 | 0.75399
11669 | 6.12 | 1 | 365 | 6.9963 | 0.02469 | 7 | 0.020952
11668 | 8.32 | 1 | 365 | 9.5113 | 0.066245 | 9 | 0.5775
11667 | 3.64 | 1 | 365 | 4.1612 | 0.34148 | 4 | 0.50266
11664 | 4.16 | 1 | 365 | 4.7556 | 0.53312 | 5 | 0.28875
11643 | 8.58 | 1 | 365 | 9.8085 | 0.66207 | 10 | 0.47055
11663 | 11.44 | 1 | 365 | 13.078 | 0.21609 | 13 | 0.29407
11660 | 12.22 | 1 | 365 | 13.9697 | 0.0035475 | 13 | 0.97321
11659 | 10.14 | 1 | 365 | 11.5918 | 0.23699 | 11 | 0.82883
11658 | 5.2 | 1 | 365 | 5.9445 | 0.9164 | 6 | 0.86094
11657 | 5.355 | 1 | 365 | 6.1217 | 0.2716 | 6 | 0.39333
11655 | 4.16 | 1 | 365 | 4.7556 | 0.53312 | 5 | 0.28875
11652 | 2.805 | 1 | 365 | 3.2066 | 0.42798 | 3 | 0.6346
11651 | 5.72 | 1 | 365 | 6.539 | 0.10804 | 6 | 0.64703
11641 | 4.16 | 1 | 365 | 4.7556 | 0.53312 | 5 | 0.28875
11615 | 13.26 | 1 | 365 | 15.1586 | 0.38683 | 15 | 0.54539
11605 | 5.72 | 1 | 365 | 6.539 | 0.10804 | 6 | 0.64703
11584 | 8.58 | 1 | 365 | 9.8085 | 0.66207 | 10 | 0.47055
11581 | 3.9 | 1 | 365 | 4.4584 | 0.9373 | 5 | 0.3957
11580 | 3.12 | 1 | 365 | 3.5667 | 0.14984 | 3 | 0.71656
11579 | 2.08 | 1 | 365 | 2.3778 | 0.76656 | 3 | 0.14438
11578 | 8.5 | 1 | 365 | 9.717 | 0.47874 | 10 | 0.19577
11576 | 7.8 | 1 | 365 | 8.9168 | 0.8746 | 9 | 0.79141
11574 | 9.88 | 1 | 365 | 11.2946 | 0.64117 | 11 | 0.93578
11572 | 5.98 | 1 | 365 | 6.8362 | 0.70386 | 7 | 0.54008
11568 | 6.885 | 1 | 365 | 7.8708 | 0.77778 | 8 | 0.64857
11567 | 6.5 | 1 | 365 | 7.4307 | 0.8955 | 8 | 0.32617
11556 | 7.28 | 1 | 365 | 8.3224 | 0.68296 | 9 | 0.0053149
11552 | 4.16 | 1 | 365 | 4.7556 | 0.53312 | 5 | 0.28875
11077 | 7.54 | 1 | 365 | 8.6196 | 0.27878 | 8 | 0.89836
10966 | 9.88 | 1 | 365 | 11.2946 | 0.64117 | 11 | 0.93578
10978 | 4.42 | 1 | 365 | 5.0529 | 0.12894 | 5 | 0.1818
11054 | 4.68 | 1 | 365 | 5.3501 | 0.72476 | 6 | 0.074845
11039 | 5.2 | 1 | 365 | 5.9445 | 0.9164 | 6 | 0.86094
11035 | 9.36 | 1 | 365 | 10.7002 | 0.44953 | 11 | 0.14969
11021 | 5.61 | 1 | 365 | 6.4132 | 0.85597 | 7 | 0.26921
11019 | 8.32 | 1 | 365 | 9.5113 | 0.066245 | 9 | 0.5775
10922 | 6.24 | 1 | 365 | 7.1334 | 0.29968 | 7 | 0.43313
10969 | 5.46 | 1 | 365 | 6.2418 | 0.51222 | 6 | 0.75399
10983 | 7.14 | 1 | 365 | 8.1623 | 0.36214 | 8 | 0.52444
10976 | 11.96 | 1 | 365 | 13.6724 | 0.40773 | 14 | 0.08016
11298 | 3.12 | 1 | 365 | 3.5667 | 0.14984 | 3 | 0.71656
11317 | 5.865 | 1 | 365 | 6.7048 | 0.44033 | 7 | 0.14508
10977 | 6.5 | 1 | 365 | 7.4307 | 0.8955 | 8 | 0.32617
10965 | 7.8 | 1 | 365 | 8.9168 | 0.8746 | 9 | 0.79141
10968 | 5.72 | 1 | 365 | 6.539 | 0.10804 | 6 | 0.64703
10974 | 4.68 | 1 | 365 | 5.3501 | 0.72476 | 6 | 0.074845
11232 | 7.65 | 1 | 365 | 8.7453 | 0.53086 | 9 | 0.27619
11043 | 5.98 | 1 | 365 | 6.8362 | 0.70386 | 7 | 0.54008
13822 | 7.65 | 1 | 365 | 8.7453 | 0.53086 | 9 | 0.27619
13736 | 7.65 | 1 | 365 | 8.7453 | 0.53086 | 9 | 0.27619
13793 | 5.355 | 1 | 365 | 6.1217 | 0.2716 | 6 | 0.39333
13852 | 2.6 | 1 | 365 | 2.9723 | 0.9582 | 3 | 0.93047
13851 | 3.64 | 1 | 365 | 4.1612 | 0.34148 | 4 | 0.50266
13847 | 10.965 | 1 | 365 | 12.535 | 0.12757 | 12 | 0.66254
13316 | 6.885 | 1 | 365 | 7.8708 | 0.77778 | 8 | 0.64857
13366 | 9.435 | 1 | 365 | 10.7859 | 0.6214 | 11 | 0.4073
13323 | 7.65 | 1 | 365 | 8.7453 | 0.53086 | 9 | 0.27619
13386 | 3.75 | 1 | 365 | 4.2869 | 0.59356 | 4 | 0.88049
13395 | 8.16 | 1 | 365 | 9.3283 | 0.69959 | 10 | 0.027935
13846 | 8.84 | 1 | 365 | 10.1057 | 0.25789 | 10 | 0.3636
13361 | 7.14 | 1 | 365 | 8.1623 | 0.36214 | 8 | 0.52444
13841 | 8.925 | 1 | 365 | 10.2029 | 0.45267 | 10 | 0.65555
13474 | 9.69 | 1 | 365 | 11.0774 | 0.20576 | 11 | 0.28317
13505 | 9.435 | 1 | 365 | 10.7859 | 0.6214 | 11 | 0.4073
13406 | 5.355 | 1 | 365 | 6.1217 | 0.2716 | 6 | 0.39333
13484 | 2.55 | 1 | 365 | 2.9151 | 0.84362 | 3 | 0.75873
13498 | 6.885 | 1 | 365 | 7.8708 | 0.77778 | 8 | 0.64857
13335 | 7.905 | 1 | 365 | 9.0368 | 0.11522 | 9 | 0.15206
13488 | 4.59 | 1 | 365 | 5.2472 | 0.51852 | 5 | 0.76571
13475 | 7.65 | 1 | 365 | 8.7453 | 0.53086 | 9 | 0.27619
13828 | 6.12 | 1 | 365 | 6.9963 | 0.02469 | 7 | 0.020952
13667 | 8.415 | 1 | 365 | 9.6199 | 0.28395 | 9 | 0.90381
13704 | 5.88 | 1 | 365 | 6.7219 | 0.4747 | 7 | 0.1966
13698 | 4.08 | 1 | 365 | 4.6642 | 0.34979 | 5 | 0.013968
13337 | 8 | 1 | 365 | 9.1454 | 0.33293 | 9 | 0.47837
13696 | 9.69 | 1 | 365 | 11.0774 | 0.20576 | 11 | 0.28317
13837 | 7.14 | 1 | 365 | 8.1623 | 0.36214 | 8 | 0.52444
13840 | 11.475 | 1 | 365 | 13.118 | 0.29629 | 13 | 0.41428
13835 | 3.75 | 1 | 365 | 4.2869 | 0.59356 | 4 | 0.88049
13834 | 5.72 | 1 | 365 | 6.539 | 0.10804 | 6 | 0.64703
13827 | 6.76 | 1 | 365 | 7.7279 | 0.49132 | 8 | 0.21922
13824 | 3.57 | 1 | 365 | 4.0812 | 0.18107 | 4 | 0.26222
13823 | 3.825 | 1 | 365 | 4.3727 | 0.76543 | 5 | 0.13809
13821 | 13.06 | 1 | 365 | 14.9299 | 0.9285 | 15 | 0.85844
13804 | 8.96 | 1 | 365 | 10.2429 | 0.53288 | 10 | 0.77577
13334 | 3.825 | 1 | 365 | 4.3727 | 0.76543 | 5 | 0.13809
13820 | 3.64 | 1 | 365 | 4.1612 | 0.34148 | 4 | 0.50266
13814 | 6.375 | 1 | 365 | 7.2878 | 0.60905 | 7 | 0.89682
13809 | 4.16 | 1 | 365 | 4.7556 | 0.53312 | 5 | 0.28875
13803 | 6 | 1 | 365 | 6.8591 | 0.7497 | 7 | 0.60878
13791 | 9.435 | 1 | 365 | 10.7859 | 0.6214 | 11 | 0.4073
13785 | 5.2 | 1 | 365 | 5.9445 | 0.9164 | 6 | 0.86094
13783 | 3.825 | 1 | 365 | 4.3727 | 0.76543 | 5 | 0.13809
13780 | 3.825 | 1 | 365 | 4.3727 | 0.76543 | 5 | 0.13809
13778 | 8.58 | 1 | 365 | 9.8085 | 0.66207 | 10 | 0.47055
13772 | 5.98 | 1 | 365 | 6.8362 | 0.70386 | 7 | 0.54008
13771 | 9.435 | 1 | 365 | 10.7859 | 0.6214 | 11 | 0.4073
13766 | 4.08 | 1 | 365 | 4.6642 | 0.34979 | 5 | 0.013968
13757 | 8.84 | 1 | 365 | 10.1057 | 0.25789 | 10 | 0.3636
13751 | 5.1 | 1 | 365 | 5.8302 | 0.68724 | 6 | 0.51746
13755 | 3.9 | 1 | 365 | 4.4584 | 0.9373 | 5 | 0.3957
13750 | 9.1 | 1 | 365 | 10.4029 | 0.85371 | 11 | 0.25664
13749 | 13 | 1 | 365 | 14.8613 | 0.79101 | 15 | 0.65235
13748 | 8.84 | 1 | 365 | 10.1057 | 0.25789 | 10 | 0.3636
13747 | 7.14 | 1 | 365 | 8.1623 | 0.36214 | 8 | 0.52444
13709 | 8.16 | 1 | 365 | 9.3283 | 0.69959 | 10 | 0.027935
13676 | 12.24 | 1 | 365 | 13.9925 | 0.04938 | 14 | 0.041903
13668 | 6.12 | 1 | 365 | 6.9963 | 0.02469 | 7 | 0.020952
13427 | 8.16 | 1 | 365 | 9.3283 | 0.69959 | 10 | 0.027935
13625 | 5.32 | 1 | 365 | 6.0817 | 0.1914 | 6 | 0.27311
13479 | 2.55 | 1 | 365 | 2.9151 | 0.84362 | 3 | 0.75873
13616 | 5.49 | 1 | 365 | 6.2761 | 0.58097 | 6 | 0.85703
13585 | 7.905 | 1 | 365 | 9.0368 | 0.11522 | 9 | 0.15206
13613 | 19.74 | 1 | 365 | 22.5664 | 0.2365 | 22 | 0.80287
13586 | 4.08 | 1 | 365 | 4.6642 | 0.34979 | 5 | 0.013968
13588 | 9.69 | 1 | 365 | 11.0774 | 0.20576 | 11 | 0.28317
13594 | 4.75 | 1 | 365 | 5.4301 | 0.88518 | 6 | 0.31528
13596 | 5.61 | 1 | 365 | 6.4132 | 0.85597 | 7 | 0.26921
13902 | 6.76 | 1 | 365 | 7.7279 | 0.49132 | 8 | 0.21922
13904 | 6.5 | 1 | 365 | 7.4307 | 0.8955 | 8 | 0.32617
13867 | 5.61 | 1 | 365 | 6.4132 | 0.85597 | 7 | 0.26921
13873 | 5.46 | 1 | 365 | 6.2418 | 0.51222 | 6 | 0.75399
13876 | 4.59 | 1 | 365 | 5.2472 | 0.51852 | 5 | 0.76571
13870 | 4.16 | 1 | 365 | 4.7556 | 0.53312 | 5 | 0.28875
13830 | 3.675 | 1 | 365 | 4.2012 | 0.42169 | 4 | 0.62288
13740 | 5.1 | 1 | 365 | 5.8302 | 0.68724 | 6 | 0.51746
13844 | 6.375 | 1 | 365 | 7.2878 | 0.60905 | 7 | 0.89682
13836 | 6.12 | 1 | 365 | 6.9963 | 0.02469 | 7 | 0.020952
13855 | 2.295 | 1 | 365 | 2.6236 | 0.25926 | 2 | 0.88286
13781 | 4.08 | 1 | 365 | 4.6642 | 0.34979 | 5 | 0.013968
13794 | 5.355 | 1 | 365 | 6.1217 | 0.2716 | 6 | 0.39333
13854 | 3.825 | 1 | 365 | 4.3727 | 0.76543 | 5 | 0.13809
13779 | 3.06 | 1 | 365 | 3.4981 | 0.012345 | 3 | 0.51048
13789 | 5.39 | 1 | 365 | 6.1617 | 0.35181 | 6 | 0.51355
13769 | 3.315 | 1 | 365 | 3.7896 | 0.59671 | 4 | 0.38635
13916 | 5.355 | 1 | 365 | 6.1217 | 0.2716 | 6 | 0.39333
12745 | 9.8 | 1 | 365 | 11.2032 | 0.45784 | 11 | 0.661
13756 | 5.1 | 1 | 365 | 5.8302 | 0.68724 | 6 | 0.51746
13745 | 3.185 | 1 | 365 | 3.641 | 0.2988 | 3 | 0.93983
11592 | 438.75 | 0.9 | 365 | 451.4132 | 0.90187 | 452 | 0.31507
11601 | 269.75 | 1 | 365 | 308.3728 | 0.16342 | 308 | 0.53622
6781 | 590 | 0.9 | 365 | 607.0286 | 0.8481 | 607 | 0.87668
14599 | 5.98 | 1 | 365 | 6.8362 | 0.70386 | 7 | 0.54008
11590 | 195 | 0.9 | 365 | 200.6281 | 0.17861 | 200 | 0.8067
11591 | 120.25 | 0.9 | 365 | 123.7207 | 0.010142 | 123 | 0.7308
14597 | 6.63 | 1 | 365 | 7.5793 | 0.19341 | 7 | 0.7727
14451 | 10.215 | 1 | 365 | 11.6776 | 0.40886 | 12 | 0.086441
14509 | 11.96 | 1 | 365 | 13.6724 | 0.40773 | 14 | 0.08016
14653 | 3.775 | 1 | 365 | 4.3155 | 0.65085 | 4 | 0.96635
14397 | 4.725 | 1 | 365 | 5.4015 | 0.82789 | 6 | 0.22941
14323 | 4.98 | 1 | 365 | 5.693 | 0.41225 | 6 | 0.10528
14346 | 6.725 | 1 | 365 | 7.6879 | 0.41112 | 8 | 0.099003
14493 | 6.215 | 1 | 365 | 7.1049 | 0.24239 | 7 | 0.34726
1668 | 11.22 | 1 | 365 | 12.8265 | 0.71193 | 13 | 0.53841
13255 | 9.18 | 1 | 365 | 10.4944 | 0.037035 | 10 | 0.53143
13178 | 6.375 | 1 | 365 | 7.2878 | 0.60905 | 7 | 0.89682
13165 | 4.68 | 1 | 365 | 5.3501 | 0.72476 | 6 | 0.074845
13456 | 7.905 | 1 | 365 | 9.0368 | 0.11522 | 9 | 0.15206
12767 | 8.06 | 1 | 365 | 9.214 | 0.47042 | 9 | 0.68446
13448 | 11.76 | 1 | 365 | 13.4438 | 0.9494 | 14 | 0.3932
12674 | 5.2 | 1 | 365 | 5.9445 | 0.9164 | 6 | 0.86094
12346 | 6.63 | 1 | 365 | 7.5793 | 0.19341 | 7 | 0.7727
13443 | 8.175 | 1 | 365 | 9.3455 | 0.73396 | 10 | 0.079457
12174 | 9.36 | 1 | 365 | 10.7002 | 0.44953 | 11 | 0.14969
11689 | 10.2 | 1 | 365 | 11.6604 | 0.37448 | 12 | 0.034919
11539 | 11.18 | 1 | 365 | 12.7808 | 0.62027 | 13 | 0.40102
12471 | 11.445 | 1 | 365 | 13.0837 | 0.22755 | 13 | 0.31124
13360 | 6.9 | 1 | 365 | 7.8879 | 0.81215 | 8 | 0.70009
10973 | 11.73 | 1 | 365 | 13.4095 | 0.88066 | 14 | 0.29016
10970 | 17.085 | 1 | 365 | 19.5312 | 0.15226 | 19 | 0.68349
13389 | 7.14 | 1 | 365 | 8.1623 | 0.36214 | 8 | 0.52444
13309 | 5.61 | 1 | 365 | 6.4132 | 0.85597 | 7 | 0.26921
13377 | 3.57 | 1 | 365 | 4.0812 | 0.18107 | 4 | 0.26222
13388 | 2.55 | 1 | 365 | 2.9151 | 0.84362 | 3 | 0.75873
13372 | 7.905 | 1 | 365 | 9.0368 | 0.11522 | 9 | 0.15206
13397 | 6.615 | 1 | 365 | 7.5621 | 0.15904 | 7 | 0.72118
13369 | 9.69 | 1 | 365 | 11.0774 | 0.20576 | 11 | 0.28317
13364 | 6.25 | 1 | 365 | 7.1449 | 0.3226 | 7 | 0.46747
13106 | 5.88 | 1 | 365 | 6.7219 | 0.4747 | 7 | 0.1966
13090 | 5.1 | 1 | 365 | 5.8302 | 0.68724 | 6 | 0.51746
12722 | 5.355 | 1 | 365 | 6.1217 | 0.2716 | 6 | 0.39333
13401 | 2.55 | 1 | 365 | 2.9151 | 0.84362 | 3 | 0.75873
13289 | 6.375 | 1 | 365 | 7.2878 | 0.60905 | 7 | 0.89682
13404 | 5.39 | 1 | 365 | 6.1617 | 0.35181 | 6 | 0.51355
12507 | 2.805 | 1 | 365 | 3.2066 | 0.42798 | 3 | 0.6346
13292 | 5 | 1 | 365 | 5.7159 | 0.45808 | 6 | 0.17398
13409 | 4.59 | 1 | 365 | 5.2472 | 0.51852 | 5 | 0.76571
12070 | 4.59 | 1 | 365 | 5.2472 | 0.51852 | 5 | 0.76571
13368 | 6.37 | 1 | 365 | 7.2821 | 0.59759 | 7 | 0.87965
13362 | 6.885 | 1 | 365 | 7.8708 | 0.77778 | 8 | 0.64857
13294 | 6.63 | 1 | 365 | 7.5793 | 0.19341 | 7 | 0.7727
13277 | 9.435 | 1 | 365 | 10.7859 | 0.6214 | 11 | 0.4073
13272 | 3.43 | 1 | 365 | 3.9211 | 0.86024 | 4 | 0.78135
13374 | 3.675 | 1 | 365 | 4.2012 | 0.42169 | 4 | 0.62288
13378 | 3.315 | 1 | 365 | 3.7896 | 0.59671 | 4 | 0.38635
13295 | 8.16 | 1 | 365 | 9.3283 | 0.69959 | 10 | 0.027935
13293 | 7.65 | 1 | 365 | 8.7453 | 0.53086 | 9 | 0.27619
13279 | 7.905 | 1 | 365 | 9.0368 | 0.11522 | 9 | 0.15206
13003 | 4.845 | 1 | 365 | 5.5387 | 0.10288 | 5 | 0.64159
13311 | 5.865 | 1 | 365 | 6.7048 | 0.44033 | 7 | 0.14508
13313 | 7.14 | 1 | 365 | 8.1623 | 0.36214 | 8 | 0.52444
12957 | 8.67 | 1 | 365 | 9.9114 | 0.86831 | 10 | 0.77968
12849 | 7.65 | 1 | 365 | 8.7453 | 0.53086 | 9 | 0.27619
11085 | 10.455 | 1 | 365 | 11.9519 | 0.95885 | 12 | 0.91079
13261 | 4.24 | 1 | 365 | 4.8471 | 0.71645 | 5 | 0.56354
13032 | 2.5 | 1 | 365 | 2.858 | 0.72904 | 3 | 0.58699
12709 | 12.74 | 1 | 365 | 14.5641 | 0.19519 | 14 | 0.7593
15280 | 6.25 | 1 | 365 | 7.1449 | 0.3226 | 7 | 0.46747
12662 | 7.28 | 1 | 365 | 8.3224 | 0.68296 | 9 | 0.0053149
12449 | 7.14 | 1 | 365 | 8.1623 | 0.36214 | 8 | 0.52444
12384 | 8.67 | 1 | 365 | 9.9114 | 0.86831 | 10 | 0.77968
11838 | 4.335 | 1 | 365 | 4.9557 | 0.93416 | 5 | 0.88984
11834 | 7.02 | 1 | 365 | 8.0251 | 0.087144 | 8 | 0.11227
138 | 1275 | 0.7 | 365 | 1020.2881 | 0.26728 | 1020 | 0.55543
10893 | 3.9 | 1 | 365 | 4.4584 | 0.9373 | 5 | 0.3957
11814 | 7.02 | 1 | 365 | 8.0251 | 0.087144 | 8 | 0.11227
11666 | 8.58 | 1 | 365 | 9.8085 | 0.66207 | 10 | 0.47055
11569 | 14.025 | 1 | 365 | 16.0331 | 0.13991 | 16 | 0.17301
11501 | 7.905 | 1 | 365 | 9.0368 | 0.11522 | 9 | 0.15206
11490 | 6.375 | 1 | 365 | 7.2878 | 0.60905 | 7 | 0.89682
11221 | 4.5 | 1 | 365 | 5.1443 | 0.31227 | 5 | 0.45658
11075 | 12.495 | 1 | 365 | 14.284 | 0.63374 | 14 | 0.91778
11041 | 9.18 | 1 | 365 | 10.4944 | 0.037035 | 10 | 0.53143
13167 | 2.94 | 1 | 365 | 3.3609 | 0.73735 | 4 | 0.0983
13375 | 912 | 1 | 365 | 1042.5802 | 0.95379 | 1043 | 0.53395
13179 | 8.415 | 1 | 365 | 9.6199 | 0.28395 | 9 | 0.90381
13078 | 3.825 | 1 | 365 | 4.3727 | 0.76543 | 5 | 0.13809
13140 | 5.865 | 1 | 365 | 6.7048 | 0.44033 | 7 | 0.14508
13131 | 3.825 | 1 | 365 | 4.3727 | 0.76543 | 5 | 0.13809
13098 | 7.14 | 1 | 365 | 8.1623 | 0.36214 | 8 | 0.52444
13367 | 6.375 | 1 | 365 | 7.2878 | 0.60905 | 7 | 0.89682
13358 | 11.4 | 1 | 365 | 13.0323 | 0.12442 | 13 | 0.15667
12998 | 6.63 | 1 | 365 | 7.5793 | 0.19341 | 7 | 0.7727
12994 | 3.43 | 1 | 365 | 3.9211 | 0.86024 | 4 | 0.78135
11031 | 11.73 | 1 | 365 | 13.4095 | 0.88066 | 14 | 0.29016
11036 | 14.28 | 1 | 365 | 16.3246 | 0.72428 | 17 | 0.048887
15021 | 6.725 | 1 | 365 | 7.6879 | 0.41112 | 8 | 0.099003
13164 | 6.25 | 1 | 365 | 7.1449 | 0.3226 | 7 | 0.46747
13108 | 9.18 | 1 | 365 | 10.4944 | 0.037035 | 10 | 0.53143
12984 | 7.595 | 1 | 365 | 8.6825 | 0.40482 | 9 | 0.087276
15100 | 14.25 | 1 | 365 | 16.2903 | 0.65553 | 16 | 0.94584
15022 | 8.47 | 1 | 365 | 9.6827 | 0.40999 | 10 | 0.092722
15104 | 6.47 | 1 | 365 | 7.3964 | 0.82676 | 8 | 0.22313
15067 | 10.215 | 1 | 365 | 11.6776 | 0.40886 | 12 | 0.086441
13270 | 5.1 | 1 | 365 | 5.8302 | 0.68724 | 6 | 0.51746
13183 | 7.545 | 1 | 365 | 8.6253 | 0.29024 | 8 | 0.91554
13320 | 4.4 | 1 | 365 | 5.03 | 0.08311 | 5 | 0.1131
13276 | 5.61 | 1 | 365 | 6.4132 | 0.85597 | 7 | 0.26921
15033 | 6.215 | 1 | 365 | 7.1049 | 0.24239 | 7 | 0.34726
15011 | 4.725 | 1 | 365 | 5.4015 | 0.82789 | 6 | 0.22941
13102 | 6.5 | 1 | 365 | 7.4307 | 0.8955 | 8 | 0.32617
13101 | 5.1 | 1 | 365 | 5.8302 | 0.68724 | 6 | 0.51746
13116 | 6.375 | 1 | 365 | 7.2878 | 0.60905 | 7 | 0.89682
13137 | 4.845 | 1 | 365 | 5.5387 | 0.10288 | 5 | 0.64159
13151 | 3.57 | 1 | 365 | 4.0812 | 0.18107 | 4 | 0.26222
13105 | 6.12 | 1 | 365 | 6.9963 | 0.02469 | 7 | 0.020952
13113 | 2.295 | 1 | 365 | 2.6236 | 0.25926 | 2 | 0.88286
13097 | 7.65 | 1 | 365 | 8.7453 | 0.53086 | 9 | 0.27619
13154 | 9.555 | 1 | 365 | 10.9231 | 0.89639 | 11 | 0.81948
13157 | 7.14 | 1 | 365 | 8.1623 | 0.36214 | 8 | 0.52444
13134 | 3.825 | 1 | 365 | 4.3727 | 0.76543 | 5 | 0.13809
13119 | 2.805 | 1 | 365 | 3.2066 | 0.42798 | 3 | 0.6346
13163 | 9.18 | 1 | 365 | 10.4944 | 0.037035 | 10 | 0.53143
13149 | 6.12 | 1 | 365 | 6.9963 | 0.02469 | 7 | 0.020952
13038 | 5.355 | 1 | 365 | 6.1217 | 0.2716 | 6 | 0.39333
13084 | 3.57 | 1 | 365 | 4.0812 | 0.18107 | 4 | 0.26222
13110 | 5.355 | 1 | 365 | 6.1217 | 0.2716 | 6 | 0.39333
13079 | 9.69 | 1 | 365 | 11.0774 | 0.20576 | 11 | 0.28317
13093 | 4 | 1 | 365 | 4.5727 | 0.16646 | 4 | 0.73918
13077 | 3.06 | 1 | 365 | 3.4981 | 0.012345 | 3 | 0.51048
13142 | 11.22 | 1 | 365 | 12.8265 | 0.71193 | 13 | 0.53841
13091 | 5.805 | 1 | 365 | 6.6362 | 0.30283 | 6 | 0.93899
13086 | 6.63 | 1 | 365 | 7.5793 | 0.19341 | 7 | 0.7727
15010 | 5.725 | 1 | 365 | 6.5447 | 0.1195 | 6 | 0.66421
13094 | 5.355 | 1 | 365 | 6.1217 | 0.2716 | 6 | 0.39333
13135 | 15.675 | 1 | 365 | 17.9193 | 0.92108 | 18 | 0.84043
15013 | 5.725 | 1 | 365 | 6.5447 | 0.1195 | 6 | 0.66421
12996 | 4.845 | 1 | 365 | 5.5387 | 0.10288 | 5 | 0.64159
12997 | 8.67 | 1 | 365 | 9.9114 | 0.86831 | 10 | 0.77968
13010 | 7.395 | 1 | 365 | 8.4538 | 0.9465 | 9 | 0.40032
12985 | 8.415 | 1 | 365 | 9.6199 | 0.28395 | 9 | 0.90381
12976 | 5.61 | 1 | 365 | 6.4132 | 0.85597 | 7 | 0.26921
12987 | 4.655 | 1 | 365 | 5.3215 | 0.66747 | 5 | 0.98898
12986 | 3.825 | 1 | 365 | 4.3727 | 0.76543 | 5 | 0.13809
13008 | 7.14 | 1 | 365 | 8.1623 | 0.36214 | 8 | 0.52444
13000 | 5.1 | 1 | 365 | 5.8302 | 0.68724 | 6 | 0.51746
12991 | 4.08 | 1 | 365 | 4.6642 | 0.34979 | 5 | 0.013968
13011 | 6.12 | 1 | 365 | 6.9963 | 0.02469 | 7 | 0.020952
12920 | 6.6 | 1 | 365 | 7.545 | 0.12467 | 7 | 0.66965
12951 | 6.885 | 1 | 365 | 7.8708 | 0.77778 | 8 | 0.64857
12954 | 6.37 | 1 | 365 | 7.2821 | 0.59759 | 7 | 0.87965
12960 | 5.865 | 1 | 365 | 6.7048 | 0.44033 | 7 | 0.14508
12968 | 6.63 | 1 | 365 | 7.5793 | 0.19341 | 7 | 0.7727
12966 | 9.69 | 1 | 365 | 11.0774 | 0.20576 | 11 | 0.28317
12969 | 6.12 | 1 | 365 | 6.9963 | 0.02469 | 7 | 0.020952
12964 | 5.1 | 1 | 365 | 5.8302 | 0.68724 | 6 | 0.51746
12971 | 2.805 | 1 | 365 | 3.2066 | 0.42798 | 3 | 0.6346
12934 | 8.415 | 1 | 365 | 9.6199 | 0.28395 | 9 | 0.90381
12890 | 4.845 | 1 | 365 | 5.5387 | 0.10288 | 5 | 0.64159
12900 | 7.905 | 1 | 365 | 9.0368 | 0.11522 | 9 | 0.15206
13746 | 7.395 | 1 | 365 | 8.4538 | 0.9465 | 9 | 0.40032
13735 | 5.145 | 1 | 365 | 5.8817 | 0.79036 | 6 | 0.67203
13777 | 5.145 | 1 | 365 | 5.8817 | 0.79036 | 6 | 0.67203
13005 | 4.41 | 1 | 365 | 5.0414 | 0.10603 | 5 | 0.14745
12989 | 5.635 | 1 | 365 | 6.4418 | 0.91326 | 7 | 0.35508
12990 | 6.12 | 1 | 365 | 6.9963 | 0.02469 | 7 | 0.020952
13128 | 3.43 | 1 | 365 | 3.9211 | 0.86024 | 4 | 0.78135
13177 | 4.655 | 1 | 365 | 5.3215 | 0.66747 | 5 | 0.98898
13182 | 6.63 | 1 | 365 | 7.5793 | 0.19341 | 7 | 0.7727
13273 | 7.14 | 1 | 365 | 8.1623 | 0.36214 | 8 | 0.52444
13275 | 5.145 | 1 | 365 | 5.8817 | 0.79036 | 6 | 0.67203
13280 | 5.355 | 1 | 365 | 6.1217 | 0.2716 | 6 | 0.39333
13310 | 8.67 | 1 | 365 | 9.9114 | 0.86831 | 10 | 0.77968
13402 | 5.88 | 1 | 365 | 6.7219 | 0.4747 | 7 | 0.1966
13412 | 5.1 | 1 | 365 | 5.8302 | 0.68724 | 6 | 0.51746
13432 | 9.435 | 1 | 365 | 10.7859 | 0.6214 | 11 | 0.4073
13482 | 4.59 | 1 | 365 | 5.2472 | 0.51852 | 5 | 0.76571
13477 | 3.92 | 1 | 365 | 4.4813 | 0.98313 | 5 | 0.4644
13490 | 3.06 | 1 | 365 | 3.4981 | 0.012345 | 3 | 0.51048
13476 | 7.14 | 1 | 365 | 8.1623 | 0.36214 | 8 | 0.52444
13481 | 7.395 | 1 | 365 | 8.4538 | 0.9465 | 9 | 0.40032
13487 | 3.92 | 1 | 365 | 4.4813 | 0.98313 | 5 | 0.4644
13483 | 9.18 | 1 | 365 | 10.4944 | 0.037035 | 10 | 0.53143
13489 | 4.335 | 1 | 365 | 4.9557 | 0.93416 | 5 | 0.88984
13478 | 9.31 | 1 | 365 | 10.643 | 0.33494 | 10 | 0.97795
13701 | 1.53 | 1 | 365 | 1.7491 | 0.50617 | 2 | 0.25524
13492 | 3 | 1 | 365 | 3.4295 | 0.87485 | 4 | 0.30439
13499 | 3.06 | 1 | 365 | 3.4981 | 0.012345 | 3 | 0.51048
13425 | 5.61 | 1 | 365 | 6.4132 | 0.85597 | 7 | 0.26921
13431 | 4.845 | 1 | 365 | 5.5387 | 0.10288 | 5 | 0.64159
13428 | 7.65 | 1 | 365 | 8.7453 | 0.53086 | 9 | 0.27619
13422 | 6.86 | 1 | 365 | 7.8422 | 0.72049 | 8 | 0.5627
13423 | 6.885 | 1 | 365 | 7.8708 | 0.77778 | 8 | 0.64857
13429 | 6.375 | 1 | 365 | 7.2878 | 0.60905 | 7 | 0.89682
13420 | 5.355 | 1 | 365 | 6.1217 | 0.2716 | 6 | 0.39333
13436 | 6.63 | 1 | 365 | 7.5793 | 0.19341 | 7 | 0.7727
13433 | 8.25 | 1 | 365 | 9.4312 | 0.90583 | 10 | 0.33707
13434 | 3.06 | 1 | 365 | 3.4981 | 0.012345 | 3 | 0.51048
13330 | 3.315 | 1 | 365 | 3.7896 | 0.59671 | 4 | 0.38635
13435 | 4.165 | 1 | 365 | 4.7613 | 0.54458 | 5 | 0.30593
13324 | 4.08 | 1 | 365 | 4.6642 | 0.34979 | 5 | 0.013968
13325 | 4.25 | 1 | 365 | 4.8585 | 0.73937 | 5 | 0.59788
13421 | 5.5 | 1 | 365 | 6.2875 | 0.60389 | 6 | 0.89138
11602 | 360.75 | 0.9 | 365 | 371.162 | 0.030425 | 371 | 0.19239
14755 | 10.215 | 1 | 365 | 11.6776 | 0.40886 | 12 | 0.086441
11596 | 94.25 | 0.9 | 365 | 96.9702 | 0.38633 | 97 | 0.35657
11594 | 253.5 | 0.9 | 365 | 260.8165 | 0.83219 | 261 | 0.64871
9796 | 194.7 | 0.9 | 365 | 200.3194 | 0.55987 | 200 | 0.8793
52 | 4924.8 | 0.7 | 365 | 3940.953 | 0.025334 | 3940 | 0.97834
12436 | 8.84 | 1 | 365 | 10.1057 | 0.25789 | 10 | 0.3636
12641 | 6.24 | 1 | 365 | 7.1334 | 0.29968 | 7 | 0.43313
11312 | 11.475 | 1 | 365 | 13.118 | 0.29629 | 13 | 0.41428
11045 | 11.7 | 1 | 365 | 13.3752 | 0.81191 | 14 | 0.18711
11528 | 5.98 | 1 | 365 | 6.8362 | 0.70386 | 7 | 0.54008
11233 | 11.18 | 1 | 365 | 12.7808 | 0.62027 | 13 | 0.40102
11247 | 11.73 | 1 | 365 | 13.4095 | 0.88066 | 14 | 0.29016
11478 | 10.4 | 1 | 365 | 11.8891 | 0.83281 | 12 | 0.72188
11089 | 11.7 | 1 | 365 | 13.3752 | 0.81191 | 14 | 0.18711
11336 | 15.3 | 1 | 365 | 17.4907 | 0.061725 | 17 | 0.55238
10975 | 15.555 | 1 | 365 | 17.7822 | 0.64609 | 18 | 0.42825
11452 | 10.2 | 1 | 365 | 11.6604 | 0.37448 | 12 | 0.034919
11461 | 16.065 | 1 | 365 | 18.3652 | 0.81481 | 19 | 0.18
11474 | 13.77 | 1 | 365 | 15.7416 | 0.55555 | 16 | 0.29714
11491 | 10.92 | 1 | 365 | 12.4835 | 0.024447 | 12 | 0.50797
11495 | 10.26 | 1 | 365 | 11.729 | 0.51198 | 12 | 0.24101
11573 | 6.76 | 1 | 365 | 7.7279 | 0.49132 | 8 | 0.21922
11557 | 15.555 | 1 | 365 | 17.7822 | 0.64609 | 18 | 0.42825
11873 | 11.985 | 1 | 365 | 13.701 | 0.46502 | 14 | 0.16603
11887 | 12.22 | 1 | 365 | 13.9697 | 0.0035475 | 13 | 0.97321
11913 | 13.77 | 1 | 365 | 15.7416 | 0.55555 | 16 | 0.29714
12031 | 13.78 | 1 | 365 | 15.753 | 0.57847 | 16 | 0.33149
12054 | 14.535 | 1 | 365 | 16.6161 | 0.30864 | 16 | 0.92476
12076 | 11.73 | 1 | 365 | 13.4095 | 0.88066 | 14 | 0.29016
12085 | 10.71 | 1 | 365 | 12.2435 | 0.54321 | 12 | 0.78667
12192 | 11.22 | 1 | 365 | 12.8265 | 0.71193 | 13 | 0.53841
12341 | 7.02 | 1 | 365 | 8.0251 | 0.087144 | 8 | 0.11227
12351 | 13.77 | 1 | 365 | 15.7416 | 0.55555 | 16 | 0.29714
12356 | 14.82 | 1 | 365 | 16.9419 | 0.96175 | 17 | 0.90368
12362 | 14.79 | 1 | 365 | 16.9076 | 0.893 | 17 | 0.80063
12518 | 3.64 | 1 | 365 | 4.1612 | 0.34148 | 4 | 0.50266
12761 | 13.26 | 1 | 365 | 15.1586 | 0.38683 | 15 | 0.54539
12764 | 11.44 | 1 | 365 | 13.078 | 0.21609 | 13 | 0.29407
12789 | 13.52 | 1 | 365 | 15.4558 | 0.98265 | 16 | 0.43844
12791 | 10.92 | 1 | 365 | 12.4835 | 0.024447 | 12 | 0.50797
12792 | 10.2 | 1 | 365 | 11.6604 | 0.37448 | 12 | 0.034919
8759 | 7.14 | 1 | 365 | 8.1623 | 0.36214 | 8 | 0.52444
12840 | 10.92 | 1 | 365 | 12.4835 | 0.024447 | 12 | 0.50797
12852 | 10.92 | 1 | 365 | 12.4835 | 0.024447 | 12 | 0.50797
12854 | 15.08 | 1 | 365 | 17.2392 | 0.55757 | 17 | 0.79672
12887 | 13.77 | 1 | 365 | 15.7416 | 0.55555 | 16 | 0.29714
12896 | 13.515 | 1 | 365 | 15.4501 | 0.97119 | 16 | 0.42127
12942 | 10.66 | 1 | 365 | 12.1863 | 0.42863 | 12 | 0.61493
13415 | 12.495 | 1 | 365 | 14.284 | 0.63374 | 14 | 0.91778
13493 | 10.14 | 1 | 365 | 11.5918 | 0.23699 | 11 | 0.82883
13550 | 10.71 | 1 | 365 | 12.2435 | 0.54321 | 12 | 0.78667
13559 | 13.52 | 1 | 365 | 15.4558 | 0.98265 | 16 | 0.43844
13571 | 11.96 | 1 | 365 | 13.6724 | 0.40773 | 14 | 0.08016
12712 | 2.86 | 1 | 365 | 3.2695 | 0.55402 | 3 | 0.82352
11816 | 4.94 | 1 | 365 | 5.6473 | 0.32058 | 5 | 0.96789
11835 | 5.46 | 1 | 365 | 6.2418 | 0.51222 | 6 | 0.75399
11038 | 10.71 | 1 | 365 | 12.2435 | 0.54321 | 12 | 0.78667
12995 | 7.65 | 1 | 365 | 8.7453 | 0.53086 | 9 | 0.27619
12978 | 4.165 | 1 | 365 | 4.7613 | 0.54458 | 5 | 0.30593
13326 | 9.18 | 1 | 365 | 10.4944 | 0.037035 | 10 | 0.53143
13463 | 5.1 | 1 | 365 | 5.8302 | 0.68724 | 6 | 0.51746
12291 | 2.55 | 1 | 365 | 2.9151 | 0.84362 | 3 | 0.75873
12979 | 9.75 | 1 | 365 | 11.146 | 0.34326 | 11 | 0.48926
11163 | 181.815 | 0.9 | 365 | 187.0625 | 0.98515 | 188 | 0.047691
11167 | 178.5 | 0.9 | 365 | 183.6519 | 0.14811 | 183 | 0.79998
9572 | 161.67 | 0.9 | 365 | 166.3361 | 0.437 | 166 | 0.77312
12682 | 3.06 | 1 | 365 | 3.4981 | 0.012345 | 3 | 0.51048
12703 | 9.945 | 1 | 365 | 11.3689 | 0.79012 | 12 | 0.15905
12349 | 16.32 | 1 | 365 | 18.6567 | 0.39917 | 19 | 0.055871
13605 | 8.97 | 1 | 365 | 10.2543 | 0.5558 | 10 | 0.81012
12708 | 14.535 | 1 | 365 | 16.6161 | 0.30864 | 16 | 0.92476
11090 | 13.005 | 1 | 365 | 14.8671 | 0.80247 | 15 | 0.66952
13068 | 3.9 | 1 | 365 | 4.4584 | 0.9373 | 5 | 0.3957
11735 | 3.57 | 1 | 365 | 4.0812 | 0.18107 | 4 | 0.26222
13332 | 7.65 | 1 | 365 | 8.7453 | 0.53086 | 9 | 0.27619
13905 | 2.55 | 1 | 365 | 2.9151 | 0.84362 | 3 | 0.75873
13938 | 6.12 | 1 | 365 | 6.9963 | 0.02469 | 7 | 0.020952
13891 | 6.63 | 1 | 365 | 7.5793 | 0.19341 | 7 | 0.7727
13919 | 5.355 | 1 | 365 | 6.1217 | 0.2716 | 6 | 0.39333
13925 | 7.75 | 1 | 365 | 8.8596 | 0.76002 | 9 | 0.61967
13983 | 8.58 | 1 | 365 | 9.8085 | 0.66207 | 10 | 0.47055
14009 | 3.9 | 1 | 365 | 4.4584 | 0.9373 | 5 | 0.3957
14025 | 6.63 | 1 | 365 | 7.5793 | 0.19341 | 7 | 0.7727
14032 | 3.825 | 1 | 365 | 4.3727 | 0.76543 | 5 | 0.13809
13914 | 3.57 | 1 | 365 | 4.0812 | 0.18107 | 4 | 0.26222
13907 | 4.76 | 1 | 365 | 5.4415 | 0.90809 | 6 | 0.34963
13595 | 6.885 | 1 | 365 | 7.8708 | 0.77778 | 8 | 0.64857
13473 | 7.14 | 1 | 365 | 8.1623 | 0.36214 | 8 | 0.52444
13960 | 7.65 | 1 | 365 | 8.7453 | 0.53086 | 9 | 0.27619
13921 | 4.845 | 1 | 365 | 5.5387 | 0.10288 | 5 | 0.64159
13908 | 4.845 | 1 | 365 | 5.5387 | 0.10288 | 5 | 0.64159
13923 | 9.18 | 1 | 365 | 10.4944 | 0.037035 | 10 | 0.53143
14143 | 6.375 | 1 | 365 | 7.2878 | 0.60905 | 7 | 0.89682
14133 | 6.12 | 1 | 365 | 6.9963 | 0.02469 | 7 | 0.020952
14149 | 7.54 | 1 | 365 | 8.6196 | 0.27878 | 8 | 0.89836
14151 | 3.12 | 1 | 365 | 3.5667 | 0.14984 | 3 | 0.71656
14154 | 2.34 | 1 | 365 | 2.675 | 0.36238 | 3 | 0.037423
14156 | 11.96 | 1 | 365 | 13.6724 | 0.40773 | 14 | 0.08016
14160 | 8.67 | 1 | 365 | 9.9114 | 0.86831 | 10 | 0.77968
14377 | 8.32 | 1 | 365 | 9.5113 | 0.066245 | 9 | 0.5775
14163 | 5.2 | 1 | 365 | 5.9445 | 0.9164 | 6 | 0.86094
14383 | 10.4 | 1 | 365 | 11.8891 | 0.83281 | 12 | 0.72188
14386 | 6.5 | 1 | 365 | 7.4307 | 0.8955 | 8 | 0.32617
14390 | 10.4 | 1 | 365 | 11.8891 | 0.83281 | 12 | 0.72188
14394 | 3.9 | 1 | 365 | 4.4584 | 0.9373 | 5 | 0.3957
14395 | 5.61 | 1 | 365 | 6.4132 | 0.85597 | 7 | 0.26921
14396 | 4.16 | 1 | 365 | 4.7556 | 0.53312 | 5 | 0.28875
14474 | 14.56 | 1 | 365 | 16.6447 | 0.36593 | 17 | 0.01063
14483 | 6.24 | 1 | 365 | 7.1334 | 0.29968 | 7 | 0.43313
14489 | 8.32 | 1 | 365 | 9.5113 | 0.066245 | 9 | 0.5775
14505 | 5.98 | 1 | 365 | 6.8362 | 0.70386 | 7 | 0.54008
14495 | 4.68 | 1 | 365 | 5.3501 | 0.72476 | 6 | 0.074845
14508 | 4.42 | 1 | 365 | 5.0529 | 0.12894 | 5 | 0.1818
14513 | 7.28 | 1 | 365 | 8.3224 | 0.68296 | 9 | 0.0053149
14517 | 9.36 | 1 | 365 | 10.7002 | 0.44953 | 11 | 0.14969
14526 | 3.9 | 1 | 365 | 4.4584 | 0.9373 | 5 | 0.3957
14527 | 8.32 | 1 | 365 | 9.5113 | 0.066245 | 9 | 0.5775
14535 | 6.12 | 1 | 365 | 6.9963 | 0.02469 | 7 | 0.020952
14530 | 6.76 | 1 | 365 | 7.7279 | 0.49132 | 8 | 0.21922
14537 | 4.59 | 1 | 365 | 5.2472 | 0.51852 | 5 | 0.76571
14539 | 3.12 | 1 | 365 | 3.5667 | 0.14984 | 3 | 0.71656
14542 | 6.24 | 1 | 365 | 7.1334 | 0.29968 | 7 | 0.43313
14540 | 10.965 | 1 | 365 | 12.535 | 0.12757 | 12 | 0.66254
14544 | 2.08 | 1 | 365 | 2.3778 | 0.76656 | 3 | 0.14438
14541 | 8.925 | 1 | 365 | 10.2029 | 0.45267 | 10 | 0.65555
14546 | 3.9 | 1 | 365 | 4.4584 | 0.9373 | 5 | 0.3957
14566 | 4.59 | 1 | 365 | 5.2472 | 0.51852 | 5 | 0.76571
14591 | 7.905 | 1 | 365 | 9.0368 | 0.11522 | 9 | 0.15206
14589 | 3.675 | 1 | 365 | 4.2012 | 0.42169 | 4 | 0.62288
14668 | 3.12 | 1 | 365 | 3.5667 | 0.14984 | 3 | 0.71656
15054 | 8.84 | 1 | 365 | 10.1057 | 0.25789 | 10 | 0.3636
14775 | 4.94 | 1 | 365 | 5.6473 | 0.32058 | 5 | 0.96789
14778 | 5.72 | 1 | 365 | 6.539 | 0.10804 | 6 | 0.64703
14779 | 7.54 | 1 | 365 | 8.6196 | 0.27878 | 8 | 0.89836
14781 | 6.24 | 1 | 365 | 7.1334 | 0.29968 | 7 | 0.43313
14785 | 5.865 | 1 | 365 | 6.7048 | 0.44033 | 7 | 0.14508
14799 | 4.68 | 1 | 365 | 5.3501 | 0.72476 | 6 | 0.074845
14800 | 5.46 | 1 | 365 | 6.2418 | 0.51222 | 6 | 0.75399
14801 | 11.73 | 1 | 365 | 13.4095 | 0.88066 | 14 | 0.29016
14802 | 5.72 | 1 | 365 | 6.539 | 0.10804 | 6 | 0.64703
14803 | 4.42 | 1 | 365 | 5.0529 | 0.12894 | 5 | 0.1818
14805 | 7.54 | 1 | 365 | 8.6196 | 0.27878 | 8 | 0.89836
14807 | 6.12 | 1 | 365 | 6.9963 | 0.02469 | 7 | 0.020952
14808 | 7.8 | 1 | 365 | 8.9168 | 0.8746 | 9 | 0.79141
14809 | 5.98 | 1 | 365 | 6.8362 | 0.70386 | 7 | 0.54008
14811 | 9.62 | 1 | 365 | 10.9974 | 0.045346 | 11 | 0.042738
14831 | 5.1 | 1 | 365 | 5.8302 | 0.68724 | 6 | 0.51746
14867 | 12.22 | 1 | 365 | 13.9697 | 0.0035475 | 13 | 0.97321
14874 | 12.22 | 1 | 365 | 13.9697 | 0.0035475 | 13 | 0.97321
14960 | 8.06 | 1 | 365 | 9.214 | 0.47042 | 9 | 0.68446
14962 | 25.245 | 0.9 | 365 | 25.9736 | 0.066661 | 26 | 0.040283
14966 | 11.18 | 1 | 365 | 12.7808 | 0.62027 | 13 | 0.40102
14972 | 12.74 | 1 | 365 | 14.5641 | 0.19519 | 14 | 0.7593
14974 | 9.1 | 1 | 365 | 10.4029 | 0.85371 | 11 | 0.25664
14991 | 7.02 | 1 | 365 | 8.0251 | 0.087144 | 8 | 0.11227
15045 | 8.84 | 1 | 365 | 10.1057 | 0.25789 | 10 | 0.3636
15049 | 13 | 1 | 365 | 14.8613 | 0.79101 | 15 | 0.65235
15047 | 8.16 | 1 | 365 | 9.3283 | 0.69959 | 10 | 0.027935
15051 | 7.8 | 1 | 365 | 8.9168 | 0.8746 | 9 | 0.79141
15053 | 2.86 | 1 | 365 | 3.2695 | 0.55402 | 3 | 0.82352
15077 | 3.9 | 1 | 365 | 4.4584 | 0.9373 | 5 | 0.3957
15083 | 8.32 | 1 | 365 | 9.5113 | 0.066245 | 9 | 0.5775
15087 | 8.58 | 1 | 365 | 9.8085 | 0.66207 | 10 | 0.47055
15081 | 4.335 | 1 | 365 | 4.9557 | 0.93416 | 5 | 0.88984
15090 | 6.12 | 1 | 365 | 6.9963 | 0.02469 | 7 | 0.020952
15092 | 8.58 | 1 | 365 | 9.8085 | 0.66207 | 10 | 0.47055
15139 | 10.2 | 1 | 365 | 11.6604 | 0.37448 | 12 | 0.034919
15141 | 11.73 | 1 | 365 | 13.4095 | 0.88066 | 14 | 0.29016
15144 | 8.32 | 1 | 365 | 9.5113 | 0.066245 | 9 | 0.5775
15147 | 6.63 | 1 | 365 | 7.5793 | 0.19341 | 7 | 0.7727
15152 | 8.32 | 1 | 365 | 9.5113 | 0.066245 | 9 | 0.5775
15154 | 14.3 | 1 | 365 | 16.3475 | 0.77011 | 17 | 0.11758
15157 | 13 | 1 | 365 | 14.8613 | 0.79101 | 15 | 0.65235
15155 | 4.94 | 1 | 365 | 5.6473 | 0.32058 | 5 | 0.96789
15158 | 4.08 | 1 | 365 | 4.6642 | 0.34979 | 5 | 0.013968
15159 | 3.06 | 1 | 365 | 3.4981 | 0.012345 | 3 | 0.51048
15165 | 6.76 | 1 | 365 | 7.7279 | 0.49132 | 8 | 0.21922
15166 | 11.44 | 1 | 365 | 13.078 | 0.21609 | 13 | 0.29407
15168 | 10.66 | 1 | 365 | 12.1863 | 0.42863 | 12 | 0.61493
15173 | 6.76 | 1 | 365 | 7.7279 | 0.49132 | 8 | 0.21922
15177 | 8.67 | 1 | 365 | 9.9114 | 0.86831 | 10 | 0.77968
15207 | 5.72 | 1 | 365 | 6.539 | 0.10804 | 6 | 0.64703
15213 | 5.72 | 1 | 365 | 6.539 | 0.10804 | 6 | 0.64703
15231 | 7.8 | 1 | 365 | 8.9168 | 0.8746 | 9 | 0.79141
15233 | 13.26 | 1 | 365 | 15.1586 | 0.38683 | 15 | 0.54539
15236 | 7.28 | 1 | 365 | 8.3224 | 0.68296 | 9 | 0.0053149
15240 | 5.46 | 1 | 365 | 6.2418 | 0.51222 | 6 | 0.75399
15239 | 4.68 | 1 | 365 | 5.3501 | 0.72476 | 6 | 0.074845
15244 | 6.375 | 1 | 365 | 7.2878 | 0.60905 | 7 | 0.89682
15251 | 7.8 | 1 | 365 | 8.9168 | 0.8746 | 9 | 0.79141
15253 | 5.2 | 1 | 365 | 5.9445 | 0.9164 | 6 | 0.86094
15256 | 3.12 | 1 | 365 | 3.5667 | 0.14984 | 3 | 0.71656
15263 | 9.62 | 1 | 365 | 10.9974 | 0.045346 | 11 | 0.042738
15264 | 7.54 | 1 | 365 | 8.6196 | 0.27878 | 8 | 0.89836
13959 | 4.59 | 1 | 365 | 5.2472 | 0.51852 | 5 | 0.76571
13930 | 6.63 | 1 | 365 | 7.5793 | 0.19341 | 7 | 0.7727
13885 | 3.57 | 1 | 365 | 4.0812 | 0.18107 | 4 | 0.26222
13929 | 5.355 | 1 | 365 | 6.1217 | 0.2716 | 6 | 0.39333
13935 | 7.84 | 1 | 365 | 8.9625 | 0.96627 | 9 | 0.9288
13931 | 3.825 | 1 | 365 | 4.3727 | 0.76543 | 5 | 0.13809
13941 | 4.5 | 1 | 365 | 5.1443 | 0.31227 | 5 | 0.45658
13922 | 7.14 | 1 | 365 | 8.1623 | 0.36214 | 8 | 0.52444
13913 | 3.43 | 1 | 365 | 3.9211 | 0.86024 | 4 | 0.78135
13939 | 5.75 | 1 | 365 | 6.5733 | 0.17679 | 6 | 0.75008
13936 | 4.08 | 1 | 365 | 4.6642 | 0.34979 | 5 | 0.013968
13920 | 4.335 | 1 | 365 | 4.9557 | 0.93416 | 5 | 0.88984
13937 | 5.1 | 1 | 365 | 5.8302 | 0.68724 | 6 | 0.51746
13940 | 4.845 | 1 | 365 | 5.5387 | 0.10288 | 5 | 0.64159
13966 | 5.1 | 1 | 365 | 5.8302 | 0.68724 | 6 | 0.51746
13961 | 8.415 | 1 | 365 | 9.6199 | 0.28395 | 9 | 0.90381
13965 | 7.905 | 1 | 365 | 9.0368 | 0.11522 | 9 | 0.15206
13971 | 4.08 | 1 | 365 | 4.6642 | 0.34979 | 5 | 0.013968
14022 | 5.25 | 1 | 365 | 6.0017 | 0.030984 | 6 | 0.032679
13978 | 3.825 | 1 | 365 | 4.3727 | 0.76543 | 5 | 0.13809
13985 | 9.945 | 1 | 365 | 11.3689 | 0.79012 | 12 | 0.15905
14007 | 6.375 | 1 | 365 | 7.2878 | 0.60905 | 7 | 0.89682
13314 | 7.14 | 1 | 365 | 8.1623 | 0.36214 | 8 | 0.52444
14109 | 4.59 | 1 | 365 | 5.2472 | 0.51852 | 5 | 0.76571
13815 | 9.18 | 1 | 365 | 10.4944 | 0.037035 | 10 | 0.53143
13934 | 7.905 | 1 | 365 | 9.0368 | 0.11522 | 9 | 0.15206
13932 | 6.12 | 1 | 365 | 6.9963 | 0.02469 | 7 | 0.020952
13911 | 2.205 | 1 | 365 | 2.5207 | 0.053013 | 2 | 0.57373
14106 | 6.885 | 1 | 365 | 7.8708 | 0.77778 | 8 | 0.64857
14101 | 2.295 | 1 | 365 | 2.6236 | 0.25926 | 2 | 0.88286
14035 | 4.845 | 1 | 365 | 5.5387 | 0.10288 | 5 | 0.64159
13962 | 8.25 | 1 | 365 | 9.4312 | 0.90583 | 10 | 0.33707
13986 | 9.435 | 1 | 365 | 10.7859 | 0.6214 | 11 | 0.4073
14018 | 5.5 | 1 | 365 | 6.2875 | 0.60389 | 6 | 0.89138
13996 | 8.84 | 1 | 365 | 10.1057 | 0.25789 | 10 | 0.3636
14001 | 9.945 | 1 | 365 | 11.3689 | 0.79012 | 12 | 0.15905
13997 | 7.395 | 1 | 365 | 8.4538 | 0.9465 | 9 | 0.40032
14004 | 7.65 | 1 | 365 | 8.7453 | 0.53086 | 9 | 0.27619
14039 | 5.61 | 1 | 365 | 6.4132 | 0.85597 | 7 | 0.26921
14275 | 5.88 | 1 | 365 | 6.7219 | 0.4747 | 7 | 0.1966
13933 | 12.1 | 1 | 365 | 13.8325 | 0.72855 | 14 | 0.56103
14199 | 4.25 | 1 | 365 | 4.8585 | 0.73937 | 5 | 0.59788
14187 | 5.4 | 1 | 365 | 6.1732 | 0.37473 | 6 | 0.5479
14237 | 4.32 | 1 | 365 | 4.9385 | 0.89978 | 5 | 0.83832
14238 | 35.316 | 0.9 | 365 | 36.3353 | 0.83764 | 37 | 0.17293
14239 | 17.28 | 1 | 365 | 19.7542 | 0.59912 | 20 | 0.35327
14255 | 6.72 | 1 | 365 | 7.6822 | 0.39966 | 8 | 0.081829
14113 | 4.05 | 1 | 365 | 4.6299 | 0.28104 | 4 | 0.91092
14246 | 724.68 | 1 | 365 | 828.4397 | 0.68828 | 829 | 0.12797
14304 | 5.4 | 1 | 365 | 6.1732 | 0.37473 | 6 | 0.5479
14232 | 9.01 | 1 | 365 | 10.3001 | 0.64746 | 10 | 0.94751
14129 | 5.355 | 1 | 365 | 6.1217 | 0.2716 | 6 | 0.39333
14267 | 6.12 | 1 | 365 | 6.9963 | 0.02469 | 7 | 0.020952
14261 | 4.59 | 1 | 365 | 5.2472 | 0.51852 | 5 | 0.76571
14155 | 9.69 | 1 | 365 | 11.0774 | 0.20576 | 11 | 0.28317
14148 | 5.635 | 1 | 365 | 6.4418 | 0.91326 | 7 | 0.35508
14141 | 7.395 | 1 | 365 | 8.4538 | 0.9465 | 9 | 0.40032
14306 | 4.845 | 1 | 365 | 5.5387 | 0.10288 | 5 | 0.64159
14264 | 6.375 | 1 | 365 | 7.2878 | 0.60905 | 7 | 0.89682
14298 | 3.06 | 1 | 365 | 3.4981 | 0.012345 | 3 | 0.51048
14278 | 9.435 | 1 | 365 | 10.7859 | 0.6214 | 11 | 0.4073
14294 | 3.92 | 1 | 365 | 4.4813 | 0.98313 | 5 | 0.4644
14302 | 4.08 | 1 | 365 | 4.6642 | 0.34979 | 5 | 0.013968
14259 | 4.845 | 1 | 365 | 5.5387 | 0.10288 | 5 | 0.64159
14311 | 6.885 | 1 | 365 | 7.8708 | 0.77778 | 8 | 0.64857
14288 | 7.5 | 1 | 365 | 8.5739 | 0.18712 | 8 | 0.76097
14290 | 6.375 | 1 | 365 | 7.2878 | 0.60905 | 7 | 0.89682
14363 | 7.395 | 1 | 365 | 8.4538 | 0.9465 | 9 | 0.40032
14368 | 9.435 | 1 | 365 | 10.7859 | 0.6214 | 11 | 0.4073
14340 | 5.61 | 1 | 365 | 6.4132 | 0.85597 | 7 | 0.26921
14329 | 9.5 | 1 | 365 | 10.8602 | 0.77035 | 11 | 0.63056
14330 | 6.75 | 1 | 365 | 7.7165 | 0.46841 | 8 | 0.18487
14369 | 6.885 | 1 | 365 | 7.8708 | 0.77778 | 8 | 0.64857
14327 | 6.885 | 1 | 365 | 7.8708 | 0.77778 | 8 | 0.64857
14344 | 4.845 | 1 | 365 | 5.5387 | 0.10288 | 5 | 0.64159
14324 | 8.16 | 1 | 365 | 9.3283 | 0.69959 | 10 | 0.027935
14375 | 5.1 | 1 | 365 | 5.8302 | 0.68724 | 6 | 0.51746
14380 | 8.67 | 1 | 365 | 9.9114 | 0.86831 | 10 | 0.77968
14384 | 9 | 1 | 365 | 10.2886 | 0.62454 | 10 | 0.91316
14388 | 7.905 | 1 | 365 | 9.0368 | 0.11522 | 9 | 0.15206
14402 | 5.865 | 1 | 365 | 6.7048 | 0.44033 | 7 | 0.14508
14399 | 7.395 | 1 | 365 | 8.4538 | 0.9465 | 9 | 0.40032
14422 | 7.65 | 1 | 365 | 8.7453 | 0.53086 | 9 | 0.27619
14097 | 3.57 | 1 | 365 | 4.0812 | 0.18107 | 4 | 0.26222
14432 | 5.1 | 1 | 365 | 5.8302 | 0.68724 | 6 | 0.51746
14461 | 4.59 | 1 | 365 | 5.2472 | 0.51852 | 5 | 0.76571
14449 | 8.75 | 1 | 365 | 10.0028 | 0.05164 | 10 | 0.054465
14465 | 4.59 | 1 | 365 | 5.2472 | 0.51852 | 5 | 0.76571
14447 | 4.335 | 1 | 365 | 4.9557 | 0.93416 | 5 | 0.88984
14463 | 5.61 | 1 | 365 | 6.4132 | 0.85597 | 7 | 0.26921
14029 | 6.12 | 1 | 365 | 6.9963 | 0.02469 | 7 | 0.020952
14456 | 6.63 | 1 | 365 | 7.5793 | 0.19341 | 7 | 0.7727
14440 | 9.25 | 1 | 365 | 10.5744 | 0.19745 | 10 | 0.77186
14468 | 6.12 | 1 | 365 | 6.9963 | 0.02469 | 7 | 0.020952
14454 | 3.06 | 1 | 365 | 3.4981 | 0.012345 | 3 | 0.51048
14472 | 3.185 | 1 | 365 | 3.641 | 0.2988 | 3 | 0.93983
14475 | 2.295 | 1 | 365 | 2.6236 | 0.25926 | 2 | 0.88286
14464 | 3.12 | 1 | 365 | 3.5667 | 0.14984 | 3 | 0.71656
14482 | 8.67 | 1 | 365 | 9.9114 | 0.86831 | 10 | 0.77968
14458 | 5.355 | 1 | 365 | 6.1217 | 0.2716 | 6 | 0.39333
14280 | 5.355 | 1 | 365 | 6.1217 | 0.2716 | 6 | 0.39333
14441 | 3.57 | 1 | 365 | 4.0812 | 0.18107 | 4 | 0.26222
14477 | 11.475 | 1 | 365 | 13.118 | 0.29629 | 13 | 0.41428
14639 | 8.25 | 1 | 365 | 9.4312 | 0.90583 | 10 | 0.33707
14594 | 6 | 1 | 365 | 6.8591 | 0.7497 | 7 | 0.60878
14580 | 6.5 | 1 | 365 | 7.4307 | 0.8955 | 8 | 0.32617
14620 | 7.65 | 1 | 365 | 8.7453 | 0.53086 | 9 | 0.27619
14424 | 13.005 | 1 | 365 | 14.8671 | 0.80247 | 15 | 0.66952
14584 | 6.25 | 1 | 365 | 7.1449 | 0.3226 | 7 | 0.46747
14615 | 4.08 | 1 | 365 | 4.6642 | 0.34979 | 5 | 0.013968
14643 | 4.68 | 1 | 365 | 5.3501 | 0.72476 | 6 | 0.074845
14632 | 4.845 | 1 | 365 | 5.5387 | 0.10288 | 5 | 0.64159
14616 | 4.08 | 1 | 365 | 4.6642 | 0.34979 | 5 | 0.013968
14491 | 7.56 | 1 | 365 | 8.6424 | 0.32462 | 8 | 0.96706
14501 | 7.65 | 1 | 365 | 8.7453 | 0.53086 | 9 | 0.27619
14563 | 9.18 | 1 | 365 | 10.4944 | 0.037035 | 10 | 0.53143
14786 | 9.18 | 1 | 365 | 10.4944 | 0.037035 | 10 | 0.53143
14789 | 5.76 | 1 | 365 | 6.5847 | 0.19971 | 6 | 0.78442
14794 | 8.175 | 1 | 365 | 9.3455 | 0.73396 | 10 | 0.079457
14795 | 6.72 | 1 | 365 | 7.6822 | 0.39966 | 8 | 0.081829
14821 | 53.628 | 0.9 | 365 | 55.1758 | 0.6053 | 55 | 0.78112
14822 | 5.886 | 1 | 365 | 6.7288 | 0.48845 | 7 | 0.21721
14826 | 3.825 | 1 | 365 | 4.3727 | 0.76543 | 5 | 0.13809
14830 | 3.6 | 1 | 365 | 4.1154 | 0.24982 | 4 | 0.36527
14892 | 2.88 | 1 | 365 | 3.2924 | 0.59985 | 3 | 0.89221
14709 | 4.335 | 1 | 365 | 4.9557 | 0.93416 | 5 | 0.88984
14722 | 2.805 | 1 | 365 | 3.2066 | 0.42798 | 3 | 0.6346
14726 | 3.57 | 1 | 365 | 4.0812 | 0.18107 | 4 | 0.26222
14757 | 5.865 | 1 | 365 | 6.7048 | 0.44033 | 7 | 0.14508
14751 | 8.16 | 1 | 365 | 9.3283 | 0.69959 | 10 | 0.027935
14725 | 4.335 | 1 | 365 | 4.9557 | 0.93416 | 5 | 0.88984
14690 | 5.1 | 1 | 365 | 5.8302 | 0.68724 | 6 | 0.51746
14731 | 6.25 | 1 | 365 | 7.1449 | 0.3226 | 7 | 0.46747
14871 | 6.12 | 1 | 365 | 6.9963 | 0.02469 | 7 | 0.020952
14727 | 7.395 | 1 | 365 | 8.4538 | 0.9465 | 9 | 0.40032
14848 | 3.825 | 1 | 365 | 4.3727 | 0.76543 | 5 | 0.13809
14555 | 73.44 | 0.9 | 365 | 75.5596 | 0.46665 | 76 | 0.026276
14889 | 71.94 | 0.9 | 365 | 74.0163 | 0.37297 | 74 | 0.3893
12659 | 6.24 | 1 | 365 | 7.1334 | 0.29968 | 7 | 0.43313
13506 | 3.43 | 1 | 365 | 3.9211 | 0.86024 | 4 | 0.78135
14796 | 4.25 | 1 | 365 | 4.8585 | 0.73937 | 5 | 0.59788
15018 | 6.48 | 1 | 365 | 7.4078 | 0.84967 | 8 | 0.25748
14189 | 8.4 | 1 | 365 | 9.6027 | 0.24957 | 9 | 0.85229
14674 | 12.24 | 1 | 365 | 13.9925 | 0.04938 | 14 | 0.041903
14804 | 15.34 | 1 | 365 | 17.5364 | 0.15339 | 17 | 0.68977
14806 | 11.985 | 1 | 365 | 13.701 | 0.46502 | 14 | 0.16603
14904 | 12.426 | 1 | 365 | 14.2052 | 0.47562 | 14 | 0.68078
15182 | 5.225 | 1 | 365 | 5.9731 | 0.97369 | 6 | 0.94681
15183 | 10.175 | 1 | 365 | 11.6319 | 0.31719 | 11 | 0.94905
15184 | 12.495 | 1 | 365 | 14.284 | 0.63374 | 14 | 0.91778
15108 | 102.024 | 0.9 | 365 | 104.9686 | 0.41985 | 105 | 0.38846
15185 | 5.232 | 1 | 365 | 5.9811 | 0.98973 | 6 | 0.97085
15115 | 7.25 | 1 | 365 | 8.2881 | 0.61422 | 8 | 0.90227
14864 | 4.335 | 1 | 365 | 4.9557 | 0.93416 | 5 | 0.88984
14879 | 7.395 | 1 | 365 | 8.4538 | 0.9465 | 9 | 0.40032
14840 | 6.63 | 1 | 365 | 7.5793 | 0.19341 | 7 | 0.7727
14859 | 5.1 | 1 | 365 | 5.8302 | 0.68724 | 6 | 0.51746
14843 | 4.25 | 1 | 365 | 4.8585 | 0.73937 | 5 | 0.59788
14829 | 6.12 | 1 | 365 | 6.9963 | 0.02469 | 7 | 0.020952
14849 | 7.65 | 1 | 365 | 8.7453 | 0.53086 | 9 | 0.27619
14863 | 5.1 | 1 | 365 | 5.8302 | 0.68724 | 6 | 0.51746
14883 | 8.67 | 1 | 365 | 9.9114 | 0.86831 | 10 | 0.77968
14884 | 7.65 | 1 | 365 | 8.7453 | 0.53086 | 9 | 0.27619
14839 | 7.65 | 1 | 365 | 8.7453 | 0.53086 | 9 | 0.27619
14844 | 6.12 | 1 | 365 | 6.9963 | 0.02469 | 7 | 0.020952
14861 | 4.335 | 1 | 365 | 4.9557 | 0.93416 | 5 | 0.88984
14836 | 3.06 | 1 | 365 | 3.4981 | 0.012345 | 3 | 0.51048
14890 | 4.845 | 1 | 365 | 5.5387 | 0.10288 | 5 | 0.64159
14901 | 4.335 | 1 | 365 | 4.9557 | 0.93416 | 5 | 0.88984
14891 | 5.5 | 1 | 365 | 6.2875 | 0.60389 | 6 | 0.89138
14908 | 8.925 | 1 | 365 | 10.2029 | 0.45267 | 10 | 0.65555
14932 | 6.63 | 1 | 365 | 7.5793 | 0.19341 | 7 | 0.7727
14898 | 3 | 1 | 365 | 3.4295 | 0.87485 | 4 | 0.30439
15020 | 2.04 | 1 | 365 | 2.3321 | 0.6749 | 3 | 0.0069838
15048 | 7.14 | 1 | 365 | 8.1623 | 0.36214 | 8 | 0.52444
15029 | 4.25 | 1 | 365 | 4.8585 | 0.73937 | 5 | 0.59788
15079 | 4.335 | 1 | 365 | 4.9557 | 0.93416 | 5 | 0.88984
15037 | 6.12 | 1 | 365 | 6.9963 | 0.02469 | 7 | 0.020952
15017 | 3.57 | 1 | 365 | 4.0812 | 0.18107 | 4 | 0.26222
15095 | 4.59 | 1 | 365 | 5.2472 | 0.51852 | 5 | 0.76571
15105 | 8.415 | 1 | 365 | 9.6199 | 0.28395 | 9 | 0.90381
15084 | 5.355 | 1 | 365 | 6.1217 | 0.2716 | 6 | 0.39333
15106 | 6.63 | 1 | 365 | 7.5793 | 0.19341 | 7 | 0.7727
15118 | 5 | 1 | 365 | 5.7159 | 0.45808 | 6 | 0.17398
15088 | 4.08 | 1 | 365 | 4.6642 | 0.34979 | 5 | 0.013968
15120 | 4.08 | 1 | 365 | 4.6642 | 0.34979 | 5 | 0.013968
15121 | 3.675 | 1 | 365 | 4.2012 | 0.42169 | 4 | 0.62288
15162 | 2.295 | 1 | 365 | 2.6236 | 0.25926 | 2 | 0.88286
15129 | 6.885 | 1 | 365 | 7.8708 | 0.77778 | 8 | 0.64857
15146 | 5.355 | 1 | 365 | 6.1217 | 0.2716 | 6 | 0.39333
15128 | 5.61 | 1 | 365 | 6.4132 | 0.85597 | 7 | 0.26921
14977 | 6 | 1 | 365 | 6.8591 | 0.7497 | 7 | 0.60878
14978 | 6 | 1 | 365 | 6.8591 | 0.7497 | 7 | 0.60878
14982 | 4.2 | 1 | 365 | 4.8014 | 0.62479 | 5 | 0.42614
14986 | 6 | 1 | 365 | 6.8591 | 0.7497 | 7 | 0.60878
15204 | 7.65 | 1 | 365 | 8.7453 | 0.53086 | 9 | 0.27619
15223 | 6.885 | 1 | 365 | 7.8708 | 0.77778 | 8 | 0.64857
15281 | 7.68 | 1 | 365 | 8.7796 | 0.59961 | 9 | 0.37923
15284 | 5.76 | 1 | 365 | 6.5847 | 0.19971 | 6 | 0.78442
15189 | 3.825 | 1 | 365 | 4.3727 | 0.76543 | 5 | 0.13809
15211 | 7.14 | 1 | 365 | 8.1623 | 0.36214 | 8 | 0.52444
15646 | 6.5 | 1 | 365 | 7.4307 | 0.8955 | 8 | 0.32617
15670 | 4.25 | 1 | 365 | 4.8585 | 0.73937 | 5 | 0.59788
15205 | 5.61 | 1 | 365 | 6.4132 | 0.85597 | 7 | 0.26921
15630 | 9.36 | 1 | 365 | 10.7002 | 0.44953 | 11 | 0.14969
15603 | 7.8 | 1 | 365 | 8.9168 | 0.8746 | 9 | 0.79141
15201 | 7.14 | 1 | 365 | 8.1623 | 0.36214 | 8 | 0.52444
15517 | 6.12 | 1 | 365 | 6.9963 | 0.02469 | 7 | 0.020952
15250 | 6.885 | 1 | 365 | 7.8708 | 0.77778 | 8 | 0.64857
15594 | 8.925 | 1 | 365 | 10.2029 | 0.45267 | 10 | 0.65555
15611 | 7.395 | 1 | 365 | 8.4538 | 0.9465 | 9 | 0.40032
15614 | 5.61 | 1 | 365 | 6.4132 | 0.85597 | 7 | 0.26921
15640 | 3.315 | 1 | 365 | 3.7896 | 0.59671 | 4 | 0.38635
15593 | 4.335 | 1 | 365 | 4.9557 | 0.93416 | 5 | 0.88984
15580 | 7.905 | 1 | 365 | 9.0368 | 0.11522 | 9 | 0.15206
15290 | 4.56 | 1 | 365 | 5.2129 | 0.44977 | 5 | 0.66267
14817 | 6.3 | 1 | 365 | 7.202 | 0.43718 | 7 | 0.63921
15624 | 9.18 | 1 | 365 | 10.4944 | 0.037035 | 10 | 0.53143
15601 | 7.905 | 1 | 365 | 9.0368 | 0.11522 | 9 | 0.15206
15718 | 4.08 | 1 | 365 | 4.6642 | 0.34979 | 5 | 0.013968
15729 | 8.415 | 1 | 365 | 9.6199 | 0.28395 | 9 | 0.90381
15752 | 7 | 1 | 365 | 8.0023 | 0.041312 | 8 | 0.043572
15741 | 4.41 | 1 | 365 | 5.0414 | 0.10603 | 5 | 0.14745
15746 | 8.67 | 1 | 365 | 9.9114 | 0.86831 | 10 | 0.77968
15352 | 9.62 | 1 | 365 | 10.9974 | 0.045346 | 11 | 0.042738
15360 | 7.28 | 1 | 365 | 8.3224 | 0.68296 | 9 | 0.0053149
15361 | 8.06 | 1 | 365 | 9.214 | 0.47042 | 9 | 0.68446
15721 | 4.08 | 1 | 365 | 4.6642 | 0.34979 | 5 | 0.013968
15372 | 8.58 | 1 | 365 | 9.8085 | 0.66207 | 10 | 0.47055
15376 | 4.845 | 1 | 365 | 5.5387 | 0.10288 | 5 | 0.64159
15757 | 7.65 | 1 | 365 | 8.7453 | 0.53086 | 9 | 0.27619
15382 | 9.945 | 1 | 365 | 11.3689 | 0.79012 | 12 | 0.15905
15723 | 6.86 | 1 | 365 | 7.8422 | 0.72049 | 8 | 0.5627
15737 | 5.1 | 1 | 365 | 5.8302 | 0.68724 | 6 | 0.51746
15384 | 6.24 | 1 | 365 | 7.1334 | 0.29968 | 7 | 0.43313
15634 | 7.14 | 1 | 365 | 8.1623 | 0.36214 | 8 | 0.52444
15390 | 4.42 | 1 | 365 | 5.0529 | 0.12894 | 5 | 0.1818
15681 | 5.355 | 1 | 365 | 6.1217 | 0.2716 | 6 | 0.39333
15392 | 6.76 | 1 | 365 | 7.7279 | 0.49132 | 8 | 0.21922
15393 | 5.1 | 1 | 365 | 5.8302 | 0.68724 | 6 | 0.51746
15395 | 9.36 | 1 | 365 | 10.7002 | 0.44953 | 11 | 0.14969
15396 | 11.475 | 1 | 365 | 13.118 | 0.29629 | 13 | 0.41428
15399 | 6.76 | 1 | 365 | 7.7279 | 0.49132 | 8 | 0.21922
15674 | 8.415 | 1 | 365 | 9.6199 | 0.28395 | 9 | 0.90381
15402 | 7.28 | 1 | 365 | 8.3224 | 0.68296 | 9 | 0.0053149
15405 | 5.46 | 1 | 365 | 6.2418 | 0.51222 | 6 | 0.75399
15768 | 8.415 | 1 | 365 | 9.6199 | 0.28395 | 9 | 0.90381
15406 | 4.42 | 1 | 365 | 5.0529 | 0.12894 | 5 | 0.1818
15415 | 11.18 | 1 | 365 | 12.7808 | 0.62027 | 13 | 0.40102
15782 | 3.825 | 1 | 365 | 4.3727 | 0.76543 | 5 | 0.13809
15420 | 5.72 | 1 | 365 | 6.539 | 0.10804 | 6 | 0.64703
15815 | 3.57 | 1 | 365 | 4.0812 | 0.18107 | 4 | 0.26222
15421 | 7.02 | 1 | 365 | 8.0251 | 0.087144 | 8 | 0.11227
15419 | 7.8 | 1 | 365 | 8.9168 | 0.8746 | 9 | 0.79141
15422 | 5.46 | 1 | 365 | 6.2418 | 0.51222 | 6 | 0.75399
15786 | 6.12 | 1 | 365 | 6.9963 | 0.02469 | 7 | 0.020952
15781 | 5.865 | 1 | 365 | 6.7048 | 0.44033 | 7 | 0.14508
15800 | 9.435 | 1 | 365 | 10.7859 | 0.6214 | 11 | 0.4073
15795 | 5.61 | 1 | 365 | 6.4132 | 0.85597 | 7 | 0.26921
15827 | 4.59 | 1 | 365 | 5.2472 | 0.51852 | 5 | 0.76571
15842 | 7.905 | 1 | 365 | 9.0368 | 0.11522 | 9 | 0.15206
15820 | 9.435 | 1 | 365 | 10.7859 | 0.6214 | 11 | 0.4073
15840 | 8.06 | 1 | 365 | 9.214 | 0.47042 | 9 | 0.68446
15473 | 7.44 | 1 | 365 | 8.5053 | 0.049623 | 8 | 0.55488
15481 | 3.84 | 1 | 365 | 4.3898 | 0.79981 | 5 | 0.18962
15484 | 4.32 | 1 | 365 | 4.9385 | 0.89978 | 5 | 0.83832
15516 | 6.44 | 1 | 365 | 7.3621 | 0.75801 | 8 | 0.12009
15522 | 6.16 | 1 | 365 | 7.042 | 0.11635 | 7 | 0.15834
15524 | 2.04 | 1 | 365 | 2.3321 | 0.6749 | 3 | 0.0069838
15529 | 6.6 | 1 | 365 | 7.545 | 0.12467 | 7 | 0.66965
15530 | 8.1 | 1 | 365 | 9.2598 | 0.56209 | 9 | 0.82185
15533 | 3.36 | 1 | 365 | 3.8411 | 0.69983 | 4 | 0.54091
15534 | 5.76 | 1 | 365 | 6.5847 | 0.19971 | 6 | 0.78442
15536 | 8.415 | 1 | 365 | 9.6199 | 0.28395 | 9 | 0.90381
15537 | 6.75 | 1 | 365 | 7.7165 | 0.46841 | 8 | 0.18487
15544 | 4.75 | 1 | 365 | 5.4301 | 0.88518 | 6 | 0.31528
15874 | 2.295 | 1 | 365 | 2.6236 | 0.25926 | 2 | 0.88286
15846 | 3.315 | 1 | 365 | 3.7896 | 0.59671 | 4 | 0.38635
15887 | 6.63 | 1 | 365 | 7.5793 | 0.19341 | 7 | 0.7727
15871 | 4.25 | 1 | 365 | 4.8585 | 0.73937 | 5 | 0.59788
15896 | 6.885 | 1 | 365 | 7.8708 | 0.77778 | 8 | 0.64857
15848 | 7 | 1 | 365 | 8.0023 | 0.041312 | 8 | 0.043572
15879 | 7.14 | 1 | 365 | 8.1623 | 0.36214 | 8 | 0.52444
15912 | 1.53 | 1 | 365 | 1.7491 | 0.50617 | 2 | 0.25524
15936 | 1.53 | 1 | 365 | 1.7491 | 0.50617 | 2 | 0.25524
15963 | 6.885 | 1 | 365 | 7.8708 | 0.77778 | 8 | 0.64857
15970 | 4.59 | 1 | 365 | 5.2472 | 0.51852 | 5 | 0.76571
13912 | 7.905 | 1 | 365 | 9.0368 | 0.11522 | 9 | 0.15206
16036 | 6.5 | 1 | 365 | 7.4307 | 0.8955 | 8 | 0.32617
10929 | 10.66 | 1 | 365 | 12.1863 | 0.42863 | 12 | 0.61493
11025 | 7.75 | 1 | 365 | 8.8596 | 0.76002 | 9 | 0.61967
12604 | 5.13 | 1 | 365 | 5.8645 | 0.75599 | 6 | 0.6205
13652 | 5.1 | 1 | 365 | 5.8302 | 0.68724 | 6 | 0.51746
13660 | 8.06 | 1 | 365 | 9.214 | 0.47042 | 9 | 0.68446
12894 | 7.14 | 1 | 365 | 8.1623 | 0.36214 | 8 | 0.52444
13659 | 4.335 | 1 | 365 | 4.9557 | 0.93416 | 5 | 0.88984
13683 | 7.28 | 1 | 365 | 8.3224 | 0.68296 | 9 | 0.0053149
11839 | 10.14 | 1 | 365 | 11.5918 | 0.23699 | 11 | 0.82883
11841 | 3.9 | 1 | 365 | 4.4584 | 0.9373 | 5 | 0.3957
11840 | 9.36 | 1 | 365 | 10.7002 | 0.44953 | 11 | 0.14969
11845 | 6.5 | 1 | 365 | 7.4307 | 0.8955 | 8 | 0.32617
11846 | 8.06 | 1 | 365 | 9.214 | 0.47042 | 9 | 0.68446
11848 | 5.2 | 1 | 365 | 5.9445 | 0.9164 | 6 | 0.86094
11875 | 8.84 | 1 | 365 | 10.1057 | 0.25789 | 10 | 0.3636
11879 | 11.96 | 1 | 365 | 13.6724 | 0.40773 | 14 | 0.08016
11889 | 4.42 | 1 | 365 | 5.0529 | 0.12894 | 5 | 0.1818
11885 | 15.3 | 1 | 365 | 17.4907 | 0.061725 | 17 | 0.55238
11895 | 11.22 | 1 | 365 | 12.8265 | 0.71193 | 13 | 0.53841
11896 | 9.18 | 1 | 365 | 10.4944 | 0.037035 | 10 | 0.53143
11897 | 6.12 | 1 | 365 | 6.9963 | 0.02469 | 7 | 0.020952
11950 | 4.845 | 1 | 365 | 5.5387 | 0.10288 | 5 | 0.64159
14941 | 6.725 | 1 | 365 | 7.6879 | 0.41112 | 8 | 0.099003
11915 | 5.72 | 1 | 365 | 6.539 | 0.10804 | 6 | 0.64703
11916 | 11.7 | 1 | 365 | 13.3752 | 0.81191 | 14 | 0.18711
17567 | 8.71 | 1 | 365 | 9.9571 | 0.95998 | 10 | 0.91707
11919 | 3.57 | 1 | 365 | 4.0812 | 0.18107 | 4 | 0.26222
11921 | 4.42 | 1 | 365 | 5.0529 | 0.12894 | 5 | 0.1818
11942 | 10.4 | 1 | 365 | 11.8891 | 0.83281 | 12 | 0.72188
11922 | 2.34 | 1 | 365 | 2.675 | 0.36238 | 3 | 0.037423
11997 | 6.12 | 1 | 365 | 6.9963 | 0.02469 | 7 | 0.020952
12007 | 6.76 | 1 | 365 | 7.7279 | 0.49132 | 8 | 0.21922
12034 | 7.65 | 1 | 365 | 8.7453 | 0.53086 | 9 | 0.27619
12041 | 5.98 | 1 | 365 | 6.8362 | 0.70386 | 7 | 0.54008
12047 | 6.76 | 1 | 365 | 7.7279 | 0.49132 | 8 | 0.21922
12058 | 15.555 | 1 | 365 | 17.7822 | 0.64609 | 18 | 0.42825
16793 | 22.788 | 1 | 365 | 26.0508 | 0.22135 | 26 | 0.27213
12422 | 4.8 | 1 | 365 | 5.4873 | 0.99976 | 6 | 0.48702
15764 | 15 | 1 | 365 | 17.1477 | 0.37424 | 17 | 0.52194
16005 | 6.5 | 1 | 365 | 7.4307 | 0.8955 | 8 | 0.32617
14460 | 113.035 | 0.9 | 365 | 116.2974 | 0.12953 | 116 | 0.42695
14444 | 4.59 | 1 | 365 | 5.2472 | 0.51852 | 5 | 0.76571
15862 | 4.08 | 1 | 365 | 4.6642 | 0.34979 | 5 | 0.013968
16177 | 5.1 | 1 | 365 | 5.8302 | 0.68724 | 6 | 0.51746
14006 | 7.65 | 1 | 365 | 8.7453 | 0.53086 | 9 | 0.27619
16179 | 8.16 | 1 | 365 | 9.3283 | 0.69959 | 10 | 0.027935
14214 | 10.455 | 1 | 365 | 11.9519 | 0.95885 | 12 | 0.91079
14317 | 13.005 | 1 | 365 | 14.8671 | 0.80247 | 15 | 0.66952
14321 | 10.2 | 1 | 365 | 11.6604 | 0.37448 | 12 | 0.034919
15545 | 8.67 | 1 | 365 | 9.9114 | 0.86831 | 10 | 0.77968
14209 | 10.965 | 1 | 365 | 12.535 | 0.12757 | 12 | 0.66254
14192 | 10.2 | 1 | 365 | 11.6604 | 0.37448 | 12 | 0.034919
14299 | 10.71 | 1 | 365 | 12.2435 | 0.54321 | 12 | 0.78667
14270 | 12.24 | 1 | 365 | 13.9925 | 0.04938 | 14 | 0.041903
14320 | 10.2 | 1 | 365 | 11.6604 | 0.37448 | 12 | 0.034919
15606 | 14.79 | 1 | 365 | 16.9076 | 0.893 | 17 | 0.80063
15755 | 10.2 | 1 | 365 | 11.6604 | 0.37448 | 12 | 0.034919
14296 | 10.2 | 1 | 365 | 11.6604 | 0.37448 | 12 | 0.034919
14319 | 11.76 | 1 | 365 | 13.4438 | 0.9494 | 14 | 0.3932
16360 | 11.73 | 1 | 365 | 13.4095 | 0.88066 | 14 | 0.29016
14212 | 10.2 | 1 | 365 | 11.6604 | 0.37448 | 12 | 0.034919
14277 | 13.005 | 1 | 365 | 14.8671 | 0.80247 | 15 | 0.66952
14309 | 17.595 | 1 | 365 | 20.1143 | 0.32098 | 20 | 0.43524
14291 | 13.515 | 1 | 365 | 15.4501 | 0.97119 | 16 | 0.42127
15717 | 10.71 | 1 | 365 | 12.2435 | 0.54321 | 12 | 0.78667
14178 | 11.475 | 1 | 365 | 13.118 | 0.29629 | 13 | 0.41428
12818 | 9.69 | 1 | 365 | 11.0774 | 0.20576 | 11 | 0.28317
12834 | 4.32 | 1 | 365 | 4.9385 | 0.89978 | 5 | 0.83832
14400 | 13.475 | 1 | 365 | 15.4044 | 0.87953 | 16 | 0.28388
15122 | 5.355 | 1 | 365 | 6.1217 | 0.2716 | 6 | 0.39333
14316 | 11.22 | 1 | 365 | 12.8265 | 0.71193 | 13 | 0.53841
14252 | 13.515 | 1 | 365 | 15.4501 | 0.97119 | 16 | 0.42127
14312 | 10.965 | 1 | 365 | 12.535 | 0.12757 | 12 | 0.66254
14838 | 10.2 | 1 | 365 | 11.6604 | 0.37448 | 12 | 0.034919
15074 | 12.75 | 1 | 365 | 14.5755 | 0.2181 | 14 | 0.79365
16323 | 16.065 | 1 | 365 | 18.3652 | 0.81481 | 19 | 0.18
16339 | 10.965 | 1 | 365 | 12.535 | 0.12757 | 12 | 0.66254
14765 | 10.71 | 1 | 365 | 12.2435 | 0.54321 | 12 | 0.78667
16407 | 15.81 | 1 | 365 | 18.0737 | 0.23045 | 18 | 0.30412
14737 | 10.75 | 1 | 365 | 12.2892 | 0.63487 | 12 | 0.92406
15203 | 11.475 | 1 | 365 | 13.118 | 0.29629 | 13 | 0.41428
15849 | 11.73 | 1 | 365 | 13.4095 | 0.88066 | 14 | 0.29016
14393 | 10.045 | 1 | 365 | 11.4832 | 0.019283 | 11 | 0.50253
16355 | 10.965 | 1 | 365 | 12.535 | 0.12757 | 12 | 0.66254
16455 | 10.445 | 1 | 365 | 11.9405 | 0.93593 | 12 | 0.87644
15591 | 10.71 | 1 | 365 | 12.2435 | 0.54321 | 12 | 0.78667
16336 | 13.77 | 1 | 365 | 15.7416 | 0.55555 | 16 | 0.29714
16342 | 12.25 | 1 | 365 | 14.004 | 0.072296 | 14 | 0.076251
16350 | 14.025 | 1 | 365 | 16.0331 | 0.13991 | 16 | 0.17301
16403 | 13.005 | 1 | 365 | 14.8671 | 0.80247 | 15 | 0.66952
16499 | 17.5 | 1 | 365 | 20.0057 | 0.10328 | 20 | 0.10893
12220 | 3.06 | 1 | 365 | 3.4981 | 0.012345 | 3 | 0.51048
15138 | 7.395 | 1 | 365 | 8.4538 | 0.9465 | 9 | 0.40032
14949 | 5.98 | 1 | 365 | 6.8362 | 0.70386 | 7 | 0.54008
12999 | 7.5 | 1 | 365 | 8.5739 | 0.18712 | 8 | 0.76097
13201 | 10 | 1 | 365 | 11.4318 | 0.91616 | 12 | 0.34796
13241 | 147.82 | 0.9 | 365 | 152.0864 | 0.87201 | 152 | 0.95839
13825 | 8.06 | 1 | 365 | 9.214 | 0.47042 | 9 | 0.68446
13606 | 8.67 | 1 | 365 | 9.9114 | 0.86831 | 10 | 0.77968
13864 | 10.4 | 1 | 365 | 11.8891 | 0.83281 | 12 | 0.72188
12898 | 14.04 | 1 | 365 | 16.0502 | 0.17429 | 16 | 0.22454
13949 | 8.96 | 1 | 365 | 10.2429 | 0.53288 | 10 | 0.77577
18924 | 11.22 | 1 | 365 | 12.8265 | 0.71193 | 13 | 0.53841
8644 | 598.16 | 1 | 365 | 683.8045 | 0.75303 | 684 | 0.55758
14164 | 9 | 1 | 365 | 10.2886 | 0.62454 | 10 | 0.91316
15242 | 8.32 | 1 | 365 | 9.5113 | 0.066245 | 9 | 0.5775
14671 | 15.045 | 1 | 365 | 17.1991 | 0.47736 | 17 | 0.67651
14955 | 9.62 | 1 | 365 | 10.9974 | 0.045346 | 11 | 0.042738
15221 | 7.14 | 1 | 365 | 8.1623 | 0.36214 | 8 | 0.52444
14635 | 15.3 | 1 | 365 | 17.4907 | 0.061725 | 17 | 0.55238
14647 | 4.68 | 1 | 365 | 5.3501 | 0.72476 | 6 | 0.074845
14694 | 3.12 | 1 | 365 | 3.5667 | 0.14984 | 3 | 0.71656
14770 | 2.6 | 1 | 365 | 2.9723 | 0.9582 | 3 | 0.93047
14833 | 3.825 | 1 | 365 | 4.3727 | 0.76543 | 5 | 0.13809
14857 | 3.38 | 1 | 365 | 3.8639 | 0.74566 | 4 | 0.60961
15262 | 7.54 | 1 | 365 | 8.6196 | 0.27878 | 8 | 0.89836
12063 | 5.865 | 1 | 365 | 6.7048 | 0.44033 | 7 | 0.14508
15265 | 6.76 | 1 | 365 | 7.7279 | 0.49132 | 8 | 0.21922
15418 | 8.84 | 1 | 365 | 10.1057 | 0.25789 | 10 | 0.3636
15325 | 9.36 | 1 | 365 | 10.7002 | 0.44953 | 11 | 0.14969
14248 | 9.45 | 1 | 365 | 10.8031 | 0.65577 | 11 | 0.45882
14305 | 2.7 | 1 | 365 | 3.0866 | 0.18736 | 3 | 0.27395
14307 | 2.16 | 1 | 365 | 2.4693 | 0.94989 | 3 | 0.41916
15635 | 2.55 | 1 | 365 | 2.9151 | 0.84362 | 3 | 0.75873
15008 | 6.375 | 1 | 365 | 7.2878 | 0.60905 | 7 | 0.89682
15633 | 4.335 | 1 | 365 | 4.9557 | 0.93416 | 5 | 0.88984
15426 | 3.825 | 1 | 365 | 4.3727 | 0.76543 | 5 | 0.13809
15427 | 4.08 | 1 | 365 | 4.6642 | 0.34979 | 5 | 0.013968
15459 | 8.415 | 1 | 365 | 9.6199 | 0.28395 | 9 | 0.90381
15463 | 10.725 | 1 | 365 | 12.2606 | 0.57758 | 12 | 0.83819
15466 | 23.52 | 1 | 365 | 26.8876 | 0.89881 | 27 | 0.7864
11191 | 7.65 | 1 | 365 | 8.7453 | 0.53086 | 9 | 0.27619
11176 | 4.845 | 1 | 365 | 5.5387 | 0.10288 | 5 | 0.64159
11153 | 9.88 | 1 | 365 | 11.2946 | 0.64117 | 11 | 0.93578
15268 | 6.5 | 1 | 365 | 7.4307 | 0.8955 | 8 | 0.32617
15269 | 10.965 | 1 | 365 | 12.535 | 0.12757 | 12 | 0.66254
15270 | 8.32 | 1 | 365 | 9.5113 | 0.066245 | 9 | 0.5775
15272 | 4.68 | 1 | 365 | 5.3501 | 0.72476 | 6 | 0.074845
15275 | 7.54 | 1 | 365 | 8.6196 | 0.27878 | 8 | 0.89836
15279 | 9.62 | 1 | 365 | 10.9974 | 0.045346 | 11 | 0.042738
15277 | 7.8 | 1 | 365 | 8.9168 | 0.8746 | 9 | 0.79141
15282 | 7.02 | 1 | 365 | 8.0251 | 0.087144 | 8 | 0.11227
15283 | 14.79 | 1 | 365 | 16.9076 | 0.893 | 17 | 0.80063
15286 | 5.2 | 1 | 365 | 5.9445 | 0.9164 | 6 | 0.86094
15289 | 6.63 | 1 | 365 | 7.5793 | 0.19341 | 7 | 0.7727
15301 | 5.2 | 1 | 365 | 5.9445 | 0.9164 | 6 | 0.86094
15302 | 4.59 | 1 | 365 | 5.2472 | 0.51852 | 5 | 0.76571
15303 | 4.335 | 1 | 365 | 4.9557 | 0.93416 | 5 | 0.88984
14313 | 6.12 | 1 | 365 | 6.9963 | 0.02469 | 7 | 0.020952
15304 | 5.72 | 1 | 365 | 6.539 | 0.10804 | 6 | 0.64703
15305 | 3.5 | 1 | 365 | 4.0011 | 0.020656 | 4 | 0.021786
15307 | 7.395 | 1 | 365 | 8.4538 | 0.9465 | 9 | 0.40032
15308 | 13.26 | 1 | 365 | 15.1586 | 0.38683 | 15 | 0.54539
15310 | 2.805 | 1 | 365 | 3.2066 | 0.42798 | 3 | 0.6346
15311 | 3.12 | 1 | 365 | 3.5667 | 0.14984 | 3 | 0.71656
15313 | 17 | 1 | 365 | 19.4341 | 0.95747 | 20 | 0.39153
12740 | 2.75 | 1 | 365 | 3.1437 | 0.30194 | 3 | 0.44569
15317 | 5.72 | 1 | 365 | 6.539 | 0.10804 | 6 | 0.64703
15318 | 10.2 | 1 | 365 | 11.6604 | 0.37448 | 12 | 0.034919
15320 | 3.8 | 1 | 365 | 4.3441 | 0.70814 | 5 | 0.052225
15663 | 11.34 | 1 | 365 | 12.9637 | 0.98693 | 13 | 0.95059
15321 | 3.38 | 1 | 365 | 3.8639 | 0.74566 | 4 | 0.60961
15664 | 8.925 | 1 | 365 | 10.2029 | 0.45267 | 10 | 0.65555
15324 | 13.005 | 1 | 365 | 14.8671 | 0.80247 | 15 | 0.66952
15327 | 3.06 | 1 | 365 | 3.4981 | 0.012345 | 3 | 0.51048
15665 | 4.32 | 1 | 365 | 4.9385 | 0.89978 | 5 | 0.83832
15328 | 14.79 | 1 | 365 | 16.9076 | 0.893 | 17 | 0.80063
15666 | 7.29 | 1 | 365 | 8.3338 | 0.70588 | 9 | 0.039663
15333 | 9.1 | 1 | 365 | 10.4029 | 0.85371 | 11 | 0.25664
15335 | 11.44 | 1 | 365 | 13.078 | 0.21609 | 13 | 0.29407
15720 | 6.885 | 1 | 365 | 7.8708 | 0.77778 | 8 | 0.64857
15343 | 5.2 | 1 | 365 | 5.9445 | 0.9164 | 6 | 0.86094
15777 | 3.84 | 1 | 365 | 4.3898 | 0.79981 | 5 | 0.18962
15349 | 8.415 | 1 | 365 | 9.6199 | 0.28395 | 9 | 0.90381
15351 | 5.61 | 1 | 365 | 6.4132 | 0.85597 | 7 | 0.26921
15766 | 31.392 | 0.9 | 365 | 32.298 | 0.74457 | 33 | 0.042604
15834 | 5.559 | 1 | 365 | 6.3549 | 0.73909 | 7 | 0.094031
15712 | 3.06 | 1 | 365 | 3.4981 | 0.012345 | 3 | 0.51048
15612 | 6.76 | 1 | 365 | 7.7279 | 0.49132 | 8 | 0.21922
12902 | 3.315 | 1 | 365 | 3.7896 | 0.59671 | 4 | 0.38635
15850 | 9.975 | 1 | 365 | 11.4032 | 0.85887 | 12 | 0.26209
11900 | 4.9 | 1 | 365 | 5.6016 | 0.22892 | 5 | 0.8305
11957 | 13 | 1 | 365 | 14.8613 | 0.79101 | 15 | 0.65235
15859 | 7.14 | 1 | 365 | 8.1623 | 0.36214 | 8 | 0.52444
11963 | 7.905 | 1 | 365 | 9.0368 | 0.11522 | 9 | 0.15206
11966 | 6.25 | 1 | 365 | 7.1449 | 0.3226 | 7 | 0.46747
15860 | 9.99 | 1 | 365 | 11.4204 | 0.89324 | 12 | 0.31361
11946 | 9.18 | 1 | 365 | 10.4944 | 0.037035 | 10 | 0.53143
11969 | 13.515 | 1 | 365 | 15.4501 | 0.97119 | 16 | 0.42127
15864 | 6.12 | 1 | 365 | 6.9963 | 0.02469 | 7 | 0.020952
11972 | 7.28 | 1 | 365 | 8.3224 | 0.68296 | 9 | 0.0053149
11968 | 4.59 | 1 | 365 | 5.2472 | 0.51852 | 5 | 0.76571
15937 | 13.26 | 1 | 365 | 15.1586 | 0.38683 | 15 | 0.54539
11973 | 4.16 | 1 | 365 | 4.7556 | 0.53312 | 5 | 0.28875
15903 | 7.395 | 1 | 365 | 8.4538 | 0.9465 | 9 | 0.40032
11981 | 8.32 | 1 | 365 | 9.5113 | 0.066245 | 9 | 0.5775
15950 | 4.59 | 1 | 365 | 5.2472 | 0.51852 | 5 | 0.76571
11985 | 3.9 | 1 | 365 | 4.4584 | 0.9373 | 5 | 0.3957
15951 | 6.63 | 1 | 365 | 7.5793 | 0.19341 | 7 | 0.7727
11992 | 7.905 | 1 | 365 | 9.0368 | 0.11522 | 9 | 0.15206
15981 | 22 | 1 | 365 | 25.15 | 0.41555 | 25 | 0.56551
11995 | 6.76 | 1 | 365 | 7.7279 | 0.49132 | 8 | 0.21922
15994 | 13.16 | 1 | 365 | 15.0442 | 0.15767 | 15 | 0.20192
12000 | 9.1 | 1 | 365 | 10.4029 | 0.85371 | 11 | 0.25664
15998 | 3.06 | 1 | 365 | 3.4981 | 0.012345 | 3 | 0.51048
12003 | 4.24 | 1 | 365 | 4.8471 | 0.71645 | 5 | 0.56354
16001 | 7.5 | 1 | 365 | 8.5739 | 0.18712 | 8 | 0.76097
12011 | 7.8 | 1 | 365 | 8.9168 | 0.8746 | 9 | 0.79141
16002 | 3.25 | 1 | 365 | 3.7153 | 0.44775 | 4 | 0.16309
12068 | 12.75 | 1 | 365 | 14.5755 | 0.2181 | 14 | 0.79365
12071 | 14.79 | 1 | 365 | 16.9076 | 0.893 | 17 | 0.80063
16006 | 6.75 | 1 | 365 | 7.7165 | 0.46841 | 8 | 0.18487
11878 | 11.475 | 1 | 365 | 13.118 | 0.29629 | 13 | 0.41428
11818 | 7.8 | 1 | 365 | 8.9168 | 0.8746 | 9 | 0.79141
16011 | 4.25 | 1 | 365 | 4.8585 | 0.73937 | 5 | 0.59788
11880 | 9.69 | 1 | 365 | 11.0774 | 0.20576 | 11 | 0.28317
16016 | 8.5 | 1 | 365 | 9.717 | 0.47874 | 10 | 0.19577
11843 | 6.24 | 1 | 365 | 7.1334 | 0.29968 | 7 | 0.43313
16014 | 5.25 | 1 | 365 | 6.0017 | 0.030984 | 6 | 0.032679
11881 | 8.84 | 1 | 365 | 10.1057 | 0.25789 | 10 | 0.3636
16019 | 7.75 | 1 | 365 | 8.8596 | 0.76002 | 9 | 0.61967
16021 | 4.5 | 1 | 365 | 5.1443 | 0.31227 | 5 | 0.45658
11882 | 11.7 | 1 | 365 | 13.3752 | 0.81191 | 14 | 0.18711
15984 | 3.12 | 1 | 365 | 3.5667 | 0.14984 | 3 | 0.71656
11884 | 14.82 | 1 | 365 | 16.9419 | 0.96175 | 17 | 0.90368
16018 | 9.18 | 1 | 365 | 10.4944 | 0.037035 | 10 | 0.53143
11902 | 7.28 | 1 | 365 | 8.3224 | 0.68296 | 9 | 0.0053149
11903 | 4.68 | 1 | 365 | 5.3501 | 0.72476 | 6 | 0.074845
15992 | 7.65 | 1 | 365 | 8.7453 | 0.53086 | 9 | 0.27619
11904 | 3.38 | 1 | 365 | 3.8639 | 0.74566 | 4 | 0.60961
15442 | 4.68 | 1 | 365 | 5.3501 | 0.72476 | 6 | 0.074845
11909 | 6.76 | 1 | 365 | 7.7279 | 0.49132 | 8 | 0.21922
15444 | 5.2 | 1 | 365 | 5.9445 | 0.9164 | 6 | 0.86094
13574 | 5.72 | 1 | 365 | 6.539 | 0.10804 | 6 | 0.64703
15447 | 3.9 | 1 | 365 | 4.4584 | 0.9373 | 5 | 0.3957
11911 | 6.24 | 1 | 365 | 7.1334 | 0.29968 | 7 | 0.43313
11914 | 6.76 | 1 | 365 | 7.7279 | 0.49132 | 8 | 0.21922
15448 | 12.74 | 1 | 365 | 14.5641 | 0.19519 | 14 | 0.7593
15450 | 5.46 | 1 | 365 | 6.2418 | 0.51222 | 6 | 0.75399
15449 | 5.46 | 1 | 365 | 6.2418 | 0.51222 | 6 | 0.75399
15454 | 5.61 | 1 | 365 | 6.4132 | 0.85597 | 7 | 0.26921
15456 | 10.92 | 1 | 365 | 12.4835 | 0.024447 | 12 | 0.50797
15458 | 7.54 | 1 | 365 | 8.6196 | 0.27878 | 8 | 0.89836
16164 | 5.1 | 1 | 365 | 5.8302 | 0.68724 | 6 | 0.51746
15462 | 6.12 | 1 | 365 | 6.9963 | 0.02469 | 7 | 0.020952
15464 | 7.8 | 1 | 365 | 8.9168 | 0.8746 | 9 | 0.79141
15469 | 10.4 | 1 | 365 | 11.8891 | 0.83281 | 12 | 0.72188
15468 | 7.395 | 1 | 365 | 8.4538 | 0.9465 | 9 | 0.40032
15467 | 6.76 | 1 | 365 | 7.7279 | 0.49132 | 8 | 0.21922
16206 | 8.175 | 1 | 365 | 9.3455 | 0.73396 | 10 | 0.079457
15474 | 10.92 | 1 | 365 | 12.4835 | 0.024447 | 12 | 0.50797
16209 | 7.905 | 1 | 365 | 9.0368 | 0.11522 | 9 | 0.15206
15475 | 4.42 | 1 | 365 | 5.0529 | 0.12894 | 5 | 0.1818
16507 | 6.12 | 1 | 365 | 6.9963 | 0.02469 | 7 | 0.020952
16066 | 7.395 | 1 | 365 | 8.4538 | 0.9465 | 9 | 0.40032
16069 | 6.63 | 1 | 365 | 7.5793 | 0.19341 | 7 | 0.7727
16212 | 2.34 | 1 | 365 | 2.675 | 0.36238 | 3 | 0.037423
16491 | 3.825 | 1 | 365 | 4.3727 | 0.76543 | 5 | 0.13809
16255 | 5.865 | 1 | 365 | 6.7048 | 0.44033 | 7 | 0.14508
16199 | 17.85 | 1 | 365 | 20.4058 | 0.90535 | 21 | 0.31111
15844 | 4.335 | 1 | 365 | 4.9557 | 0.93416 | 5 | 0.88984
16073 | 5.355 | 1 | 365 | 6.1217 | 0.2716 | 6 | 0.39333
16114 | 7.65 | 1 | 365 | 8.7453 | 0.53086 | 9 | 0.27619
16217 | 4.335 | 1 | 365 | 4.9557 | 0.93416 | 5 | 0.88984
16514 | 3.825 | 1 | 365 | 4.3727 | 0.76543 | 5 | 0.13809
16540 | 6.63 | 1 | 365 | 7.5793 | 0.19341 | 7 | 0.7727
16200 | 4.16 | 1 | 365 | 4.7556 | 0.53312 | 5 | 0.28875
16587 | 7.65 | 1 | 365 | 8.7453 | 0.53086 | 9 | 0.27619
16504 | 8.5 | 1 | 365 | 9.717 | 0.47874 | 10 | 0.19577
16628 | 7.395 | 1 | 365 | 8.4538 | 0.9465 | 9 | 0.40032
16601 | 7.02 | 1 | 365 | 8.0251 | 0.087144 | 8 | 0.11227
15638 | 8.67 | 1 | 365 | 9.9114 | 0.86831 | 10 | 0.77968
16539 | 5.335 | 1 | 365 | 6.0989 | 0.22577 | 6 | 0.32464
16256 | 6.12 | 1 | 365 | 6.9963 | 0.02469 | 7 | 0.020952
16259 | 6.63 | 1 | 365 | 7.5793 | 0.19341 | 7 | 0.7727
16579 | 9.1 | 1 | 365 | 10.4029 | 0.85371 | 11 | 0.25664
16075 | 8.415 | 1 | 365 | 9.6199 | 0.28395 | 9 | 0.90381
16580 | 13.005 | 1 | 365 | 14.8671 | 0.80247 | 15 | 0.66952
16519 | 6.885 | 1 | 365 | 7.8708 | 0.77778 | 8 | 0.64857
16627 | 15.555 | 1 | 365 | 17.7822 | 0.64609 | 18 | 0.42825
16057 | 6.885 | 1 | 365 | 7.8708 | 0.77778 | 8 | 0.64857
16625 | 8.67 | 1 | 365 | 9.9114 | 0.86831 | 10 | 0.77968
16602 | 7.65 | 1 | 365 | 8.7453 | 0.53086 | 9 | 0.27619
15423 | 8.67 | 1 | 365 | 9.9114 | 0.86831 | 10 | 0.77968
15432 | 7.02 | 1 | 365 | 8.0251 | 0.087144 | 8 | 0.11227
15433 | 7.8 | 1 | 365 | 8.9168 | 0.8746 | 9 | 0.79141
15436 | 3.9 | 1 | 365 | 4.4584 | 0.9373 | 5 | 0.3957
15441 | 7.28 | 1 | 365 | 8.3224 | 0.68296 | 9 | 0.0053149
19445 | 4.86 | 1 | 365 | 5.5559 | 0.13725 | 5 | 0.69311
15435 | 10.2 | 1 | 365 | 11.6604 | 0.37448 | 12 | 0.034919
15608 | 5.4 | 1 | 365 | 6.1732 | 0.37473 | 6 | 0.5479
15609 | 8.64 | 1 | 365 | 9.8771 | 0.79956 | 10 | 0.67664
15616 | 3.6 | 1 | 365 | 4.1154 | 0.24982 | 4 | 0.36527
15618 | 4.08 | 1 | 365 | 4.6642 | 0.34979 | 5 | 0.013968
15438 | 4.16 | 1 | 365 | 4.7556 | 0.53312 | 5 | 0.28875
15623 | 5.61 | 1 | 365 | 6.4132 | 0.85597 | 7 | 0.26921
15443 | 3.12 | 1 | 365 | 3.5667 | 0.14984 | 3 | 0.71656
15676 | 5.355 | 1 | 365 | 6.1217 | 0.2716 | 6 | 0.39333
15705 | 3.06 | 1 | 365 | 3.4981 | 0.012345 | 3 | 0.51048
15451 | 2.86 | 1 | 365 | 3.2695 | 0.55402 | 3 | 0.82352
15455 | 5.355 | 1 | 365 | 6.1217 | 0.2716 | 6 | 0.39333
15035 | 7.47 | 1 | 365 | 8.5396 | 0.11837 | 8 | 0.65793
15460 | 9.1 | 1 | 365 | 10.4029 | 0.85371 | 11 | 0.25664
15480 | 8.58 | 1 | 365 | 9.8085 | 0.66207 | 10 | 0.47055
15471 | 4.845 | 1 | 365 | 5.5387 | 0.10288 | 5 | 0.64159
16211 | 7.65 | 1 | 365 | 8.7453 | 0.53086 | 9 | 0.27619
15482 | 7.54 | 1 | 365 | 8.6196 | 0.27878 | 8 | 0.89836
15485 | 3.38 | 1 | 365 | 3.8639 | 0.74566 | 4 | 0.60961
15487 | 11.7 | 1 | 365 | 13.3752 | 0.81191 | 14 | 0.18711
16250 | 4.5 | 1 | 365 | 5.1443 | 0.31227 | 5 | 0.45658
15489 | 3.12 | 1 | 365 | 3.5667 | 0.14984 | 3 | 0.71656
16253 | 9.25 | 1 | 365 | 10.5744 | 0.19745 | 10 | 0.77186
15492 | 5.98 | 1 | 365 | 6.8362 | 0.70386 | 7 | 0.54008
15494 | 7.02 | 1 | 365 | 8.0251 | 0.087144 | 8 | 0.11227
15498 | 5.98 | 1 | 365 | 6.8362 | 0.70386 | 7 | 0.54008
15496 | 7.54 | 1 | 365 | 8.6196 | 0.27878 | 8 | 0.89836
15500 | 7.54 | 1 | 365 | 8.6196 | 0.27878 | 8 | 0.89836
16272 | 6.12 | 1 | 365 | 6.9963 | 0.02469 | 7 | 0.020952
16273 | 5.355 | 1 | 365 | 6.1217 | 0.2716 | 6 | 0.39333
16274 | 7.14 | 1 | 365 | 8.1623 | 0.36214 | 8 | 0.52444
16275 | 17.331 | 1 | 365 | 19.8125 | 0.716 | 20 | 0.52845
16276 | 17.385 | 1 | 365 | 19.8742 | 0.83974 | 20 | 0.71393
16282 | 3.825 | 1 | 365 | 4.3727 | 0.76543 | 5 | 0.13809
16289 | 6 | 1 | 365 | 6.8591 | 0.7497 | 7 | 0.60878
16292 | 8.67 | 1 | 365 | 9.9114 | 0.86831 | 10 | 0.77968
16293 | 10.455 | 1 | 365 | 11.9519 | 0.95885 | 12 | 0.91079
15501 | 10.14 | 1 | 365 | 11.5918 | 0.23699 | 11 | 0.82883
16301 | 9.945 | 1 | 365 | 11.3689 | 0.79012 | 12 | 0.15905
16281 | 9.45 | 1 | 365 | 10.8031 | 0.65577 | 11 | 0.45882
15502 | 5.61 | 1 | 365 | 6.4132 | 0.85597 | 7 | 0.26921
15503 | 4.335 | 1 | 365 | 4.9557 | 0.93416 | 5 | 0.88984
16309 | 5.1 | 1 | 365 | 5.8302 | 0.68724 | 6 | 0.51746
16310 | 3 | 1 | 365 | 3.4295 | 0.87485 | 4 | 0.30439
15505 | 3.64 | 1 | 365 | 4.1612 | 0.34148 | 4 | 0.50266
16312 | 4.845 | 1 | 365 | 5.5387 | 0.10288 | 5 | 0.64159
16340 | 10.8 | 1 | 365 | 12.3463 | 0.74945 | 13 | 0.095797
16302 | 8 | 1 | 365 | 9.1454 | 0.33293 | 9 | 0.47837
16311 | 5.2 | 1 | 365 | 5.9445 | 0.9164 | 6 | 0.86094
14216 | 17.595 | 1 | 365 | 20.1143 | 0.32098 | 20 | 0.43524
15508 | 7.14 | 1 | 365 | 8.1623 | 0.36214 | 8 | 0.52444
15509 | 3.06 | 1 | 365 | 3.4981 | 0.012345 | 3 | 0.51048
16354 | 5.865 | 1 | 365 | 6.7048 | 0.44033 | 7 | 0.14508
16372 | 9.72 | 1 | 365 | 11.1117 | 0.27451 | 11 | 0.38622
16376 | 8 | 1 | 365 | 9.1454 | 0.33293 | 9 | 0.47837
16404 | 8.91 | 1 | 365 | 10.1857 | 0.4183 | 10 | 0.60403
16406 | 11.22 | 1 | 365 | 12.8265 | 0.71193 | 13 | 0.53841
16414 | 20.79 | 1 | 365 | 23.7667 | 0.6427 | 24 | 0.40941
15511 | 2.86 | 1 | 365 | 3.2695 | 0.55402 | 3 | 0.82352
16420 | 6.75 | 1 | 365 | 7.7165 | 0.46841 | 8 | 0.18487
16434 | 6.63 | 1 | 365 | 7.5793 | 0.19341 | 7 | 0.7727
16422 | 4.32 | 1 | 365 | 4.9385 | 0.89978 | 5 | 0.83832
16446 | 5 | 1 | 365 | 5.7159 | 0.45808 | 6 | 0.17398
16430 | 4.8 | 1 | 365 | 5.4873 | 0.99976 | 6 | 0.48702
16432 | 2.7 | 1 | 365 | 3.0866 | 0.18736 | 3 | 0.27395
15512 | 2.86 | 1 | 365 | 3.2695 | 0.55402 | 3 | 0.82352
16461 | 3.57 | 1 | 365 | 4.0812 | 0.18107 | 4 | 0.26222
16462 | 5.1 | 1 | 365 | 5.8302 | 0.68724 | 6 | 0.51746
16464 | 9.18 | 1 | 365 | 10.4944 | 0.037035 | 10 | 0.53143
15514 | 4.68 | 1 | 365 | 5.3501 | 0.72476 | 6 | 0.074845
15518 | 4.16 | 1 | 365 | 4.7556 | 0.53312 | 5 | 0.28875
16469 | 7.65 | 1 | 365 | 8.7453 | 0.53086 | 9 | 0.27619
16470 | 6.48 | 1 | 365 | 7.4078 | 0.84967 | 8 | 0.25748
16473 | 7.65 | 1 | 365 | 8.7453 | 0.53086 | 9 | 0.27619
16475 | 5.865 | 1 | 365 | 6.7048 | 0.44033 | 7 | 0.14508
15520 | 7.54 | 1 | 365 | 8.6196 | 0.27878 | 8 | 0.89836
15550 | 4.42 | 1 | 365 | 5.0529 | 0.12894 | 5 | 0.1818
15554 | 2.915 | 1 | 365 | 3.3324 | 0.68006 | 4 | 0.01243
15557 | 6.885 | 1 | 365 | 7.8708 | 0.77778 | 8 | 0.64857
15560 | 11.44 | 1 | 365 | 13.078 | 0.21609 | 13 | 0.29407
15561 | 2.34 | 1 | 365 | 2.675 | 0.36238 | 3 | 0.037423
15564 | 9.88 | 1 | 365 | 11.2946 | 0.64117 | 11 | 0.93578
15566 | 6.885 | 1 | 365 | 7.8708 | 0.77778 | 8 | 0.64857
15568 | 13.005 | 1 | 365 | 14.8671 | 0.80247 | 15 | 0.66952
15569 | 3.38 | 1 | 365 | 3.8639 | 0.74566 | 4 | 0.60961
15571 | 4.94 | 1 | 365 | 5.6473 | 0.32058 | 5 | 0.96789
15572 | 3.64 | 1 | 365 | 4.1612 | 0.34148 | 4 | 0.50266
15573 | 5.98 | 1 | 365 | 6.8362 | 0.70386 | 7 | 0.54008
15578 | 4.68 | 1 | 365 | 5.3501 | 0.72476 | 6 | 0.074845
15585 | 7.65 | 1 | 365 | 8.7453 | 0.53086 | 9 | 0.27619
15625 | 5.72 | 1 | 365 | 6.539 | 0.10804 | 6 | 0.64703
15679 | 4.68 | 1 | 365 | 5.3501 | 0.72476 | 6 | 0.074845
15738 | 14.82 | 1 | 365 | 16.9419 | 0.96175 | 17 | 0.90368
15758 | 6.76 | 1 | 365 | 7.7279 | 0.49132 | 8 | 0.21922
15626 | 5.46 | 1 | 365 | 6.2418 | 0.51222 | 6 | 0.75399
15465 | 6.12 | 1 | 365 | 6.9963 | 0.02469 | 7 | 0.020952
16008 | 6.5 | 1 | 365 | 7.4307 | 0.8955 | 8 | 0.32617
14858 | 6.375 | 1 | 365 | 7.2878 | 0.60905 | 7 | 0.89682
12185 | 9 | 1 | 365 | 10.2886 | 0.62454 | 10 | 0.91316
12846 | 11.18 | 1 | 365 | 12.7808 | 0.62027 | 13 | 0.40102
14975 | 7.395 | 1 | 365 | 8.4538 | 0.9465 | 9 | 0.40032
10993 | 8.1 | 1 | 365 | 9.2598 | 0.56209 | 9 | 0.82185
15194 | 5.1 | 1 | 365 | 5.8302 | 0.68724 | 6 | 0.51746
15288 | 11.055 | 1 | 365 | 12.6379 | 0.33381 | 12 | 0.97167
16197 | 7.2 | 1 | 365 | 8.2309 | 0.49964 | 8 | 0.73053
16417 | 6.05 | 1 | 365 | 6.9162 | 0.86428 | 7 | 0.78052
16298 | 7.32 | 1 | 365 | 8.3681 | 0.77463 | 9 | 0.14271
15134 | 5.67 | 1 | 365 | 6.4818 | 0.99346 | 7 | 0.47529
14623 | 12.74 | 1 | 365 | 14.5641 | 0.19519 | 14 | 0.7593
16324 | 12.24 | 1 | 365 | 13.9925 | 0.04938 | 14 | 0.041903
16428 | 11.25 | 1 | 365 | 12.8608 | 0.78068 | 13 | 0.64146
16410 | 13.005 | 1 | 365 | 14.8671 | 0.80247 | 15 | 0.66952
16440 | 10.75 | 1 | 365 | 12.2892 | 0.63487 | 12 | 0.92406
14832 | 13.005 | 1 | 365 | 14.8671 | 0.80247 | 15 | 0.66952
16379 | 11.515 | 1 | 365 | 13.1637 | 0.38796 | 13 | 0.55168
14469 | 10.965 | 1 | 365 | 12.535 | 0.12757 | 12 | 0.66254
15767 | 10.455 | 1 | 365 | 11.9519 | 0.95885 | 12 | 0.91079
16359 | 12.75 | 1 | 365 | 14.5755 | 0.2181 | 14 | 0.79365
15867 | 11.985 | 1 | 365 | 13.701 | 0.46502 | 14 | 0.16603
14629 | 15.81 | 1 | 365 | 18.0737 | 0.23045 | 18 | 0.30412
16358 | 11.5 | 1 | 365 | 13.1466 | 0.35358 | 13 | 0.50015
16343 | 17.595 | 1 | 365 | 20.1143 | 0.32098 | 20 | 0.43524
16450 | 10 | 1 | 365 | 11.4318 | 0.91616 | 12 | 0.34796
16458 | 17.595 | 1 | 365 | 20.1143 | 0.32098 | 20 | 0.43524
16449 | 11.22 | 1 | 365 | 12.8265 | 0.71193 | 13 | 0.53841
14710 | 10.2 | 1 | 365 | 11.6604 | 0.37448 | 12 | 0.034919
16511 | 17.4 | 1 | 365 | 19.8913 | 0.87412 | 20 | 0.76545
16398 | 11.27 | 1 | 365 | 12.8836 | 0.82651 | 13 | 0.71015
15605 | 11.475 | 1 | 365 | 13.118 | 0.29629 | 13 | 0.41428
16370 | 11.22 | 1 | 365 | 12.8265 | 0.71193 | 13 | 0.53841
16444 | 11.73 | 1 | 365 | 13.4095 | 0.88066 | 14 | 0.29016
14168 | 10.71 | 1 | 365 | 12.2435 | 0.54321 | 12 | 0.78667
14175 | 16.065 | 1 | 365 | 18.3652 | 0.81481 | 19 | 0.18
16357 | 11.22 | 1 | 365 | 12.8265 | 0.71193 | 13 | 0.53841
15806 | 11.44 | 1 | 365 | 13.078 | 0.21609 | 13 | 0.29407
16405 | 11.73 | 1 | 365 | 13.4095 | 0.88066 | 14 | 0.29016
16506 | 3.64 | 1 | 365 | 4.1612 | 0.34148 | 4 | 0.50266
16557 | 3 | 1 | 365 | 3.4295 | 0.87485 | 4 | 0.30439
16171 | 8.58 | 1 | 365 | 9.8085 | 0.66207 | 10 | 0.47055
16520 | 7.29 | 1 | 365 | 8.3338 | 0.70588 | 9 | 0.039663
16521 | 6.21 | 1 | 365 | 7.0991 | 0.23094 | 7 | 0.33008
16485 | 17.25 | 1 | 365 | 19.7199 | 0.53038 | 20 | 0.25023
16518 | 13 | 1 | 365 | 14.8613 | 0.79101 | 15 | 0.65235
14152 | 10 | 1 | 365 | 11.4318 | 0.91616 | 12 | 0.34796
16486 | 10.965 | 1 | 365 | 12.535 | 0.12757 | 12 | 0.66254
16489 | 11 | 1 | 365 | 12.575 | 0.20778 | 12 | 0.78276
16315 | 10.965 | 1 | 365 | 12.535 | 0.12757 | 12 | 0.66254
14211 | 10.71 | 1 | 365 | 12.2435 | 0.54321 | 12 | 0.78667
14213 | 10.71 | 1 | 365 | 12.2435 | 0.54321 | 12 | 0.78667
16427 | 10.2 | 1 | 365 | 11.6604 | 0.37448 | 12 | 0.034919
14208 | 10.2 | 1 | 365 | 11.6604 | 0.37448 | 12 | 0.034919
14206 | 11.475 | 1 | 365 | 13.118 | 0.29629 | 13 | 0.41428
14855 | 10.2 | 1 | 365 | 11.6604 | 0.37448 | 12 | 0.034919
16369 | 10.71 | 1 | 365 | 12.2435 | 0.54321 | 12 | 0.78667
14171 | 10.2 | 1 | 365 | 11.6604 | 0.37448 | 12 | 0.034919
16536 | 12.24 | 1 | 365 | 13.9925 | 0.04938 | 14 | 0.041903
14217 | 12.75 | 1 | 365 | 14.5755 | 0.2181 | 14 | 0.79365
14730 | 12 | 1 | 365 | 13.7182 | 0.49939 | 14 | 0.21755
16531 | 4.8 | 1 | 365 | 5.4873 | 0.99976 | 6 | 0.48702
16541 | 7.2 | 1 | 365 | 8.2309 | 0.49964 | 8 | 0.73053
16542 | 6.885 | 1 | 365 | 7.8708 | 0.77778 | 8 | 0.64857
15613 | 5.4 | 1 | 365 | 6.1732 | 0.37473 | 6 | 0.5479
16545 | 4.8 | 1 | 365 | 5.4873 | 0.99976 | 6 | 0.48702
16546 | 4.59 | 1 | 365 | 5.2472 | 0.51852 | 5 | 0.76571
16549 | 6.375 | 1 | 365 | 7.2878 | 0.60905 | 7 | 0.89682
16550 | 7.395 | 1 | 365 | 8.4538 | 0.9465 | 9 | 0.40032
16962 | 8.16 | 1 | 365 | 9.3283 | 0.69959 | 10 | 0.027935
16552 | 8.64 | 1 | 365 | 9.8771 | 0.79956 | 10 | 0.67664
16556 | 9.18 | 1 | 365 | 10.4944 | 0.037035 | 10 | 0.53143
16562 | 6.12 | 1 | 365 | 6.9963 | 0.02469 | 7 | 0.020952
16386 | 9.18 | 1 | 365 | 10.4944 | 0.037035 | 10 | 0.53143
16932 | 7.54 | 1 | 365 | 8.6196 | 0.27878 | 8 | 0.89836
16923 | 4.08 | 1 | 365 | 4.6642 | 0.34979 | 5 | 0.013968
16925 | 6.12 | 1 | 365 | 6.9963 | 0.02469 | 7 | 0.020952
16931 | 10.455 | 1 | 365 | 11.9519 | 0.95885 | 12 | 0.91079
16763 | 3.06 | 1 | 365 | 3.4981 | 0.012345 | 3 | 0.51048
16851 | 4.08 | 1 | 365 | 4.6642 | 0.34979 | 5 | 0.013968
16846 | 6.885 | 1 | 365 | 7.8708 | 0.77778 | 8 | 0.64857
15772 | 10.25 | 1 | 365 | 11.7176 | 0.48906 | 12 | 0.20666
15595 | 4.16 | 1 | 365 | 4.7556 | 0.53312 | 5 | 0.28875
15617 | 8.415 | 1 | 365 | 9.6199 | 0.28395 | 9 | 0.90381
16888 | 3.825 | 1 | 365 | 4.3727 | 0.76543 | 5 | 0.13809
16895 | 2.86 | 1 | 365 | 3.2695 | 0.55402 | 3 | 0.82352
15583 | 5.61 | 1 | 365 | 6.4132 | 0.85597 | 7 | 0.26921
14301 | 15.3 | 1 | 365 | 17.4907 | 0.061725 | 17 | 0.55238
16911 | 7.65 | 1 | 365 | 8.7453 | 0.53086 | 9 | 0.27619
16855 | 3.185 | 1 | 365 | 3.641 | 0.2988 | 3 | 0.93983
16887 | 9.18 | 1 | 365 | 10.4944 | 0.037035 | 10 | 0.53143
16416 | 6.375 | 1 | 365 | 7.2878 | 0.60905 | 7 | 0.89682
16853 | 4.42 | 1 | 365 | 5.0529 | 0.12894 | 5 | 0.1818
15727 | 9.62 | 1 | 365 | 10.9974 | 0.045346 | 11 | 0.042738
16837 | 8.16 | 1 | 365 | 9.3283 | 0.69959 | 10 | 0.027935
16841 | 9.1 | 1 | 365 | 10.4029 | 0.85371 | 11 | 0.25664
16604 | 14.84 | 1 | 365 | 16.9648 | 0.0075814 | 16 | 0.97237
16834 | 8.06 | 1 | 365 | 9.214 | 0.47042 | 9 | 0.68446
16839 | 12.495 | 1 | 365 | 14.284 | 0.63374 | 14 | 0.91778
16615 | 10.08 | 1 | 365 | 11.5233 | 0.099489 | 11 | 0.62274
16617 | 5.5 | 1 | 365 | 6.2875 | 0.60389 | 6 | 0.89138
16718 | 6.12 | 1 | 365 | 6.9963 | 0.02469 | 7 | 0.020952
16823 | 9.945 | 1 | 365 | 11.3689 | 0.79012 | 12 | 0.15905
13942 | 6.12 | 1 | 365 | 6.9963 | 0.02469 | 7 | 0.020952
16634 | 1 | 1 | 365 | 1.1432 | 0.29162 | 1 | 0.4348
15898 | 13.005 | 1 | 365 | 14.8671 | 0.80247 | 15 | 0.66952
16476 | 44.88 | 0.9 | 365 | 46.1753 | 0.56295 | 46 | 0.73828
16509 | 4.5 | 1 | 365 | 5.1443 | 0.31227 | 5 | 0.45658
16674 | 2.04 | 1 | 365 | 2.3321 | 0.6749 | 3 | 0.0069838
16535 | 4.335 | 1 | 365 | 4.9557 | 0.93416 | 5 | 0.88984
16574 | 2.6 | 1 | 365 | 2.9723 | 0.9582 | 3 | 0.93047
16572 | 2.55 | 1 | 365 | 2.9151 | 0.84362 | 3 | 0.75873
16619 | 5.6 | 1 | 365 | 6.4018 | 0.83305 | 7 | 0.23486
16573 | 6.885 | 1 | 365 | 7.8708 | 0.77778 | 8 | 0.64857
16650 | 9.72 | 1 | 365 | 11.1117 | 0.27451 | 11 | 0.38622
16644 | 8.37 | 1 | 365 | 9.5684 | 0.18083 | 9 | 0.74924
16676 | 5.04 | 1 | 365 | 5.7616 | 0.54974 | 6 | 0.31137
16681 | 5.52 | 1 | 365 | 6.3104 | 0.64972 | 6 | 0.96007
16703 | 8.54 | 1 | 365 | 9.7628 | 0.5704 | 10 | 0.33316
16704 | 3.57 | 1 | 365 | 4.0812 | 0.18107 | 4 | 0.26222
16708 | 6.9 | 1 | 365 | 7.8879 | 0.81215 | 8 | 0.70009
16706 | 10.455 | 1 | 365 | 11.9519 | 0.95885 | 12 | 0.91079
16732 | 8.835 | 1 | 365 | 10.1 | 0.24643 | 10 | 0.34642
16736 | 3.84 | 1 | 365 | 4.3898 | 0.79981 | 5 | 0.18962
16737 | 3.84 | 1 | 365 | 4.3898 | 0.79981 | 5 | 0.18962
16739 | 6.72 | 1 | 365 | 7.6822 | 0.39966 | 8 | 0.081829
16743 | 4.08 | 1 | 365 | 4.6642 | 0.34979 | 5 | 0.013968
15955 | 7.83 | 1 | 365 | 8.9511 | 0.94335 | 9 | 0.89445
16746 | 8.32 | 1 | 365 | 9.5113 | 0.066245 | 9 | 0.5775
16571 | 4.08 | 1 | 365 | 4.6642 | 0.34979 | 5 | 0.013968
16632 | 12.495 | 1 | 365 | 14.284 | 0.63374 | 14 | 0.91778
16047 | 8.415 | 1 | 365 | 9.6199 | 0.28395 | 9 | 0.90381
16652 | 4.08 | 1 | 365 | 4.6642 | 0.34979 | 5 | 0.013968
16087 | 6.63 | 1 | 365 | 7.5793 | 0.19341 | 7 | 0.7727
16678 | 6.63 | 1 | 365 | 7.5793 | 0.19341 | 7 | 0.7727
16679 | 4.08 | 1 | 365 | 4.6642 | 0.34979 | 5 | 0.013968
16754 | 9.35 | 1 | 365 | 10.6887 | 0.42661 | 11 | 0.11534
15792 | 17.595 | 1 | 365 | 20.1143 | 0.32098 | 20 | 0.43524
16762 | 6.885 | 1 | 365 | 7.8708 | 0.77778 | 8 | 0.64857
16724 | 6.5 | 1 | 365 | 7.4307 | 0.8955 | 8 | 0.32617
16715 | 7.25 | 1 | 365 | 8.2881 | 0.61422 | 8 | 0.90227
16682 | 3.924 | 1 | 365 | 4.4858 | 0.9923 | 5 | 0.47814
11179 | 8.58 | 1 | 365 | 9.8085 | 0.66207 | 10 | 0.47055
16749 | 4.32 | 1 | 365 | 4.9385 | 0.89978 | 5 | 0.83832
16750 | 5.7 | 1 | 365 | 6.5161 | 0.062211 | 6 | 0.57834
16752 | 6.12 | 1 | 365 | 6.9963 | 0.02469 | 7 | 0.020952
16785 | 3.84 | 1 | 365 | 4.3898 | 0.79981 | 5 | 0.18962
16786 | 2.88 | 1 | 365 | 3.2924 | 0.59985 | 3 | 0.89221
16788 | 6 | 1 | 365 | 6.8591 | 0.7497 | 7 | 0.60878
16808 | 5.886 | 1 | 365 | 6.7288 | 0.48845 | 7 | 0.21721
16809 | 4.8 | 1 | 365 | 5.4873 | 0.99976 | 6 | 0.48702
16811 | 3.06 | 1 | 365 | 3.4981 | 0.012345 | 3 | 0.51048
16813 | 6 | 1 | 365 | 6.8591 | 0.7497 | 7 | 0.60878
16978 | 3.06 | 1 | 365 | 3.4981 | 0.012345 | 3 | 0.51048
16828 | 5.355 | 1 | 365 | 6.1217 | 0.2716 | 6 | 0.39333
16969 | 5.865 | 1 | 365 | 6.7048 | 0.44033 | 7 | 0.14508
16829 | 6.48 | 1 | 365 | 7.4078 | 0.84967 | 8 | 0.25748
16928 | 4.845 | 1 | 365 | 5.5387 | 0.10288 | 5 | 0.64159
16831 | 4.5 | 1 | 365 | 5.1443 | 0.31227 | 5 | 0.45658
16952 | 7.28 | 1 | 365 | 8.3224 | 0.68296 | 9 | 0.0053149
15797 | 5.355 | 1 | 365 | 6.1217 | 0.2716 | 6 | 0.39333
16569 | 6.885 | 1 | 365 | 7.8708 | 0.77778 | 8 | 0.64857
16079 | 10.71 | 1 | 365 | 12.2435 | 0.54321 | 12 | 0.78667
16800 | 7.905 | 1 | 365 | 9.0368 | 0.11522 | 9 | 0.15206
16548 | 4.59 | 1 | 365 | 5.2472 | 0.51852 | 5 | 0.76571
16852 | 8.16 | 1 | 365 | 9.3283 | 0.69959 | 10 | 0.027935
16610 | 4.845 | 1 | 365 | 5.5387 | 0.10288 | 5 | 0.64159
16612 | 12.74 | 1 | 365 | 14.5641 | 0.19519 | 14 | 0.7593
16765 | 9.69 | 1 | 365 | 11.0774 | 0.20576 | 11 | 0.28317
16616 | 5.61 | 1 | 365 | 6.4132 | 0.85597 | 7 | 0.26921
16662 | 3.78 | 1 | 365 | 4.3212 | 0.66231 | 4 | 0.98353
16798 | 10.4 | 1 | 365 | 11.8891 | 0.83281 | 12 | 0.72188
16653 | 10.02 | 1 | 365 | 11.4547 | 0.96199 | 12 | 0.41666
16797 | 13.515 | 1 | 365 | 15.4501 | 0.97119 | 16 | 0.42127
15012 | 9.72 | 1 | 365 | 11.1117 | 0.27451 | 11 | 0.38622
15116 | 8.1 | 1 | 365 | 9.2598 | 0.56209 | 9 | 0.82185
15019 | 12.75 | 1 | 365 | 14.5755 | 0.2181 | 14 | 0.79365
15114 | 5.1 | 1 | 365 | 5.8302 | 0.68724 | 6 | 0.51746
15387 | 6.76 | 1 | 365 | 7.7279 | 0.49132 | 8 | 0.21922
15319 | 8.58 | 1 | 365 | 9.8085 | 0.66207 | 10 | 0.47055
15326 | 9.18 | 1 | 365 | 10.4944 | 0.037035 | 10 | 0.53143
15330 | 8.32 | 1 | 365 | 9.5113 | 0.066245 | 9 | 0.5775
15332 | 9.62 | 1 | 365 | 10.9974 | 0.045346 | 11 | 0.042738
15336 | 4.16 | 1 | 365 | 4.7556 | 0.53312 | 5 | 0.28875
15428 | 4.94 | 1 | 365 | 5.6473 | 0.32058 | 5 | 0.96789
14878 | 8.415 | 1 | 365 | 9.6199 | 0.28395 | 9 | 0.90381
15341 | 2.6 | 1 | 365 | 2.9723 | 0.9582 | 3 | 0.93047
15430 | 8.06 | 1 | 365 | 9.214 | 0.47042 | 9 | 0.68446
12454 | 195.24 | 0.9 | 365 | 200.875 | 0.6736 | 201 | 0.54861
14735 | 6.96 | 1 | 365 | 7.9565 | 0.94965 | 8 | 0.90618
11550 | 267.75 | 0.9 | 365 | 275.4778 | 0.22217 | 275 | 0.69997
13567 | 7.1 | 1 | 365 | 8.1166 | 0.27047 | 8 | 0.38705
15163 | 14.25 | 1 | 365 | 16.2903 | 0.65553 | 16 | 0.94584
15340 | 9.88 | 1 | 365 | 11.2946 | 0.64117 | 11 | 0.93578
14602 | 7.02 | 1 | 365 | 8.0251 | 0.087144 | 8 | 0.11227
13540 | 7.29 | 1 | 365 | 8.3338 | 0.70588 | 9 | 0.039663
15437 | 10.2 | 1 | 365 | 11.6604 | 0.37448 | 12 | 0.034919
16244 | 10.175 | 1 | 365 | 11.6319 | 0.31719 | 11 | 0.94905
16058 | 7.56 | 1 | 365 | 8.6424 | 0.32462 | 8 | 0.96706
16027 | 7.5 | 1 | 365 | 8.5739 | 0.18712 | 8 | 0.76097
16121 | 7.47 | 1 | 365 | 8.5396 | 0.11837 | 8 | 0.65793
16111 | 4.4 | 1 | 365 | 5.03 | 0.08311 | 5 | 0.1131
16122 | 7.14 | 1 | 365 | 8.1623 | 0.36214 | 8 | 0.52444
15953 | 8.4 | 1 | 365 | 9.6027 | 0.24957 | 9 | 0.85229
16294 | 7.2 | 1 | 365 | 8.2309 | 0.49964 | 8 | 0.73053
15292 | 7.805 | 1 | 365 | 8.9225 | 0.88606 | 9 | 0.80858
16245 | 6 | 1 | 365 | 6.8591 | 0.7497 | 7 | 0.60878
16246 | 6 | 1 | 365 | 6.8591 | 0.7497 | 7 | 0.60878
16599 | 6 | 1 | 365 | 6.8591 | 0.7497 | 7 | 0.60878
16249 | 4.2 | 1 | 365 | 4.8014 | 0.62479 | 5 | 0.42614
14993 | 267.75 | 0.9 | 365 | 275.4778 | 0.22217 | 275 | 0.69997
16366 | 25.96 | 0.9 | 365 | 26.7093 | 0.54132 | 27 | 0.25057
5034 | 10 | 1 | 365 | 11.4318 | 0.91616 | 12 | 0.34796
15267 | 10.66 | 1 | 365 | 12.1863 | 0.42863 | 12 | 0.61493
15226 | 3.12 | 1 | 365 | 3.5667 | 0.14984 | 3 | 0.71656
15553 | 6.63 | 1 | 365 | 7.5793 | 0.19341 | 7 | 0.7727
16767 | 16.32 | 1 | 365 | 18.6567 | 0.39917 | 19 | 0.055871
16770 | 5.61 | 1 | 365 | 6.4132 | 0.85597 | 7 | 0.26921
16810 | 5.355 | 1 | 365 | 6.1217 | 0.2716 | 6 | 0.39333
16802 | 11.22 | 1 | 365 | 12.8265 | 0.71193 | 13 | 0.53841
16822 | 3.825 | 1 | 365 | 4.3727 | 0.76543 | 5 | 0.13809
16817 | 7.65 | 1 | 365 | 8.7453 | 0.53086 | 9 | 0.27619
16806 | 8.415 | 1 | 365 | 9.6199 | 0.28395 | 9 | 0.90381
16805 | 6.5 | 1 | 365 | 7.4307 | 0.8955 | 8 | 0.32617
16804 | 4.335 | 1 | 365 | 4.9557 | 0.93416 | 5 | 0.88984
16824 | 8.16 | 1 | 365 | 9.3283 | 0.69959 | 10 | 0.027935
16814 | 5.355 | 1 | 365 | 6.1217 | 0.2716 | 6 | 0.39333
16815 | 8.925 | 1 | 365 | 10.2029 | 0.45267 | 10 | 0.65555
16883 | 7.5 | 1 | 365 | 8.5739 | 0.18712 | 8 | 0.76097
16880 | 8.5 | 1 | 365 | 9.717 | 0.47874 | 10 | 0.19577
16882 | 4.05 | 1 | 365 | 4.6299 | 0.28104 | 4 | 0.91092
16875 | 8.25 | 1 | 365 | 9.4312 | 0.90583 | 10 | 0.33707
16893 | 4.41 | 1 | 365 | 5.0414 | 0.10603 | 5 | 0.14745
16889 | 11.75 | 1 | 365 | 13.4324 | 0.92649 | 14 | 0.35885
16896 | 4 | 1 | 365 | 4.5727 | 0.16646 | 4 | 0.73918
16898 | 3.5 | 1 | 365 | 4.0011 | 0.020656 | 4 | 0.021786
16899 | 5.5 | 1 | 365 | 6.2875 | 0.60389 | 6 | 0.89138
16901 | 7 | 1 | 365 | 8.0023 | 0.041312 | 8 | 0.043572
16825 | 24.6 | 1 | 365 | 28.1222 | 0.37375 | 28 | 0.49598
16862 | 9.8 | 1 | 365 | 11.2032 | 0.45784 | 11 | 0.661
16945 | 5.46 | 1 | 365 | 6.2418 | 0.51222 | 6 | 0.75399
16946 | 8.48 | 1 | 365 | 9.6942 | 0.4329 | 10 | 0.12707
16947 | 7.56 | 1 | 365 | 8.6424 | 0.32462 | 8 | 0.96706
16955 | 8.37 | 1 | 365 | 9.5684 | 0.18083 | 9 | 0.74924
16967 | 7.29 | 1 | 365 | 8.3338 | 0.70588 | 9 | 0.039663
16972 | 10.455 | 1 | 365 | 11.9519 | 0.95885 | 12 | 0.91079
16987 | 7.29 | 1 | 365 | 8.3338 | 0.70588 | 9 | 0.039663
16994 | 10.965 | 1 | 365 | 12.535 | 0.12757 | 12 | 0.66254
16995 | 6.375 | 1 | 365 | 7.2878 | 0.60905 | 7 | 0.89682
17012 | 7.02 | 1 | 365 | 8.0251 | 0.087144 | 8 | 0.11227
17017 | 9.72 | 1 | 365 | 11.1117 | 0.27451 | 11 | 0.38622
15809 | 32 | 0.9 | 365 | 32.9236 | 0.99854 | 33 | 0.92212
16904 | 6.76 | 1 | 365 | 7.7279 | 0.49132 | 8 | 0.21922
17002 | 15.08 | 1 | 365 | 17.2392 | 0.55757 | 17 | 0.79672
17026 | 2.6 | 1 | 365 | 2.9723 | 0.9582 | 3 | 0.93047
17053 | 6.5 | 1 | 365 | 7.4307 | 0.8955 | 8 | 0.32617
17055 | 13.005 | 1 | 365 | 14.8671 | 0.80247 | 15 | 0.66952
17060 | 8.25 | 1 | 365 | 9.4312 | 0.90583 | 10 | 0.33707
17063 | 5.2 | 1 | 365 | 5.9445 | 0.9164 | 6 | 0.86094
17064 | 10.4 | 1 | 365 | 11.8891 | 0.83281 | 12 | 0.72188
17065 | 7.02 | 1 | 365 | 8.0251 | 0.087144 | 8 | 0.11227
16974 | 8.67 | 1 | 365 | 9.9114 | 0.86831 | 10 | 0.77968
17086 | 9.9 | 1 | 365 | 11.3175 | 0.687 | 12 | 0.0044804
17089 | 9.12 | 1 | 365 | 10.4258 | 0.89954 | 11 | 0.32534
17090 | 5.985 | 1 | 365 | 6.8419 | 0.71532 | 7 | 0.55725
17094 | 7.5 | 1 | 365 | 8.5739 | 0.18712 | 8 | 0.76097
17104 | 9.36 | 1 | 365 | 10.7002 | 0.44953 | 11 | 0.14969
17107 | 5.5 | 1 | 365 | 6.2875 | 0.60389 | 6 | 0.89138
17109 | 8.84 | 1 | 365 | 10.1057 | 0.25789 | 10 | 0.3636
17111 | 2.805 | 1 | 365 | 3.2066 | 0.42798 | 3 | 0.6346
17115 | 6.24 | 1 | 365 | 7.1334 | 0.29968 | 7 | 0.43313
17118 | 4.68 | 1 | 365 | 5.3501 | 0.72476 | 6 | 0.074845
17120 | 3.12 | 1 | 365 | 3.5667 | 0.14984 | 3 | 0.71656
17124 | 7.02 | 1 | 365 | 8.0251 | 0.087144 | 8 | 0.11227
17123 | 6.16 | 1 | 365 | 7.042 | 0.11635 | 7 | 0.15834
17133 | 2.86 | 1 | 365 | 3.2695 | 0.55402 | 3 | 0.82352
17131 | 2.86 | 1 | 365 | 3.2695 | 0.55402 | 3 | 0.82352
17134 | 4.845 | 1 | 365 | 5.5387 | 0.10288 | 5 | 0.64159
17136 | 6.5 | 1 | 365 | 7.4307 | 0.8955 | 8 | 0.32617
17139 | 12.75 | 1 | 365 | 14.5755 | 0.2181 | 14 | 0.79365
17141 | 8.58 | 1 | 365 | 9.8085 | 0.66207 | 10 | 0.47055
17143 | 14.16 | 1 | 365 | 16.1874 | 0.44928 | 16 | 0.63671
17144 | 7.28 | 1 | 365 | 8.3224 | 0.68296 | 9 | 0.0053149
17145 | 10.14 | 1 | 365 | 11.5918 | 0.23699 | 11 | 0.82883
17147 | 3.9 | 1 | 365 | 4.4584 | 0.9373 | 5 | 0.3957
17150 | 11.96 | 1 | 365 | 13.6724 | 0.40773 | 14 | 0.08016
17152 | 4.42 | 1 | 365 | 5.0529 | 0.12894 | 5 | 0.1818
17149 | 8.04 | 1 | 365 | 9.1912 | 0.42459 | 9 | 0.61576
17180 | 5.72 | 1 | 365 | 6.539 | 0.10804 | 6 | 0.64703
17181 | 10.14 | 1 | 365 | 11.5918 | 0.23699 | 11 | 0.82883
17182 | 5.98 | 1 | 365 | 6.8362 | 0.70386 | 7 | 0.54008
17183 | 7.02 | 1 | 365 | 8.0251 | 0.087144 | 8 | 0.11227
17184 | 5.1 | 1 | 365 | 5.8302 | 0.68724 | 6 | 0.51746
17185 | 5.61 | 1 | 365 | 6.4132 | 0.85597 | 7 | 0.26921
17190 | 3.12 | 1 | 365 | 3.5667 | 0.14984 | 3 | 0.71656
17194 | 6.24 | 1 | 365 | 7.1334 | 0.29968 | 7 | 0.43313
17196 | 5.46 | 1 | 365 | 6.2418 | 0.51222 | 6 | 0.75399
17198 | 13.78 | 1 | 365 | 15.753 | 0.57847 | 16 | 0.33149
17200 | 3.12 | 1 | 365 | 3.5667 | 0.14984 | 3 | 0.71656
17202 | 6.24 | 1 | 365 | 7.1334 | 0.29968 | 7 | 0.43313
17203 | 6.12 | 1 | 365 | 6.9963 | 0.02469 | 7 | 0.020952
17204 | 6.63 | 1 | 365 | 7.5793 | 0.19341 | 7 | 0.7727
17207 | 8.84 | 1 | 365 | 10.1057 | 0.25789 | 10 | 0.3636
17209 | 4.16 | 1 | 365 | 4.7556 | 0.53312 | 5 | 0.28875
17210 | 10.92 | 1 | 365 | 12.4835 | 0.024447 | 12 | 0.50797
17212 | 5.2 | 1 | 365 | 5.9445 | 0.9164 | 6 | 0.86094
17215 | 4.42 | 1 | 365 | 5.0529 | 0.12894 | 5 | 0.1818
17220 | 6.63 | 1 | 365 | 7.5793 | 0.19341 | 7 | 0.7727
17223 | 5.2 | 1 | 365 | 5.9445 | 0.9164 | 6 | 0.86094
14382 | 2.295 | 1 | 365 | 2.6236 | 0.25926 | 2 | 0.88286
17225 | 8.415 | 1 | 365 | 9.6199 | 0.28395 | 9 | 0.90381
14718 | 5 | 1 | 365 | 5.7159 | 0.45808 | 6 | 0.17398
17228 | 4.59 | 1 | 365 | 5.2472 | 0.51852 | 5 | 0.76571
17229 | 4.68 | 1 | 365 | 5.3501 | 0.72476 | 6 | 0.074845
14876 | 7.02 | 1 | 365 | 8.0251 | 0.087144 | 8 | 0.11227
14868 | 8.67 | 1 | 365 | 9.9114 | 0.86831 | 10 | 0.77968
15210 | 12.24 | 1 | 365 | 13.9925 | 0.04938 | 14 | 0.041903
17232 | 5.72 | 1 | 365 | 6.539 | 0.10804 | 6 | 0.64703
17233 | 5.865 | 1 | 365 | 6.7048 | 0.44033 | 7 | 0.14508
17234 | 6.24 | 1 | 365 | 7.1334 | 0.29968 | 7 | 0.43313
17235 | 6.5 | 1 | 365 | 7.4307 | 0.8955 | 8 | 0.32617
17237 | 6.76 | 1 | 365 | 7.7279 | 0.49132 | 8 | 0.21922
17068 | 2.08 | 1 | 365 | 2.3778 | 0.76656 | 3 | 0.14438
17154 | 9.88 | 1 | 365 | 11.2946 | 0.64117 | 11 | 0.93578
17346 | 10.71 | 1 | 365 | 12.2435 | 0.54321 | 12 | 0.78667
17352 | 7.14 | 1 | 365 | 8.1623 | 0.36214 | 8 | 0.52444
17349 | 6.375 | 1 | 365 | 7.2878 | 0.60905 | 7 | 0.89682
17351 | 2.805 | 1 | 365 | 3.2066 | 0.42798 | 3 | 0.6346
17355 | 9.69 | 1 | 365 | 11.0774 | 0.20576 | 11 | 0.28317
17319 | 4.25 | 1 | 365 | 4.8585 | 0.73937 | 5 | 0.59788
17323 | 13 | 1 | 365 | 14.8613 | 0.79101 | 15 | 0.65235
17325 | 8.75 | 1 | 365 | 10.0028 | 0.05164 | 10 | 0.054465
17328 | 8.75 | 1 | 365 | 10.0028 | 0.05164 | 10 | 0.054465
17330 | 5.25 | 1 | 365 | 6.0017 | 0.030984 | 6 | 0.032679
17333 | 6.5 | 1 | 365 | 7.4307 | 0.8955 | 8 | 0.32617
17353 | 6 | 1 | 365 | 6.8591 | 0.7497 | 7 | 0.60878
17357 | 10.26 | 1 | 365 | 11.729 | 0.51198 | 12 | 0.24101
17359 | 4.5 | 1 | 365 | 5.1443 | 0.31227 | 5 | 0.45658
17399 | 4.59 | 1 | 365 | 5.2472 | 0.51852 | 5 | 0.76571
17451 | 7.395 | 1 | 365 | 8.4538 | 0.9465 | 9 | 0.40032
17476 | 7.905 | 1 | 365 | 9.0368 | 0.11522 | 9 | 0.15206
17481 | 8.37 | 1 | 365 | 9.5684 | 0.18083 | 9 | 0.74924
17609 | 19 | 1 | 365 | 21.7204 | 0.5407 | 22 | 0.26112
17634 | 11.07 | 1 | 365 | 12.655 | 0.36819 | 13 | 0.023192
17665 | 5.4 | 1 | 365 | 6.1732 | 0.37473 | 6 | 0.5479
13788 | 8.925 | 1 | 365 | 10.2029 | 0.45267 | 10 | 0.65555
17703 | 3.85 | 1 | 365 | 4.4012 | 0.82272 | 5 | 0.22396
12439 | 14.28 | 1 | 365 | 16.3246 | 0.72428 | 17 | 0.048887
17892 | 3.6 | 1 | 365 | 4.1154 | 0.24982 | 4 | 0.36527
17912 | 13.734 | 1 | 365 | 15.7004 | 0.47305 | 16 | 0.17349
17925 | 4.32 | 1 | 365 | 4.9385 | 0.89978 | 5 | 0.83832
17929 | 3.06 | 1 | 365 | 3.4981 | 0.012345 | 3 | 0.51048
17930 | 4.335 | 1 | 365 | 4.9557 | 0.93416 | 5 | 0.88984
17972 | 7.194 | 1 | 365 | 8.224 | 0.48589 | 8 | 0.70992
16071 | 8 | 1 | 365 | 9.1454 | 0.33293 | 9 | 0.47837
17977 | 7.2 | 1 | 365 | 8.2309 | 0.49964 | 8 | 0.73053
17982 | 3.6 | 1 | 365 | 4.1154 | 0.24982 | 4 | 0.36527
17985 | 5.76 | 1 | 365 | 6.5847 | 0.19971 | 6 | 0.78442
17995 | 5.28 | 1 | 365 | 6.036 | 0.099732 | 6 | 0.13572
18000 | 3.135 | 1 | 365 | 3.5839 | 0.18422 | 3 | 0.76809
18012 | 11.76 | 1 | 365 | 13.4438 | 0.9494 | 14 | 0.3932
18110 | 9 | 1 | 365 | 10.2886 | 0.62454 | 10 | 0.91316
18022 | 9.81 | 1 | 365 | 11.2146 | 0.48075 | 11 | 0.69535
18029 | 5.1 | 1 | 365 | 5.8302 | 0.68724 | 6 | 0.51746
18032 | 6.12 | 1 | 365 | 6.9963 | 0.02469 | 7 | 0.020952
18039 | 2.88 | 1 | 365 | 3.2924 | 0.59985 | 3 | 0.89221
18041 | 7.14 | 1 | 365 | 8.1623 | 0.36214 | 8 | 0.52444
18043 | 7.2 | 1 | 365 | 8.2309 | 0.49964 | 8 | 0.73053
18045 | 6.24 | 1 | 365 | 7.1334 | 0.29968 | 7 | 0.43313
18075 | 5.61 | 1 | 365 | 6.4132 | 0.85597 | 7 | 0.26921
18071 | 4.8 | 1 | 365 | 5.4873 | 0.99976 | 6 | 0.48702
18122 | 4.32 | 1 | 365 | 4.9385 | 0.89978 | 5 | 0.83832
18126 | 4.8 | 1 | 365 | 5.4873 | 0.99976 | 6 | 0.48702
18129 | 5.28 | 1 | 365 | 6.036 | 0.099732 | 6 | 0.13572
18144 | 4.32 | 1 | 365 | 4.9385 | 0.89978 | 5 | 0.83832
18149 | 6.72 | 1 | 365 | 7.6822 | 0.39966 | 8 | 0.081829
18159 | 3.825 | 1 | 365 | 4.3727 | 0.76543 | 5 | 0.13809
18162 | 6.24 | 1 | 365 | 7.1334 | 0.29968 | 7 | 0.43313
18163 | 5.76 | 1 | 365 | 6.5847 | 0.19971 | 6 | 0.78442
18164 | 6 | 1 | 365 | 6.8591 | 0.7497 | 7 | 0.60878
16130 | 4.08 | 1 | 365 | 4.6642 | 0.34979 | 5 | 0.013968
18169 | 5.28 | 1 | 365 | 6.036 | 0.099732 | 6 | 0.13572
18170 | 8.7 | 1 | 365 | 9.9457 | 0.93706 | 10 | 0.88273
13973 | 4.68 | 1 | 365 | 5.3501 | 0.72476 | 6 | 0.074845
18173 | 5.04 | 1 | 365 | 5.7616 | 0.54974 | 6 | 0.31137
15271 | 6.24 | 1 | 365 | 7.1334 | 0.29968 | 7 | 0.43313
15273 | 2.6 | 1 | 365 | 2.9723 | 0.9582 | 3 | 0.93047
15229 | 6.76 | 1 | 365 | 7.7279 | 0.49132 | 8 | 0.21922
15276 | 15.08 | 1 | 365 | 17.2392 | 0.55757 | 17 | 0.79672
15245 | 14.56 | 1 | 365 | 16.6447 | 0.36593 | 17 | 0.01063
18183 | 4.335 | 1 | 365 | 4.9557 | 0.93416 | 5 | 0.88984
15249 | 5.355 | 1 | 365 | 6.1217 | 0.2716 | 6 | 0.39333
15523 | 7.02 | 1 | 365 | 8.0251 | 0.087144 | 8 | 0.11227
15453 | 5.72 | 1 | 365 | 6.539 | 0.10804 | 6 | 0.64703
15472 | 5.72 | 1 | 365 | 6.539 | 0.10804 | 6 | 0.64703
18187 | 5.865 | 1 | 365 | 6.7048 | 0.44033 | 7 | 0.14508
18188 | 4.59 | 1 | 365 | 5.2472 | 0.51852 | 5 | 0.76571
18189 | 10.455 | 1 | 365 | 11.9519 | 0.95885 | 12 | 0.91079
15445 | 2.86 | 1 | 365 | 3.2695 | 0.55402 | 3 | 0.82352
15439 | 6.24 | 1 | 365 | 7.1334 | 0.29968 | 7 | 0.43313
18157 | 6.12 | 1 | 365 | 6.9963 | 0.02469 | 7 | 0.020952
15434 | 11.96 | 1 | 365 | 13.6724 | 0.40773 | 14 | 0.08016
15551 | 9.1 | 1 | 365 | 10.4029 | 0.85371 | 11 | 0.25664
18190 | 3.06 | 1 | 365 | 3.4981 | 0.012345 | 3 | 0.51048
16124 | 6.6 | 1 | 365 | 7.545 | 0.12467 | 7 | 0.66965
18192 | 6.3 | 1 | 365 | 7.202 | 0.43718 | 7 | 0.63921
18195 | 8.88 | 1 | 365 | 10.1514 | 0.34955 | 10 | 0.50099
18196 | 5.1 | 1 | 365 | 5.8302 | 0.68724 | 6 | 0.51746
18200 | 2.88 | 1 | 365 | 3.2924 | 0.59985 | 3 | 0.89221
18201 | 7.44 | 1 | 365 | 8.5053 | 0.049623 | 8 | 0.55488
18176 | 6.72 | 1 | 365 | 7.6822 | 0.39966 | 8 | 0.081829
18202 | 3.6 | 1 | 365 | 4.1154 | 0.24982 | 4 | 0.36527
18203 | 7.44 | 1 | 365 | 8.5053 | 0.049623 | 8 | 0.55488
18206 | 3.57 | 1 | 365 | 4.0812 | 0.18107 | 4 | 0.26222
18207 | 4.08 | 1 | 365 | 4.6642 | 0.34979 | 5 | 0.013968
18209 | 3.25 | 1 | 365 | 3.7153 | 0.44775 | 4 | 0.16309
18210 | 8.829 | 1 | 365 | 10.0931 | 0.23268 | 10 | 0.32581
18211 | 6.12 | 1 | 365 | 6.9963 | 0.02469 | 7 | 0.020952
18213 | 6.48 | 1 | 365 | 7.4078 | 0.84967 | 8 | 0.25748
18214 | 3.57 | 1 | 365 | 4.0812 | 0.18107 | 4 | 0.26222
18223 | 3.36 | 1 | 365 | 3.8411 | 0.69983 | 4 | 0.54091
18225 | 6.72 | 1 | 365 | 7.6822 | 0.39966 | 8 | 0.081829
18226 | 5.232 | 1 | 365 | 5.9811 | 0.98973 | 6 | 0.97085
18227 | 4.8 | 1 | 365 | 5.4873 | 0.99976 | 6 | 0.48702
18229 | 4.5 | 1 | 365 | 5.1443 | 0.31227 | 5 | 0.45658
18230 | 3.6 | 1 | 365 | 4.1154 | 0.24982 | 4 | 0.36527
18232 | 2.75 | 1 | 365 | 3.1437 | 0.30194 | 3 | 0.44569
18234 | 4.48 | 1 | 365 | 5.1214 | 0.26644 | 5 | 0.38789
18236 | 4.8 | 1 | 365 | 5.4873 | 0.99976 | 6 | 0.48702
18237 | 4 | 1 | 365 | 4.5727 | 0.16646 | 4 | 0.73918
18238 | 3.5 | 1 | 365 | 4.0011 | 0.020656 | 4 | 0.021786
18239 | 3.84 | 1 | 365 | 4.3898 | 0.79981 | 5 | 0.18962
18240 | 9.81 | 1 | 365 | 11.2146 | 0.48075 | 11 | 0.69535
18241 | 4.05 | 1 | 365 | 4.6299 | 0.28104 | 4 | 0.91092
18248 | 7.68 | 1 | 365 | 8.7796 | 0.59961 | 9 | 0.37923
18249 | 7 | 1 | 365 | 8.0023 | 0.041312 | 8 | 0.043572
18250 | 7.935 | 1 | 365 | 9.0711 | 0.18397 | 9 | 0.25511
18251 | 12 | 1 | 365 | 13.7182 | 0.49939 | 14 | 0.21755
18253 | 3.12 | 1 | 365 | 3.5667 | 0.14984 | 3 | 0.71656
16973 | 15.3 | 1 | 365 | 17.4907 | 0.061725 | 17 | 0.55238
18254 | 7.92 | 1 | 365 | 9.054 | 0.1496 | 9 | 0.20358
18255 | 5.52 | 1 | 365 | 6.3104 | 0.64972 | 6 | 0.96007
18257 | 4.25 | 1 | 365 | 4.8585 | 0.73937 | 5 | 0.59788
17080 | 5.1 | 1 | 365 | 5.8302 | 0.68724 | 6 | 0.51746
17078 | 5.865 | 1 | 365 | 6.7048 | 0.44033 | 7 | 0.14508
18260 | 7.68 | 1 | 365 | 8.7796 | 0.59961 | 9 | 0.37923
18261 | 7.68 | 1 | 365 | 8.7796 | 0.59961 | 9 | 0.37923
18262 | 6.25 | 1 | 365 | 7.1449 | 0.3226 | 7 | 0.46747
18263 | 4.32 | 1 | 365 | 4.9385 | 0.89978 | 5 | 0.83832
18264 | 4.725 | 1 | 365 | 5.4015 | 0.82789 | 6 | 0.22941
18269 | 2.55 | 1 | 365 | 2.9151 | 0.84362 | 3 | 0.75873
18270 | 6.6 | 1 | 365 | 7.545 | 0.12467 | 7 | 0.66965
17214 | 5.865 | 1 | 365 | 6.7048 | 0.44033 | 7 | 0.14508
17396 | 13.005 | 1 | 365 | 14.8671 | 0.80247 | 15 | 0.66952
17580 | 5.865 | 1 | 365 | 6.7048 | 0.44033 | 7 | 0.14508
17584 | 4.08 | 1 | 365 | 4.6642 | 0.34979 | 5 | 0.013968
18284 | 11.76 | 1 | 365 | 13.4438 | 0.9494 | 14 | 0.3932
18287 | 5.76 | 1 | 365 | 6.5847 | 0.19971 | 6 | 0.78442
18288 | 4.5 | 1 | 365 | 5.1443 | 0.31227 | 5 | 0.45658
18304 | 3.375 | 1 | 365 | 3.8582 | 0.7342 | 4 | 0.59244
18310 | 5.28 | 1 | 365 | 6.036 | 0.099732 | 6 | 0.13572
18308 | 4.08 | 1 | 365 | 4.6642 | 0.34979 | 5 | 0.013968
18314 | 3.84 | 1 | 365 | 4.3898 | 0.79981 | 5 | 0.18962
18315 | 5.76 | 1 | 365 | 6.5847 | 0.19971 | 6 | 0.78442
18316 | 8.775 | 1 | 365 | 10.0314 | 0.10893 | 10 | 0.14033
18317 | 4.95 | 1 | 365 | 5.6587 | 0.3435 | 6 | 0.0022402
18321 | 6.3 | 1 | 365 | 7.202 | 0.43718 | 7 | 0.63921
18323 | 13.515 | 1 | 365 | 15.4501 | 0.97119 | 16 | 0.42127
18327 | 5.52 | 1 | 365 | 6.3104 | 0.64972 | 6 | 0.96007
18333 | 5.1 | 1 | 365 | 5.8302 | 0.68724 | 6 | 0.51746
18352 | 6.3 | 1 | 365 | 7.202 | 0.43718 | 7 | 0.63921
18355 | 4.59 | 1 | 365 | 5.2472 | 0.51852 | 5 | 0.76571
18357 | 5 | 1 | 365 | 5.7159 | 0.45808 | 6 | 0.17398
18359 | 4 | 1 | 365 | 4.5727 | 0.16646 | 4 | 0.73918
18360 | 6.3 | 1 | 365 | 7.202 | 0.43718 | 7 | 0.63921
18369 | 7.5 | 1 | 365 | 8.5739 | 0.18712 | 8 | 0.76097
18371 | 3.15 | 1 | 365 | 3.601 | 0.21859 | 3 | 0.81961
18372 | 5.28 | 1 | 365 | 6.036 | 0.099732 | 6 | 0.13572
18375 | 2.88 | 1 | 365 | 3.2924 | 0.59985 | 3 | 0.89221
18378 | 4.725 | 1 | 365 | 5.4015 | 0.82789 | 6 | 0.22941
18480 | 4.2 | 1 | 365 | 4.8014 | 0.62479 | 5 | 0.42614
18495 | 6.48 | 1 | 365 | 7.4078 | 0.84967 | 8 | 0.25748
18146 | 3.36 | 1 | 365 | 3.8411 | 0.69983 | 4 | 0.54091
17904 | 480.985 | 0.9 | 365 | 494.8672 | 0.0096296 | 494 | 0.87682
18543 | 11.115 | 1 | 365 | 12.7064 | 0.47131 | 13 | 0.17776
18546 | 9 | 1 | 365 | 10.2886 | 0.62454 | 10 | 0.91316
18611 | 5.04 | 1 | 365 | 5.7616 | 0.54974 | 6 | 0.31137
18617 | 6 | 1 | 365 | 6.8591 | 0.7497 | 7 | 0.60878
18618 | 4.8 | 1 | 365 | 5.4873 | 0.99976 | 6 | 0.48702
16699 | 110.825 | 0.9 | 365 | 114.0236 | 0.57151 | 114 | 0.59514
17374 | 8.415 | 1 | 365 | 9.6199 | 0.28395 | 9 | 0.90381
18654 | 5.85 | 1 | 365 | 6.6876 | 0.40595 | 7 | 0.093557
18659 | 6.975 | 1 | 365 | 7.9737 | 0.98402 | 8 | 0.9577
18702 | 7.848 | 1 | 365 | 8.9717 | 0.9846 | 9 | 0.95628
18710 | 6.75 | 1 | 365 | 7.7165 | 0.46841 | 8 | 0.18487
18713 | 7.75 | 1 | 365 | 8.8596 | 0.76002 | 9 | 0.61967
18715 | 6 | 1 | 365 | 6.8591 | 0.7497 | 7 | 0.60878
18714 | 6.3 | 1 | 365 | 7.202 | 0.43718 | 7 | 0.63921
15004 | 7.14 | 1 | 365 | 8.1623 | 0.36214 | 8 | 0.52444
18719 | 7.59 | 1 | 365 | 8.6767 | 0.39337 | 9 | 0.070102
17845 | 10.5 | 1 | 365 | 12.0034 | 0.061968 | 12 | 0.065358
17851 | 7.14 | 1 | 365 | 8.1623 | 0.36214 | 8 | 0.52444
17404 | 5.67 | 1 | 365 | 6.4818 | 0.99346 | 7 | 0.47529
17959 | 3.57 | 1 | 365 | 4.0812 | 0.18107 | 4 | 0.26222
18001 | 4.845 | 1 | 365 | 5.5387 | 0.10288 | 5 | 0.64159
18718 | 8.5 | 1 | 365 | 9.717 | 0.47874 | 10 | 0.19577
18078 | 5.28 | 1 | 365 | 6.036 | 0.099732 | 6 | 0.13572
18730 | 9.065 | 1 | 365 | 10.3629 | 0.7735 | 11 | 0.13643
18736 | 6.5 | 1 | 365 | 7.4307 | 0.8955 | 8 | 0.32617
18077 | 12.69 | 1 | 365 | 14.507 | 0.080607 | 14 | 0.58756
18099 | 7.15 | 1 | 365 | 8.1737 | 0.38505 | 8 | 0.55879
18731 | 8.58 | 1 | 365 | 9.8085 | 0.66207 | 10 | 0.47055
18741 | 4 | 1 | 365 | 4.5727 | 0.16646 | 4 | 0.73918
18740 | 10.75 | 1 | 365 | 12.2892 | 0.63487 | 12 | 0.92406
18742 | 3.75 | 1 | 365 | 4.2869 | 0.59356 | 4 | 0.88049
18743 | 6.5 | 1 | 365 | 7.4307 | 0.8955 | 8 | 0.32617
18746 | 11.25 | 1 | 365 | 12.8608 | 0.78068 | 13 | 0.64146
18748 | 5.25 | 1 | 365 | 6.0017 | 0.030984 | 6 | 0.032679
18753 | 7 | 1 | 365 | 8.0023 | 0.041312 | 8 | 0.043572
18750 | 10.5 | 1 | 365 | 12.0034 | 0.061968 | 12 | 0.065358
18757 | 6.75 | 1 | 365 | 7.7165 | 0.46841 | 8 | 0.18487
18758 | 10.25 | 1 | 365 | 11.7176 | 0.48906 | 12 | 0.20666
18760 | 7 | 1 | 365 | 8.0023 | 0.041312 | 8 | 0.043572
18761 | 8.75 | 1 | 365 | 10.0028 | 0.05164 | 10 | 0.054465
18764 | 10.98 | 1 | 365 | 12.5521 | 0.16194 | 12 | 0.71406
18768 | 7.5 | 1 | 365 | 8.5739 | 0.18712 | 8 | 0.76097
18771 | 13 | 1 | 365 | 14.8613 | 0.79101 | 15 | 0.65235
18171 | 6.12 | 1 | 365 | 6.9963 | 0.02469 | 7 | 0.020952
18786 | 10.675 | 1 | 365 | 12.2034 | 0.463 | 12 | 0.66645
18792 | 5.52 | 1 | 365 | 6.3104 | 0.64972 | 6 | 0.96007
18805 | 6 | 1 | 365 | 6.8591 | 0.7497 | 7 | 0.60878
18794 | 5.4 | 1 | 365 | 6.1732 | 0.37473 | 6 | 0.5479
18807 | 4.8 | 1 | 365 | 5.4873 | 0.99976 | 6 | 0.48702
18422 | 8.67 | 1 | 365 | 9.9114 | 0.86831 | 10 | 0.77968
18883 | 8.925 | 1 | 365 | 10.2029 | 0.45267 | 10 | 0.65555
18886 | 4.05 | 1 | 365 | 4.6299 | 0.28104 | 4 | 0.91092
18893 | 7.14 | 1 | 365 | 8.1623 | 0.36214 | 8 | 0.52444
18798 | 5.04 | 1 | 365 | 5.7616 | 0.54974 | 6 | 0.31137
18800 | 7.56 | 1 | 365 | 8.6424 | 0.32462 | 8 | 0.96706
18802 | 5.6 | 1 | 365 | 6.4018 | 0.83305 | 7 | 0.23486
16687 | 4.02 | 1 | 365 | 4.5956 | 0.2123 | 4 | 0.80788
16744 | 6 | 1 | 365 | 6.8591 | 0.7497 | 7 | 0.60878
18847 | 7.28 | 1 | 365 | 8.3224 | 0.68296 | 9 | 0.0053149
18877 | 6.12 | 1 | 365 | 6.9963 | 0.02469 | 7 | 0.020952
18909 | 6.48 | 1 | 365 | 7.4078 | 0.84967 | 8 | 0.25748
18911 | 6.3 | 1 | 365 | 7.202 | 0.43718 | 7 | 0.63921
16229 | 6.25 | 1 | 365 | 7.1449 | 0.3226 | 7 | 0.46747
18919 | 4.75 | 1 | 365 | 5.4301 | 0.88518 | 6 | 0.31528
18920 | 3.75 | 1 | 365 | 4.2869 | 0.59356 | 4 | 0.88049
17953 | 24.75 | 1 | 365 | 28.2937 | 0.7175 | 29 | 0.011201
18934 | 5.76 | 1 | 365 | 6.5847 | 0.19971 | 6 | 0.78442
18937 | 4.725 | 1 | 365 | 5.4015 | 0.82789 | 6 | 0.22941
18974 | 5.175 | 1 | 365 | 5.916 | 0.85911 | 6 | 0.77507
18972 | 7.65 | 1 | 365 | 8.7453 | 0.53086 | 9 | 0.27619
18976 | 5.4 | 1 | 365 | 6.1732 | 0.37473 | 6 | 0.5479
18981 | 4.8 | 1 | 365 | 5.4873 | 0.99976 | 6 | 0.48702
19003 | 6.075 | 1 | 365 | 6.9448 | 0.92157 | 7 | 0.86639
19005 | 6.075 | 1 | 365 | 6.9448 | 0.92157 | 7 | 0.86639
18216 | 6.24 | 1 | 365 | 7.1334 | 0.29968 | 7 | 0.43313
19040 | 12.74 | 1 | 365 | 14.5641 | 0.19519 | 14 | 0.7593
18994 | 10 | 1 | 365 | 11.4318 | 0.91616 | 12 | 0.34796
19093 | 5.25 | 1 | 365 | 6.0017 | 0.030984 | 6 | 0.032679
19097 | 6.5 | 1 | 365 | 7.4307 | 0.8955 | 8 | 0.32617
19106 | 6.5 | 1 | 365 | 7.4307 | 0.8955 | 8 | 0.32617
15431 | 9.1 | 1 | 365 | 10.4029 | 0.85371 | 11 | 0.25664
19078 | 3.185 | 1 | 365 | 3.641 | 0.2988 | 3 | 0.93983
19073 | 7.25 | 1 | 365 | 8.2881 | 0.61422 | 8 | 0.90227
19156 | 4 | 1 | 365 | 4.5727 | 0.16646 | 4 | 0.73918
19135 | 8 | 1 | 365 | 9.1454 | 0.33293 | 9 | 0.47837
19157 | 13.2 | 1 | 365 | 15.09 | 0.24933 | 15 | 0.33931
15504 | 3.9 | 1 | 365 | 4.4584 | 0.9373 | 5 | 0.3957
19161 | 7.848 | 1 | 365 | 8.9717 | 0.9846 | 9 | 0.95628
19158 | 12.753 | 1 | 365 | 14.579 | 0.22498 | 14 | 0.80395
19139 | 5.2 | 1 | 365 | 5.9445 | 0.9164 | 6 | 0.86094
19163 | 6.975 | 1 | 365 | 7.9737 | 0.98402 | 8 | 0.9577
19174 | 6.3 | 1 | 365 | 7.202 | 0.43718 | 7 | 0.63921
19147 | 10.75 | 1 | 365 | 12.2892 | 0.63487 | 12 | 0.92406
19164 | 3.825 | 1 | 365 | 4.3727 | 0.76543 | 5 | 0.13809
19150 | 6.25 | 1 | 365 | 7.1449 | 0.3226 | 7 | 0.46747
19175 | 5.52 | 1 | 365 | 6.3104 | 0.64972 | 6 | 0.96007
18697 | 14.04 | 1 | 365 | 16.0502 | 0.17429 | 16 | 0.22454
19187 | 3.6 | 1 | 365 | 4.1154 | 0.24982 | 4 | 0.36527
19176 | 3.5 | 1 | 365 | 4.0011 | 0.020656 | 4 | 0.021786
19151 | 7.02 | 1 | 365 | 8.0251 | 0.087144 | 8 | 0.11227
19188 | 6.24 | 1 | 365 | 7.1334 | 0.29968 | 7 | 0.43313
19181 | 3.6 | 1 | 365 | 4.1154 | 0.24982 | 4 | 0.36527
19185 | 4.95 | 1 | 365 | 5.6587 | 0.3435 | 6 | 0.0022402
19189 | 3 | 1 | 365 | 3.4295 | 0.87485 | 4 | 0.30439
19190 | 10.455 | 1 | 365 | 11.9519 | 0.46841 | 12 | 0.42035
19192 | 3.84 | 1 | 365 | 4.3898 | 0.79981 | 5 | 0.18962
19236 | 5.52 | 1 | 365 | 6.3104 | 0.64972 | 6 | 0.96007
587 | 318.24 | 0.9 | 365 | 327.425 | 0.35549 | 327 | 0.78053
19387 | 3.825 | 1 | 365 | 4.3727 | 0.76543 | 5 | 0.13809
19409 | 6.12 | 1 | 365 | 6.9963 | 0.02469 | 7 | 0.020952
19377 | 5.67 | 1 | 365 | 6.4818 | 0.99346 | 7 | 0.47529
19160 | 10.335 | 1 | 365 | 11.8148 | 0.68385 | 12 | 0.49862
16874 | 9.435 | 1 | 365 | 10.7859 | 0.6214 | 11 | 0.4073
19550 | 6.867 | 1 | 365 | 7.8502 | 0.73653 | 8 | 0.58674
19576 | 8 | 1 | 365 | 9.1454 | 0.33293 | 9 | 0.47837
19571 | 7.14 | 1 | 365 | 8.1623 | 0.36214 | 8 | 0.52444
19569 | 8.235 | 1 | 365 | 9.4141 | 0.87146 | 10 | 0.28555
19567 | 10 | 1 | 365 | 11.4318 | 0.91616 | 12 | 0.34796
19555 | 3.25 | 1 | 365 | 3.7153 | 0.44775 | 4 | 0.16309
19552 | 4.25 | 1 | 365 | 4.8585 | 0.73937 | 5 | 0.59788
19543 | 4 | 1 | 365 | 4.5727 | 0.16646 | 4 | 0.73918
19540 | 3.5 | 1 | 365 | 4.0011 | 0.020656 | 4 | 0.021786
17058 | 9.88 | 1 | 365 | 11.2946 | 0.64117 | 11 | 0.93578
19537 | 5.61 | 1 | 365 | 6.4132 | 0.85597 | 7 | 0.26921
17062 | 7.975 | 1 | 365 | 9.1169 | 0.27564 | 9 | 0.3925
19538 | 3 | 1 | 365 | 3.4295 | 0.87485 | 4 | 0.30439
17100 | 6.48 | 1 | 365 | 7.4078 | 0.84967 | 8 | 0.25748
17910 | 5.6 | 1 | 365 | 6.4018 | 0.83305 | 7 | 0.23486
19532 | 4.5 | 1 | 365 | 5.1443 | 0.31227 | 5 | 0.45658
19524 | 12.2 | 1 | 365 | 13.9468 | 0.95772 | 14 | 0.90451
108 | 3849.12 | 1 | 365 | 4400.237 | 0.70498 | 4400 | 0.94198
19525 | 4.08 | 1 | 365 | 4.6642 | 0.34979 | 5 | 0.013968
18267 | 9.69 | 1 | 365 | 11.0774 | 0.20576 | 11 | 0.28317
18272 | 8.58 | 1 | 365 | 9.8085 | 0.66207 | 10 | 0.47055
18274 | 4.16 | 1 | 365 | 4.7556 | 0.53312 | 5 | 0.28875
19523 | 8.25 | 1 | 365 | 9.4312 | 0.90583 | 10 | 0.33707
17906 | 411.445 | 0.9 | 365 | 423.3201 | 0.58655 | 423 | 0.90668
19520 | 12.25 | 1 | 365 | 14.004 | 0.072296 | 14 | 0.076251
17905 | 347.7 | 0.9 | 365 | 357.7353 | 0.11539 | 357 | 0.85071
16214 | 8.32 | 1 | 365 | 9.5113 | 0.066245 | 9 | 0.5775
18258 | 12.24 | 1 | 365 | 13.9925 | 0.04938 | 14 | 0.041903
19486 | 7 | 1 | 365 | 8.0023 | 0.041312 | 8 | 0.043572
19487 | 9 | 1 | 365 | 10.2886 | 0.62454 | 10 | 0.91316
19479 | 5.25 | 1 | 365 | 6.0017 | 0.030984 | 6 | 0.032679
17859 | 6.24 | 1 | 365 | 7.1334 | 0.29968 | 7 | 0.43313
19476 | 10.8 | 1 | 365 | 12.3463 | 0.74945 | 13 | 0.095797
18734 | 12.48 | 1 | 365 | 14.2669 | 0.59937 | 14 | 0.86625
19473 | 7.75 | 1 | 365 | 8.8596 | 0.76002 | 9 | 0.61967
19440 | 7.35 | 1 | 365 | 8.4024 | 0.84338 | 9 | 0.24575
18744 | 11.25 | 1 | 365 | 12.8608 | 0.78068 | 13 | 0.64146
19261 | 4.25 | 1 | 365 | 4.8585 | 0.73937 | 5 | 0.59788
19719 | 9.9 | 1 | 365 | 11.3175 | 0.687 | 12 | 0.0044804
19262 | 7 | 1 | 365 | 8.0023 | 0.041312 | 8 | 0.043572
19720 | 5.76 | 1 | 365 | 6.5847 | 0.19971 | 6 | 0.78442
19358 | 5.28 | 1 | 365 | 6.036 | 0.099732 | 6 | 0.13572
19372 | 109.2 | 0.9 | 365 | 112.3517 | 0.22002 | 112 | 0.57175
19712 | 4.95 | 1 | 365 | 5.6587 | 0.3435 | 6 | 0.0022402
18995 | 6 | 1 | 365 | 6.8591 | 0.7497 | 7 | 0.60878
18997 | 6.25 | 1 | 365 | 7.1449 | 0.3226 | 7 | 0.46747
18998 | 12.5 | 1 | 365 | 14.2897 | 0.6452 | 14 | 0.93495
18897 | 5.04 | 1 | 365 | 5.7616 | 0.54974 | 6 | 0.31137
19063 | 3.57 | 1 | 365 | 4.0812 | 0.18107 | 4 | 0.26222
19067 | 6.05 | 1 | 365 | 6.9162 | 0.86428 | 7 | 0.78052
15446 | 8.84 | 1 | 365 | 10.1057 | 0.25789 | 10 | 0.3636
19082 | 9.945 | 1 | 365 | 11.3689 | 0.79012 | 12 | 0.15905
18687 | 19.38 | 1 | 365 | 22.1548 | 0.41152 | 22 | 0.56635
19715 | 4.5 | 1 | 365 | 5.1443 | 0.31227 | 5 | 0.45658
19260 | 3.84 | 1 | 365 | 4.3898 | 0.79981 | 5 | 0.18962
18217 | 9.156 | 1 | 365 | 10.467 | 0.98204 | 11 | 0.44899
18244 | 3.575 | 1 | 365 | 4.0869 | 0.19253 | 4 | 0.2794
18330 | 6 | 1 | 365 | 6.8591 | 0.7497 | 7 | 0.60878
17163 | 3 | 1 | 365 | 3.4295 | 0.87485 | 4 | 0.30439
14503 | 4.94 | 1 | 365 | 5.6473 | 0.32058 | 5 | 0.96789
20042 | 5.98 | 1 | 365 | 6.8362 | 0.70386 | 7 | 0.54008
20039 | 11.18 | 1 | 365 | 12.7808 | 0.62027 | 13 | 0.40102
20046 | 4.42 | 1 | 365 | 5.0529 | 0.12894 | 5 | 0.1818
14478 | 9.435 | 1 | 365 | 10.7859 | 0.6214 | 11 | 0.4073
20048 | 3.64 | 1 | 365 | 4.1612 | 0.34148 | 4 | 0.50266
19885 | 4.94 | 1 | 365 | 5.6473 | 0.32058 | 5 | 0.96789
19879 | 7.02 | 1 | 365 | 8.0251 | 0.087144 | 8 | 0.11227
20021 | 2.6 | 1 | 365 | 2.9723 | 0.9582 | 3 | 0.93047
13053 | 50.49 | 0.9 | 365 | 51.9472 | 0.13332 | 52 | 0.080565
19087 | 9.18 | 1 | 365 | 10.4944 | 0.037035 | 10 | 0.53143
15380 | 6.375 | 1 | 365 | 7.2878 | 0.60905 | 7 | 0.89682
19328 | 2.55 | 1 | 365 | 2.9151 | 0.84362 | 3 | 0.75873
18918 | 2.4 | 1 | 365 | 2.7436 | 0.49988 | 3 | 0.24351
15386 | 10.2 | 1 | 365 | 11.6604 | 0.37448 | 12 | 0.034919
19310 | 7 | 1 | 365 | 8.0023 | 0.041312 | 8 | 0.043572
20036 | 4.68 | 1 | 365 | 5.3501 | 0.72476 | 6 | 0.074845
19326 | 10.75 | 1 | 365 | 12.2892 | 0.63487 | 12 | 0.92406
20019 | 8.58 | 1 | 365 | 9.8085 | 0.66207 | 10 | 0.47055
19308 | 4.95 | 1 | 365 | 5.6587 | 0.3435 | 6 | 0.0022402
19307 | 3.75 | 1 | 365 | 4.2869 | 0.59356 | 4 | 0.88049
13552 | 12.495 | 1 | 365 | 14.284 | 0.63374 | 14 | 0.91778
19303 | 5 | 1 | 365 | 5.7159 | 0.45808 | 6 | 0.17398
19301 | 3.5 | 1 | 365 | 4.0011 | 0.020656 | 4 | 0.021786
20006 | 7.395 | 1 | 365 | 8.4538 | 0.9465 | 9 | 0.40032
19329 | 3.9 | 1 | 365 | 4.4584 | 0.9373 | 5 | 0.3957
20013 | 13.26 | 1 | 365 | 15.1586 | 0.38683 | 15 | 0.54539
19183 | 3.84 | 1 | 365 | 4.3898 | 0.79981 | 5 | 0.18962
19369 | 9.6 | 1 | 365 | 10.9745 | 0.99951 | 11 | 0.97404
19588 | 5.85 | 1 | 365 | 6.6876 | 0.40595 | 7 | 0.093557
19591 | 6.3 | 1 | 365 | 7.202 | 0.43718 | 7 | 0.63921
19581 | 5.625 | 1 | 365 | 6.4304 | 0.89034 | 7 | 0.32073
19999 | 7.75 | 1 | 365 | 8.8596 | 0.76002 | 9 | 0.61967
19578 | 9.6 | 1 | 365 | 10.9745 | 0.99951 | 11 | 0.97404
19996 | 6.5 | 1 | 365 | 7.4307 | 0.8955 | 8 | 0.32617
11414 | 556.92 | 0.9 | 365 | 572.9938 | 0.6221 | 573 | 0.61593
19612 | 10.2 | 1 | 365 | 11.6604 | 0.37448 | 12 | 0.034919
19986 | 5.98 | 1 | 365 | 6.8362 | 0.70386 | 7 | 0.54008
18808 | 5.76 | 1 | 365 | 6.5847 | 0.19971 | 6 | 0.78442
19610 | 19.2 | 1 | 365 | 21.9491 | 0.99903 | 22 | 0.94808
19608 | 5.04 | 1 | 365 | 5.7616 | 0.54974 | 6 | 0.31137
19972 | 4.94 | 1 | 365 | 5.6473 | 0.32058 | 5 | 0.96789
19620 | 5.94 | 1 | 365 | 6.7905 | 0.6122 | 7 | 0.40269
19967 | 4.68 | 1 | 365 | 5.3501 | 0.72476 | 6 | 0.074845
15662 | 8 | 1 | 365 | 9.1454 | 0.33293 | 9 | 0.47837
19684 | 15 | 1 | 365 | 17.1477 | 0.37424 | 17 | 0.52194
19600 | 19.25 | 1 | 365 | 22.0062 | 0.11361 | 22 | 0.11982
19857 | 7 | 1 | 365 | 8.0023 | 0.041312 | 8 | 0.043572
20052 | 10 | 1 | 365 | 11.4318 | 0.91616 | 12 | 0.34796
19611 | 7.8 | 1 | 365 | 8.9168 | 0.8746 | 9 | 0.79141
19725 | 3.15 | 1 | 365 | 3.601 | 0.21859 | 3 | 0.81961
19852 | 12.25 | 1 | 365 | 14.004 | 0.072296 | 14 | 0.076251
19854 | 7.25 | 1 | 365 | 8.2881 | 0.61422 | 8 | 0.90227
19848 | 5.25 | 1 | 365 | 6.0017 | 0.030984 | 6 | 0.032679
19846 | 7.5 | 1 | 365 | 8.5739 | 0.18712 | 8 | 0.76097
19847 | 7 | 1 | 365 | 8.0023 | 0.041312 | 8 | 0.043572
20062 | 8.84 | 1 | 365 | 10.1057 | 0.25789 | 10 | 0.3636
19843 | 8.75 | 1 | 365 | 10.0028 | 0.05164 | 10 | 0.054465
19842 | 10.25 | 1 | 365 | 11.7176 | 0.48906 | 12 | 0.20666
15217 | 4.08 | 1 | 365 | 4.6642 | 0.34979 | 5 | 0.013968
19833 | 10.75 | 1 | 365 | 12.2892 | 0.63487 | 12 | 0.92406
19840 | 5.5 | 1 | 365 | 6.2875 | 0.60389 | 6 | 0.89138
19835 | 9.75 | 1 | 365 | 11.146 | 0.34326 | 11 | 0.48926
19816 | 8.75 | 1 | 365 | 10.0028 | 0.05164 | 10 | 0.054465
19828 | 8.06 | 1 | 365 | 9.214 | 0.47042 | 9 | 0.68446
19802 | 5.5 | 1 | 365 | 6.2875 | 0.60389 | 6 | 0.89138
19679 | 4.5 | 1 | 365 | 5.1443 | 0.31227 | 5 | 0.45658
19654 | 6.5 | 1 | 365 | 7.4307 | 0.8955 | 8 | 0.32617
19677 | 7.25 | 1 | 365 | 8.2881 | 0.61422 | 8 | 0.90227
19653 | 7.75 | 1 | 365 | 8.8596 | 0.76002 | 9 | 0.61967
20387 | 9.88 | 1 | 365 | 11.2946 | 0.64117 | 11 | 0.93578
19652 | 7.5 | 1 | 365 | 8.5739 | 0.18712 | 8 | 0.76097
20390 | 7.8 | 1 | 365 | 8.9168 | 0.8746 | 9 | 0.79141
19647 | 7.5 | 1 | 365 | 8.5739 | 0.18712 | 8 | 0.76097
20397 | 5.98 | 1 | 365 | 6.8362 | 0.70386 | 7 | 0.54008
19649 | 5.39 | 1 | 365 | 6.1617 | 0.35181 | 6 | 0.51355
20411 | 6.76 | 1 | 365 | 7.7279 | 0.49132 | 8 | 0.21922
19641 | 4.165 | 1 | 365 | 4.7613 | 0.54458 | 5 | 0.30593
19643 | 2.695 | 1 | 365 | 3.0809 | 0.17591 | 3 | 0.25678
19637 | 7.35 | 1 | 365 | 8.4024 | 0.84338 | 9 | 0.24575
19632 | 3.185 | 1 | 365 | 3.641 | 0.2988 | 3 | 0.93983
20416 | 5.98 | 1 | 365 | 6.8362 | 0.70386 | 7 | 0.54008
19633 | 2.25 | 1 | 365 | 2.5722 | 0.15614 | 2 | 0.72829
19630 | 7.25 | 1 | 365 | 8.2881 | 0.61422 | 8 | 0.90227
18915 | 7.98 | 1 | 365 | 9.1226 | 0.2871 | 9 | 0.40967
20412 | 4.68 | 1 | 365 | 5.3501 | 0.72476 | 6 | 0.074845
19757 | 5.85 | 1 | 365 | 6.6876 | 0.40595 | 7 | 0.093557
16265 | 5.355 | 1 | 365 | 6.1217 | 0.2716 | 6 | 0.39333
19743 | 5.1 | 1 | 365 | 5.8302 | 0.68724 | 6 | 0.51746
19748 | 5.4 | 1 | 365 | 6.1732 | 0.37473 | 6 | 0.5479
20418 | 6.12 | 1 | 365 | 6.9963 | 0.02469 | 7 | 0.020952
19736 | 11.13 | 1 | 365 | 12.7236 | 0.50569 | 13 | 0.22928
20419 | 5.1 | 1 | 365 | 5.8302 | 0.68724 | 6 | 0.51746
20068 | 6.885 | 1 | 365 | 7.8708 | 0.77778 | 8 | 0.64857
20073 | 4.68 | 1 | 365 | 5.3501 | 0.72476 | 6 | 0.074845
20420 | 5.355 | 1 | 365 | 6.1217 | 0.2716 | 6 | 0.39333
20115 | 11.7 | 1 | 365 | 13.3752 | 0.81191 | 14 | 0.18711
20084 | 3.9 | 1 | 365 | 4.4584 | 0.9373 | 5 | 0.3957
20100 | 15.08 | 1 | 365 | 17.2392 | 0.55757 | 17 | 0.79672
20107 | 5.72 | 1 | 365 | 6.539 | 0.10804 | 6 | 0.64703
20117 | 6.5 | 1 | 365 | 7.4307 | 0.8955 | 8 | 0.32617
20125 | 7.28 | 1 | 365 | 8.3224 | 0.68296 | 9 | 0.0053149
20133 | 3.12 | 1 | 365 | 3.5667 | 0.14984 | 3 | 0.71656
20138 | 4.68 | 1 | 365 | 5.3501 | 0.72476 | 6 | 0.074845
19373 | 59.514 | 0.9 | 365 | 61.2317 | 0.74491 | 61 | 0.9766
20069 | 498.4 | 0.8 | 365 | 455.8087 | 0.71313 | 456 | 0.52186
19098 | 3.5 | 1 | 365 | 4.0011 | 0.020656 | 4 | 0.021786
20186 | 9.36 | 1 | 365 | 10.7002 | 0.44953 | 11 | 0.14969
19639 | 13.26 | 1 | 365 | 15.1586 | 0.38683 | 15 | 0.54539
20199 | 9.62 | 1 | 365 | 10.9974 | 0.045346 | 11 | 0.042738
20222 | 6.12 | 1 | 365 | 6.9963 | 0.02469 | 7 | 0.020952
20231 | 3 | 1 | 365 | 3.4295 | 0.87485 | 4 | 0.30439
20232 | 9.69 | 1 | 365 | 11.0774 | 0.20576 | 11 | 0.28317
20056 | 5.4 | 1 | 365 | 6.1732 | 0.37473 | 6 | 0.5479
20421 | 2.55 | 1 | 365 | 2.9151 | 0.84362 | 3 | 0.75873
20422 | 2.34 | 1 | 365 | 2.675 | 0.36238 | 3 | 0.037423
20424 | 60.39 | 0.9 | 365 | 62.133 | 0.55162 | 62 | 0.6846
20270 | 5.2 | 1 | 365 | 5.9445 | 0.9164 | 6 | 0.86094
20248 | 4.725 | 1 | 365 | 5.4015 | 0.82789 | 6 | 0.22941
20209 | 19.62 | 1 | 365 | 22.4292 | 0.96151 | 23 | 0.3907
20255 | 33.12 | 0.9 | 365 | 34.0759 | 0.30849 | 34 | 0.3844
17347 | 9 | 1 | 365 | 10.2886 | 0.62454 | 10 | 0.91316
20283 | 4.16 | 1 | 365 | 4.7556 | 0.53312 | 5 | 0.28875
20285 | 3.315 | 1 | 365 | 3.7896 | 0.59671 | 4 | 0.38635
20288 | 4.42 | 1 | 365 | 5.0529 | 0.12894 | 5 | 0.1818
20293 | 5.46 | 1 | 365 | 6.2418 | 0.51222 | 6 | 0.75399
20292 | 9.945 | 1 | 365 | 11.3689 | 0.79012 | 12 | 0.15905
20235 | 6.4 | 1 | 365 | 7.3164 | 0.66634 | 7 | 0.98269
20320 | 6.63 | 1 | 365 | 7.5793 | 0.19341 | 7 | 0.7727
20339 | 11.18 | 1 | 365 | 12.7808 | 0.62027 | 13 | 0.40102
20328 | 3.83 | 1 | 365 | 4.3784 | 0.77689 | 5 | 0.15527
17050 | 8.58 | 1 | 365 | 9.8085 | 0.66207 | 10 | 0.47055
20344 | 4.68 | 1 | 365 | 5.3501 | 0.72476 | 6 | 0.074845
20350 | 5.98 | 1 | 365 | 6.8362 | 0.70386 | 7 | 0.54008
20358 | 4.42 | 1 | 365 | 5.0529 | 0.12894 | 5 | 0.1818
20351 | 8.16 | 1 | 365 | 9.3283 | 0.69959 | 10 | 0.027935
20368 | 9.69 | 1 | 365 | 11.0774 | 0.20576 | 11 | 0.28317
20383 | 8.06 | 1 | 365 | 9.214 | 0.47042 | 9 | 0.68446
17766 | 3.38 | 1 | 365 | 3.8639 | 0.74566 | 4 | 0.60961
13058 | 50.49 | 0.9 | 365 | 51.9472 | 0.13332 | 52 | 0.080565
13060 | 50.49 | 0.9 | 365 | 51.9472 | 0.13332 | 52 | 0.080565
13048 | 50.49 | 0.9 | 365 | 51.9472 | 0.13332 | 52 | 0.080565
17666 | 289.75 | 0.9 | 365 | 298.1128 | 0.59616 | 298 | 0.70893
17668 | 649.04 | 0.9 | 365 | 667.7726 | 0.6154 | 668 | 0.388
15889 | 4.335 | 1 | 365 | 4.9557 | 0.93416 | 5 | 0.88984
12970 | 516 | 0.9 | 365 | 530.8928 | 0.22647 | 531 | 0.11926
19048 | 7 | 1 | 365 | 8.0023 | 0.041312 | 8 | 0.043572
20901 | 7.02 | 1 | 365 | 8.0251 | 0.087144 | 8 | 0.11227
15243 | 5.865 | 1 | 365 | 6.7048 | 0.44033 | 7 | 0.14508
16326 | 44.72 | 0.9 | 365 | 46.0107 | 0.23296 | 46 | 0.24367
16671 | 4.59 | 1 | 365 | 5.2472 | 0.51852 | 5 | 0.76571
18755 | 9.62 | 1 | 365 | 10.9974 | 0.045346 | 11 | 0.042738
18776 | 5.5 | 1 | 365 | 6.2875 | 0.60389 | 6 | 0.89138
18778 | 3.185 | 1 | 365 | 3.641 | 0.2988 | 3 | 0.93983
18788 | 4.32 | 1 | 365 | 4.9385 | 0.89978 | 5 | 0.83832
19441 | 8.1 | 1 | 365 | 9.2598 | 0.56209 | 9 | 0.82185
18939 | 5.4 | 1 | 365 | 6.1732 | 0.37473 | 6 | 0.5479
19096 | 9 | 1 | 365 | 10.2886 | 0.62454 | 10 | 0.91316
19099 | 7.75 | 1 | 365 | 8.8596 | 0.76002 | 9 | 0.61967
19104 | 9 | 1 | 365 | 10.2886 | 0.62454 | 10 | 0.91316
19107 | 5.75 | 1 | 365 | 6.5733 | 0.17679 | 6 | 0.75008
19080 | 10 | 1 | 365 | 11.4318 | 0.91616 | 12 | 0.34796
19062 | 8.5 | 1 | 365 | 9.717 | 0.47874 | 10 | 0.19577
19137 | 5.75 | 1 | 365 | 6.5733 | 0.17679 | 6 | 0.75008
19142 | 7 | 1 | 365 | 8.0023 | 0.041312 | 8 | 0.043572
19149 | 10.5 | 1 | 365 | 12.0034 | 0.061968 | 12 | 0.065358
19577 | 10.75 | 1 | 365 | 12.2892 | 0.63487 | 12 | 0.92406
19575 | 13 | 1 | 365 | 14.8613 | 0.79101 | 15 | 0.65235
19574 | 7.65 | 1 | 365 | 8.7453 | 0.53086 | 9 | 0.27619
19570 | 8.75 | 1 | 365 | 10.0028 | 0.05164 | 10 | 0.054465
19564 | 13.25 | 1 | 365 | 15.1471 | 0.36391 | 15 | 0.51105
19561 | 9.5 | 1 | 365 | 10.8602 | 0.77035 | 11 | 0.63056
19563 | 10.71 | 1 | 365 | 12.2435 | 0.54321 | 12 | 0.78667
19559 | 15 | 1 | 365 | 17.1477 | 0.37424 | 17 | 0.52194
19557 | 8 | 1 | 365 | 9.1454 | 0.33293 | 9 | 0.47837
19542 | 7.65 | 1 | 365 | 8.7453 | 0.53086 | 9 | 0.27619
19539 | 8.96 | 1 | 365 | 10.2429 | 0.53288 | 10 | 0.77577
19528 | 4.675 | 1 | 365 | 5.3444 | 0.7133 | 6 | 0.057671
19496 | 9 | 1 | 365 | 10.2886 | 0.62454 | 10 | 0.91316
19493 | 6.5 | 1 | 365 | 7.4307 | 0.8955 | 8 | 0.32617
19489 | 11.5 | 1 | 365 | 13.1466 | 0.35358 | 13 | 0.50015
19488 | 12.48 | 1 | 365 | 14.2669 | 0.59937 | 14 | 0.86625
19481 | 11.34 | 1 | 365 | 12.9637 | 0.98693 | 13 | 0.95059
19485 | 8.5 | 1 | 365 | 9.717 | 0.47874 | 10 | 0.19577
19478 | 9 | 1 | 365 | 10.2886 | 0.62454 | 10 | 0.91316
19407 | 6.48 | 1 | 365 | 7.4078 | 0.84967 | 8 | 0.25748
19406 | 6.24 | 1 | 365 | 7.1334 | 0.29968 | 7 | 0.43313
19709 | 9.36 | 1 | 365 | 10.7002 | 0.44953 | 11 | 0.14969
20060 | 7.44 | 1 | 365 | 8.5053 | 0.049623 | 8 | 0.55488
16515 | 373.75 | 1 | 365 | 427.2635 | 0.49148 | 427 | 0.75501
18766 | 5 | 1 | 365 | 5.7159 | 0.45808 | 6 | 0.17398
17358 | 7.65 | 1 | 365 | 8.7453 | 0.53086 | 9 | 0.27619
18324 | 6.54 | 1 | 365 | 7.4764 | 0.98717 | 8 | 0.46357
95 | 1597.05 | 1 | 365 | 1825.7156 | 0.82533 | 1826 | 0.54095
19162 | 5.232 | 1 | 365 | 5.9811 | 0.98973 | 6 | 0.97085
18068 | 23.544 | 1 | 365 | 26.915 | 0.95381 | 27 | 0.86884
19324 | 10.2 | 1 | 365 | 11.6604 | 0.37448 | 12 | 0.034919
20083 | 5.2 | 1 | 365 | 5.9445 | 0.9164 | 6 | 0.86094
4121 | 1306.8 | 0.9 | 365 | 1344.5169 | 0.21541 | 1344 | 0.73227
15425 | 8.16 | 1 | 365 | 9.3283 | 0.69959 | 10 | 0.027935
15549 | 8.75 | 1 | 365 | 10.0028 | 0.05164 | 10 | 0.054465
12405 | 6.72 | 1 | 365 | 7.6822 | 0.39966 | 8 | 0.081829
16482 | 3.924 | 1 | 365 | 4.4858 | 0.9923 | 5 | 0.47814
16861 | 3.57 | 1 | 365 | 4.0812 | 0.18107 | 4 | 0.26222
14677 | 7.65 | 1 | 365 | 8.7453 | 0.53086 | 9 | 0.27619
13691 | 6.05 | 1 | 365 | 6.9162 | 0.86428 | 7 | 0.78052
13621 | 4.76 | 1 | 365 | 5.4415 | 0.90809 | 6 | 0.34963
14289 | 7.7 | 1 | 365 | 8.8025 | 0.64544 | 9 | 0.44793
14552 | 12.375 | 1 | 365 | 14.1469 | 0.35875 | 14 | 0.5056
14902 | 6.6 | 1 | 365 | 7.545 | 0.12467 | 7 | 0.66965
14886 | 9.075 | 1 | 365 | 10.3744 | 0.79642 | 11 | 0.17077
15181 | 7.7 | 1 | 365 | 8.8025 | 0.64544 | 9 | 0.44793
15362 | 5.04 | 1 | 365 | 5.7616 | 0.54974 | 6 | 0.31137
16856 | 9 | 1 | 365 | 10.2886 | 0.62454 | 10 | 0.91316
16600 | 1.5 | 1 | 365 | 1.7148 | 0.43742 | 2 | 0.15219
13052 | 50.49 | 0.9 | 365 | 51.9472 | 0.13332 | 52 | 0.080565
13061 | 50.49 | 0.9 | 365 | 51.9472 | 0.13332 | 52 | 0.080565
13055 | 50.49 | 0.9 | 365 | 51.9472 | 0.13332 | 52 | 0.080565
13054 | 50.49 | 0.9 | 365 | 51.9472 | 0.13332 | 52 | 0.080565
13051 | 50.49 | 0.9 | 365 | 51.9472 | 0.13332 | 52 | 0.080565
13057 | 36.72 | 0.9 | 365 | 37.7798 | 0.73333 | 38 | 0.51314
13049 | 36.72 | 0.9 | 365 | 37.7798 | 0.73333 | 38 | 0.51314
13045 | 50.49 | 0.9 | 365 | 51.9472 | 0.13332 | 52 | 0.080565
13046 | 50.49 | 0.9 | 365 | 51.9472 | 0.13332 | 52 | 0.080565
13056 | 36.72 | 0.9 | 365 | 37.7798 | 0.73333 | 38 | 0.51314
13047 | 50.49 | 0.9 | 365 | 51.9472 | 0.13332 | 52 | 0.080565
16445 | 8.175 | 1 | 365 | 9.3455 | 0.73396 | 10 | 0.079457
13713 | 10.26 | 1 | 365 | 11.729 | 0.51198 | 12 | 0.24101
9159 | 1989.52 | 0.9 | 365 | 2046.9415 | 0.29428 | 2047 | 0.2358
18537 | 7.02 | 1 | 365 | 8.0251 | 0.087144 | 8 | 0.11227
14185 | 6.89 | 1 | 365 | 7.8765 | 0.78923 | 8 | 0.66574
12675 | 5.3 | 1 | 365 | 6.0589 | 0.14556 | 6 | 0.20442
18539 | 4.48 | 1 | 365 | 5.1214 | 0.26644 | 5 | 0.38789
17361 | 4.25 | 1 | 365 | 4.8585 | 0.73937 | 5 | 0.59788
19735 | 11.2 | 1 | 365 | 12.8036 | 0.6661 | 13 | 0.46972
15187 | 14.02 | 1 | 365 | 16.0274 | 0.12846 | 16 | 0.15584
12626 | 8.8 | 1 | 365 | 10.06 | 0.16622 | 10 | 0.2262
12977 | 81 | 0.9 | 365 | 83.3378 | 0.058806 | 83 | 0.39663
15199 | 52.62 | 0.9 | 365 | 54.1387 | 0.52635 | 54 | 0.66507
12149 | 1.785 | 1 | 365 | 2.0406 | 0.090535 | 2 | 0.13111
18193 | 8.96 | 1 | 365 | 10.2429 | 0.53288 | 10 | 0.77577
16547 | 4.08 | 1 | 365 | 4.6642 | 0.34979 | 5 | 0.013968
15476 | 5.67 | 1 | 365 | 6.4818 | 0.99346 | 7 | 0.47529
16297 | 5.1 | 1 | 365 | 5.8302 | 0.68724 | 6 | 0.51746
16338 | 9.18 | 1 | 365 | 10.4944 | 0.037035 | 10 | 0.53143
15486 | 3.825 | 1 | 365 | 4.3727 | 0.76543 | 5 | 0.13809
16331 | 7.705 | 1 | 365 | 8.8082 | 0.6569 | 9 | 0.4651
15847 | 10.84 | 1 | 365 | 12.3921 | 0.84112 | 13 | 0.23319
15851 | 5.31 | 1 | 365 | 6.0703 | 0.16848 | 6 | 0.23877
16790 | 4.2 | 1 | 365 | 4.8014 | 0.62479 | 5 | 0.42614
18889 | 9.66 | 1 | 365 | 11.0431 | 0.13701 | 11 | 0.18013
18895 | 2.943 | 1 | 365 | 3.3644 | 0.74423 | 4 | 0.1086
15357 | 12.42 | 1 | 365 | 14.1983 | 0.46187 | 14 | 0.66017
12408 | 6.867 | 1 | 365 | 7.8502 | 0.73653 | 8 | 0.58674
15356 | 18.639 | 1 | 365 | 21.3077 | 0.71343 | 22 | 0.021163
19932 | 5.886 | 1 | 365 | 6.7288 | 0.48845 | 7 | 0.21721
19926 | 5.886 | 1 | 365 | 6.7288 | 0.48845 | 7 | 0.21721
16879 | 7.905 | 1 | 365 | 9.0368 | 0.11522 | 9 | 0.15206
16876 | 5.355 | 1 | 365 | 6.1217 | 0.2716 | 6 | 0.39333
12581 | 108.29 | 0.9 | 365 | 111.4155 | 0.34319 | 111 | 0.75865
2874 | 3186.48 | 1 | 365 | 3642.7202 | 0.18855 | 3642 | 0.90876
2696 | 1237.5 | 1 | 365 | 1414.6852 | 0.8748 | 1415 | 0.56005
16897 | 9.7 | 1 | 365 | 11.0888 | 0.22868 | 11 | 0.31752
17335 | 4.76 | 1 | 365 | 5.4415 | 0.90809 | 6 | 0.34963
10087 | 15 | 1 | 365 | 17.1477 | 0.37424 | 17 | 0.52194
5625 | 73.44 | 0.9 | 365 | 75.5596 | 0.46665 | 76 | 0.026276
13204 | 1.4 | 1 | 365 | 1.6005 | 0.20826 | 1 | 0.80871
16753 | 4.485 | 1 | 365 | 5.1272 | 0.2779 | 5 | 0.40506
13622 | 3.597 | 1 | 365 | 4.112 | 0.24294 | 4 | 0.35496
18979 | 4.905 | 1 | 365 | 5.6073 | 0.24038 | 5 | 0.84767
13385 | 11 | 1 | 365 | 12.575 | 0.20778 | 12 | 0.78276
18245 | 24.705 | 1 | 365 | 28.2423 | 0.61437 | 28 | 0.85664
18259 | 5.2 | 1 | 365 | 5.9445 | 0.9164 | 6 | 0.86094
12328 | 27.45 | 0.9 | 365 | 28.2423 | 0.61437 | 28 | 0.85664
15414 | 5.98 | 1 | 365 | 6.8362 | 0.70386 | 7 | 0.54008
17125 | 7.54 | 1 | 365 | 8.6196 | 0.27878 | 8 | 0.89836
17138 | 18.02 | 1 | 365 | 20.6001 | 0.29492 | 20 | 0.89502
17189 | 13.44 | 1 | 365 | 15.3643 | 0.79932 | 16 | 0.16366
17218 | 5.72 | 1 | 365 | 6.539 | 0.10804 | 6 | 0.64703
19085 | 11.76 | 1 | 365 | 13.4438 | 0.9494 | 14 | 0.3932
18277 | 0.6 | 1 | 365 | 0.68591 | 0.37497 | 1 | 0.060878
19979 | 2.08 | 1 | 365 | 2.3778 | 0.76656 | 3 | 0.14438
16578 | 8.1 | 1 | 365 | 9.2598 | 0.56209 | 9 | 0.82185
19072 | 9.5 | 1 | 365 | 10.8602 | 0.77035 | 11 | 0.63056
18999 | 7.75 | 1 | 365 | 8.8596 | 0.76002 | 9 | 0.61967
19055 | 5 | 1 | 365 | 5.7159 | 0.45808 | 6 | 0.17398
18363 | 4.16 | 1 | 365 | 4.7556 | 0.53312 | 5 | 0.28875
14502 | 181.17 | 0.9 | 365 | 186.3989 | 0.65486 | 187 | 0.053792
14064 | 5.865 | 1 | 365 | 6.7048 | 0.44033 | 7 | 0.14508
15062 | 8.25 | 1 | 365 | 9.4312 | 0.90583 | 10 | 0.33707
15097 | 7.25 | 1 | 365 | 8.2881 | 0.61422 | 8 | 0.90227
15124 | 5.75 | 1 | 365 | 6.5733 | 0.17679 | 6 | 0.75008
14122 | 3.315 | 1 | 365 | 3.7896 | 0.59671 | 4 | 0.38635
16251 | 11.96 | 1 | 365 | 13.6724 | 0.40773 | 14 | 0.08016
16235 | 5.98 | 1 | 365 | 6.8362 | 0.70386 | 7 | 0.54008
15548 | 3.825 | 1 | 365 | 4.3727 | 0.76543 | 5 | 0.13809
16859 | 8.25 | 1 | 365 | 9.4312 | 0.90583 | 10 | 0.33707
16083 | 5.75 | 1 | 365 | 6.5733 | 0.17679 | 6 | 0.75008
16267 | 4.08 | 1 | 365 | 4.6642 | 0.34979 | 5 | 0.013968
16863 | 2.55 | 1 | 365 | 2.9151 | 0.84362 | 3 | 0.75873
16219 | 4.25 | 1 | 365 | 4.8585 | 0.73937 | 5 | 0.59788
18124 | 9.6 | 1 | 365 | 10.9745 | 0.99951 | 11 | 0.97404
19122 | 6.89 | 1 | 365 | 7.8765 | 0.78923 | 8 | 0.66574
13461 | 8.25 | 1 | 365 | 9.4312 | 0.90583 | 10 | 0.33707
16300 | 7.15 | 1 | 365 | 8.1737 | 0.38505 | 8 | 0.55879
16533 | 6.9 | 1 | 365 | 7.8879 | 0.81215 | 8 | 0.70009
16641 | 4.4 | 1 | 365 | 5.03 | 0.08311 | 5 | 0.1131
15542 | 11.97 | 1 | 365 | 13.6839 | 0.43064 | 14 | 0.11451
13708 | 6 | 1 | 365 | 6.8591 | 0.7497 | 7 | 0.60878
17988 | 23.1 | 1 | 365 | 26.4075 | 0.93633 | 27 | 0.34379
29425 | 9.99 | 1 | 365 | 11.4204 | 0.89324 | 12 | 0.31361
11766 | 5.355 | 1 | 365 | 6.1217 | 0.2716 | 6 | 0.39333
11776 | 4.59 | 1 | 365 | 5.2472 | 0.51852 | 5 | 0.76571
12579 | 7 | 1 | 365 | 8.0023 | 0.041312 | 8 | 0.043572
13465 | 6.375 | 1 | 365 | 7.2878 | 0.60905 | 7 | 0.89682
13438 | 9.075 | 1 | 365 | 10.3744 | 0.79642 | 11 | 0.17077
12949 | 7.65 | 1 | 365 | 8.7453 | 0.53086 | 9 | 0.27619
12947 | 8.415 | 1 | 365 | 9.6199 | 0.28395 | 9 | 0.90381
14265 | 3.57 | 1 | 365 | 4.0812 | 0.18107 | 4 | 0.26222
14266 | 8.16 | 1 | 365 | 9.3283 | 0.69959 | 10 | 0.027935
14271 | 3.36 | 1 | 365 | 3.8411 | 0.69983 | 4 | 0.54091
14272 | 6.12 | 1 | 365 | 6.9963 | 0.02469 | 7 | 0.020952
14273 | 7.14 | 1 | 365 | 8.1623 | 0.36214 | 8 | 0.52444
15172 | 11.2 | 1 | 365 | 12.8036 | 0.6661 | 13 | 0.46972
15174 | 10.92 | 1 | 365 | 12.4835 | 0.024447 | 12 | 0.50797
15178 | 3.92 | 1 | 365 | 4.4813 | 0.98313 | 5 | 0.4644
15227 | 6.6 | 1 | 365 | 7.545 | 0.12467 | 7 | 0.66965
15215 | 5.04 | 1 | 365 | 5.7616 | 0.54974 | 6 | 0.31137
15230 | 6.6 | 1 | 365 | 7.545 | 0.12467 | 7 | 0.66965
15232 | 3.78 | 1 | 365 | 4.3212 | 0.66231 | 4 | 0.98353
11751 | 8.1 | 1 | 365 | 9.2598 | 0.56209 | 9 | 0.82185
11750 | 7.65 | 1 | 365 | 8.7453 | 0.53086 | 9 | 0.27619
18351 | 10.71 | 1 | 365 | 12.2435 | 0.54321 | 12 | 0.78667
18354 | 10.62 | 1 | 365 | 12.1406 | 0.33696 | 12 | 0.47753
16474 | 5.61 | 1 | 365 | 6.4132 | 0.85597 | 7 | 0.26921
16567 | 2.55 | 1 | 365 | 2.9151 | 0.84362 | 3 | 0.75873
8844 | 3.825 | 1 | 365 | 4.3727 | 0.76543 | 5 | 0.13809
16656 | 883.89 | 0.9 | 365 | 909.4008 | 0.98282 | 910 | 0.38365
18072 | 7.425 | 1 | 365 | 8.4881 | 0.015249 | 8 | 0.50336
18268 | 6 | 1 | 365 | 6.8591 | 0.7497 | 7 | 0.60878
18070 | 8.8 | 1 | 365 | 10.06 | 0.16622 | 10 | 0.2262
13874 | 16.757 | 1 | 365 | 19.1563 | 0.40061 | 19 | 0.55688
13879 | 9.69 | 1 | 365 | 11.0774 | 0.20576 | 11 | 0.28317
19371 | 14.535 | 1 | 365 | 16.6161 | 0.30864 | 16 | 0.92476
11184 | 9.88 | 1 | 365 | 11.2946 | 0.64117 | 11 | 0.93578
15410 | 6.5 | 1 | 365 | 7.4307 | 0.8955 | 8 | 0.32617
18271 | 8.415 | 1 | 365 | 9.6199 | 0.28395 | 9 | 0.90381
14043 | 24.53 | 1 | 365 | 28.0422 | 0.21334 | 28 | 0.25555
15510 | 5.72 | 1 | 365 | 6.539 | 0.10804 | 6 | 0.64703
14834 | 8.32 | 1 | 365 | 9.5113 | 0.066245 | 9 | 0.5775
15581 | 7.395 | 1 | 365 | 8.4538 | 0.9465 | 9 | 0.40032
15214 | 5.98 | 1 | 365 | 6.8362 | 0.70386 | 7 | 0.54008
15579 | 9.88 | 1 | 365 | 11.2946 | 0.64117 | 11 | 0.93578
15507 | 5.98 | 1 | 365 | 6.8362 | 0.70386 | 7 | 0.54008
15570 | 7.28 | 1 | 365 | 8.3224 | 0.68296 | 9 | 0.0053149
15576 | 9.69 | 1 | 365 | 11.0774 | 0.20576 | 11 | 0.28317
14769 | 11.73 | 1 | 365 | 13.4095 | 0.88066 | 14 | 0.29016
15346 | 5.2 | 1 | 365 | 5.9445 | 0.9164 | 6 | 0.86094
15254 | 12.22 | 1 | 365 | 13.9697 | 0.0035475 | 13 | 0.97321
15417 | 10.66 | 1 | 365 | 12.1863 | 0.42863 | 12 | 0.61493
15350 | 6.885 | 1 | 365 | 7.8708 | 0.77778 | 8 | 0.64857
15567 | 3.64 | 1 | 365 | 4.1612 | 0.34148 | 4 | 0.50266
15383 | 3.64 | 1 | 365 | 4.1612 | 0.34148 | 4 | 0.50266
15416 | 5.2 | 1 | 365 | 5.9445 | 0.9164 | 6 | 0.86094
15412 | 8.32 | 1 | 365 | 9.5113 | 0.066245 | 9 | 0.5775
15413 | 7.28 | 1 | 365 | 8.3224 | 0.68296 | 9 | 0.0053149
15440 | 2.6 | 1 | 365 | 2.9723 | 0.9582 | 3 | 0.93047
15411 | 12.74 | 1 | 365 | 14.5641 | 0.19519 | 14 | 0.7593
16216 | 5.72 | 1 | 365 | 6.539 | 0.10804 | 6 | 0.64703
15592 | 5.355 | 1 | 365 | 6.1217 | 0.2716 | 6 | 0.39333
14721 | 9.62 | 1 | 365 | 10.9974 | 0.045346 | 11 | 0.042738
16173 | 3.06 | 1 | 365 | 3.4981 | 0.012345 | 3 | 0.51048
14692 | 9.88 | 1 | 365 | 11.2946 | 0.64117 | 11 | 0.93578
16224 | 5.61 | 1 | 365 | 6.4132 | 0.85597 | 7 | 0.26921
14686 | 5.2 | 1 | 365 | 5.9445 | 0.9164 | 6 | 0.86094
15367 | 7.8 | 1 | 365 | 8.9168 | 0.8746 | 9 | 0.79141
14666 | 7.54 | 1 | 365 | 8.6196 | 0.27878 | 8 | 0.89836
20237 | 4.42 | 1 | 365 | 5.0529 | 0.12894 | 5 | 0.1818
15563 | 5.98 | 1 | 365 | 6.8362 | 0.70386 | 7 | 0.54008
16218 | 8.32 | 1 | 365 | 9.5113 | 0.066245 | 9 | 0.5775
15208 | 6.24 | 1 | 365 | 7.1334 | 0.29968 | 7 | 0.43313
15555 | 7.8 | 1 | 365 | 8.9168 | 0.8746 | 9 | 0.79141
15552 | 9.1 | 1 | 365 | 10.4029 | 0.85371 | 11 | 0.25664
15558 | 6.12 | 1 | 365 | 6.9963 | 0.02469 | 7 | 0.020952
15365 | 6.5 | 1 | 365 | 7.4307 | 0.8955 | 8 | 0.32617
15559 | 5.2 | 1 | 365 | 5.9445 | 0.9164 | 6 | 0.86094
22225 | 10.26 | 1 | 365 | 11.729 | 0.51198 | 12 | 0.24101
15565 | 5.46 | 1 | 365 | 6.2418 | 0.51222 | 6 | 0.75399
14667 | 5.98 | 1 | 365 | 6.8362 | 0.70386 | 7 | 0.54008
15404 | 8.58 | 1 | 365 | 9.8085 | 0.66207 | 10 | 0.47055
15403 | 7.8 | 1 | 365 | 8.9168 | 0.8746 | 9 | 0.79141
14662 | 6.12 | 1 | 365 | 6.9963 | 0.02469 | 7 | 0.020952
15398 | 13.26 | 1 | 365 | 15.1586 | 0.38683 | 15 | 0.54539
14660 | 5.72 | 1 | 365 | 6.539 | 0.10804 | 6 | 0.64703
14657 | 4.16 | 1 | 365 | 4.7556 | 0.53312 | 5 | 0.28875
14655 | 9.62 | 1 | 365 | 10.9974 | 0.045346 | 11 | 0.042738
14652 | 3.9 | 1 | 365 | 4.4584 | 0.9373 | 5 | 0.3957
14642 | 3.9 | 1 | 365 | 4.4584 | 0.9373 | 5 | 0.3957
14633 | 10.4 | 1 | 365 | 11.8891 | 0.83281 | 12 | 0.72188
14618 | 14.82 | 1 | 365 | 16.9419 | 0.96175 | 17 | 0.90368
14598 | 3.06 | 1 | 365 | 3.4981 | 0.012345 | 3 | 0.51048
15241 | 9.88 | 1 | 365 | 11.2946 | 0.64117 | 11 | 0.93578
15228 | 10.66 | 1 | 365 | 12.1863 | 0.42863 | 12 | 0.61493
15219 | 7.8 | 1 | 365 | 8.9168 | 0.8746 | 9 | 0.79141
14872 | 6.76 | 1 | 365 | 7.7279 | 0.49132 | 8 | 0.21922
14869 | 2.295 | 1 | 365 | 2.6236 | 0.25926 | 2 | 0.88286
14860 | 8.06 | 1 | 365 | 9.214 | 0.47042 | 9 | 0.68446
14854 | 7.905 | 1 | 365 | 9.0368 | 0.11522 | 9 | 0.15206
14856 | 7.28 | 1 | 365 | 8.3224 | 0.68296 | 9 | 0.0053149
14851 | 6.5 | 1 | 365 | 7.4307 | 0.8955 | 8 | 0.32617
14835 | 14.025 | 1 | 365 | 16.0331 | 0.13991 | 16 | 0.17301
14837 | 5.2 | 1 | 365 | 5.9445 | 0.9164 | 6 | 0.86094
15278 | 8.84 | 1 | 365 | 10.1057 | 0.25789 | 10 | 0.3636
15266 | 7.02 | 1 | 365 | 8.0251 | 0.087144 | 8 | 0.11227
15258 | 7.8 | 1 | 365 | 8.9168 | 0.8746 | 9 | 0.79141
15700 | 15.08 | 1 | 365 | 17.2392 | 0.55757 | 17 | 0.79672
15587 | 2.34 | 1 | 365 | 2.675 | 0.36238 | 3 | 0.037423
15582 | 6.76 | 1 | 365 | 7.7279 | 0.49132 | 8 | 0.21922
15401 | 7.65 | 1 | 365 | 8.7453 | 0.53086 | 9 | 0.27619
15381 | 10.14 | 1 | 365 | 11.5918 | 0.23699 | 11 | 0.82883
14782 | 5.2 | 1 | 365 | 5.9445 | 0.9164 | 6 | 0.86094
14783 | 10.4 | 1 | 365 | 11.8891 | 0.83281 | 12 | 0.72188
14784 | 3.57 | 1 | 365 | 4.0812 | 0.18107 | 4 | 0.26222
14780 | 3.9 | 1 | 365 | 4.4584 | 0.9373 | 5 | 0.3957
14776 | 11.44 | 1 | 365 | 13.078 | 0.21609 | 13 | 0.29407
15385 | 4.68 | 1 | 365 | 5.3501 | 0.72476 | 6 | 0.074845
20395 | 10.66 | 1 | 365 | 12.1863 | 0.42863 | 12 | 0.61493
14777 | 7.28 | 1 | 365 | 8.3224 | 0.68296 | 9 | 0.0053149
15378 | 11.96 | 1 | 365 | 13.6724 | 0.40773 | 14 | 0.08016
15373 | 8.16 | 1 | 365 | 9.3283 | 0.69959 | 10 | 0.027935
15370 | 5.46 | 1 | 365 | 6.2418 | 0.51222 | 6 | 0.75399
14773 | 4.42 | 1 | 365 | 5.0529 | 0.12894 | 5 | 0.1818
15371 | 10.4 | 1 | 365 | 11.8891 | 0.83281 | 12 | 0.72188
14774 | 10.4 | 1 | 365 | 11.8891 | 0.83281 | 12 | 0.72188
15368 | 4.08 | 1 | 365 | 4.6642 | 0.34979 | 5 | 0.013968
14772 | 10.66 | 1 | 365 | 12.1863 | 0.42863 | 12 | 0.61493
15347 | 8.06 | 1 | 365 | 9.214 | 0.47042 | 9 | 0.68446
15345 | 8.32 | 1 | 365 | 9.5113 | 0.066245 | 9 | 0.5775
15344 | 8.32 | 1 | 365 | 9.5113 | 0.066245 | 9 | 0.5775
15342 | 5.865 | 1 | 365 | 6.7048 | 0.44033 | 7 | 0.14508
15334 | 14.3 | 1 | 365 | 16.3475 | 0.77011 | 17 | 0.11758
15337 | 4.42 | 1 | 365 | 5.0529 | 0.12894 | 5 | 0.1818
15339 | 8.84 | 1 | 365 | 10.1057 | 0.25789 | 10 | 0.3636
15179 | 8.06 | 1 | 365 | 9.214 | 0.47042 | 9 | 0.68446
14915 | 5.5 | 1 | 365 | 6.2875 | 0.60389 | 6 | 0.89138
5132 | 151.25 | 0.9 | 365 | 155.6154 | 0.94623 | 156 | 0.56161
15497 | 8.58 | 1 | 365 | 9.8085 | 0.66207 | 10 | 0.47055
14766 | 5.98 | 1 | 365 | 6.8362 | 0.70386 | 7 | 0.54008
18477 | 3.18 | 1 | 365 | 3.6353 | 0.28734 | 3 | 0.92265
14409 | 8.06 | 1 | 365 | 9.214 | 0.47042 | 9 | 0.68446
17801 | 139.23 | 0.9 | 365 | 143.2485 | 0.15553 | 143 | 0.40398
12689 | 9.45 | 1 | 365 | 10.8031 | 0.65577 | 11 | 0.45882
14194 | 6.75 | 1 | 365 | 7.7165 | 0.46841 | 8 | 0.18487
17321 | 6.825 | 1 | 365 | 7.8022 | 0.64028 | 8 | 0.44248
7682 | 206.64 | 1 | 365 | 236.2267 | 0.53953 | 236 | 0.76625
16884 | 8.58 | 1 | 365 | 9.8085 | 0.66207 | 10 | 0.47055
14190 | 10.92 | 1 | 365 | 12.4835 | 0.024447 | 12 | 0.50797
5631 | 56.355 | 0.9 | 365 | 57.9815 | 0.22962 | 58 | 0.21114
16513 | 9.435 | 1 | 365 | 10.7859 | 0.6214 | 11 | 0.4073
12743 | 30.78 | 0.9 | 365 | 31.6684 | 0.48235 | 32 | 0.15072
12739 | 30.78 | 0.9 | 365 | 31.6684 | 0.48235 | 32 | 0.15072
16885 | 7.95 | 1 | 365 | 9.0883 | 0.21835 | 9 | 0.30663
16886 | 8.37 | 1 | 365 | 9.5684 | 0.18083 | 9 | 0.74924
18559 | 8.67 | 1 | 365 | 9.9114 | 0.86831 | 10 | 0.77968
18862 | 5.865 | 1 | 365 | 6.7048 | 0.44033 | 7 | 0.14508
18873 | 13.26 | 1 | 365 | 15.1586 | 0.38683 | 15 | 0.54539
17076 | 14.31 | 1 | 365 | 16.3589 | 0.79302 | 17 | 0.15193
18861 | 4.335 | 1 | 365 | 4.9557 | 0.93416 | 5 | 0.88984
20365 | 15.08 | 1 | 365 | 17.2392 | 0.55757 | 17 | 0.79672
22473 | 5.865 | 1 | 365 | 6.7048 | 0.44033 | 7 | 0.14508
22476 | 10.455 | 1 | 365 | 11.9519 | 0.95885 | 12 | 0.91079
15584 | 7.8 | 1 | 365 | 8.9168 | 0.8746 | 9 | 0.79141
19831 | 6.25 | 1 | 365 | 7.1449 | 0.3226 | 7 | 0.46747
4885 | 103 | 0.9 | 365 | 105.9728 | 0.4328 | 106 | 0.40559
14103 | 5.355 | 1 | 365 | 6.1217 | 0.2716 | 6 | 0.39333
20251 | 8.25 | 1 | 365 | 9.4312 | 0.90583 | 10 | 0.33707
19579 | 11.2 | 1 | 365 | 12.8036 | 0.6661 | 13 | 0.46972
20061 | 5.6 | 1 | 365 | 6.4018 | 0.83305 | 7 | 0.23486
19705 | 9.9 | 1 | 365 | 11.3175 | 0.687 | 12 | 0.0044804
16505 | 5.7 | 1 | 365 | 6.5161 | 0.062211 | 6 | 0.57834
9429 | 49.5 | 0.9 | 365 | 50.9287 | 0.091493 | 51 | 0.020162
19000 | 4.06 | 1 | 365 | 4.6413 | 0.30396 | 4 | 0.94527
15470 | 6.84 | 1 | 365 | 7.8194 | 0.67465 | 8 | 0.494
16711 | 9.36 | 1 | 365 | 10.7002 | 0.44953 | 11 | 0.14969
16713 | 12.22 | 1 | 365 | 13.9697 | 0.0035475 | 13 | 0.97321
16714 | 4.16 | 1 | 365 | 4.7556 | 0.53312 | 5 | 0.28875
16716 | 8.16 | 1 | 365 | 9.3283 | 0.69959 | 10 | 0.027935
16721 | 6.63 | 1 | 365 | 7.5793 | 0.19341 | 7 | 0.7727
16723 | 10.14 | 1 | 365 | 11.5918 | 0.23699 | 11 | 0.82883
16727 | 6.12 | 1 | 365 | 6.9963 | 0.02469 | 7 | 0.020952
16729 | 12.48 | 1 | 365 | 14.2669 | 0.59937 | 14 | 0.86625
16731 | 4.335 | 1 | 365 | 4.9557 | 0.93416 | 5 | 0.88984
16916 | 8.67 | 1 | 365 | 9.9114 | 0.86831 | 10 | 0.77968
16733 | 4.25 | 1 | 365 | 4.8585 | 0.73937 | 5 | 0.59788
16735 | 7.54 | 1 | 365 | 8.6196 | 0.27878 | 8 | 0.89836
16742 | 5.72 | 1 | 365 | 6.539 | 0.10804 | 6 | 0.64703
16924 | 4.68 | 1 | 365 | 5.3501 | 0.72476 | 6 | 0.074845
16953 | 8.58 | 1 | 365 | 9.8085 | 0.66207 | 10 | 0.47055
16747 | 5.355 | 1 | 365 | 6.1217 | 0.2716 | 6 | 0.39333
16933 | 4.42 | 1 | 365 | 5.0529 | 0.12894 | 5 | 0.1818
16934 | 9.18 | 1 | 365 | 10.4944 | 0.037035 | 10 | 0.53143
16986 | 10.4 | 1 | 365 | 11.8891 | 0.83281 | 12 | 0.72188
16936 | 9.62 | 1 | 365 | 10.9974 | 0.045346 | 11 | 0.042738
16937 | 8.06 | 1 | 365 | 9.214 | 0.47042 | 9 | 0.68446
16938 | 5.1 | 1 | 365 | 5.8302 | 0.68724 | 6 | 0.51746
16910 | 5.2 | 1 | 365 | 5.9445 | 0.9164 | 6 | 0.86094
16922 | 9.945 | 1 | 365 | 11.3689 | 0.79012 | 12 | 0.15905
16906 | 12.22 | 1 | 365 | 13.9697 | 0.0035475 | 13 | 0.97321
16956 | 9.88 | 1 | 365 | 11.2946 | 0.64117 | 11 | 0.93578
16917 | 7.905 | 1 | 365 | 9.0368 | 0.11522 | 9 | 0.15206
16913 | 4.42 | 1 | 365 | 5.0529 | 0.12894 | 5 | 0.1818
16965 | 12.75 | 1 | 365 | 14.5755 | 0.2181 | 14 | 0.79365
16998 | 6.12 | 1 | 365 | 6.9963 | 0.02469 | 7 | 0.020952
16954 | 5.46 | 1 | 365 | 6.2418 | 0.51222 | 6 | 0.75399
16979 | 7.8 | 1 | 365 | 8.9168 | 0.8746 | 9 | 0.79141
16959 | 8.32 | 1 | 365 | 9.5113 | 0.066245 | 9 | 0.5775
16915 | 5.25 | 1 | 365 | 6.0017 | 0.030984 | 6 | 0.032679
16927 | 8.84 | 1 | 365 | 10.1057 | 0.25789 | 10 | 0.3636
16976 | 14.04 | 1 | 365 | 16.0502 | 0.17429 | 16 | 0.22454
16970 | 9.945 | 1 | 365 | 11.3689 | 0.79012 | 12 | 0.15905
16961 | 8.84 | 1 | 365 | 10.1057 | 0.25789 | 10 | 0.3636
17019 | 4.68 | 1 | 365 | 5.3501 | 0.72476 | 6 | 0.074845
16966 | 3.38 | 1 | 365 | 3.8639 | 0.74566 | 4 | 0.60961
16989 | 11.44 | 1 | 365 | 13.078 | 0.21609 | 13 | 0.29407
16919 | 7 | 1 | 365 | 8.0023 | 0.041312 | 8 | 0.043572
16999 | 6.24 | 1 | 365 | 7.1334 | 0.29968 | 7 | 0.43313
17007 | 4.94 | 1 | 365 | 5.6473 | 0.32058 | 5 | 0.96789
17013 | 2.34 | 1 | 365 | 2.675 | 0.36238 | 3 | 0.037423
17015 | 6.885 | 1 | 365 | 7.8708 | 0.77778 | 8 | 0.64857
17021 | 8.415 | 1 | 365 | 9.6199 | 0.28395 | 9 | 0.90381
17028 | 2.6 | 1 | 365 | 2.9723 | 0.9582 | 3 | 0.93047
17051 | 4.68 | 1 | 365 | 5.3501 | 0.72476 | 6 | 0.074845
20714 | 5.865 | 1 | 365 | 6.7048 | 0.44033 | 7 | 0.14508
18785 | 11.5 | 1 | 365 | 13.1466 | 0.35358 | 13 | 0.50015
18632 | 6.75 | 1 | 365 | 7.7165 | 0.46841 | 8 | 0.18487
18834 | 5.6 | 1 | 365 | 6.4018 | 0.83305 | 7 | 0.23486
20612 | 10.71 | 1 | 365 | 12.2435 | 0.54321 | 12 | 0.78667
20605 | 7 | 1 | 365 | 8.0023 | 0.041312 | 8 | 0.043572
20445 | 5.25 | 1 | 365 | 6.0017 | 0.030984 | 6 | 0.032679
20443 | 4.59 | 1 | 365 | 5.2472 | 0.51852 | 5 | 0.76571
20439 | 3.64 | 1 | 365 | 4.1612 | 0.34148 | 4 | 0.50266
19426 | 10.545 | 1 | 365 | 12.0548 | 0.16509 | 12 | 0.21992
19771 | 7.84 | 1 | 365 | 8.9625 | 0.96627 | 9 | 0.9288
19033 | 8.28 | 1 | 365 | 9.4655 | 0.97458 | 10 | 0.44011
20518 | 3.135 | 1 | 365 | 3.5839 | 0.18422 | 3 | 0.76809
19173 | 12.426 | 1 | 365 | 14.2052 | 0.47562 | 14 | 0.68078
19184 | 3.6 | 1 | 365 | 4.1154 | 0.24982 | 4 | 0.36527
19186 | 6.24 | 1 | 365 | 7.1334 | 0.29968 | 7 | 0.43313
19363 | 3.25 | 1 | 365 | 3.7153 | 0.44775 | 4 | 0.16309
19365 | 5.559 | 1 | 365 | 6.3549 | 0.73909 | 7 | 0.094031
19367 | 5.6 | 1 | 365 | 6.4018 | 0.83305 | 7 | 0.23486
19258 | 4.5 | 1 | 365 | 5.1443 | 0.31227 | 5 | 0.45658
19389 | 7.245 | 1 | 365 | 8.2823 | 0.60276 | 8 | 0.8851
19359 | 5.175 | 1 | 365 | 5.916 | 0.85911 | 6 | 0.77507
19475 | 8.4 | 1 | 365 | 9.6027 | 0.24957 | 9 | 0.85229
19045 | 4.845 | 1 | 365 | 5.5387 | 0.10288 | 5 | 0.64159
19042 | 10.965 | 1 | 365 | 12.535 | 0.12757 | 12 | 0.66254
19032 | 9.62 | 1 | 365 | 10.9974 | 0.045346 | 11 | 0.042738
19030 | 7.02 | 1 | 365 | 8.0251 | 0.087144 | 8 | 0.11227
19029 | 7.8 | 1 | 365 | 8.9168 | 0.8746 | 9 | 0.79141
17553 | 6.24 | 1 | 365 | 7.1334 | 0.29968 | 7 | 0.43313
17551 | 8.58 | 1 | 365 | 9.8085 | 0.66207 | 10 | 0.47055
17548 | 10.14 | 1 | 365 | 11.5918 | 0.23699 | 11 | 0.82883
17546 | 3.64 | 1 | 365 | 4.1612 | 0.34148 | 4 | 0.50266
20658 | 5.4 | 1 | 365 | 6.1732 | 0.37473 | 6 | 0.5479
10994 | 9.98 | 1 | 365 | 11.4089 | 0.87033 | 12 | 0.27926
18644 | 7.5 | 1 | 365 | 8.5739 | 0.18712 | 8 | 0.76097
19403 | 1427.4 | 0.7 | 365 | 1142.2426 | 0.73687 | 1142 | 0.97947
18090 | 4.75 | 1 | 365 | 5.4301 | 0.88518 | 6 | 0.31528
16089 | 7.28 | 1 | 365 | 8.3224 | 0.68296 | 9 | 0.0053149
16092 | 10.4 | 1 | 365 | 11.8891 | 0.83281 | 12 | 0.72188
15754 | 10.71 | 1 | 365 | 12.2435 | 0.54321 | 12 | 0.78667
16108 | 5.1 | 1 | 365 | 5.8302 | 0.68724 | 6 | 0.51746
18887 | 7.28 | 1 | 365 | 8.3224 | 0.68296 | 9 | 0.0053149
17175 | 10.725 | 1 | 365 | 12.2606 | 0.57758 | 12 | 0.83819
18885 | 4.59 | 1 | 365 | 5.2472 | 0.51852 | 5 | 0.76571
17206 | 11.985 | 1 | 365 | 13.701 | 0.46502 | 14 | 0.16603
17336 | 7.975 | 1 | 365 | 9.1169 | 0.27564 | 9 | 0.3925
18884 | 5.98 | 1 | 365 | 6.8362 | 0.70386 | 7 | 0.54008
18879 | 3.12 | 1 | 365 | 3.5667 | 0.14984 | 3 | 0.71656
17688 | 9.45 | 1 | 365 | 10.8031 | 0.65577 | 11 | 0.45882
18868 | 5.61 | 1 | 365 | 6.4132 | 0.85597 | 7 | 0.26921
18866 | 8.67 | 1 | 365 | 9.9114 | 0.86831 | 10 | 0.77968
18858 | 5.98 | 1 | 365 | 6.8362 | 0.70386 | 7 | 0.54008
16115 | 9.435 | 1 | 365 | 10.7859 | 0.6214 | 11 | 0.4073
18857 | 4.68 | 1 | 365 | 5.3501 | 0.72476 | 6 | 0.074845
16126 | 4.94 | 1 | 365 | 5.6473 | 0.32058 | 5 | 0.96789
18827 | 9.18 | 1 | 365 | 10.4944 | 0.037035 | 10 | 0.53143
16147 | 4.42 | 1 | 365 | 5.0529 | 0.12894 | 5 | 0.1818
18562 | 7.65 | 1 | 365 | 8.7453 | 0.53086 | 9 | 0.27619
16153 | 4.94 | 1 | 365 | 5.6473 | 0.32058 | 5 | 0.96789
16163 | 8.16 | 1 | 365 | 9.3283 | 0.69959 | 10 | 0.027935
16172 | 3.57 | 1 | 365 | 4.0812 | 0.18107 | 4 | 0.26222
16175 | 7.8 | 1 | 365 | 8.9168 | 0.8746 | 9 | 0.79141
16190 | 6.5 | 1 | 365 | 7.4307 | 0.8955 | 8 | 0.32617
16187 | 4.16 | 1 | 365 | 4.7556 | 0.53312 | 5 | 0.28875
18558 | 6.24 | 1 | 365 | 7.1334 | 0.29968 | 7 | 0.43313
16193 | 4.94 | 1 | 365 | 5.6473 | 0.32058 | 5 | 0.96789
19283 | 3.99 | 1 | 365 | 4.5613 | 0.14355 | 4 | 0.70484
16196 | 12.74 | 1 | 365 | 14.5641 | 0.19519 | 14 | 0.7593
16202 | 8.06 | 1 | 365 | 9.214 | 0.47042 | 9 | 0.68446
19281 | 6.76 | 1 | 365 | 7.7279 | 0.49132 | 8 | 0.21922
17092 | 9.92 | 1 | 365 | 11.3403 | 0.73283 | 12 | 0.073176
16204 | 6.63 | 1 | 365 | 7.5793 | 0.19341 | 7 | 0.7727
19274 | 7 | 1 | 365 | 8.0023 | 0.041312 | 8 | 0.043572
16208 | 5.98 | 1 | 365 | 6.8362 | 0.70386 | 7 | 0.54008
16210 | 5.2 | 1 | 365 | 5.9445 | 0.9164 | 6 | 0.86094
19091 | 5.61 | 1 | 365 | 6.4132 | 0.85597 | 7 | 0.26921
19084 | 5.1 | 1 | 365 | 5.8302 | 0.68724 | 6 | 0.51746
16213 | 9.62 | 1 | 365 | 10.9974 | 0.045346 | 11 | 0.042738
19076 | 7.14 | 1 | 365 | 8.1623 | 0.36214 | 8 | 0.52444
16220 | 2.295 | 1 | 365 | 2.6236 | 0.25926 | 2 | 0.88286
19053 | 8.4 | 1 | 365 | 9.6027 | 0.24957 | 9 | 0.85229
16228 | 7.54 | 1 | 365 | 8.6196 | 0.27878 | 8 | 0.89836
18912 | 9.62 | 1 | 365 | 10.9974 | 0.045346 | 11 | 0.042738
16257 | 4.16 | 1 | 365 | 4.7556 | 0.53312 | 5 | 0.28875
16261 | 4.94 | 1 | 365 | 5.6473 | 0.32058 | 5 | 0.96789
18910 | 8.06 | 1 | 365 | 9.214 | 0.47042 | 9 | 0.68446
16266 | 5.72 | 1 | 365 | 6.539 | 0.10804 | 6 | 0.64703
18905 | 7.02 | 1 | 365 | 8.0251 | 0.087144 | 8 | 0.11227
18900 | 3.12 | 1 | 365 | 3.5667 | 0.14984 | 3 | 0.71656
16268 | 4.94 | 1 | 365 | 5.6473 | 0.32058 | 5 | 0.96789
20552 | 6.24 | 1 | 365 | 7.1334 | 0.29968 | 7 | 0.43313
20469 | 4.845 | 1 | 365 | 5.5387 | 0.10288 | 5 | 0.64159
20468 | 7.28 | 1 | 365 | 8.3224 | 0.68296 | 9 | 0.0053149
20465 | 4.16 | 1 | 365 | 4.7556 | 0.53312 | 5 | 0.28875
20463 | 6.24 | 1 | 365 | 7.1334 | 0.29968 | 7 | 0.43313
20462 | 7.28 | 1 | 365 | 8.3224 | 0.68296 | 9 | 0.0053149
17860 | 4.59 | 1 | 365 | 5.2472 | 0.51852 | 5 | 0.76571
17862 | 16.32 | 1 | 365 | 18.6567 | 0.39917 | 19 | 0.055871
17868 | 16.2 | 1 | 365 | 18.5195 | 0.12418 | 18 | 0.6437
17877 | 8.32 | 1 | 365 | 9.5113 | 0.066245 | 9 | 0.5775
20454 | 8.4 | 1 | 365 | 9.6027 | 0.24957 | 9 | 0.85229
17880 | 9.9 | 1 | 365 | 11.3175 | 0.687 | 12 | 0.0044804
16269 | 8.06 | 1 | 365 | 9.214 | 0.47042 | 9 | 0.68446
16314 | 7.28 | 1 | 365 | 8.3224 | 0.68296 | 9 | 0.0053149
17883 | 7.14 | 1 | 365 | 8.1623 | 0.36214 | 8 | 0.52444
16317 | 4.42 | 1 | 365 | 5.0529 | 0.12894 | 5 | 0.1818
16321 | 8.32 | 1 | 365 | 9.5113 | 0.066245 | 9 | 0.5775
17895 | 11.7 | 1 | 365 | 13.3752 | 0.81191 | 14 | 0.18711
17922 | 5.355 | 1 | 365 | 6.1217 | 0.2716 | 6 | 0.39333
20455 | 5.32 | 1 | 365 | 6.0817 | 0.1914 | 6 | 0.27311
17950 | 11 | 1 | 365 | 12.575 | 0.20778 | 12 | 0.78276
20570 | 4.42 | 1 | 365 | 5.0529 | 0.12894 | 5 | 0.1818
20567 | 4.68 | 1 | 365 | 5.3501 | 0.72476 | 6 | 0.074845
20566 | 7.84 | 1 | 365 | 8.9625 | 0.96627 | 9 | 0.9288
16325 | 3.315 | 1 | 365 | 3.7896 | 0.59671 | 4 | 0.38635
16329 | 12.22 | 1 | 365 | 13.9697 | 0.0035475 | 13 | 0.97321
18671 | 11.07 | 1 | 365 | 12.655 | 0.36819 | 13 | 0.023192
16335 | 4.335 | 1 | 365 | 4.9557 | 0.93416 | 5 | 0.88984
16375 | 4.68 | 1 | 365 | 5.3501 | 0.72476 | 6 | 0.074845
18672 | 8.25 | 1 | 365 | 9.4312 | 0.90583 | 10 | 0.33707
16385 | 6.5 | 1 | 365 | 7.4307 | 0.8955 | 8 | 0.32617
16392 | 9.88 | 1 | 365 | 11.2946 | 0.64117 | 11 | 0.93578
18692 | 7.975 | 1 | 365 | 9.1169 | 0.27564 | 9 | 0.3925
19108 | 11.44 | 1 | 365 | 13.078 | 0.21609 | 13 | 0.29407
16388 | 10.4 | 1 | 365 | 11.8891 | 0.83281 | 12 | 0.72188
16399 | 10.14 | 1 | 365 | 11.5918 | 0.23699 | 11 | 0.82883
16401 | 5.72 | 1 | 365 | 6.539 | 0.10804 | 6 | 0.64703
20553 | 8.84 | 1 | 365 | 10.1057 | 0.25789 | 10 | 0.3636
16413 | 9.36 | 1 | 365 | 10.7002 | 0.44953 | 11 | 0.14969
16020 | 13.52 | 1 | 365 | 15.4558 | 0.98265 | 16 | 0.43844
16688 | 8.58 | 1 | 365 | 9.8085 | 0.66207 | 10 | 0.47055
16717 | 4.59 | 1 | 365 | 5.2472 | 0.51852 | 5 | 0.76571
16695 | 4 | 1 | 365 | 4.5727 | 0.16646 | 4 | 0.73918
16701 | 7.28 | 1 | 365 | 8.3224 | 0.68296 | 9 | 0.0053149
16707 | 8.58 | 1 | 365 | 9.8085 | 0.66207 | 10 | 0.47055
16710 | 10.4 | 1 | 365 | 11.8891 | 0.83281 | 12 | 0.72188
19284 | 8.32 | 1 | 365 | 9.5113 | 0.066245 | 9 | 0.5775
15599 | 12.24 | 1 | 365 | 13.9925 | 0.04938 | 14 | 0.041903
15596 | 5.46 | 1 | 365 | 6.2418 | 0.51222 | 6 | 0.75399
15577 | 7.02 | 1 | 365 | 8.0251 | 0.087144 | 8 | 0.11227
15628 | 6.24 | 1 | 365 | 7.1334 | 0.29968 | 7 | 0.43313
15589 | 6.5 | 1 | 365 | 7.4307 | 0.8955 | 8 | 0.32617
15682 | 7.65 | 1 | 365 | 8.7453 | 0.53086 | 9 | 0.27619
15684 | 5.61 | 1 | 365 | 6.4132 | 0.85597 | 7 | 0.26921
16013 | 4.725 | 1 | 365 | 5.4015 | 0.82789 | 6 | 0.22941
15839 | 5.72 | 1 | 365 | 6.539 | 0.10804 | 6 | 0.64703
15744 | 9.36 | 1 | 365 | 10.7002 | 0.44953 | 11 | 0.14969
20540 | 6.5 | 1 | 365 | 7.4307 | 0.8955 | 8 | 0.32617
15726 | 9.1 | 1 | 365 | 10.4029 | 0.85371 | 11 | 0.25664
15722 | 3.315 | 1 | 365 | 3.7896 | 0.59671 | 4 | 0.38635
20493 | 7.905 | 1 | 365 | 9.0368 | 0.11522 | 9 | 0.15206
15725 | 4.42 | 1 | 365 | 5.0529 | 0.12894 | 5 | 0.1818
20492 | 6.76 | 1 | 365 | 7.7279 | 0.49132 | 8 | 0.21922
15735 | 10.14 | 1 | 365 | 11.5918 | 0.23699 | 11 | 0.82883
20489 | 7.28 | 1 | 365 | 8.3224 | 0.68296 | 9 | 0.0053149
15707 | 7.02 | 1 | 365 | 8.0251 | 0.087144 | 8 | 0.11227
15714 | 7.8 | 1 | 365 | 8.9168 | 0.8746 | 9 | 0.79141
15716 | 6.5 | 1 | 365 | 7.4307 | 0.8955 | 8 | 0.32617
15719 | 4.845 | 1 | 365 | 5.5387 | 0.10288 | 5 | 0.64159
15730 | 3.38 | 1 | 365 | 3.8639 | 0.74566 | 4 | 0.60961
15731 | 7.8 | 1 | 365 | 8.9168 | 0.8746 | 9 | 0.79141
17547 | 5.2 | 1 | 365 | 5.9445 | 0.9164 | 6 | 0.86094
17545 | 7.02 | 1 | 365 | 8.0251 | 0.087144 | 8 | 0.11227
15935 | 5.46 | 1 | 365 | 6.2418 | 0.51222 | 6 | 0.75399
17536 | 5.2 | 1 | 365 | 5.9445 | 0.9164 | 6 | 0.86094
17538 | 8.32 | 1 | 365 | 9.5113 | 0.066245 | 9 | 0.5775
17534 | 4.16 | 1 | 365 | 4.7556 | 0.53312 | 5 | 0.28875
17532 | 11.44 | 1 | 365 | 13.078 | 0.21609 | 13 | 0.29407
15967 | 10.2 | 1 | 365 | 11.6604 | 0.37448 | 12 | 0.034919
17533 | 7.8 | 1 | 365 | 8.9168 | 0.8746 | 9 | 0.79141
17530 | 7.54 | 1 | 365 | 8.6196 | 0.27878 | 8 | 0.89836
17531 | 6.5 | 1 | 365 | 7.4307 | 0.8955 | 8 | 0.32617
17525 | 6.86 | 1 | 365 | 7.8422 | 0.72049 | 8 | 0.5627
17527 | 11.985 | 1 | 365 | 13.701 | 0.46502 | 14 | 0.16603
17524 | 4.94 | 1 | 365 | 5.6473 | 0.32058 | 5 | 0.96789
17518 | 9.18 | 1 | 365 | 10.4944 | 0.037035 | 10 | 0.53143
17520 | 10.71 | 1 | 365 | 12.2435 | 0.54321 | 12 | 0.78667
17514 | 5.1 | 1 | 365 | 5.8302 | 0.68724 | 6 | 0.51746
15602 | 6.12 | 1 | 365 | 6.9963 | 0.02469 | 7 | 0.020952
17105 | 6 | 1 | 365 | 6.8591 | 0.7497 | 7 | 0.60878
17510 | 6.63 | 1 | 365 | 7.5793 | 0.19341 | 7 | 0.7727
17509 | 7.65 | 1 | 365 | 8.7453 | 0.53086 | 9 | 0.27619
17507 | 6.885 | 1 | 365 | 7.8708 | 0.77778 | 8 | 0.64857
17504 | 9.1 | 1 | 365 | 10.4029 | 0.85371 | 11 | 0.25664
17575 | 8.68 | 1 | 365 | 9.9228 | 0.89123 | 10 | 0.81403
17505 | 7.02 | 1 | 365 | 8.0251 | 0.087144 | 8 | 0.11227
17506 | 3.38 | 1 | 365 | 3.8639 | 0.74566 | 4 | 0.60961
17501 | 9.36 | 1 | 365 | 10.7002 | 0.44953 | 11 | 0.14969
12370 | 6.375 | 1 | 365 | 7.2878 | 0.60905 | 7 | 0.89682
17503 | 5.46 | 1 | 365 | 6.2418 | 0.51222 | 6 | 0.75399
17500 | 4.42 | 1 | 365 | 5.0529 | 0.12894 | 5 | 0.1818
17497 | 8.06 | 1 | 365 | 9.214 | 0.47042 | 9 | 0.68446
17493 | 5.46 | 1 | 365 | 6.2418 | 0.51222 | 6 | 0.75399
17488 | 8.06 | 1 | 365 | 9.214 | 0.47042 | 9 | 0.68446
17466 | 4.68 | 1 | 365 | 5.3501 | 0.72476 | 6 | 0.074845
18362 | 10.5 | 1 | 365 | 12.0034 | 0.061968 | 12 | 0.065358
17483 | 5.98 | 1 | 365 | 6.8362 | 0.70386 | 7 | 0.54008
17465 | 8.58 | 1 | 365 | 9.8085 | 0.66207 | 10 | 0.47055
17463 | 8.84 | 1 | 365 | 10.1057 | 0.25789 | 10 | 0.3636
17460 | 4.42 | 1 | 365 | 5.0529 | 0.12894 | 5 | 0.1818
64 | 1189.72 | 0.7 | 365 | 952.0449 | 0.46697 | 952 | 0.51185
58 | 2258.425 | 0.7 | 365 | 1807.2504 | 0.81001 | 1808 | 0.060409
227 | 1113.21 | 1 | 365 | 1272.5994 | 0.049847 | 1272 | 0.64926
15734 | 5.72 | 1 | 365 | 6.539 | 0.10804 | 6 | 0.64703
11595 | 224.25 | 0.9 | 365 | 230.7223 | 0.5054 | 231 | 0.2277
19159 | 4.59 | 1 | 365 | 5.2472 | 0.51852 | 5 | 0.76571
15736 | 8.58 | 1 | 365 | 9.8085 | 0.66207 | 10 | 0.47055
17461 | 10.92 | 1 | 365 | 12.4835 | 0.024447 | 12 | 0.50797
15740 | 5.72 | 1 | 365 | 6.539 | 0.10804 | 6 | 0.64703
17464 | 6.76 | 1 | 365 | 7.7279 | 0.49132 | 8 | 0.21922
17458 | 10.92 | 1 | 365 | 12.4835 | 0.024447 | 12 | 0.50797
15604 | 6.63 | 1 | 365 | 7.5793 | 0.19341 | 7 | 0.7727
17049 | 6.24 | 1 | 365 | 7.1334 | 0.29968 | 7 | 0.43313
17459 | 5.98 | 1 | 365 | 6.8362 | 0.70386 | 7 | 0.54008
17456 | 6.24 | 1 | 365 | 7.1334 | 0.29968 | 7 | 0.43313
20515 | 7.18 | 1 | 365 | 8.208 | 0.4538 | 8 | 0.66184
17453 | 8.06 | 1 | 365 | 9.214 | 0.47042 | 9 | 0.68446
20408 | 5.1 | 1 | 365 | 5.8302 | 0.68724 | 6 | 0.51746
17029 | 3.64 | 1 | 365 | 4.1612 | 0.34148 | 4 | 0.50266
17454 | 9.1 | 1 | 365 | 10.4029 | 0.85371 | 11 | 0.25664
20512 | 7.905 | 1 | 365 | 9.0368 | 0.11522 | 9 | 0.15206
17452 | 4.68 | 1 | 365 | 5.3501 | 0.72476 | 6 | 0.074845
19958 | 7.28 | 1 | 365 | 8.3224 | 0.68296 | 9 | 0.0053149
17446 | 7.28 | 1 | 365 | 8.3224 | 0.68296 | 9 | 0.0053149
17047 | 10.4 | 1 | 365 | 11.8891 | 0.83281 | 12 | 0.72188
7569 | 353.925 | 0.9 | 365 | 364.14 | 0.95417 | 365 | 0.094157
7567 | 414.7 | 0.9 | 365 | 426.6691 | 0.29984 | 426 | 0.96891
17449 | 7.28 | 1 | 365 | 8.3224 | 0.68296 | 9 | 0.0053149
17443 | 5.46 | 1 | 365 | 6.2418 | 0.51222 | 6 | 0.75399
20653 | 5.1 | 1 | 365 | 5.8302 | 0.68724 | 6 | 0.51746
17041 | 6.375 | 1 | 365 | 7.2878 | 0.60905 | 7 | 0.89682
15825 | 9.88 | 1 | 365 | 11.2946 | 0.64117 | 11 | 0.93578
17040 | 10.4 | 1 | 365 | 11.8891 | 0.83281 | 12 | 0.72188
15990 | 6.24 | 1 | 365 | 7.1334 | 0.29968 | 7 | 0.43313
17240 | 9.99 | 1 | 365 | 11.4204 | 0.89324 | 12 | 0.31361
17241 | 6.5 | 1 | 365 | 7.4307 | 0.8955 | 8 | 0.32617
17039 | 2.295 | 1 | 365 | 2.6236 | 0.25926 | 2 | 0.88286
17242 | 7.54 | 1 | 365 | 8.6196 | 0.27878 | 8 | 0.89836
17246 | 10.5 | 1 | 365 | 12.0034 | 0.061968 | 12 | 0.065358
17035 | 5.72 | 1 | 365 | 6.539 | 0.10804 | 6 | 0.64703
17038 | 13.26 | 1 | 365 | 15.1586 | 0.38683 | 15 | 0.54539
17031 | 7.8 | 1 | 365 | 8.9168 | 0.8746 | 9 | 0.79141
17036 | 5.98 | 1 | 365 | 6.8362 | 0.70386 | 7 | 0.54008
17253 | 8.84 | 1 | 365 | 10.1057 | 0.25789 | 10 | 0.3636
17248 | 5.72 | 1 | 365 | 6.539 | 0.10804 | 6 | 0.64703
17034 | 6.24 | 1 | 365 | 7.1334 | 0.29968 | 7 | 0.43313
17257 | 7.8 | 1 | 365 | 8.9168 | 0.8746 | 9 | 0.79141
17259 | 8.415 | 1 | 365 | 9.6199 | 0.28395 | 9 | 0.90381
17260 | 5.98 | 1 | 365 | 6.8362 | 0.70386 | 7 | 0.54008
17261 | 3.57 | 1 | 365 | 4.0812 | 0.18107 | 4 | 0.26222
17262 | 10.14 | 1 | 365 | 11.5918 | 0.23699 | 11 | 0.82883
17265 | 3.9 | 1 | 365 | 4.4584 | 0.9373 | 5 | 0.3957
17244 | 5.2 | 1 | 365 | 5.9445 | 0.9164 | 6 | 0.86094
17266 | 4.94 | 1 | 365 | 5.6473 | 0.32058 | 5 | 0.96789
17268 | 8.58 | 1 | 365 | 9.8085 | 0.66207 | 10 | 0.47055
17030 | 6.63 | 1 | 365 | 7.5793 | 0.19341 | 7 | 0.7727
17269 | 5.1 | 1 | 365 | 5.8302 | 0.68724 | 6 | 0.51746
17270 | 4.94 | 1 | 365 | 5.6473 | 0.32058 | 5 | 0.96789
17032 | 3.38 | 1 | 365 | 3.8639 | 0.74566 | 4 | 0.60961
17033 | 7.28 | 1 | 365 | 8.3224 | 0.68296 | 9 | 0.0053149
17245 | 5.46 | 1 | 365 | 6.2418 | 0.51222 | 6 | 0.75399
17042 | 11.44 | 1 | 365 | 13.078 | 0.21609 | 13 | 0.29407
17273 | 3.06 | 1 | 365 | 3.4981 | 0.012345 | 3 | 0.51048
17276 | 8.67 | 1 | 365 | 9.9114 | 0.86831 | 10 | 0.77968
17095 | 6.12 | 1 | 365 | 6.9963 | 0.02469 | 7 | 0.020952
17274 | 3.64 | 1 | 365 | 4.1612 | 0.34148 | 4 | 0.50266
17277 | 11.475 | 1 | 365 | 13.118 | 0.29629 | 13 | 0.41428
17279 | 6.76 | 1 | 365 | 7.7279 | 0.49132 | 8 | 0.21922
17281 | 5.72 | 1 | 365 | 6.539 | 0.10804 | 6 | 0.64703
17243 | 3.64 | 1 | 365 | 4.1612 | 0.34148 | 4 | 0.50266
17282 | 9.1 | 1 | 365 | 10.4029 | 0.85371 | 11 | 0.25664
17048 | 8.58 | 1 | 365 | 9.8085 | 0.66207 | 10 | 0.47055
17285 | 10.2 | 1 | 365 | 11.6604 | 0.37448 | 12 | 0.034919
17286 | 9.18 | 1 | 365 | 10.4944 | 0.037035 | 10 | 0.53143
17289 | 6.5 | 1 | 365 | 7.4307 | 0.8955 | 8 | 0.32617
19480 | 8.58 | 1 | 365 | 9.8085 | 0.66207 | 10 | 0.47055
17287 | 2.55 | 1 | 365 | 2.9151 | 0.84362 | 3 | 0.75873
17297 | 6.12 | 1 | 365 | 6.9963 | 0.02469 | 7 | 0.020952
17290 | 11.96 | 1 | 365 | 13.6724 | 0.40773 | 14 | 0.08016
17057 | 3.12 | 1 | 365 | 3.5667 | 0.14984 | 3 | 0.71656
17300 | 5.1 | 1 | 365 | 5.8302 | 0.68724 | 6 | 0.51746
17059 | 10.92 | 1 | 365 | 12.4835 | 0.024447 | 12 | 0.50797
17301 | 11.7 | 1 | 365 | 13.3752 | 0.81191 | 14 | 0.18711
19463 | 12.48 | 1 | 365 | 14.2669 | 0.59937 | 14 | 0.86625
17303 | 3.38 | 1 | 365 | 3.8639 | 0.74566 | 4 | 0.60961
17307 | 12.74 | 1 | 365 | 14.5641 | 0.19519 | 14 | 0.7593
17310 | 5.61 | 1 | 365 | 6.4132 | 0.85597 | 7 | 0.26921
17304 | 7.65 | 1 | 365 | 8.7453 | 0.53086 | 9 | 0.27619
17312 | 8.415 | 1 | 365 | 9.6199 | 0.28395 | 9 | 0.90381
19505 | 8.32 | 1 | 365 | 9.5113 | 0.066245 | 9 | 0.5775
17326 | 3.57 | 1 | 365 | 4.0812 | 0.18107 | 4 | 0.26222
17327 | 6.76 | 1 | 365 | 7.7279 | 0.49132 | 8 | 0.21922
17061 | 6.24 | 1 | 365 | 7.1334 | 0.29968 | 7 | 0.43313
17324 | 6.76 | 1 | 365 | 7.7279 | 0.49132 | 8 | 0.21922
17334 | 2.86 | 1 | 365 | 3.2695 | 0.55402 | 3 | 0.82352
17071 | 6.375 | 1 | 365 | 7.2878 | 0.60905 | 7 | 0.89682
17332 | 5.72 | 1 | 365 | 6.539 | 0.10804 | 6 | 0.64703
17337 | 7.28 | 1 | 365 | 8.3224 | 0.68296 | 9 | 0.0053149
17338 | 3.64 | 1 | 365 | 4.1612 | 0.34148 | 4 | 0.50266
16784 | 13.77 | 1 | 365 | 15.7416 | 0.55555 | 16 | 0.29714
17348 | 3.12 | 1 | 365 | 3.5667 | 0.14984 | 3 | 0.71656
17342 | 6.24 | 1 | 365 | 7.1334 | 0.29968 | 7 | 0.43313
17356 | 7.28 | 1 | 365 | 8.3224 | 0.68296 | 9 | 0.0053149
17360 | 11.73 | 1 | 365 | 13.4095 | 0.88066 | 14 | 0.29016
17373 | 15.6 | 1 | 365 | 17.8336 | 0.74921 | 18 | 0.58282
17364 | 5.46 | 1 | 365 | 6.2418 | 0.51222 | 6 | 0.75399
17377 | 7.02 | 1 | 365 | 8.0251 | 0.087144 | 8 | 0.11227
17380 | 9.1 | 1 | 365 | 10.4029 | 0.85371 | 11 | 0.25664
17382 | 2.295 | 1 | 365 | 2.6236 | 0.25926 | 2 | 0.88286
16198 | 18.87 | 1 | 365 | 21.5718 | 0.24279 | 21 | 0.8146
17008 | 5.72 | 1 | 365 | 6.539 | 0.10804 | 6 | 0.64703
19086 | 6.12 | 1 | 365 | 6.9963 | 0.02469 | 7 | 0.020952
19008 | 12 | 1 | 365 | 13.7182 | 0.49939 | 14 | 0.21755
19010 | 5.04 | 1 | 365 | 5.7616 | 0.54974 | 6 | 0.31137
19041 | 10.065 | 1 | 365 | 11.5061 | 0.065115 | 11 | 0.57122
19044 | 7.15 | 1 | 365 | 8.1737 | 0.38505 | 8 | 0.55879
19870 | 15.3 | 1 | 365 | 17.4907 | 0.061725 | 17 | 0.55238
19047 | 4.48 | 1 | 365 | 5.1214 | 0.26644 | 5 | 0.38789
18233 | 7.28 | 1 | 365 | 8.3224 | 0.68296 | 9 | 0.0053149
19083 | 13.734 | 1 | 365 | 15.7004 | 0.47305 | 16 | 0.17349
19167 | 12.19 | 1 | 365 | 13.9354 | 0.9348 | 14 | 0.87016
19169 | 10.791 | 1 | 365 | 12.3361 | 0.72883 | 13 | 0.064884
20648 | 9.435 | 1 | 365 | 10.7859 | 0.6214 | 11 | 0.4073
17429 | 15.3 | 1 | 365 | 17.4907 | 0.061725 | 17 | 0.55238
20119 | 7.14 | 1 | 365 | 8.1623 | 0.36214 | 8 | 0.52444
17409 | 5.5 | 1 | 365 | 6.2875 | 0.60389 | 6 | 0.89138
17416 | 5.98 | 1 | 365 | 6.8362 | 0.70386 | 7 | 0.54008
20132 | 6.325 | 1 | 365 | 7.2306 | 0.49447 | 7 | 0.72508
17434 | 14.28 | 1 | 365 | 16.3246 | 0.72428 | 17 | 0.048887
20643 | 5.865 | 1 | 365 | 6.7048 | 0.44033 | 7 | 0.14508
16658 | 8.32 | 1 | 365 | 9.5113 | 0.066245 | 9 | 0.5775
20155 | 10.45 | 1 | 365 | 11.9462 | 0.94739 | 12 | 0.89362
16992 | 4.08 | 1 | 365 | 4.6642 | 0.34979 | 5 | 0.013968
20640 | 3.38 | 1 | 365 | 3.8639 | 0.74566 | 4 | 0.60961
15220 | 4.59 | 1 | 365 | 5.2472 | 0.51852 | 5 | 0.76571
20633 | 5.2 | 1 | 365 | 5.9445 | 0.9164 | 6 | 0.86094
15629 | 4.5 | 1 | 365 | 5.1443 | 0.31227 | 5 | 0.45658
19180 | 7.84 | 1 | 365 | 8.9625 | 0.96627 | 9 | 0.9288
19121 | 5.72 | 1 | 365 | 6.539 | 0.10804 | 6 | 0.64703
15982 | 7.5 | 1 | 365 | 8.5739 | 0.18712 | 8 | 0.76097
19114 | 10.66 | 1 | 365 | 12.1863 | 0.42863 | 12 | 0.61493
20356 | 14.025 | 1 | 365 | 16.0331 | 0.13991 | 16 | 0.17301
18489 | 1.925 | 1 | 365 | 2.2006 | 0.41136 | 2 | 0.61198
17331 | 4.845 | 1 | 365 | 5.5387 | 0.10288 | 5 | 0.64159
19144 | 6.76 | 1 | 365 | 7.7279 | 0.49132 | 8 | 0.21922
20378 | 12.1 | 1 | 365 | 13.8325 | 0.72855 | 14 | 0.56103
19101 | 3.5 | 1 | 365 | 4.0011 | 0.020656 | 4 | 0.021786
13833 | 6.63 | 1 | 365 | 7.5793 | 0.19341 | 7 | 0.7727
20676 | 5.61 | 1 | 365 | 6.4132 | 0.85597 | 7 | 0.26921
20432 | 12.65 | 1 | 365 | 14.4612 | 0.98894 | 15 | 0.45017
17350 | 4.08 | 1 | 365 | 4.6642 | 0.34979 | 5 | 0.013968
17345 | 3.825 | 1 | 365 | 4.3727 | 0.76543 | 5 | 0.13809
19141 | 6.5 | 1 | 365 | 7.4307 | 0.8955 | 8 | 0.32617
19094 | 7.28 | 1 | 365 | 8.3224 | 0.68296 | 9 | 0.0053149
20434 | 12.65 | 1 | 365 | 14.4612 | 0.98894 | 15 | 0.45017
16759 | 4.16 | 1 | 365 | 4.7556 | 0.53312 | 5 | 0.28875
19140 | 4.68 | 1 | 365 | 5.3501 | 0.72476 | 6 | 0.074845
20504 | 12.96 | 1 | 365 | 14.8156 | 0.69934 | 15 | 0.51496
17320 | 6.885 | 1 | 365 | 7.8708 | 0.77778 | 8 | 0.64857
20508 | 5.775 | 1 | 365 | 6.6019 | 0.23408 | 6 | 0.83595
19113 | 6.76 | 1 | 365 | 7.7279 | 0.49132 | 8 | 0.21922
19111 | 7.54 | 1 | 365 | 8.6196 | 0.27878 | 8 | 0.89836
19075 | 5.72 | 1 | 365 | 6.539 | 0.10804 | 6 | 0.64703
19130 | 10.14 | 1 | 365 | 11.5918 | 0.23699 | 11 | 0.82883
19058 | 7.02 | 1 | 365 | 8.0251 | 0.087144 | 8 | 0.11227
17329 | 4.335 | 1 | 365 | 4.9557 | 0.93416 | 5 | 0.88984
17271 | 9.69 | 1 | 365 | 11.0774 | 0.20576 | 11 | 0.28317
17178 | 4.47 | 1 | 365 | 5.11 | 0.24352 | 5 | 0.35354
17179 | 4.845 | 1 | 365 | 5.5387 | 0.10288 | 5 | 0.64159
16787 | 3.06 | 1 | 365 | 3.4981 | 0.012345 | 3 | 0.51048
16070 | 9.945 | 1 | 365 | 11.3689 | 0.79012 | 12 | 0.15905
16109 | 10.45 | 1 | 365 | 11.9462 | 0.94739 | 12 | 0.89362
17275 | 7.425 | 1 | 365 | 8.4881 | 0.015249 | 8 | 0.50336
16779 | 6.12 | 1 | 365 | 6.9963 | 0.02469 | 7 | 0.020952
16964 | 4.2 | 1 | 365 | 4.8014 | 0.62479 | 5 | 0.42614
20511 | 5 | 1 | 365 | 5.7159 | 0.45808 | 6 | 0.17398
18531 | 24.08 | 1 | 365 | 27.5278 | 0.18211 | 27 | 0.70989
19124 | 3.64 | 1 | 365 | 4.1612 | 0.34148 | 4 | 0.50266
17400 | 5.39 | 1 | 365 | 6.1617 | 0.35181 | 6 | 0.51355
18541 | 11.76 | 1 | 365 | 13.4438 | 0.9494 | 14 | 0.3932
17971 | 15.696 | 1 | 365 | 17.9434 | 0.9692 | 18 | 0.91256
18547 | 7.35 | 1 | 365 | 8.4024 | 0.84338 | 9 | 0.24575
18732 | 7.14 | 1 | 365 | 8.1623 | 0.36214 | 8 | 0.52444
18544 | 11.115 | 1 | 365 | 12.7064 | 0.47131 | 13 | 0.17776
16908 | 4.335 | 1 | 365 | 4.9557 | 0.93416 | 5 | 0.88984
19123 | 4.68 | 1 | 365 | 5.3501 | 0.72476 | 6 | 0.074845
16774 | 3.9 | 1 | 365 | 4.4584 | 0.9373 | 5 | 0.3957
16205 | 5.355 | 1 | 365 | 6.1217 | 0.2716 | 6 | 0.39333
17402 | 5.1 | 1 | 365 | 5.8302 | 0.68724 | 6 | 0.51746
18821 | 6.21 | 1 | 365 | 7.0991 | 0.23094 | 7 | 0.33008
16227 | 11.985 | 1 | 365 | 13.701 | 0.46502 | 14 | 0.16603
16480 | 11.475 | 1 | 365 | 13.118 | 0.29629 | 13 | 0.41428
18828 | 7.56 | 1 | 365 | 8.6424 | 0.32462 | 8 | 0.96706
18816 | 9.99 | 1 | 365 | 11.4204 | 0.89324 | 12 | 0.31361
17366 | 5.865 | 1 | 365 | 6.7048 | 0.44033 | 7 | 0.14508
20496 | 4.42 | 1 | 365 | 5.0529 | 0.12894 | 5 | 0.1818
19092 | 5.6 | 1 | 365 | 6.4018 | 0.83305 | 7 | 0.23486
19089 | 8.175 | 1 | 365 | 9.3455 | 0.73396 | 10 | 0.079457
17715 | 5.32 | 1 | 365 | 6.0817 | 0.1914 | 6 | 0.27311
17385 | 3.675 | 1 | 365 | 4.2012 | 0.42169 | 4 | 0.62288
17714 | 5.6 | 1 | 365 | 6.4018 | 0.83305 | 7 | 0.23486
17519 | 12.3 | 1 | 365 | 14.0611 | 0.18688 | 14 | 0.24799
17417 | 4.845 | 1 | 365 | 5.5387 | 0.10288 | 5 | 0.64159
17712 | 2.6 | 1 | 365 | 2.9723 | 0.9582 | 3 | 0.93047
17636 | 4.76 | 1 | 365 | 5.4415 | 0.90809 | 6 | 0.34963
19521 | 6.6 | 1 | 365 | 7.545 | 0.12467 | 7 | 0.66965
17398 | 6.325 | 1 | 365 | 7.2306 | 0.49447 | 7 | 0.72508
18675 | 7.28 | 1 | 365 | 8.3224 | 0.68296 | 9 | 0.0053149
16700 | 9.18 | 1 | 365 | 10.4944 | 0.037035 | 10 | 0.53143
16777 | 6.375 | 1 | 365 | 7.2878 | 0.60905 | 7 | 0.89682
17016 | 8.06 | 1 | 365 | 9.214 | 0.47042 | 9 | 0.68446
16493 | 45.9 | 0.9 | 365 | 47.2248 | 0.66666 | 47 | 0.89142
17020 | 9.62 | 1 | 365 | 10.9974 | 0.045346 | 11 | 0.042738
17371 | 8.06 | 1 | 365 | 9.214 | 0.47042 | 9 | 0.68446
17264 | 6.75 | 1 | 365 | 7.7165 | 0.46841 | 8 | 0.18487
17267 | 4.59 | 1 | 365 | 5.2472 | 0.51852 | 5 | 0.76571
17027 | 16.065 | 1 | 365 | 18.3652 | 0.81481 | 19 | 0.18
15893 | 9.36 | 1 | 365 | 10.7002 | 0.44953 | 11 | 0.14969
15894 | 5.98 | 1 | 365 | 6.8362 | 0.70386 | 7 | 0.54008
15901 | 10.4 | 1 | 365 | 11.8891 | 0.83281 | 12 | 0.72188
7423 | 326.66 | 0.9 | 365 | 336.0881 | 0.72135 | 336 | 0.80942
15915 | 2.86 | 1 | 365 | 3.2695 | 0.55402 | 3 | 0.82352
15917 | 4.94 | 1 | 365 | 5.6473 | 0.32058 | 5 | 0.96789
7386 | 559.98 | 0.9 | 365 | 576.1421 | 0.93321 | 577 | 0.075358
15916 | 11.18 | 1 | 365 | 12.7808 | 0.62027 | 13 | 0.40102
7412 | 329.4 | 0.9 | 365 | 338.9071 | 0.37248 | 339 | 0.27962
15924 | 7.8 | 1 | 365 | 8.9168 | 0.8746 | 9 | 0.79141
15980 | 7.395 | 1 | 365 | 8.4538 | 0.9465 | 9 | 0.40032
18005 | 6.24 | 1 | 365 | 7.1334 | 0.29968 | 7 | 0.43313
15964 | 4.68 | 1 | 365 | 5.3501 | 0.72476 | 6 | 0.074845
18003 | 5.72 | 1 | 365 | 6.539 | 0.10804 | 6 | 0.64703
15969 | 8.32 | 1 | 365 | 9.5113 | 0.066245 | 9 | 0.5775
17981 | 5.46 | 1 | 365 | 6.2418 | 0.51222 | 6 | 0.75399
15971 | 4.68 | 1 | 365 | 5.3501 | 0.72476 | 6 | 0.074845
17368 | 4.08 | 1 | 365 | 4.6642 | 0.34979 | 5 | 0.013968
17367 | 4.845 | 1 | 365 | 5.5387 | 0.10288 | 5 | 0.64159
15983 | 3.06 | 1 | 365 | 3.4981 | 0.012345 | 3 | 0.51048
17079 | 6.63 | 1 | 365 | 7.5793 | 0.19341 | 7 | 0.7727
15985 | 5.2 | 1 | 365 | 5.9445 | 0.9164 | 6 | 0.86094
17073 | 4.59 | 1 | 365 | 5.2472 | 0.51852 | 5 | 0.76571
16017 | 7.02 | 1 | 365 | 8.0251 | 0.087144 | 8 | 0.11227
18898 | 7.8 | 1 | 365 | 8.9168 | 0.8746 | 9 | 0.79141
16024 | 11.7 | 1 | 365 | 13.3752 | 0.81191 | 14 | 0.18711
15986 | 13.26 | 1 | 365 | 15.1586 | 0.38683 | 15 | 0.54539
16025 | 8.58 | 1 | 365 | 9.8085 | 0.66207 | 10 | 0.47055
15989 | 7.54 | 1 | 365 | 8.6196 | 0.27878 | 8 | 0.89836
15993 | 7.14 | 1 | 365 | 8.1623 | 0.36214 | 8 | 0.52444
15706 | 8.32 | 1 | 365 | 9.5113 | 0.066245 | 9 | 0.5775
15995 | 7.65 | 1 | 365 | 8.7453 | 0.53086 | 9 | 0.27619
15999 | 9.1 | 1 | 365 | 10.4029 | 0.85371 | 11 | 0.25664
15745 | 4.16 | 1 | 365 | 4.7556 | 0.53312 | 5 | 0.28875
16004 | 5.46 | 1 | 365 | 6.2418 | 0.51222 | 6 | 0.75399
15747 | 11.18 | 1 | 365 | 12.7808 | 0.62027 | 13 | 0.40102
16012 | 9.62 | 1 | 365 | 10.9974 | 0.045346 | 11 | 0.042738
14331 | 5.865 | 1 | 365 | 6.7048 | 0.44033 | 7 | 0.14508
16029 | 5.355 | 1 | 365 | 6.1217 | 0.2716 | 6 | 0.39333
16032 | 13.26 | 1 | 365 | 15.1586 | 0.38683 | 15 | 0.54539
15750 | 4.335 | 1 | 365 | 4.9557 | 0.93416 | 5 | 0.88984
15751 | 6.12 | 1 | 365 | 6.9963 | 0.02469 | 7 | 0.020952
15748 | 7.8 | 1 | 365 | 8.9168 | 0.8746 | 9 | 0.79141
20596 | 3.12 | 1 | 365 | 3.5667 | 0.14984 | 3 | 0.71656
15756 | 5.46 | 1 | 365 | 6.2418 | 0.51222 | 6 | 0.75399
15702 | 4.845 | 1 | 365 | 5.5387 | 0.10288 | 5 | 0.64159
15704 | 7.8 | 1 | 365 | 8.9168 | 0.8746 | 9 | 0.79141
15697 | 8.32 | 1 | 365 | 9.5113 | 0.066245 | 9 | 0.5775
15687 | 5.2 | 1 | 365 | 5.9445 | 0.9164 | 6 | 0.86094
15796 | 8.415 | 1 | 365 | 9.6199 | 0.28395 | 9 | 0.90381
16035 | 6.5 | 1 | 365 | 7.4307 | 0.8955 | 8 | 0.32617
16033 | 8.32 | 1 | 365 | 9.5113 | 0.066245 | 9 | 0.5775
16034 | 2.86 | 1 | 365 | 3.2695 | 0.55402 | 3 | 0.82352
16037 | 7.02 | 1 | 365 | 8.0251 | 0.087144 | 8 | 0.11227
16038 | 5.2 | 1 | 365 | 5.9445 | 0.9164 | 6 | 0.86094
16039 | 8.58 | 1 | 365 | 9.8085 | 0.66207 | 10 | 0.47055
16044 | 7.54 | 1 | 365 | 8.6196 | 0.27878 | 8 | 0.89836
20050 | 10.26 | 1 | 365 | 11.729 | 0.51198 | 12 | 0.24101
16049 | 8.32 | 1 | 365 | 9.5113 | 0.066245 | 9 | 0.5775
15830 | 7.02 | 1 | 365 | 8.0251 | 0.087144 | 8 | 0.11227
16053 | 3.9 | 1 | 365 | 4.4584 | 0.9373 | 5 | 0.3957
15790 | 2.04 | 1 | 365 | 2.3321 | 0.6749 | 3 | 0.0069838
16059 | 9.88 | 1 | 365 | 11.2946 | 0.64117 | 11 | 0.93578
15778 | 10.92 | 1 | 365 | 12.4835 | 0.024447 | 12 | 0.50797
15868 | 4.59 | 1 | 365 | 5.2472 | 0.51852 | 5 | 0.76571
17750 | 8.12 | 1 | 365 | 9.2826 | 0.60792 | 9 | 0.89054
15799 | 8.32 | 1 | 365 | 9.5113 | 0.066245 | 9 | 0.5775
15895 | 5.46 | 1 | 365 | 6.2418 | 0.51222 | 6 | 0.75399
15910 | 5.98 | 1 | 365 | 6.8362 | 0.70386 | 7 | 0.54008
15695 | 9.36 | 1 | 365 | 10.7002 | 0.44953 | 11 | 0.14969
15680 | 4.94 | 1 | 365 | 5.6473 | 0.32058 | 5 | 0.96789
12582 | 25.96 | 0.9 | 365 | 26.7093 | 0.54132 | 27 | 0.25057
16107 | 3.57 | 1 | 365 | 4.0812 | 0.18107 | 4 | 0.26222
15814 | 6.76 | 1 | 365 | 7.7279 | 0.49132 | 8 | 0.21922
15812 | 3.12 | 1 | 365 | 3.5667 | 0.14984 | 3 | 0.71656
16065 | 5.725 | 1 | 365 | 6.5447 | 0.1195 | 6 | 0.66421
16492 | 8.47 | 1 | 365 | 9.6827 | 0.40999 | 10 | 0.092722
15939 | 2.86 | 1 | 365 | 3.2695 | 0.55402 | 3 | 0.82352
15944 | 5.98 | 1 | 365 | 6.8362 | 0.70386 | 7 | 0.54008
15802 | 8.58 | 1 | 365 | 9.8085 | 0.66207 | 10 | 0.47055
15828 | 10.92 | 1 | 365 | 12.4835 | 0.024447 | 12 | 0.50797
16900 | 6.25 | 1 | 365 | 7.1449 | 0.3226 | 7 | 0.46747
15689 | 3.38 | 1 | 365 | 3.8639 | 0.74566 | 4 | 0.60961
15743 | 10.92 | 1 | 365 | 12.4835 | 0.024447 | 12 | 0.50797
15961 | 5.2 | 1 | 365 | 5.9445 | 0.9164 | 6 | 0.86094
15693 | 4.845 | 1 | 365 | 5.5387 | 0.10288 | 5 | 0.64159
15938 | 6.12 | 1 | 365 | 6.9963 | 0.02469 | 7 | 0.020952
17046 | 10.53 | 1 | 365 | 12.0377 | 0.13072 | 12 | 0.1684
15760 | 6.5 | 1 | 365 | 7.4307 | 0.8955 | 8 | 0.32617
15892 | 9.18 | 1 | 365 | 10.4944 | 0.037035 | 10 | 0.53143
15686 | 5.865 | 1 | 365 | 6.7048 | 0.44033 | 7 | 0.14508
17694 | 5.2 | 1 | 365 | 5.9445 | 0.9164 | 6 | 0.86094
15692 | 5.46 | 1 | 365 | 6.2418 | 0.51222 | 6 | 0.75399
17729 | 3.06 | 1 | 365 | 3.4981 | 0.012345 | 3 | 0.51048
15845 | 4.16 | 1 | 365 | 4.7556 | 0.53312 | 5 | 0.28875
17731 | 4.16 | 1 | 365 | 4.7556 | 0.53312 | 5 | 0.28875
15742 | 5.2 | 1 | 365 | 5.9445 | 0.9164 | 6 | 0.86094
17604 | 2.55 | 1 | 365 | 2.9151 | 0.84362 | 3 | 0.75873
17687 | 14.025 | 1 | 365 | 16.0331 | 0.13991 | 16 | 0.17301
17737 | 5.2 | 1 | 365 | 5.9445 | 0.9164 | 6 | 0.86094
17740 | 5.98 | 1 | 365 | 6.8362 | 0.70386 | 7 | 0.54008
17743 | 6.375 | 1 | 365 | 7.2878 | 0.60905 | 7 | 0.89682
17746 | 2.55 | 1 | 365 | 2.9151 | 0.84362 | 3 | 0.75873
17759 | 4.59 | 1 | 365 | 5.2472 | 0.51852 | 5 | 0.76571
17761 | 4.1 | 1 | 365 | 4.687 | 0.39563 | 5 | 0.082664
17768 | 2.805 | 1 | 365 | 3.2066 | 0.42798 | 3 | 0.6346
20726 | 3.9 | 1 | 365 | 4.4584 | 0.9373 | 5 | 0.3957
19954 | 5.46 | 1 | 365 | 6.2418 | 0.51222 | 6 | 0.75399
17790 | 7.905 | 1 | 365 | 9.0368 | 0.11522 | 9 | 0.15206
12622 | 6.12 | 1 | 365 | 6.9963 | 0.02469 | 7 | 0.020952
13153 | 6.12 | 1 | 365 | 6.9963 | 0.02469 | 7 | 0.020952
15739 | 9.945 | 1 | 365 | 11.3689 | 0.79012 | 12 | 0.15905
15039 | 4.335 | 1 | 365 | 4.9557 | 0.93416 | 5 | 0.88984
14759 | 5.1 | 1 | 365 | 5.8302 | 0.68724 | 6 | 0.51746
15261 | 5.355 | 1 | 365 | 6.1217 | 0.2716 | 6 | 0.39333
15643 | 11.75 | 1 | 365 | 13.4324 | 0.92649 | 14 | 0.35885
15622 | 6.12 | 1 | 365 | 6.9963 | 0.02469 | 7 | 0.020952
17786 | 4.68 | 1 | 365 | 5.3501 | 0.72476 | 6 | 0.074845
15598 | 4.59 | 1 | 365 | 5.2472 | 0.51852 | 5 | 0.76571
14900 | 8.925 | 1 | 365 | 10.2029 | 0.45267 | 10 | 0.65555
15891 | 6.885 | 1 | 365 | 7.8708 | 0.77778 | 8 | 0.64857
15884 | 9.1 | 1 | 365 | 10.4029 | 0.85371 | 11 | 0.25664
16185 | 3.675 | 1 | 365 | 4.2012 | 0.42169 | 4 | 0.62288
16497 | 6.63 | 1 | 365 | 7.5793 | 0.19341 | 7 | 0.7727
14649 | 12.495 | 1 | 365 | 14.284 | 0.63374 | 14 | 0.91778
15024 | 4.335 | 1 | 365 | 4.9557 | 0.93416 | 5 | 0.88984
15255 | 6.12 | 1 | 365 | 6.9963 | 0.02469 | 7 | 0.020952
15234 | 4.59 | 1 | 365 | 5.2472 | 0.51852 | 5 | 0.76571
17920 | 2.55 | 1 | 365 | 2.9151 | 0.84362 | 3 | 0.75873
17916 | 3.64 | 1 | 365 | 4.1612 | 0.34148 | 4 | 0.50266
17894 | 4.42 | 1 | 365 | 5.0529 | 0.12894 | 5 | 0.1818
17886 | 2.86 | 1 | 365 | 3.2695 | 0.55402 | 3 | 0.82352
17888 | 6.5 | 1 | 365 | 7.4307 | 0.8955 | 8 | 0.32617
16516 | 5.1 | 1 | 365 | 5.8302 | 0.68724 | 6 | 0.51746
17874 | 6.24 | 1 | 365 | 7.1334 | 0.29968 | 7 | 0.43313
17878 | 5.2 | 1 | 365 | 5.9445 | 0.9164 | 6 | 0.86094
15668 | 6.63 | 1 | 365 | 7.5793 | 0.19341 | 7 | 0.7727
16570 | 6.885 | 1 | 365 | 7.8708 | 0.77778 | 8 | 0.64857
17870 | 9.36 | 1 | 365 | 10.7002 | 0.44953 | 11 | 0.14969
17873 | 2.34 | 1 | 365 | 2.675 | 0.36238 | 3 | 0.037423
15650 | 6.12 | 1 | 365 | 6.9963 | 0.02469 | 7 | 0.020952
17869 | 10.4 | 1 | 365 | 11.8891 | 0.83281 | 12 | 0.72188
15913 | 5.61 | 1 | 365 | 6.4132 | 0.85597 | 7 | 0.26921
17861 | 4.16 | 1 | 365 | 4.7556 | 0.53312 | 5 | 0.28875
15052 | 9.435 | 1 | 365 | 10.7859 | 0.6214 | 11 | 0.4073
17857 | 6.76 | 1 | 365 | 7.7279 | 0.49132 | 8 | 0.21922
17858 | 3.38 | 1 | 365 | 3.8639 | 0.74566 | 4 | 0.60961
19737 | 4.845 | 1 | 365 | 5.5387 | 0.10288 | 5 | 0.64159
16755 | 3.57 | 1 | 365 | 4.0812 | 0.18107 | 4 | 0.26222
17846 | 8.06 | 1 | 365 | 9.214 | 0.47042 | 9 | 0.68446
17852 | 6.76 | 1 | 365 | 7.7279 | 0.49132 | 8 | 0.21922
17837 | 9.69 | 1 | 365 | 11.0774 | 0.20576 | 11 | 0.28317
17839 | 6.76 | 1 | 365 | 7.7279 | 0.49132 | 8 | 0.21922
17841 | 10.2 | 1 | 365 | 11.6604 | 0.37448 | 12 | 0.034919
16712 | 7.395 | 1 | 365 | 8.4538 | 0.9465 | 9 | 0.40032
19721 | 4.08 | 1 | 365 | 4.6642 | 0.34979 | 5 | 0.013968
15678 | 2.55 | 1 | 365 | 2.9151 | 0.84362 | 3 | 0.75873
17821 | 5.2 | 1 | 365 | 5.9445 | 0.9164 | 6 | 0.86094
17824 | 5.72 | 1 | 365 | 6.539 | 0.10804 | 6 | 0.64703
17557 | 7.65 | 1 | 365 | 8.7453 | 0.53086 | 9 | 0.27619
17817 | 5.72 | 1 | 365 | 6.539 | 0.10804 | 6 | 0.64703
17563 | 3.64 | 1 | 365 | 4.1612 | 0.34148 | 4 | 0.50266
15050 | 4.59 | 1 | 365 | 5.2472 | 0.51852 | 5 | 0.76571
17535 | 4.335 | 1 | 365 | 4.9557 | 0.93416 | 5 | 0.88984
17812 | 5.2 | 1 | 365 | 5.9445 | 0.9164 | 6 | 0.86094
17815 | 5.46 | 1 | 365 | 6.2418 | 0.51222 | 6 | 0.75399
17537 | 5.61 | 1 | 365 | 6.4132 | 0.85597 | 7 | 0.26921
17540 | 4.08 | 1 | 365 | 4.6642 | 0.34979 | 5 | 0.013968
16575 | 4.845 | 1 | 365 | 5.5387 | 0.10288 | 5 | 0.64159
17541 | 4.845 | 1 | 365 | 5.5387 | 0.10288 | 5 | 0.64159
17809 | 4.42 | 1 | 365 | 5.0529 | 0.12894 | 5 | 0.1818
17632 | 10.2 | 1 | 365 | 11.6604 | 0.37448 | 12 | 0.034919
17803 | 7.02 | 1 | 365 | 8.0251 | 0.087144 | 8 | 0.11227
17613 | 4.42 | 1 | 365 | 5.0529 | 0.12894 | 5 | 0.1818
17629 | 9.205 | 1 | 365 | 10.523 | 0.094325 | 10 | 0.6173
14862 | 8.925 | 1 | 365 | 10.2029 | 0.45267 | 10 | 0.65555
17641 | 7.905 | 1 | 365 | 9.0368 | 0.11522 | 9 | 0.15206
17648 | 5.355 | 1 | 365 | 6.1217 | 0.2716 | 6 | 0.39333
17656 | 7.14 | 1 | 365 | 8.1623 | 0.36214 | 8 | 0.52444
17651 | 7.14 | 1 | 365 | 8.1623 | 0.36214 | 8 | 0.52444
17657 | 9.69 | 1 | 365 | 11.0774 | 0.20576 | 11 | 0.28317
17682 | 13.77 | 1 | 365 | 15.7416 | 0.55555 | 16 | 0.29714
17683 | 6.12 | 1 | 365 | 6.9963 | 0.02469 | 7 | 0.020952
17689 | 6.375 | 1 | 365 | 7.2878 | 0.60905 | 7 | 0.89682
17698 | 6.24 | 1 | 365 | 7.1334 | 0.29968 | 7 | 0.43313
18619 | 5.215 | 1 | 365 | 5.9617 | 0.95078 | 6 | 0.91246
19726 | 7.8 | 1 | 365 | 8.9168 | 0.8746 | 9 | 0.79141
17802 | 6.24 | 1 | 365 | 7.1334 | 0.29968 | 7 | 0.43313
17810 | 11.475 | 1 | 365 | 13.118 | 0.29629 | 13 | 0.41428
17780 | 5.2 | 1 | 365 | 5.9445 | 0.9164 | 6 | 0.86094
17825 | 9.435 | 1 | 365 | 10.7859 | 0.6214 | 11 | 0.4073
17772 | 4.68 | 1 | 365 | 5.3501 | 0.72476 | 6 | 0.074845
17774 | 8.06 | 1 | 365 | 9.214 | 0.47042 | 9 | 0.68446
17826 | 4.59 | 1 | 365 | 5.2472 | 0.51852 | 5 | 0.76571
17769 | 6.5 | 1 | 365 | 7.4307 | 0.8955 | 8 | 0.32617
17831 | 4.845 | 1 | 365 | 5.5387 | 0.10288 | 5 | 0.64159
17764 | 4.59 | 1 | 365 | 5.2472 | 0.51852 | 5 | 0.76571
17765 | 5.4 | 1 | 365 | 6.1732 | 0.37473 | 6 | 0.5479
17762 | 2.6 | 1 | 365 | 2.9723 | 0.9582 | 3 | 0.93047
20007 | 5.2 | 1 | 365 | 5.9445 | 0.9164 | 6 | 0.86094
17763 | 7.14 | 1 | 365 | 8.1623 | 0.36214 | 8 | 0.52444
17758 | 7.02 | 1 | 365 | 8.0251 | 0.087144 | 8 | 0.11227
17882 | 6.885 | 1 | 365 | 7.8708 | 0.77778 | 8 | 0.64857
17794 | 5.1 | 1 | 365 | 5.8302 | 0.68724 | 6 | 0.51746
17885 | 11.22 | 1 | 365 | 12.8265 | 0.71193 | 13 | 0.53841
17795 | 8.925 | 1 | 365 | 10.2029 | 0.45267 | 10 | 0.65555
16262 | 5.355 | 1 | 365 | 6.1217 | 0.2716 | 6 | 0.39333
17792 | 6.24 | 1 | 365 | 7.1334 | 0.29968 | 7 | 0.43313
15057 | 4.335 | 1 | 365 | 4.9557 | 0.93416 | 5 | 0.88984
17793 | 6.5 | 1 | 365 | 7.4307 | 0.8955 | 8 | 0.32617
15086 | 10.92 | 1 | 365 | 12.4835 | 0.024447 | 12 | 0.50797
17791 | 6.375 | 1 | 365 | 7.2878 | 0.60905 | 7 | 0.89682
15193 | 7.595 | 1 | 365 | 8.6825 | 0.40482 | 9 | 0.087276
17787 | 9.36 | 1 | 365 | 10.7002 | 0.44953 | 11 | 0.14969
17789 | 12.48 | 1 | 365 | 14.2669 | 0.59937 | 14 | 0.86625
15246 | 5.61 | 1 | 365 | 6.4132 | 0.85597 | 7 | 0.26921
17850 | 2.6 | 1 | 365 | 2.9723 | 0.9582 | 3 | 0.93047
18145 | 12.48 | 1 | 365 | 14.2669 | 0.59937 | 14 | 0.86625
18409 | 9.18 | 1 | 365 | 10.4944 | 0.037035 | 10 | 0.53143
18577 | 13.52 | 1 | 365 | 15.4558 | 0.98265 | 16 | 0.43844
18572 | 5.98 | 1 | 365 | 6.8362 | 0.70386 | 7 | 0.54008
20170 | 3.9 | 1 | 365 | 4.4584 | 0.9373 | 5 | 0.3957
18485 | 5.5 | 1 | 365 | 6.2875 | 0.60389 | 6 | 0.89138
19605 | 6.5 | 1 | 365 | 7.4307 | 0.8955 | 8 | 0.32617
19119 | 8.84 | 1 | 365 | 10.1057 | 0.25789 | 10 | 0.3636
20145 | 8.06 | 1 | 365 | 9.214 | 0.47042 | 9 | 0.68446
20514 | 8.28 | 1 | 365 | 9.4655 | 0.97458 | 10 | 0.44011
19470 | 10 | 1 | 365 | 11.4318 | 0.91616 | 12 | 0.34796
62 | 3104.03 | 0.7 | 365 | 2483.9255 | 0.27137 | 2484 | 0.19688
19703 | 5.46 | 1 | 365 | 6.2418 | 0.51222 | 6 | 0.75399
20187 | 7 | 1 | 365 | 8.0023 | 0.041312 | 8 | 0.043572
139 | 4315.87 | 0.7 | 365 | 3453.6714 | 0.22172 | 3453 | 0.89311
15929 | 4.16 | 1 | 365 | 4.7556 | 0.53312 | 5 | 0.28875
17498 | 3.12 | 1 | 365 | 3.5667 | 0.14984 | 3 | 0.71656
17316 | 6.375 | 1 | 365 | 7.2878 | 0.60905 | 7 | 0.89682
15855 | 3.64 | 1 | 365 | 4.1612 | 0.34148 | 4 | 0.50266
14326 | 7.65 | 1 | 365 | 8.7453 | 0.53086 | 9 | 0.27619
14895 | 6 | 1 | 365 | 6.8591 | 0.7497 | 7 | 0.60878
16760 | 5.355 | 1 | 365 | 6.1217 | 0.2716 | 6 | 0.39333
16307 | 11.22 | 1 | 365 | 12.8265 | 0.71193 | 13 | 0.53841
14473 | 6.37 | 1 | 365 | 7.2821 | 0.59759 | 7 | 0.87965
18381 | 3.12 | 1 | 365 | 3.5667 | 0.14984 | 3 | 0.71656
18104 | 7.395 | 1 | 365 | 8.4538 | 0.9465 | 9 | 0.40032
15132 | 10.71 | 1 | 365 | 12.2435 | 0.54321 | 12 | 0.78667
18101 | 9.1 | 1 | 365 | 10.4029 | 0.85371 | 11 | 0.25664
18100 | 4.94 | 1 | 365 | 5.6473 | 0.32058 | 5 | 0.96789
18098 | 8.58 | 1 | 365 | 9.8085 | 0.66207 | 10 | 0.47055
18096 | 8.84 | 1 | 365 | 10.1057 | 0.25789 | 10 | 0.3636
17428 | 7.395 | 1 | 365 | 8.4538 | 0.9465 | 9 | 0.40032
18093 | 5.2 | 1 | 365 | 5.9445 | 0.9164 | 6 | 0.86094
18094 | 9.18 | 1 | 365 | 10.4944 | 0.037035 | 10 | 0.53143
18091 | 5.2 | 1 | 365 | 5.9445 | 0.9164 | 6 | 0.86094
18570 | 3.825 | 1 | 365 | 4.3727 | 0.76543 | 5 | 0.13809
18571 | 4.335 | 1 | 365 | 4.9557 | 0.93416 | 5 | 0.88984
18089 | 5.72 | 1 | 365 | 6.539 | 0.10804 | 6 | 0.64703
18085 | 6.885 | 1 | 365 | 7.8708 | 0.77778 | 8 | 0.64857
18087 | 8.16 | 1 | 365 | 9.3283 | 0.69959 | 10 | 0.027935
18591 | 2.6 | 1 | 365 | 2.9723 | 0.9582 | 3 | 0.93047
18066 | 5.1 | 1 | 365 | 5.8302 | 0.68724 | 6 | 0.51746
17023 | 8.415 | 1 | 365 | 9.6199 | 0.28395 | 9 | 0.90381
18064 | 9.72 | 1 | 365 | 11.1117 | 0.27451 | 11 | 0.38622
18065 | 4.68 | 1 | 365 | 5.3501 | 0.72476 | 6 | 0.074845
18063 | 4.42 | 1 | 365 | 5.0529 | 0.12894 | 5 | 0.1818
18061 | 7.28 | 1 | 365 | 8.3224 | 0.68296 | 9 | 0.0053149
18062 | 9.1 | 1 | 365 | 10.4029 | 0.85371 | 11 | 0.25664
18060 | 6.12 | 1 | 365 | 6.9963 | 0.02469 | 7 | 0.020952
17749 | 3.5 | 1 | 365 | 4.0011 | 0.020656 | 4 | 0.021786
18055 | 4.08 | 1 | 365 | 4.6642 | 0.34979 | 5 | 0.013968
18059 | 11.73 | 1 | 365 | 13.4095 | 0.88066 | 14 | 0.29016
16605 | 3.75 | 1 | 365 | 4.2869 | 0.59356 | 4 | 0.88049
19022 | 3.06 | 1 | 365 | 3.4981 | 0.012345 | 3 | 0.51048
18058 | 7.28 | 1 | 365 | 8.3224 | 0.68296 | 9 | 0.0053149
18054 | 9.36 | 1 | 365 | 10.7002 | 0.44953 | 11 | 0.14969
19021 | 10.71 | 1 | 365 | 12.2435 | 0.54321 | 12 | 0.78667
18050 | 4.68 | 1 | 365 | 5.3501 | 0.72476 | 6 | 0.074845
14196 | 10.455 | 1 | 365 | 11.9519 | 0.95885 | 12 | 0.91079
13593 | 5.355 | 1 | 365 | 6.1217 | 0.2716 | 6 | 0.39333
18048 | 7.65 | 1 | 365 | 8.7453 | 0.53086 | 9 | 0.27619
18623 | 5.98 | 1 | 365 | 6.8362 | 0.70386 | 7 | 0.54008
18625 | 5.865 | 1 | 365 | 6.7048 | 0.44033 | 7 | 0.14508
18044 | 3.9 | 1 | 365 | 4.4584 | 0.9373 | 5 | 0.3957
18046 | 7.54 | 1 | 365 | 8.6196 | 0.27878 | 8 | 0.89836
18040 | 7.02 | 1 | 365 | 8.0251 | 0.087144 | 8 | 0.11227
18042 | 9.1 | 1 | 365 | 10.4029 | 0.85371 | 11 | 0.25664
18695 | 4.08 | 1 | 365 | 4.6642 | 0.34979 | 5 | 0.013968
18038 | 11.96 | 1 | 365 | 13.6724 | 0.40773 | 14 | 0.08016
18034 | 6.5 | 1 | 365 | 7.4307 | 0.8955 | 8 | 0.32617
18722 | 3.315 | 1 | 365 | 3.7896 | 0.59671 | 4 | 0.38635
18036 | 10.66 | 1 | 365 | 12.1863 | 0.42863 | 12 | 0.61493
18030 | 3.12 | 1 | 365 | 3.5667 | 0.14984 | 3 | 0.71656
18725 | 6.12 | 1 | 365 | 6.9963 | 0.02469 | 7 | 0.020952
18735 | 3.12 | 1 | 365 | 3.5667 | 0.14984 | 3 | 0.71656
18793 | 3.57 | 1 | 365 | 4.0812 | 0.18107 | 4 | 0.26222
18028 | 4.94 | 1 | 365 | 5.6473 | 0.32058 | 5 | 0.96789
18026 | 9.88 | 1 | 365 | 11.2946 | 0.64117 | 11 | 0.93578
17602 | 9.1 | 1 | 365 | 10.4029 | 0.85371 | 11 | 0.25664
18018 | 9.36 | 1 | 365 | 10.7002 | 0.44953 | 11 | 0.14969
18019 | 5.98 | 1 | 365 | 6.8362 | 0.70386 | 7 | 0.54008
18014 | 6.24 | 1 | 365 | 7.1334 | 0.29968 | 7 | 0.43313
18016 | 3.12 | 1 | 365 | 3.5667 | 0.14984 | 3 | 0.71656
17617 | 2.86 | 1 | 365 | 3.2695 | 0.55402 | 3 | 0.82352
18011 | 7.54 | 1 | 365 | 8.6196 | 0.27878 | 8 | 0.89836
18013 | 4.59 | 1 | 365 | 5.2472 | 0.51852 | 5 | 0.76571
14630 | 7.395 | 1 | 365 | 8.4538 | 0.9465 | 9 | 0.40032
18007 | 4.42 | 1 | 365 | 5.0529 | 0.12894 | 5 | 0.1818
18008 | 2.805 | 1 | 365 | 3.2066 | 0.42798 | 3 | 0.6346
18004 | 8.84 | 1 | 365 | 10.1057 | 0.25789 | 10 | 0.3636
14628 | 4 | 1 | 365 | 4.5727 | 0.16646 | 4 | 0.73918
14644 | 5.46 | 1 | 365 | 6.2418 | 0.51222 | 6 | 0.75399
18002 | 4.94 | 1 | 365 | 5.6473 | 0.32058 | 5 | 0.96789
18386 | 11.44 | 1 | 365 | 13.078 | 0.21609 | 13 | 0.29407
18377 | 7.28 | 1 | 365 | 8.3224 | 0.68296 | 9 | 0.0053149
17970 | 11.7 | 1 | 365 | 13.3752 | 0.81191 | 14 | 0.18711
14577 | 6.86 | 1 | 365 | 7.8422 | 0.72049 | 8 | 0.5627
14626 | 7.395 | 1 | 365 | 8.4538 | 0.9465 | 9 | 0.40032
13430 | 4.335 | 1 | 365 | 4.9557 | 0.93416 | 5 | 0.88984
16781 | 3.57 | 1 | 365 | 4.0812 | 0.18107 | 4 | 0.26222
18449 | 4.94 | 1 | 365 | 5.6473 | 0.32058 | 5 | 0.96789
13587 | 7.65 | 1 | 365 | 8.7453 | 0.53086 | 9 | 0.27619
18374 | 5.39 | 1 | 365 | 6.1617 | 0.35181 | 6 | 0.51355
13359 | 4.75 | 1 | 365 | 5.4301 | 0.88518 | 6 | 0.31528
18459 | 7.65 | 1 | 365 | 8.7453 | 0.53086 | 9 | 0.27619
15833 | 2.34 | 1 | 365 | 2.675 | 0.36238 | 3 | 0.037423
13597 | 7.905 | 1 | 365 | 9.0368 | 0.11522 | 9 | 0.15206
13589 | 5.61 | 1 | 365 | 6.4132 | 0.85597 | 7 | 0.26921
18683 | 7.395 | 1 | 365 | 8.4538 | 0.9465 | 9 | 0.40032
16363 | 12.24 | 1 | 365 | 13.9925 | 0.04938 | 14 | 0.041903
15127 | 4.335 | 1 | 365 | 4.9557 | 0.93416 | 5 | 0.88984
16914 | 11.62 | 1 | 365 | 13.2838 | 0.62858 | 13 | 0.91233
17543 | 2.86 | 1 | 365 | 3.2695 | 0.55402 | 3 | 0.82352
18086 | 3.38 | 1 | 365 | 3.8639 | 0.74566 | 4 | 0.60961
14398 | 3 | 1 | 365 | 3.4295 | 0.87485 | 4 | 0.30439
15931 | 11 | 1 | 365 | 12.575 | 0.20778 | 12 | 0.78276
14210 | 12.495 | 1 | 365 | 14.284 | 0.63374 | 14 | 0.91778
14888 | 5.61 | 1 | 365 | 6.4132 | 0.85597 | 7 | 0.26921
14263 | 11.22 | 1 | 365 | 12.8265 | 0.71193 | 13 | 0.53841
14093 | 8.16 | 1 | 365 | 9.3283 | 0.69959 | 10 | 0.027935
15958 | 9.18 | 1 | 365 | 10.4944 | 0.037035 | 10 | 0.53143
17354 | 4.08 | 1 | 365 | 4.6642 | 0.34979 | 5 | 0.013968
13980 | 5.865 | 1 | 365 | 6.7048 | 0.44033 | 7 | 0.14508
17623 | 5.25 | 1 | 365 | 6.0017 | 0.030984 | 6 | 0.032679
14011 | 2.805 | 1 | 365 | 3.2066 | 0.42798 | 3 | 0.6346
17728 | 7.395 | 1 | 365 | 8.4538 | 0.9465 | 9 | 0.40032
18286 | 5.46 | 1 | 365 | 6.2418 | 0.51222 | 6 | 0.75399
13501 | 8.415 | 1 | 365 | 9.6199 | 0.28395 | 9 | 0.90381
15899 | 3 | 1 | 365 | 3.4295 | 0.87485 | 4 | 0.30439
16668 | 4.59 | 1 | 365 | 5.2472 | 0.51852 | 5 | 0.76571
14166 | 4.59 | 1 | 365 | 5.2472 | 0.51852 | 5 | 0.76571
14013 | 5.1 | 1 | 365 | 5.8302 | 0.68724 | 6 | 0.51746
15923 | 3.57 | 1 | 365 | 4.0812 | 0.18107 | 4 | 0.26222
18585 | 3.06 | 1 | 365 | 3.4981 | 0.012345 | 3 | 0.51048
17876 | 6.63 | 1 | 365 | 7.5793 | 0.19341 | 7 | 0.7727
16186 | 6.885 | 1 | 365 | 7.8708 | 0.77778 | 8 | 0.64857
15148 | 6.615 | 1 | 365 | 7.5621 | 0.15904 | 7 | 0.72118
13831 | 2.805 | 1 | 365 | 3.2066 | 0.42798 | 3 | 0.6346
13480 | 3.315 | 1 | 365 | 3.7896 | 0.59671 | 4 | 0.38635
18120 | 5.865 | 1 | 365 | 6.7048 | 0.44033 | 7 | 0.14508
18118 | 4.335 | 1 | 365 | 4.9557 | 0.93416 | 5 | 0.88984
18121 | 6.5 | 1 | 365 | 7.4307 | 0.8955 | 8 | 0.32617
18119 | 3.12 | 1 | 365 | 3.5667 | 0.14984 | 3 | 0.71656
18115 | 5.46 | 1 | 365 | 6.2418 | 0.51222 | 6 | 0.75399
18116 | 7.28 | 1 | 365 | 8.3224 | 0.68296 | 9 | 0.0053149
18113 | 7.905 | 1 | 365 | 9.0368 | 0.11522 | 9 | 0.15206
18114 | 6.375 | 1 | 365 | 7.2878 | 0.60905 | 7 | 0.89682
18109 | 9.88 | 1 | 365 | 11.2946 | 0.64117 | 11 | 0.93578
18111 | 8.84 | 1 | 365 | 10.1057 | 0.25789 | 10 | 0.3636
18108 | 10.455 | 1 | 365 | 11.9519 | 0.95885 | 12 | 0.91079
17401 | 9.62 | 1 | 365 | 10.9974 | 0.045346 | 11 | 0.042738
17395 | 8.32 | 1 | 365 | 9.5113 | 0.066245 | 9 | 0.5775
17403 | 10.14 | 1 | 365 | 11.5918 | 0.23699 | 11 | 0.82883
17406 | 12.48 | 1 | 365 | 14.2669 | 0.59937 | 14 | 0.86625
17407 | 6.76 | 1 | 365 | 7.7279 | 0.49132 | 8 | 0.21922
17408 | 3.315 | 1 | 365 | 3.7896 | 0.59671 | 4 | 0.38635
17412 | 12.74 | 1 | 365 | 14.5641 | 0.19519 | 14 | 0.7593
17420 | 6.21 | 1 | 365 | 7.0991 | 0.23094 | 7 | 0.33008
17418 | 7.28 | 1 | 365 | 8.3224 | 0.68296 | 9 | 0.0053149
17415 | 7.8 | 1 | 365 | 8.9168 | 0.8746 | 9 | 0.79141
17424 | 8.58 | 1 | 365 | 9.8085 | 0.66207 | 10 | 0.47055
17426 | 9.1 | 1 | 365 | 10.4029 | 0.85371 | 11 | 0.25664
17430 | 3.64 | 1 | 365 | 4.1612 | 0.34148 | 4 | 0.50266
17431 | 8.84 | 1 | 365 | 10.1057 | 0.25789 | 10 | 0.3636
17432 | 4.68 | 1 | 365 | 5.3501 | 0.72476 | 6 | 0.074845
17435 | 8.32 | 1 | 365 | 9.5113 | 0.066245 | 9 | 0.5775
17441 | 4.68 | 1 | 365 | 5.3501 | 0.72476 | 6 | 0.074845
17438 | 6.12 | 1 | 365 | 6.9963 | 0.02469 | 7 | 0.020952
17436 | 11.73 | 1 | 365 | 13.4095 | 0.88066 | 14 | 0.29016
17440 | 4.5 | 1 | 365 | 5.1443 | 0.31227 | 5 | 0.45658
16060 | 11.22 | 1 | 365 | 12.8265 | 0.71193 | 13 | 0.53841
17478 | 3.825 | 1 | 365 | 4.3727 | 0.76543 | 5 | 0.13809
17479 | 9.435 | 1 | 365 | 10.7859 | 0.6214 | 11 | 0.4073
17482 | 7.14 | 1 | 365 | 8.1623 | 0.36214 | 8 | 0.52444
17489 | 11.96 | 1 | 365 | 13.6724 | 0.40773 | 14 | 0.08016
17702 | 5.725 | 1 | 365 | 6.5447 | 0.1195 | 6 | 0.66421
17705 | 9.18 | 1 | 365 | 10.4944 | 0.037035 | 10 | 0.53143
17559 | 3.315 | 1 | 365 | 3.7896 | 0.59671 | 4 | 0.38635
17565 | 9.69 | 1 | 365 | 11.0774 | 0.20576 | 11 | 0.28317
17573 | 10.2 | 1 | 365 | 11.6604 | 0.37448 | 12 | 0.034919
17517 | 7.65 | 1 | 365 | 8.7453 | 0.53086 | 9 | 0.27619
17709 | 5.865 | 1 | 365 | 6.7048 | 0.44033 | 7 | 0.14508
17756 | 12.24 | 1 | 365 | 13.9925 | 0.04938 | 14 | 0.041903
17753 | 10.2 | 1 | 365 | 11.6604 | 0.37448 | 12 | 0.034919
17751 | 5.865 | 1 | 365 | 6.7048 | 0.44033 | 7 | 0.14508
17742 | 8.06 | 1 | 365 | 9.214 | 0.47042 | 9 | 0.68446
17621 | 9.435 | 1 | 365 | 10.7859 | 0.6214 | 11 | 0.4073
17738 | 6.24 | 1 | 365 | 7.1334 | 0.29968 | 7 | 0.43313
17741 | 3.64 | 1 | 365 | 4.1612 | 0.34148 | 4 | 0.50266
17734 | 9.1 | 1 | 365 | 10.4029 | 0.85371 | 11 | 0.25664
17736 | 11.44 | 1 | 365 | 13.078 | 0.21609 | 13 | 0.29407
17730 | 5.46 | 1 | 365 | 6.2418 | 0.51222 | 6 | 0.75399
17733 | 10.14 | 1 | 365 | 11.5918 | 0.23699 | 11 | 0.82883
17727 | 10.66 | 1 | 365 | 12.1863 | 0.42863 | 12 | 0.61493
17781 | 4.68 | 1 | 365 | 5.3501 | 0.72476 | 6 | 0.074845
17777 | 3.64 | 1 | 365 | 4.1612 | 0.34148 | 4 | 0.50266
14893 | 4.845 | 1 | 365 | 5.5387 | 0.10288 | 5 | 0.64159
18947 | 8.67 | 1 | 365 | 9.9114 | 0.86831 | 10 | 0.77968
15957 | 14.025 | 1 | 365 | 16.0331 | 0.13991 | 16 | 0.17301
16529 | 12.75 | 1 | 365 | 14.5755 | 0.2181 | 14 | 0.79365
15801 | 9.435 | 1 | 365 | 10.7859 | 0.6214 | 11 | 0.4073
18951 | 5.215 | 1 | 365 | 5.9617 | 0.95078 | 6 | 0.91246
17251 | 8.84 | 1 | 365 | 10.1057 | 0.25789 | 10 | 0.3636
18871 | 4.16 | 1 | 365 | 4.7556 | 0.53312 | 5 | 0.28875
18305 | 7.2 | 1 | 365 | 8.2309 | 0.49964 | 8 | 0.73053
13062 | 36.72 | 0.9 | 365 | 37.7798 | 0.73333 | 38 | 0.51314
15156 | 3.315 | 1 | 365 | 3.7896 | 0.59671 | 4 | 0.38635
19444 | 5.865 | 1 | 365 | 6.7048 | 0.44033 | 7 | 0.14508
19448 | 4.59 | 1 | 365 | 5.2472 | 0.51852 | 5 | 0.76571
16921 | 9.945 | 1 | 365 | 11.3689 | 0.79012 | 12 | 0.15905
19450 | 6.12 | 1 | 365 | 6.9963 | 0.02469 | 7 | 0.020952
16807 | 4.16 | 1 | 365 | 4.7556 | 0.53312 | 5 | 0.28875
14450 | 17 | 1 | 365 | 19.4341 | 0.95747 | 20 | 0.39153
17704 | 2.205 | 1 | 365 | 2.5207 | 0.053013 | 2 | 0.57373
18693 | 5.355 | 1 | 365 | 6.1217 | 0.2716 | 6 | 0.39333
15615 | 7.14 | 1 | 365 | 8.1623 | 0.36214 | 8 | 0.52444
18095 | 6.76 | 1 | 365 | 7.7279 | 0.49132 | 8 | 0.21922
16225 | 5.2 | 1 | 365 | 5.9445 | 0.9164 | 6 | 0.86094
17421 | 4.68 | 1 | 365 | 5.3501 | 0.72476 | 6 | 0.074845
18292 | 16.12 | 1 | 365 | 18.4281 | 0.94085 | 19 | 0.36891
12975 | 4.845 | 1 | 365 | 5.5387 | 0.10288 | 5 | 0.64159
14017 | 4.59 | 1 | 365 | 5.2472 | 0.51852 | 5 | 0.76571
15836 | 3.825 | 1 | 365 | 4.3727 | 0.76543 | 5 | 0.13809
13839 | 8.67 | 1 | 365 | 9.9114 | 0.86831 | 10 | 0.77968
17556 | 4.59 | 1 | 365 | 5.2472 | 0.51852 | 5 | 0.76571
18691 | 4.59 | 1 | 365 | 5.2472 | 0.51852 | 5 | 0.76571
15771 | 6 | 1 | 365 | 6.8591 | 0.7497 | 7 | 0.60878
19443 | 5.74 | 1 | 365 | 6.5619 | 0.15388 | 6 | 0.71573
18583 | 3.38 | 1 | 365 | 3.8639 | 0.74566 | 4 | 0.60961
19449 | 6.725 | 1 | 365 | 7.6879 | 0.41112 | 8 | 0.099003
17697 | 9.36 | 1 | 365 | 10.7002 | 0.44953 | 11 | 0.14969
14332 | 5.1 | 1 | 365 | 5.8302 | 0.68724 | 6 | 0.51746
18140 | 3.825 | 1 | 365 | 4.3727 | 0.76543 | 5 | 0.13809
16494 | 8.16 | 1 | 365 | 9.3283 | 0.69959 | 10 | 0.027935
18464 | 6.885 | 1 | 365 | 7.8708 | 0.77778 | 8 | 0.64857
15161 | 6.885 | 1 | 365 | 7.8708 | 0.77778 | 8 | 0.64857
17867 | 5.865 | 1 | 365 | 6.7048 | 0.44033 | 7 | 0.14508
17654 | 6.885 | 1 | 365 | 7.8708 | 0.77778 | 8 | 0.64857
17644 | 8.415 | 1 | 365 | 9.6199 | 0.28395 | 9 | 0.90381
19415 | 8.415 | 1 | 365 | 9.6199 | 0.28395 | 9 | 0.90381
16377 | 10.71 | 1 | 365 | 12.2435 | 0.54321 | 12 | 0.78667
13382 | 4.08 | 1 | 365 | 4.6642 | 0.34979 | 5 | 0.013968
12885 | 7.14 | 1 | 365 | 8.1623 | 0.36214 | 8 | 0.52444
17513 | 4.335 | 1 | 365 | 4.9557 | 0.93416 | 5 | 0.88984
16850 | 7.14 | 1 | 365 | 8.1623 | 0.36214 | 8 | 0.52444
19583 | 5.2 | 1 | 365 | 5.9445 | 0.9164 | 6 | 0.86094
13494 | 3.825 | 1 | 365 | 4.3727 | 0.76543 | 5 | 0.13809
17322 | 2.04 | 1 | 365 | 2.3321 | 0.6749 | 3 | 0.0069838
19508 | 13.72 | 1 | 365 | 15.6844 | 0.44097 | 16 | 0.1254
19589 | 9.35 | 1 | 365 | 10.6887 | 0.42661 | 11 | 0.11534
15789 | 10.965 | 1 | 365 | 12.535 | 0.12757 | 12 | 0.66254
18992 | 3.64 | 1 | 365 | 4.1612 | 0.34148 | 4 | 0.50266
19580 | 4.76 | 1 | 365 | 5.4415 | 0.90809 | 6 | 0.34963
19618 | 6.72 | 1 | 365 | 7.6822 | 0.39966 | 8 | 0.081829
18988 | 6.76 | 1 | 365 | 7.7279 | 0.49132 | 8 | 0.21922
19623 | 13.26 | 1 | 365 | 15.1586 | 0.38683 | 15 | 0.54539
19644 | 12.753 | 1 | 365 | 14.579 | 0.22498 | 14 | 0.80395
17721 | 11.985 | 1 | 365 | 13.701 | 0.46502 | 14 | 0.16603
19465 | 3.825 | 1 | 365 | 4.3727 | 0.76543 | 5 | 0.13809
19646 | 5 | 1 | 365 | 5.7159 | 0.45808 | 6 | 0.17398
19468 | 7.395 | 1 | 365 | 8.4538 | 0.9465 | 9 | 0.40032
19477 | 5.72 | 1 | 365 | 6.539 | 0.10804 | 6 | 0.64703
18985 | 7.28 | 1 | 365 | 8.3224 | 0.68296 | 9 | 0.0053149
18984 | 5.61 | 1 | 365 | 6.4132 | 0.85597 | 7 | 0.26921
19460 | 4.08 | 1 | 365 | 4.6642 | 0.34979 | 5 | 0.013968
19464 | 7.28 | 1 | 365 | 8.3224 | 0.68296 | 9 | 0.0053149
18987 | 6.885 | 1 | 365 | 7.8708 | 0.77778 | 8 | 0.64857
19694 | 8.4 | 1 | 365 | 9.6027 | 0.24957 | 9 | 0.85229
18982 | 5.5 | 1 | 365 | 6.2875 | 0.60389 | 6 | 0.89138
19546 | 3.64 | 1 | 365 | 4.1612 | 0.34148 | 4 | 0.50266
18989 | 3.9 | 1 | 365 | 4.4584 | 0.9373 | 5 | 0.3957
19549 | 7.65 | 1 | 365 | 8.7453 | 0.53086 | 9 | 0.27619
19551 | 4.16 | 1 | 365 | 4.7556 | 0.53312 | 5 | 0.28875
18980 | 5.61 | 1 | 365 | 6.4132 | 0.85597 | 7 | 0.26921
19698 | 13.42 | 1 | 365 | 15.3415 | 0.75349 | 16 | 0.094962
18977 | 5 | 1 | 365 | 5.7159 | 0.45808 | 6 | 0.17398
19863 | 6.885 | 1 | 365 | 7.8708 | 0.77778 | 8 | 0.64857
20712 | 7.65 | 1 | 365 | 8.7453 | 0.53086 | 9 | 0.27619
19673 | 3.64 | 1 | 365 | 4.1612 | 0.34148 | 4 | 0.50266
15919 | 11.25 | 1 | 365 | 12.8608 | 0.78068 | 13 | 0.64146
20708 | 14.82 | 1 | 365 | 16.9419 | 0.96175 | 17 | 0.90368
20709 | 8.55 | 1 | 365 | 9.7742 | 0.59332 | 10 | 0.36751
20262 | 10.215 | 1 | 365 | 11.6776 | 0.40886 | 12 | 0.086441
19674 | 4.42 | 1 | 365 | 5.0529 | 0.12894 | 5 | 0.1818
20706 | 5.7 | 1 | 365 | 6.5161 | 0.062211 | 6 | 0.57834
20303 | 95.7 | 0.9 | 365 | 98.4621 | 0.37689 | 98 | 0.83898
19731 | 7.5 | 1 | 365 | 8.5739 | 0.18712 | 8 | 0.76097
20263 | 6.725 | 1 | 365 | 7.6879 | 0.41112 | 8 | 0.099003
20360 | 3.12 | 1 | 365 | 3.5667 | 0.14984 | 3 | 0.71656
20272 | 5.98 | 1 | 365 | 6.8362 | 0.70386 | 7 | 0.54008
20522 | 7.84 | 1 | 365 | 8.9625 | 0.96627 | 9 | 0.9288
20276 | 5.215 | 1 | 365 | 5.9617 | 0.95078 | 6 | 0.91246
20244 | 6.72 | 1 | 365 | 7.6822 | 0.39966 | 8 | 0.081829
20333 | 7 | 1 | 365 | 8.0023 | 0.041312 | 8 | 0.043572
20086 | 10.4 | 1 | 365 | 11.8891 | 0.83281 | 12 | 0.72188
20584 | 6 | 1 | 365 | 6.8591 | 0.7497 | 7 | 0.60878
20331 | 7.14 | 1 | 365 | 8.1623 | 0.36214 | 8 | 0.52444
20188 | 5.04 | 1 | 365 | 5.7616 | 0.54974 | 6 | 0.31137
16664 | 6.885 | 1 | 365 | 7.8708 | 0.77778 | 8 | 0.64857
20059 | 3.5 | 1 | 365 | 4.0011 | 0.020656 | 4 | 0.021786
20281 | 4.725 | 1 | 365 | 5.4015 | 0.82789 | 6 | 0.22941
20334 | 4.845 | 1 | 365 | 5.5387 | 0.10288 | 5 | 0.64159
14905 | 6.885 | 1 | 365 | 7.8708 | 0.77778 | 8 | 0.64857
20249 | 14.3 | 1 | 365 | 16.3475 | 0.77011 | 17 | 0.11758
20058 | 8.5 | 1 | 365 | 9.717 | 0.47874 | 10 | 0.19577
20054 | 4.25 | 1 | 365 | 4.8585 | 0.73937 | 5 | 0.59788
20290 | 3.47 | 1 | 365 | 3.9668 | 0.95191 | 4 | 0.91874
19730 | 8.1 | 1 | 365 | 9.2598 | 0.56209 | 9 | 0.82185
20335 | 6.76 | 1 | 365 | 7.7279 | 0.49132 | 8 | 0.21922
19872 | 4.42 | 1 | 365 | 5.0529 | 0.12894 | 5 | 0.1818
19882 | 5.145 | 1 | 365 | 5.8817 | 0.79036 | 6 | 0.67203
20299 | 11.22 | 1 | 365 | 12.8265 | 0.71193 | 13 | 0.53841
20250 | 10.725 | 1 | 365 | 12.2606 | 0.57758 | 12 | 0.83819
19714 | 4.4 | 1 | 365 | 5.03 | 0.08311 | 5 | 0.1131
20340 | 3.9 | 1 | 365 | 4.4584 | 0.9373 | 5 | 0.3957
19886 | 4.16 | 1 | 365 | 4.7556 | 0.53312 | 5 | 0.28875
20337 | 5.865 | 1 | 365 | 6.7048 | 0.44033 | 7 | 0.14508
19517 | 3.9 | 1 | 365 | 4.4584 | 0.9373 | 5 | 0.3957
20327 | 8.67 | 1 | 365 | 9.9114 | 0.86831 | 10 | 0.77968
20341 | 10.4 | 1 | 365 | 11.8891 | 0.83281 | 12 | 0.72188
19897 | 6.885 | 1 | 365 | 7.8708 | 0.77778 | 8 | 0.64857
19935 | 3.64 | 1 | 365 | 4.1612 | 0.34148 | 4 | 0.50266
19944 | 3.57 | 1 | 365 | 4.0812 | 0.18107 | 4 | 0.26222
19984 | 7.65 | 1 | 365 | 8.7453 | 0.53086 | 9 | 0.27619
20342 | 7.14 | 1 | 365 | 8.1623 | 0.36214 | 8 | 0.52444
20370 | 15.95 | 1 | 365 | 18.2337 | 0.55128 | 18 | 0.785
20018 | 5.61 | 1 | 365 | 6.4132 | 0.85597 | 7 | 0.26921
20376 | 3.57 | 1 | 365 | 4.0812 | 0.18107 | 4 | 0.26222
19629 | 7.65 | 1 | 365 | 8.7453 | 0.53086 | 9 | 0.27619
20025 | 9.945 | 1 | 365 | 11.3689 | 0.79012 | 12 | 0.15905
19927 | 8.32 | 1 | 365 | 9.5113 | 0.066245 | 9 | 0.5775
19536 | 7.54 | 1 | 365 | 8.6196 | 0.27878 | 8 | 0.89836
16640 | 9.18 | 1 | 365 | 10.4944 | 0.037035 | 10 | 0.53143
19949 | 5.355 | 1 | 365 | 6.1217 | 0.2716 | 6 | 0.39333
20715 | 5.4 | 1 | 365 | 6.1732 | 0.37473 | 6 | 0.5479
20491 | 3.75 | 1 | 365 | 4.2869 | 0.59356 | 4 | 0.88049
20737 | 14.28 | 1 | 365 | 16.3246 | 0.72428 | 17 | 0.048887
18466 | 10 | 1 | 365 | 11.4318 | 0.91616 | 12 | 0.34796
18460 | 10 | 1 | 365 | 11.4318 | 0.91616 | 12 | 0.34796
18451 | 5.725 | 1 | 365 | 6.5447 | 0.1195 | 6 | 0.66421
16106 | 8.8 | 1 | 365 | 10.06 | 0.16622 | 10 | 0.2262
18426 | 4.42 | 1 | 365 | 5.0529 | 0.12894 | 5 | 0.1818
16526 | 62.48 | 0.9 | 365 | 64.2833 | 0.86215 | 65 | 0.14545
18414 | 4.08 | 1 | 365 | 4.6642 | 0.34979 | 5 | 0.013968
18418 | 5.98 | 1 | 365 | 6.8362 | 0.70386 | 7 | 0.54008
18824 | 7.28 | 1 | 365 | 8.3224 | 0.68296 | 9 | 0.0053149
18411 | 7.8 | 1 | 365 | 8.9168 | 0.8746 | 9 | 0.79141
18413 | 4.16 | 1 | 365 | 4.7556 | 0.53312 | 5 | 0.28875
18435 | 6 | 1 | 365 | 6.8591 | 0.7497 | 7 | 0.60878
17516 | 5.46 | 1 | 365 | 6.2418 | 0.51222 | 6 | 0.75399
18406 | 6.76 | 1 | 365 | 7.7279 | 0.49132 | 8 | 0.21922
18410 | 6.24 | 1 | 365 | 7.1334 | 0.29968 | 7 | 0.43313
18398 | 2.86 | 1 | 365 | 3.2695 | 0.55402 | 3 | 0.82352
18401 | 5.13 | 1 | 365 | 5.8645 | 0.75599 | 6 | 0.6205
18405 | 4.68 | 1 | 365 | 5.3501 | 0.72476 | 6 | 0.074845
20738 | 10.45 | 1 | 365 | 11.9462 | 0.94739 | 12 | 0.89362
18397 | 14.56 | 1 | 365 | 16.6447 | 0.36593 | 17 | 0.01063
18545 | 8.84 | 1 | 365 | 10.1057 | 0.25789 | 10 | 0.3636
18580 | 7.28 | 1 | 365 | 8.3224 | 0.68296 | 9 | 0.0053149
18582 | 10.14 | 1 | 365 | 11.5918 | 0.23699 | 11 | 0.82883
19544 | 6.5 | 1 | 365 | 7.4307 | 0.8955 | 8 | 0.32617
18542 | 7.28 | 1 | 365 | 8.3224 | 0.68296 | 9 | 0.0053149
20759 | 7.7 | 1 | 365 | 8.8025 | 0.64544 | 9 | 0.44793
18576 | 7.02 | 1 | 365 | 8.0251 | 0.087144 | 8 | 0.11227
20757 | 10.92 | 1 | 365 | 12.4835 | 0.024447 | 12 | 0.50797
18568 | 19.5 | 1 | 365 | 22.292 | 0.68651 | 22 | 0.97852
18566 | 5.72 | 1 | 365 | 6.539 | 0.10804 | 6 | 0.64703
20763 | 5.46 | 1 | 365 | 6.2418 | 0.51222 | 6 | 0.75399
18590 | 7.8 | 1 | 365 | 8.9168 | 0.8746 | 9 | 0.79141
18603 | 12.48 | 1 | 365 | 14.2669 | 0.59937 | 14 | 0.86625
18538 | 3.12 | 1 | 365 | 3.5667 | 0.14984 | 3 | 0.71656
18604 | 3.12 | 1 | 365 | 3.5667 | 0.14984 | 3 | 0.71656
18534 | 9.88 | 1 | 365 | 11.2946 | 0.64117 | 11 | 0.93578
18532 | 5.355 | 1 | 365 | 6.1217 | 0.2716 | 6 | 0.39333
20760 | 6.885 | 1 | 365 | 7.8708 | 0.77778 | 8 | 0.64857
20764 | 8.06 | 1 | 365 | 9.214 | 0.47042 | 9 | 0.68446
20783 | 7.54 | 1 | 365 | 8.6196 | 0.27878 | 8 | 0.89836
19545 | 5.98 | 1 | 365 | 6.8362 | 0.70386 | 7 | 0.54008
20805 | 14.58 | 1 | 365 | 16.6676 | 0.41176 | 17 | 0.079326
19548 | 3.64 | 1 | 365 | 4.1612 | 0.34148 | 4 | 0.50266
19682 | 3.12 | 1 | 365 | 3.5667 | 0.14984 | 3 | 0.71656
19686 | 9.62 | 1 | 365 | 10.9974 | 0.045346 | 11 | 0.042738
20830 | 6.12 | 1 | 365 | 6.9963 | 0.02469 | 7 | 0.020952
20828 | 5.98 | 1 | 365 | 6.8362 | 0.70386 | 7 | 0.54008
20806 | 14.04 | 1 | 365 | 16.0502 | 0.17429 | 16 | 0.22454
20807 | 5.72 | 1 | 365 | 6.539 | 0.10804 | 6 | 0.64703
20810 | 4.94 | 1 | 365 | 5.6473 | 0.32058 | 5 | 0.96789
20808 | 7.8 | 1 | 365 | 8.9168 | 0.8746 | 9 | 0.79141
20799 | 5.2 | 1 | 365 | 5.9445 | 0.9164 | 6 | 0.86094
20798 | 4.94 | 1 | 365 | 5.6473 | 0.32058 | 5 | 0.96789
19370 | 8.32 | 1 | 365 | 9.5113 | 0.066245 | 9 | 0.5775
19368 | 3.38 | 1 | 365 | 3.8639 | 0.74566 | 4 | 0.60961
20797 | 9.36 | 1 | 365 | 10.7002 | 0.44953 | 11 | 0.14969
19366 | 5.355 | 1 | 365 | 6.1217 | 0.2716 | 6 | 0.39333
19361 | 7.54 | 1 | 365 | 8.6196 | 0.27878 | 8 | 0.89836
19354 | 7.02 | 1 | 365 | 8.0251 | 0.087144 | 8 | 0.11227
20479 | 9.175 | 1 | 365 | 10.4887 | 0.025577 | 10 | 0.51425
20480 | 5.865 | 1 | 365 | 6.7048 | 0.44033 | 7 | 0.14508
20796 | 4.24 | 1 | 365 | 4.8471 | 0.71645 | 5 | 0.56354
20484 | 9.315 | 1 | 365 | 10.6487 | 0.3464 | 10 | 0.99512
20837 | 6.76 | 1 | 365 | 7.7279 | 0.49132 | 8 | 0.21922
20838 | 4.77 | 1 | 365 | 5.453 | 0.93101 | 6 | 0.38398
20627 | 7.425 | 1 | 365 | 8.4881 | 0.015249 | 8 | 0.50336
20628 | 7.28 | 1 | 365 | 8.3224 | 0.68296 | 9 | 0.0053149
20629 | 6.84 | 1 | 365 | 7.8194 | 0.67465 | 8 | 0.494
20630 | 7 | 1 | 365 | 8.0023 | 0.041312 | 8 | 0.043572
19356 | 8.58 | 1 | 365 | 9.8085 | 0.66207 | 10 | 0.47055
19352 | 7.02 | 1 | 365 | 8.0251 | 0.087144 | 8 | 0.11227
19351 | 5.72 | 1 | 365 | 6.539 | 0.10804 | 6 | 0.64703
19350 | 11.96 | 1 | 365 | 13.6724 | 0.40773 | 14 | 0.08016
19349 | 5.72 | 1 | 365 | 6.539 | 0.10804 | 6 | 0.64703
19348 | 5.98 | 1 | 365 | 6.8362 | 0.70386 | 7 | 0.54008
20687 | 6.875 | 1 | 365 | 7.8594 | 0.75486 | 8 | 0.61422
20688 | 6.72 | 1 | 365 | 7.6822 | 0.39966 | 8 | 0.081829
20691 | 5.4 | 1 | 365 | 6.1732 | 0.37473 | 6 | 0.5479
20692 | 9.156 | 1 | 365 | 10.467 | 0.98204 | 11 | 0.44899
19346 | 8.84 | 1 | 365 | 10.1057 | 0.25789 | 10 | 0.3636
20693 | 6.54 | 1 | 365 | 7.4764 | 0.98717 | 8 | 0.46357
20694 | 7.194 | 1 | 365 | 8.224 | 0.48589 | 8 | 0.70992
20695 | 9.69 | 1 | 365 | 11.0774 | 0.20576 | 11 | 0.28317
19347 | 6.5 | 1 | 365 | 7.4307 | 0.8955 | 8 | 0.32617
20696 | 13.77 | 1 | 365 | 15.7416 | 0.55555 | 16 | 0.29714
20697 | 7.14 | 1 | 365 | 8.1623 | 0.36214 | 8 | 0.52444
19343 | 5.3 | 1 | 365 | 6.0589 | 0.14556 | 6 | 0.20442
19342 | 8.58 | 1 | 365 | 9.8085 | 0.66207 | 10 | 0.47055
19340 | 2.34 | 1 | 365 | 2.675 | 0.36238 | 3 | 0.037423
19338 | 9.62 | 1 | 365 | 10.9974 | 0.045346 | 11 | 0.042738
20701 | 6.63 | 1 | 365 | 7.5793 | 0.19341 | 7 | 0.7727
20702 | 24.885 | 1 | 365 | 28.448 | 0.026864 | 28 | 0.4749
19339 | 5.46 | 1 | 365 | 6.2418 | 0.51222 | 6 | 0.75399
20704 | 12.495 | 1 | 365 | 14.284 | 0.63374 | 14 | 0.91778
19336 | 11.96 | 1 | 365 | 13.6724 | 0.40773 | 14 | 0.08016
19333 | 10.14 | 1 | 365 | 11.5918 | 0.23699 | 11 | 0.82883
19332 | 8.32 | 1 | 365 | 9.5113 | 0.066245 | 9 | 0.5775
19327 | 4.16 | 1 | 365 | 4.7556 | 0.53312 | 5 | 0.28875
17979 | 5.355 | 1 | 365 | 6.1217 | 0.2716 | 6 | 0.39333
19323 | 8.84 | 1 | 365 | 10.1057 | 0.25789 | 10 | 0.3636
18131 | 7.02 | 1 | 365 | 8.0251 | 0.087144 | 8 | 0.11227
20843 | 16.225 | 1 | 365 | 18.5481 | 0.18147 | 18 | 0.72957
19322 | 8.32 | 1 | 365 | 9.5113 | 0.066245 | 9 | 0.5775
19317 | 5.72 | 1 | 365 | 6.539 | 0.10804 | 6 | 0.64703
768 | 282 | 1 | 365 | 322.3768 | 0.23571 | 322 | 0.61247
17595 | 9.62 | 1 | 365 | 10.9974 | 0.045346 | 11 | 0.042738
20840 | 4.5 | 1 | 365 | 5.1443 | 0.31227 | 5 | 0.45658
19321 | 7.14 | 1 | 365 | 8.1623 | 0.36214 | 8 | 0.52444
18504 | 2.34 | 1 | 365 | 2.675 | 0.36238 | 3 | 0.037423
18498 | 2.86 | 1 | 365 | 3.2695 | 0.55402 | 3 | 0.82352
18490 | 9.2 | 1 | 365 | 10.5173 | 0.082867 | 10 | 0.60012
18496 | 5.72 | 1 | 365 | 6.539 | 0.10804 | 6 | 0.64703
20795 | 2.34 | 1 | 365 | 2.675 | 0.36238 | 3 | 0.037423
18482 | 9.1 | 1 | 365 | 10.4029 | 0.85371 | 11 | 0.25664
19315 | 4.94 | 1 | 365 | 5.6473 | 0.32058 | 5 | 0.96789
18478 | 4.59 | 1 | 365 | 5.2472 | 0.51852 | 5 | 0.76571
20791 | 5.98 | 1 | 365 | 6.8362 | 0.70386 | 7 | 0.54008
18468 | 10.66 | 1 | 365 | 12.1863 | 0.42863 | 12 | 0.61493
18461 | 3.12 | 1 | 365 | 3.5667 | 0.14984 | 3 | 0.71656
18462 | 8.64 | 1 | 365 | 9.8771 | 0.79956 | 10 | 0.67664
20793 | 7.395 | 1 | 365 | 8.4538 | 0.9465 | 9 | 0.40032
18456 | 8.58 | 1 | 365 | 9.8085 | 0.66207 | 10 | 0.47055
18453 | 6.76 | 1 | 365 | 7.7279 | 0.49132 | 8 | 0.21922
18448 | 11.96 | 1 | 365 | 13.6724 | 0.40773 | 14 | 0.08016
20790 | 7.14 | 1 | 365 | 8.1623 | 0.36214 | 8 | 0.52444
18450 | 10.14 | 1 | 365 | 11.5918 | 0.23699 | 11 | 0.82883
19314 | 3.9 | 1 | 365 | 4.4584 | 0.9373 | 5 | 0.3957
18446 | 3.9 | 1 | 365 | 4.4584 | 0.9373 | 5 | 0.3957
20775 | 2.915 | 1 | 365 | 3.3324 | 0.68006 | 4 | 0.01243
18711 | 3.12 | 1 | 365 | 3.5667 | 0.14984 | 3 | 0.71656
18717 | 4.42 | 1 | 365 | 5.0529 | 0.12894 | 5 | 0.1818
20776 | 7.14 | 1 | 365 | 8.1623 | 0.36214 | 8 | 0.52444
18708 | 13.52 | 1 | 365 | 15.4558 | 0.98265 | 16 | 0.43844
19311 | 7.8 | 1 | 365 | 8.9168 | 0.8746 | 9 | 0.79141
17247 | 6.12 | 1 | 365 | 6.9963 | 0.02469 | 7 | 0.020952
17254 | 10.92 | 1 | 365 | 12.4835 | 0.024447 | 12 | 0.50797
20771 | 2.295 | 1 | 365 | 2.6236 | 0.25926 | 2 | 0.88286
17255 | 7.395 | 1 | 365 | 8.4538 | 0.9465 | 9 | 0.40032
20772 | 2.6 | 1 | 365 | 2.9723 | 0.9582 | 3 | 0.93047
17249 | 14.025 | 1 | 365 | 16.0331 | 0.13991 | 16 | 0.17301
20769 | 7.8 | 1 | 365 | 8.9168 | 0.8746 | 9 | 0.79141
17250 | 8.84 | 1 | 365 | 10.1057 | 0.25789 | 10 | 0.3636
17252 | 11.22 | 1 | 365 | 12.8265 | 0.71193 | 13 | 0.53841
19309 | 3.315 | 1 | 365 | 3.7896 | 0.59671 | 4 | 0.38635
19868 | 8.96 | 1 | 365 | 10.2429 | 0.53288 | 10 | 0.77577
19259 | 3.92 | 1 | 365 | 4.4813 | 0.98313 | 5 | 0.4644
20768 | 7.75 | 1 | 365 | 8.8596 | 0.76002 | 9 | 0.61967
20074 | 6.16 | 1 | 365 | 7.042 | 0.11635 | 7 | 0.15834
19026 | 5.2 | 1 | 365 | 5.9445 | 0.9164 | 6 | 0.86094
20075 | 7.848 | 1 | 365 | 8.9717 | 0.9846 | 9 | 0.95628
18971 | 6.63 | 1 | 365 | 7.5793 | 0.19341 | 7 | 0.7727
20079 | 6.75 | 1 | 365 | 7.7165 | 0.46841 | 8 | 0.18487
13968 | 5 | 1 | 365 | 5.7159 | 0.45808 | 6 | 0.17398
20731 | 11.96 | 1 | 365 | 13.6724 | 0.40773 | 14 | 0.08016
20190 | 7.65 | 1 | 365 | 8.7453 | 0.53086 | 9 | 0.27619
20742 | 3.12 | 1 | 365 | 3.5667 | 0.14984 | 3 | 0.71656
20258 | 8.91 | 1 | 365 | 10.1857 | 0.4183 | 10 | 0.60403
19590 | 6.16 | 1 | 365 | 7.042 | 0.11635 | 7 | 0.15834
18973 | 5.98 | 1 | 365 | 6.8362 | 0.70386 | 7 | 0.54008
18948 | 8.06 | 1 | 365 | 9.214 | 0.47042 | 9 | 0.68446
18957 | 6.76 | 1 | 365 | 7.7279 | 0.49132 | 8 | 0.21922
18958 | 4.68 | 1 | 365 | 5.3501 | 0.72476 | 6 | 0.074845
18959 | 3.9 | 1 | 365 | 4.4584 | 0.9373 | 5 | 0.3957
20743 | 4.68 | 1 | 365 | 5.3501 | 0.72476 | 6 | 0.074845
18960 | 7.54 | 1 | 365 | 8.6196 | 0.27878 | 8 | 0.89836
20415 | 5.72 | 1 | 365 | 6.539 | 0.10804 | 6 | 0.64703
20741 | 2.6 | 1 | 365 | 2.9723 | 0.9582 | 3 | 0.93047
20413 | 8.06 | 1 | 365 | 9.214 | 0.47042 | 9 | 0.68446
20402 | 7.02 | 1 | 365 | 8.0251 | 0.087144 | 8 | 0.11227
20735 | 2.86 | 1 | 365 | 3.2695 | 0.55402 | 3 | 0.82352
20404 | 5.46 | 1 | 365 | 6.2418 | 0.51222 | 6 | 0.75399
20736 | 9.36 | 1 | 365 | 10.7002 | 0.44953 | 11 | 0.14969
20724 | 5.98 | 1 | 365 | 6.8362 | 0.70386 | 7 | 0.54008
19797 | 9.88 | 1 | 365 | 11.2946 | 0.64117 | 11 | 0.93578
19810 | 2.6 | 1 | 365 | 2.9723 | 0.9582 | 3 | 0.93047
20615 | 5.2 | 1 | 365 | 5.9445 | 0.9164 | 6 | 0.86094
19832 | 13.26 | 1 | 365 | 15.1586 | 0.38683 | 15 | 0.54539
20683 | 5.98 | 1 | 365 | 6.8362 | 0.70386 | 7 | 0.54008
20682 | 4.845 | 1 | 365 | 5.5387 | 0.10288 | 5 | 0.64159
20679 | 8.58 | 1 | 365 | 9.8085 | 0.66207 | 10 | 0.47055
20675 | 10.2 | 1 | 365 | 11.6604 | 0.37448 | 12 | 0.034919
20674 | 3.9 | 1 | 365 | 4.4584 | 0.9373 | 5 | 0.3957
19826 | 8 | 1 | 365 | 9.1454 | 0.33293 | 9 | 0.47837
19845 | 3.12 | 1 | 365 | 3.5667 | 0.14984 | 3 | 0.71656
19794 | 4.16 | 1 | 365 | 4.7556 | 0.53312 | 5 | 0.28875
19860 | 4.94 | 1 | 365 | 5.6473 | 0.32058 | 5 | 0.96789
17748 | 6 | 1 | 365 | 6.8591 | 0.7497 | 7 | 0.60878
17778 | 6 | 1 | 365 | 6.8591 | 0.7497 | 7 | 0.60878
17782 | 6 | 1 | 365 | 6.8591 | 0.7497 | 7 | 0.60878
15133 | 5.61 | 1 | 365 | 6.4132 | 0.85597 | 7 | 0.26921
17785 | 4.8 | 1 | 365 | 5.4873 | 0.99976 | 6 | 0.48702
15773 | 4.16 | 1 | 365 | 4.7556 | 0.53312 | 5 | 0.28875
17788 | 4.2 | 1 | 365 | 4.8014 | 0.62479 | 5 | 0.42614
17853 | 5.4 | 1 | 365 | 6.1732 | 0.37473 | 6 | 0.5479
19004 | 6 | 1 | 365 | 6.8591 | 0.7497 | 7 | 0.60878
20821 | 8.375 | 1 | 365 | 9.5741 | 0.19228 | 9 | 0.76642
20823 | 3.315 | 1 | 365 | 3.7896 | 0.59671 | 4 | 0.38635
20819 | 7.395 | 1 | 365 | 8.4538 | 0.9465 | 9 | 0.40032
20815 | 5.415 | 1 | 365 | 6.1903 | 0.4091 | 6 | 0.59942
20755 | 8.25 | 1 | 365 | 9.4312 | 0.90583 | 10 | 0.33707
20752 | 9.516 | 1 | 365 | 10.8785 | 0.80702 | 11 | 0.68552
20713 | 7.848 | 1 | 365 | 8.9717 | 0.9846 | 9 | 0.95628
20824 | 11.44 | 1 | 365 | 13.078 | 0.21609 | 13 | 0.29407
20825 | 9.9 | 1 | 365 | 11.3175 | 0.687 | 12 | 0.0044804
20191 | 7.56 | 1 | 365 | 8.6424 | 0.32462 | 8 | 0.96706
20055 | 9 | 1 | 365 | 10.2886 | 0.62454 | 10 | 0.91316
20116 | 4.42 | 1 | 365 | 5.0529 | 0.12894 | 5 | 0.1818
17486 | 2.86 | 1 | 365 | 3.2695 | 0.55402 | 3 | 0.82352
17487 | 5.1 | 1 | 365 | 5.8302 | 0.68724 | 6 | 0.51746
17502 | 4.335 | 1 | 365 | 4.9557 | 0.93416 | 5 | 0.88984
20777 | 2.34 | 1 | 365 | 2.675 | 0.36238 | 3 | 0.037423
20780 | 9.1 | 1 | 365 | 10.4029 | 0.85371 | 11 | 0.25664
20782 | 7.8 | 1 | 365 | 8.9168 | 0.8746 | 9 | 0.79141
17999 | 4.16 | 1 | 365 | 4.7556 | 0.53312 | 5 | 0.28875
17997 | 6.375 | 1 | 365 | 7.2878 | 0.60905 | 7 | 0.89682
17998 | 3.9 | 1 | 365 | 4.4584 | 0.9373 | 5 | 0.3957
17996 | 8.16 | 1 | 365 | 9.3283 | 0.69959 | 10 | 0.027935
17993 | 10.965 | 1 | 365 | 12.535 | 0.12757 | 12 | 0.66254
17990 | 7.28 | 1 | 365 | 8.3224 | 0.68296 | 9 | 0.0053149
17991 | 6.76 | 1 | 365 | 7.7279 | 0.49132 | 8 | 0.21922
17994 | 8.67 | 1 | 365 | 9.9114 | 0.86831 | 10 | 0.77968
17980 | 5.98 | 1 | 365 | 6.8362 | 0.70386 | 7 | 0.54008
17987 | 4.94 | 1 | 365 | 5.6473 | 0.32058 | 5 | 0.96789
17957 | 3.12 | 1 | 365 | 3.5667 | 0.14984 | 3 | 0.71656
17973 | 3.64 | 1 | 365 | 4.1612 | 0.34148 | 4 | 0.50266
17954 | 8.06 | 1 | 365 | 9.214 | 0.47042 | 9 | 0.68446
17955 | 4.68 | 1 | 365 | 5.3501 | 0.72476 | 6 | 0.074845
17946 | 7.54 | 1 | 365 | 8.6196 | 0.27878 | 8 | 0.89836
17952 | 9.36 | 1 | 365 | 10.7002 | 0.44953 | 11 | 0.14969
17942 | 10.71 | 1 | 365 | 12.2435 | 0.54321 | 12 | 0.78667
17944 | 10.14 | 1 | 365 | 11.5918 | 0.23699 | 11 | 0.82883
17939 | 13 | 1 | 365 | 14.8613 | 0.79101 | 15 | 0.65235
17941 | 6.5 | 1 | 365 | 7.4307 | 0.8955 | 8 | 0.32617
17935 | 3.9 | 1 | 365 | 4.4584 | 0.9373 | 5 | 0.3957
17937 | 2.6 | 1 | 365 | 2.9723 | 0.9582 | 3 | 0.93047
17933 | 2.6 | 1 | 365 | 2.9723 | 0.9582 | 3 | 0.93047
17934 | 7.54 | 1 | 365 | 8.6196 | 0.27878 | 8 | 0.89836
17928 | 7.28 | 1 | 365 | 8.3224 | 0.68296 | 9 | 0.0053149
17923 | 8.925 | 1 | 365 | 10.2029 | 0.45267 | 10 | 0.65555
18301 | 12.48 | 1 | 365 | 14.2669 | 0.59937 | 14 | 0.86625
18279 | 5.72 | 1 | 365 | 6.539 | 0.10804 | 6 | 0.64703
18283 | 6.5 | 1 | 365 | 7.4307 | 0.8955 | 8 | 0.32617
18436 | 4.68 | 1 | 365 | 5.3501 | 0.72476 | 6 | 0.074845
18438 | 4.68 | 1 | 365 | 5.3501 | 0.72476 | 6 | 0.074845
18382 | 4.94 | 1 | 365 | 5.6473 | 0.32058 | 5 | 0.96789
18428 | 4.68 | 1 | 365 | 5.3501 | 0.72476 | 6 | 0.074845
18376 | 9.43 | 1 | 365 | 10.7802 | 0.60994 | 11 | 0.39013
18341 | 6.885 | 1 | 365 | 7.8708 | 0.77778 | 8 | 0.64857
18370 | 6.5 | 1 | 365 | 7.4307 | 0.8955 | 8 | 0.32617
18338 | 13.26 | 1 | 365 | 15.1586 | 0.38683 | 15 | 0.54539
18427 | 5.2 | 1 | 365 | 5.9445 | 0.9164 | 6 | 0.86094
13999 | 5.61 | 1 | 365 | 6.4132 | 0.85597 | 7 | 0.26921
14497 | 6.63 | 1 | 365 | 7.5793 | 0.19341 | 7 | 0.7727
15041 | 2.805 | 1 | 365 | 3.2066 | 0.42798 | 3 | 0.6346
19453 | 8 | 1 | 365 | 9.1454 | 0.33293 | 9 | 0.47837
19752 | 5.46 | 1 | 365 | 6.2418 | 0.51222 | 6 | 0.75399
18967 | 9.435 | 1 | 365 | 10.7859 | 0.6214 | 11 | 0.4073
19695 | 12 | 1 | 365 | 13.7182 | 0.49939 | 14 | 0.21755
14293 | 14.28 | 1 | 365 | 16.3246 | 0.72428 | 17 | 0.048887
17965 | 9 | 1 | 365 | 10.2886 | 0.62454 | 10 | 0.91316
19165 | 8.215 | 1 | 365 | 9.3912 | 0.82563 | 10 | 0.21685
18968 | 6.5 | 1 | 365 | 7.4307 | 0.8955 | 8 | 0.32617
17363 | 9.945 | 1 | 365 | 11.3689 | 0.79012 | 12 | 0.15905
18685 | 3.64 | 1 | 365 | 4.1612 | 0.34148 | 4 | 0.50266
18965 | 6.12 | 1 | 365 | 6.9963 | 0.02469 | 7 | 0.020952
17571 | 11.22 | 1 | 365 | 12.8265 | 0.71193 | 13 | 0.53841
18875 | 4.335 | 1 | 365 | 4.9557 | 0.93416 | 5 | 0.88984
18890 | 13.52 | 1 | 365 | 15.4558 | 0.98265 | 16 | 0.43844
18964 | 7.28 | 1 | 365 | 8.3224 | 0.68296 | 9 | 0.0053149
18647 | 9.81 | 1 | 365 | 11.2146 | 0.48075 | 11 | 0.69535
19756 | 5.1 | 1 | 365 | 5.8302 | 0.68724 | 6 | 0.51746
20781 | 9.388 | 1 | 365 | 10.7322 | 0.51369 | 11 | 0.24586
17615 | 11.7 | 1 | 365 | 13.3752 | 0.81191 | 14 | 0.18711
17630 | 5.865 | 1 | 365 | 6.7048 | 0.44033 | 7 | 0.14508
17692 | 7.28 | 1 | 365 | 8.3224 | 0.68296 | 9 | 0.0053149
17701 | 5.98 | 1 | 365 | 6.8362 | 0.70386 | 7 | 0.54008
20773 | 5.5 | 1 | 365 | 6.2875 | 0.60389 | 6 | 0.89138
18388 | 3.12 | 1 | 365 | 3.5667 | 0.14984 | 3 | 0.71656
19509 | 14.04 | 1 | 365 | 16.0502 | 0.17429 | 16 | 0.22454
19912 | 8.32 | 1 | 365 | 9.5113 | 0.066245 | 9 | 0.5775
19914 | 3.57 | 1 | 365 | 4.0812 | 0.18107 | 4 | 0.26222
15160 | 6.63 | 1 | 365 | 7.5793 | 0.19341 | 7 | 0.7727
15164 | 4.335 | 1 | 365 | 4.9557 | 0.93416 | 5 | 0.88984
15749 | 2.805 | 1 | 365 | 3.2066 | 0.42798 | 3 | 0.6346
15856 | 4.335 | 1 | 365 | 4.9557 | 0.93416 | 5 | 0.88984
20279 | 5 | 1 | 365 | 5.7159 | 0.45808 | 6 | 0.17398
20295 | 2.805 | 1 | 365 | 3.2066 | 0.42798 | 3 | 0.6346
20354 | 6.885 | 1 | 365 | 7.8708 | 0.77778 | 8 | 0.64857
19915 | 16.32 | 1 | 365 | 18.6567 | 0.39917 | 19 | 0.055871
20362 | 8.32 | 1 | 365 | 9.5113 | 0.066245 | 9 | 0.5775
20388 | 3.12 | 1 | 365 | 3.5667 | 0.14984 | 3 | 0.71656
19956 | 13.26 | 1 | 365 | 15.1586 | 0.38683 | 15 | 0.54539
20391 | 4.16 | 1 | 365 | 4.7556 | 0.53312 | 5 | 0.28875
19970 | 6.12 | 1 | 365 | 6.9963 | 0.02469 | 7 | 0.020952
20410 | 2.08 | 1 | 365 | 2.3778 | 0.76656 | 3 | 0.14438
19727 | 14.025 | 1 | 365 | 16.0331 | 0.13991 | 16 | 0.17301
19732 | 6.75 | 1 | 365 | 7.7165 | 0.46841 | 8 | 0.18487
18961 | 7.28 | 1 | 365 | 8.3224 | 0.68296 | 9 | 0.0053149
18848 | 6.5 | 1 | 365 | 7.4307 | 0.8955 | 8 | 0.32617
19717 | 5.52 | 1 | 365 | 6.3104 | 0.64972 | 6 | 0.96007
19774 | 10.2 | 1 | 365 | 11.6604 | 0.37448 | 12 | 0.034919
18935 | 2.08 | 1 | 365 | 2.3778 | 0.76656 | 3 | 0.14438
19741 | 7.14 | 1 | 365 | 8.1623 | 0.36214 | 8 | 0.52444
19762 | 5.4 | 1 | 365 | 6.1732 | 0.37473 | 6 | 0.5479
18929 | 8.58 | 1 | 365 | 9.8085 | 0.66207 | 10 | 0.47055
19691 | 8.4 | 1 | 365 | 9.6027 | 0.24957 | 9 | 0.85229
18926 | 13.005 | 1 | 365 | 14.8671 | 0.80247 | 15 | 0.66952
18946 | 3.38 | 1 | 365 | 3.8639 | 0.74566 | 4 | 0.60961
18944 | 4.16 | 1 | 365 | 4.7556 | 0.53312 | 5 | 0.28875
19865 | 9.12 | 1 | 365 | 10.4258 | 0.89954 | 11 | 0.32534
18933 | 5.2 | 1 | 365 | 5.9445 | 0.9164 | 6 | 0.86094
18941 | 4.08 | 1 | 365 | 4.6642 | 0.34979 | 5 | 0.013968
18927 | 5.98 | 1 | 365 | 6.8362 | 0.70386 | 7 | 0.54008
18956 | 4.16 | 1 | 365 | 4.7556 | 0.53312 | 5 | 0.28875
18930 | 6.12 | 1 | 365 | 6.9963 | 0.02469 | 7 | 0.020952
19801 | 5.72 | 1 | 365 | 6.539 | 0.10804 | 6 | 0.64703
19266 | 3.36 | 1 | 365 | 3.8411 | 0.69983 | 4 | 0.54091
19747 | 4.845 | 1 | 365 | 5.5387 | 0.10288 | 5 | 0.64159
15043 | 3.825 | 1 | 365 | 4.3727 | 0.76543 | 5 | 0.13809
20374 | 5.25 | 1 | 365 | 6.0017 | 0.030984 | 6 | 0.032679
18620 | 13.005 | 1 | 365 | 14.8671 | 0.80247 | 15 | 0.66952
19455 | 3.64 | 1 | 365 | 4.1612 | 0.34148 | 4 | 0.50266
19461 | 8.84 | 1 | 365 | 10.1057 | 0.25789 | 10 | 0.3636
19467 | 5.72 | 1 | 365 | 6.539 | 0.10804 | 6 | 0.64703
19484 | 5.98 | 1 | 365 | 6.8362 | 0.70386 | 7 | 0.54008
19490 | 3.12 | 1 | 365 | 3.5667 | 0.14984 | 3 | 0.71656
20080 | 12.74 | 1 | 365 | 14.5641 | 0.19519 | 14 | 0.7593
19513 | 4.42 | 1 | 365 | 5.0529 | 0.12894 | 5 | 0.1818
20085 | 6.63 | 1 | 365 | 7.5793 | 0.19341 | 7 | 0.7727
20703 | 6.12 | 1 | 365 | 6.9963 | 0.02469 | 7 | 0.020952
20541 | 11.22 | 1 | 365 | 12.8265 | 0.71193 | 13 | 0.53841
20297 | 8.32 | 1 | 365 | 9.5113 | 0.066245 | 9 | 0.5775
20476 | 6.63 | 1 | 365 | 7.5793 | 0.19341 | 7 | 0.7727
20624 | 8.415 | 1 | 365 | 9.6199 | 0.28395 | 9 | 0.90381
20294 | 11.44 | 1 | 365 | 13.078 | 0.21609 | 13 | 0.29407
19268 | 8.58 | 1 | 365 | 9.8085 | 0.66207 | 10 | 0.47055
20291 | 7.54 | 1 | 365 | 8.6196 | 0.27878 | 8 | 0.89836
19265 | 5.72 | 1 | 365 | 6.539 | 0.10804 | 6 | 0.64703
20284 | 8.84 | 1 | 365 | 10.1057 | 0.25789 | 10 | 0.3636
20287 | 11.7 | 1 | 365 | 13.3752 | 0.81191 | 14 | 0.18711
19270 | 6.24 | 1 | 365 | 7.1334 | 0.29968 | 7 | 0.43313
20543 | 5.775 | 1 | 365 | 6.6019 | 0.23408 | 6 | 0.83595
20280 | 10.66 | 1 | 365 | 12.1863 | 0.42863 | 12 | 0.61493
19256 | 9.69 | 1 | 365 | 11.0774 | 0.20576 | 11 | 0.28317
19254 | 6.76 | 1 | 365 | 7.7279 | 0.49132 | 8 | 0.21922
20336 | 7.65 | 1 | 365 | 8.7453 | 0.53086 | 9 | 0.27619
20261 | 10.215 | 1 | 365 | 11.6776 | 0.40886 | 12 | 0.086441
19267 | 4.42 | 1 | 365 | 5.0529 | 0.12894 | 5 | 0.1818
20531 | 7.905 | 1 | 365 | 9.0368 | 0.11522 | 9 | 0.15206
20555 | 6.96 | 1 | 365 | 7.9565 | 0.94965 | 8 | 0.90618
20533 | 7.395 | 1 | 365 | 8.4538 | 0.9465 | 9 | 0.40032
20536 | 3.57 | 1 | 365 | 4.0812 | 0.18107 | 4 | 0.26222
18782 | 19.8 | 1 | 365 | 22.635 | 0.374 | 23 | 0.0089608
19253 | 7.02 | 1 | 365 | 8.0251 | 0.087144 | 8 | 0.11227
19382 | 54.34 | 0.9 | 365 | 55.9084 | 0.073772 | 55 | 0.98213
17526 | 10.66 | 1 | 365 | 12.1863 | 0.42863 | 12 | 0.61493
19251 | 4.845 | 1 | 365 | 5.5387 | 0.10288 | 5 | 0.64159
14569 | 2.805 | 1 | 365 | 3.2066 | 0.42798 | 3 | 0.6346
20282 | 6.63 | 1 | 365 | 7.5793 | 0.19341 | 7 | 0.7727
15909 | 3.57 | 1 | 365 | 4.0812 | 0.18107 | 4 | 0.26222
20277 | 5.98 | 1 | 365 | 6.8362 | 0.70386 | 7 | 0.54008
15798 | 11.7 | 1 | 365 | 13.3752 | 0.81191 | 14 | 0.18711
16614 | 9.18 | 1 | 365 | 10.4944 | 0.037035 | 10 | 0.53143
19278 | 10.4 | 1 | 365 | 11.8891 | 0.83281 | 12 | 0.72188
17771 | 4.94 | 1 | 365 | 5.6473 | 0.32058 | 5 | 0.96789
20273 | 4.68 | 1 | 365 | 5.3501 | 0.72476 | 6 | 0.074845
20472 | 5.355 | 1 | 365 | 6.1217 | 0.2716 | 6 | 0.39333
20275 | 3.51 | 1 | 365 | 4.0126 | 0.043572 | 4 | 0.056134
19285 | 7.8 | 1 | 365 | 8.9168 | 0.8746 | 9 | 0.79141
20271 | 6.24 | 1 | 365 | 7.1334 | 0.29968 | 7 | 0.43313
20471 | 6.24 | 1 | 365 | 7.1334 | 0.29968 | 7 | 0.43313
19289 | 11.44 | 1 | 365 | 13.078 | 0.21609 | 13 | 0.29407
20467 | 5.98 | 1 | 365 | 6.8362 | 0.70386 | 7 | 0.54008
20464 | 5.61 | 1 | 365 | 6.4132 | 0.85597 | 7 | 0.26921
20227 | 2.86 | 1 | 365 | 3.2695 | 0.55402 | 3 | 0.82352
20414 | 4.59 | 1 | 365 | 5.2472 | 0.51852 | 5 | 0.76571
17796 | 49.92 | 0.9 | 365 | 51.3608 | 0.95772 | 52 | 0.31851
20234 | 13.52 | 1 | 365 | 15.4558 | 0.98265 | 16 | 0.43844
20398 | 14.79 | 1 | 365 | 16.9076 | 0.893 | 17 | 0.80063
19250 | 11.44 | 1 | 365 | 13.078 | 0.21609 | 13 | 0.29407
20225 | 5.72 | 1 | 365 | 6.539 | 0.10804 | 6 | 0.64703
20857 | 8.84 | 1 | 365 | 10.1057 | 0.25789 | 10 | 0.3636
20832 | 5.98 | 1 | 365 | 6.8362 | 0.70386 | 7 | 0.54008
20557 | 9.18 | 1 | 365 | 10.4944 | 0.037035 | 10 | 0.53143
20848 | 4.68 | 1 | 365 | 5.3501 | 0.72476 | 6 | 0.074845
20851 | 3.64 | 1 | 365 | 4.1612 | 0.34148 | 4 | 0.50266
20219 | 10.71 | 1 | 365 | 12.2435 | 0.54321 | 12 | 0.78667
20558 | 6.875 | 1 | 365 | 7.8594 | 0.75486 | 8 | 0.61422
20221 | 4.94 | 1 | 365 | 5.6473 | 0.32058 | 5 | 0.96789
20845 | 2.86 | 1 | 365 | 3.2695 | 0.55402 | 3 | 0.82352
20847 | 4.68 | 1 | 365 | 5.3501 | 0.72476 | 6 | 0.074845
20560 | 9.705 | 1 | 365 | 11.0946 | 0.24013 | 11 | 0.3347
19293 | 2 | 1 | 365 | 2.2864 | 0.58323 | 2 | 0.86959
20217 | 11.44 | 1 | 365 | 13.078 | 0.21609 | 13 | 0.29407
20003 | 14.04 | 1 | 365 | 16.0502 | 0.17429 | 16 | 0.22454
19298 | 2.205 | 1 | 365 | 2.5207 | 0.053013 | 2 | 0.57373
20359 | 4.68 | 1 | 365 | 5.3501 | 0.72476 | 6 | 0.074845
20347 | 4.68 | 1 | 365 | 5.3501 | 0.72476 | 6 | 0.074845
20212 | 14.04 | 1 | 365 | 16.0502 | 0.17429 | 16 | 0.22454
20345 | 7.02 | 1 | 365 | 8.0251 | 0.087144 | 8 | 0.11227
20862 | 6.5 | 1 | 365 | 7.4307 | 0.8955 | 8 | 0.32617
20343 | 8.84 | 1 | 365 | 10.1057 | 0.25789 | 10 | 0.3636
20213 | 10.66 | 1 | 365 | 12.1863 | 0.42863 | 12 | 0.61493
20326 | 6.24 | 1 | 365 | 7.1334 | 0.29968 | 7 | 0.43313
20329 | 6.76 | 1 | 365 | 7.7279 | 0.49132 | 8 | 0.21922
20204 | 3.06 | 1 | 365 | 3.4981 | 0.012345 | 3 | 0.51048
20322 | 6.5 | 1 | 365 | 7.4307 | 0.8955 | 8 | 0.32617
20323 | 3.9 | 1 | 365 | 4.4584 | 0.9373 | 5 | 0.3957
20208 | 2.55 | 1 | 365 | 2.9151 | 0.84362 | 3 | 0.75873
20321 | 13.26 | 1 | 365 | 15.1586 | 0.38683 | 15 | 0.54539
20207 | 9.18 | 1 | 365 | 10.4944 | 0.037035 | 10 | 0.53143
20316 | 7.02 | 1 | 365 | 8.0251 | 0.087144 | 8 | 0.11227
20205 | 8.415 | 1 | 365 | 9.6199 | 0.28395 | 9 | 0.90381
20317 | 5.72 | 1 | 365 | 6.539 | 0.10804 | 6 | 0.64703
20319 | 3.12 | 1 | 365 | 3.5667 | 0.14984 | 3 | 0.71656
20315 | 7.02 | 1 | 365 | 8.0251 | 0.087144 | 8 | 0.11227
17647 | 5.2 | 1 | 365 | 5.9445 | 0.9164 | 6 | 0.86094
20314 | 7.8 | 1 | 365 | 8.9168 | 0.8746 | 9 | 0.79141
17477 | 5.865 | 1 | 365 | 6.7048 | 0.44033 | 7 | 0.14508
20312 | 3.38 | 1 | 365 | 3.8639 | 0.74566 | 4 | 0.60961
20307 | 3.9 | 1 | 365 | 4.4584 | 0.9373 | 5 | 0.3957
17370 | 9.135 | 1 | 365 | 10.4429 | 0.93391 | 11 | 0.37686
20308 | 2.6 | 1 | 365 | 2.9723 | 0.9582 | 3 | 0.93047
20306 | 10.4 | 1 | 365 | 11.8891 | 0.83281 | 12 | 0.72188
20196 | 4.94 | 1 | 365 | 5.6473 | 0.32058 | 5 | 0.96789
20559 | 6.725 | 1 | 365 | 7.6879 | 0.41112 | 8 | 0.099003
20305 | 7.395 | 1 | 365 | 8.4538 | 0.9465 | 9 | 0.40032
20201 | 8.06 | 1 | 365 | 9.214 | 0.47042 | 9 | 0.68446
20302 | 6.12 | 1 | 365 | 6.9963 | 0.02469 | 7 | 0.020952
20298 | 5.1 | 1 | 365 | 5.8302 | 0.68724 | 6 | 0.51746
20296 | 10.14 | 1 | 365 | 11.5918 | 0.23699 | 11 | 0.82883
15169 | 12.495 | 1 | 365 | 14.284 | 0.63374 | 14 | 0.91778
17936 | 8.84 | 1 | 365 | 10.1057 | 0.25789 | 10 | 0.3636
20181 | 6.5 | 1 | 365 | 7.4307 | 0.8955 | 8 | 0.32617
19273 | 5.46 | 1 | 365 | 6.2418 | 0.51222 | 6 | 0.75399
20198 | 13.515 | 1 | 365 | 15.4501 | 0.97119 | 16 | 0.42127
19248 | 11.7 | 1 | 365 | 13.3752 | 0.81191 | 14 | 0.18711
19240 | 2.08 | 1 | 365 | 2.3778 | 0.76656 | 3 | 0.14438
20180 | 4.42 | 1 | 365 | 5.0529 | 0.12894 | 5 | 0.1818
17938 | 2.55 | 1 | 365 | 2.9151 | 0.84362 | 3 | 0.75873
20177 | 14.56 | 1 | 365 | 16.6447 | 0.36593 | 17 | 0.01063
17951 | 5.2 | 1 | 365 | 5.9445 | 0.9164 | 6 | 0.86094
15137 | 2.805 | 1 | 365 | 3.2066 | 0.42798 | 3 | 0.6346
19232 | 6.76 | 1 | 365 | 7.7279 | 0.49132 | 8 | 0.21922
18182 | 10.26 | 1 | 365 | 11.729 | 0.51198 | 12 | 0.24101
20183 | 8.06 | 1 | 365 | 9.214 | 0.47042 | 9 | 0.68446
18955 | 9.705 | 1 | 365 | 11.0946 | 0.24013 | 11 | 0.3347
20178 | 10.6 | 1 | 365 | 12.1177 | 0.29113 | 12 | 0.40884
20175 | 6.625 | 1 | 365 | 7.5736 | 0.18196 | 7 | 0.75552
20173 | 2.6 | 1 | 365 | 2.9723 | 0.9582 | 3 | 0.93047
20171 | 3.9 | 1 | 365 | 4.4584 | 0.9373 | 5 | 0.3957
18168 | 9.36 | 1 | 365 | 10.7002 | 0.44953 | 11 | 0.14969
18166 | 8.06 | 1 | 365 | 9.214 | 0.47042 | 9 | 0.68446
18167 | 5.72 | 1 | 365 | 6.539 | 0.10804 | 6 | 0.64703
19231 | 4.42 | 1 | 365 | 5.0529 | 0.12894 | 5 | 0.1818
20169 | 9.945 | 1 | 365 | 11.3689 | 0.79012 | 12 | 0.15905
18165 | 4.42 | 1 | 365 | 5.0529 | 0.12894 | 5 | 0.1818
19229 | 2.34 | 1 | 365 | 2.675 | 0.36238 | 3 | 0.037423
18155 | 2.86 | 1 | 365 | 3.2695 | 0.55402 | 3 | 0.82352
20166 | 9.36 | 1 | 365 | 10.7002 | 0.44953 | 11 | 0.14969
20556 | 5.355 | 1 | 365 | 6.1217 | 0.2716 | 6 | 0.39333
18156 | 3.64 | 1 | 365 | 4.1612 | 0.34148 | 4 | 0.50266
18158 | 11.96 | 1 | 365 | 13.6724 | 0.40773 | 14 | 0.08016
19230 | 3.9 | 1 | 365 | 4.4584 | 0.9373 | 5 | 0.3957
18148 | 4.42 | 1 | 365 | 5.0529 | 0.12894 | 5 | 0.1818
19237 | 7.65 | 1 | 365 | 8.7453 | 0.53086 | 9 | 0.27619
18152 | 2.34 | 1 | 365 | 2.675 | 0.36238 | 3 | 0.037423
19241 | 10.965 | 1 | 365 | 12.535 | 0.12757 | 12 | 0.66254
18147 | 4.42 | 1 | 365 | 5.0529 | 0.12894 | 5 | 0.1818
18142 | 2.34 | 1 | 365 | 2.675 | 0.36238 | 3 | 0.037423
18138 | 8.84 | 1 | 365 | 10.1057 | 0.25789 | 10 | 0.3636
18136 | 12.22 | 1 | 365 | 13.9697 | 0.0035475 | 13 | 0.97321
18125 | 7.02 | 1 | 365 | 8.0251 | 0.087144 | 8 | 0.11227
18127 | 6.5 | 1 | 365 | 7.4307 | 0.8955 | 8 | 0.32617
18123 | 3.12 | 1 | 365 | 3.5667 | 0.14984 | 3 | 0.71656
15069 | 6.375 | 1 | 365 | 7.2878 | 0.60905 | 7 | 0.89682
17989 | 4.94 | 1 | 365 | 5.6473 | 0.32058 | 5 | 0.96789
17816 | 5.98 | 1 | 365 | 6.8362 | 0.70386 | 7 | 0.54008
15890 | 6.63 | 1 | 365 | 7.5793 | 0.19341 | 7 | 0.7727
20564 | 8.705 | 1 | 365 | 9.9514 | 0.94852 | 10 | 0.8999
20565 | 10.455 | 1 | 365 | 11.9519 | 0.95885 | 12 | 0.91079
14736 | 3.825 | 1 | 365 | 4.3727 | 0.76543 | 5 | 0.13809
13591 | 5.355 | 1 | 365 | 6.1217 | 0.2716 | 6 | 0.39333
18299 | 4.42 | 1 | 365 | 5.0529 | 0.12894 | 5 | 0.1818
18302 | 9.1 | 1 | 365 | 10.4029 | 0.85371 | 11 | 0.25664
18290 | 5.46 | 1 | 365 | 6.2418 | 0.51222 | 6 | 0.75399
18293 | 1.53 | 1 | 365 | 1.7491 | 0.50617 | 2 | 0.25524
18296 | 7.14 | 1 | 365 | 8.1623 | 0.36214 | 8 | 0.52444
18307 | 6.76 | 1 | 365 | 7.7279 | 0.49132 | 8 | 0.21922
20673 | 4.42 | 1 | 365 | 5.0529 | 0.12894 | 5 | 0.1818
20671 | 5.2 | 1 | 365 | 5.9445 | 0.9164 | 6 | 0.86094
20672 | 4.68 | 1 | 365 | 5.3501 | 0.72476 | 6 | 0.074845
20670 | 6.12 | 1 | 365 | 6.9963 | 0.02469 | 7 | 0.020952
20669 | 4.16 | 1 | 365 | 4.7556 | 0.53312 | 5 | 0.28875
20668 | 4.68 | 1 | 365 | 5.3501 | 0.72476 | 6 | 0.074845
20667 | 4.94 | 1 | 365 | 5.6473 | 0.32058 | 5 | 0.96789
20666 | 4.16 | 1 | 365 | 4.7556 | 0.53312 | 5 | 0.28875
17340 | 4.68 | 1 | 365 | 5.3501 | 0.72476 | 6 | 0.074845
20680 | 5.1 | 1 | 365 | 5.8302 | 0.68724 | 6 | 0.51746
19921 | 6.24 | 1 | 365 | 7.1334 | 0.29968 | 7 | 0.43313
19922 | 6.24 | 1 | 365 | 7.1334 | 0.29968 | 7 | 0.43313
19920 | 12.48 | 1 | 365 | 14.2669 | 0.59937 | 14 | 0.86625
19388 | 5.2 | 1 | 365 | 5.9445 | 0.9164 | 6 | 0.86094
19393 | 3.38 | 1 | 365 | 3.8639 | 0.74566 | 4 | 0.60961
19233 | 2.805 | 1 | 365 | 3.2066 | 0.42798 | 3 | 0.6346
19384 | 6.5 | 1 | 365 | 7.4307 | 0.8955 | 8 | 0.32617
19916 | 7.29 | 1 | 365 | 8.3338 | 0.70588 | 9 | 0.039663
19380 | 5.2 | 1 | 365 | 5.9445 | 0.9164 | 6 | 0.86094
19379 | 18.36 | 1 | 365 | 20.9888 | 0.07407 | 21 | 0.062855
19910 | 3.57 | 1 | 365 | 4.0812 | 0.18107 | 4 | 0.26222
19337 | 6.76 | 1 | 365 | 7.7279 | 0.49132 | 8 | 0.21922
19245 | 3.9 | 1 | 365 | 4.4584 | 0.9373 | 5 | 0.3957
19909 | 5.2 | 1 | 365 | 5.9445 | 0.9164 | 6 | 0.86094
19911 | 8.06 | 1 | 365 | 9.214 | 0.47042 | 9 | 0.68446
19420 | 7.54 | 1 | 365 | 8.6196 | 0.27878 | 8 | 0.89836
19243 | 5.72 | 1 | 365 | 6.539 | 0.10804 | 6 | 0.64703
19419 | 10.14 | 1 | 365 | 11.5918 | 0.23699 | 11 | 0.82883
19417 | 3.9 | 1 | 365 | 4.4584 | 0.9373 | 5 | 0.3957
19247 | 6.5 | 1 | 365 | 7.4307 | 0.8955 | 8 | 0.32617
19908 | 5.2 | 1 | 365 | 5.9445 | 0.9164 | 6 | 0.86094
19413 | 6.24 | 1 | 365 | 7.1334 | 0.29968 | 7 | 0.43313
19418 | 12.22 | 1 | 365 | 13.9697 | 0.0035475 | 13 | 0.97321
19414 | 6.76 | 1 | 365 | 7.7279 | 0.49132 | 8 | 0.21922
19412 | 3.71 | 1 | 365 | 4.2412 | 0.5019 | 4 | 0.74309
19411 | 3.9 | 1 | 365 | 4.4584 | 0.9373 | 5 | 0.3957
19408 | 8.06 | 1 | 365 | 9.214 | 0.47042 | 9 | 0.68446
19907 | 6.76 | 1 | 365 | 7.7279 | 0.49132 | 8 | 0.21922
19906 | 4.16 | 1 | 365 | 4.7556 | 0.53312 | 5 | 0.28875
19401 | 7.54 | 1 | 365 | 8.6196 | 0.27878 | 8 | 0.89836
19394 | 9.62 | 1 | 365 | 10.9974 | 0.045346 | 11 | 0.042738
19903 | 7.56 | 1 | 365 | 8.6424 | 0.32462 | 8 | 0.96706
19391 | 5.46 | 1 | 365 | 6.2418 | 0.51222 | 6 | 0.75399
19904 | 4.68 | 1 | 365 | 5.3501 | 0.72476 | 6 | 0.074845
19901 | 3.64 | 1 | 365 | 4.1612 | 0.34148 | 4 | 0.50266
19381 | 3.9 | 1 | 365 | 4.4584 | 0.9373 | 5 | 0.3957
19305 | 16.9 | 1 | 365 | 19.3197 | 0.72831 | 20 | 0.048052
19595 | 7.28 | 1 | 365 | 8.3224 | 0.68296 | 9 | 0.0053149
19598 | 4.68 | 1 | 365 | 5.3501 | 0.72476 | 6 | 0.074845
19900 | 11.18 | 1 | 365 | 12.7808 | 0.62027 | 13 | 0.40102
19895 | 4.68 | 1 | 365 | 5.3501 | 0.72476 | 6 | 0.074845
19601 | 3.64 | 1 | 365 | 4.1612 | 0.34148 | 4 | 0.50266
19893 | 8.32 | 1 | 365 | 9.5113 | 0.066245 | 9 | 0.5775
19891 | 2.16 | 1 | 365 | 2.4693 | 0.94989 | 3 | 0.41916
19386 | 3.38 | 1 | 365 | 3.8639 | 0.74566 | 4 | 0.60961
19437 | 10.2 | 1 | 365 | 11.6604 | 0.37448 | 12 | 0.034919
15619 | 8.58 | 1 | 365 | 9.8085 | 0.66207 | 10 | 0.47055
19878 | 10.92 | 1 | 365 | 12.4835 | 0.024447 | 12 | 0.50797
19402 | 9.36 | 1 | 365 | 10.7002 | 0.44953 | 11 | 0.14969
19873 | 7.02 | 1 | 365 | 8.0251 | 0.087144 | 8 | 0.11227
19645 | 7.02 | 1 | 365 | 8.0251 | 0.087144 | 8 | 0.11227
19861 | 4.42 | 1 | 365 | 5.0529 | 0.12894 | 5 | 0.1818
19640 | 6.24 | 1 | 365 | 7.1334 | 0.29968 | 7 | 0.43313
19858 | 13.52 | 1 | 365 | 15.4558 | 0.98265 | 16 | 0.43844
19855 | 6.76 | 1 | 365 | 7.7279 | 0.49132 | 8 | 0.21922
19853 | 4.94 | 1 | 365 | 5.6473 | 0.32058 | 5 | 0.96789
19849 | 7.54 | 1 | 365 | 8.6196 | 0.27878 | 8 | 0.89836
19433 | 5.46 | 1 | 365 | 6.2418 | 0.51222 | 6 | 0.75399
19492 | 4.42 | 1 | 365 | 5.0529 | 0.12894 | 5 | 0.1818
19823 | 4.68 | 1 | 365 | 5.3501 | 0.72476 | 6 | 0.074845
19428 | 4.68 | 1 | 365 | 5.3501 | 0.72476 | 6 | 0.074845
19841 | 3.12 | 1 | 365 | 3.5667 | 0.14984 | 3 | 0.71656
19425 | 6.24 | 1 | 365 | 7.1334 | 0.29968 | 7 | 0.43313
19834 | 9.36 | 1 | 365 | 10.7002 | 0.44953 | 11 | 0.14969
19436 | 6.24 | 1 | 365 | 7.1334 | 0.29968 | 7 | 0.43313
19427 | 8.415 | 1 | 365 | 9.6199 | 0.28395 | 9 | 0.90381
19819 | 4.42 | 1 | 365 | 5.0529 | 0.12894 | 5 | 0.1818
19820 | 6.67 | 1 | 365 | 7.625 | 0.28508 | 7 | 0.91009
19817 | 10.92 | 1 | 365 | 12.4835 | 0.024447 | 12 | 0.50797
19818 | 6.12 | 1 | 365 | 6.9963 | 0.02469 | 7 | 0.020952
20923 | 8.1 | 1 | 365 | 9.2598 | 0.56209 | 9 | 0.82185
20916 | 4.42 | 1 | 365 | 5.0529 | 0.12894 | 5 | 0.1818
20919 | 8.32 | 1 | 365 | 9.5113 | 0.066245 | 9 | 0.5775
20913 | 10.4 | 1 | 365 | 11.8891 | 0.83281 | 12 | 0.72188
20907 | 11.44 | 1 | 365 | 13.078 | 0.21609 | 13 | 0.29407
19812 | 2.915 | 1 | 365 | 3.3324 | 0.68006 | 4 | 0.01243
20903 | 6.76 | 1 | 365 | 7.7279 | 0.49132 | 8 | 0.21922
19807 | 7.8 | 1 | 365 | 8.9168 | 0.8746 | 9 | 0.79141
19809 | 4.16 | 1 | 365 | 4.7556 | 0.53312 | 5 | 0.28875
20898 | 8.32 | 1 | 365 | 9.5113 | 0.066245 | 9 | 0.5775
19803 | 13.26 | 1 | 365 | 15.1586 | 0.38683 | 15 | 0.54539
19806 | 7.02 | 1 | 365 | 8.0251 | 0.087144 | 8 | 0.11227
20874 | 6.76 | 1 | 365 | 7.7279 | 0.49132 | 8 | 0.21922
20897 | 10.455 | 1 | 365 | 11.9519 | 0.95885 | 12 | 0.91079
20809 | 13 | 1 | 365 | 14.8613 | 0.79101 | 15 | 0.65235
19799 | 3.9 | 1 | 365 | 4.4584 | 0.9373 | 5 | 0.3957
20895 | 9.1 | 1 | 365 | 10.4029 | 0.85371 | 11 | 0.25664
20850 | 9.88 | 1 | 365 | 11.2946 | 0.64117 | 11 | 0.93578
20889 | 4.42 | 1 | 365 | 5.0529 | 0.12894 | 5 | 0.1818
20849 | 11.96 | 1 | 365 | 13.6724 | 0.40773 | 14 | 0.08016
19782 | 9.88 | 1 | 365 | 11.2946 | 0.64117 | 11 | 0.93578
20886 | 8.32 | 1 | 365 | 9.5113 | 0.066245 | 9 | 0.5775
20839 | 8.84 | 1 | 365 | 10.1057 | 0.25789 | 10 | 0.3636
19778 | 5.46 | 1 | 365 | 6.2418 | 0.51222 | 6 | 0.75399
19791 | 7.28 | 1 | 365 | 8.3224 | 0.68296 | 9 | 0.0053149
20655 | 2.6 | 1 | 365 | 2.9723 | 0.9582 | 3 | 0.93047
20644 | 10.455 | 1 | 365 | 11.9519 | 0.95885 | 12 | 0.91079
20965 | 4.68 | 1 | 365 | 5.3501 | 0.72476 | 6 | 0.074845
20623 | 11.96 | 1 | 365 | 13.6724 | 0.40773 | 14 | 0.08016
17964 | 12.495 | 1 | 365 | 14.284 | 0.63374 | 14 | 0.91778
20968 | 7.905 | 1 | 365 | 9.0368 | 0.11522 | 9 | 0.15206
14631 | 7.905 | 1 | 365 | 9.0368 | 0.11522 | 9 | 0.15206
17375 | 16 | 1 | 365 | 18.2909 | 0.66586 | 18 | 0.95674
15872 | 3.38 | 1 | 365 | 3.8639 | 0.74566 | 4 | 0.60961
14887 | 5.39 | 1 | 365 | 6.1617 | 0.35181 | 6 | 0.51355
14648 | 11.73 | 1 | 365 | 13.4095 | 0.88066 | 14 | 0.29016
21045 | 6.63 | 1 | 365 | 7.5793 | 0.19341 | 7 | 0.7727
14697 | 3.185 | 1 | 365 | 3.641 | 0.2988 | 3 | 0.93983
14768 | 7.395 | 1 | 365 | 8.4538 | 0.9465 | 9 | 0.40032
21050 | 10.545 | 1 | 365 | 12.0548 | 0.16509 | 12 | 0.21992
21052 | 14.7 | 1 | 365 | 16.8047 | 0.68676 | 17 | 0.4915
21053 | 12.42 | 1 | 365 | 14.1983 | 0.46187 | 14 | 0.66017
20622 | 5.72 | 1 | 365 | 6.539 | 0.10804 | 6 | 0.64703
20620 | 4.16 | 1 | 365 | 4.7556 | 0.53312 | 5 | 0.28875
20619 | 4.42 | 1 | 365 | 5.0529 | 0.12894 | 5 | 0.1818
20572 | 5.04 | 1 | 365 | 5.7616 | 0.54974 | 6 | 0.31137
20618 | 4.59 | 1 | 365 | 5.2472 | 0.51852 | 5 | 0.76571
20614 | 13.26 | 1 | 365 | 15.1586 | 0.38683 | 15 | 0.54539
20892 | 2.805 | 1 | 365 | 3.2066 | 0.42798 | 3 | 0.6346
20603 | 7.02 | 1 | 365 | 8.0251 | 0.087144 | 8 | 0.11227
20599 | 4.42 | 1 | 365 | 5.0529 | 0.12894 | 5 | 0.1818
21065 | 6 | 1 | 365 | 6.8591 | 0.7497 | 7 | 0.60878
21022 | 4.08 | 1 | 365 | 4.6642 | 0.34979 | 5 | 0.013968
21074 | 8.68 | 1 | 365 | 9.9228 | 0.89123 | 10 | 0.81403
21064 | 5.47 | 1 | 365 | 6.2532 | 0.53514 | 6 | 0.78833
21076 | 9.88 | 1 | 365 | 11.2946 | 0.64117 | 11 | 0.93578
21081 | 7.8 | 1 | 365 | 8.9168 | 0.8746 | 9 | 0.79141
21082 | 9.52 | 1 | 365 | 10.8831 | 0.81618 | 11 | 0.69926
20120 | 7.28 | 1 | 365 | 8.3224 | 0.68296 | 9 | 0.0053149
21087 | 21.42 | 1 | 365 | 24.4869 | 0.086415 | 24 | 0.57333
19212 | 3.38 | 1 | 365 | 3.8639 | 0.74566 | 4 | 0.60961
20118 | 12.74 | 1 | 365 | 14.5641 | 0.19519 | 14 | 0.7593
21088 | 5.355 | 1 | 365 | 6.1217 | 0.2716 | 6 | 0.39333
20114 | 5.355 | 1 | 365 | 6.1217 | 0.2716 | 6 | 0.39333
20113 | 8.84 | 1 | 365 | 10.1057 | 0.25789 | 10 | 0.3636
21090 | 6.885 | 1 | 365 | 7.8708 | 0.77778 | 8 | 0.64857
20110 | 4.94 | 1 | 365 | 5.6473 | 0.32058 | 5 | 0.96789
23102 | 7.2 | 1 | 365 | 8.2309 | 0.49964 | 8 | 0.73053
20108 | 3.57 | 1 | 365 | 4.0812 | 0.18107 | 4 | 0.26222
19215 | 9.1 | 1 | 365 | 10.4029 | 0.85371 | 11 | 0.25664
21095 | 4.68 | 1 | 365 | 5.3501 | 0.72476 | 6 | 0.074845
20105 | 7.02 | 1 | 365 | 8.0251 | 0.087144 | 8 | 0.11227
23463 | 9.45 | 1 | 365 | 10.8031 | 0.65577 | 11 | 0.45882
21096 | 4.68 | 1 | 365 | 5.3501 | 0.72476 | 6 | 0.074845
19216 | 3.64 | 1 | 365 | 4.1612 | 0.34148 | 4 | 0.50266
20098 | 5.72 | 1 | 365 | 6.539 | 0.10804 | 6 | 0.64703
21100 | 9.88 | 1 | 365 | 11.2946 | 0.64117 | 11 | 0.93578
20091 | 7.8 | 1 | 365 | 8.9168 | 0.8746 | 9 | 0.79141
21110 | 6.5 | 1 | 365 | 7.4307 | 0.8955 | 8 | 0.32617
20097 | 5.98 | 1 | 365 | 6.8362 | 0.70386 | 7 | 0.54008
20095 | 2.86 | 1 | 365 | 3.2695 | 0.55402 | 3 | 0.82352
21113 | 4.42 | 1 | 365 | 5.0529 | 0.12894 | 5 | 0.1818
19214 | 8.67 | 1 | 365 | 9.9114 | 0.86831 | 10 | 0.77968
20094 | 5.61 | 1 | 365 | 6.4132 | 0.85597 | 7 | 0.26921
21114 | 10.66 | 1 | 365 | 12.1863 | 0.42863 | 12 | 0.61493
19217 | 3.64 | 1 | 365 | 4.1612 | 0.34148 | 4 | 0.50266
21116 | 4.68 | 1 | 365 | 5.3501 | 0.72476 | 6 | 0.074845
20092 | 7.65 | 1 | 365 | 8.7453 | 0.53086 | 9 | 0.27619
20593 | 6.24 | 1 | 365 | 7.1334 | 0.29968 | 7 | 0.43313
20087 | 7.02 | 1 | 365 | 8.0251 | 0.087144 | 8 | 0.11227
21117 | 7.28 | 1 | 365 | 8.3224 | 0.68296 | 9 | 0.0053149
20594 | 11.7 | 1 | 365 | 13.3752 | 0.81191 | 14 | 0.18711
19218 | 10.92 | 1 | 365 | 12.4835 | 0.024447 | 12 | 0.50797
20587 | 5.2 | 1 | 365 | 5.9445 | 0.9164 | 6 | 0.86094
21120 | 3.9 | 1 | 365 | 4.4584 | 0.9373 | 5 | 0.3957
20089 | 5.98 | 1 | 365 | 6.8362 | 0.70386 | 7 | 0.54008
21122 | 12.3 | 1 | 365 | 14.0611 | 0.18688 | 14 | 0.24799
20041 | 12.22 | 1 | 365 | 13.9697 | 0.0035475 | 13 | 0.97321
21123 | 8.54 | 1 | 365 | 9.7628 | 0.5704 | 10 | 0.33316
20038 | 3.64 | 1 | 365 | 4.1612 | 0.34148 | 4 | 0.50266
20591 | 5.46 | 1 | 365 | 6.2418 | 0.51222 | 6 | 0.75399
20035 | 8.415 | 1 | 365 | 9.6199 | 0.28395 | 9 | 0.90381
21127 | 5.4 | 1 | 365 | 6.1732 | 0.37473 | 6 | 0.5479
20583 | 4.68 | 1 | 365 | 5.3501 | 0.72476 | 6 | 0.074845
20015 | 9.1 | 1 | 365 | 10.4029 | 0.85371 | 11 | 0.25664
20582 | 5.72 | 1 | 365 | 6.539 | 0.10804 | 6 | 0.64703
20027 | 4.335 | 1 | 365 | 4.9557 | 0.93416 | 5 | 0.88984
20571 | 6.24 | 1 | 365 | 7.1334 | 0.29968 | 7 | 0.43313
20008 | 5.98 | 1 | 365 | 6.8362 | 0.70386 | 7 | 0.54008
19297 | 4.16 | 1 | 365 | 4.7556 | 0.53312 | 5 | 0.28875
21128 | 6.975 | 1 | 365 | 7.9737 | 0.98402 | 8 | 0.9577
20001 | 7.28 | 1 | 365 | 8.3224 | 0.68296 | 9 | 0.0053149
21130 | 3.92 | 1 | 365 | 4.4813 | 0.98313 | 5 | 0.4644
19998 | 5.61 | 1 | 365 | 6.4132 | 0.85597 | 7 | 0.26921
20569 | 3.64 | 1 | 365 | 4.1612 | 0.34148 | 4 | 0.50266
21131 | 5.795 | 1 | 365 | 6.6247 | 0.27991 | 6 | 0.90464
19992 | 4.42 | 1 | 365 | 5.0529 | 0.12894 | 5 | 0.1818
19220 | 4.42 | 1 | 365 | 5.0529 | 0.12894 | 5 | 0.1818
20377 | 5.865 | 1 | 365 | 6.7048 | 0.44033 | 7 | 0.14508
19985 | 6.12 | 1 | 365 | 6.9963 | 0.02469 | 7 | 0.020952
19982 | 6.76 | 1 | 365 | 7.7279 | 0.49132 | 8 | 0.21922
19975 | 7.28 | 1 | 365 | 8.3224 | 0.68296 | 9 | 0.0053149
19969 | 6.63 | 1 | 365 | 7.5793 | 0.19341 | 7 | 0.7727
21132 | 12.1 | 1 | 365 | 13.8325 | 0.72855 | 14 | 0.56103
19971 | 10.92 | 1 | 365 | 12.4835 | 0.024447 | 12 | 0.50797
19223 | 4.16 | 1 | 365 | 4.7556 | 0.53312 | 5 | 0.28875
19961 | 7.02 | 1 | 365 | 8.0251 | 0.087144 | 8 | 0.11227
19955 | 5.46 | 1 | 365 | 6.2418 | 0.51222 | 6 | 0.75399
19950 | 9.54 | 1 | 365 | 10.9059 | 0.86202 | 11 | 0.76795
19947 | 7.65 | 1 | 365 | 8.7453 | 0.53086 | 9 | 0.27619
21133 | 8.28 | 1 | 365 | 9.4655 | 0.97458 | 10 | 0.44011
19228 | 10.66 | 1 | 365 | 12.1863 | 0.42863 | 12 | 0.61493
21135 | 7.84 | 1 | 365 | 8.9625 | 0.96627 | 9 | 0.9288
19939 | 3.825 | 1 | 365 | 4.3727 | 0.76543 | 5 | 0.13809
21136 | 9.12 | 1 | 365 | 10.4258 | 0.89954 | 11 | 0.32534
19934 | 10.4 | 1 | 365 | 11.8891 | 0.83281 | 12 | 0.72188
19933 | 7.54 | 1 | 365 | 8.6196 | 0.27878 | 8 | 0.89836
21139 | 5.6 | 1 | 365 | 6.4018 | 0.83305 | 7 | 0.23486
19410 | 8.06 | 1 | 365 | 9.214 | 0.47042 | 9 | 0.68446
21141 | 8.16 | 1 | 365 | 9.3283 | 0.69959 | 10 | 0.027935
19928 | 7.8 | 1 | 365 | 8.9168 | 0.8746 | 9 | 0.79141
21079 | 6.05 | 1 | 365 | 6.9162 | 0.86428 | 7 | 0.78052
19923 | 5.98 | 1 | 365 | 6.8362 | 0.70386 | 7 | 0.54008
19397 | 5.72 | 1 | 365 | 6.539 | 0.10804 | 6 | 0.64703
21165 | 12.495 | 1 | 365 | 14.284 | 0.63374 | 14 | 0.91778
21166 | 6.76 | 1 | 365 | 7.7279 | 0.49132 | 8 | 0.21922
21171 | 3.12 | 1 | 365 | 3.5667 | 0.14984 | 3 | 0.71656
21170 | 6.885 | 1 | 365 | 7.8708 | 0.77778 | 8 | 0.64857
21175 | 9.36 | 1 | 365 | 10.7002 | 0.44953 | 11 | 0.14969
20528 | 5.98 | 1 | 365 | 6.8362 | 0.70386 | 7 | 0.54008
21176 | 8.84 | 1 | 365 | 10.1057 | 0.25789 | 10 | 0.3636
21178 | 13 | 1 | 365 | 14.8613 | 0.79101 | 15 | 0.65235
20527 | 4.94 | 1 | 365 | 5.6473 | 0.32058 | 5 | 0.96789
20379 | 4.08 | 1 | 365 | 4.6642 | 0.34979 | 5 | 0.013968
18818 | 11.25 | 1 | 365 | 12.8608 | 0.78068 | 13 | 0.64146
20193 | 10 | 1 | 365 | 11.4318 | 0.91616 | 12 | 0.34796
20526 | 3.12 | 1 | 365 | 3.5667 | 0.14984 | 3 | 0.71656
20525 | 6.24 | 1 | 365 | 7.1334 | 0.29968 | 7 | 0.43313
20380 | 6.375 | 1 | 365 | 7.2878 | 0.60905 | 7 | 0.89682
20185 | 12.32 | 1 | 365 | 14.084 | 0.23271 | 14 | 0.31669
18336 | 13 | 1 | 365 | 14.8613 | 0.79101 | 15 | 0.65235
18329 | 8.06 | 1 | 365 | 9.214 | 0.47042 | 9 | 0.68446
18331 | 9.62 | 1 | 365 | 10.9974 | 0.045346 | 11 | 0.042738
18332 | 5.98 | 1 | 365 | 6.8362 | 0.70386 | 7 | 0.54008
18433 | 4.42 | 1 | 365 | 5.0529 | 0.12894 | 5 | 0.1818
18431 | 9.69 | 1 | 365 | 11.0774 | 0.20576 | 11 | 0.28317
18430 | 2.6 | 1 | 365 | 2.9723 | 0.9582 | 3 | 0.93047
18424 | 4.94 | 1 | 365 | 5.6473 | 0.32058 | 5 | 0.96789
19770 | 14.28 | 1 | 365 | 16.3246 | 0.72428 | 17 | 0.048887
20057 | 7.56 | 1 | 365 | 8.6424 | 0.32462 | 8 | 0.96706
21181 | 7.02 | 1 | 365 | 8.0251 | 0.087144 | 8 | 0.11227
21167 | 9.96 | 1 | 365 | 11.3861 | 0.8245 | 12 | 0.21057
21182 | 8.925 | 1 | 365 | 10.2029 | 0.45267 | 10 | 0.65555
21185 | 7.28 | 1 | 365 | 8.3224 | 0.68296 | 9 | 0.0053149
18421 | 7.8 | 1 | 365 | 8.9168 | 0.8746 | 9 | 0.79141
21145 | 6.6 | 1 | 365 | 7.545 | 0.12467 | 7 | 0.66965
14158 | 15.045 | 1 | 365 | 17.1991 | 0.47736 | 17 | 0.67651
21193 | 4.08 | 1 | 365 | 4.6642 | 0.34979 | 5 | 0.013968
21143 | 7.5 | 1 | 365 | 8.5739 | 0.18712 | 8 | 0.76097
21154 | 6.72 | 1 | 365 | 7.6822 | 0.39966 | 8 | 0.081829
21164 | 7.245 | 1 | 365 | 8.2823 | 0.60276 | 8 | 0.8851
21168 | 6.72 | 1 | 365 | 7.6822 | 0.39966 | 8 | 0.081829
21172 | 8.502 | 1 | 365 | 9.7193 | 0.48332 | 10 | 0.20264
21174 | 6.9 | 1 | 365 | 7.8879 | 0.81215 | 8 | 0.70009
21177 | 14.49 | 1 | 365 | 16.5647 | 0.20552 | 16 | 0.77019
21195 | 10.4 | 1 | 365 | 11.8891 | 0.83281 | 12 | 0.72188
21199 | 4.68 | 1 | 365 | 5.3501 | 0.72476 | 6 | 0.074845
21197 | 9.88 | 1 | 365 | 11.2946 | 0.64117 | 11 | 0.93578
21202 | 8.32 | 1 | 365 | 9.5113 | 0.066245 | 9 | 0.5775
21204 | 8.16 | 1 | 365 | 9.3283 | 0.69959 | 10 | 0.027935
21031 | 3.64 | 1 | 365 | 4.1612 | 0.34148 | 4 | 0.50266
21033 | 2.86 | 1 | 365 | 3.2695 | 0.55402 | 3 | 0.82352
21036 | 3.12 | 1 | 365 | 3.5667 | 0.14984 | 3 | 0.71656
21040 | 9.435 | 1 | 365 | 10.7859 | 0.6214 | 11 | 0.4073
21221 | 7.02 | 1 | 365 | 8.0251 | 0.087144 | 8 | 0.11227
21207 | 2.55 | 1 | 365 | 2.9151 | 0.84362 | 3 | 0.75873
21222 | 3.57 | 1 | 365 | 4.0812 | 0.18107 | 4 | 0.26222
21215 | 11.73 | 1 | 365 | 13.4095 | 0.88066 | 14 | 0.29016
21463 | 5.1 | 1 | 365 | 5.8302 | 0.68724 | 6 | 0.51746
21466 | 8.58 | 1 | 365 | 9.8085 | 0.66207 | 10 | 0.47055
21465 | 2.6 | 1 | 365 | 2.9723 | 0.9582 | 3 | 0.93047
21467 | 12.22 | 1 | 365 | 13.9697 | 0.0035475 | 13 | 0.97321
21470 | 4.94 | 1 | 365 | 5.6473 | 0.32058 | 5 | 0.96789
21471 | 4.16 | 1 | 365 | 4.7556 | 0.53312 | 5 | 0.28875
21474 | 9.36 | 1 | 365 | 10.7002 | 0.44953 | 11 | 0.14969
21475 | 5.98 | 1 | 365 | 6.8362 | 0.70386 | 7 | 0.54008
21251 | 2.8 | 1 | 365 | 3.2009 | 0.41652 | 3 | 0.61743
21258 | 10.71 | 1 | 365 | 12.2435 | 0.54321 | 12 | 0.78667
20053 | 15 | 1 | 365 | 17.1477 | 0.37424 | 17 | 0.52194
20524 | 3.12 | 1 | 365 | 3.5667 | 0.14984 | 3 | 0.71656
20382 | 10.215 | 1 | 365 | 11.6776 | 0.40886 | 12 | 0.086441
21491 | 2.805 | 1 | 365 | 3.2066 | 0.42798 | 3 | 0.6346
21492 | 2.34 | 1 | 365 | 2.675 | 0.36238 | 3 | 0.037423
21476 | 3.64 | 1 | 365 | 4.1612 | 0.34148 | 4 | 0.50266
21479 | 9.62 | 1 | 365 | 10.9974 | 0.045346 | 11 | 0.042738
21478 | 8.06 | 1 | 365 | 9.214 | 0.47042 | 9 | 0.68446
21481 | 6.76 | 1 | 365 | 7.7279 | 0.49132 | 8 | 0.21922
21477 | 3.315 | 1 | 365 | 3.7896 | 0.59671 | 4 | 0.38635
21480 | 5.1 | 1 | 365 | 5.8302 | 0.68724 | 6 | 0.51746
21483 | 11.44 | 1 | 365 | 13.078 | 0.21609 | 13 | 0.29407
21485 | 8.32 | 1 | 365 | 9.5113 | 0.066245 | 9 | 0.5775
21488 | 5.2 | 1 | 365 | 5.9445 | 0.9164 | 6 | 0.86094
21493 | 7.28 | 1 | 365 | 8.3224 | 0.68296 | 9 | 0.0053149
21497 | 7.395 | 1 | 365 | 8.4538 | 0.9465 | 9 | 0.40032
21498 | 8.84 | 1 | 365 | 10.1057 | 0.25789 | 10 | 0.3636
21503 | 4.59 | 1 | 365 | 5.2472 | 0.51852 | 5 | 0.76571
19227 | 9.69 | 1 | 365 | 11.0774 | 0.20576 | 11 | 0.28317
21506 | 5.72 | 1 | 365 | 6.539 | 0.10804 | 6 | 0.64703
21507 | 3.12 | 1 | 365 | 3.5667 | 0.14984 | 3 | 0.71656
21509 | 7.54 | 1 | 365 | 8.6196 | 0.27878 | 8 | 0.89836
21510 | 3.12 | 1 | 365 | 3.5667 | 0.14984 | 3 | 0.71656
21508 | 5.72 | 1 | 365 | 6.539 | 0.10804 | 6 | 0.64703
21520 | 8.06 | 1 | 365 | 9.214 | 0.47042 | 9 | 0.68446
21512 | 4.16 | 1 | 365 | 4.7556 | 0.53312 | 5 | 0.28875
21524 | 6.76 | 1 | 365 | 7.7279 | 0.49132 | 8 | 0.21922
21525 | 10.455 | 1 | 365 | 11.9519 | 0.95885 | 12 | 0.91079
21527 | 2.915 | 1 | 365 | 3.3324 | 0.68006 | 4 | 0.01243
21261 | 6.12 | 1 | 365 | 6.9963 | 0.02469 | 7 | 0.020952
21263 | 7.8 | 1 | 365 | 8.9168 | 0.8746 | 9 | 0.79141
21259 | 5.46 | 1 | 365 | 6.2418 | 0.51222 | 6 | 0.75399
21273 | 5.1 | 1 | 365 | 5.8302 | 0.68724 | 6 | 0.51746
5182 | 3566.64 | 0.8 | 365 | 3261.8492 | 0.69543 | 3262 | 0.54464
21049 | 2.08 | 1 | 365 | 2.3778 | 0.76656 | 3 | 0.14438
20012 | 3.12 | 1 | 365 | 3.5667 | 0.14984 | 3 | 0.71656
14762 | 7.28 | 1 | 365 | 8.3224 | 0.68296 | 9 | 0.0053149
20000 | 9.88 | 1 | 365 | 11.2946 | 0.64117 | 11 | 0.93578
19815 | 4.59 | 1 | 365 | 5.2472 | 0.51852 | 5 | 0.76571
19687 | 3.57 | 1 | 365 | 4.0812 | 0.18107 | 4 | 0.26222
14634 | 10.965 | 1 | 365 | 12.535 | 0.12757 | 12 | 0.66254
20902 | 12.375 | 1 | 365 | 14.1469 | 0.35875 | 14 | 0.5056
15817 | 139.3 | 0.9 | 365 | 143.3205 | 0.2999 | 143 | 0.62037
20681 | 11.7 | 1 | 365 | 13.3752 | 0.81191 | 14 | 0.18711
20992 | 6.25 | 1 | 365 | 7.1449 | 0.3226 | 7 | 0.46747
20993 | 7.8 | 1 | 365 | 8.9168 | 0.8746 | 9 | 0.79141
20994 | 12.75 | 1 | 365 | 14.5755 | 0.2181 | 14 | 0.79365
21001 | 2.943 | 1 | 365 | 3.3644 | 0.74423 | 4 | 0.1086
21002 | 9.945 | 1 | 365 | 11.3689 | 0.79012 | 12 | 0.15905
21004 | 7.65 | 1 | 365 | 8.7453 | 0.53086 | 9 | 0.27619
20523 | 9.62 | 1 | 365 | 10.9974 | 0.045346 | 11 | 0.042738
21006 | 7.848 | 1 | 365 | 8.9717 | 0.9846 | 9 | 0.95628
20520 | 4.24 | 1 | 365 | 4.8471 | 0.71645 | 5 | 0.56354
21008 | 46.92 | 0.9 | 365 | 48.2742 | 0.77036 | 49 | 0.044565
21009 | 12.42 | 1 | 365 | 14.1983 | 0.46187 | 14 | 0.66017
21010 | 5.5 | 1 | 365 | 6.2875 | 0.60389 | 6 | 0.89138
19288 | 2.34 | 1 | 365 | 2.675 | 0.36238 | 3 | 0.037423
21012 | 9.9 | 1 | 365 | 11.3175 | 0.687 | 12 | 0.0044804
19291 | 5.72 | 1 | 365 | 6.539 | 0.10804 | 6 | 0.64703
21016 | 7.65 | 1 | 365 | 8.7453 | 0.53086 | 9 | 0.27619
20348 | 5.61 | 1 | 365 | 6.4132 | 0.85597 | 7 | 0.26921
19424 | 3.64 | 1 | 365 | 4.1612 | 0.34148 | 4 | 0.50266
19606 | 6.24 | 1 | 365 | 7.1334 | 0.29968 | 7 | 0.43313
19607 | 10.14 | 1 | 365 | 11.5918 | 0.23699 | 11 | 0.82883
19613 | 5.865 | 1 | 365 | 6.7048 | 0.44033 | 7 | 0.14508
19615 | 6.24 | 1 | 365 | 7.1334 | 0.29968 | 7 | 0.43313
19621 | 3.64 | 1 | 365 | 4.1612 | 0.34148 | 4 | 0.50266
19624 | 6.76 | 1 | 365 | 7.7279 | 0.49132 | 8 | 0.21922
19792 | 6.5 | 1 | 365 | 7.4307 | 0.8955 | 8 | 0.32617
20926 | 3.06 | 1 | 365 | 3.4981 | 0.012345 | 3 | 0.51048
20929 | 10.455 | 1 | 365 | 11.9519 | 0.95885 | 12 | 0.91079
20935 | 8.58 | 1 | 365 | 9.8085 | 0.66207 | 10 | 0.47055
20934 | 3.64 | 1 | 365 | 4.1612 | 0.34148 | 4 | 0.50266
20956 | 4.68 | 1 | 365 | 5.3501 | 0.72476 | 6 | 0.074845
20938 | 3.9 | 1 | 365 | 4.4584 | 0.9373 | 5 | 0.3957
14703 | 7.395 | 1 | 365 | 8.4538 | 0.9465 | 9 | 0.40032
17829 | 8.32 | 1 | 365 | 9.5113 | 0.066245 | 9 | 0.5775
15590 | 3.75 | 1 | 365 | 4.2869 | 0.59356 | 4 | 0.88049
20983 | 4.68 | 1 | 365 | 5.3501 | 0.72476 | 6 | 0.074845
14283 | 10.2 | 1 | 365 | 11.6604 | 0.37448 | 12 | 0.034919
20984 | 12.22 | 1 | 365 | 13.9697 | 0.0035475 | 13 | 0.97321
20985 | 8.06 | 1 | 365 | 9.214 | 0.47042 | 9 | 0.68446
20986 | 2.86 | 1 | 365 | 3.2695 | 0.55402 | 3 | 0.82352
20987 | 6.5 | 1 | 365 | 7.4307 | 0.8955 | 8 | 0.32617
17984 | 5.46 | 1 | 365 | 6.2418 | 0.51222 | 6 | 0.75399
20988 | 3.64 | 1 | 365 | 4.1612 | 0.34148 | 4 | 0.50266
17681 | 5.355 | 1 | 365 | 6.1217 | 0.2716 | 6 | 0.39333
20989 | 5.61 | 1 | 365 | 6.4132 | 0.85597 | 7 | 0.26921
15171 | 8 | 1 | 365 | 9.1454 | 0.33293 | 9 | 0.47837
20954 | 5.2 | 1 | 365 | 5.9445 | 0.9164 | 6 | 0.86094
15978 | 7.54 | 1 | 365 | 8.6196 | 0.27878 | 8 | 0.89836
20957 | 11.96 | 1 | 365 | 13.6724 | 0.40773 | 14 | 0.08016
21303 | 8.16 | 1 | 365 | 9.3283 | 0.69959 | 10 | 0.027935
20959 | 3.64 | 1 | 365 | 4.1612 | 0.34148 | 4 | 0.50266
21347 | 97.119 | 0.9 | 365 | 99.922 | 0.30351 | 100 | 0.22556
21035 | 5.98 | 1 | 365 | 6.8362 | 0.70386 | 7 | 0.54008
20942 | 6.24 | 1 | 365 | 7.1334 | 0.29968 | 7 | 0.43313
21146 | 14.4 | 1 | 365 | 16.4618 | 0.99927 | 17 | 0.46106
20940 | 4.94 | 1 | 365 | 5.6473 | 0.32058 | 5 | 0.96789
20609 | 11.475 | 1 | 365 | 13.118 | 0.29629 | 13 | 0.41428
20941 | 2.34 | 1 | 365 | 2.675 | 0.36238 | 3 | 0.037423
21310 | 9.975 | 1 | 365 | 11.4032 | 0.85887 | 12 | 0.26209
21312 | 9.156 | 1 | 365 | 10.467 | 0.98204 | 11 | 0.44899
21388 | 4.5 | 1 | 365 | 5.1443 | 0.31227 | 5 | 0.45658
21389 | 9.8 | 1 | 365 | 11.2032 | 0.45784 | 11 | 0.661
20473 | 7.8 | 1 | 365 | 8.9168 | 0.8746 | 9 | 0.79141
21390 | 7.2 | 1 | 365 | 8.2309 | 0.49964 | 8 | 0.73053
21393 | 19.8 | 1 | 365 | 22.635 | 0.374 | 23 | 0.0089608
21394 | 8.925 | 1 | 365 | 10.2029 | 0.45267 | 10 | 0.65555
21399 | 6 | 1 | 365 | 6.8591 | 0.7497 | 7 | 0.60878
21403 | 8.64 | 1 | 365 | 9.8771 | 0.79956 | 10 | 0.67664
21404 | 2.7 | 1 | 365 | 3.0866 | 0.18736 | 3 | 0.27395
21405 | 7.425 | 1 | 365 | 8.4881 | 0.015249 | 8 | 0.50336
21406 | 3.6 | 1 | 365 | 4.1154 | 0.24982 | 4 | 0.36527
21407 | 4.95 | 1 | 365 | 5.6587 | 0.3435 | 6 | 0.0022402
21424 | 6.5 | 1 | 365 | 7.4307 | 0.8955 | 8 | 0.32617
21429 | 3.64 | 1 | 365 | 4.1612 | 0.34148 | 4 | 0.50266
21430 | 7.8 | 1 | 365 | 8.9168 | 0.8746 | 9 | 0.79141
21431 | 8.58 | 1 | 365 | 9.8085 | 0.66207 | 10 | 0.47055
18703 | 13 | 1 | 365 | 14.8613 | 0.79101 | 15 | 0.65235
17067 | 6.24 | 1 | 365 | 7.1334 | 0.29968 | 7 | 0.43313
15683 | 5.46 | 1 | 365 | 6.2418 | 0.51222 | 6 | 0.75399
21738 | 11.22 | 1 | 365 | 12.8265 | 0.71193 | 13 | 0.53841
21739 | 8.1 | 1 | 365 | 9.2598 | 0.56209 | 9 | 0.82185
15685 | 7.395 | 1 | 365 | 8.4538 | 0.9465 | 9 | 0.40032
19299 | 10.6 | 1 | 365 | 12.1177 | 0.29113 | 12 | 0.40884
18535 | 5.2 | 1 | 365 | 5.9445 | 0.9164 | 6 | 0.86094
15699 | 6.24 | 1 | 365 | 7.1334 | 0.29968 | 7 | 0.43313
15934 | 5.2 | 1 | 365 | 5.9445 | 0.9164 | 6 | 0.86094
15945 | 5.46 | 1 | 365 | 6.2418 | 0.51222 | 6 | 0.75399
18103 | 5.2 | 1 | 365 | 5.9445 | 0.9164 | 6 | 0.86094
21604 | 3.64 | 1 | 365 | 4.1612 | 0.34148 | 4 | 0.50266
21747 | 11.88 | 1 | 365 | 13.581 | 0.2244 | 13 | 0.80538
21749 | 2.805 | 1 | 365 | 3.2066 | 0.42798 | 3 | 0.6346
21751 | 6.24 | 1 | 365 | 7.1334 | 0.29968 | 7 | 0.43313
21755 | 11.07 | 1 | 365 | 12.655 | 0.36819 | 13 | 0.023192
21753 | 7.8 | 1 | 365 | 8.9168 | 0.8746 | 9 | 0.79141
21759 | 4.68 | 1 | 365 | 5.3501 | 0.72476 | 6 | 0.074845
21762 | 5.98 | 1 | 365 | 6.8362 | 0.70386 | 7 | 0.54008
18020 | 4.845 | 1 | 365 | 5.5387 | 0.10288 | 5 | 0.64159
21765 | 6.25 | 1 | 365 | 7.1449 | 0.3226 | 7 | 0.46747
21769 | 9.52 | 1 | 365 | 10.8831 | 0.81618 | 11 | 0.69926
21778 | 3.825 | 1 | 365 | 4.3727 | 0.76543 | 5 | 0.13809
21777 | 8.25 | 1 | 365 | 9.4312 | 0.90583 | 10 | 0.33707
17866 | 5.72 | 1 | 365 | 6.539 | 0.10804 | 6 | 0.64703
19025 | 6.63 | 1 | 365 | 7.5793 | 0.19341 | 7 | 0.7727
21783 | 10.14 | 1 | 365 | 11.5918 | 0.23699 | 11 | 0.82883
19118 | 6.12 | 1 | 365 | 6.9963 | 0.02469 | 7 | 0.020952
18009 | 4.94 | 1 | 365 | 5.6473 | 0.32058 | 5 | 0.96789
21800 | 7.14 | 1 | 365 | 8.1623 | 0.36214 | 8 | 0.52444
21802 | 8.5 | 1 | 365 | 9.717 | 0.47874 | 10 | 0.19577
21806 | 4.25 | 1 | 365 | 4.8585 | 0.73937 | 5 | 0.59788
21804 | 6.44 | 1 | 365 | 7.3621 | 0.75801 | 8 | 0.12009
12424 | 75.02 | 0.9 | 365 | 77.1852 | 0.72533 | 77 | 0.91056
21811 | 7.65 | 1 | 365 | 8.7453 | 0.53086 | 9 | 0.27619
21813 | 10.2 | 1 | 365 | 11.6604 | 0.37448 | 12 | 0.034919
21814 | 5.1 | 1 | 365 | 5.8302 | 0.68724 | 6 | 0.51746
21815 | 7.7 | 1 | 365 | 8.8025 | 0.64544 | 9 | 0.44793
21819 | 9.9 | 1 | 365 | 11.3175 | 0.687 | 12 | 0.0044804
21820 | 4.59 | 1 | 365 | 5.2472 | 0.51852 | 5 | 0.76571
21821 | 7.14 | 1 | 365 | 8.1623 | 0.36214 | 8 | 0.52444
21822 | 7.975 | 1 | 365 | 9.1169 | 0.27564 | 9 | 0.3925
21758 | 7.975 | 1 | 365 | 9.1169 | 0.27564 | 9 | 0.3925
16776 | 10.5 | 1 | 365 | 12.0034 | 0.061968 | 12 | 0.065358
15627 | 7.395 | 1 | 365 | 8.4538 | 0.9465 | 9 | 0.40032
21710 | 14.025 | 1 | 365 | 16.0331 | 0.13991 | 16 | 0.17301
21825 | 5.88 | 1 | 365 | 6.7219 | 0.4747 | 7 | 0.1966
21828 | 4.95 | 1 | 365 | 5.6587 | 0.3435 | 6 | 0.0022402
21827 | 5.1 | 1 | 365 | 5.8302 | 0.68724 | 6 | 0.51746
19362 | 9.62 | 1 | 365 | 10.9974 | 0.045346 | 11 | 0.042738
21830 | 4.125 | 1 | 365 | 4.7156 | 0.45292 | 5 | 0.16853
21831 | 6.325 | 1 | 365 | 7.2306 | 0.49447 | 7 | 0.72508
19128 | 7.28 | 1 | 365 | 8.3224 | 0.68296 | 9 | 0.0053149
21833 | 9.25 | 1 | 365 | 10.5744 | 0.19745 | 10 | 0.77186
21836 | 5.5 | 1 | 365 | 6.2875 | 0.60389 | 6 | 0.89138
21838 | 9.18 | 1 | 365 | 10.4944 | 0.037035 | 10 | 0.53143
21841 | 13.26 | 1 | 365 | 15.1586 | 0.38683 | 15 | 0.54539
21845 | 14.575 | 1 | 365 | 16.6618 | 0.4003 | 17 | 0.062152
15933 | 4.94 | 1 | 365 | 5.6473 | 0.32058 | 5 | 0.96789
15960 | 5.46 | 1 | 365 | 6.2418 | 0.51222 | 6 | 0.75399
15922 | 4.94 | 1 | 365 | 5.6473 | 0.32058 | 5 | 0.96789
18056 | 3.38 | 1 | 365 | 3.8639 | 0.74566 | 4 | 0.60961
20621 | 6.12 | 1 | 365 | 6.9963 | 0.02469 | 7 | 0.020952
19768 | 4.94 | 1 | 365 | 5.6473 | 0.32058 | 5 | 0.96789
15831 | 2.86 | 1 | 365 | 3.2695 | 0.55402 | 3 | 0.82352
18051 | 6.5 | 1 | 365 | 7.4307 | 0.8955 | 8 | 0.32617
15835 | 3.9 | 1 | 365 | 4.4584 | 0.9373 | 5 | 0.3957
15841 | 2.86 | 1 | 365 | 3.2695 | 0.55402 | 3 | 0.82352
18052 | 8.06 | 1 | 365 | 9.214 | 0.47042 | 9 | 0.68446
15988 | 6.24 | 1 | 365 | 7.1334 | 0.29968 | 7 | 0.43313
17784 | 12.22 | 1 | 365 | 13.9697 | 0.0035475 | 13 | 0.97321
15803 | 6.24 | 1 | 365 | 7.1334 | 0.29968 | 7 | 0.43313
20349 | 9.1 | 1 | 365 | 10.4029 | 0.85371 | 11 | 0.25664
18177 | 5.72 | 1 | 365 | 6.539 | 0.10804 | 6 | 0.64703
18179 | 10.455 | 1 | 365 | 11.9519 | 0.95885 | 12 | 0.91079
15819 | 6.5 | 1 | 365 | 7.4307 | 0.8955 | 8 | 0.32617
15808 | 7.14 | 1 | 365 | 8.1623 | 0.36214 | 8 | 0.52444
15794 | 9.945 | 1 | 365 | 11.3689 | 0.79012 | 12 | 0.15905
15997 | 8.06 | 1 | 365 | 9.214 | 0.47042 | 9 | 0.68446
15793 | 10.92 | 1 | 365 | 12.4835 | 0.024447 | 12 | 0.50797
18057 | 8.32 | 1 | 365 | 9.5113 | 0.066245 | 9 | 0.5775
21847 | 8.8 | 1 | 365 | 10.06 | 0.16622 | 10 | 0.2262
21840 | 9.075 | 1 | 365 | 10.3744 | 0.79642 | 11 | 0.17077
21859 | 8.67 | 1 | 365 | 9.9114 | 0.86831 | 10 | 0.77968
21863 | 7.7 | 1 | 365 | 8.8025 | 0.64544 | 9 | 0.44793
21865 | 10.455 | 1 | 365 | 11.9519 | 0.95885 | 12 | 0.91079
21368 | 2.04 | 1 | 365 | 2.3321 | 0.6749 | 3 | 0.0069838
21369 | 8.06 | 1 | 365 | 9.214 | 0.47042 | 9 | 0.68446
21363 | 4.16 | 1 | 365 | 4.7556 | 0.53312 | 5 | 0.28875
16867 | 8.4 | 1 | 365 | 9.6027 | 0.24957 | 9 | 0.85229
18680 | 8.06 | 1 | 365 | 9.214 | 0.47042 | 9 | 0.68446
17872 | 5.1 | 1 | 365 | 5.8302 | 0.68724 | 6 | 0.51746
18047 | 3.9 | 1 | 365 | 4.4584 | 0.9373 | 5 | 0.3957
19239 | 4.95 | 1 | 365 | 5.6587 | 0.3435 | 6 | 0.0022402
18975 | 11.7 | 1 | 365 | 13.3752 | 0.81191 | 14 | 0.18711
17855 | 7.2 | 1 | 365 | 8.2309 | 0.49964 | 8 | 0.73053
20792 | 8.32 | 1 | 365 | 9.5113 | 0.066245 | 9 | 0.5775
20168 | 12.22 | 1 | 365 | 13.9697 | 0.0035475 | 13 | 0.97321
21360 | 10.2 | 1 | 365 | 11.6604 | 0.37448 | 12 | 0.034919
20165 | 6.5 | 1 | 365 | 7.4307 | 0.8955 | 8 | 0.32617
21338 | 10.14 | 1 | 365 | 11.5918 | 0.23699 | 11 | 0.82883
21356 | 3.445 | 1 | 365 | 3.9383 | 0.89462 | 4 | 0.83287
21349 | 3.38 | 1 | 365 | 3.8639 | 0.74566 | 4 | 0.60961
21355 | 12.74 | 1 | 365 | 14.5641 | 0.19519 | 14 | 0.7593
21373 | 10.4 | 1 | 365 | 11.8891 | 0.83281 | 12 | 0.72188
18767 | 12.48 | 1 | 365 | 14.2669 | 0.59937 | 14 | 0.86625
21378 | 7.83 | 1 | 365 | 8.9511 | 0.94335 | 9 | 0.89445
21362 | 8.84 | 1 | 365 | 10.1057 | 0.25789 | 10 | 0.3636
21375 | 5.98 | 1 | 365 | 6.8362 | 0.70386 | 7 | 0.54008
21379 | 3.825 | 1 | 365 | 4.3727 | 0.76543 | 5 | 0.13809
21380 | 13 | 1 | 365 | 14.8613 | 0.79101 | 15 | 0.65235
21381 | 13 | 1 | 365 | 14.8613 | 0.79101 | 15 | 0.65235
21383 | 3.38 | 1 | 365 | 3.8639 | 0.74566 | 4 | 0.60961
21382 | 2.86 | 1 | 365 | 3.2695 | 0.55402 | 3 | 0.82352
21384 | 4.94 | 1 | 365 | 5.6473 | 0.32058 | 5 | 0.96789
21385 | 14.04 | 1 | 365 | 16.0502 | 0.17429 | 16 | 0.22454
21386 | 5.2 | 1 | 365 | 5.9445 | 0.9164 | 6 | 0.86094
21387 | 8.84 | 1 | 365 | 10.1057 | 0.25789 | 10 | 0.3636
21427 | 8.32 | 1 | 365 | 9.5113 | 0.066245 | 9 | 0.5775
21425 | 4.16 | 1 | 365 | 4.7556 | 0.53312 | 5 | 0.28875
21417 | 8.58 | 1 | 365 | 9.8085 | 0.66207 | 10 | 0.47055
21416 | 8.32 | 1 | 365 | 9.5113 | 0.066245 | 9 | 0.5775
21415 | 7.02 | 1 | 365 | 8.0251 | 0.087144 | 8 | 0.11227
21414 | 6.76 | 1 | 365 | 7.7279 | 0.49132 | 8 | 0.21922
21413 | 6.5 | 1 | 365 | 7.4307 | 0.8955 | 8 | 0.32617
21412 | 7.02 | 1 | 365 | 8.0251 | 0.087144 | 8 | 0.11227
21411 | 7.28 | 1 | 365 | 8.3224 | 0.68296 | 9 | 0.0053149
21433 | 5.865 | 1 | 365 | 6.7048 | 0.44033 | 7 | 0.14508
21435 | 10.2 | 1 | 365 | 11.6604 | 0.37448 | 12 | 0.034919
21438 | 13 | 1 | 365 | 14.8613 | 0.79101 | 15 | 0.65235
21439 | 3.57 | 1 | 365 | 4.0812 | 0.18107 | 4 | 0.26222
21441 | 11.96 | 1 | 365 | 13.6724 | 0.40773 | 14 | 0.08016
21444 | 3.12 | 1 | 365 | 3.5667 | 0.14984 | 3 | 0.71656
21445 | 13 | 1 | 365 | 14.8613 | 0.79101 | 15 | 0.65235
21446 | 9.945 | 1 | 365 | 11.3689 | 0.79012 | 12 | 0.15905
21447 | 5.72 | 1 | 365 | 6.539 | 0.10804 | 6 | 0.64703
21450 | 12.495 | 1 | 365 | 14.284 | 0.63374 | 14 | 0.91778
21451 | 7.8 | 1 | 365 | 8.9168 | 0.8746 | 9 | 0.79141
21453 | 5.46 | 1 | 365 | 6.2418 | 0.51222 | 6 | 0.75399
21452 | 5.61 | 1 | 365 | 6.4132 | 0.85597 | 7 | 0.26921
21457 | 5.72 | 1 | 365 | 6.539 | 0.10804 | 6 | 0.64703
21458 | 13.52 | 1 | 365 | 15.4558 | 0.98265 | 16 | 0.43844
21459 | 6.76 | 1 | 365 | 7.7279 | 0.49132 | 8 | 0.21922
21460 | 5.355 | 1 | 365 | 6.1217 | 0.2716 | 6 | 0.39333
21461 | 7.54 | 1 | 365 | 8.6196 | 0.27878 | 8 | 0.89836
21462 | 6.63 | 1 | 365 | 7.5793 | 0.19341 | 7 | 0.7727
20160 | 6.12 | 1 | 365 | 6.9963 | 0.02469 | 7 | 0.020952
20163 | 3.12 | 1 | 365 | 3.5667 | 0.14984 | 3 | 0.71656
20157 | 5.98 | 1 | 365 | 6.8362 | 0.70386 | 7 | 0.54008
20154 | 9.1 | 1 | 365 | 10.4029 | 0.85371 | 11 | 0.25664
20153 | 8.925 | 1 | 365 | 10.2029 | 0.45267 | 10 | 0.65555
20149 | 10.14 | 1 | 365 | 11.5918 | 0.23699 | 11 | 0.82883
20151 | 3.57 | 1 | 365 | 4.0812 | 0.18107 | 4 | 0.26222
20148 | 3.64 | 1 | 365 | 4.1612 | 0.34148 | 4 | 0.50266
16007 | 2.86 | 1 | 365 | 3.2695 | 0.55402 | 3 | 0.82352
19238 | 4.68 | 1 | 365 | 5.3501 | 0.72476 | 6 | 0.074845
19244 | 7.8 | 1 | 365 | 8.9168 | 0.8746 | 9 | 0.79141
19252 | 5.2 | 1 | 365 | 5.9445 | 0.9164 | 6 | 0.86094
20869 | 9.156 | 1 | 365 | 10.467 | 0.98204 | 11 | 0.44899
17369 | 9.24 | 1 | 365 | 10.563 | 0.17453 | 10 | 0.73752
19400 | 3.64 | 1 | 365 | 4.1612 | 0.34148 | 4 | 0.50266
19195 | 4.68 | 1 | 365 | 5.3501 | 0.72476 | 6 | 0.074845
19196 | 5.61 | 1 | 365 | 6.4132 | 0.85597 | 7 | 0.26921
19197 | 5.98 | 1 | 365 | 6.8362 | 0.70386 | 7 | 0.54008
19198 | 5.98 | 1 | 365 | 6.8362 | 0.70386 | 7 | 0.54008
19199 | 7.02 | 1 | 365 | 8.0251 | 0.087144 | 8 | 0.11227
19201 | 6.63 | 1 | 365 | 7.5793 | 0.19341 | 7 | 0.7727
19202 | 5.98 | 1 | 365 | 6.8362 | 0.70386 | 7 | 0.54008
19204 | 10.14 | 1 | 365 | 11.5918 | 0.23699 | 11 | 0.82883
19625 | 7.02 | 1 | 365 | 8.0251 | 0.087144 | 8 | 0.11227
19616 | 12.48 | 1 | 365 | 14.2669 | 0.59937 | 14 | 0.86625
19206 | 9.36 | 1 | 365 | 10.7002 | 0.44953 | 11 | 0.14969
19627 | 6.5 | 1 | 365 | 7.4307 | 0.8955 | 8 | 0.32617
20140 | 8.415 | 1 | 365 | 9.6199 | 0.28395 | 9 | 0.90381
19208 | 6.24 | 1 | 365 | 7.1334 | 0.29968 | 7 | 0.43313
20112 | 7.02 | 1 | 365 | 8.0251 | 0.087144 | 8 | 0.11227
20139 | 7.54 | 1 | 365 | 8.6196 | 0.27878 | 8 | 0.89836
19207 | 4.16 | 1 | 365 | 4.7556 | 0.53312 | 5 | 0.28875
21592 | 2.75 | 1 | 365 | 3.1437 | 0.30194 | 3 | 0.44569
20134 | 12.74 | 1 | 365 | 14.5641 | 0.19519 | 14 | 0.7593
21600 | 6.05 | 1 | 365 | 6.9162 | 0.86428 | 7 | 0.78052
21727 | 3.025 | 1 | 365 | 3.4581 | 0.93214 | 4 | 0.39026
20135 | 8.32 | 1 | 365 | 9.5113 | 0.066245 | 9 | 0.5775
14091 | 9.18 | 1 | 365 | 10.4944 | 0.037035 | 10 | 0.53143
20128 | 10.14 | 1 | 365 | 11.5918 | 0.23699 | 11 | 0.82883
17539 | 13.26 | 1 | 365 | 15.1586 | 0.38683 | 15 | 0.54539
18379 | 15.34 | 1 | 365 | 17.5364 | 0.15339 | 17 | 0.68977
19209 | 9.945 | 1 | 365 | 11.3689 | 0.79012 | 12 | 0.15905
13278 | 9.5 | 1 | 365 | 10.8602 | 0.77035 | 11 | 0.63056
16764 | 7.905 | 1 | 365 | 9.0368 | 0.11522 | 9 | 0.15206
20131 | 4.68 | 1 | 365 | 5.3501 | 0.72476 | 6 | 0.074845
13321 | 7 | 1 | 365 | 8.0023 | 0.041312 | 8 | 0.043572
19210 | 7.28 | 1 | 365 | 8.3224 | 0.68296 | 9 | 0.0053149
16783 | 7.65 | 1 | 365 | 8.7453 | 0.53086 | 9 | 0.27619
15607 | 12 | 1 | 365 | 13.7182 | 0.49939 | 14 | 0.21755
20129 | 2.25 | 1 | 365 | 2.5722 | 0.15614 | 2 | 0.72829
21671 | 6.885 | 1 | 365 | 7.8708 | 0.77778 | 8 | 0.64857
20127 | 8.06 | 1 | 365 | 9.214 | 0.47042 | 9 | 0.68446
21675 | 7.395 | 1 | 365 | 8.4538 | 0.9465 | 9 | 0.40032
20126 | 4.68 | 1 | 365 | 5.3501 | 0.72476 | 6 | 0.074845
21678 | 7.65 | 1 | 365 | 8.7453 | 0.53086 | 9 | 0.27619
19211 | 7.28 | 1 | 365 | 8.3224 | 0.68296 | 9 | 0.0053149
21679 | 12.24 | 1 | 365 | 13.9925 | 0.04938 | 14 | 0.041903
21680 | 5.61 | 1 | 365 | 6.4132 | 0.85597 | 7 | 0.26921
21681 | 10.8 | 1 | 365 | 12.3463 | 0.74945 | 13 | 0.095797
20122 | 10.66 | 1 | 365 | 12.1863 | 0.42863 | 12 | 0.61493
15113 | 4.335 | 1 | 365 | 4.9557 | 0.93416 | 5 | 0.88984
20646 | 5.98 | 1 | 365 | 6.8362 | 0.70386 | 7 | 0.54008
20651 | 7.14 | 1 | 365 | 8.1623 | 0.36214 | 8 | 0.52444
20826 | 3.92 | 1 | 365 | 4.4813 | 0.98313 | 5 | 0.4644
21684 | 4.59 | 1 | 365 | 5.2472 | 0.51852 | 5 | 0.76571
21686 | 7.84 | 1 | 365 | 8.9625 | 0.96627 | 9 | 0.9288
21690 | 4.5 | 1 | 365 | 5.1443 | 0.31227 | 5 | 0.45658
21705 | 4.5 | 1 | 365 | 5.1443 | 0.31227 | 5 | 0.45658
21726 | 7.905 | 1 | 365 | 9.0368 | 0.11522 | 9 | 0.15206
21730 | 4.578 | 1 | 365 | 5.2335 | 0.49102 | 5 | 0.7245
19776 | 5.46 | 1 | 365 | 6.2418 | 0.51222 | 6 | 0.75399
20859 | 17.004 | 1 | 365 | 19.4386 | 0.96664 | 20 | 0.40527
20836 | 6.76 | 1 | 365 | 7.7279 | 0.49132 | 8 | 0.21922
21735 | 9.72 | 1 | 365 | 11.1117 | 0.27451 | 11 | 0.38622
21693 | 7.47 | 1 | 365 | 8.5396 | 0.11837 | 8 | 0.65793
20833 | 25.74 | 0.9 | 365 | 26.4829 | 0.087576 | 26 | 0.57048
20879 | 6.24 | 1 | 365 | 7.1334 | 0.29968 | 7 | 0.43313
21698 | 6.72 | 1 | 365 | 7.6822 | 0.39966 | 8 | 0.081829
19773 | 2.08 | 1 | 365 | 2.3778 | 0.76656 | 3 | 0.14438
21699 | 5.61 | 1 | 365 | 6.4132 | 0.85597 | 7 | 0.26921
21701 | 8.16 | 1 | 365 | 9.3283 | 0.69959 | 10 | 0.027935
20873 | 10.14 | 1 | 365 | 11.5918 | 0.23699 | 11 | 0.82883
21709 | 8.67 | 1 | 365 | 9.9114 | 0.86831 | 10 | 0.77968
21708 | 7.14 | 1 | 365 | 8.1623 | 0.36214 | 8 | 0.52444
19766 | 5.98 | 1 | 365 | 6.8362 | 0.70386 | 7 | 0.54008
21713 | 6.12 | 1 | 365 | 6.9963 | 0.02469 | 7 | 0.020952
21723 | 4.335 | 1 | 365 | 4.9557 | 0.93416 | 5 | 0.88984
19763 | 6.89 | 1 | 365 | 7.8765 | 0.78923 | 8 | 0.66574
20918 | 11.34 | 1 | 365 | 12.9637 | 0.98693 | 13 | 0.95059
19759 | 5.2 | 1 | 365 | 5.9445 | 0.9164 | 6 | 0.86094
21588 | 5.46 | 1 | 365 | 6.2418 | 0.51222 | 6 | 0.75399
19112 | 5.2 | 1 | 365 | 5.9445 | 0.9164 | 6 | 0.86094
20894 | 4.16 | 1 | 365 | 4.7556 | 0.53312 | 5 | 0.28875
19136 | 5.46 | 1 | 365 | 6.2418 | 0.51222 | 6 | 0.75399
18053 | 13 | 1 | 365 | 14.8613 | 0.79101 | 15 | 0.65235
18067 | 10.92 | 1 | 365 | 12.4835 | 0.024447 | 12 | 0.50797
18143 | 5.72 | 1 | 365 | 6.539 | 0.10804 | 6 | 0.64703
18150 | 5.46 | 1 | 365 | 6.2418 | 0.51222 | 6 | 0.75399
18160 | 4.16 | 1 | 365 | 4.7556 | 0.53312 | 5 | 0.28875
18458 | 11.925 | 1 | 365 | 13.6324 | 0.32752 | 13 | 0.95994
18467 | 6.24 | 1 | 365 | 7.1334 | 0.29968 | 7 | 0.43313
18472 | 4.68 | 1 | 365 | 5.3501 | 0.72476 | 6 | 0.074845
20246 | 5.775 | 1 | 365 | 6.6019 | 0.23408 | 6 | 0.83595
20749 | 50.358 | 0.9 | 365 | 51.8114 | 0.86108 | 52 | 0.67251
20318 | 10.2 | 1 | 365 | 11.6604 | 0.37448 | 12 | 0.034919
21249 | 6.725 | 1 | 365 | 7.6879 | 0.41112 | 8 | 0.099003
19750 | 7.8 | 1 | 365 | 8.9168 | 0.8746 | 9 | 0.79141
20580 | 4.2 | 1 | 365 | 4.8014 | 0.62479 | 5 | 0.42614
16419 | 56.3 | 0.9 | 365 | 57.9249 | 0.11618 | 58 | 0.041113
19742 | 8.48 | 1 | 365 | 9.6942 | 0.4329 | 10 | 0.12707
18487 | 5 | 1 | 365 | 5.7159 | 0.45808 | 6 | 0.17398
20912 | 8.829 | 1 | 365 | 10.0931 | 0.23268 | 10 | 0.32581
21112 | 4.77 | 1 | 365 | 5.453 | 0.93101 | 6 | 0.38398
20911 | 5.32 | 1 | 365 | 6.0817 | 0.1914 | 6 | 0.27311
19899 | 16.75 | 1 | 365 | 19.1483 | 0.38457 | 19 | 0.53283
19672 | 2.04 | 1 | 365 | 2.3321 | 0.6749 | 3 | 0.0069838
19669 | 10.4 | 1 | 365 | 11.8891 | 0.83281 | 12 | 0.72188
21099 | 6.9 | 1 | 365 | 7.8879 | 0.81215 | 8 | 0.70009
19668 | 6.5 | 1 | 365 | 7.4307 | 0.8955 | 8 | 0.32617
20853 | 51.993 | 0.9 | 365 | 53.4936 | 0.23319 | 53 | 0.72681
19666 | 6.76 | 1 | 365 | 7.7279 | 0.49132 | 8 | 0.21922
19155 | 26.4 | 1 | 365 | 30.18 | 0.49866 | 30 | 0.67861
19662 | 10.92 | 1 | 365 | 12.4835 | 0.024447 | 12 | 0.50797
21408 | 3.825 | 1 | 365 | 4.3727 | 0.76543 | 5 | 0.13809
19661 | 4.42 | 1 | 365 | 5.0529 | 0.12894 | 5 | 0.1818
19663 | 7.8 | 1 | 365 | 8.9168 | 0.8746 | 9 | 0.79141
21561 | 8.502 | 1 | 365 | 9.7193 | 0.48332 | 10 | 0.20264
21570 | 5.6 | 1 | 365 | 6.4018 | 0.83305 | 7 | 0.23486
19657 | 3.64 | 1 | 365 | 4.1612 | 0.34148 | 4 | 0.50266
21521 | 7.8 | 1 | 365 | 8.9168 | 0.8746 | 9 | 0.79141
21531 | 3.12 | 1 | 365 | 3.5667 | 0.14984 | 3 | 0.71656
20887 | 4.59 | 1 | 365 | 5.2472 | 0.51852 | 5 | 0.76571
21529 | 5.2 | 1 | 365 | 5.9445 | 0.9164 | 6 | 0.86094
20908 | 33.6 | 0.9 | 365 | 34.5698 | 0.29847 | 34 | 0.86823
21532 | 8.32 | 1 | 365 | 9.5113 | 0.066245 | 9 | 0.5775
21540 | 5.2 | 1 | 365 | 5.9445 | 0.9164 | 6 | 0.86094
20909 | 4.68 | 1 | 365 | 5.3501 | 0.72476 | 6 | 0.074845
20933 | 5.46 | 1 | 365 | 6.2418 | 0.51222 | 6 | 0.75399
20925 | 4.68 | 1 | 365 | 5.3501 | 0.72476 | 6 | 0.074845
20924 | 5.2 | 1 | 365 | 5.9445 | 0.9164 | 6 | 0.86094
20922 | 5.72 | 1 | 365 | 6.539 | 0.10804 | 6 | 0.64703
17834 | 8.67 | 1 | 365 | 9.9114 | 0.86831 | 10 | 0.77968
20914 | 5.865 | 1 | 365 | 6.7048 | 0.44033 | 7 | 0.14508
20931 | 11.18 | 1 | 365 | 12.7808 | 0.62027 | 13 | 0.40102
20930 | 5.72 | 1 | 365 | 6.539 | 0.10804 | 6 | 0.64703
20928 | 2.34 | 1 | 365 | 2.675 | 0.36238 | 3 | 0.037423
20927 | 5.46 | 1 | 365 | 6.2418 | 0.51222 | 6 | 0.75399
20948 | 7 | 1 | 365 | 8.0023 | 0.041312 | 8 | 0.043572
20947 | 5.4 | 1 | 365 | 6.1732 | 0.37473 | 6 | 0.5479
20943 | 8.67 | 1 | 365 | 9.9114 | 0.86831 | 10 | 0.77968
21217 | 40.625 | 0.9 | 365 | 41.7975 | 0.78721 | 42 | 0.58473
21223 | 13.77 | 1 | 365 | 15.7416 | 0.55555 | 16 | 0.29714
20978 | 5.1 | 1 | 365 | 5.8302 | 0.68724 | 6 | 0.51746
21224 | 8.925 | 1 | 365 | 10.2029 | 0.45267 | 10 | 0.65555
21226 | 10.4 | 1 | 365 | 11.8891 | 0.83281 | 12 | 0.72188
21227 | 7.54 | 1 | 365 | 8.6196 | 0.27878 | 8 | 0.89836
21230 | 8.4 | 1 | 365 | 9.6027 | 0.24957 | 9 | 0.85229
21231 | 8.96 | 1 | 365 | 10.2429 | 0.53288 | 10 | 0.77577
21240 | 7.84 | 1 | 365 | 8.9625 | 0.96627 | 9 | 0.9288
21239 | 10.215 | 1 | 365 | 11.6776 | 0.40886 | 12 | 0.086441
21241 | 10.43 | 1 | 365 | 11.9234 | 0.90155 | 12 | 0.82492
21232 | 8.55 | 1 | 365 | 9.7742 | 0.59332 | 10 | 0.36751
21234 | 6.16 | 1 | 365 | 7.042 | 0.11635 | 7 | 0.15834
21235 | 10.36 | 1 | 365 | 11.8433 | 0.74114 | 12 | 0.58449
21242 | 7.695 | 1 | 365 | 8.7968 | 0.63399 | 9 | 0.43076
21246 | 12 | 1 | 365 | 13.7182 | 0.49939 | 14 | 0.21755
21255 | 3.57 | 1 | 365 | 4.0812 | 0.18107 | 4 | 0.26222
21275 | 4.335 | 1 | 365 | 4.9557 | 0.93416 | 5 | 0.88984
21277 | 3.64 | 1 | 365 | 4.1612 | 0.34148 | 4 | 0.50266
21280 | 10.4 | 1 | 365 | 11.8891 | 0.83281 | 12 | 0.72188
21299 | 4.08 | 1 | 365 | 4.6642 | 0.34979 | 5 | 0.013968
21297 | 7.8 | 1 | 365 | 8.9168 | 0.8746 | 9 | 0.79141
21320 | 6.5 | 1 | 365 | 7.4307 | 0.8955 | 8 | 0.32617
21300 | 3.9 | 1 | 365 | 4.4584 | 0.9373 | 5 | 0.3957
21324 | 6.5 | 1 | 365 | 7.4307 | 0.8955 | 8 | 0.32617
21328 | 7.8 | 1 | 365 | 8.9168 | 0.8746 | 9 | 0.79141
21329 | 12.22 | 1 | 365 | 13.9697 | 0.0035475 | 13 | 0.97321
21331 | 4.68 | 1 | 365 | 5.3501 | 0.72476 | 6 | 0.074845
21332 | 4.42 | 1 | 365 | 5.0529 | 0.12894 | 5 | 0.1818
21334 | 5.2 | 1 | 365 | 5.9445 | 0.9164 | 6 | 0.86094
21318 | 6.76 | 1 | 365 | 7.7279 | 0.49132 | 8 | 0.21922
21319 | 2.6 | 1 | 365 | 2.9723 | 0.9582 | 3 | 0.93047
21335 | 9.945 | 1 | 365 | 11.3689 | 0.79012 | 12 | 0.15905
21327 | 6.5 | 1 | 365 | 7.4307 | 0.8955 | 8 | 0.32617
21337 | 4.16 | 1 | 365 | 4.7556 | 0.53312 | 5 | 0.28875
21339 | 7.8 | 1 | 365 | 8.9168 | 0.8746 | 9 | 0.79141
21340 | 4.94 | 1 | 365 | 5.6473 | 0.32058 | 5 | 0.96789
21343 | 4.16 | 1 | 365 | 4.7556 | 0.53312 | 5 | 0.28875
21341 | 7.02 | 1 | 365 | 8.0251 | 0.087144 | 8 | 0.11227
21344 | 4.94 | 1 | 365 | 5.6473 | 0.32058 | 5 | 0.96789
21345 | 4.68 | 1 | 365 | 5.3501 | 0.72476 | 6 | 0.074845
21342 | 8.32 | 1 | 365 | 9.5113 | 0.066245 | 9 | 0.5775
21351 | 2.08 | 1 | 365 | 2.3778 | 0.76656 | 3 | 0.14438
21353 | 4.42 | 1 | 365 | 5.0529 | 0.12894 | 5 | 0.1818
21354 | 6.24 | 1 | 365 | 7.1334 | 0.29968 | 7 | 0.43313
21361 | 8.32 | 1 | 365 | 9.5113 | 0.066245 | 9 | 0.5775
21366 | 5.98 | 1 | 365 | 6.8362 | 0.70386 | 7 | 0.54008
21308 | 2.04 | 1 | 365 | 2.3321 | 0.6749 | 3 | 0.0069838
16761 | 4.68 | 1 | 365 | 5.3501 | 0.72476 | 6 | 0.074845
14885 | 5.1 | 1 | 365 | 5.8302 | 0.68724 | 6 | 0.51746
13975 | 6.12 | 1 | 365 | 6.9963 | 0.02469 | 7 | 0.020952
18080 | 8 | 1 | 365 | 9.1454 | 0.33293 | 9 | 0.47837
17596 | 6.5 | 1 | 365 | 7.4307 | 0.8955 | 8 | 0.32617
15094 | 2.94 | 1 | 365 | 3.3609 | 0.73735 | 4 | 0.0983
17599 | 4.59 | 1 | 365 | 5.2472 | 0.51852 | 5 | 0.76571
15865 | 5.2 | 1 | 365 | 5.9445 | 0.9164 | 6 | 0.86094
14338 | 10.2 | 1 | 365 | 11.6604 | 0.37448 | 12 | 0.034919
21448 | 10.4 | 1 | 365 | 11.8891 | 0.83281 | 12 | 0.72188
21468 | 9.88 | 1 | 365 | 11.2946 | 0.64117 | 11 | 0.93578
21494 | 3.64 | 1 | 365 | 4.1612 | 0.34148 | 4 | 0.50266
21500 | 3.12 | 1 | 365 | 3.5667 | 0.14984 | 3 | 0.71656
21270 | 3.64 | 1 | 365 | 4.1612 | 0.34148 | 4 | 0.50266
20888 | 4.94 | 1 | 365 | 5.6473 | 0.32058 | 5 | 0.96789
15829 | 12.48 | 1 | 365 | 14.2669 | 0.59937 | 14 | 0.86625
21093 | 10.14 | 1 | 365 | 11.5918 | 0.23699 | 11 | 0.82883
15140 | 5.5 | 1 | 365 | 6.2875 | 0.60389 | 6 | 0.89138
18626 | 16.38 | 1 | 365 | 18.7253 | 0.53667 | 19 | 0.26196
22125 | 7.28 | 1 | 365 | 8.3224 | 0.68296 | 9 | 0.0053149
22115 | 5.13 | 1 | 365 | 5.8645 | 0.75599 | 6 | 0.6205
16844 | 4.59 | 1 | 365 | 5.2472 | 0.51852 | 5 | 0.76571
19760 | 10.71 | 1 | 365 | 12.2435 | 0.54321 | 12 | 0.78667
17562 | 3.06 | 1 | 365 | 3.4981 | 0.012345 | 3 | 0.51048
22134 | 7.56 | 1 | 365 | 8.6424 | 0.32462 | 8 | 0.96706
21070 | 6.867 | 1 | 365 | 7.8502 | 0.73653 | 8 | 0.58674
22140 | 12.96 | 1 | 365 | 14.8156 | 0.69934 | 15 | 0.51496
22153 | 9.36 | 1 | 365 | 10.7002 | 0.44953 | 11 | 0.14969
22151 | 9.625 | 1 | 365 | 11.0031 | 0.056804 | 11 | 0.059912
22158 | 10.4 | 1 | 365 | 11.8891 | 0.83281 | 12 | 0.72188
22167 | 9.1 | 1 | 365 | 10.4029 | 0.85371 | 11 | 0.25664
22170 | 8 | 1 | 365 | 9.1454 | 0.33293 | 9 | 0.47837
22172 | 10.8 | 1 | 365 | 12.3463 | 0.74945 | 13 | 0.095797
22173 | 3.57 | 1 | 365 | 4.0812 | 0.18107 | 4 | 0.26222
22175 | 5.46 | 1 | 365 | 6.2418 | 0.51222 | 6 | 0.75399
22176 | 6.12 | 1 | 365 | 6.9963 | 0.02469 | 7 | 0.020952
22178 | 3.9 | 1 | 365 | 4.4584 | 0.9373 | 5 | 0.3957
22177 | 5.5 | 1 | 365 | 6.2875 | 0.60389 | 6 | 0.89138
22188 | 8.16 | 1 | 365 | 9.3283 | 0.69959 | 10 | 0.027935
22190 | 6.12 | 1 | 365 | 6.9963 | 0.02469 | 7 | 0.020952
22102 | 5.2 | 1 | 365 | 5.9445 | 0.9164 | 6 | 0.86094
22195 | 5.72 | 1 | 365 | 6.539 | 0.10804 | 6 | 0.64703
22135 | 7.8 | 1 | 365 | 8.9168 | 0.8746 | 9 | 0.79141
22194 | 11.7 | 1 | 365 | 13.3752 | 0.81191 | 14 | 0.18711
22206 | 6.76 | 1 | 365 | 7.7279 | 0.49132 | 8 | 0.21922
22207 | 4.16 | 1 | 365 | 4.7556 | 0.53312 | 5 | 0.28875
22213 | 12.1 | 1 | 365 | 13.8325 | 0.72855 | 14 | 0.56103
22233 | 4.25 | 1 | 365 | 4.8585 | 0.73937 | 5 | 0.59788
22241 | 4.32 | 1 | 365 | 4.9385 | 0.89978 | 5 | 0.83832
22240 | 12.1 | 1 | 365 | 13.8325 | 0.72855 | 14 | 0.56103
21401 | 1.1 | 1 | 365 | 1.2575 | 0.52078 | 1 | 0.77828
22260 | 7.02 | 1 | 365 | 8.0251 | 0.087144 | 8 | 0.11227
22262 | 5.5 | 1 | 365 | 6.2875 | 0.60389 | 6 | 0.89138
22237 | 3.75 | 1 | 365 | 4.2869 | 0.59356 | 4 | 0.88049
22266 | 10 | 1 | 365 | 11.4318 | 0.91616 | 12 | 0.34796
22267 | 6.75 | 1 | 365 | 7.7165 | 0.46841 | 8 | 0.18487
22270 | 5.88 | 1 | 365 | 6.7219 | 0.4747 | 7 | 0.1966
22272 | 79.8 | 0.9 | 365 | 82.1032 | 0.58386 | 82 | 0.68705
22276 | 9.18 | 1 | 365 | 10.4944 | 0.037035 | 10 | 0.53143
22281 | 9.435 | 1 | 365 | 10.7859 | 0.6214 | 11 | 0.4073
22279 | 6.84 | 1 | 365 | 7.8194 | 0.67465 | 8 | 0.494
22204 | 7.395 | 1 | 365 | 8.4538 | 0.9465 | 9 | 0.40032
22252 | 17.94 | 1 | 365 | 20.5086 | 0.11159 | 20 | 0.62024
17639 | 6.63 | 1 | 365 | 7.5793 | 0.19341 | 7 | 0.7727
19764 | 8 | 1 | 365 | 9.1454 | 0.33293 | 9 | 0.47837
15875 | 11.475 | 1 | 365 | 13.118 | 0.29629 | 13 | 0.41428
17622 | 3.64 | 1 | 365 | 4.1612 | 0.34148 | 4 | 0.50266
22081 | 3.64 | 1 | 365 | 4.1612 | 0.34148 | 4 | 0.50266
22101 | 3.315 | 1 | 365 | 3.7896 | 0.59671 | 4 | 0.38635
22306 | 6.5 | 1 | 365 | 7.4307 | 0.8955 | 8 | 0.32617
22308 | 4.59 | 1 | 365 | 5.2472 | 0.51852 | 5 | 0.76571
22310 | 5.67 | 1 | 365 | 6.4818 | 0.99346 | 7 | 0.47529
22311 | 8.5 | 1 | 365 | 9.717 | 0.47874 | 10 | 0.19577
22312 | 3.24 | 1 | 365 | 3.7039 | 0.42484 | 4 | 0.12874
22313 | 8.75 | 1 | 365 | 10.0028 | 0.05164 | 10 | 0.054465
22318 | 10.25 | 1 | 365 | 11.7176 | 0.48906 | 12 | 0.20666
22315 | 11.025 | 1 | 365 | 12.6036 | 0.26507 | 12 | 0.86863
22320 | 6.5 | 1 | 365 | 7.4307 | 0.8955 | 8 | 0.32617
22322 | 7.54 | 1 | 365 | 8.6196 | 0.27878 | 8 | 0.89836
22323 | 8.32 | 1 | 365 | 9.5113 | 0.066245 | 9 | 0.5775
22325 | 10.92 | 1 | 365 | 12.4835 | 0.024447 | 12 | 0.50797
22326 | 9.88 | 1 | 365 | 11.2946 | 0.64117 | 11 | 0.93578
22330 | 8 | 1 | 365 | 9.1454 | 0.33293 | 9 | 0.47837
22327 | 8.32 | 1 | 365 | 9.5113 | 0.066245 | 9 | 0.5775
22332 | 7.28 | 1 | 365 | 8.3224 | 0.68296 | 9 | 0.0053149
22331 | 7.28 | 1 | 365 | 8.3224 | 0.68296 | 9 | 0.0053149
22341 | 3.64 | 1 | 365 | 4.1612 | 0.34148 | 4 | 0.50266
22286 | 2.86 | 1 | 365 | 3.2695 | 0.55402 | 3 | 0.82352
22348 | 8.32 | 1 | 365 | 9.5113 | 0.066245 | 9 | 0.5775
22351 | 7.54 | 1 | 365 | 8.6196 | 0.27878 | 8 | 0.89836
22352 | 6.75 | 1 | 365 | 7.7165 | 0.46841 | 8 | 0.18487
22353 | 6.24 | 1 | 365 | 7.1334 | 0.29968 | 7 | 0.43313
22354 | 9 | 1 | 365 | 10.2886 | 0.62454 | 10 | 0.91316
22355 | 4.16 | 1 | 365 | 4.7556 | 0.53312 | 5 | 0.28875
22356 | 8.5 | 1 | 365 | 9.717 | 0.47874 | 10 | 0.19577
22357 | 5.72 | 1 | 365 | 6.539 | 0.10804 | 6 | 0.64703
22359 | 9 | 1 | 365 | 10.2886 | 0.62454 | 10 | 0.91316
22360 | 6.24 | 1 | 365 | 7.1334 | 0.29968 | 7 | 0.43313
22361 | 6.5 | 1 | 365 | 7.4307 | 0.8955 | 8 | 0.32617
22362 | 5.5 | 1 | 365 | 6.2875 | 0.60389 | 6 | 0.89138
22363 | 8.84 | 1 | 365 | 10.1057 | 0.25789 | 10 | 0.3636
22364 | 6 | 1 | 365 | 6.8591 | 0.7497 | 7 | 0.60878
22634 | 6.24 | 1 | 365 | 7.1334 | 0.29968 | 7 | 0.43313
22636 | 5.13 | 1 | 365 | 5.8645 | 0.75599 | 6 | 0.6205
22641 | 4.42 | 1 | 365 | 5.0529 | 0.12894 | 5 | 0.1818
22639 | 9 | 1 | 365 | 10.2886 | 0.62454 | 10 | 0.91316
22646 | 7.25 | 1 | 365 | 8.2881 | 0.61422 | 8 | 0.90227
22643 | 6.75 | 1 | 365 | 7.7165 | 0.46841 | 8 | 0.18487
22647 | 11.2 | 1 | 365 | 12.8036 | 0.6661 | 13 | 0.46972
22662 | 6.75 | 1 | 365 | 7.7165 | 0.46841 | 8 | 0.18487
22663 | 4.75 | 1 | 365 | 5.4301 | 0.88518 | 6 | 0.31528
22665 | 9.25 | 1 | 365 | 10.5744 | 0.19745 | 10 | 0.77186
22668 | 9.36 | 1 | 365 | 10.7002 | 0.44953 | 11 | 0.14969
22669 | 7.15 | 1 | 365 | 8.1737 | 0.38505 | 8 | 0.55879
22671 | 3.9 | 1 | 365 | 4.4584 | 0.9373 | 5 | 0.3957
22673 | 7 | 1 | 365 | 8.0023 | 0.041312 | 8 | 0.043572
22675 | 6.44 | 1 | 365 | 7.3621 | 0.75801 | 8 | 0.12009
22676 | 3.06 | 1 | 365 | 3.4981 | 0.012345 | 3 | 0.51048
22678 | 5 | 1 | 365 | 5.7159 | 0.45808 | 6 | 0.17398
22680 | 8.84 | 1 | 365 | 10.1057 | 0.25789 | 10 | 0.3636
22679 | 5.98 | 1 | 365 | 6.8362 | 0.70386 | 7 | 0.54008
21059 | 5.5 | 1 | 365 | 6.2875 | 0.60389 | 6 | 0.89138
22681 | 10.4 | 1 | 365 | 11.8891 | 0.83281 | 12 | 0.72188
22684 | 5.5 | 1 | 365 | 6.2875 | 0.60389 | 6 | 0.89138
22687 | 10.14 | 1 | 365 | 11.5918 | 0.23699 | 11 | 0.82883
22690 | 4.5 | 1 | 365 | 5.1443 | 0.31227 | 5 | 0.45658
22689 | 6 | 1 | 365 | 6.8591 | 0.7497 | 7 | 0.60878
22691 | 9.88 | 1 | 365 | 11.2946 | 0.64117 | 11 | 0.93578
22692 | 5.2 | 1 | 365 | 5.9445 | 0.9164 | 6 | 0.86094
22694 | 2.75 | 1 | 365 | 3.1437 | 0.30194 | 3 | 0.44569
22695 | 3.85 | 1 | 365 | 4.4012 | 0.82272 | 5 | 0.22396
22696 | 12.255 | 1 | 365 | 14.0097 | 0.083754 | 14 | 0.093425
22697 | 5.32 | 1 | 365 | 6.0817 | 0.1914 | 6 | 0.27311
22705 | 4.76 | 1 | 365 | 5.4415 | 0.90809 | 6 | 0.34963
22699 | 9.8 | 1 | 365 | 11.2032 | 0.45784 | 11 | 0.661
22701 | 3.85 | 1 | 365 | 4.4012 | 0.82272 | 5 | 0.22396
22702 | 6.12 | 1 | 365 | 6.9963 | 0.02469 | 7 | 0.020952
16081 | 6.885 | 1 | 365 | 7.8708 | 0.77778 | 8 | 0.64857
18328 | 5.2 | 1 | 365 | 5.9445 | 0.9164 | 6 | 0.86094
16093 | 8.925 | 1 | 365 | 10.2029 | 0.45267 | 10 | 0.65555
16090 | 5.61 | 1 | 365 | 6.4132 | 0.85597 | 7 | 0.26921
16102 | 5.2 | 1 | 365 | 5.9445 | 0.9164 | 6 | 0.86094
18384 | 9.88 | 1 | 365 | 11.2946 | 0.64117 | 11 | 0.93578
16099 | 7.65 | 1 | 365 | 8.7453 | 0.53086 | 9 | 0.27619
16184 | 5.2 | 1 | 365 | 5.9445 | 0.9164 | 6 | 0.86094
18390 | 8.06 | 1 | 365 | 9.214 | 0.47042 | 9 | 0.68446
16183 | 7.28 | 1 | 365 | 8.3224 | 0.68296 | 9 | 0.0053149
16181 | 8.32 | 1 | 365 | 9.5113 | 0.066245 | 9 | 0.5775
18394 | 8.58 | 1 | 365 | 9.8085 | 0.66207 | 10 | 0.47055
16226 | 5.72 | 1 | 365 | 6.539 | 0.10804 | 6 | 0.64703
18396 | 7.54 | 1 | 365 | 8.6196 | 0.27878 | 8 | 0.89836
18399 | 10.14 | 1 | 365 | 11.5918 | 0.23699 | 11 | 0.82883
18400 | 5.46 | 1 | 365 | 6.2418 | 0.51222 | 6 | 0.75399
12425 | 167.4 | 0.9 | 365 | 172.2315 | 0.25487 | 172 | 0.48637
17986 | 9.88 | 1 | 365 | 11.2946 | 0.64117 | 11 | 0.93578
19429 | 11.18 | 1 | 365 | 12.7808 | 0.62027 | 13 | 0.40102
19850 | 13.52 | 1 | 365 | 15.4558 | 0.98265 | 16 | 0.43844
20111 | 5.2 | 1 | 365 | 5.9445 | 0.9164 | 6 | 0.86094
18852 | 6.24 | 1 | 365 | 7.1334 | 0.29968 | 7 | 0.43313
18853 | 10.66 | 1 | 365 | 12.1863 | 0.42863 | 12 | 0.61493
18860 | 9.62 | 1 | 365 | 10.9974 | 0.045346 | 11 | 0.042738
18931 | 7.14 | 1 | 365 | 8.1623 | 0.36214 | 8 | 0.52444
18942 | 5.2 | 1 | 365 | 5.9445 | 0.9164 | 6 | 0.86094
18936 | 4.42 | 1 | 365 | 5.0529 | 0.12894 | 5 | 0.1818
18945 | 3.64 | 1 | 365 | 4.1612 | 0.34148 | 4 | 0.50266
21954 | 13.44 | 1 | 365 | 15.3643 | 0.79932 | 16 | 0.16366
18953 | 6.76 | 1 | 365 | 7.7279 | 0.49132 | 8 | 0.21922
18954 | 9.1 | 1 | 365 | 10.4029 | 0.85371 | 11 | 0.25664
19143 | 5.46 | 1 | 365 | 6.2418 | 0.51222 | 6 | 0.75399
21955 | 13.72 | 1 | 365 | 15.6844 | 0.44097 | 16 | 0.1254
19145 | 3.12 | 1 | 365 | 3.5667 | 0.14984 | 3 | 0.71656
18402 | 4.94 | 1 | 365 | 5.6473 | 0.32058 | 5 | 0.96789
21958 | 5.625 | 1 | 365 | 6.4304 | 0.89034 | 7 | 0.32073
19146 | 11.44 | 1 | 365 | 13.078 | 0.21609 | 13 | 0.29407
19306 | 8.84 | 1 | 365 | 10.1057 | 0.25789 | 10 | 0.3636
18407 | 7.54 | 1 | 365 | 8.6196 | 0.27878 | 8 | 0.89836
21959 | 5.4 | 1 | 365 | 6.1732 | 0.37473 | 6 | 0.5479
21960 | 4.88 | 1 | 365 | 5.5787 | 0.18309 | 5 | 0.7618
21961 | 6.12 | 1 | 365 | 6.9963 | 0.02469 | 7 | 0.020952
18403 | 6.24 | 1 | 365 | 7.1334 | 0.29968 | 7 | 0.43313
18415 | 7.395 | 1 | 365 | 8.4538 | 0.9465 | 9 | 0.40032
18416 | 6.76 | 1 | 365 | 7.7279 | 0.49132 | 8 | 0.21922
18419 | 10.14 | 1 | 365 | 11.5918 | 0.23699 | 11 | 0.82883
21962 | 4.2 | 1 | 365 | 4.8014 | 0.62479 | 5 | 0.42614
18420 | 4.42 | 1 | 365 | 5.0529 | 0.12894 | 5 | 0.1818
22008 | 9 | 1 | 365 | 10.2886 | 0.62454 | 10 | 0.91316
22010 | 5.4 | 1 | 365 | 6.1732 | 0.37473 | 6 | 0.5479
22013 | 3.75 | 1 | 365 | 4.2869 | 0.59356 | 4 | 0.88049
18423 | 14.04 | 1 | 365 | 16.0502 | 0.17429 | 16 | 0.22454
22022 | 6.72 | 1 | 365 | 7.6822 | 0.39966 | 8 | 0.081829
22027 | 9.8 | 1 | 365 | 11.2032 | 0.45784 | 11 | 0.661
21469 | 3.38 | 1 | 365 | 3.8639 | 0.74566 | 4 | 0.60961
21966 | 7.7 | 1 | 365 | 8.8025 | 0.64544 | 9 | 0.44793
18439 | 10.71 | 1 | 365 | 12.2435 | 0.54321 | 12 | 0.78667
21967 | 5.36 | 1 | 365 | 6.1274 | 0.28306 | 6 | 0.41051
18441 | 2.86 | 1 | 365 | 3.2695 | 0.55402 | 3 | 0.82352
21969 | 9.81 | 1 | 365 | 11.2146 | 0.48075 | 11 | 0.69535
18442 | 7.8 | 1 | 365 | 8.9168 | 0.8746 | 9 | 0.79141
21970 | 3.04 | 1 | 365 | 3.4753 | 0.96651 | 4 | 0.44178
18488 | 3.38 | 1 | 365 | 3.8639 | 0.74566 | 4 | 0.60961
21983 | 10.92 | 1 | 365 | 12.4835 | 0.024447 | 12 | 0.50797
21985 | 7.194 | 1 | 365 | 8.224 | 0.48589 | 8 | 0.70992
18473 | 11.18 | 1 | 365 | 12.7808 | 0.62027 | 13 | 0.40102
21988 | 7.5 | 1 | 365 | 8.5739 | 0.18712 | 8 | 0.76097
18479 | 3.64 | 1 | 365 | 4.1612 | 0.34148 | 4 | 0.50266
21989 | 9.81 | 1 | 365 | 11.2146 | 0.48075 | 11 | 0.69535
18474 | 14.04 | 1 | 365 | 16.0502 | 0.17429 | 16 | 0.22454
21990 | 8.525 | 1 | 365 | 9.7456 | 0.53603 | 10 | 0.28164
21992 | 12.495 | 1 | 365 | 14.284 | 0.63374 | 14 | 0.91778
18491 | 3.9 | 1 | 365 | 4.4584 | 0.9373 | 5 | 0.3957
18497 | 9.1 | 1 | 365 | 10.4029 | 0.85371 | 11 | 0.25664
21677 | 7.521 | 1 | 365 | 8.5979 | 0.23524 | 8 | 0.8331
22084 | 8.55 | 1 | 365 | 9.7742 | 0.59332 | 10 | 0.36751
22087 | 9.12 | 1 | 365 | 10.4258 | 0.89954 | 11 | 0.32534
21968 | 4.578 | 1 | 365 | 5.2335 | 0.49102 | 5 | 0.7245
22043 | 10.8 | 1 | 365 | 12.3463 | 0.74945 | 13 | 0.095797
21187 | 10.92 | 1 | 365 | 12.4835 | 0.024447 | 12 | 0.50797
21900 | 3.315 | 1 | 365 | 3.7896 | 0.59671 | 4 | 0.38635
21906 | 3.38 | 1 | 365 | 3.8639 | 0.74566 | 4 | 0.60961
22798 | 8.84 | 1 | 365 | 10.1057 | 0.25789 | 10 | 0.3636
21919 | 4.59 | 1 | 365 | 5.2472 | 0.51852 | 5 | 0.76571
22799 | 8.25 | 1 | 365 | 9.4312 | 0.90583 | 10 | 0.33707
14712 | 14.28 | 1 | 365 | 16.3246 | 0.72428 | 17 | 0.048887
15974 | 8.415 | 1 | 365 | 9.6199 | 0.28395 | 9 | 0.90381
22801 | 5.25 | 1 | 365 | 6.0017 | 0.030984 | 6 | 0.032679
18084 | 3.12 | 1 | 365 | 3.5667 | 0.14984 | 3 | 0.71656
22803 | 9.8 | 1 | 365 | 11.2032 | 0.45784 | 11 | 0.661
13145 | 6.63 | 1 | 365 | 7.5793 | 0.19341 | 7 | 0.7727
22804 | 6.5 | 1 | 365 | 7.4307 | 0.8955 | 8 | 0.32617
16996 | 6.76 | 1 | 365 | 7.7279 | 0.49132 | 8 | 0.21922
21044 | 7.02 | 1 | 365 | 8.0251 | 0.087144 | 8 | 0.11227
20407 | 3.64 | 1 | 365 | 4.1612 | 0.34148 | 4 | 0.50266
22029 | 7.02 | 1 | 365 | 8.0251 | 0.087144 | 8 | 0.11227
22809 | 8 | 1 | 365 | 9.1454 | 0.33293 | 9 | 0.47837
22035 | 3.12 | 1 | 365 | 3.5667 | 0.14984 | 3 | 0.71656
21986 | 3.38 | 1 | 365 | 3.8639 | 0.74566 | 4 | 0.60961
22816 | 7 | 1 | 365 | 8.0023 | 0.041312 | 8 | 0.043572
21991 | 17.42 | 1 | 365 | 19.9142 | 0.91995 | 20 | 0.83415
22024 | 3.64 | 1 | 365 | 4.1612 | 0.34148 | 4 | 0.50266
22031 | 2.08 | 1 | 365 | 2.3778 | 0.76656 | 3 | 0.14438
22832 | 6.12 | 1 | 365 | 6.9963 | 0.02469 | 7 | 0.020952
22834 | 21.45 | 1 | 365 | 24.5212 | 0.15516 | 24 | 0.67637
22835 | 2.8 | 1 | 365 | 3.2009 | 0.41652 | 3 | 0.61743
22836 | 6.3 | 1 | 365 | 7.202 | 0.43718 | 7 | 0.63921
22838 | 6.12 | 1 | 365 | 6.9963 | 0.02469 | 7 | 0.020952
22839 | 6.72 | 1 | 365 | 7.6822 | 0.39966 | 8 | 0.081829
22843 | 7.75 | 1 | 365 | 8.8596 | 0.76002 | 9 | 0.61967
22841 | 15.25 | 1 | 365 | 17.4335 | 0.94714 | 18 | 0.38064
22844 | 10.4 | 1 | 365 | 11.8891 | 0.83281 | 12 | 0.72188
22846 | 2.86 | 1 | 365 | 3.2695 | 0.55402 | 3 | 0.82352
22845 | 13.5 | 1 | 365 | 15.4329 | 0.93682 | 16 | 0.36975
22847 | 5.75 | 1 | 365 | 6.5733 | 0.17679 | 6 | 0.75008
22849 | 7.25 | 1 | 365 | 8.2881 | 0.61422 | 8 | 0.90227
22848 | 7.695 | 1 | 365 | 8.7968 | 0.63399 | 9 | 0.43076
22850 | 6.76 | 1 | 365 | 7.7279 | 0.49132 | 8 | 0.21922
22852 | 9.1 | 1 | 365 | 10.4029 | 0.85371 | 11 | 0.25664
22853 | 5.1 | 1 | 365 | 5.8302 | 0.68724 | 6 | 0.51746
22858 | 5.94 | 1 | 365 | 6.7905 | 0.6122 | 7 | 0.40269
22859 | 19.62 | 1 | 365 | 22.4292 | 0.96151 | 23 | 0.3907
22813 | 8.16 | 1 | 365 | 9.3283 | 0.69959 | 10 | 0.027935
22735 | 2.68 | 1 | 365 | 3.0637 | 0.14153 | 3 | 0.20525
22807 | 3.12 | 1 | 365 | 3.5667 | 0.14984 | 3 | 0.71656
22893 | 8.25 | 1 | 365 | 9.4312 | 0.90583 | 10 | 0.33707
22892 | 2.94 | 1 | 365 | 3.3609 | 0.73735 | 4 | 0.0983
22894 | 8.4 | 1 | 365 | 9.6027 | 0.24957 | 9 | 0.85229
22608 | 4.94 | 1 | 365 | 5.6473 | 0.32058 | 5 | 0.96789
22895 | 7.84 | 1 | 365 | 8.9625 | 0.96627 | 9 | 0.9288
22896 | 5.04 | 1 | 365 | 5.7616 | 0.54974 | 6 | 0.31137
22898 | 4.5 | 1 | 365 | 5.1443 | 0.31227 | 5 | 0.45658
22899 | 12 | 1 | 365 | 13.7182 | 0.49939 | 14 | 0.21755
22901 | 9.88 | 1 | 365 | 11.2946 | 0.64117 | 11 | 0.93578
22903 | 7.02 | 1 | 365 | 8.0251 | 0.087144 | 8 | 0.11227
22902 | 5.1 | 1 | 365 | 5.8302 | 0.68724 | 6 | 0.51746
22904 | 5.98 | 1 | 365 | 6.8362 | 0.70386 | 7 | 0.54008
22905 | 11.5 | 1 | 365 | 13.1466 | 0.35358 | 13 | 0.50015
22912 | 9.36 | 1 | 365 | 10.7002 | 0.44953 | 11 | 0.14969
22911 | 6.05 | 1 | 365 | 6.9162 | 0.86428 | 7 | 0.78052
22914 | 8.25 | 1 | 365 | 9.4312 | 0.90583 | 10 | 0.33707
22917 | 9.075 | 1 | 365 | 10.3744 | 0.79642 | 11 | 0.17077
22919 | 6.375 | 1 | 365 | 7.2878 | 0.60905 | 7 | 0.89682
22922 | 6.885 | 1 | 365 | 7.8708 | 0.77778 | 8 | 0.64857
22925 | 11.2 | 1 | 365 | 12.8036 | 0.6661 | 13 | 0.46972
22923 | 14.75 | 1 | 365 | 16.8619 | 0.80134 | 17 | 0.66324
22927 | 6 | 1 | 365 | 6.8591 | 0.7497 | 7 | 0.60878
22928 | 4.59 | 1 | 365 | 5.2472 | 0.51852 | 5 | 0.76571
22721 | 7.29 | 1 | 365 | 8.3338 | 0.70588 | 9 | 0.039663
22930 | 4.95 | 1 | 365 | 5.6587 | 0.3435 | 6 | 0.0022402
22934 | 10.725 | 1 | 365 | 12.2606 | 0.57758 | 12 | 0.83819
22932 | 9.88 | 1 | 365 | 11.2946 | 0.64117 | 11 | 0.93578
22937 | 8.1 | 1 | 365 | 9.2598 | 0.56209 | 9 | 0.82185
22938 | 6.44 | 1 | 365 | 7.3621 | 0.75801 | 8 | 0.12009
22940 | 11.5 | 1 | 365 | 13.1466 | 0.35358 | 13 | 0.50015
22942 | 7.28 | 1 | 365 | 8.3224 | 0.68296 | 9 | 0.0053149
22944 | 6.76 | 1 | 365 | 7.7279 | 0.49132 | 8 | 0.21922
22947 | 7.5 | 1 | 365 | 8.5739 | 0.18712 | 8 | 0.76097
22945 | 6.25 | 1 | 365 | 7.1449 | 0.3226 | 7 | 0.46747
22948 | 8.25 | 1 | 365 | 9.4312 | 0.90583 | 10 | 0.33707
22949 | 11.5 | 1 | 365 | 13.1466 | 0.35358 | 13 | 0.50015
22952 | 10.14 | 1 | 365 | 11.5918 | 0.23699 | 11 | 0.82883
22953 | 7.29 | 1 | 365 | 8.3338 | 0.70588 | 9 | 0.039663
22954 | 13 | 1 | 365 | 14.8613 | 0.79101 | 15 | 0.65235
22955 | 5 | 1 | 365 | 5.7159 | 0.45808 | 6 | 0.17398
22956 | 9.75 | 1 | 365 | 11.146 | 0.34326 | 11 | 0.48926
22957 | 6.375 | 1 | 365 | 7.2878 | 0.60905 | 7 | 0.89682
22958 | 4.94 | 1 | 365 | 5.6473 | 0.32058 | 5 | 0.96789
22959 | 9.88 | 1 | 365 | 11.2946 | 0.64117 | 11 | 0.93578
22962 | 11.5 | 1 | 365 | 13.1466 | 0.35358 | 13 | 0.50015
22963 | 5.25 | 1 | 365 | 6.0017 | 0.030984 | 6 | 0.032679
22965 | 4.68 | 1 | 365 | 5.3501 | 0.72476 | 6 | 0.074845
22966 | 7.02 | 1 | 365 | 8.0251 | 0.087144 | 8 | 0.11227
22967 | 10.25 | 1 | 365 | 11.7176 | 0.48906 | 12 | 0.20666
23081 | 5.72 | 1 | 365 | 6.539 | 0.10804 | 6 | 0.64703
23223 | 7.75 | 1 | 365 | 8.8596 | 0.76002 | 9 | 0.61967
23224 | 7.8 | 1 | 365 | 8.9168 | 0.8746 | 9 | 0.79141
23229 | 7.28 | 1 | 365 | 8.3224 | 0.68296 | 9 | 0.0053149
23232 | 6.63 | 1 | 365 | 7.5793 | 0.19341 | 7 | 0.7727
23233 | 5.72 | 1 | 365 | 6.539 | 0.10804 | 6 | 0.64703
21866 | 6.6 | 1 | 365 | 7.545 | 0.12467 | 7 | 0.66965
21867 | 9.18 | 1 | 365 | 10.4944 | 0.037035 | 10 | 0.53143
23236 | 5.75 | 1 | 365 | 6.5733 | 0.17679 | 6 | 0.75008
21868 | 5.355 | 1 | 365 | 6.1217 | 0.2716 | 6 | 0.39333
23238 | 7.28 | 1 | 365 | 8.3224 | 0.68296 | 9 | 0.0053149
21869 | 3.575 | 1 | 365 | 4.0869 | 0.19253 | 4 | 0.2794
21870 | 8.67 | 1 | 365 | 9.9114 | 0.86831 | 10 | 0.77968
23242 | 9.1 | 1 | 365 | 10.4029 | 0.85371 | 11 | 0.25664
23245 | 4.94 | 1 | 365 | 5.6473 | 0.32058 | 5 | 0.96789
21871 | 5.1 | 1 | 365 | 5.8302 | 0.68724 | 6 | 0.51746
19689 | 4.83 | 1 | 365 | 5.5216 | 0.068505 | 5 | 0.59006
21872 | 11.55 | 1 | 365 | 13.2037 | 0.46816 | 13 | 0.67189
23248 | 11.76 | 1 | 365 | 13.4438 | 0.9494 | 14 | 0.3932
14606 | 7.395 | 1 | 365 | 8.4538 | 0.9465 | 9 | 0.40032
23253 | 7.28 | 1 | 365 | 8.3224 | 0.68296 | 9 | 0.0053149
23256 | 13.23 | 1 | 365 | 15.1243 | 0.31808 | 15 | 0.44235
21875 | 7.28 | 1 | 365 | 8.3224 | 0.68296 | 9 | 0.0053149
23258 | 5.72 | 1 | 365 | 6.539 | 0.10804 | 6 | 0.64703
15225 | 8.16 | 1 | 365 | 9.3283 | 0.69959 | 10 | 0.027935
23259 | 14 | 1 | 365 | 16.0045 | 0.082624 | 16 | 0.087144
16648 | 10.92 | 1 | 365 | 12.4835 | 0.024447 | 12 | 0.50797
23264 | 4.94 | 1 | 365 | 5.6473 | 0.32058 | 5 | 0.96789
18184 | 7.54 | 1 | 365 | 8.6196 | 0.27878 | 8 | 0.89836
23265 | 5.72 | 1 | 365 | 6.539 | 0.10804 | 6 | 0.64703
21695 | 5 | 1 | 365 | 5.7159 | 0.45808 | 6 | 0.17398
23266 | 11.44 | 1 | 365 | 13.078 | 0.21609 | 13 | 0.29407
16918 | 10 | 1 | 365 | 11.4318 | 0.91616 | 12 | 0.34796
23267 | 6.24 | 1 | 365 | 7.1334 | 0.29968 | 7 | 0.43313
21884 | 8.5 | 1 | 365 | 9.717 | 0.47874 | 10 | 0.19577
23270 | 3.12 | 1 | 365 | 3.5667 | 0.14984 | 3 | 0.71656
21885 | 8.75 | 1 | 365 | 10.0028 | 0.05164 | 10 | 0.054465
23271 | 6.16 | 1 | 365 | 7.042 | 0.11635 | 7 | 0.15834
23273 | 11.7 | 1 | 365 | 13.3752 | 0.81191 | 14 | 0.18711
21887 | 8.84 | 1 | 365 | 10.1057 | 0.25789 | 10 | 0.3636
21893 | 6.25 | 1 | 365 | 7.1449 | 0.3226 | 7 | 0.46747
23275 | 6.3 | 1 | 365 | 7.202 | 0.43718 | 7 | 0.63921
23276 | 12.48 | 1 | 365 | 14.2669 | 0.59937 | 14 | 0.86625
21732 | 4.68 | 1 | 365 | 5.3501 | 0.72476 | 6 | 0.074845
21899 | 7.75 | 1 | 365 | 8.8596 | 0.76002 | 9 | 0.61967
23278 | 6.76 | 1 | 365 | 7.7279 | 0.49132 | 8 | 0.21922
21794 | 3.12 | 1 | 365 | 3.5667 | 0.14984 | 3 | 0.71656
21740 | 3.64 | 1 | 365 | 4.1612 | 0.34148 | 4 | 0.50266
23280 | 4.845 | 1 | 365 | 5.5387 | 0.10288 | 5 | 0.64159
23282 | 5.46 | 1 | 365 | 6.2418 | 0.51222 | 6 | 0.75399
16207 | 4.59 | 1 | 365 | 5.2472 | 0.51852 | 5 | 0.76571
23283 | 5.61 | 1 | 365 | 6.4132 | 0.85597 | 7 | 0.26921
19783 | 10.66 | 1 | 365 | 12.1863 | 0.42863 | 12 | 0.61493
23284 | 8.5 | 1 | 365 | 9.717 | 0.47874 | 10 | 0.19577
21920 | 10.14 | 1 | 365 | 11.5918 | 0.23699 | 11 | 0.82883
23286 | 4.68 | 1 | 365 | 5.3501 | 0.72476 | 6 | 0.074845
18185 | 7.395 | 1 | 365 | 8.4538 | 0.9465 | 9 | 0.40032
23287 | 4.59 | 1 | 365 | 5.2472 | 0.51852 | 5 | 0.76571
19357 | 2.6 | 1 | 365 | 2.9723 | 0.9582 | 3 | 0.93047
18194 | 11.96 | 1 | 365 | 13.6724 | 0.40773 | 14 | 0.08016
16067 | 9.62 | 1 | 365 | 10.9974 | 0.045346 | 11 | 0.042738
16112 | 8.925 | 1 | 365 | 10.2029 | 0.45267 | 10 | 0.65555
16056 | 9.945 | 1 | 365 | 11.3689 | 0.79012 | 12 | 0.15905
18318 | 4.94 | 1 | 365 | 5.6473 | 0.32058 | 5 | 0.96789
19360 | 7.28 | 1 | 365 | 8.3224 | 0.68296 | 9 | 0.0053149
15769 | 4.335 | 1 | 365 | 4.9557 | 0.93416 | 5 | 0.88984
15822 | 12.22 | 1 | 365 | 13.9697 | 0.0035475 | 13 | 0.97321
18969 | 9.36 | 1 | 365 | 10.7002 | 0.44953 | 11 | 0.14969
18319 | 4.16 | 1 | 365 | 4.7556 | 0.53312 | 5 | 0.28875
19235 | 11.18 | 1 | 365 | 12.7808 | 0.62027 | 13 | 0.40102
19225 | 5.2 | 1 | 365 | 5.9445 | 0.9164 | 6 | 0.86094
15968 | 8.58 | 1 | 365 | 9.8085 | 0.66207 | 10 | 0.47055
18322 | 3.64 | 1 | 365 | 4.1612 | 0.34148 | 4 | 0.50266
19234 | 2.6 | 1 | 365 | 2.9723 | 0.9582 | 3 | 0.93047
16077 | 8.32 | 1 | 365 | 9.5113 | 0.066245 | 9 | 0.5775
19378 | 2.55 | 1 | 365 | 2.9151 | 0.84362 | 3 | 0.75873
16072 | 2.86 | 1 | 365 | 3.2695 | 0.55402 | 3 | 0.82352
19222 | 4.16 | 1 | 365 | 4.7556 | 0.53312 | 5 | 0.28875
18325 | 7.54 | 1 | 365 | 8.6196 | 0.27878 | 8 | 0.89836
16088 | 7.28 | 1 | 365 | 8.3224 | 0.68296 | 9 | 0.0053149
16084 | 3.38 | 1 | 365 | 3.8639 | 0.74566 | 4 | 0.60961
19282 | 6.76 | 1 | 365 | 7.7279 | 0.49132 | 8 | 0.21922
21928 | 5.75 | 1 | 365 | 6.5733 | 0.17679 | 6 | 0.75008
19277 | 11.44 | 1 | 365 | 13.078 | 0.21609 | 13 | 0.29407
21932 | 7 | 1 | 365 | 8.0023 | 0.041312 | 8 | 0.043572
19269 | 11.96 | 1 | 365 | 13.6724 | 0.40773 | 14 | 0.08016
21935 | 3.12 | 1 | 365 | 3.5667 | 0.14984 | 3 | 0.71656
19249 | 6.24 | 1 | 365 | 7.1334 | 0.29968 | 7 | 0.43313
21938 | 9 | 1 | 365 | 10.2886 | 0.62454 | 10 | 0.91316
19271 | 4.94 | 1 | 365 | 5.6473 | 0.32058 | 5 | 0.96789
21941 | 8.58 | 1 | 365 | 9.8085 | 0.66207 | 10 | 0.47055
19302 | 6.76 | 1 | 365 | 7.7279 | 0.49132 | 8 | 0.21922
21801 | 8.855 | 1 | 365 | 10.1229 | 0.29226 | 10 | 0.41512
19286 | 10.92 | 1 | 365 | 12.4835 | 0.024447 | 12 | 0.50797
21953 | 7.83 | 1 | 365 | 8.9511 | 0.94335 | 9 | 0.89445
19287 | 9.36 | 1 | 365 | 10.7002 | 0.44953 | 11 | 0.14969
22496 | 9.156 | 1 | 365 | 10.467 | 0.98204 | 11 | 0.44899
22498 | 3.06 | 1 | 365 | 3.4981 | 0.012345 | 3 | 0.51048
22492 | 7.84 | 1 | 365 | 8.9625 | 0.96627 | 9 | 0.9288
22515 | 7.2 | 1 | 365 | 8.2309 | 0.49964 | 8 | 0.73053
22516 | 6.16 | 1 | 365 | 7.042 | 0.11635 | 7 | 0.15834
22517 | 5.985 | 1 | 365 | 6.8419 | 0.71532 | 7 | 0.55725
22519 | 7.2 | 1 | 365 | 8.2309 | 0.49964 | 8 | 0.73053
22524 | 5.4 | 1 | 365 | 6.1732 | 0.37473 | 6 | 0.5479
22526 | 5.88 | 1 | 365 | 6.7219 | 0.4747 | 7 | 0.1966
22528 | 2.925 | 1 | 365 | 3.3438 | 0.70298 | 4 | 0.046778
22531 | 3.6 | 1 | 365 | 4.1154 | 0.24982 | 4 | 0.36527
22610 | 3.15 | 1 | 365 | 3.601 | 0.21859 | 3 | 0.81961
22365 | 6.25 | 1 | 365 | 7.1449 | 0.3226 | 7 | 0.46747
22366 | 17.25 | 1 | 365 | 19.7199 | 0.53038 | 20 | 0.25023
21964 | 10.45 | 1 | 365 | 11.9462 | 0.94739 | 12 | 0.89362
22367 | 4.75 | 1 | 365 | 5.4301 | 0.88518 | 6 | 0.31528
22508 | 7.125 | 1 | 365 | 8.1452 | 0.32776 | 8 | 0.47292
22372 | 10.965 | 1 | 365 | 12.535 | 0.12757 | 12 | 0.66254
22510 | 8.235 | 1 | 365 | 9.4141 | 0.87146 | 10 | 0.28555
22576 | 7.65 | 1 | 365 | 8.7453 | 0.53086 | 9 | 0.27619
22373 | 7.84 | 1 | 365 | 8.9625 | 0.96627 | 9 | 0.9288
22491 | 7.02 | 1 | 365 | 8.0251 | 0.087144 | 8 | 0.11227
22374 | 14.82 | 1 | 365 | 16.9419 | 0.96175 | 17 | 0.90368
21790 | 12.96 | 1 | 365 | 14.8156 | 0.69934 | 15 | 0.51496
22379 | 6.54 | 1 | 365 | 7.4764 | 0.98717 | 8 | 0.46357
22328 | 6.5 | 1 | 365 | 7.4307 | 0.8955 | 8 | 0.32617
22377 | 9.483 | 1 | 365 | 10.8408 | 0.73139 | 11 | 0.57217
21798 | 3 | 1 | 365 | 3.4295 | 0.87485 | 4 | 0.30439
22497 | 10.92 | 1 | 365 | 12.4835 | 0.024447 | 12 | 0.50797
22495 | 7.02 | 1 | 365 | 8.0251 | 0.087144 | 8 | 0.11227
22383 | 5.28 | 1 | 365 | 6.036 | 0.099732 | 6 | 0.13572
22556 | 7.8 | 1 | 365 | 8.9168 | 0.8746 | 9 | 0.79141
22385 | 3.15 | 1 | 365 | 3.601 | 0.21859 | 3 | 0.81961
22554 | 9.88 | 1 | 365 | 11.2946 | 0.64117 | 11 | 0.93578
22388 | 3.15 | 1 | 365 | 3.601 | 0.21859 | 3 | 0.81961
22557 | 4.42 | 1 | 365 | 5.0529 | 0.12894 | 5 | 0.1818
22390 | 8.4 | 1 | 365 | 9.6027 | 0.24957 | 9 | 0.85229
22503 | 7.28 | 1 | 365 | 8.3224 | 0.68296 | 9 | 0.0053149
22392 | 9.9 | 1 | 365 | 11.3175 | 0.687 | 12 | 0.0044804
22393 | 6.3 | 1 | 365 | 7.202 | 0.43718 | 7 | 0.63921
22538 | 8.67 | 1 | 365 | 9.9114 | 0.86831 | 10 | 0.77968
22397 | 2.88 | 1 | 365 | 3.2924 | 0.59985 | 3 | 0.89221
22563 | 3.06 | 1 | 365 | 3.4981 | 0.012345 | 3 | 0.51048
22399 | 8.1 | 1 | 365 | 9.2598 | 0.56209 | 9 | 0.82185
22509 | 13.77 | 1 | 365 | 15.7416 | 0.55555 | 16 | 0.29714
22402 | 10.64 | 1 | 365 | 12.1634 | 0.38279 | 12 | 0.54623
22407 | 7.98 | 1 | 365 | 9.1226 | 0.2871 | 9 | 0.40967
22514 | 8.845 | 1 | 365 | 10.1114 | 0.26934 | 10 | 0.38077
22410 | 5.76 | 1 | 365 | 6.5847 | 0.19971 | 6 | 0.78442
19290 | 7.54 | 1 | 365 | 8.6196 | 0.27878 | 8 | 0.89836
22412 | 2.88 | 1 | 365 | 3.2924 | 0.59985 | 3 | 0.89221
22543 | 4.2 | 1 | 365 | 4.8014 | 0.62479 | 5 | 0.42614
22545 | 8.68 | 1 | 365 | 9.9228 | 0.89123 | 10 | 0.81403
22416 | 6.72 | 1 | 365 | 7.6822 | 0.39966 | 8 | 0.081829
22550 | 7.56 | 1 | 365 | 8.6424 | 0.32462 | 8 | 0.96706
22419 | 8.55 | 1 | 365 | 9.7742 | 0.59332 | 10 | 0.36751
22371 | 5.72 | 1 | 365 | 6.539 | 0.10804 | 6 | 0.64703
16373 | 45.43 | 0.9 | 365 | 46.7412 | 0.6973 | 47 | 0.4385
22400 | 20.4 | 1 | 365 | 23.3209 | 0.74897 | 24 | 0.069838
22421 | 5.75 | 1 | 365 | 6.5733 | 0.17679 | 6 | 0.75008
21522 | 5.2 | 1 | 365 | 5.9445 | 0.9164 | 6 | 0.86094
22413 | 7.54 | 1 | 365 | 8.6196 | 0.27878 | 8 | 0.89836
22422 | 5.4 | 1 | 365 | 6.1732 | 0.37473 | 6 | 0.5479
22425 | 3.9 | 1 | 365 | 4.4584 | 0.9373 | 5 | 0.3957
22462 | 9.18 | 1 | 365 | 10.4944 | 0.037035 | 10 | 0.53143
22451 | 3.38 | 1 | 365 | 3.8639 | 0.74566 | 4 | 0.60961
22453 | 3.825 | 1 | 365 | 4.3727 | 0.76543 | 5 | 0.13809
22460 | 5.72 | 1 | 365 | 6.539 | 0.10804 | 6 | 0.64703
22391 | 3.64 | 1 | 365 | 4.1612 | 0.34148 | 4 | 0.50266
22465 | 10.2 | 1 | 365 | 11.6604 | 0.37448 | 12 | 0.034919
22382 | 6.24 | 1 | 365 | 7.1334 | 0.29968 | 7 | 0.43313
22472 | 11.18 | 1 | 365 | 12.7808 | 0.62027 | 13 | 0.40102
22542 | 5.865 | 1 | 365 | 6.7048 | 0.44033 | 7 | 0.14508
22471 | 9.36 | 1 | 365 | 10.7002 | 0.44953 | 11 | 0.14969
22480 | 6.72 | 1 | 365 | 7.6822 | 0.39966 | 8 | 0.081829
22478 | 8.58 | 1 | 365 | 9.8085 | 0.66207 | 10 | 0.47055
22551 | 6.76 | 1 | 365 | 7.7279 | 0.49132 | 8 | 0.21922
22577 | 7.28 | 1 | 365 | 8.3224 | 0.68296 | 9 | 0.0053149
22583 | 4.42 | 1 | 365 | 5.0529 | 0.12894 | 5 | 0.1818
22582 | 6.24 | 1 | 365 | 7.1334 | 0.29968 | 7 | 0.43313
22581 | 10.4 | 1 | 365 | 11.8891 | 0.83281 | 12 | 0.72188
22579 | 8.16 | 1 | 365 | 9.3283 | 0.69959 | 10 | 0.027935
5675 | 2.16 | 1 | 365 | 2.4693 | 0.94989 | 3 | 0.41916
22587 | 7.14 | 1 | 365 | 8.1623 | 0.36214 | 8 | 0.52444
22584 | 12.48 | 1 | 365 | 14.2669 | 0.59937 | 14 | 0.86625
22594 | 7.8 | 1 | 365 | 8.9168 | 0.8746 | 9 | 0.79141
22591 | 2.34 | 1 | 365 | 2.675 | 0.36238 | 3 | 0.037423
22592 | 6.76 | 1 | 365 | 7.7279 | 0.49132 | 8 | 0.21922
22601 | 5.2 | 1 | 365 | 5.9445 | 0.9164 | 6 | 0.86094
22595 | 5.865 | 1 | 365 | 6.7048 | 0.44033 | 7 | 0.14508
22599 | 11.96 | 1 | 365 | 13.6724 | 0.40773 | 14 | 0.08016
22598 | 6.5 | 1 | 365 | 7.4307 | 0.8955 | 8 | 0.32617
22597 | 7.02 | 1 | 365 | 8.0251 | 0.087144 | 8 | 0.11227
22602 | 5.04 | 1 | 365 | 5.7616 | 0.54974 | 6 | 0.31137
22607 | 5.2 | 1 | 365 | 5.9445 | 0.9164 | 6 | 0.86094
22618 | 8.06 | 1 | 365 | 9.214 | 0.47042 | 9 | 0.68446
21072 | 13.23 | 1 | 365 | 15.1243 | 0.31808 | 15 | 0.44235
22611 | 10.92 | 1 | 365 | 12.4835 | 0.024447 | 12 | 0.50797
22613 | 8.37 | 1 | 365 | 9.5684 | 0.18083 | 9 | 0.74924
22624 | 7.02 | 1 | 365 | 8.0251 | 0.087144 | 8 | 0.11227
22632 | 13 | 1 | 365 | 14.8613 | 0.79101 | 15 | 0.65235
22654 | 6.5 | 1 | 365 | 7.4307 | 0.8955 | 8 | 0.32617
22657 | 11.18 | 1 | 365 | 12.7808 | 0.62027 | 13 | 0.40102
22677 | 3.64 | 1 | 365 | 4.1612 | 0.34148 | 4 | 0.50266
22674 | 12.22 | 1 | 365 | 13.9697 | 0.0035475 | 13 | 0.97321
22672 | 7.54 | 1 | 365 | 8.6196 | 0.27878 | 8 | 0.89836
22685 | 6.24 | 1 | 365 | 7.1334 | 0.29968 | 7 | 0.43313
22683 | 6.24 | 1 | 365 | 7.1334 | 0.29968 | 7 | 0.43313
22706 | 6.47 | 1 | 365 | 7.3964 | 0.82676 | 8 | 0.22313
22688 | 6.24 | 1 | 365 | 7.1334 | 0.29968 | 7 | 0.43313
22710 | 6.725 | 1 | 365 | 7.6879 | 0.41112 | 8 | 0.099003
22686 | 4.68 | 1 | 365 | 5.3501 | 0.72476 | 6 | 0.074845
22682 | 9.62 | 1 | 365 | 10.9974 | 0.045346 | 11 | 0.042738
22716 | 6.725 | 1 | 365 | 7.6879 | 0.41112 | 8 | 0.099003
15810 | 44.6 | 0.9 | 365 | 45.8872 | 0.98547 | 46 | 0.87271
22727 | 10.215 | 1 | 365 | 11.6776 | 0.40886 | 12 | 0.086441
15813 | 77.7 | 0.9 | 365 | 79.9426 | 0.25271 | 80 | 0.19528
22733 | 10.215 | 1 | 365 | 11.6776 | 0.40886 | 12 | 0.086441
22744 | 8.59 | 1 | 365 | 9.8199 | 0.68498 | 10 | 0.5049
23443 | 8.5 | 1 | 365 | 9.717 | 0.47874 | 10 | 0.19577
23444 | 8.32 | 1 | 365 | 9.5113 | 0.066245 | 9 | 0.5775
23445 | 5.5 | 1 | 365 | 6.2875 | 0.60389 | 6 | 0.89138
23446 | 14.85 | 1 | 365 | 16.9762 | 0.030498 | 17 | 0.0067206
23447 | 6.5 | 1 | 365 | 7.4307 | 0.8955 | 8 | 0.32617
19837 | 6.25 | 1 | 365 | 7.1449 | 0.3226 | 7 | 0.46747
23451 | 5.67 | 1 | 365 | 6.4818 | 0.99346 | 7 | 0.47529
23455 | 3.92 | 1 | 365 | 4.4813 | 0.98313 | 5 | 0.4644
22193 | 12.75 | 1 | 365 | 14.5755 | 0.2181 | 14 | 0.79365
21080 | 3.12 | 1 | 365 | 3.5667 | 0.14984 | 3 | 0.71656
21208 | 5.98 | 1 | 365 | 6.8362 | 0.70386 | 7 | 0.54008
23461 | 6.6 | 1 | 365 | 7.545 | 0.12467 | 7 | 0.66965
23474 | 3.12 | 1 | 365 | 3.5667 | 0.14984 | 3 | 0.71656
23483 | 3.25 | 1 | 365 | 3.7153 | 0.44775 | 4 | 0.16309
23486 | 4.75 | 1 | 365 | 5.4301 | 0.88518 | 6 | 0.31528
23485 | 8.7 | 1 | 365 | 9.9457 | 0.93706 | 10 | 0.88273
23489 | 15.6 | 1 | 365 | 17.8336 | 0.74921 | 18 | 0.58282
23491 | 4.25 | 1 | 365 | 4.8585 | 0.73937 | 5 | 0.59788
23493 | 11.5 | 1 | 365 | 13.1466 | 0.35358 | 13 | 0.50015
23495 | 11.5 | 1 | 365 | 13.1466 | 0.35358 | 13 | 0.50015
23216 | 9.483 | 1 | 365 | 10.8408 | 0.73139 | 11 | 0.57217
23497 | 12.48 | 1 | 365 | 14.2669 | 0.59937 | 14 | 0.86625
23499 | 10.4 | 1 | 365 | 11.8891 | 0.83281 | 12 | 0.72188
23503 | 11.5 | 1 | 365 | 13.1466 | 0.35358 | 13 | 0.50015
23505 | 10.4 | 1 | 365 | 11.8891 | 0.83281 | 12 | 0.72188
23507 | 8.06 | 1 | 365 | 9.214 | 0.47042 | 9 | 0.68446
23509 | 10.5 | 1 | 365 | 12.0034 | 0.061968 | 12 | 0.065358
23511 | 6.24 | 1 | 365 | 7.1334 | 0.29968 | 7 | 0.43313
23513 | 3.675 | 1 | 365 | 4.2012 | 0.42169 | 4 | 0.62288
23520 | 12.48 | 1 | 365 | 14.2669 | 0.59937 | 14 | 0.86625
23522 | 8.84 | 1 | 365 | 10.1057 | 0.25789 | 10 | 0.3636
23396 | 6.6 | 1 | 365 | 7.545 | 0.12467 | 7 | 0.66965
23535 | 6.5 | 1 | 365 | 7.4307 | 0.8955 | 8 | 0.32617
23537 | 5 | 1 | 365 | 5.7159 | 0.45808 | 6 | 0.17398
23540 | 2.86 | 1 | 365 | 3.2695 | 0.55402 | 3 | 0.82352
23541 | 11.5 | 1 | 365 | 13.1466 | 0.35358 | 13 | 0.50015
23543 | 11 | 1 | 365 | 12.575 | 0.20778 | 12 | 0.78276
23544 | 5.75 | 1 | 365 | 6.5733 | 0.17679 | 6 | 0.75008
23545 | 4.75 | 1 | 365 | 5.4301 | 0.88518 | 6 | 0.31528
23546 | 7.5 | 1 | 365 | 8.5739 | 0.18712 | 8 | 0.76097
23547 | 7.75 | 1 | 365 | 8.8596 | 0.76002 | 9 | 0.61967
23548 | 8.16 | 1 | 365 | 9.3283 | 0.69959 | 10 | 0.027935
23550 | 6.125 | 1 | 365 | 7.002 | 0.036148 | 7 | 0.038126
23551 | 4.845 | 1 | 365 | 5.5387 | 0.10288 | 5 | 0.64159
23552 | 9.75 | 1 | 365 | 11.146 | 0.34326 | 11 | 0.48926
23553 | 7.8 | 1 | 365 | 8.9168 | 0.8746 | 9 | 0.79141
23555 | 9.88 | 1 | 365 | 11.2946 | 0.64117 | 11 | 0.93578
21965 | 12.48 | 1 | 365 | 14.2669 | 0.59937 | 14 | 0.86625
23561 | 9.1 | 1 | 365 | 10.4029 | 0.85371 | 11 | 0.25664
23601 | 4.845 | 1 | 365 | 5.5387 | 0.10288 | 5 | 0.64159
23598 | 4.5 | 1 | 365 | 5.1443 | 0.31227 | 5 | 0.45658
23602 | 4.335 | 1 | 365 | 4.9557 | 0.93416 | 5 | 0.88984
23604 | 3.64 | 1 | 365 | 4.1612 | 0.34148 | 4 | 0.50266
23612 | 11 | 1 | 365 | 12.575 | 0.20778 | 12 | 0.78276
23613 | 8.32 | 1 | 365 | 9.5113 | 0.066245 | 9 | 0.5775
22609 | 4.16 | 1 | 365 | 4.7556 | 0.53312 | 5 | 0.28875
23322 | 4.94 | 1 | 365 | 5.6473 | 0.32058 | 5 | 0.96789
23614 | 4.42 | 1 | 365 | 5.0529 | 0.12894 | 5 | 0.1818
23618 | 7.02 | 1 | 365 | 8.0251 | 0.087144 | 8 | 0.11227
23616 | 5.5 | 1 | 365 | 6.2875 | 0.60389 | 6 | 0.89138
23621 | 7.14 | 1 | 365 | 8.1623 | 0.36214 | 8 | 0.52444
23622 | 7.29 | 1 | 365 | 8.3338 | 0.70588 | 9 | 0.039663
23623 | 9.88 | 1 | 365 | 11.2946 | 0.64117 | 11 | 0.93578
23626 | 27.5 | 0.9 | 365 | 28.2937 | 0.7175 | 29 | 0.011201
23627 | 6.05 | 1 | 365 | 6.9162 | 0.86428 | 7 | 0.78052
23638 | 1.4 | 1 | 365 | 1.6005 | 0.20826 | 1 | 0.80871
23640 | 8.1 | 1 | 365 | 9.2598 | 0.56209 | 9 | 0.82185
23641 | 8.16 | 1 | 365 | 9.3283 | 0.69959 | 10 | 0.027935
23644 | 6.5 | 1 | 365 | 7.4307 | 0.8955 | 8 | 0.32617
23703 | 11.985 | 1 | 365 | 13.701 | 0.46502 | 14 | 0.16603
23710 | 5.7 | 1 | 365 | 6.5161 | 0.062211 | 6 | 0.57834
21214 | 3.38 | 1 | 365 | 3.8639 | 0.74566 | 4 | 0.60961
23711 | 4.68 | 1 | 365 | 5.3501 | 0.72476 | 6 | 0.074845
23731 | 4.905 | 1 | 365 | 5.6073 | 0.24038 | 5 | 0.84767
23739 | 9.69 | 1 | 365 | 11.0774 | 0.20576 | 11 | 0.28317
23735 | 8.82 | 1 | 365 | 10.0828 | 0.21205 | 10 | 0.2949
23746 | 7.35 | 1 | 365 | 8.4024 | 0.84338 | 9 | 0.24575
23747 | 4.94 | 1 | 365 | 5.6473 | 0.32058 | 5 | 0.96789
23748 | 11.5 | 1 | 365 | 13.1466 | 0.35358 | 13 | 0.50015
23750 | 10.8 | 1 | 365 | 12.3463 | 0.74945 | 13 | 0.095797
22358 | 9.24 | 1 | 365 | 10.563 | 0.17453 | 10 | 0.73752
23506 | 3.92 | 1 | 365 | 4.4813 | 0.98313 | 5 | 0.4644
23686 | 1.65 | 1 | 365 | 1.8862 | 0.78117 | 2 | 0.66741
23764 | 5.98 | 1 | 365 | 6.8362 | 0.70386 | 7 | 0.54008
23170 | 7.56 | 1 | 365 | 8.6424 | 0.32462 | 8 | 0.96706
22423 | 6.84 | 1 | 365 | 7.8194 | 0.67465 | 8 | 0.494
22424 | 28 | 0.9 | 365 | 28.8081 | 0.74872 | 29 | 0.55686
22427 | 7.245 | 1 | 365 | 8.2823 | 0.60276 | 8 | 0.8851
22428 | 5.232 | 1 | 365 | 5.9811 | 0.98973 | 6 | 0.97085
22439 | 6 | 1 | 365 | 6.8591 | 0.7497 | 7 | 0.60878
22440 | 7.84 | 1 | 365 | 8.9625 | 0.96627 | 9 | 0.9288
21294 | 3.64 | 1 | 365 | 4.1612 | 0.34148 | 4 | 0.50266
14274 | 10.71 | 1 | 365 | 12.2435 | 0.54321 | 12 | 0.78667
21238 | 4.08 | 1 | 365 | 4.6642 | 0.34979 | 5 | 0.013968
22447 | 6.867 | 1 | 365 | 7.8502 | 0.73653 | 8 | 0.58674
22452 | 4.725 | 1 | 365 | 5.4015 | 0.82789 | 6 | 0.22941
22454 | 6.44 | 1 | 365 | 7.3621 | 0.75801 | 8 | 0.12009
22464 | 4.5 | 1 | 365 | 5.1443 | 0.31227 | 5 | 0.45658
22469 | 6.075 | 1 | 365 | 6.9448 | 0.92157 | 7 | 0.86639
22477 | 5.886 | 1 | 365 | 6.7288 | 0.48845 | 7 | 0.21721
22481 | 9.24 | 1 | 365 | 10.563 | 0.17453 | 10 | 0.73752
22487 | 7.02 | 1 | 365 | 8.0251 | 0.087144 | 8 | 0.11227
22485 | 8.415 | 1 | 365 | 9.6199 | 0.28395 | 9 | 0.90381
22486 | 5.4 | 1 | 365 | 6.1732 | 0.37473 | 6 | 0.5479
22489 | 6.75 | 1 | 365 | 7.7165 | 0.46841 | 8 | 0.18487
22490 | 8.75 | 1 | 365 | 10.0028 | 0.05164 | 10 | 0.054465
22494 | 7.28 | 1 | 365 | 8.3224 | 0.68296 | 9 | 0.0053149
18517 | 8.415 | 1 | 365 | 9.6199 | 0.28395 | 9 | 0.90381
18502 | 8.58 | 1 | 365 | 9.8085 | 0.66207 | 10 | 0.47055
18548 | 4.68 | 1 | 365 | 5.3501 | 0.72476 | 6 | 0.074845
18505 | 7.02 | 1 | 365 | 8.0251 | 0.087144 | 8 | 0.11227
18549 | 3.9 | 1 | 365 | 4.4584 | 0.9373 | 5 | 0.3957
17529 | 11.25 | 1 | 365 | 12.8608 | 0.78068 | 13 | 0.64146
20229 | 9 | 1 | 365 | 10.2886 | 0.62454 | 10 | 0.91316
18175 | 3.9 | 1 | 365 | 4.4584 | 0.9373 | 5 | 0.3957
18432 | 10.66 | 1 | 365 | 12.1863 | 0.42863 | 12 | 0.61493
18602 | 10.4 | 1 | 365 | 11.8891 | 0.83281 | 12 | 0.72188
18599 | 3.9 | 1 | 365 | 4.4584 | 0.9373 | 5 | 0.3957
19435 | 10.71 | 1 | 365 | 12.2435 | 0.54321 | 12 | 0.78667
20215 | 4.94 | 1 | 365 | 5.6473 | 0.32058 | 5 | 0.96789
22474 | 5.232 | 1 | 365 | 5.9811 | 0.98973 | 6 | 0.97085
18551 | 5.2 | 1 | 365 | 5.9445 | 0.9164 | 6 | 0.86094
21212 | 5.61 | 1 | 365 | 6.4132 | 0.85597 | 7 | 0.26921
21219 | 4.335 | 1 | 365 | 4.9557 | 0.93416 | 5 | 0.88984
21472 | 6.76 | 1 | 365 | 7.7279 | 0.49132 | 8 | 0.21922
21276 | 3.64 | 1 | 365 | 4.1612 | 0.34148 | 4 | 0.50266
18552 | 4.94 | 1 | 365 | 5.6473 | 0.32058 | 5 | 0.96789
18553 | 6.24 | 1 | 365 | 7.1334 | 0.29968 | 7 | 0.43313
18554 | 3.315 | 1 | 365 | 3.7896 | 0.59671 | 4 | 0.38635
25672 | 5.04 | 1 | 365 | 5.7616 | 0.54974 | 6 | 0.31137
23344 | 8.84 | 1 | 365 | 10.1057 | 0.25789 | 10 | 0.3636
23350 | 5.98 | 1 | 365 | 6.8362 | 0.70386 | 7 | 0.54008
23352 | 7.28 | 1 | 365 | 8.3224 | 0.68296 | 9 | 0.0053149
23353 | 4.94 | 1 | 365 | 5.6473 | 0.32058 | 5 | 0.96789
23355 | 4.94 | 1 | 365 | 5.6473 | 0.32058 | 5 | 0.96789
23345 | 11.475 | 1 | 365 | 13.118 | 0.29629 | 13 | 0.41428
23359 | 4.675 | 1 | 365 | 5.3444 | 0.7133 | 6 | 0.057671
23360 | 8.84 | 1 | 365 | 10.1057 | 0.25789 | 10 | 0.3636
23362 | 9.25 | 1 | 365 | 10.5744 | 0.19745 | 10 | 0.77186
23364 | 12.22 | 1 | 365 | 13.9697 | 0.0035475 | 13 | 0.97321
23367 | 12.48 | 1 | 365 | 14.2669 | 0.59937 | 14 | 0.86625
23369 | 9.36 | 1 | 365 | 10.7002 | 0.44953 | 11 | 0.14969
23370 | 4.68 | 1 | 365 | 5.3501 | 0.72476 | 6 | 0.074845
23372 | 9.88 | 1 | 365 | 11.2946 | 0.64117 | 11 | 0.93578
23374 | 5.61 | 1 | 365 | 6.4132 | 0.85597 | 7 | 0.26921
23366 | 8.1 | 1 | 365 | 9.2598 | 0.56209 | 9 | 0.82185
23377 | 7 | 1 | 365 | 8.0023 | 0.041312 | 8 | 0.043572
23378 | 8.16 | 1 | 365 | 9.3283 | 0.69959 | 10 | 0.027935
18573 | 5 | 1 | 365 | 5.7159 | 0.45808 | 6 | 0.17398
23382 | 4.95 | 1 | 365 | 5.6587 | 0.3435 | 6 | 0.0022402
18581 | 3.64 | 1 | 365 | 4.1612 | 0.34148 | 4 | 0.50266
23381 | 8.75 | 1 | 365 | 10.0028 | 0.05164 | 10 | 0.054465
23383 | 7.25 | 1 | 365 | 8.2881 | 0.61422 | 8 | 0.90227
23386 | 10.71 | 1 | 365 | 12.2435 | 0.54321 | 12 | 0.78667
23389 | 9.36 | 1 | 365 | 10.7002 | 0.44953 | 11 | 0.14969
18586 | 8.32 | 1 | 365 | 9.5113 | 0.066245 | 9 | 0.5775
23392 | 5.61 | 1 | 365 | 6.4132 | 0.85597 | 7 | 0.26921
18587 | 5.355 | 1 | 365 | 6.1217 | 0.2716 | 6 | 0.39333
23400 | 11.27 | 1 | 365 | 12.8836 | 0.82651 | 13 | 0.71015
23399 | 7.8 | 1 | 365 | 8.9168 | 0.8746 | 9 | 0.79141
18588 | 6.24 | 1 | 365 | 7.1334 | 0.29968 | 7 | 0.43313
23401 | 9.18 | 1 | 365 | 10.4944 | 0.037035 | 10 | 0.53143
18589 | 7.02 | 1 | 365 | 8.0251 | 0.087144 | 8 | 0.11227
18607 | 8.32 | 1 | 365 | 9.5113 | 0.066245 | 9 | 0.5775
18609 | 6.76 | 1 | 365 | 7.7279 | 0.49132 | 8 | 0.21922
21718 | 7.905 | 1 | 365 | 9.0368 | 0.11522 | 9 | 0.15206
23403 | 9 | 1 | 365 | 10.2886 | 0.62454 | 10 | 0.91316
18645 | 7.8 | 1 | 365 | 8.9168 | 0.8746 | 9 | 0.79141
23409 | 4.94 | 1 | 365 | 5.6473 | 0.32058 | 5 | 0.96789
18205 | 8.54 | 1 | 365 | 9.7628 | 0.5704 | 10 | 0.33316
23411 | 7.54 | 1 | 365 | 8.6196 | 0.27878 | 8 | 0.89836
23413 | 3.85 | 1 | 365 | 4.4012 | 0.82272 | 5 | 0.22396
23414 | 5.72 | 1 | 365 | 6.539 | 0.10804 | 6 | 0.64703
23412 | 8.84 | 1 | 365 | 10.1057 | 0.25789 | 10 | 0.3636
23417 | 11.18 | 1 | 365 | 12.7808 | 0.62027 | 13 | 0.40102
23376 | 4.335 | 1 | 365 | 4.9557 | 0.93416 | 5 | 0.88984
23424 | 6.24 | 1 | 365 | 7.1334 | 0.29968 | 7 | 0.43313
23426 | 11 | 1 | 365 | 12.575 | 0.20778 | 12 | 0.78276
23427 | 9.945 | 1 | 365 | 11.3689 | 0.79012 | 12 | 0.15905
23428 | 9.88 | 1 | 365 | 11.2946 | 0.64117 | 11 | 0.93578
23430 | 4.94 | 1 | 365 | 5.6473 | 0.32058 | 5 | 0.96789
23433 | 7 | 1 | 365 | 8.0023 | 0.041312 | 8 | 0.043572
23434 | 4.68 | 1 | 365 | 5.3501 | 0.72476 | 6 | 0.074845
23435 | 9.88 | 1 | 365 | 11.2946 | 0.64117 | 11 | 0.93578
23437 | 17.25 | 1 | 365 | 19.7199 | 0.53038 | 20 | 0.25023
23438 | 10.065 | 1 | 365 | 11.5061 | 0.065115 | 11 | 0.57122
23440 | 5.72 | 1 | 365 | 6.539 | 0.10804 | 6 | 0.64703
23441 | 8.06 | 1 | 365 | 9.214 | 0.47042 | 9 | 0.68446
23442 | 7.65 | 1 | 365 | 8.7453 | 0.53086 | 9 | 0.27619
23120 | 6.12 | 1 | 365 | 6.9963 | 0.02469 | 7 | 0.020952
23121 | 3.85 | 1 | 365 | 4.4012 | 0.82272 | 5 | 0.22396
23124 | 3.57 | 1 | 365 | 4.0812 | 0.18107 | 4 | 0.26222
23129 | 10.455 | 1 | 365 | 11.9519 | 0.95885 | 12 | 0.91079
23137 | 5.6 | 1 | 365 | 6.4018 | 0.83305 | 7 | 0.23486
23138 | 9.38 | 1 | 365 | 10.723 | 0.49536 | 11 | 0.21839
23147 | 7.28 | 1 | 365 | 8.3224 | 0.68296 | 9 | 0.0053149
23148 | 8.525 | 1 | 365 | 9.7456 | 0.53603 | 10 | 0.28164
16263 | 9.69 | 1 | 365 | 11.0774 | 0.20576 | 11 | 0.28317
18688 | 7.8 | 1 | 365 | 8.9168 | 0.8746 | 9 | 0.79141
23156 | 4.125 | 1 | 365 | 4.7156 | 0.45292 | 5 | 0.16853
22933 | 5.1 | 1 | 365 | 5.8302 | 0.68724 | 6 | 0.51746
22096 | 7.395 | 1 | 365 | 8.4538 | 0.9465 | 9 | 0.40032
23158 | 8 | 1 | 365 | 9.1454 | 0.33293 | 9 | 0.47837
23159 | 5.72 | 1 | 365 | 6.539 | 0.10804 | 6 | 0.64703
23161 | 4.5 | 1 | 365 | 5.1443 | 0.31227 | 5 | 0.45658
23162 | 5.72 | 1 | 365 | 6.539 | 0.10804 | 6 | 0.64703
23169 | 8.502 | 1 | 365 | 9.7193 | 0.48332 | 10 | 0.20264
23172 | 4.845 | 1 | 365 | 5.5387 | 0.10288 | 5 | 0.64159
23174 | 8.54 | 1 | 365 | 9.7628 | 0.5704 | 10 | 0.33316
23176 | 11.7 | 1 | 365 | 13.3752 | 0.81191 | 14 | 0.18711
23179 | 8.25 | 1 | 365 | 9.4312 | 0.90583 | 10 | 0.33707
23180 | 8.16 | 1 | 365 | 9.3283 | 0.69959 | 10 | 0.027935
23182 | 3.6 | 1 | 365 | 4.1154 | 0.24982 | 4 | 0.36527
23181 | 6.24 | 1 | 365 | 7.1334 | 0.29968 | 7 | 0.43313
23164 | 11.25 | 1 | 365 | 12.8608 | 0.78068 | 13 | 0.64146
23186 | 8.58 | 1 | 365 | 9.8085 | 0.66207 | 10 | 0.47055
23189 | 5.5 | 1 | 365 | 6.2875 | 0.60389 | 6 | 0.89138
23192 | 9.88 | 1 | 365 | 11.2946 | 0.64117 | 11 | 0.93578
23194 | 5 | 1 | 365 | 5.7159 | 0.45808 | 6 | 0.17398
23197 | 4.68 | 1 | 365 | 5.3501 | 0.72476 | 6 | 0.074845
23199 | 5.75 | 1 | 365 | 6.5733 | 0.17679 | 6 | 0.75008
23200 | 6 | 1 | 365 | 6.8591 | 0.7497 | 7 | 0.60878
23203 | 5.75 | 1 | 365 | 6.5733 | 0.17679 | 6 | 0.75008
23205 | 5.5 | 1 | 365 | 6.2875 | 0.60389 | 6 | 0.89138
23207 | 8.58 | 1 | 365 | 9.8085 | 0.66207 | 10 | 0.47055
23209 | 7.8 | 1 | 365 | 8.9168 | 0.8746 | 9 | 0.79141
23211 | 7.02 | 1 | 365 | 8.0251 | 0.087144 | 8 | 0.11227
23214 | 5.75 | 1 | 365 | 6.5733 | 0.17679 | 6 | 0.75008
23215 | 7.28 | 1 | 365 | 8.3224 | 0.68296 | 9 | 0.0053149
23218 | 7.28 | 1 | 365 | 8.3224 | 0.68296 | 9 | 0.0053149
23219 | 4.25 | 1 | 365 | 4.8585 | 0.73937 | 5 | 0.59788
22349 | 6.76 | 1 | 365 | 7.7279 | 0.49132 | 8 | 0.21922
19331 | 8.84 | 1 | 365 | 10.1057 | 0.25789 | 10 | 0.3636
21541 | 6.76 | 1 | 365 | 7.7279 | 0.49132 | 8 | 0.21922
19353 | 7.02 | 1 | 365 | 8.0251 | 0.087144 | 8 | 0.11227
22559 | 10.8 | 1 | 365 | 12.3463 | 0.74945 | 13 | 0.095797
22708 | 6.27 | 1 | 365 | 7.1677 | 0.36843 | 7 | 0.53617
22709 | 8.55 | 1 | 365 | 9.7742 | 0.59332 | 10 | 0.36751
22711 | 11.97 | 1 | 365 | 13.6839 | 0.43064 | 14 | 0.11451
22715 | 9.156 | 1 | 365 | 10.467 | 0.98204 | 11 | 0.44899
22713 | 4.8 | 1 | 365 | 5.4873 | 0.99976 | 6 | 0.48702
22717 | 6.44 | 1 | 365 | 7.3621 | 0.75801 | 8 | 0.12009
22725 | 10.36 | 1 | 365 | 11.8433 | 0.74114 | 12 | 0.58449
22724 | 9.72 | 1 | 365 | 11.1117 | 0.27451 | 11 | 0.38622
22726 | 5.4 | 1 | 365 | 6.1732 | 0.37473 | 6 | 0.5479
22728 | 8.64 | 1 | 365 | 9.8771 | 0.79956 | 10 | 0.67664
22729 | 14.7 | 1 | 365 | 16.8047 | 0.68676 | 17 | 0.4915
22731 | 8.55 | 1 | 365 | 9.7742 | 0.59332 | 10 | 0.36751
22734 | 13.44 | 1 | 365 | 15.3643 | 0.79932 | 16 | 0.16366
22736 | 3.42 | 1 | 365 | 3.9097 | 0.83733 | 4 | 0.747
22738 | 8.829 | 1 | 365 | 10.0931 | 0.23268 | 10 | 0.32581
22740 | 6.05 | 1 | 365 | 6.9162 | 0.86428 | 7 | 0.78052
22747 | 19.62 | 1 | 365 | 22.4292 | 0.96151 | 23 | 0.3907
22754 | 4.56 | 1 | 365 | 5.2129 | 0.44977 | 5 | 0.66267
22759 | 5 | 1 | 365 | 5.7159 | 0.45808 | 6 | 0.17398
22763 | 19.84 | 1 | 365 | 22.6807 | 0.46566 | 23 | 0.14635
22771 | 9.25 | 1 | 365 | 10.5744 | 0.19745 | 10 | 0.77186
22773 | 7.54 | 1 | 365 | 8.6196 | 0.27878 | 8 | 0.89836
22777 | 5 | 1 | 365 | 5.7159 | 0.45808 | 6 | 0.17398
22779 | 7.8 | 1 | 365 | 8.9168 | 0.8746 | 9 | 0.79141
22780 | 7 | 1 | 365 | 8.0023 | 0.041312 | 8 | 0.043572
22785 | 11.44 | 1 | 365 | 13.078 | 0.21609 | 13 | 0.29407
22784 | 3.315 | 1 | 365 | 3.7896 | 0.59671 | 4 | 0.38635
22788 | 3.06 | 1 | 365 | 3.4981 | 0.012345 | 3 | 0.51048
22791 | 10.08 | 1 | 365 | 11.5233 | 0.099489 | 11 | 0.62274
22789 | 10.8 | 1 | 365 | 12.3463 | 0.74945 | 13 | 0.095797
22792 | 5.13 | 1 | 365 | 5.8645 | 0.75599 | 6 | 0.6205
22794 | 3.9 | 1 | 365 | 4.4584 | 0.9373 | 5 | 0.3957
22796 | 6 | 1 | 365 | 6.8591 | 0.7497 | 7 | 0.60878
15821 | 385 | 0.9 | 365 | 396.1119 | 0.044944 | 396 | 0.15681
20461 | 7.84 | 1 | 365 | 8.9625 | 0.96627 | 9 | 0.9288
17394 | 9.18 | 1 | 365 | 10.4944 | 0.037035 | 10 | 0.53143
22806 | 7.625 | 1 | 365 | 8.7167 | 0.47357 | 9 | 0.19032
22751 | 6.76 | 1 | 365 | 7.7279 | 0.49132 | 8 | 0.21922
22750 | 9.1 | 1 | 365 | 10.4029 | 0.85371 | 11 | 0.25664
22749 | 3.12 | 1 | 365 | 3.5667 | 0.14984 | 3 | 0.71656
22760 | 2.34 | 1 | 365 | 2.675 | 0.36238 | 3 | 0.037423
22761 | 2.34 | 1 | 365 | 2.675 | 0.36238 | 3 | 0.037423
22757 | 10.14 | 1 | 365 | 11.5918 | 0.23699 | 11 | 0.82883
22756 | 4.94 | 1 | 365 | 5.6473 | 0.32058 | 5 | 0.96789
22767 | 11.18 | 1 | 365 | 12.7808 | 0.62027 | 13 | 0.40102
22768 | 7.14 | 1 | 365 | 8.1623 | 0.36214 | 8 | 0.52444
22765 | 7.02 | 1 | 365 | 8.0251 | 0.087144 | 8 | 0.11227
23558 | 9.1 | 1 | 365 | 10.4029 | 0.85371 | 11 | 0.25664
23059 | 5.5 | 1 | 365 | 6.2875 | 0.60389 | 6 | 0.89138
23072 | 6.885 | 1 | 365 | 7.8708 | 0.77778 | 8 | 0.64857
22857 | 7.14 | 1 | 365 | 8.1623 | 0.36214 | 8 | 0.52444
23125 | 5.1 | 1 | 365 | 5.8302 | 0.68724 | 6 | 0.51746
22855 | 7.2 | 1 | 365 | 8.2309 | 0.49964 | 8 | 0.73053
22283 | 26.88 | 0.9 | 365 | 27.6558 | 0.43877 | 28 | 0.094585
15499 | 6.24 | 1 | 365 | 7.1334 | 0.29968 | 7 | 0.43313
22468 | 4.845 | 1 | 365 | 5.5387 | 0.10288 | 5 | 0.64159
22479 | 7.8 | 1 | 365 | 8.9168 | 0.8746 | 9 | 0.79141
10207 | 26 | 0.9 | 365 | 26.7504 | 0.62381 | 27 | 0.37423
23101 | 15.86 | 1 | 365 | 18.1308 | 0.34503 | 18 | 0.47586
23295 | 6 | 1 | 365 | 6.8591 | 0.7497 | 7 | 0.60878
23300 | 10.215 | 1 | 365 | 11.6776 | 0.40886 | 12 | 0.086441
23306 | 5.545 | 1 | 365 | 6.3389 | 0.70701 | 7 | 0.045944
23305 | 6.24 | 1 | 365 | 7.1334 | 0.29968 | 7 | 0.43313
23317 | 4.94 | 1 | 365 | 5.6473 | 0.32058 | 5 | 0.96789
23320 | 4.08 | 1 | 365 | 4.6642 | 0.34979 | 5 | 0.013968
23323 | 10.2 | 1 | 365 | 11.6604 | 0.37448 | 12 | 0.034919
23316 | 5.61 | 1 | 365 | 6.4132 | 0.85597 | 7 | 0.26921
23325 | 9.35 | 1 | 365 | 10.6887 | 0.42661 | 11 | 0.11534
23328 | 11.96 | 1 | 365 | 13.6724 | 0.40773 | 14 | 0.08016
23330 | 4.42 | 1 | 365 | 5.0529 | 0.12894 | 5 | 0.1818
23331 | 2.08 | 1 | 365 | 2.3778 | 0.76656 | 3 | 0.14438
23327 | 5.98 | 1 | 365 | 6.8362 | 0.70386 | 7 | 0.54008
23332 | 9.62 | 1 | 365 | 10.9974 | 0.045346 | 11 | 0.042738
21767 | 7.65 | 1 | 365 | 8.7453 | 0.53086 | 9 | 0.27619
21898 | 5.75 | 1 | 365 | 6.5733 | 0.17679 | 6 | 0.75008
15975 | 11.96 | 1 | 365 | 13.6724 | 0.40773 | 14 | 0.08016
21930 | 5.98 | 1 | 365 | 6.8362 | 0.70386 | 7 | 0.54008
16383 | 10.71 | 1 | 365 | 12.2435 | 0.54321 | 12 | 0.78667
21440 | 9.69 | 1 | 365 | 11.0774 | 0.20576 | 11 | 0.28317
21434 | 3.825 | 1 | 365 | 4.3727 | 0.76543 | 5 | 0.13809
23333 | 4.845 | 1 | 365 | 5.5387 | 0.10288 | 5 | 0.64159
23343 | 5.545 | 1 | 365 | 6.3389 | 0.70701 | 7 | 0.045944
19057 | 5.1 | 1 | 365 | 5.8302 | 0.68724 | 6 | 0.51746
17823 | 9.36 | 1 | 365 | 10.7002 | 0.44953 | 11 | 0.14969
17808 | 5.1 | 1 | 365 | 5.8302 | 0.68724 | 6 | 0.51746
15885 | 5.1 | 1 | 365 | 5.8302 | 0.68724 | 6 | 0.51746
22018 | 12.42 | 1 | 365 | 14.1983 | 0.46187 | 14 | 0.66017
19462 | 57.46 | 0.9 | 365 | 59.1184 | 0.50863 | 59 | 0.62704
21575 | 9.3 | 1 | 365 | 10.6316 | 0.31203 | 10 | 0.9436
22235 | 4.75 | 1 | 365 | 5.4301 | 0.88518 | 6 | 0.31528
22302 | 2.86 | 1 | 365 | 3.2695 | 0.55402 | 3 | 0.82352
19510 | 2.08 | 1 | 365 | 2.3778 | 0.76656 | 3 | 0.14438
22968 | 8.84 | 1 | 365 | 10.1057 | 0.25789 | 10 | 0.3636
19693 | 10.92 | 1 | 365 | 12.4835 | 0.024447 | 12 | 0.50797
19506 | 8.12 | 1 | 365 | 9.2826 | 0.60792 | 9 | 0.89054
4664 | 106.08 | 0.9 | 365 | 109.1417 | 0.78516 | 109 | 0.92684
8353 | 223.16 | 0.9 | 365 | 229.6008 | 0.25732 | 229 | 0.85817
22970 | 10.53 | 1 | 365 | 12.0377 | 0.13072 | 12 | 0.1684
20136 | 8.58 | 1 | 365 | 9.8085 | 0.66207 | 10 | 0.47055
22971 | 9.435 | 1 | 365 | 10.7859 | 0.6214 | 11 | 0.4073
22973 | 14.388 | 1 | 365 | 16.4481 | 0.97177 | 17 | 0.41984
22974 | 6.21 | 1 | 365 | 7.0991 | 0.23094 | 7 | 0.33008
22976 | 8.32 | 1 | 365 | 9.5113 | 0.066245 | 9 | 0.5775
22977 | 8.28 | 1 | 365 | 9.4655 | 0.97458 | 10 | 0.44011
22978 | 7.65 | 1 | 365 | 8.7453 | 0.53086 | 9 | 0.27619
19836 | 3.315 | 1 | 365 | 3.7896 | 0.59671 | 4 | 0.38635
19746 | 3.975 | 1 | 365 | 4.5441 | 0.10917 | 4 | 0.65331
21083 | 8.925 | 1 | 365 | 10.2029 | 0.45267 | 10 | 0.65555
21084 | 11.22 | 1 | 365 | 12.8265 | 0.71193 | 13 | 0.53841
21157 | 7.15 | 1 | 365 | 8.1737 | 0.38505 | 8 | 0.55879
19822 | 5 | 1 | 365 | 5.7159 | 0.45808 | 6 | 0.17398
22979 | 8.1 | 1 | 365 | 9.2598 | 0.56209 | 9 | 0.82185
21410 | 6.9 | 1 | 365 | 7.8879 | 0.81215 | 8 | 0.70009
22980 | 9.99 | 1 | 365 | 11.4204 | 0.89324 | 12 | 0.31361
22981 | 9.81 | 1 | 365 | 11.2146 | 0.48075 | 11 | 0.69535
21422 | 9.18 | 1 | 365 | 10.4944 | 0.037035 | 10 | 0.53143
18476 | 7.28 | 1 | 365 | 8.3224 | 0.68296 | 9 | 0.0053149
22982 | 24.15 | 1 | 365 | 27.6078 | 0.34253 | 27 | 0.95032
18486 | 10.4 | 1 | 365 | 11.8891 | 0.83281 | 12 | 0.72188
18509 | 5.98 | 1 | 365 | 6.8362 | 0.70386 | 7 | 0.54008
18518 | 4.16 | 1 | 365 | 4.7556 | 0.53312 | 5 | 0.28875
18525 | 3.38 | 1 | 365 | 3.8639 | 0.74566 | 4 | 0.60961
18528 | 18.2 | 1 | 365 | 20.8059 | 0.70741 | 21 | 0.51329
18533 | 8.84 | 1 | 365 | 10.1057 | 0.25789 | 10 | 0.3636
18536 | 3.38 | 1 | 365 | 3.8639 | 0.74566 | 4 | 0.60961
18540 | 8.58 | 1 | 365 | 9.8085 | 0.66207 | 10 | 0.47055
19554 | 78.96 | 0.9 | 365 | 81.2389 | 0.8514 | 82 | 0.090343
24121 | 5.4 | 1 | 365 | 6.1732 | 0.37473 | 6 | 0.5479
24123 | 5.415 | 1 | 365 | 6.1903 | 0.4091 | 6 | 0.59942
24124 | 8.37 | 1 | 365 | 9.5684 | 0.18083 | 9 | 0.74924
24126 | 4.68 | 1 | 365 | 5.3501 | 0.72476 | 6 | 0.074845
24127 | 9.81 | 1 | 365 | 11.2146 | 0.48075 | 11 | 0.69535
14223 | 13.734 | 1 | 365 | 15.7004 | 0.47305 | 16 | 0.17349
24128 | 5.61 | 1 | 365 | 6.4132 | 0.85597 | 7 | 0.26921
24129 | 5.232 | 1 | 365 | 5.9811 | 0.98973 | 6 | 0.97085
24130 | 7.935 | 1 | 365 | 9.0711 | 0.18397 | 9 | 0.25511
24131 | 6.72 | 1 | 365 | 7.6822 | 0.39966 | 8 | 0.081829
24132 | 5.72 | 1 | 365 | 6.539 | 0.10804 | 6 | 0.64703
24133 | 3.12 | 1 | 365 | 3.5667 | 0.14984 | 3 | 0.71656
24134 | 3.12 | 1 | 365 | 3.5667 | 0.14984 | 3 | 0.71656
24135 | 3.64 | 1 | 365 | 4.1612 | 0.34148 | 4 | 0.50266
23995 | 7.8 | 1 | 365 | 8.9168 | 0.8746 | 9 | 0.79141
24136 | 5.72 | 1 | 365 | 6.539 | 0.10804 | 6 | 0.64703
24138 | 5.355 | 1 | 365 | 6.1217 | 0.2716 | 6 | 0.39333
22985 | 5.72 | 1 | 365 | 6.539 | 0.10804 | 6 | 0.64703
24142 | 5.355 | 1 | 365 | 6.1217 | 0.2716 | 6 | 0.39333
22986 | 7.5 | 1 | 365 | 8.5739 | 0.18712 | 8 | 0.76097
24144 | 7.2 | 1 | 365 | 8.2309 | 0.49964 | 8 | 0.73053
22989 | 4.905 | 1 | 365 | 5.6073 | 0.24038 | 5 | 0.84767
24146 | 5.7 | 1 | 365 | 6.5161 | 0.062211 | 6 | 0.57834
22992 | 4.125 | 1 | 365 | 4.7156 | 0.45292 | 5 | 0.16853
24150 | 6.375 | 1 | 365 | 7.2878 | 0.60905 | 7 | 0.89682
24152 | 8.84 | 1 | 365 | 10.1057 | 0.25789 | 10 | 0.3636
24154 | 6.12 | 1 | 365 | 6.9963 | 0.02469 | 7 | 0.020952
24155 | 5.46 | 1 | 365 | 6.2418 | 0.51222 | 6 | 0.75399
24157 | 5.4 | 1 | 365 | 6.1732 | 0.37473 | 6 | 0.5479
22995 | 2.75 | 1 | 365 | 3.1437 | 0.30194 | 3 | 0.44569
24160 | 7.65 | 1 | 365 | 8.7453 | 0.53086 | 9 | 0.27619
22996 | 9.52 | 1 | 365 | 10.8831 | 0.81618 | 11 | 0.69926
23009 | 10.71 | 1 | 365 | 12.2435 | 0.54321 | 12 | 0.78667
23012 | 4.59 | 1 | 365 | 5.2472 | 0.51852 | 5 | 0.76571
24162 | 4.94 | 1 | 365 | 5.6473 | 0.32058 | 5 | 0.96789
24165 | 6.76 | 1 | 365 | 7.7279 | 0.49132 | 8 | 0.21922
24147 | 8.68 | 1 | 365 | 9.9228 | 0.89123 | 10 | 0.81403
24172 | 5.4 | 1 | 365 | 6.1732 | 0.37473 | 6 | 0.5479
24175 | 4.69 | 1 | 365 | 5.3615 | 0.74768 | 6 | 0.10919
24177 | 7.8 | 1 | 365 | 8.9168 | 0.8746 | 9 | 0.79141
23756 | 5.61 | 1 | 365 | 6.4132 | 0.85597 | 7 | 0.26921
23657 | 3.12 | 1 | 365 | 3.5667 | 0.14984 | 3 | 0.71656
22403 | 2.7 | 1 | 365 | 3.0866 | 0.18736 | 3 | 0.27395
24182 | 5.232 | 1 | 365 | 5.9811 | 0.98973 | 6 | 0.97085
24183 | 9.1 | 1 | 365 | 10.4029 | 0.85371 | 11 | 0.25664
24184 | 3.64 | 1 | 365 | 4.1612 | 0.34148 | 4 | 0.50266
24186 | 6.72 | 1 | 365 | 7.6822 | 0.39966 | 8 | 0.081829
24191 | 15.5 | 1 | 365 | 17.7193 | 0.52005 | 18 | 0.23934
24193 | 5.98 | 1 | 365 | 6.8362 | 0.70386 | 7 | 0.54008
24195 | 6.12 | 1 | 365 | 6.9963 | 0.02469 | 7 | 0.020952
17011 | 9.36 | 1 | 365 | 10.7002 | 0.44953 | 11 | 0.14969
24198 | 8.4 | 1 | 365 | 9.6027 | 0.24957 | 9 | 0.85229
24201 | 3.825 | 1 | 365 | 4.3727 | 0.76543 | 5 | 0.13809
24204 | 5.46 | 1 | 365 | 6.2418 | 0.51222 | 6 | 0.75399
24206 | 8.06 | 1 | 365 | 9.214 | 0.47042 | 9 | 0.68446
24207 | 5.98 | 1 | 365 | 6.8362 | 0.70386 | 7 | 0.54008
24209 | 5.4 | 1 | 365 | 6.1732 | 0.37473 | 6 | 0.5479
24211 | 3.12 | 1 | 365 | 3.5667 | 0.14984 | 3 | 0.71656
24213 | 7.8 | 1 | 365 | 8.9168 | 0.8746 | 9 | 0.79141
24215 | 6.5 | 1 | 365 | 7.4307 | 0.8955 | 8 | 0.32617
24216 | 6.54 | 1 | 365 | 7.4764 | 0.98717 | 8 | 0.46357
24217 | 3.705 | 1 | 365 | 4.2355 | 0.49044 | 4 | 0.72592
24218 | 8.4 | 1 | 365 | 9.6027 | 0.24957 | 9 | 0.85229
24219 | 3.825 | 1 | 365 | 4.3727 | 0.76543 | 5 | 0.13809
24224 | 4.68 | 1 | 365 | 5.3501 | 0.72476 | 6 | 0.074845
24228 | 3.64 | 1 | 365 | 4.1612 | 0.34148 | 4 | 0.50266
24226 | 5.72 | 1 | 365 | 6.539 | 0.10804 | 6 | 0.64703
24229 | 5.2 | 1 | 365 | 5.9445 | 0.9164 | 6 | 0.86094
24232 | 7.8 | 1 | 365 | 8.9168 | 0.8746 | 9 | 0.79141
24234 | 4.8 | 1 | 365 | 5.4873 | 0.99976 | 6 | 0.48702
24236 | 7.14 | 1 | 365 | 8.1623 | 0.36214 | 8 | 0.52444
24237 | 3.06 | 1 | 365 | 3.4981 | 0.012345 | 3 | 0.51048
22381 | 7.68 | 1 | 365 | 8.7796 | 0.59961 | 9 | 0.37923
24240 | 7.14 | 1 | 365 | 8.1623 | 0.36214 | 8 | 0.52444
24244 | 4.94 | 1 | 365 | 5.6473 | 0.32058 | 5 | 0.96789
24241 | 5.355 | 1 | 365 | 6.1217 | 0.2716 | 6 | 0.39333
19090 | 5.1 | 1 | 365 | 5.8302 | 0.68724 | 6 | 0.51746
18913 | 8.67 | 1 | 365 | 9.9114 | 0.86831 | 10 | 0.77968
18907 | 5.72 | 1 | 365 | 6.539 | 0.10804 | 6 | 0.64703
20236 | 6.6 | 1 | 365 | 7.545 | 0.12467 | 7 | 0.66965
20740 | 8.8 | 1 | 365 | 10.06 | 0.16622 | 10 | 0.2262
21582 | 5.98 | 1 | 365 | 6.8362 | 0.70386 | 7 | 0.54008
18298 | 5.72 | 1 | 365 | 6.539 | 0.10804 | 6 | 0.64703
19511 | 7.8 | 1 | 365 | 8.9168 | 0.8746 | 9 | 0.79141
20049 | 7.56 | 1 | 365 | 8.6424 | 0.32462 | 8 | 0.96706
23014 | 5.61 | 1 | 365 | 6.4132 | 0.85597 | 7 | 0.26921
23016 | 3.3 | 1 | 365 | 3.7725 | 0.56233 | 4 | 0.33483
23024 | 5.5 | 1 | 365 | 6.2875 | 0.60389 | 6 | 0.89138
23027 | 4.845 | 1 | 365 | 5.5387 | 0.10288 | 5 | 0.64159
21652 | 7.28 | 1 | 365 | 8.3224 | 0.68296 | 9 | 0.0053149
23931 | 6.44 | 1 | 365 | 7.3621 | 0.75801 | 8 | 0.12009
22612 | 4.27 | 1 | 365 | 4.8814 | 0.7852 | 5 | 0.66658
23938 | 12.42 | 1 | 365 | 14.1983 | 0.46187 | 14 | 0.66017
23944 | 5.4 | 1 | 365 | 6.1732 | 0.37473 | 6 | 0.5479
23949 | 4.48 | 1 | 365 | 5.1214 | 0.26644 | 5 | 0.38789
23953 | 3.6 | 1 | 365 | 4.1154 | 0.24982 | 4 | 0.36527
23956 | 5.13 | 1 | 365 | 5.8645 | 0.75599 | 6 | 0.6205
23960 | 6.375 | 1 | 365 | 7.2878 | 0.60905 | 7 | 0.89682
23961 | 6.76 | 1 | 365 | 7.7279 | 0.49132 | 8 | 0.21922
23982 | 5.775 | 1 | 365 | 6.6019 | 0.23408 | 6 | 0.83595
23999 | 6 | 1 | 365 | 6.8591 | 0.7497 | 7 | 0.60878
24001 | 8.4 | 1 | 365 | 9.6027 | 0.24957 | 9 | 0.85229
24002 | 10.464 | 1 | 365 | 11.9622 | 0.97947 | 12 | 0.94171
24003 | 5.72 | 1 | 365 | 6.539 | 0.10804 | 6 | 0.64703
24004 | 19.32 | 1 | 365 | 22.0862 | 0.27402 | 22 | 0.36026
24005 | 8.64 | 1 | 365 | 9.8771 | 0.79956 | 10 | 0.67664
24022 | 5.98 | 1 | 365 | 6.8362 | 0.70386 | 7 | 0.54008
23986 | 6.867 | 1 | 365 | 7.8502 | 0.73653 | 8 | 0.58674
24040 | 6.12 | 1 | 365 | 6.9963 | 0.02469 | 7 | 0.020952
24043 | 3.12 | 1 | 365 | 3.5667 | 0.14984 | 3 | 0.71656
23902 | 3.38 | 1 | 365 | 3.8639 | 0.74566 | 4 | 0.60961
16015 | 6.375 | 1 | 365 | 7.2878 | 0.60905 | 7 | 0.89682
24045 | 10.53 | 1 | 365 | 12.0377 | 0.13072 | 12 | 0.1684
24047 | 5.7 | 1 | 365 | 6.5161 | 0.062211 | 6 | 0.57834
24048 | 7.54 | 1 | 365 | 8.6196 | 0.27878 | 8 | 0.89836
24051 | 5.32 | 1 | 365 | 6.0817 | 0.1914 | 6 | 0.27311
24053 | 7.28 | 1 | 365 | 8.3224 | 0.68296 | 9 | 0.0053149
24054 | 8.32 | 1 | 365 | 9.5113 | 0.066245 | 9 | 0.5775
24069 | 3.85 | 1 | 365 | 4.4012 | 0.82272 | 5 | 0.22396
24071 | 11 | 1 | 365 | 12.575 | 0.20778 | 12 | 0.78276
23757 | 3.9 | 1 | 365 | 4.4584 | 0.9373 | 5 | 0.3957
23755 | 6.375 | 1 | 365 | 7.2878 | 0.60905 | 7 | 0.89682
23753 | 6.12 | 1 | 365 | 6.9963 | 0.02469 | 7 | 0.020952
23026 | 3.92 | 1 | 365 | 4.4813 | 0.98313 | 5 | 0.4644
23763 | 11.59 | 1 | 365 | 13.2495 | 0.55983 | 13 | 0.80929
23030 | 9.945 | 1 | 365 | 11.3689 | 0.79012 | 12 | 0.15905
23032 | 14.025 | 1 | 365 | 16.0331 | 0.13991 | 16 | 0.17301
23762 | 10.2 | 1 | 365 | 11.6604 | 0.37448 | 12 | 0.034919
23033 | 14.56 | 1 | 365 | 16.6447 | 0.36593 | 17 | 0.01063
23761 | 5.1 | 1 | 365 | 5.8302 | 0.68724 | 6 | 0.51746
23038 | 4.59 | 1 | 365 | 5.2472 | 0.51852 | 5 | 0.76571
24084 | 6.76 | 1 | 365 | 7.7279 | 0.49132 | 8 | 0.21922
23913 | 6 | 1 | 365 | 6.8591 | 0.7497 | 7 | 0.60878
24085 | 4.2 | 1 | 365 | 4.8014 | 0.62479 | 5 | 0.42614
24086 | 6.16 | 1 | 365 | 7.042 | 0.11635 | 7 | 0.15834
24092 | 7.56 | 1 | 365 | 8.6424 | 0.32462 | 8 | 0.96706
24095 | 3.75 | 1 | 365 | 4.2869 | 0.59356 | 4 | 0.88049
24111 | 5.5 | 1 | 365 | 6.2875 | 0.60389 | 6 | 0.89138
24113 | 10.2 | 1 | 365 | 11.6604 | 0.37448 | 12 | 0.034919
24120 | 7.14 | 1 | 365 | 8.1623 | 0.36214 | 8 | 0.52444
23039 | 4.59 | 1 | 365 | 5.2472 | 0.51852 | 5 | 0.76571
23050 | 7.395 | 1 | 365 | 8.4538 | 0.9465 | 9 | 0.40032
23053 | 6.375 | 1 | 365 | 7.2878 | 0.60905 | 7 | 0.89682
23055 | 6.875 | 1 | 365 | 7.8594 | 0.75486 | 8 | 0.61422
23056 | 7.975 | 1 | 365 | 9.1169 | 0.27564 | 9 | 0.3925
23065 | 11.475 | 1 | 365 | 13.118 | 0.29629 | 13 | 0.41428
23066 | 11.825 | 1 | 365 | 13.5181 | 0.098359 | 13 | 0.61646
23075 | 5.1 | 1 | 365 | 5.8302 | 0.68724 | 6 | 0.51746
23088 | 5.32 | 1 | 365 | 6.0817 | 0.1914 | 6 | 0.27311
23087 | 11.985 | 1 | 365 | 13.701 | 0.46502 | 14 | 0.16603
23058 | 2.86 | 1 | 365 | 3.2695 | 0.55402 | 3 | 0.82352
19898 | 8.32 | 1 | 365 | 9.5113 | 0.066245 | 9 | 0.5775
23090 | 11.55 | 1 | 365 | 13.2037 | 0.46816 | 13 | 0.67189
15696 | 3.06 | 1 | 365 | 3.4981 | 0.012345 | 3 | 0.51048
23093 | 10.2 | 1 | 365 | 11.6604 | 0.37448 | 12 | 0.034919
23096 | 7.65 | 1 | 365 | 8.7453 | 0.53086 | 9 | 0.27619
23765 | 9.1 | 1 | 365 | 10.4029 | 0.85371 | 11 | 0.25664
23110 | 7.28 | 1 | 365 | 8.3224 | 0.68296 | 9 | 0.0053149
23119 | 4.08 | 1 | 365 | 4.6642 | 0.34979 | 5 | 0.013968
23766 | 4.42 | 1 | 365 | 5.0529 | 0.12894 | 5 | 0.1818
23767 | 7.02 | 1 | 365 | 8.0251 | 0.087144 | 8 | 0.11227
23768 | 6.5 | 1 | 365 | 7.4307 | 0.8955 | 8 | 0.32617
23769 | 9.99 | 1 | 365 | 11.4204 | 0.89324 | 12 | 0.31361
23783 | 15.95 | 1 | 365 | 18.2337 | 0.55128 | 18 | 0.785
23787 | 4.75 | 1 | 365 | 5.4301 | 0.88518 | 6 | 0.31528
23781 | 6.325 | 1 | 365 | 7.2306 | 0.49447 | 7 | 0.72508
23806 | 11.75 | 1 | 365 | 13.4324 | 0.92649 | 14 | 0.35885
24369 | 4.94 | 1 | 365 | 5.6473 | 0.32058 | 5 | 0.96789
23813 | 9.5 | 1 | 365 | 10.8602 | 0.77035 | 11 | 0.63056
23816 | 3.57 | 1 | 365 | 4.0812 | 0.18107 | 4 | 0.26222
23820 | 4.25 | 1 | 365 | 4.8585 | 0.73937 | 5 | 0.59788
23822 | 7.5 | 1 | 365 | 8.5739 | 0.18712 | 8 | 0.76097
23826 | 3 | 1 | 365 | 3.4295 | 0.87485 | 4 | 0.30439
23829 | 4.68 | 1 | 365 | 5.3501 | 0.72476 | 6 | 0.074845
23838 | 6.25 | 1 | 365 | 7.1449 | 0.3226 | 7 | 0.46747
23840 | 3.99 | 1 | 365 | 4.5613 | 0.14355 | 4 | 0.70484
23839 | 3.3 | 1 | 365 | 3.7725 | 0.56233 | 4 | 0.33483
23846 | 4.5 | 1 | 365 | 5.1443 | 0.31227 | 5 | 0.45658
23854 | 7 | 1 | 365 | 8.0023 | 0.041312 | 8 | 0.043572
23856 | 9.72 | 1 | 365 | 11.1117 | 0.27451 | 11 | 0.38622
23859 | 5.1 | 1 | 365 | 5.8302 | 0.68724 | 6 | 0.51746
23860 | 3 | 1 | 365 | 3.4295 | 0.87485 | 4 | 0.30439
23863 | 13.16 | 1 | 365 | 15.0442 | 0.15767 | 15 | 0.20192
23865 | 7.65 | 1 | 365 | 8.7453 | 0.53086 | 9 | 0.27619
23866 | 5.2 | 1 | 365 | 5.9445 | 0.9164 | 6 | 0.86094
23882 | 3.12 | 1 | 365 | 3.5667 | 0.14984 | 3 | 0.71656
23887 | 8.415 | 1 | 365 | 9.6199 | 0.28395 | 9 | 0.90381
23889 | 5.355 | 1 | 365 | 6.1217 | 0.2716 | 6 | 0.39333
23893 | 8.925 | 1 | 365 | 10.2029 | 0.45267 | 10 | 0.65555
18838 | 8.32 | 1 | 365 | 9.5113 | 0.066245 | 9 | 0.5775
18836 | 5.46 | 1 | 365 | 6.2418 | 0.51222 | 6 | 0.75399
19334 | 4.68 | 1 | 365 | 5.3501 | 0.72476 | 6 | 0.074845
23895 | 7.28 | 1 | 365 | 8.3224 | 0.68296 | 9 | 0.0053149
23901 | 4.2 | 1 | 365 | 4.8014 | 0.62479 | 5 | 0.42614
23903 | 6.24 | 1 | 365 | 7.1334 | 0.29968 | 7 | 0.43313
23904 | 4.5 | 1 | 365 | 5.1443 | 0.31227 | 5 | 0.45658
23906 | 6.76 | 1 | 365 | 7.7279 | 0.49132 | 8 | 0.21922
23907 | 4.08 | 1 | 365 | 4.6642 | 0.34979 | 5 | 0.013968
23909 | 4.68 | 1 | 365 | 5.3501 | 0.72476 | 6 | 0.074845
23911 | 6.84 | 1 | 365 | 7.8194 | 0.67465 | 8 | 0.494
23914 | 7.84 | 1 | 365 | 8.9625 | 0.96627 | 9 | 0.9288
16101 | 504.165 | 0.8 | 365 | 461.0811 | 0.28206 | 461 | 0.36314
20915 | 12 | 1 | 365 | 13.7182 | 0.49939 | 14 | 0.21755
21180 | 9.625 | 1 | 365 | 11.0031 | 0.056804 | 11 | 0.059912
21211 | 81.6 | 0.9 | 365 | 83.9551 | 0.29628 | 84 | 0.25142
21244 | 10.2 | 1 | 365 | 11.6604 | 0.37448 | 12 | 0.034919
21397 | 9.62 | 1 | 365 | 10.9974 | 0.045346 | 11 | 0.042738
21032 | 12.4 | 1 | 365 | 14.1754 | 0.41604 | 14 | 0.59147
21936 | 5.775 | 1 | 365 | 6.6019 | 0.23408 | 6 | 0.83595
21922 | 10 | 1 | 365 | 11.4318 | 0.91616 | 12 | 0.34796
21091 | 11 | 1 | 365 | 12.575 | 0.20778 | 12 | 0.78276
22282 | 7.14 | 1 | 365 | 8.1623 | 0.36214 | 8 | 0.52444
22350 | 6.6 | 1 | 365 | 7.545 | 0.12467 | 7 | 0.66965
22703 | 6.75 | 1 | 365 | 7.7165 | 0.46841 | 8 | 0.18487
18522 | 5.94 | 1 | 365 | 6.7905 | 0.6122 | 7 | 0.40269
22840 | 2.85 | 1 | 365 | 3.2581 | 0.53111 | 3 | 0.78917
22969 | 10.45 | 1 | 365 | 11.9462 | 0.94739 | 12 | 0.89362
23538 | 6.05 | 1 | 365 | 6.9162 | 0.86428 | 7 | 0.78052
23533 | 5.5 | 1 | 365 | 6.2875 | 0.60389 | 6 | 0.89138
23692 | 3.24 | 1 | 365 | 3.7039 | 0.42484 | 4 | 0.12874
24125 | 16.225 | 1 | 365 | 18.5481 | 0.18147 | 18 | 0.72957
21063 | 11.44 | 1 | 365 | 13.078 | 0.21609 | 13 | 0.29407
23888 | 9 | 1 | 365 | 10.2886 | 0.62454 | 10 | 0.91316
23891 | 9 | 1 | 365 | 10.2886 | 0.62454 | 10 | 0.91316
23423 | 6.5 | 1 | 365 | 7.4307 | 0.8955 | 8 | 0.32617
20549 | 12.375 | 1 | 365 | 14.1469 | 0.35875 | 14 | 0.5056
19602 | 8.84 | 1 | 365 | 10.1057 | 0.25789 | 10 | 0.3636
21296 | 3.675 | 1 | 365 | 4.2012 | 0.42169 | 4 | 0.62288
15131 | 2.805 | 1 | 365 | 3.2066 | 0.42798 | 3 | 0.6346
21426 | 5.28 | 1 | 365 | 6.036 | 0.099732 | 6 | 0.13572
21774 | 8.8 | 1 | 365 | 10.06 | 0.16622 | 10 | 0.2262
22121 | 5.04 | 1 | 365 | 5.7616 | 0.54974 | 6 | 0.31137
22236 | 5.2 | 1 | 365 | 5.9445 | 0.9164 | 6 | 0.86094
22511 | 3.9 | 1 | 365 | 4.4584 | 0.9373 | 5 | 0.3957
22837 | 6.3 | 1 | 365 | 7.202 | 0.43718 | 7 | 0.63921
23141 | 6.63 | 1 | 365 | 7.5793 | 0.19341 | 7 | 0.7727
22752 | 5.46 | 1 | 365 | 6.2418 | 0.51222 | 6 | 0.75399
16685 | 4.2 | 1 | 365 | 4.8014 | 0.62479 | 5 | 0.42614
17775 | 7.6 | 1 | 365 | 8.6882 | 0.41628 | 9 | 0.10445
18833 | 3.9 | 1 | 365 | 4.4584 | 0.9373 | 5 | 0.3957
19628 | 5.2 | 1 | 365 | 5.9445 | 0.9164 | 6 | 0.86094
22041 | 5.94 | 1 | 365 | 6.7905 | 0.6122 | 7 | 0.40269
22522 | 7.56 | 1 | 365 | 8.6424 | 0.32462 | 8 | 0.96706
22540 | 6.48 | 1 | 365 | 7.4078 | 0.84967 | 8 | 0.25748
23326 | 10.83 | 1 | 365 | 12.3806 | 0.8182 | 13 | 0.19884
17291 | 23.8 | 1 | 365 | 27.2077 | 0.54046 | 27 | 0.74814
20854 | 5.98 | 1 | 365 | 6.8362 | 0.70386 | 7 | 0.54008
20856 | 8.16 | 1 | 365 | 9.3283 | 0.69959 | 10 | 0.027935
20858 | 4.94 | 1 | 365 | 5.6473 | 0.32058 | 5 | 0.96789
22960 | 6.5 | 1 | 365 | 7.4307 | 0.8955 | 8 | 0.32617
20860 | 5.72 | 1 | 365 | 6.539 | 0.10804 | 6 | 0.64703
20863 | 2.6 | 1 | 365 | 2.9723 | 0.9582 | 3 | 0.93047
20864 | 6.24 | 1 | 365 | 7.1334 | 0.29968 | 7 | 0.43313
20865 | 9.1 | 1 | 365 | 10.4029 | 0.85371 | 11 | 0.25664
20866 | 6.72 | 1 | 365 | 7.6822 | 0.39966 | 8 | 0.081829
20871 | 5.2 | 1 | 365 | 5.9445 | 0.9164 | 6 | 0.86094
20890 | 6.24 | 1 | 365 | 7.1334 | 0.29968 | 7 | 0.43313
20882 | 11.96 | 1 | 365 | 13.6724 | 0.40773 | 14 | 0.08016
20872 | 7.28 | 1 | 365 | 8.3224 | 0.68296 | 9 | 0.0053149
20876 | 4.16 | 1 | 365 | 4.7556 | 0.53312 | 5 | 0.28875
22645 | 6.47 | 1 | 365 | 7.3964 | 0.82676 | 8 | 0.22313
22649 | 10.57 | 1 | 365 | 12.0834 | 0.22238 | 12 | 0.30579
22660 | 4.47 | 1 | 365 | 5.11 | 0.24352 | 5 | 0.35354
22661 | 10.215 | 1 | 365 | 11.6776 | 0.40886 | 12 | 0.086441
22664 | 6.725 | 1 | 365 | 7.6879 | 0.41112 | 8 | 0.099003
22667 | 5.47 | 1 | 365 | 6.2532 | 0.53514 | 6 | 0.78833
22775 | 7.96 | 1 | 365 | 9.0997 | 0.24126 | 9 | 0.34098
22781 | 8.47 | 1 | 365 | 9.6827 | 0.40999 | 10 | 0.092722
22783 | 10.215 | 1 | 365 | 11.6776 | 0.40886 | 12 | 0.086441
22815 | 5.215 | 1 | 365 | 5.9617 | 0.95078 | 6 | 0.91246
22824 | 5.215 | 1 | 365 | 5.9617 | 0.95078 | 6 | 0.91246
22826 | 7.47 | 1 | 365 | 8.5396 | 0.11837 | 8 | 0.65793
22827 | 5.98 | 1 | 365 | 6.8362 | 0.70386 | 7 | 0.54008
22828 | 10.215 | 1 | 365 | 11.6776 | 0.40886 | 12 | 0.086441
22833 | 5.725 | 1 | 365 | 6.5447 | 0.1195 | 6 | 0.66421
22863 | 6.725 | 1 | 365 | 7.6879 | 0.41112 | 8 | 0.099003
22864 | 6.725 | 1 | 365 | 7.6879 | 0.41112 | 8 | 0.099003
22865 | 4.295 | 1 | 365 | 4.91 | 0.84249 | 5 | 0.75245
22866 | 7.96 | 1 | 365 | 9.0997 | 0.24126 | 9 | 0.34098
22870 | 6.215 | 1 | 365 | 7.1049 | 0.24239 | 7 | 0.34726
22871 | 3.725 | 1 | 365 | 4.2583 | 0.53627 | 4 | 0.79462
22872 | 10.215 | 1 | 365 | 11.6776 | 0.40886 | 12 | 0.086441
22878 | 6.725 | 1 | 365 | 7.6879 | 0.41112 | 8 | 0.099003
22880 | 5.98 | 1 | 365 | 6.8362 | 0.70386 | 7 | 0.54008
22585 | 12.48 | 1 | 365 | 14.2669 | 0.59937 | 14 | 0.86625
22758 | 11.96 | 1 | 365 | 13.6724 | 0.40773 | 14 | 0.08016
22666 | 4.235 | 1 | 365 | 4.8414 | 0.70499 | 5 | 0.54636
14268 | 14.025 | 1 | 365 | 16.0331 | 0.13991 | 16 | 0.17301
20043 | 7.54 | 1 | 365 | 8.6196 | 0.27878 | 8 | 0.89836
20501 | 5.72 | 1 | 365 | 6.539 | 0.10804 | 6 | 0.64703
19744 | 8.58 | 1 | 365 | 9.8085 | 0.66207 | 10 | 0.47055
20495 | 6.76 | 1 | 365 | 7.7279 | 0.49132 | 8 | 0.21922
20547 | 6.76 | 1 | 365 | 7.7279 | 0.49132 | 8 | 0.21922
20548 | 5.46 | 1 | 365 | 6.2418 | 0.51222 | 6 | 0.75399
19974 | 5.72 | 1 | 365 | 6.539 | 0.10804 | 6 | 0.64703
18653 | 7.848 | 1 | 365 | 8.9717 | 0.9846 | 9 | 0.95628
20861 | 4.68 | 1 | 365 | 5.3501 | 0.72476 | 6 | 0.074845
22842 | 6.84 | 1 | 365 | 7.8194 | 0.67465 | 8 | 0.494
19946 | 7.54 | 1 | 365 | 8.6196 | 0.27878 | 8 | 0.89836
23780 | 5.7 | 1 | 365 | 6.5161 | 0.062211 | 6 | 0.57834
19856 | 6.5 | 1 | 365 | 7.4307 | 0.8955 | 8 | 0.32617
23845 | 5.4 | 1 | 365 | 6.1732 | 0.37473 | 6 | 0.5479
23918 | 5.4 | 1 | 365 | 6.1732 | 0.37473 | 6 | 0.5479
19987 | 12.22 | 1 | 365 | 13.9697 | 0.0035475 | 13 | 0.97321
19811 | 10.75 | 1 | 365 | 12.2892 | 0.63487 | 12 | 0.92406
20595 | 5.72 | 1 | 365 | 6.539 | 0.10804 | 6 | 0.64703
20661 | 6.76 | 1 | 365 | 7.7279 | 0.49132 | 8 | 0.21922
20654 | 4.42 | 1 | 365 | 5.0529 | 0.12894 | 5 | 0.1818
20649 | 3.9 | 1 | 365 | 4.4584 | 0.9373 | 5 | 0.3957
16957 | 4.68 | 1 | 365 | 5.3501 | 0.72476 | 6 | 0.074845
17299 | 3.9 | 1 | 365 | 4.4584 | 0.9373 | 5 | 0.3957
20516 | 8.32 | 1 | 365 | 9.5113 | 0.066245 | 9 | 0.5775
20505 | 7.28 | 1 | 365 | 8.3224 | 0.68296 | 9 | 0.0053149
20499 | 4.94 | 1 | 365 | 5.6473 | 0.32058 | 5 | 0.96789
20485 | 8.32 | 1 | 365 | 9.5113 | 0.066245 | 9 | 0.5775
16782 | 7 | 1 | 365 | 8.0023 | 0.041312 | 8 | 0.043572
17411 | 4.68 | 1 | 365 | 5.3501 | 0.72476 | 6 | 0.074845
17425 | 8.84 | 1 | 365 | 10.1057 | 0.25789 | 10 | 0.3636
16796 | 4.68 | 1 | 365 | 5.3501 | 0.72476 | 6 | 0.074845
16768 | 3 | 1 | 365 | 3.4295 | 0.87485 | 4 | 0.30439
16620 | 7.28 | 1 | 365 | 8.3224 | 0.68296 | 9 | 0.0053149
16176 | 2.5 | 1 | 365 | 2.858 | 0.72904 | 3 | 0.58699
19884 | 6.5 | 1 | 365 | 7.4307 | 0.8955 | 8 | 0.32617
21826 | 9.075 | 1 | 365 | 10.3744 | 0.79642 | 11 | 0.17077
23811 | 6.5 | 1 | 365 | 7.4307 | 0.8955 | 8 | 0.32617
15861 | 6.76 | 1 | 365 | 7.7279 | 0.49132 | 8 | 0.21922
20637 | 7.8 | 1 | 365 | 8.9168 | 0.8746 | 9 | 0.79141
20632 | 7.28 | 1 | 365 | 8.3224 | 0.68296 | 9 | 0.0053149
20631 | 5.72 | 1 | 365 | 6.539 | 0.10804 | 6 | 0.64703
20440 | 7.8 | 1 | 365 | 8.9168 | 0.8746 | 9 | 0.79141
20436 | 8.84 | 1 | 365 | 10.1057 | 0.25789 | 10 | 0.3636
17561 | 8.84 | 1 | 365 | 10.1057 | 0.25789 | 10 | 0.3636
17960 | 6.75 | 1 | 365 | 7.7165 | 0.46841 | 8 | 0.18487
17696 | 7.8 | 1 | 365 | 8.9168 | 0.8746 | 9 | 0.79141
17491 | 7.905 | 1 | 365 | 9.0368 | 0.11522 | 9 | 0.15206
17552 | 7.8 | 1 | 365 | 8.9168 | 0.8746 | 9 | 0.79141
17605 | 10.66 | 1 | 365 | 12.1863 | 0.42863 | 12 | 0.61493
17560 | 7.65 | 1 | 365 | 8.7453 | 0.53086 | 9 | 0.27619
17646 | 5.46 | 1 | 365 | 6.2418 | 0.51222 | 6 | 0.75399
17649 | 5.2 | 1 | 365 | 5.9445 | 0.9164 | 6 | 0.86094
17710 | 6.5 | 1 | 365 | 7.4307 | 0.8955 | 8 | 0.32617
17745 | 8.32 | 1 | 365 | 9.5113 | 0.066245 | 9 | 0.5775
20717 | 6.24 | 1 | 365 | 7.1334 | 0.29968 | 7 | 0.43313
20720 | 10.4 | 1 | 365 | 11.8891 | 0.83281 | 12 | 0.72188
17000 | 5.2 | 1 | 365 | 5.9445 | 0.9164 | 6 | 0.86094
17776 | 7.28 | 1 | 365 | 8.3224 | 0.68296 | 9 | 0.0053149
16794 | 8.25 | 1 | 365 | 9.4312 | 0.90583 | 10 | 0.33707
17835 | 8.415 | 1 | 365 | 9.6199 | 0.28395 | 9 | 0.90381
19989 | 6.76 | 1 | 365 | 7.7279 | 0.49132 | 8 | 0.21922
19983 | 2.86 | 1 | 365 | 3.2695 | 0.55402 | 3 | 0.82352
16686 | 3.64 | 1 | 365 | 4.1612 | 0.34148 | 4 | 0.50266
16871 | 12.25 | 1 | 365 | 14.004 | 0.072296 | 14 | 0.076251
18383 | 6.24 | 1 | 365 | 7.1334 | 0.29968 | 7 | 0.43313
18445 | 4.16 | 1 | 365 | 4.7556 | 0.53312 | 5 | 0.28875
18567 | 4.68 | 1 | 365 | 5.3501 | 0.72476 | 6 | 0.074845
17897 | 9.36 | 1 | 365 | 10.7002 | 0.44953 | 11 | 0.14969
18295 | 7.8 | 1 | 365 | 8.9168 | 0.8746 | 9 | 0.79141
17645 | 9.1 | 1 | 365 | 10.4029 | 0.85371 | 11 | 0.25664
18392 | 7.28 | 1 | 365 | 8.3224 | 0.68296 | 9 | 0.0053149
16775 | 7.8 | 1 | 365 | 8.9168 | 0.8746 | 9 | 0.79141
18712 | 8.06 | 1 | 365 | 9.214 | 0.47042 | 9 | 0.68446
18795 | 8.84 | 1 | 365 | 10.1057 | 0.25789 | 10 | 0.3636
17949 | 6.76 | 1 | 365 | 7.7279 | 0.49132 | 8 | 0.21922
17943 | 8.32 | 1 | 365 | 9.5113 | 0.066245 | 9 | 0.5775
18564 | 6.24 | 1 | 365 | 7.1334 | 0.29968 | 7 | 0.43313
17612 | 8.32 | 1 | 365 | 9.5113 | 0.066245 | 9 | 0.5775
17627 | 6.24 | 1 | 365 | 7.1334 | 0.29968 | 7 | 0.43313
19514 | 12.22 | 1 | 365 | 13.9697 | 0.0035475 | 13 | 0.97321
19533 | 11.96 | 1 | 365 | 13.6724 | 0.40773 | 14 | 0.08016
19560 | 9.62 | 1 | 365 | 10.9974 | 0.045346 | 11 | 0.042738
19681 | 9.1 | 1 | 365 | 10.4029 | 0.85371 | 11 | 0.25664
19568 | 4.68 | 1 | 365 | 5.3501 | 0.72476 | 6 | 0.074845
19683 | 4.68 | 1 | 365 | 5.3501 | 0.72476 | 6 | 0.074845
19751 | 11.44 | 1 | 365 | 13.078 | 0.21609 | 13 | 0.29407
19777 | 6.24 | 1 | 365 | 7.1334 | 0.29968 | 7 | 0.43313
19798 | 3.9 | 1 | 365 | 4.4584 | 0.9373 | 5 | 0.3957
19804 | 7.28 | 1 | 365 | 8.3224 | 0.68296 | 9 | 0.0053149
19808 | 6.24 | 1 | 365 | 7.1334 | 0.29968 | 7 | 0.43313
19839 | 5.98 | 1 | 365 | 6.8362 | 0.70386 | 7 | 0.54008
19851 | 7.8 | 1 | 365 | 8.9168 | 0.8746 | 9 | 0.79141
19862 | 9.62 | 1 | 365 | 10.9974 | 0.045346 | 11 | 0.042738
19676 | 9.36 | 1 | 365 | 10.7002 | 0.44953 | 11 | 0.14969
19680 | 5.98 | 1 | 365 | 6.8362 | 0.70386 | 7 | 0.54008
19980 | 6.24 | 1 | 365 | 7.1334 | 0.29968 | 7 | 0.43313
19991 | 8.32 | 1 | 365 | 9.5113 | 0.066245 | 9 | 0.5775
20009 | 8.84 | 1 | 365 | 10.1057 | 0.25789 | 10 | 0.3636
20014 | 12.74 | 1 | 365 | 14.5641 | 0.19519 | 14 | 0.7593
19529 | 5.2 | 1 | 365 | 5.9445 | 0.9164 | 6 | 0.86094
19918 | 7.8 | 1 | 365 | 8.9168 | 0.8746 | 9 | 0.79141
19936 | 12.74 | 1 | 365 | 14.5641 | 0.19519 | 14 | 0.7593
19952 | 6.24 | 1 | 365 | 7.1334 | 0.29968 | 7 | 0.43313
19558 | 17.94 | 1 | 365 | 20.5086 | 0.11159 | 20 | 0.62024
19565 | 4.94 | 1 | 365 | 5.6473 | 0.32058 | 5 | 0.96789
19562 | 4.68 | 1 | 365 | 5.3501 | 0.72476 | 6 | 0.074845
19566 | 5.98 | 1 | 365 | 6.8362 | 0.70386 | 7 | 0.54008
19959 | 6.5 | 1 | 365 | 7.4307 | 0.8955 | 8 | 0.32617
19973 | 10.14 | 1 | 365 | 11.5918 | 0.23699 | 11 | 0.82883
19749 | 4.42 | 1 | 365 | 5.0529 | 0.12894 | 5 | 0.1818
19786 | 3.9 | 1 | 365 | 4.4584 | 0.9373 | 5 | 0.3957
19859 | 3.38 | 1 | 365 | 3.8639 | 0.74566 | 4 | 0.60961
19995 | 4.16 | 1 | 365 | 4.7556 | 0.53312 | 5 | 0.28875
20026 | 6.5 | 1 | 365 | 7.4307 | 0.8955 | 8 | 0.32617
20033 | 11.7 | 1 | 365 | 13.3752 | 0.81191 | 14 | 0.18711
20037 | 9.62 | 1 | 365 | 10.9974 | 0.045346 | 11 | 0.042738
20023 | 5.2 | 1 | 365 | 5.9445 | 0.9164 | 6 | 0.86094
20030 | 9.36 | 1 | 365 | 10.7002 | 0.44953 | 11 | 0.14969
19519 | 10.14 | 1 | 365 | 11.5918 | 0.23699 | 11 | 0.82883
20403 | 11.73 | 1 | 365 | 13.4095 | 0.88066 | 14 | 0.29016
19905 | 7.8 | 1 | 365 | 8.9168 | 0.8746 | 9 | 0.79141
20286 | 5.72 | 1 | 365 | 6.539 | 0.10804 | 6 | 0.64703
19942 | 7.28 | 1 | 365 | 8.3224 | 0.68296 | 9 | 0.0053149
19948 | 11.7 | 1 | 365 | 13.3752 | 0.81191 | 14 | 0.18711
20409 | 8.32 | 1 | 365 | 9.5113 | 0.066245 | 9 | 0.5775
17713 | 4.42 | 1 | 365 | 5.0529 | 0.12894 | 5 | 0.1818
14119 | 6.76 | 1 | 365 | 7.7279 | 0.49132 | 8 | 0.21922
16905 | 9.18 | 1 | 365 | 10.4944 | 0.037035 | 10 | 0.53143
17070 | 5.2 | 1 | 365 | 5.9445 | 0.9164 | 6 | 0.86094
17484 | 3.9 | 1 | 365 | 4.4584 | 0.9373 | 5 | 0.3957
17508 | 7.8 | 1 | 365 | 8.9168 | 0.8746 | 9 | 0.79141
17625 | 13.26 | 1 | 365 | 15.1586 | 0.38683 | 15 | 0.54539
18709 | 13.26 | 1 | 365 | 15.1586 | 0.38683 | 15 | 0.54539
18705 | 6.5 | 1 | 365 | 7.4307 | 0.8955 | 8 | 0.32617
18696 | 6.24 | 1 | 365 | 7.1334 | 0.29968 | 7 | 0.43313
18635 | 3.9 | 1 | 365 | 4.4584 | 0.9373 | 5 | 0.3957
18633 | 9.75 | 1 | 365 | 11.146 | 0.34326 | 11 | 0.48926
18631 | 4.42 | 1 | 365 | 5.0529 | 0.12894 | 5 | 0.1818
20774 | 6.5 | 1 | 365 | 7.4307 | 0.8955 | 8 | 0.32617
18622 | 8.58 | 1 | 365 | 9.8085 | 0.66207 | 10 | 0.47055
18594 | 5.5 | 1 | 365 | 6.2875 | 0.60389 | 6 | 0.89138
22629 | 5.5 | 1 | 365 | 6.2875 | 0.60389 | 6 | 0.89138
20787 | 10.92 | 1 | 365 | 12.4835 | 0.024447 | 12 | 0.50797
20066 | 13.52 | 1 | 365 | 15.4558 | 0.98265 | 16 | 0.43844
18593 | 6.75 | 1 | 365 | 7.7165 | 0.46841 | 8 | 0.18487
18579 | 5.46 | 1 | 365 | 6.2418 | 0.51222 | 6 | 0.75399
17619 | 6.24 | 1 | 365 | 7.1334 | 0.29968 | 7 | 0.43313
18565 | 4.68 | 1 | 365 | 5.3501 | 0.72476 | 6 | 0.074845
18463 | 5.46 | 1 | 365 | 6.2418 | 0.51222 | 6 | 0.75399
17650 | 5.46 | 1 | 365 | 6.2418 | 0.51222 | 6 | 0.75399
17779 | 11.44 | 1 | 365 | 13.078 | 0.21609 | 13 | 0.29407
17755 | 9.88 | 1 | 365 | 11.2946 | 0.64117 | 11 | 0.93578
17902 | 8.06 | 1 | 365 | 9.214 | 0.47042 | 9 | 0.68446
18082 | 8.32 | 1 | 365 | 9.5113 | 0.066245 | 9 | 0.5775
18134 | 6.5 | 1 | 365 | 7.4307 | 0.8955 | 8 | 0.32617
18137 | 7.54 | 1 | 365 | 8.6196 | 0.27878 | 8 | 0.89836
18300 | 10.66 | 1 | 365 | 12.1863 | 0.42863 | 12 | 0.61493
18303 | 8.06 | 1 | 365 | 9.214 | 0.47042 | 9 | 0.68446
18380 | 8.06 | 1 | 365 | 9.214 | 0.47042 | 9 | 0.68446
18447 | 11.96 | 1 | 365 | 13.6724 | 0.40773 | 14 | 0.08016
20575 | 7.8 | 1 | 365 | 8.9168 | 0.8746 | 9 | 0.79141
20600 | 7.28 | 1 | 365 | 8.3224 | 0.68296 | 9 | 0.0053149
20613 | 10.66 | 1 | 365 | 12.1863 | 0.42863 | 12 | 0.61493
20607 | 5.2 | 1 | 365 | 5.9445 | 0.9164 | 6 | 0.86094
20725 | 7.02 | 1 | 365 | 8.0251 | 0.087144 | 8 | 0.11227
20634 | 8.32 | 1 | 365 | 9.5113 | 0.066245 | 9 | 0.5775
20884 | 13.52 | 1 | 365 | 15.4558 | 0.98265 | 16 | 0.43844
20917 | 8.06 | 1 | 365 | 9.214 | 0.47042 | 9 | 0.68446
20953 | 8.32 | 1 | 365 | 9.5113 | 0.066245 | 9 | 0.5775
21026 | 9.1 | 1 | 365 | 10.4029 | 0.85371 | 11 | 0.25664
21039 | 9.1 | 1 | 365 | 10.4029 | 0.85371 | 11 | 0.25664
21046 | 4.68 | 1 | 365 | 5.3501 | 0.72476 | 6 | 0.074845
21153 | 8.32 | 1 | 365 | 9.5113 | 0.066245 | 9 | 0.5775
21144 | 7.54 | 1 | 365 | 8.6196 | 0.27878 | 8 | 0.89836
21156 | 4.42 | 1 | 365 | 5.0529 | 0.12894 | 5 | 0.1818
21205 | 9.36 | 1 | 365 | 10.7002 | 0.44953 | 11 | 0.14969
21348 | 2.805 | 1 | 365 | 3.2066 | 0.42798 | 3 | 0.6346
19541 | 4.68 | 1 | 365 | 5.3501 | 0.72476 | 6 | 0.074845
21250 | 8.84 | 1 | 365 | 10.1057 | 0.25789 | 10 | 0.3636
21316 | 6.76 | 1 | 365 | 7.7279 | 0.49132 | 8 | 0.21922
21326 | 5.98 | 1 | 365 | 6.8362 | 0.70386 | 7 | 0.54008
17496 | 3.9 | 1 | 365 | 4.4584 | 0.9373 | 5 | 0.3957
21418 | 7.8 | 1 | 365 | 8.9168 | 0.8746 | 9 | 0.79141
21428 | 4.68 | 1 | 365 | 5.3501 | 0.72476 | 6 | 0.074845
21454 | 7.28 | 1 | 365 | 8.3224 | 0.68296 | 9 | 0.0053149
21505 | 6.24 | 1 | 365 | 7.1334 | 0.29968 | 7 | 0.43313
21511 | 7.28 | 1 | 365 | 8.3224 | 0.68296 | 9 | 0.0053149
21523 | 7.02 | 1 | 365 | 8.0251 | 0.087144 | 8 | 0.11227
21530 | 5.2 | 1 | 365 | 5.9445 | 0.9164 | 6 | 0.86094
16195 | 10.14 | 1 | 365 | 11.5918 | 0.23699 | 11 | 0.82883
19547 | 8.84 | 1 | 365 | 10.1057 | 0.25789 | 10 | 0.3636
20371 | 9.88 | 1 | 365 | 11.2946 | 0.64117 | 11 | 0.93578
20958 | 7.28 | 1 | 365 | 8.3224 | 0.68296 | 9 | 0.0053149
21048 | 7.28 | 1 | 365 | 8.3224 | 0.68296 | 9 | 0.0053149
21097 | 8.84 | 1 | 365 | 10.1057 | 0.25789 | 10 | 0.3636
21159 | 6.76 | 1 | 365 | 7.7279 | 0.49132 | 8 | 0.21922
22136 | 7.14 | 1 | 365 | 8.1623 | 0.36214 | 8 | 0.52444
21150 | 7.28 | 1 | 365 | 8.3224 | 0.68296 | 9 | 0.0053149
21589 | 7.02 | 1 | 365 | 8.0251 | 0.087144 | 8 | 0.11227
21607 | 9.1 | 1 | 365 | 10.4029 | 0.85371 | 11 | 0.25664
21610 | 9.62 | 1 | 365 | 10.9974 | 0.045346 | 11 | 0.042738
20437 | 8.06 | 1 | 365 | 9.214 | 0.47042 | 9 | 0.68446
21737 | 6.5 | 1 | 365 | 7.4307 | 0.8955 | 8 | 0.32617
21808 | 10.66 | 1 | 365 | 12.1863 | 0.42863 | 12 | 0.61493
21996 | 4.16 | 1 | 365 | 4.7556 | 0.53312 | 5 | 0.28875
19767 | 7.25 | 1 | 365 | 8.2881 | 0.61422 | 8 | 0.90227
22110 | 8.32 | 1 | 365 | 9.5113 | 0.066245 | 9 | 0.5775
21089 | 7.54 | 1 | 365 | 8.6196 | 0.27878 | 8 | 0.89836
22210 | 5.2 | 1 | 365 | 5.9445 | 0.9164 | 6 | 0.86094
21184 | 8.32 | 1 | 365 | 9.5113 | 0.066245 | 9 | 0.5775
21203 | 3.9 | 1 | 365 | 4.4584 | 0.9373 | 5 | 0.3957
21220 | 12.48 | 1 | 365 | 14.2669 | 0.59937 | 14 | 0.86625
20767 | 10.4 | 1 | 365 | 11.8891 | 0.83281 | 12 | 0.72188
21281 | 4.68 | 1 | 365 | 5.3501 | 0.72476 | 6 | 0.074845
20786 | 6.24 | 1 | 365 | 7.1334 | 0.29968 | 7 | 0.43313
20904 | 8.32 | 1 | 365 | 9.5113 | 0.066245 | 9 | 0.5775
20827 | 13 | 1 | 365 | 14.8613 | 0.79101 | 15 | 0.65235
22011 | 5.2 | 1 | 365 | 5.9445 | 0.9164 | 6 | 0.86094
22089 | 7.28 | 1 | 365 | 8.3224 | 0.68296 | 9 | 0.0053149
22291 | 8.06 | 1 | 365 | 9.214 | 0.47042 | 9 | 0.68446
22295 | 6.24 | 1 | 365 | 7.1334 | 0.29968 | 7 | 0.43313
19754 | 4.94 | 1 | 365 | 5.6473 | 0.32058 | 5 | 0.96789
20024 | 4.94 | 1 | 365 | 5.6473 | 0.32058 | 5 | 0.96789
19968 | 13.52 | 1 | 365 | 15.4558 | 0.98265 | 16 | 0.43844
20005 | 4.16 | 1 | 365 | 4.7556 | 0.53312 | 5 | 0.28875
17707 | 5.46 | 1 | 365 | 6.2418 | 0.51222 | 6 | 0.75399
20604 | 9.36 | 1 | 365 | 10.7002 | 0.44953 | 11 | 0.14969
20592 | 10.92 | 1 | 365 | 12.4835 | 0.024447 | 12 | 0.50797
24139 | 25 | 1 | 365 | 28.5795 | 0.2904 | 28 | 0.8699
24341 | 12.75 | 1 | 365 | 14.5755 | 0.2181 | 14 | 0.79365
24265 | 8.96 | 1 | 365 | 10.2429 | 0.53288 | 10 | 0.77577
24354 | 6.84 | 1 | 365 | 7.8194 | 0.67465 | 8 | 0.494
24357 | 7 | 1 | 365 | 8.0023 | 0.041312 | 8 | 0.043572
24356 | 5.13 | 1 | 365 | 5.8645 | 0.75599 | 6 | 0.6205
24027 | 6.3 | 1 | 365 | 7.202 | 0.43718 | 7 | 0.63921
24365 | 14.85 | 1 | 365 | 16.9762 | 0.030498 | 17 | 0.0067206
24381 | 5.2 | 1 | 365 | 5.9445 | 0.9164 | 6 | 0.86094
24383 | 8.25 | 1 | 365 | 9.4312 | 0.90583 | 10 | 0.33707
18024 | 5.2 | 1 | 365 | 5.9445 | 0.9164 | 6 | 0.86094
7416 | 342.21 | 0.9 | 365 | 352.0869 | 0.79252 | 352 | 0.87939
19280 | 3.9 | 1 | 365 | 4.4584 | 0.9373 | 5 | 0.3957
19295 | 4.16 | 1 | 365 | 4.7556 | 0.53312 | 5 | 0.28875
7381 | 435.54 | 0.9 | 365 | 448.1106 | 0.28139 | 448 | 0.39194
19177 | 7.905 | 1 | 365 | 9.0368 | 0.11522 | 9 | 0.15206
20401 | 4.16 | 1 | 365 | 4.7556 | 0.53312 | 5 | 0.28875
23083 | 7.2 | 1 | 365 | 8.2309 | 0.49964 | 8 | 0.73053
21702 | 5.1 | 1 | 365 | 5.8302 | 0.68724 | 6 | 0.51746
19866 | 7.5 | 1 | 365 | 8.5739 | 0.18712 | 8 | 0.76097
23516 | 9.075 | 1 | 365 | 10.3744 | 0.79642 | 11 | 0.17077
21151 | 7.5 | 1 | 365 | 8.5739 | 0.18712 | 8 | 0.76097
21155 | 8.4 | 1 | 365 | 9.6027 | 0.24957 | 9 | 0.85229
22873 | 20.24 | 1 | 365 | 23.138 | 0.38231 | 23 | 0.52027
22006 | 9.9 | 1 | 365 | 11.3175 | 0.687 | 12 | 0.0044804
22774 | 8.37 | 1 | 365 | 9.5684 | 0.18083 | 9 | 0.74924
19396 | 5.5 | 1 | 365 | 6.2875 | 0.60389 | 6 | 0.89138
21307 | 322.08 | 0.9 | 365 | 331.3759 | 0.27531 | 331 | 0.65119
21391 | 3.5 | 1 | 365 | 4.0011 | 0.020656 | 4 | 0.021786
22273 | 8.55 | 1 | 365 | 9.7742 | 0.59332 | 10 | 0.36751
18337 | 5.98 | 1 | 365 | 6.8362 | 0.70386 | 7 | 0.54008
24385 | 4.42 | 1 | 365 | 5.0529 | 0.12894 | 5 | 0.1818
24391 | 10.14 | 1 | 365 | 11.5918 | 0.23699 | 11 | 0.82883
24449 | 5.61 | 1 | 365 | 6.4132 | 0.85597 | 7 | 0.26921
24453 | 6.25 | 1 | 365 | 7.1449 | 0.3226 | 7 | 0.46747
24476 | 7.7 | 1 | 365 | 8.8025 | 0.64544 | 9 | 0.44793
24502 | 8.5 | 1 | 365 | 9.717 | 0.47874 | 10 | 0.19577
24509 | 8.06 | 1 | 365 | 9.214 | 0.47042 | 9 | 0.68446
24511 | 11.25 | 1 | 365 | 12.8608 | 0.78068 | 13 | 0.64146
24577 | 7.28 | 1 | 365 | 8.3224 | 0.68296 | 9 | 0.0053149
24580 | 3.3 | 1 | 365 | 3.7725 | 0.56233 | 4 | 0.33483
24595 | 6.72 | 1 | 365 | 7.6822 | 0.39966 | 8 | 0.081829
24596 | 6.54 | 1 | 365 | 7.4764 | 0.98717 | 8 | 0.46357
24593 | 3.64 | 1 | 365 | 4.1612 | 0.34148 | 4 | 0.50266
24597 | 21.32 | 1 | 365 | 24.3726 | 0.85725 | 25 | 0.22985
24599 | 5.04 | 1 | 365 | 5.7616 | 0.54974 | 6 | 0.31137
24673 | 9.81 | 1 | 365 | 11.2146 | 0.48075 | 11 | 0.69535
25101 | 10.92 | 1 | 365 | 12.4835 | 0.024447 | 12 | 0.50797
25110 | 6.76 | 1 | 365 | 7.7279 | 0.49132 | 8 | 0.21922
25111 | 6.12 | 1 | 365 | 6.9963 | 0.02469 | 7 | 0.020952
25114 | 8.84 | 1 | 365 | 10.1057 | 0.25789 | 10 | 0.3636
25113 | 10.14 | 1 | 365 | 11.5918 | 0.23699 | 11 | 0.82883
25115 | 5.1 | 1 | 365 | 5.8302 | 0.68724 | 6 | 0.51746
25117 | 3.99 | 1 | 365 | 4.5613 | 0.14355 | 4 | 0.70484
25119 | 7.2 | 1 | 365 | 8.2309 | 0.49964 | 8 | 0.73053
25120 | 5.865 | 1 | 365 | 6.7048 | 0.44033 | 7 | 0.14508
24952 | 9 | 1 | 365 | 10.2886 | 0.62454 | 10 | 0.91316
25039 | 4.68 | 1 | 365 | 5.3501 | 0.72476 | 6 | 0.074845
25024 | 16.5 | 1 | 365 | 18.8625 | 0.81166 | 19 | 0.67413
25137 | 9.72 | 1 | 365 | 11.1117 | 0.27451 | 11 | 0.38622
25142 | 7.02 | 1 | 365 | 8.0251 | 0.087144 | 8 | 0.11227
25029 | 8.925 | 1 | 365 | 10.2029 | 0.45267 | 10 | 0.65555
22111 | 19.98 | 1 | 365 | 22.8407 | 0.78649 | 23 | 0.62722
25201 | 10.35 | 1 | 365 | 11.8319 | 0.71823 | 12 | 0.55014
25203 | 4.83 | 1 | 365 | 5.5216 | 0.068505 | 5 | 0.59006
25109 | 8.28 | 1 | 365 | 9.4655 | 0.97458 | 10 | 0.44011
24691 | 42 | 0.9 | 365 | 43.2122 | 0.62308 | 43 | 0.83529
25273 | 10.8 | 1 | 365 | 12.3463 | 0.74945 | 13 | 0.095797
25274 | 10.8 | 1 | 365 | 12.3463 | 0.74945 | 13 | 0.095797
25275 | 10.8 | 1 | 365 | 12.3463 | 0.74945 | 13 | 0.095797
25276 | 11.34 | 1 | 365 | 12.9637 | 0.98693 | 13 | 0.95059
25232 | 3.924 | 1 | 365 | 4.4858 | 0.9923 | 5 | 0.47814
25226 | 8.25 | 1 | 365 | 9.4312 | 0.90583 | 10 | 0.33707
25295 | 3.45 | 1 | 365 | 3.944 | 0.90608 | 4 | 0.85005
24337 | 10.08 | 1 | 365 | 11.5233 | 0.099489 | 11 | 0.62274
25315 | 6.25 | 1 | 365 | 7.1449 | 0.3226 | 7 | 0.46747
25062 | 36.68 | 0.9 | 365 | 37.7387 | 0.65083 | 38 | 0.38949
25280 | 9.8 | 1 | 365 | 11.2032 | 0.45784 | 11 | 0.661
25059 | 24.84 | 1 | 365 | 28.3966 | 0.92374 | 29 | 0.32033
25324 | 14.715 | 1 | 365 | 16.8219 | 0.72113 | 17 | 0.54302
25328 | 9.81 | 1 | 365 | 11.2146 | 0.48075 | 11 | 0.69535
25064 | 12.69 | 1 | 365 | 14.507 | 0.080607 | 14 | 0.58756
25065 | 27 | 0.9 | 365 | 27.7793 | 0.68627 | 28 | 0.46554
25355 | 5.4 | 1 | 365 | 6.1732 | 0.37473 | 6 | 0.5479
25356 | 6.72 | 1 | 365 | 7.6822 | 0.39966 | 8 | 0.081829
24690 | 3.57 | 1 | 365 | 4.0812 | 0.18107 | 4 | 0.26222
25360 | 7.8 | 1 | 365 | 8.9168 | 0.8746 | 9 | 0.79141
25367 | 4.16 | 1 | 365 | 4.7556 | 0.53312 | 5 | 0.28875
25383 | 11.97 | 1 | 365 | 13.6839 | 0.43064 | 14 | 0.11451
25385 | 5.886 | 1 | 365 | 6.7288 | 0.48845 | 7 | 0.21721
25209 | 29.64 | 0.9 | 365 | 30.4955 | 0.13115 | 30 | 0.62662
25402 | 3.924 | 1 | 365 | 4.4858 | 0.9923 | 5 | 0.47814
25403 | 5.2 | 1 | 365 | 5.9445 | 0.9164 | 6 | 0.86094
25404 | 7.2 | 1 | 365 | 8.2309 | 0.49964 | 8 | 0.73053
25405 | 9.18 | 1 | 365 | 10.4944 | 0.037035 | 10 | 0.53143
25406 | 3.6 | 1 | 365 | 4.1154 | 0.24982 | 4 | 0.36527
25407 | 5.72 | 1 | 365 | 6.539 | 0.10804 | 6 | 0.64703
25408 | 3.64 | 1 | 365 | 4.1612 | 0.34148 | 4 | 0.50266
25409 | 7.65 | 1 | 365 | 8.7453 | 0.53086 | 9 | 0.27619
25412 | 3.315 | 1 | 365 | 3.7896 | 0.59671 | 4 | 0.38635
25410 | 4.8 | 1 | 365 | 5.4873 | 0.99976 | 6 | 0.48702
25413 | 4.48 | 1 | 365 | 5.1214 | 0.26644 | 5 | 0.38789
25414 | 7.935 | 1 | 365 | 9.0711 | 0.18397 | 9 | 0.25511
25416 | 7.2 | 1 | 365 | 8.2309 | 0.49964 | 8 | 0.73053
25415 | 5.46 | 1 | 365 | 6.2418 | 0.51222 | 6 | 0.75399
25420 | 8.375 | 1 | 365 | 9.5741 | 0.19228 | 9 | 0.76642
24940 | 6.5 | 1 | 365 | 7.4307 | 0.8955 | 8 | 0.32617
25298 | 7.848 | 1 | 365 | 8.9717 | 0.9846 | 9 | 0.95628
25081 | 7.5 | 1 | 365 | 8.5739 | 0.18712 | 8 | 0.76097
25444 | 4.08 | 1 | 365 | 4.6642 | 0.34979 | 5 | 0.013968
25449 | 5.4 | 1 | 365 | 6.1732 | 0.37473 | 6 | 0.5479
18835 | 5.72 | 1 | 365 | 6.539 | 0.10804 | 6 | 0.64703
25456 | 6.12 | 1 | 365 | 6.9963 | 0.02469 | 7 | 0.020952
25460 | 7.194 | 1 | 365 | 8.224 | 0.48589 | 8 | 0.70992
25392 | 6.16 | 1 | 365 | 7.042 | 0.11635 | 7 | 0.15834
25487 | 4.5 | 1 | 365 | 5.1443 | 0.31227 | 5 | 0.45658
25447 | 7.395 | 1 | 365 | 8.4538 | 0.9465 | 9 | 0.40032
25540 | 9.18 | 1 | 365 | 10.4944 | 0.037035 | 10 | 0.53143
25546 | 8.502 | 1 | 365 | 9.7193 | 0.48332 | 10 | 0.20264
25548 | 8.54 | 1 | 365 | 9.7628 | 0.5704 | 10 | 0.33316
25549 | 12.2 | 1 | 365 | 13.9468 | 0.95772 | 14 | 0.90451
25552 | 5.6 | 1 | 365 | 6.4018 | 0.83305 | 7 | 0.23486
25559 | 7.14 | 1 | 365 | 8.1623 | 0.36214 | 8 | 0.52444
25562 | 5.2 | 1 | 365 | 5.9445 | 0.9164 | 6 | 0.86094
25561 | 10.175 | 1 | 365 | 11.6319 | 0.31719 | 11 | 0.94905
25563 | 5.4 | 1 | 365 | 6.1732 | 0.37473 | 6 | 0.5479
25565 | 7.2 | 1 | 365 | 8.2309 | 0.49964 | 8 | 0.73053
25566 | 7.165 | 1 | 365 | 8.1909 | 0.41943 | 8 | 0.61031
25866 | 3.06 | 1 | 365 | 3.4981 | 0.012345 | 3 | 0.51048
25867 | 6.63 | 1 | 365 | 7.5793 | 0.19341 | 7 | 0.7727
25868 | 5.4 | 1 | 365 | 6.1732 | 0.37473 | 6 | 0.5479
25869 | 3.825 | 1 | 365 | 4.3727 | 0.76543 | 5 | 0.13809
25870 | 3.64 | 1 | 365 | 4.1612 | 0.34148 | 4 | 0.50266
25871 | 9.36 | 1 | 365 | 10.7002 | 0.44953 | 11 | 0.14969
25872 | 6 | 1 | 365 | 6.8591 | 0.7497 | 7 | 0.60878
25873 | 3.3 | 1 | 365 | 3.7725 | 0.56233 | 4 | 0.33483
25874 | 8.4 | 1 | 365 | 9.6027 | 0.24957 | 9 | 0.85229
25881 | 3.6 | 1 | 365 | 4.1154 | 0.24982 | 4 | 0.36527
25875 | 11.44 | 1 | 365 | 13.078 | 0.21609 | 13 | 0.29407
25883 | 7.65 | 1 | 365 | 8.7453 | 0.53086 | 9 | 0.27619
25884 | 7.395 | 1 | 365 | 8.4538 | 0.9465 | 9 | 0.40032
25893 | 5.98 | 1 | 365 | 6.8362 | 0.70386 | 7 | 0.54008
25906 | 4.8 | 1 | 365 | 5.4873 | 0.99976 | 6 | 0.48702
25909 | 6.12 | 1 | 365 | 6.9963 | 0.02469 | 7 | 0.020952
25920 | 5.72 | 1 | 365 | 6.539 | 0.10804 | 6 | 0.64703
25922 | 5.98 | 1 | 365 | 6.8362 | 0.70386 | 7 | 0.54008
25923 | 6.24 | 1 | 365 | 7.1334 | 0.29968 | 7 | 0.43313
25925 | 4.08 | 1 | 365 | 4.6642 | 0.34979 | 5 | 0.013968
25926 | 5.1 | 1 | 365 | 5.8302 | 0.68724 | 6 | 0.51746
25928 | 6.365 | 1 | 365 | 7.2763 | 0.58614 | 7 | 0.86248
25908 | 9.36 | 1 | 365 | 10.7002 | 0.44953 | 11 | 0.14969
25930 | 3.825 | 1 | 365 | 4.3727 | 0.76543 | 5 | 0.13809
25931 | 7.2 | 1 | 365 | 8.2309 | 0.49964 | 8 | 0.73053
25974 | 4.59 | 1 | 365 | 5.2472 | 0.51852 | 5 | 0.76571
25945 | 7.28 | 1 | 365 | 8.3224 | 0.68296 | 9 | 0.0053149
25978 | 5.46 | 1 | 365 | 6.2418 | 0.51222 | 6 | 0.75399
25979 | 5.72 | 1 | 365 | 6.539 | 0.10804 | 6 | 0.64703
26004 | 7.28 | 1 | 365 | 8.3224 | 0.68296 | 9 | 0.0053149
26005 | 8.58 | 1 | 365 | 9.8085 | 0.66207 | 10 | 0.47055
26009 | 5.2 | 1 | 365 | 5.9445 | 0.9164 | 6 | 0.86094
26024 | 7.905 | 1 | 365 | 9.0368 | 0.11522 | 9 | 0.15206
26022 | 8.925 | 1 | 365 | 10.2029 | 0.45267 | 10 | 0.65555
26026 | 4.59 | 1 | 365 | 5.2472 | 0.51852 | 5 | 0.76571
26025 | 6.9 | 1 | 365 | 7.8879 | 0.81215 | 8 | 0.70009
26027 | 5.1 | 1 | 365 | 5.8302 | 0.68724 | 6 | 0.51746
25701 | 7.28 | 1 | 365 | 8.3224 | 0.68296 | 9 | 0.0053149
26050 | 9.9 | 1 | 365 | 11.3175 | 0.687 | 12 | 0.0044804
25574 | 14.3 | 1 | 365 | 16.3475 | 0.77011 | 17 | 0.11758
26052 | 5.559 | 1 | 365 | 6.3549 | 0.73909 | 7 | 0.094031
26055 | 6 | 1 | 365 | 6.8591 | 0.7497 | 7 | 0.60878
25797 | 4 | 1 | 365 | 4.5727 | 0.16646 | 4 | 0.73918
25689 | 5.865 | 1 | 365 | 6.7048 | 0.44033 | 7 | 0.14508
25799 | 6 | 1 | 365 | 6.8591 | 0.7497 | 7 | 0.60878
26059 | 10 | 1 | 365 | 11.4318 | 0.91616 | 12 | 0.34796
26094 | 8.32 | 1 | 365 | 9.5113 | 0.066245 | 9 | 0.5775
26111 | 5.64 | 1 | 365 | 6.4475 | 0.92471 | 7 | 0.37225
26113 | 8.58 | 1 | 365 | 9.8085 | 0.66207 | 10 | 0.47055
26116 | 3.9 | 1 | 365 | 4.4584 | 0.9373 | 5 | 0.3957
26118 | 5.2 | 1 | 365 | 5.9445 | 0.9164 | 6 | 0.86094
26115 | 7.54 | 1 | 365 | 8.6196 | 0.27878 | 8 | 0.89836
26122 | 6.5 | 1 | 365 | 7.4307 | 0.8955 | 8 | 0.32617
26121 | 10.4 | 1 | 365 | 11.8891 | 0.83281 | 12 | 0.72188
26123 | 4.68 | 1 | 365 | 5.3501 | 0.72476 | 6 | 0.074845
26125 | 8.32 | 1 | 365 | 9.5113 | 0.066245 | 9 | 0.5775
26126 | 7.02 | 1 | 365 | 8.0251 | 0.087144 | 8 | 0.11227
26127 | 8.32 | 1 | 365 | 9.5113 | 0.066245 | 9 | 0.5775
26128 | 9.88 | 1 | 365 | 11.2946 | 0.64117 | 11 | 0.93578
26129 | 10.8 | 1 | 365 | 12.3463 | 0.74945 | 13 | 0.095797
26130 | 2.34 | 1 | 365 | 2.675 | 0.36238 | 3 | 0.037423
26131 | 4.32 | 1 | 365 | 4.9385 | 0.89978 | 5 | 0.83832
26132 | 3.64 | 1 | 365 | 4.1612 | 0.34148 | 4 | 0.50266
26133 | 6.24 | 1 | 365 | 7.1334 | 0.29968 | 7 | 0.43313
26138 | 4.68 | 1 | 365 | 5.3501 | 0.72476 | 6 | 0.074845
26135 | 7.28 | 1 | 365 | 8.3224 | 0.68296 | 9 | 0.0053149
26139 | 3.12 | 1 | 365 | 3.5667 | 0.14984 | 3 | 0.71656
26142 | 5.2 | 1 | 365 | 5.9445 | 0.9164 | 6 | 0.86094
26145 | 2.6 | 1 | 365 | 2.9723 | 0.9582 | 3 | 0.93047
26147 | 8.06 | 1 | 365 | 9.214 | 0.47042 | 9 | 0.68446
26149 | 4.42 | 1 | 365 | 5.0529 | 0.12894 | 5 | 0.1818
26150 | 4.68 | 1 | 365 | 5.3501 | 0.72476 | 6 | 0.074845
26151 | 6.5 | 1 | 365 | 7.4307 | 0.8955 | 8 | 0.32617
26177 | 7.54 | 1 | 365 | 8.6196 | 0.27878 | 8 | 0.89836
26181 | 4.16 | 1 | 365 | 4.7556 | 0.53312 | 5 | 0.28875
26185 | 4.16 | 1 | 365 | 4.7556 | 0.53312 | 5 | 0.28875
26188 | 10.4 | 1 | 365 | 11.8891 | 0.83281 | 12 | 0.72188
26186 | 7.54 | 1 | 365 | 8.6196 | 0.27878 | 8 | 0.89836
26191 | 4.42 | 1 | 365 | 5.0529 | 0.12894 | 5 | 0.1818
26193 | 9.36 | 1 | 365 | 10.7002 | 0.44953 | 11 | 0.14969
26197 | 9.36 | 1 | 365 | 10.7002 | 0.44953 | 11 | 0.14969
26194 | 9.1 | 1 | 365 | 10.4029 | 0.85371 | 11 | 0.25664
26196 | 5.98 | 1 | 365 | 6.8362 | 0.70386 | 7 | 0.54008
26199 | 4.42 | 1 | 365 | 5.0529 | 0.12894 | 5 | 0.1818
26198 | 10.4 | 1 | 365 | 11.8891 | 0.83281 | 12 | 0.72188
26201 | 4.16 | 1 | 365 | 4.7556 | 0.53312 | 5 | 0.28875
26202 | 10.92 | 1 | 365 | 12.4835 | 0.024447 | 12 | 0.50797
26205 | 7.54 | 1 | 365 | 8.6196 | 0.27878 | 8 | 0.89836
26209 | 4.42 | 1 | 365 | 5.0529 | 0.12894 | 5 | 0.1818
26213 | 9.88 | 1 | 365 | 11.2946 | 0.64117 | 11 | 0.93578
26216 | 8.84 | 1 | 365 | 10.1057 | 0.25789 | 10 | 0.3636
26225 | 5.2 | 1 | 365 | 5.9445 | 0.9164 | 6 | 0.86094
26229 | 9.36 | 1 | 365 | 10.7002 | 0.44953 | 11 | 0.14969
24223 | 5.1 | 1 | 365 | 5.8302 | 0.68724 | 6 | 0.51746
24686 | 7.7 | 1 | 365 | 8.8025 | 0.64544 | 9 | 0.44793
24841 | 6.44 | 1 | 365 | 7.3621 | 0.75801 | 8 | 0.12009
25818 | 4.16 | 1 | 365 | 4.7556 | 0.53312 | 5 | 0.28875
21879 | 343.2 | 1 | 365 | 392.3394 | 0.48261 | 392 | 0.82199
26316 | 29.103 | 0.9 | 365 | 29.943 | 0.02361 | 29 | 0.96658
26518 | 4.335 | 1 | 365 | 4.9557 | 0.93416 | 5 | 0.88984
26509 | 3.825 | 1 | 365 | 4.3727 | 0.76543 | 5 | 0.13809
26525 | 8.67 | 1 | 365 | 9.9114 | 0.86831 | 10 | 0.77968
26527 | 14.025 | 1 | 365 | 16.0331 | 0.13991 | 16 | 0.17301
26478 | 7.28 | 1 | 365 | 8.3224 | 0.68296 | 9 | 0.0053149
26495 | 8.58 | 1 | 365 | 9.8085 | 0.66207 | 10 | 0.47055
26508 | 4.335 | 1 | 365 | 4.9557 | 0.93416 | 5 | 0.88984
26522 | 7.28 | 1 | 365 | 8.3224 | 0.68296 | 9 | 0.0053149
26531 | 4.845 | 1 | 365 | 5.5387 | 0.10288 | 5 | 0.64159
26532 | 3.315 | 1 | 365 | 3.7896 | 0.59671 | 4 | 0.38635
26540 | 11.18 | 1 | 365 | 12.7808 | 0.62027 | 13 | 0.40102
26544 | 5.72 | 1 | 365 | 6.539 | 0.10804 | 6 | 0.64703
26560 | 5.2 | 1 | 365 | 5.9445 | 0.9164 | 6 | 0.86094
26556 | 7.14 | 1 | 365 | 8.1623 | 0.36214 | 8 | 0.52444
26564 | 4.32 | 1 | 365 | 4.9385 | 0.89978 | 5 | 0.83832
26571 | 7.02 | 1 | 365 | 8.0251 | 0.087144 | 8 | 0.11227
26570 | 7.54 | 1 | 365 | 8.6196 | 0.27878 | 8 | 0.89836
26576 | 7.905 | 1 | 365 | 9.0368 | 0.11522 | 9 | 0.15206
26579 | 10.92 | 1 | 365 | 12.4835 | 0.024447 | 12 | 0.50797
26582 | 9.1 | 1 | 365 | 10.4029 | 0.85371 | 11 | 0.25664
26584 | 11.18 | 1 | 365 | 12.7808 | 0.62027 | 13 | 0.40102
26590 | 6.24 | 1 | 365 | 7.1334 | 0.29968 | 7 | 0.43313
26595 | 4.42 | 1 | 365 | 5.0529 | 0.12894 | 5 | 0.1818
26596 | 8.58 | 1 | 365 | 9.8085 | 0.66207 | 10 | 0.47055
26602 | 9.62 | 1 | 365 | 10.9974 | 0.045346 | 11 | 0.042738
26603 | 5.1 | 1 | 365 | 5.8302 | 0.68724 | 6 | 0.51746
26606 | 9.945 | 1 | 365 | 11.3689 | 0.79012 | 12 | 0.15905
26610 | 5.865 | 1 | 365 | 6.7048 | 0.44033 | 7 | 0.14508
26613 | 9.62 | 1 | 365 | 10.9974 | 0.045346 | 11 | 0.042738
26618 | 6.12 | 1 | 365 | 6.9963 | 0.02469 | 7 | 0.020952
12973 | 5.13 | 1 | 365 | 5.8645 | 0.75599 | 6 | 0.6205
26620 | 6.12 | 1 | 365 | 6.9963 | 0.02469 | 7 | 0.020952
26622 | 6.76 | 1 | 365 | 7.7279 | 0.49132 | 8 | 0.21922
26623 | 5.46 | 1 | 365 | 6.2418 | 0.51222 | 6 | 0.75399
26626 | 5.72 | 1 | 365 | 6.539 | 0.10804 | 6 | 0.64703
26631 | 3.825 | 1 | 365 | 4.3727 | 0.76543 | 5 | 0.13809
26633 | 7.395 | 1 | 365 | 8.4538 | 0.9465 | 9 | 0.40032
26637 | 7.28 | 1 | 365 | 8.3224 | 0.68296 | 9 | 0.0053149
26639 | 7.02 | 1 | 365 | 8.0251 | 0.087144 | 8 | 0.11227
26643 | 5.61 | 1 | 365 | 6.4132 | 0.85597 | 7 | 0.26921
26645 | 5.886 | 1 | 365 | 6.7288 | 0.48845 | 7 | 0.21721
26646 | 14.79 | 1 | 365 | 16.9076 | 0.893 | 17 | 0.80063
26647 | 7.14 | 1 | 365 | 8.1623 | 0.36214 | 8 | 0.52444
26648 | 4.2 | 1 | 365 | 4.8014 | 0.62479 | 5 | 0.42614
26649 | 12.075 | 1 | 365 | 13.8039 | 0.67126 | 14 | 0.47516
26651 | 5.2 | 1 | 365 | 5.9445 | 0.9164 | 6 | 0.86094
26652 | 5.98 | 1 | 365 | 6.8362 | 0.70386 | 7 | 0.54008
26654 | 8.84 | 1 | 365 | 10.1057 | 0.25789 | 10 | 0.3636
26655 | 7.28 | 1 | 365 | 8.3224 | 0.68296 | 9 | 0.0053149
26657 | 6.16 | 1 | 365 | 7.042 | 0.11635 | 7 | 0.15834
26591 | 5.2 | 1 | 365 | 5.9445 | 0.9164 | 6 | 0.86094
17472 | 6.48 | 1 | 365 | 7.4078 | 0.84967 | 8 | 0.25748
26760 | 0.27 | 1 | 365 | 0.30866 | 0.61874 | 0 | 0.92739
26616 | 9.18 | 1 | 365 | 10.4944 | 0.037035 | 10 | 0.53143
24983 | 9.15 | 1 | 365 | 10.4601 | 0.96829 | 11 | 0.42838
15394 | 9.945 | 1 | 365 | 11.3689 | 0.79012 | 12 | 0.15905
26567 | 6.375 | 1 | 365 | 7.2878 | 0.60905 | 7 | 0.89682
26430 | 7.8 | 1 | 365 | 8.9168 | 0.8746 | 9 | 0.79141
26311 | 10.92 | 1 | 365 | 12.4835 | 0.024447 | 12 | 0.50797
22658 | 649.04 | 0.8 | 365 | 593.5756 | 0.88036 | 594 | 0.456
19056 | 4.578 | 1 | 365 | 5.2335 | 0.49102 | 5 | 0.7245
20081 | 8.1 | 1 | 365 | 9.2598 | 0.56209 | 9 | 0.82185
21764 | 10.71 | 1 | 365 | 12.2435 | 0.54321 | 12 | 0.78667
26073 | 17.64 | 1 | 365 | 20.1657 | 0.42411 | 20 | 0.5898
26545 | 4.08 | 1 | 365 | 4.6642 | 0.34979 | 5 | 0.013968
26585 | 6 | 1 | 365 | 6.8591 | 0.7497 | 7 | 0.60878
26589 | 6 | 1 | 365 | 6.8591 | 0.7497 | 7 | 0.60878
26580 | 5.1 | 1 | 365 | 5.8302 | 0.68724 | 6 | 0.51746
26601 | 11.66 | 1 | 365 | 13.3295 | 0.72024 | 14 | 0.049721
26604 | 9 | 1 | 365 | 10.2886 | 0.62454 | 10 | 0.91316
26594 | 6.12 | 1 | 365 | 6.9963 | 0.02469 | 7 | 0.020952
26546 | 4.08 | 1 | 365 | 4.6642 | 0.34979 | 5 | 0.013968
26563 | 7.65 | 1 | 365 | 8.7453 | 0.53086 | 9 | 0.27619
26505 | 8.33 | 1 | 365 | 9.5227 | 0.089161 | 9 | 0.61185
26475 | 6.13 | 1 | 365 | 7.0077 | 0.047606 | 7 | 0.055299
26483 | 5.1 | 1 | 365 | 5.8302 | 0.68724 | 6 | 0.51746
26462 | 3.675 | 1 | 365 | 4.2012 | 0.42169 | 4 | 0.62288
26467 | 10.2 | 1 | 365 | 11.6604 | 0.37448 | 12 | 0.034919
26371 | 4.9 | 1 | 365 | 5.6016 | 0.22892 | 5 | 0.8305
26360 | 8.085 | 1 | 365 | 9.2426 | 0.52772 | 9 | 0.77033
26520 | 10.045 | 1 | 365 | 11.4832 | 0.019283 | 11 | 0.50253
26558 | 7.65 | 1 | 365 | 8.7453 | 0.53086 | 9 | 0.27619
26599 | 7.65 | 1 | 365 | 8.7453 | 0.53086 | 9 | 0.27619
20710 | 5.7 | 1 | 365 | 6.5161 | 0.062211 | 6 | 0.57834
20700 | 7.98 | 1 | 365 | 9.1226 | 0.2871 | 9 | 0.40967
16103 | 3.47 | 1 | 365 | 3.9668 | 0.95191 | 4 | 0.91874
158 | 947.705 | 0.7 | 365 | 758.3782 | 0.24316 | 758 | 0.62134
24984 | 7.194 | 1 | 365 | 8.224 | 0.48589 | 8 | 0.70992
24989 | 1.22 | 1 | 365 | 1.3947 | 0.79577 | 2 | 0.19045
24992 | 5.13 | 1 | 365 | 5.8645 | 0.75599 | 6 | 0.6205
24994 | 5.4 | 1 | 365 | 6.1732 | 0.37473 | 6 | 0.5479
24996 | 8.58 | 1 | 365 | 9.8085 | 0.66207 | 10 | 0.47055
24997 | 3.06 | 1 | 365 | 3.4981 | 0.012345 | 3 | 0.51048
24999 | 7.98 | 1 | 365 | 9.1226 | 0.2871 | 9 | 0.40967
25002 | 8.55 | 1 | 365 | 9.7742 | 0.59332 | 10 | 0.36751
24374 | 5.98 | 1 | 365 | 6.8362 | 0.70386 | 7 | 0.54008
25033 | 11.44 | 1 | 365 | 13.078 | 0.21609 | 13 | 0.29407
25034 | 9.62 | 1 | 365 | 10.9974 | 0.045346 | 11 | 0.042738
24931 | 37.8 | 0.9 | 365 | 38.891 | 0.96078 | 39 | 0.85176
25063 | 6.5 | 1 | 365 | 7.4307 | 0.8955 | 8 | 0.32617
25069 | 3.9 | 1 | 365 | 4.4584 | 0.9373 | 5 | 0.3957
25072 | 7.02 | 1 | 365 | 8.0251 | 0.087144 | 8 | 0.11227
25073 | 4.24 | 1 | 365 | 4.8471 | 0.71645 | 5 | 0.56354
25076 | 7.02 | 1 | 365 | 8.0251 | 0.087144 | 8 | 0.11227
22155 | 4.59 | 1 | 365 | 5.2472 | 0.51852 | 5 | 0.76571
25080 | 10.335 | 1 | 365 | 11.8148 | 0.68385 | 12 | 0.49862
25082 | 9.6 | 1 | 365 | 10.9745 | 0.99951 | 11 | 0.97404
25084 | 3.64 | 1 | 365 | 4.1612 | 0.34148 | 4 | 0.50266
25086 | 6.24 | 1 | 365 | 7.1334 | 0.29968 | 7 | 0.43313
25088 | 8.25 | 1 | 365 | 9.4312 | 0.90583 | 10 | 0.33707
25087 | 7.54 | 1 | 365 | 8.6196 | 0.27878 | 8 | 0.89836
25090 | 7.14 | 1 | 365 | 8.1623 | 0.36214 | 8 | 0.52444
25091 | 14.04 | 1 | 365 | 16.0502 | 0.17429 | 16 | 0.22454
25097 | 8.96 | 1 | 365 | 10.2429 | 0.53288 | 10 | 0.77577
25099 | 8.28 | 1 | 365 | 9.4655 | 0.97458 | 10 | 0.44011
24843 | 4.68 | 1 | 365 | 5.3501 | 0.72476 | 6 | 0.074845
24844 | 5.1 | 1 | 365 | 5.8302 | 0.68724 | 6 | 0.51746
24845 | 4.59 | 1 | 365 | 5.2472 | 0.51852 | 5 | 0.76571
24638 | 4.68 | 1 | 365 | 5.3501 | 0.72476 | 6 | 0.074845
21152 | 6.3 | 1 | 365 | 7.202 | 0.43718 | 7 | 0.63921
24878 | 5.98 | 1 | 365 | 6.8362 | 0.70386 | 7 | 0.54008
24880 | 5.61 | 1 | 365 | 6.4132 | 0.85597 | 7 | 0.26921
24884 | 5.7 | 1 | 365 | 6.5161 | 0.062211 | 6 | 0.57834
24889 | 7.8 | 1 | 365 | 8.9168 | 0.8746 | 9 | 0.79141
24891 | 7.65 | 1 | 365 | 8.7453 | 0.53086 | 9 | 0.27619
24893 | 3.12 | 1 | 365 | 3.5667 | 0.14984 | 3 | 0.71656
24909 | 6.76 | 1 | 365 | 7.7279 | 0.49132 | 8 | 0.21922
24938 | 5.25 | 1 | 365 | 6.0017 | 0.030984 | 6 | 0.032679
24949 | 11.34 | 1 | 365 | 12.9637 | 0.98693 | 13 | 0.95059
20801 | 8.84 | 1 | 365 | 10.1057 | 0.25789 | 10 | 0.3636
24975 | 3.315 | 1 | 365 | 3.7896 | 0.59671 | 4 | 0.38635
24976 | 5.6 | 1 | 365 | 6.4018 | 0.83305 | 7 | 0.23486
25965 | 4.16 | 1 | 365 | 4.7556 | 0.53312 | 5 | 0.28875
25966 | 4.16 | 1 | 365 | 4.7556 | 0.53312 | 5 | 0.28875
25970 | 4.94 | 1 | 365 | 5.6473 | 0.32058 | 5 | 0.96789
25968 | 8.84 | 1 | 365 | 10.1057 | 0.25789 | 10 | 0.3636
25969 | 6.24 | 1 | 365 | 7.1334 | 0.29968 | 7 | 0.43313
25981 | 2.34 | 1 | 365 | 2.675 | 0.36238 | 3 | 0.037423
25973 | 4.94 | 1 | 365 | 5.6473 | 0.32058 | 5 | 0.96789
25983 | 13.26 | 1 | 365 | 15.1586 | 0.38683 | 15 | 0.54539
25982 | 5.2 | 1 | 365 | 5.9445 | 0.9164 | 6 | 0.86094
25980 | 5.72 | 1 | 365 | 6.539 | 0.10804 | 6 | 0.64703
25989 | 8.84 | 1 | 365 | 10.1057 | 0.25789 | 10 | 0.3636
25987 | 6.76 | 1 | 365 | 7.7279 | 0.49132 | 8 | 0.21922
25988 | 3.12 | 1 | 365 | 3.5667 | 0.14984 | 3 | 0.71656
25991 | 3.9 | 1 | 365 | 4.4584 | 0.9373 | 5 | 0.3957
25985 | 3.38 | 1 | 365 | 3.8639 | 0.74566 | 4 | 0.60961
25992 | 4.68 | 1 | 365 | 5.3501 | 0.72476 | 6 | 0.074845
25993 | 6.76 | 1 | 365 | 7.7279 | 0.49132 | 8 | 0.21922
25994 | 9.62 | 1 | 365 | 10.9974 | 0.045346 | 11 | 0.042738
25996 | 10.14 | 1 | 365 | 11.5918 | 0.23699 | 11 | 0.82883
25997 | 7.54 | 1 | 365 | 8.6196 | 0.27878 | 8 | 0.89836
25998 | 12.22 | 1 | 365 | 13.9697 | 0.0035475 | 13 | 0.97321
26000 | 13.78 | 1 | 365 | 15.753 | 0.57847 | 16 | 0.33149
26001 | 3.06 | 1 | 365 | 3.4981 | 0.012345 | 3 | 0.51048
26032 | 4.94 | 1 | 365 | 5.6473 | 0.32058 | 5 | 0.96789
26003 | 5.2 | 1 | 365 | 5.9445 | 0.9164 | 6 | 0.86094
25668 | 8 | 1 | 365 | 9.1454 | 0.33293 | 9 | 0.47837
25671 | 8.91 | 1 | 365 | 10.1857 | 0.4183 | 10 | 0.60403
25673 | 8.5 | 1 | 365 | 9.717 | 0.47874 | 10 | 0.19577
25677 | 9.45 | 1 | 365 | 10.8031 | 0.65577 | 11 | 0.45882
25680 | 5.4 | 1 | 365 | 6.1732 | 0.37473 | 6 | 0.5479
25783 | 6.75 | 1 | 365 | 7.7165 | 0.46841 | 8 | 0.18487
25817 | 8.16 | 1 | 365 | 9.3283 | 0.69959 | 10 | 0.027935
25819 | 5.04 | 1 | 365 | 5.7616 | 0.54974 | 6 | 0.31137
25821 | 5.232 | 1 | 365 | 5.9811 | 0.98973 | 6 | 0.97085
25822 | 3.06 | 1 | 365 | 3.4981 | 0.012345 | 3 | 0.51048
25823 | 4.16 | 1 | 365 | 4.7556 | 0.53312 | 5 | 0.28875
25824 | 4.68 | 1 | 365 | 5.3501 | 0.72476 | 6 | 0.074845
25827 | 4.08 | 1 | 365 | 4.6642 | 0.34979 | 5 | 0.013968
25828 | 3 | 1 | 365 | 3.4295 | 0.87485 | 4 | 0.30439
25833 | 10.45 | 1 | 365 | 11.9462 | 0.94739 | 12 | 0.89362
25855 | 18.76 | 1 | 365 | 21.4461 | 0.99072 | 22 | 0.43677
25860 | 8.1 | 1 | 365 | 9.2598 | 0.56209 | 9 | 0.82185
25861 | 6.63 | 1 | 365 | 7.5793 | 0.19341 | 7 | 0.7727
25862 | 3.6 | 1 | 365 | 4.1154 | 0.24982 | 4 | 0.36527
25863 | 5.7 | 1 | 365 | 6.5161 | 0.062211 | 6 | 0.57834
25864 | 5.865 | 1 | 365 | 6.7048 | 0.44033 | 7 | 0.14508
26501 | 5.232 | 1 | 365 | 5.9811 | 0.98973 | 6 | 0.97085
24693 | 8.96 | 1 | 365 | 10.2429 | 0.53288 | 10 | 0.77577
25139 | 7.02 | 1 | 365 | 8.0251 | 0.087144 | 8 | 0.11227
26429 | 8.06 | 1 | 365 | 9.214 | 0.47042 | 9 | 0.68446
25688 | 10.8 | 1 | 365 | 12.3463 | 0.74945 | 13 | 0.095797
25687 | 9.69 | 1 | 365 | 11.0774 | 0.20576 | 11 | 0.28317
25685 | 5.4 | 1 | 365 | 6.1732 | 0.37473 | 6 | 0.5479
25684 | 9.72 | 1 | 365 | 11.1117 | 0.27451 | 11 | 0.38622
24682 | 5.72 | 1 | 365 | 6.539 | 0.10804 | 6 | 0.64703
26437 | 7.65 | 1 | 365 | 8.7453 | 0.53086 | 9 | 0.27619
26322 | 4.42 | 1 | 365 | 5.0529 | 0.12894 | 5 | 0.1818
26326 | 12.74 | 1 | 365 | 14.5641 | 0.19519 | 14 | 0.7593
26327 | 6.76 | 1 | 365 | 7.7279 | 0.49132 | 8 | 0.21922
26331 | 6.375 | 1 | 365 | 7.2878 | 0.60905 | 7 | 0.89682
26332 | 8.06 | 1 | 365 | 9.214 | 0.47042 | 9 | 0.68446
26334 | 5.2 | 1 | 365 | 5.9445 | 0.9164 | 6 | 0.86094
26335 | 7.14 | 1 | 365 | 8.1623 | 0.36214 | 8 | 0.52444
26336 | 3.825 | 1 | 365 | 4.3727 | 0.76543 | 5 | 0.13809
26337 | 4.845 | 1 | 365 | 5.5387 | 0.10288 | 5 | 0.64159
26354 | 8.5 | 1 | 365 | 9.717 | 0.47874 | 10 | 0.19577
26419 | 3.825 | 1 | 365 | 4.3727 | 0.76543 | 5 | 0.13809
26423 | 5.1 | 1 | 365 | 5.8302 | 0.68724 | 6 | 0.51746
26432 | 2.6 | 1 | 365 | 2.9723 | 0.9582 | 3 | 0.93047
26436 | 3.9 | 1 | 365 | 4.4584 | 0.9373 | 5 | 0.3957
26441 | 7.28 | 1 | 365 | 8.3224 | 0.68296 | 9 | 0.0053149
26460 | 6.12 | 1 | 365 | 6.9963 | 0.02469 | 7 | 0.020952
26445 | 4.845 | 1 | 365 | 5.5387 | 0.10288 | 5 | 0.64159
26062 | 8.5 | 1 | 365 | 9.717 | 0.47874 | 10 | 0.19577
26286 | 17 | 1 | 365 | 19.4341 | 0.95747 | 20 | 0.39153
26299 | 6.12 | 1 | 365 | 6.9963 | 0.02469 | 7 | 0.020952
26471 | 6.885 | 1 | 365 | 7.8708 | 0.77778 | 8 | 0.64857
26466 | 5.1 | 1 | 365 | 5.8302 | 0.68724 | 6 | 0.51746
26435 | 7.905 | 1 | 365 | 9.0368 | 0.11522 | 9 | 0.15206
26442 | 3.38 | 1 | 365 | 3.8639 | 0.74566 | 4 | 0.60961
26446 | 12.48 | 1 | 365 | 14.2669 | 0.59937 | 14 | 0.86625
26444 | 7.02 | 1 | 365 | 8.0251 | 0.087144 | 8 | 0.11227
26449 | 3.12 | 1 | 365 | 3.5667 | 0.14984 | 3 | 0.71656
26450 | 6.5 | 1 | 365 | 7.4307 | 0.8955 | 8 | 0.32617
26455 | 4.59 | 1 | 365 | 5.2472 | 0.51852 | 5 | 0.76571
26456 | 8.16 | 1 | 365 | 9.3283 | 0.69959 | 10 | 0.027935
26464 | 3.9 | 1 | 365 | 4.4584 | 0.9373 | 5 | 0.3957
26470 | 6.885 | 1 | 365 | 7.8708 | 0.77778 | 8 | 0.64857
26474 | 3.64 | 1 | 365 | 4.1612 | 0.34148 | 4 | 0.50266
26477 | 6.44 | 1 | 365 | 7.3621 | 0.75801 | 8 | 0.12009
26488 | 7.56 | 1 | 365 | 8.6424 | 0.32462 | 8 | 0.96706
26489 | 7.8 | 1 | 365 | 8.9168 | 0.8746 | 9 | 0.79141
26396 | 6.36 | 1 | 365 | 7.2706 | 0.57468 | 7 | 0.8453
26500 | 5.98 | 1 | 365 | 6.8362 | 0.70386 | 7 | 0.54008
26493 | 4.94 | 1 | 365 | 5.6473 | 0.32058 | 5 | 0.96789
26503 | 4.42 | 1 | 365 | 5.0529 | 0.12894 | 5 | 0.1818
6703 | 4247.76 | 1 | 365 | 4855.9543 | 0.23478 | 4856 | 0.18906
22991 | 13.455 | 1 | 365 | 15.3815 | 0.83369 | 16 | 0.21518
24611 | 31.32 | 0.9 | 365 | 32.224 | 0.59607 | 32 | 0.82003
24613 | 11.73 | 1 | 365 | 13.4095 | 0.88066 | 14 | 0.29016
24614 | 7.84 | 1 | 365 | 8.9625 | 0.96627 | 9 | 0.9288
24618 | 11.1 | 1 | 365 | 12.6893 | 0.43694 | 13 | 0.12624
24620 | 4.48 | 1 | 365 | 5.1214 | 0.26644 | 5 | 0.38789
24632 | 18.2 | 1 | 365 | 20.8059 | 0.70741 | 21 | 0.51329
24641 | 6.5 | 1 | 365 | 7.4307 | 0.8955 | 8 | 0.32617
24640 | 7.14 | 1 | 365 | 8.1623 | 0.36214 | 8 | 0.52444
24645 | 8.32 | 1 | 365 | 9.5113 | 0.066245 | 9 | 0.5775
24652 | 5.1 | 1 | 365 | 5.8302 | 0.68724 | 6 | 0.51746
24658 | 10.2 | 1 | 365 | 11.6604 | 0.37448 | 12 | 0.034919
24660 | 5.61 | 1 | 365 | 6.4132 | 0.85597 | 7 | 0.26921
24662 | 8.96 | 1 | 365 | 10.2429 | 0.53288 | 10 | 0.77577
24671 | 10.08 | 1 | 365 | 11.5233 | 0.099489 | 11 | 0.62274
19007 | 6.6 | 1 | 365 | 7.545 | 0.12467 | 7 | 0.66965
24676 | 8.67 | 1 | 365 | 9.9114 | 0.86831 | 10 | 0.77968
24680 | 5.13 | 1 | 365 | 5.8645 | 0.75599 | 6 | 0.6205
24687 | 5.2 | 1 | 365 | 5.9445 | 0.9164 | 6 | 0.86094
24694 | 6.16 | 1 | 365 | 7.042 | 0.11635 | 7 | 0.15834
24697 | 11.115 | 1 | 365 | 12.7064 | 0.47131 | 13 | 0.17776
24701 | 6.6 | 1 | 365 | 7.545 | 0.12467 | 7 | 0.66965
24703 | 10.26 | 1 | 365 | 11.729 | 0.51198 | 12 | 0.24101
17863 | 6.76 | 1 | 365 | 7.7279 | 0.49132 | 8 | 0.21922
21321 | 3.9 | 1 | 365 | 4.4584 | 0.9373 | 5 | 0.3957
21325 | 3.38 | 1 | 365 | 3.8639 | 0.74566 | 4 | 0.60961
21111 | 3.51 | 1 | 365 | 4.0126 | 0.043572 | 4 | 0.056134
21101 | 6.24 | 1 | 365 | 7.1334 | 0.29968 | 7 | 0.43313
21210 | 13.12 | 1 | 365 | 14.9985 | 0.066002 | 15 | 0.064524
22653 | 649.04 | 0.8 | 365 | 593.5756 | 0.88036 | 594 | 0.456
21314 | 272.37 | 0.8 | 365 | 249.0943 | 0.33396 | 249 | 0.42831
21109 | 318.06 | 0.8 | 365 | 290.8799 | 0.097108 | 290 | 0.97697
24737 | 3.06 | 1 | 365 | 3.4981 | 0.012345 | 3 | 0.51048
24783 | 8.5 | 1 | 365 | 9.717 | 0.47874 | 10 | 0.19577
24790 | 4.75 | 1 | 365 | 5.4301 | 0.88518 | 6 | 0.31528
24834 | 15.075 | 1 | 365 | 17.2334 | 0.54611 | 17 | 0.77955
24835 | 6.24 | 1 | 365 | 7.1334 | 0.29968 | 7 | 0.43313
24836 | 6.375 | 1 | 365 | 7.2878 | 0.60905 | 7 | 0.89682
24838 | 8.925 | 1 | 365 | 10.2029 | 0.45267 | 10 | 0.65555
24839 | 8.4 | 1 | 365 | 9.6027 | 0.24957 | 9 | 0.85229
24842 | 5.1 | 1 | 365 | 5.8302 | 0.68724 | 6 | 0.51746
25568 | 6.875 | 1 | 365 | 7.8594 | 0.75486 | 8 | 0.61422
25571 | 5.98 | 1 | 365 | 6.8362 | 0.70386 | 7 | 0.54008
25577 | 12.15 | 1 | 365 | 13.8896 | 0.84313 | 14 | 0.73277
19279 | 5.46 | 1 | 365 | 6.2418 | 0.51222 | 6 | 0.75399
20458 | 5.2 | 1 | 365 | 5.9445 | 0.9164 | 6 | 0.86094
18797 | 8.75 | 1 | 365 | 10.0028 | 0.05164 | 10 | 0.054465
13868 | 7.02 | 1 | 365 | 8.0251 | 0.087144 | 8 | 0.11227
25595 | 5.75 | 1 | 365 | 6.5733 | 0.17679 | 6 | 0.75008
25598 | 9 | 1 | 365 | 10.2886 | 0.62454 | 10 | 0.91316
25600 | 4.25 | 1 | 365 | 4.8585 | 0.73937 | 5 | 0.59788
25607 | 9 | 1 | 365 | 10.2886 | 0.62454 | 10 | 0.91316
25639 | 9.72 | 1 | 365 | 11.1117 | 0.27451 | 11 | 0.38622
25640 | 13.23 | 1 | 365 | 15.1243 | 0.31808 | 15 | 0.44235
25641 | 11.96 | 1 | 365 | 13.6724 | 0.40773 | 14 | 0.08016
25648 | 6.54 | 1 | 365 | 7.4764 | 0.98717 | 8 | 0.46357
25649 | 3.57 | 1 | 365 | 4.0812 | 0.18107 | 4 | 0.26222
25651 | 6.875 | 1 | 365 | 7.8594 | 0.75486 | 8 | 0.61422
25659 | 5.1 | 1 | 365 | 5.8302 | 0.68724 | 6 | 0.51746
25660 | 12.099 | 1 | 365 | 13.8313 | 0.72626 | 14 | 0.5576
25662 | 6.54 | 1 | 365 | 7.4764 | 0.98717 | 8 | 0.46357
25676 | 5.49 | 1 | 365 | 6.2761 | 0.58097 | 6 | 0.85703
25572 | 10.66 | 1 | 365 | 12.1863 | 0.42863 | 12 | 0.61493
25610 | 6 | 1 | 365 | 6.8591 | 0.7497 | 7 | 0.60878
25550 | 4.4 | 1 | 365 | 5.03 | 0.08311 | 5 | 0.1131
25704 | 11.118 | 1 | 365 | 12.7099 | 0.47819 | 13 | 0.18806
25705 | 3 | 1 | 365 | 3.4295 | 0.87485 | 4 | 0.30439
25710 | 5.4 | 1 | 365 | 6.1732 | 0.37473 | 6 | 0.5479
25948 | 7.65 | 1 | 365 | 8.7453 | 0.53086 | 9 | 0.27619
25950 | 5.98 | 1 | 365 | 6.8362 | 0.70386 | 7 | 0.54008
25954 | 5.72 | 1 | 365 | 6.539 | 0.10804 | 6 | 0.64703
25958 | 5.72 | 1 | 365 | 6.539 | 0.10804 | 6 | 0.64703
25957 | 4.42 | 1 | 365 | 5.0529 | 0.12894 | 5 | 0.1818
25961 | 2.08 | 1 | 365 | 2.3778 | 0.76656 | 3 | 0.14438
25959 | 2.86 | 1 | 365 | 3.2695 | 0.55402 | 3 | 0.82352
25960 | 3.38 | 1 | 365 | 3.8639 | 0.74566 | 4 | 0.60961
25963 | 9.36 | 1 | 365 | 10.7002 | 0.44953 | 11 | 0.14969
25956 | 7.02 | 1 | 365 | 8.0251 | 0.087144 | 8 | 0.11227
25964 | 8.32 | 1 | 365 | 9.5113 | 0.066245 | 9 | 0.5775
19100 | 3.06 | 1 | 365 | 3.4981 | 0.012345 | 3 | 0.51048
20852 | 1300.09 | 0.9 | 365 | 1337.6132 | 0.37634 | 1337 | 0.98954
25358 | 4.8 | 1 | 365 | 5.4873 | 0.99976 | 6 | 0.48702
25207 | 12.426 | 1 | 365 | 14.2052 | 0.47562 | 14 | 0.68078
25118 | 4.56 | 1 | 365 | 5.2129 | 0.44977 | 5 | 0.66267
25858 | 6.12 | 1 | 365 | 6.9963 | 0.02469 | 7 | 0.020952
25877 | 4.2 | 1 | 365 | 4.8014 | 0.62479 | 5 | 0.42614
25876 | 4.2 | 1 | 365 | 4.8014 | 0.62479 | 5 | 0.42614
25878 | 5.2 | 1 | 365 | 5.9445 | 0.9164 | 6 | 0.86094
25879 | 6.24 | 1 | 365 | 7.1334 | 0.29968 | 7 | 0.43313
26023 | 8.16 | 1 | 365 | 9.3283 | 0.69959 | 10 | 0.027935
26275 | 4.845 | 1 | 365 | 5.5387 | 0.10288 | 5 | 0.64159
26277 | 5.355 | 1 | 365 | 6.1217 | 0.2716 | 6 | 0.39333
26279 | 2.86 | 1 | 365 | 3.2695 | 0.55402 | 3 | 0.82352
26280 | 3.64 | 1 | 365 | 4.1612 | 0.34148 | 4 | 0.50266
26284 | 5.04 | 1 | 365 | 5.7616 | 0.54974 | 6 | 0.31137
26273 | 2.04 | 1 | 365 | 2.3321 | 0.6749 | 3 | 0.0069838
26308 | 5.1 | 1 | 365 | 5.8302 | 0.68724 | 6 | 0.51746
26303 | 8.32 | 1 | 365 | 9.5113 | 0.066245 | 9 | 0.5775
26307 | 3.06 | 1 | 365 | 3.4981 | 0.012345 | 3 | 0.51048
26312 | 7.8 | 1 | 365 | 8.9168 | 0.8746 | 9 | 0.79141
26313 | 2.34 | 1 | 365 | 2.675 | 0.36238 | 3 | 0.037423
26310 | 8.925 | 1 | 365 | 10.2029 | 0.45267 | 10 | 0.65555
26315 | 11.772 | 1 | 365 | 13.4575 | 0.9769 | 14 | 0.43442
26318 | 5.865 | 1 | 365 | 6.7048 | 0.44033 | 7 | 0.14508
26319 | 7.5 | 1 | 365 | 8.5739 | 0.18712 | 8 | 0.76097
26320 | 6.76 | 1 | 365 | 7.7279 | 0.49132 | 8 | 0.21922
26321 | 5.865 | 1 | 365 | 6.7048 | 0.44033 | 7 | 0.14508
26323 | 5.61 | 1 | 365 | 6.4132 | 0.85597 | 7 | 0.26921
26274 | 7.02 | 1 | 365 | 8.0251 | 0.087144 | 8 | 0.11227
26324 | 7.65 | 1 | 365 | 8.7453 | 0.53086 | 9 | 0.27619
26375 | 4.32 | 1 | 365 | 4.9385 | 0.89978 | 5 | 0.83832
26381 | 7.8 | 1 | 365 | 8.9168 | 0.8746 | 9 | 0.79141
26383 | 9.8 | 1 | 365 | 11.2032 | 0.45784 | 11 | 0.661
26366 | 5.4 | 1 | 365 | 6.1732 | 0.37473 | 6 | 0.5479
26399 | 5.1 | 1 | 365 | 5.8302 | 0.68724 | 6 | 0.51746
26412 | 4.68 | 1 | 365 | 5.3501 | 0.72476 | 6 | 0.074845
26413 | 3.9 | 1 | 365 | 4.4584 | 0.9373 | 5 | 0.3957
26414 | 4.59 | 1 | 365 | 5.2472 | 0.51852 | 5 | 0.76571
26420 | 7.8 | 1 | 365 | 8.9168 | 0.8746 | 9 | 0.79141
26421 | 5.72 | 1 | 365 | 6.539 | 0.10804 | 6 | 0.64703
26427 | 6.76 | 1 | 365 | 7.7279 | 0.49132 | 8 | 0.21922
26425 | 6.5 | 1 | 365 | 7.4307 | 0.8955 | 8 | 0.32617
26431 | 6.12 | 1 | 365 | 6.9963 | 0.02469 | 7 | 0.020952
26434 | 2.55 | 1 | 365 | 2.9151 | 0.84362 | 3 | 0.75873
25611 | 12.96 | 1 | 365 | 14.8156 | 0.69934 | 15 | 0.51496
19434 | 14.76 | 1 | 365 | 16.8733 | 0.82425 | 17 | 0.69759
24342 | 6.84 | 1 | 365 | 7.8194 | 0.67465 | 8 | 0.494
18470 | 8.415 | 1 | 365 | 9.6199 | 0.28395 | 9 | 0.90381
25128 | 7.02 | 1 | 365 | 8.0251 | 0.087144 | 8 | 0.11227
22119 | 8.37 | 1 | 365 | 9.5684 | 0.18083 | 9 | 0.74924
25519 | 9 | 1 | 365 | 10.2886 | 0.62454 | 10 | 0.91316
25520 | 9.36 | 1 | 365 | 10.7002 | 0.44953 | 11 | 0.14969
25624 | 10.8 | 1 | 365 | 12.3463 | 0.74945 | 13 | 0.095797
25726 | 200.88 | 0.9 | 365 | 206.6778 | 0.30584 | 206 | 0.98364
26403 | 7.8 | 1 | 365 | 8.9168 | 0.8746 | 9 | 0.79141
26644 | 10.23 | 1 | 365 | 11.6947 | 0.44323 | 12 | 0.13796
26568 | 5.1 | 1 | 365 | 5.8302 | 0.68724 | 6 | 0.51746
26598 | 4.08 | 1 | 365 | 4.6642 | 0.34979 | 5 | 0.013968
25616 | 8.91 | 1 | 365 | 10.1857 | 0.4183 | 10 | 0.60403
25618 | 8.91 | 1 | 365 | 10.1857 | 0.4183 | 10 | 0.60403
26593 | 4.08 | 1 | 365 | 4.6642 | 0.34979 | 5 | 0.013968
26632 | 6.12 | 1 | 365 | 6.9963 | 0.02469 | 7 | 0.020952
26608 | 10.2 | 1 | 365 | 11.6604 | 0.37448 | 12 | 0.034919
26575 | 8.82 | 1 | 365 | 10.0828 | 0.21205 | 10 | 0.2949
19733 | 13.26 | 1 | 365 | 15.1586 | 0.38683 | 15 | 0.54539
23078 | 15.3 | 1 | 365 | 17.4907 | 0.061725 | 17 | 0.55238
24006 | 7.15 | 1 | 365 | 8.1737 | 0.38505 | 8 | 0.55879
13948 | 9.72 | 1 | 365 | 11.1117 | 0.27451 | 11 | 0.38622
12965 | 8.925 | 1 | 365 | 10.2029 | 0.45267 | 10 | 0.65555
26496 | 5.88 | 1 | 365 | 6.7219 | 0.4747 | 7 | 0.1966
26394 | 2 | 1 | 365 | 2.2864 | 0.58323 | 2 | 0.86959
26251 | 5.13 | 1 | 365 | 5.8645 | 0.75599 | 6 | 0.6205
26352 | 3 | 1 | 365 | 3.4295 | 0.87485 | 4 | 0.30439
26369 | 11.5 | 1 | 365 | 13.1466 | 0.35358 | 13 | 0.50015
26372 | 8.75 | 1 | 365 | 10.0028 | 0.05164 | 10 | 0.054465
26382 | 5.04 | 1 | 365 | 5.7616 | 0.54974 | 6 | 0.31137
26389 | 3.8 | 1 | 365 | 4.3441 | 0.70814 | 5 | 0.052225
26404 | 11 | 1 | 365 | 12.575 | 0.20778 | 12 | 0.78276
26506 | 14.4 | 1 | 365 | 16.4618 | 0.99927 | 17 | 0.46106
24550 | 109.4 | 0.9 | 365 | 112.5575 | 0.63251 | 113 | 0.19001
26271 | 9.99 | 1 | 365 | 11.4204 | 0.89324 | 12 | 0.31361
19109 | 22.275 | 1 | 365 | 25.4643 | 0.045746 | 25 | 0.51008
17813 | 13.77 | 1 | 365 | 15.7416 | 0.55555 | 16 | 0.29714
18457 | 5.2 | 1 | 365 | 5.9445 | 0.9164 | 6 | 0.86094
17752 | 14.56 | 1 | 365 | 16.6447 | 0.36593 | 17 | 0.01063
18698 | 15.34 | 1 | 365 | 17.5364 | 0.15339 | 17 | 0.68977
21921 | 6.24 | 1 | 365 | 7.1334 | 0.29968 | 7 | 0.43313
21823 | 11.96 | 1 | 365 | 13.6724 | 0.40773 | 14 | 0.08016
19553 | 8.84 | 1 | 365 | 10.1057 | 0.25789 | 10 | 0.3636
22386 | 7.02 | 1 | 365 | 8.0251 | 0.087144 | 8 | 0.11227
22430 | 12.74 | 1 | 365 | 14.5641 | 0.19519 | 14 | 0.7593
22441 | 9.36 | 1 | 365 | 10.7002 | 0.44953 | 11 | 0.14969
22444 | 13 | 1 | 365 | 14.8613 | 0.79101 | 15 | 0.65235
22384 | 10.4 | 1 | 365 | 11.8891 | 0.83281 | 12 | 0.72188
21102 | 5.2 | 1 | 365 | 5.9445 | 0.9164 | 6 | 0.86094
20598 | 6.5 | 1 | 365 | 7.4307 | 0.8955 | 8 | 0.32617
20664 | 7.8 | 1 | 365 | 8.9168 | 0.8746 | 9 | 0.79141
22596 | 9.36 | 1 | 365 | 10.7002 | 0.44953 | 11 | 0.14969
22615 | 13 | 1 | 365 | 14.8613 | 0.79101 | 15 | 0.65235
22625 | 11.96 | 1 | 365 | 13.6724 | 0.40773 | 14 | 0.08016
22802 | 10.4 | 1 | 365 | 11.8891 | 0.83281 | 12 | 0.72188
22589 | 7.28 | 1 | 365 | 8.3224 | 0.68296 | 9 | 0.0053149
22021 | 8.06 | 1 | 365 | 9.214 | 0.47042 | 9 | 0.68446
23045 | 4.94 | 1 | 365 | 5.6473 | 0.32058 | 5 | 0.96789
22793 | 9.36 | 1 | 365 | 10.7002 | 0.44953 | 11 | 0.14969
20788 | 7.02 | 1 | 365 | 8.0251 | 0.087144 | 8 | 0.11227
20885 | 2.34 | 1 | 365 | 2.675 | 0.36238 | 3 | 0.037423
21042 | 5.72 | 1 | 365 | 6.539 | 0.10804 | 6 | 0.64703
24602 | 5 | 1 | 365 | 5.7159 | 0.45808 | 6 | 0.17398
21169 | 4.42 | 1 | 365 | 5.0529 | 0.12894 | 5 | 0.1818
25419 | 6.25 | 1 | 365 | 7.1449 | 0.3226 | 7 | 0.46747
25658 | 5.5 | 1 | 365 | 6.2875 | 0.60389 | 6 | 0.89138
25654 | 2.5 | 1 | 365 | 2.858 | 0.72904 | 3 | 0.58699
25666 | 4.5 | 1 | 365 | 5.1443 | 0.31227 | 5 | 0.45658
25834 | 4.5 | 1 | 365 | 5.1443 | 0.31227 | 5 | 0.45658
24450 | 9 | 1 | 365 | 10.2886 | 0.62454 | 10 | 0.91316
25337 | 5.559 | 1 | 365 | 6.3549 | 0.73909 | 7 | 0.094031
26516 | 9 | 1 | 365 | 10.2886 | 0.62454 | 10 | 0.91316
26459 | 14.835 | 1 | 365 | 16.9591 | 0.99612 | 17 | 0.9552
26498 | 10.5 | 1 | 365 | 12.0034 | 0.061968 | 12 | 0.065358
26526 | 7 | 1 | 365 | 8.0023 | 0.041312 | 8 | 0.043572
25613 | 11.2 | 1 | 365 | 12.8036 | 0.6661 | 13 | 0.46972
23501 | 9.92 | 1 | 365 | 11.3403 | 0.73283 | 12 | 0.073176
21104 | 10 | 1 | 365 | 11.4318 | 0.91616 | 12 | 0.34796
21674 | 5.5 | 1 | 365 | 6.2875 | 0.60389 | 6 | 0.89138
22808 | 10.45 | 1 | 365 | 11.9462 | 0.94739 | 12 | 0.89362
22881 | 6.725 | 1 | 365 | 7.6879 | 0.41112 | 8 | 0.099003
24116 | 11.1 | 1 | 365 | 12.6893 | 0.43694 | 13 | 0.12624
15823 | 258.515 | 0.9 | 365 | 265.9763 | 0.1754 | 266 | 0.15166
21902 | 283.03 | 0.9 | 365 | 291.1988 | 0.73647 | 291 | 0.93528
23584 | 38.4 | 0.9 | 365 | 39.5083 | 0.19825 | 39 | 0.70655
25008 | 4.77 | 1 | 365 | 5.453 | 0.93101 | 6 | 0.38398
24619 | 8.12 | 1 | 365 | 9.2826 | 0.60792 | 9 | 0.89054
23785 | 17.68 | 1 | 365 | 20.2114 | 0.51577 | 20 | 0.72719
25427 | 5.1 | 1 | 365 | 5.8302 | 0.68724 | 6 | 0.51746
25661 | 12.54 | 1 | 365 | 14.3355 | 0.73686 | 15 | 0.072342
25962 | 6.24 | 1 | 365 | 7.1334 | 0.29968 | 7 | 0.43313
26410 | 5.98 | 1 | 365 | 6.8362 | 0.70386 | 7 | 0.54008
26236 | 4.6 | 1 | 365 | 5.2586 | 0.54143 | 5 | 0.80006
26636 | 8.835 | 1 | 365 | 10.1 | 0.24643 | 10 | 0.34642
26642 | 12.19 | 1 | 365 | 13.9354 | 0.9348 | 14 | 0.87016
26514 | 4.08 | 1 | 365 | 4.6642 | 0.34979 | 5 | 0.013968
26539 | 5.1 | 1 | 365 | 5.8302 | 0.68724 | 6 | 0.51746
25122 | 9.25 | 1 | 365 | 10.5744 | 0.19745 | 10 | 0.77186
20477 | 7.2 | 1 | 365 | 8.2309 | 0.49964 | 8 | 0.73053
26015 | 4.32 | 1 | 365 | 4.9385 | 0.89978 | 5 | 0.83832
15805 | 6.375 | 1 | 365 | 7.2878 | 0.60905 | 7 | 0.89682
23774 | 2.475 | 1 | 365 | 2.8294 | 0.67175 | 3 | 0.50112
13464 | 12.24 | 1 | 365 | 13.9925 | 0.04938 | 14 | 0.041903
17376 | 13.26 | 1 | 365 | 15.1586 | 0.38683 | 15 | 0.54539
17961 | 11.96 | 1 | 365 | 13.6724 | 0.40773 | 14 | 0.08016
18829 | 10.92 | 1 | 365 | 12.4835 | 0.024447 | 12 | 0.50797
18881 | 13.77 | 1 | 365 | 15.7416 | 0.55555 | 16 | 0.29714
18874 | 13.16 | 1 | 365 | 15.0442 | 0.15767 | 15 | 0.20192
18901 | 18.46 | 1 | 365 | 21.1031 | 0.30323 | 21 | 0.40633
19065 | 10.14 | 1 | 365 | 11.5918 | 0.23699 | 11 | 0.82883
18904 | 13 | 1 | 365 | 14.8613 | 0.79101 | 15 | 0.65235
20457 | 10.92 | 1 | 365 | 12.4835 | 0.024447 | 12 | 0.50797
20451 | 17.34 | 1 | 365 | 19.8227 | 0.73662 | 20 | 0.55936
20550 | 13.005 | 1 | 365 | 14.8671 | 0.80247 | 15 | 0.66952
20562 | 12.495 | 1 | 365 | 14.284 | 0.63374 | 14 | 0.91778
20551 | 12.32 | 1 | 365 | 14.084 | 0.23271 | 14 | 0.31669
18524 | 15.08 | 1 | 365 | 17.2392 | 0.55757 | 17 | 0.79672
22746 | 9.62 | 1 | 365 | 10.9974 | 0.045346 | 11 | 0.042738
22745 | 5.72 | 1 | 365 | 6.539 | 0.10804 | 6 | 0.64703
24634 | 6.21 | 1 | 365 | 7.0991 | 0.23094 | 7 | 0.33008
24118 | 54.08 | 0.9 | 365 | 55.6409 | 0.53753 | 56 | 0.17839
25999 | 4.94 | 1 | 365 | 5.6473 | 0.32058 | 5 | 0.96789
26108 | 6.76 | 1 | 365 | 7.7279 | 0.49132 | 8 | 0.21922
26479 | 5.355 | 1 | 365 | 6.1217 | 0.2716 | 6 | 0.39333
25686 | 12.6 | 1 | 365 | 14.4041 | 0.87436 | 15 | 0.27843
26672 | 11.5 | 1 | 365 | 13.1466 | 0.35358 | 13 | 0.50015
27610 | 98.86 | 0.9 | 365 | 101.7133 | 0.89424 | 102 | 0.60754
24073 | 9.62 | 1 | 365 | 10.9974 | 0.045346 | 11 | 0.042738
25744 | 9.36 | 1 | 365 | 10.7002 | 0.44953 | 11 | 0.14969
21546 | 10.14 | 1 | 365 | 11.5918 | 0.23699 | 11 | 0.82883
21547 | 3.825 | 1 | 365 | 4.3727 | 0.76543 | 5 | 0.13809
21548 | 5.72 | 1 | 365 | 6.539 | 0.10804 | 6 | 0.64703
21545 | 6.5 | 1 | 365 | 7.4307 | 0.8955 | 8 | 0.32617
21553 | 7.28 | 1 | 365 | 8.3224 | 0.68296 | 9 | 0.0053149
21557 | 7.54 | 1 | 365 | 8.6196 | 0.27878 | 8 | 0.89836
21558 | 5.72 | 1 | 365 | 6.539 | 0.10804 | 6 | 0.64703
21562 | 5.72 | 1 | 365 | 6.539 | 0.10804 | 6 | 0.64703
21560 | 9.36 | 1 | 365 | 10.7002 | 0.44953 | 11 | 0.14969
21563 | 10.92 | 1 | 365 | 12.4835 | 0.024447 | 12 | 0.50797
21559 | 2.08 | 1 | 365 | 2.3778 | 0.76656 | 3 | 0.14438
21567 | 5.72 | 1 | 365 | 6.539 | 0.10804 | 6 | 0.64703
21565 | 3.38 | 1 | 365 | 3.8639 | 0.74566 | 4 | 0.60961
21568 | 9.88 | 1 | 365 | 11.2946 | 0.64117 | 11 | 0.93578
21569 | 10.4 | 1 | 365 | 11.8891 | 0.83281 | 12 | 0.72188
21571 | 4.68 | 1 | 365 | 5.3501 | 0.72476 | 6 | 0.074845
21572 | 8.84 | 1 | 365 | 10.1057 | 0.25789 | 10 | 0.3636
21574 | 9.1 | 1 | 365 | 10.4029 | 0.85371 | 11 | 0.25664
21573 | 6.24 | 1 | 365 | 7.1334 | 0.29968 | 7 | 0.43313
21578 | 9.36 | 1 | 365 | 10.7002 | 0.44953 | 11 | 0.14969
21579 | 10.4 | 1 | 365 | 11.8891 | 0.83281 | 12 | 0.72188
21581 | 9.88 | 1 | 365 | 11.2946 | 0.64117 | 11 | 0.93578
21584 | 5.1 | 1 | 365 | 5.8302 | 0.68724 | 6 | 0.51746
21587 | 5.2 | 1 | 365 | 5.9445 | 0.9164 | 6 | 0.86094
21590 | 5.46 | 1 | 365 | 6.2418 | 0.51222 | 6 | 0.75399
21591 | 10.4 | 1 | 365 | 11.8891 | 0.83281 | 12 | 0.72188
21593 | 5.72 | 1 | 365 | 6.539 | 0.10804 | 6 | 0.64703
21595 | 11.44 | 1 | 365 | 13.078 | 0.21609 | 13 | 0.29407
21598 | 10.92 | 1 | 365 | 12.4835 | 0.024447 | 12 | 0.50797
21599 | 2.08 | 1 | 365 | 2.3778 | 0.76656 | 3 | 0.14438
21602 | 4.94 | 1 | 365 | 5.6473 | 0.32058 | 5 | 0.96789
21603 | 8.84 | 1 | 365 | 10.1057 | 0.25789 | 10 | 0.3636
21504 | 7.02 | 1 | 365 | 8.0251 | 0.087144 | 8 | 0.11227
21605 | 14.04 | 1 | 365 | 16.0502 | 0.17429 | 16 | 0.22454
21608 | 7.02 | 1 | 365 | 8.0251 | 0.087144 | 8 | 0.11227
21609 | 11.44 | 1 | 365 | 13.078 | 0.21609 | 13 | 0.29407
21613 | 8.32 | 1 | 365 | 9.5113 | 0.066245 | 9 | 0.5775
21614 | 6.24 | 1 | 365 | 7.1334 | 0.29968 | 7 | 0.43313
21616 | 3.64 | 1 | 365 | 4.1612 | 0.34148 | 4 | 0.50266
21618 | 13.52 | 1 | 365 | 15.4558 | 0.98265 | 16 | 0.43844
21619 | 10.455 | 1 | 365 | 11.9519 | 0.95885 | 12 | 0.91079
21620 | 10.4 | 1 | 365 | 11.8891 | 0.83281 | 12 | 0.72188
21621 | 10.66 | 1 | 365 | 12.1863 | 0.42863 | 12 | 0.61493
21622 | 6.76 | 1 | 365 | 7.7279 | 0.49132 | 8 | 0.21922
21624 | 9.88 | 1 | 365 | 11.2946 | 0.64117 | 11 | 0.93578
21625 | 11.18 | 1 | 365 | 12.7808 | 0.62027 | 13 | 0.40102
21623 | 5.46 | 1 | 365 | 6.2418 | 0.51222 | 6 | 0.75399
21628 | 3.64 | 1 | 365 | 4.1612 | 0.34148 | 4 | 0.50266
21629 | 6.885 | 1 | 365 | 7.8708 | 0.77778 | 8 | 0.64857
21631 | 4.77 | 1 | 365 | 5.453 | 0.93101 | 6 | 0.38398
21633 | 5.46 | 1 | 365 | 6.2418 | 0.51222 | 6 | 0.75399
21637 | 8.06 | 1 | 365 | 9.214 | 0.47042 | 9 | 0.68446
21636 | 9.54 | 1 | 365 | 10.9059 | 0.86202 | 11 | 0.76795
21634 | 14.04 | 1 | 365 | 16.0502 | 0.17429 | 16 | 0.22454
21632 | 12.72 | 1 | 365 | 14.5412 | 0.14936 | 14 | 0.69061
21639 | 3.57 | 1 | 365 | 4.0812 | 0.18107 | 4 | 0.26222
21640 | 3.64 | 1 | 365 | 4.1612 | 0.34148 | 4 | 0.50266
21638 | 11.66 | 1 | 365 | 13.3295 | 0.72024 | 14 | 0.049721
21641 | 5.2 | 1 | 365 | 5.9445 | 0.9164 | 6 | 0.86094
21645 | 10.4 | 1 | 365 | 11.8891 | 0.83281 | 12 | 0.72188
21644 | 6.625 | 1 | 365 | 7.5736 | 0.18196 | 7 | 0.75552
21646 | 4.68 | 1 | 365 | 5.3501 | 0.72476 | 6 | 0.074845
21649 | 6.885 | 1 | 365 | 7.8708 | 0.77778 | 8 | 0.64857
21648 | 6.24 | 1 | 365 | 7.1334 | 0.29968 | 7 | 0.43313
21650 | 6.24 | 1 | 365 | 7.1334 | 0.29968 | 7 | 0.43313
21653 | 9.36 | 1 | 365 | 10.7002 | 0.44953 | 11 | 0.14969
21654 | 3.64 | 1 | 365 | 4.1612 | 0.34148 | 4 | 0.50266
21656 | 6.36 | 1 | 365 | 7.2706 | 0.57468 | 7 | 0.8453
21657 | 4.08 | 1 | 365 | 4.6642 | 0.34979 | 5 | 0.013968
21658 | 5.2 | 1 | 365 | 5.9445 | 0.9164 | 6 | 0.86094
21659 | 5.72 | 1 | 365 | 6.539 | 0.10804 | 6 | 0.64703
21660 | 11.44 | 1 | 365 | 13.078 | 0.21609 | 13 | 0.29407
21662 | 4.68 | 1 | 365 | 5.3501 | 0.72476 | 6 | 0.074845
21663 | 5.72 | 1 | 365 | 6.539 | 0.10804 | 6 | 0.64703
21664 | 5.3 | 1 | 365 | 6.0589 | 0.14556 | 6 | 0.20442
21665 | 7.54 | 1 | 365 | 8.6196 | 0.27878 | 8 | 0.89836
21666 | 6.24 | 1 | 365 | 7.1334 | 0.29968 | 7 | 0.43313
21668 | 4.68 | 1 | 365 | 5.3501 | 0.72476 | 6 | 0.074845
21670 | 3.64 | 1 | 365 | 4.1612 | 0.34148 | 4 | 0.50266
21703 | 12.75 | 1 | 365 | 14.5755 | 0.2181 | 14 | 0.79365
21704 | 12.48 | 1 | 365 | 14.2669 | 0.59937 | 14 | 0.86625
21706 | 14.79 | 1 | 365 | 16.9076 | 0.893 | 17 | 0.80063
21716 | 14.535 | 1 | 365 | 16.6161 | 0.30864 | 16 | 0.92476
21720 | 11.22 | 1 | 365 | 12.8265 | 0.71193 | 13 | 0.53841
21719 | 11.44 | 1 | 365 | 13.078 | 0.21609 | 13 | 0.29407
21724 | 3.9 | 1 | 365 | 4.4584 | 0.9373 | 5 | 0.3957
21729 | 7.54 | 1 | 365 | 8.6196 | 0.27878 | 8 | 0.89836
21725 | 7.02 | 1 | 365 | 8.0251 | 0.087144 | 8 | 0.11227
21731 | 5.2 | 1 | 365 | 5.9445 | 0.9164 | 6 | 0.86094
21733 | 2.295 | 1 | 365 | 2.6236 | 0.25926 | 2 | 0.88286
21734 | 5.2 | 1 | 365 | 5.9445 | 0.9164 | 6 | 0.86094
21736 | 5.46 | 1 | 365 | 6.2418 | 0.51222 | 6 | 0.75399
21741 | 9.1 | 1 | 365 | 10.4029 | 0.85371 | 11 | 0.25664
21742 | 2.6 | 1 | 365 | 2.9723 | 0.9582 | 3 | 0.93047
21743 | 5.98 | 1 | 365 | 6.8362 | 0.70386 | 7 | 0.54008
21752 | 3.12 | 1 | 365 | 3.5667 | 0.14984 | 3 | 0.71656
21750 | 9.945 | 1 | 365 | 11.3689 | 0.79012 | 12 | 0.15905
21756 | 9.1 | 1 | 365 | 10.4029 | 0.85371 | 11 | 0.25664
21757 | 5.1 | 1 | 365 | 5.8302 | 0.68724 | 6 | 0.51746
21761 | 5.2 | 1 | 365 | 5.9445 | 0.9164 | 6 | 0.86094
21763 | 3.57 | 1 | 365 | 4.0812 | 0.18107 | 4 | 0.26222
21766 | 7.54 | 1 | 365 | 8.6196 | 0.27878 | 8 | 0.89836
21768 | 8.06 | 1 | 365 | 9.214 | 0.47042 | 9 | 0.68446
21773 | 3.9 | 1 | 365 | 4.4584 | 0.9373 | 5 | 0.3957
21776 | 6.375 | 1 | 365 | 7.2878 | 0.60905 | 7 | 0.89682
21780 | 3.9 | 1 | 365 | 4.4584 | 0.9373 | 5 | 0.3957
21781 | 4.16 | 1 | 365 | 4.7556 | 0.53312 | 5 | 0.28875
21784 | 4.845 | 1 | 365 | 5.5387 | 0.10288 | 5 | 0.64159
21788 | 3.9 | 1 | 365 | 4.4584 | 0.9373 | 5 | 0.3957
21787 | 10.92 | 1 | 365 | 12.4835 | 0.024447 | 12 | 0.50797
21789 | 11.118 | 1 | 365 | 12.7099 | 0.47819 | 13 | 0.18806
21791 | 3.9 | 1 | 365 | 4.4584 | 0.9373 | 5 | 0.3957
21796 | 4.16 | 1 | 365 | 4.7556 | 0.53312 | 5 | 0.28875
21785 | 4.68 | 1 | 365 | 5.3501 | 0.72476 | 6 | 0.074845
21795 | 8.48 | 1 | 365 | 9.6942 | 0.4329 | 10 | 0.12707
21803 | 5.61 | 1 | 365 | 6.4132 | 0.85597 | 7 | 0.26921
21799 | 5.46 | 1 | 365 | 6.2418 | 0.51222 | 6 | 0.75399
21805 | 8.67 | 1 | 365 | 9.9114 | 0.86831 | 10 | 0.77968
21807 | 9.1 | 1 | 365 | 10.4029 | 0.85371 | 11 | 0.25664
22098 | 6.24 | 1 | 365 | 7.1334 | 0.29968 | 7 | 0.43313
21810 | 5.98 | 1 | 365 | 6.8362 | 0.70386 | 7 | 0.54008
22455 | 4.68 | 1 | 365 | 5.3501 | 0.72476 | 6 | 0.074845
23150 | 6.24 | 1 | 365 | 7.1334 | 0.29968 | 7 | 0.43313
21824 | 10.14 | 1 | 365 | 11.5918 | 0.23699 | 11 | 0.82883
23373 | 6.24 | 1 | 365 | 7.1334 | 0.29968 | 7 | 0.43313
21835 | 2.6 | 1 | 365 | 2.9723 | 0.9582 | 3 | 0.93047
21927 | 6.5 | 1 | 365 | 7.4307 | 0.8955 | 8 | 0.32617
21832 | 5.61 | 1 | 365 | 6.4132 | 0.85597 | 7 | 0.26921
23342 | 4.16 | 1 | 365 | 4.7556 | 0.53312 | 5 | 0.28875
23160 | 10.4 | 1 | 365 | 11.8891 | 0.83281 | 12 | 0.72188
21834 | 6.5 | 1 | 365 | 7.4307 | 0.8955 | 8 | 0.32617
21839 | 8.06 | 1 | 365 | 9.214 | 0.47042 | 9 | 0.68446
21843 | 6.24 | 1 | 365 | 7.1334 | 0.29968 | 7 | 0.43313
22094 | 5.46 | 1 | 365 | 6.2418 | 0.51222 | 6 | 0.75399
26390 | 5 | 1 | 365 | 5.7159 | 0.45808 | 6 | 0.17398
21844 | 8.32 | 1 | 365 | 9.5113 | 0.066245 | 9 | 0.5775
21837 | 10.865 | 1 | 365 | 12.4207 | 0.89841 | 13 | 0.31906
21846 | 3.06 | 1 | 365 | 3.4981 | 0.012345 | 3 | 0.51048
21842 | 14.04 | 1 | 365 | 16.0502 | 0.17429 | 16 | 0.22454
21849 | 6.24 | 1 | 365 | 7.1334 | 0.29968 | 7 | 0.43313
21848 | 7.42 | 1 | 365 | 8.4824 | 0.0037907 | 8 | 0.48619
21852 | 4.16 | 1 | 365 | 4.7556 | 0.53312 | 5 | 0.28875
21850 | 8.06 | 1 | 365 | 9.214 | 0.47042 | 9 | 0.68446
21853 | 3.38 | 1 | 365 | 3.8639 | 0.74566 | 4 | 0.60961
21851 | 5.98 | 1 | 365 | 6.8362 | 0.70386 | 7 | 0.54008
21854 | 2.86 | 1 | 365 | 3.2695 | 0.55402 | 3 | 0.82352
21855 | 9.1 | 1 | 365 | 10.4029 | 0.85371 | 11 | 0.25664
20883 | 8.06 | 1 | 365 | 9.214 | 0.47042 | 9 | 0.68446
21856 | 9.1 | 1 | 365 | 10.4029 | 0.85371 | 11 | 0.25664
21857 | 6.095 | 1 | 365 | 6.9677 | 0.9674 | 7 | 0.93508
21858 | 3.06 | 1 | 365 | 3.4981 | 0.012345 | 3 | 0.51048
21862 | 10.92 | 1 | 365 | 12.4835 | 0.024447 | 12 | 0.50797
21878 | 5.2 | 1 | 365 | 5.9445 | 0.9164 | 6 | 0.86094
21883 | 12.74 | 1 | 365 | 14.5641 | 0.19519 | 14 | 0.7593
21886 | 14.56 | 1 | 365 | 16.6447 | 0.36593 | 17 | 0.01063
21888 | 3.12 | 1 | 365 | 3.5667 | 0.14984 | 3 | 0.71656
21891 | 7.8 | 1 | 365 | 8.9168 | 0.8746 | 9 | 0.79141
21896 | 10.92 | 1 | 365 | 12.4835 | 0.024447 | 12 | 0.50797
21901 | 4.16 | 1 | 365 | 4.7556 | 0.53312 | 5 | 0.28875
21903 | 5.2 | 1 | 365 | 5.9445 | 0.9164 | 6 | 0.86094
21904 | 7.8 | 1 | 365 | 8.9168 | 0.8746 | 9 | 0.79141
21907 | 13.26 | 1 | 365 | 15.1586 | 0.38683 | 15 | 0.54539
21908 | 10.14 | 1 | 365 | 11.5918 | 0.23699 | 11 | 0.82883
21909 | 3.64 | 1 | 365 | 4.1612 | 0.34148 | 4 | 0.50266
21912 | 7.54 | 1 | 365 | 8.6196 | 0.27878 | 8 | 0.89836
21914 | 5.46 | 1 | 365 | 6.2418 | 0.51222 | 6 | 0.75399
21915 | 6.76 | 1 | 365 | 7.7279 | 0.49132 | 8 | 0.21922
21916 | 8.32 | 1 | 365 | 9.5113 | 0.066245 | 9 | 0.5775
21917 | 3.825 | 1 | 365 | 4.3727 | 0.76543 | 5 | 0.13809
21924 | 7.65 | 1 | 365 | 8.7453 | 0.53086 | 9 | 0.27619
21926 | 3.38 | 1 | 365 | 3.8639 | 0.74566 | 4 | 0.60961
21925 | 4.42 | 1 | 365 | 5.0529 | 0.12894 | 5 | 0.1818
21929 | 3.825 | 1 | 365 | 4.3727 | 0.76543 | 5 | 0.13809
21933 | 11.4 | 1 | 365 | 13.0323 | 0.12442 | 13 | 0.15667
21934 | 13.26 | 1 | 365 | 15.1586 | 0.38683 | 15 | 0.54539
21937 | 3.64 | 1 | 365 | 4.1612 | 0.34148 | 4 | 0.50266
21939 | 5.355 | 1 | 365 | 6.1217 | 0.2716 | 6 | 0.39333
21940 | 6.375 | 1 | 365 | 7.2878 | 0.60905 | 7 | 0.89682
21942 | 5.1 | 1 | 365 | 5.8302 | 0.68724 | 6 | 0.51746
21943 | 4.16 | 1 | 365 | 4.7556 | 0.53312 | 5 | 0.28875
21944 | 6.375 | 1 | 365 | 7.2878 | 0.60905 | 7 | 0.89682
21947 | 4.16 | 1 | 365 | 4.7556 | 0.53312 | 5 | 0.28875
21946 | 7.28 | 1 | 365 | 8.3224 | 0.68296 | 9 | 0.0053149
21949 | 4.08 | 1 | 365 | 4.6642 | 0.34979 | 5 | 0.013968
21948 | 8.84 | 1 | 365 | 10.1057 | 0.25789 | 10 | 0.3636
21950 | 5.2 | 1 | 365 | 5.9445 | 0.9164 | 6 | 0.86094
21951 | 3.06 | 1 | 365 | 3.4981 | 0.012345 | 3 | 0.51048
21971 | 4.68 | 1 | 365 | 5.3501 | 0.72476 | 6 | 0.074845
21972 | 14.04 | 1 | 365 | 16.0502 | 0.17429 | 16 | 0.22454
21973 | 6.5 | 1 | 365 | 7.4307 | 0.8955 | 8 | 0.32617
21974 | 6.24 | 1 | 365 | 7.1334 | 0.29968 | 7 | 0.43313
21975 | 5.3 | 1 | 365 | 6.0589 | 0.14556 | 6 | 0.20442
21976 | 5.98 | 1 | 365 | 6.8362 | 0.70386 | 7 | 0.54008
21977 | 7.02 | 1 | 365 | 8.0251 | 0.087144 | 8 | 0.11227
21978 | 4.94 | 1 | 365 | 5.6473 | 0.32058 | 5 | 0.96789
21979 | 6.24 | 1 | 365 | 7.1334 | 0.29968 | 7 | 0.43313
21980 | 8.58 | 1 | 365 | 9.8085 | 0.66207 | 10 | 0.47055
21981 | 11.18 | 1 | 365 | 12.7808 | 0.62027 | 13 | 0.40102
21998 | 14.04 | 1 | 365 | 16.0502 | 0.17429 | 16 | 0.22454
21997 | 14.25 | 1 | 365 | 16.2903 | 0.65553 | 16 | 0.94584
21999 | 3.57 | 1 | 365 | 4.0812 | 0.18107 | 4 | 0.26222
22001 | 5.46 | 1 | 365 | 6.2418 | 0.51222 | 6 | 0.75399
22009 | 5.98 | 1 | 365 | 6.8362 | 0.70386 | 7 | 0.54008
22014 | 4.335 | 1 | 365 | 4.9557 | 0.93416 | 5 | 0.88984
22016 | 5.72 | 1 | 365 | 6.539 | 0.10804 | 6 | 0.64703
22020 | 12.74 | 1 | 365 | 14.5641 | 0.19519 | 14 | 0.7593
22017 | 8.32 | 1 | 365 | 9.5113 | 0.066245 | 9 | 0.5775
22034 | 8.32 | 1 | 365 | 9.5113 | 0.066245 | 9 | 0.5775
22036 | 7.02 | 1 | 365 | 8.0251 | 0.087144 | 8 | 0.11227
22048 | 11.7 | 1 | 365 | 13.3752 | 0.81191 | 14 | 0.18711
22051 | 15.08 | 1 | 365 | 17.2392 | 0.55757 | 17 | 0.79672
22052 | 15.6 | 1 | 365 | 17.8336 | 0.74921 | 18 | 0.58282
22059 | 11.96 | 1 | 365 | 13.6724 | 0.40773 | 14 | 0.08016
22062 | 17.85 | 1 | 365 | 20.4058 | 0.90535 | 21 | 0.31111
22063 | 10.4 | 1 | 365 | 11.8891 | 0.83281 | 12 | 0.72188
22066 | 13.78 | 1 | 365 | 15.753 | 0.57847 | 16 | 0.33149
22067 | 3.12 | 1 | 365 | 3.5667 | 0.14984 | 3 | 0.71656
22054 | 12.74 | 1 | 365 | 14.5641 | 0.19519 | 14 | 0.7593
22088 | 4.68 | 1 | 365 | 5.3501 | 0.72476 | 6 | 0.074845
22090 | 5.46 | 1 | 365 | 6.2418 | 0.51222 | 6 | 0.75399
22092 | 7.28 | 1 | 365 | 8.3224 | 0.68296 | 9 | 0.0053149
22093 | 4.42 | 1 | 365 | 5.0529 | 0.12894 | 5 | 0.1818
22095 | 2.86 | 1 | 365 | 3.2695 | 0.55402 | 3 | 0.82352
22097 | 14.04 | 1 | 365 | 16.0502 | 0.17429 | 16 | 0.22454
22099 | 3.38 | 1 | 365 | 3.8639 | 0.74566 | 4 | 0.60961
22100 | 10.92 | 1 | 365 | 12.4835 | 0.024447 | 12 | 0.50797
22107 | 13.52 | 1 | 365 | 15.4558 | 0.98265 | 16 | 0.43844
22109 | 9.62 | 1 | 365 | 10.9974 | 0.045346 | 11 | 0.042738
22113 | 8.32 | 1 | 365 | 9.5113 | 0.066245 | 9 | 0.5775
22117 | 4.94 | 1 | 365 | 5.6473 | 0.32058 | 5 | 0.96789
22120 | 12.74 | 1 | 365 | 14.5641 | 0.19519 | 14 | 0.7593
22104 | 13.77 | 1 | 365 | 15.7416 | 0.55555 | 16 | 0.29714
22122 | 4.94 | 1 | 365 | 5.6473 | 0.32058 | 5 | 0.96789
22126 | 6.24 | 1 | 365 | 7.1334 | 0.29968 | 7 | 0.43313
22112 | 8.58 | 1 | 365 | 9.8085 | 0.66207 | 10 | 0.47055
22139 | 7.02 | 1 | 365 | 8.0251 | 0.087144 | 8 | 0.11227
22141 | 11.925 | 1 | 365 | 13.6324 | 0.32752 | 13 | 0.95994
22132 | 7.02 | 1 | 365 | 8.0251 | 0.087144 | 8 | 0.11227
22145 | 6.63 | 1 | 365 | 7.5793 | 0.19341 | 7 | 0.7727
22148 | 10.455 | 1 | 365 | 11.9519 | 0.95885 | 12 | 0.91079
22149 | 2.295 | 1 | 365 | 2.6236 | 0.25926 | 2 | 0.88286
22152 | 13.52 | 1 | 365 | 15.4558 | 0.98265 | 16 | 0.43844
22159 | 12.24 | 1 | 365 | 13.9925 | 0.04938 | 14 | 0.041903
22161 | 14.04 | 1 | 365 | 16.0502 | 0.17429 | 16 | 0.22454
22910 | 10.2 | 1 | 365 | 11.6604 | 0.37448 | 12 | 0.034919
22913 | 5.865 | 1 | 365 | 6.7048 | 0.44033 | 7 | 0.14508
22164 | 13 | 1 | 365 | 14.8613 | 0.79101 | 15 | 0.65235
22921 | 10.965 | 1 | 365 | 12.535 | 0.12757 | 12 | 0.66254
22169 | 14.28 | 1 | 365 | 16.3246 | 0.72428 | 17 | 0.048887
22142 | 15.34 | 1 | 365 | 17.5364 | 0.15339 | 17 | 0.68977
22174 | 6.24 | 1 | 365 | 7.1334 | 0.29968 | 7 | 0.43313
22171 | 12.22 | 1 | 365 | 13.9697 | 0.0035475 | 13 | 0.97321
22163 | 6.885 | 1 | 365 | 7.8708 | 0.77778 | 8 | 0.64857
22209 | 6.5 | 1 | 365 | 7.4307 | 0.8955 | 8 | 0.32617
22215 | 5.98 | 1 | 365 | 6.8362 | 0.70386 | 7 | 0.54008
22924 | 10.965 | 1 | 365 | 12.535 | 0.12757 | 12 | 0.66254
22211 | 16.12 | 1 | 365 | 18.4281 | 0.94085 | 19 | 0.36891
22931 | 5.775 | 1 | 365 | 6.6019 | 0.23408 | 6 | 0.83595
22217 | 14.82 | 1 | 365 | 16.9419 | 0.96175 | 17 | 0.90368
22935 | 5.5 | 1 | 365 | 6.2875 | 0.60389 | 6 | 0.89138
22216 | 5.72 | 1 | 365 | 6.539 | 0.10804 | 6 | 0.64703
22939 | 6.6 | 1 | 365 | 7.545 | 0.12467 | 7 | 0.66965
22221 | 8.32 | 1 | 365 | 9.5113 | 0.066245 | 9 | 0.5775
22218 | 15.86 | 1 | 365 | 18.1308 | 0.34503 | 18 | 0.47586
22223 | 3.315 | 1 | 365 | 3.7896 | 0.59671 | 4 | 0.38635
22961 | 8.84 | 1 | 365 | 10.1057 | 0.25789 | 10 | 0.3636
22219 | 7.8 | 1 | 365 | 8.9168 | 0.8746 | 9 | 0.79141
22226 | 6.24 | 1 | 365 | 7.1334 | 0.29968 | 7 | 0.43313
22964 | 5.98 | 1 | 365 | 6.8362 | 0.70386 | 7 | 0.54008
22222 | 7.02 | 1 | 365 | 8.0251 | 0.087144 | 8 | 0.11227
22229 | 9.1 | 1 | 365 | 10.4029 | 0.85371 | 11 | 0.25664
22943 | 3.57 | 1 | 365 | 4.0812 | 0.18107 | 4 | 0.26222
22227 | 13.26 | 1 | 365 | 15.1586 | 0.38683 | 15 | 0.54539
23007 | 3.57 | 1 | 365 | 4.0812 | 0.18107 | 4 | 0.26222
23022 | 8.16 | 1 | 365 | 9.3283 | 0.69959 | 10 | 0.027935
23028 | 7 | 1 | 365 | 8.0023 | 0.041312 | 8 | 0.043572
23036 | 5.5 | 1 | 365 | 6.2875 | 0.60389 | 6 | 0.89138
23041 | 3.825 | 1 | 365 | 4.3727 | 0.76543 | 5 | 0.13809
22246 | 6.76 | 1 | 365 | 7.7279 | 0.49132 | 8 | 0.21922
23048 | 6.725 | 1 | 365 | 7.6879 | 0.41112 | 8 | 0.099003
22247 | 4.16 | 1 | 365 | 4.7556 | 0.53312 | 5 | 0.28875
23049 | 4.675 | 1 | 365 | 5.3444 | 0.7133 | 6 | 0.057671
22249 | 5.72 | 1 | 365 | 6.539 | 0.10804 | 6 | 0.64703
22250 | 9.36 | 1 | 365 | 10.7002 | 0.44953 | 11 | 0.14969
22251 | 3.12 | 1 | 365 | 3.5667 | 0.14984 | 3 | 0.71656
22257 | 6.625 | 1 | 365 | 7.5736 | 0.18196 | 7 | 0.75552
22254 | 5.2 | 1 | 365 | 5.9445 | 0.9164 | 6 | 0.86094
22259 | 5.2 | 1 | 365 | 5.9445 | 0.9164 | 6 | 0.86094
22230 | 2.08 | 1 | 365 | 2.3778 | 0.76656 | 3 | 0.14438
23052 | 6.05 | 1 | 365 | 6.9162 | 0.86428 | 7 | 0.78052
22239 | 8.84 | 1 | 365 | 10.1057 | 0.25789 | 10 | 0.3636
22234 | 2.08 | 1 | 365 | 2.3778 | 0.76656 | 3 | 0.14438
22245 | 7.28 | 1 | 365 | 8.3224 | 0.68296 | 9 | 0.0053149
23054 | 10.64 | 1 | 365 | 12.1634 | 0.38279 | 12 | 0.54623
22261 | 12.22 | 1 | 365 | 13.9697 | 0.0035475 | 13 | 0.97321
23057 | 8.415 | 1 | 365 | 9.6199 | 0.28395 | 9 | 0.90381
22264 | 2.34 | 1 | 365 | 2.675 | 0.36238 | 3 | 0.037423
22265 | 7.155 | 1 | 365 | 8.1795 | 0.39651 | 8 | 0.57597
22269 | 3.975 | 1 | 365 | 4.5441 | 0.10917 | 4 | 0.65331
22248 | 13.26 | 1 | 365 | 15.1586 | 0.38683 | 15 | 0.54539
22263 | 7.28 | 1 | 365 | 8.3224 | 0.68296 | 9 | 0.0053149
22290 | 9.36 | 1 | 365 | 10.7002 | 0.44953 | 11 | 0.14969
22287 | 7.8 | 1 | 365 | 8.9168 | 0.8746 | 9 | 0.79141
22292 | 3.64 | 1 | 365 | 4.1612 | 0.34148 | 4 | 0.50266
22294 | 12.22 | 1 | 365 | 13.9697 | 0.0035475 | 13 | 0.97321
22296 | 6.095 | 1 | 365 | 6.9677 | 0.9674 | 7 | 0.93508
23062 | 4.335 | 1 | 365 | 4.9557 | 0.93416 | 5 | 0.88984
22297 | 9.36 | 1 | 365 | 10.7002 | 0.44953 | 11 | 0.14969
23064 | 7.975 | 1 | 365 | 9.1169 | 0.27564 | 9 | 0.3925
22298 | 5.565 | 1 | 365 | 6.3618 | 0.75284 | 7 | 0.11464
23070 | 7.7 | 1 | 365 | 8.8025 | 0.64544 | 9 | 0.44793
22288 | 4.94 | 1 | 365 | 5.6473 | 0.32058 | 5 | 0.96789
23068 | 4.335 | 1 | 365 | 4.9557 | 0.93416 | 5 | 0.88984
22300 | 4.68 | 1 | 365 | 5.3501 | 0.72476 | 6 | 0.074845
23071 | 6.6 | 1 | 365 | 7.545 | 0.12467 | 7 | 0.66965
22329 | 5.7 | 1 | 365 | 6.5161 | 0.062211 | 6 | 0.57834
23074 | 8.67 | 1 | 365 | 9.9114 | 0.86831 | 10 | 0.77968
22309 | 9.54 | 1 | 365 | 10.9059 | 0.86202 | 11 | 0.76795
23080 | 3.6 | 1 | 365 | 4.1154 | 0.24982 | 4 | 0.36527
22304 | 4.16 | 1 | 365 | 4.7556 | 0.53312 | 5 | 0.28875
22314 | 5.2 | 1 | 365 | 5.9445 | 0.9164 | 6 | 0.86094
23079 | 15.6 | 1 | 365 | 17.8336 | 0.74921 | 18 | 0.58282
23089 | 14.56 | 1 | 365 | 16.6447 | 0.36593 | 17 | 0.01063
23091 | 10.71 | 1 | 365 | 12.2435 | 0.54321 | 12 | 0.78667
23092 | 9.435 | 1 | 365 | 10.7859 | 0.6214 | 11 | 0.4073
22324 | 8.32 | 1 | 365 | 9.5113 | 0.066245 | 9 | 0.5775
23098 | 5.775 | 1 | 365 | 6.6019 | 0.23408 | 6 | 0.83595
23100 | 6.875 | 1 | 365 | 7.8594 | 0.75486 | 8 | 0.61422
22321 | 6.76 | 1 | 365 | 7.7279 | 0.49132 | 8 | 0.21922
23099 | 14.3 | 1 | 365 | 16.3475 | 0.77011 | 17 | 0.11758
22271 | 2.6 | 1 | 365 | 2.9723 | 0.9582 | 3 | 0.93047
23107 | 9.88 | 1 | 365 | 11.2946 | 0.64117 | 11 | 0.93578
23111 | 3.12 | 1 | 365 | 3.5667 | 0.14984 | 3 | 0.71656
22268 | 4.16 | 1 | 365 | 4.7556 | 0.53312 | 5 | 0.28875
22293 | 8.58 | 1 | 365 | 9.8085 | 0.66207 | 10 | 0.47055
23115 | 6.12 | 1 | 365 | 6.9963 | 0.02469 | 7 | 0.020952
22334 | 7.14 | 1 | 365 | 8.1623 | 0.36214 | 8 | 0.52444
23116 | 5.1 | 1 | 365 | 5.8302 | 0.68724 | 6 | 0.51746
22339 | 4 | 1 | 365 | 4.5727 | 0.16646 | 4 | 0.73918
23118 | 8.58 | 1 | 365 | 9.8085 | 0.66207 | 10 | 0.47055
22340 | 4.94 | 1 | 365 | 5.6473 | 0.32058 | 5 | 0.96789
23122 | 11.73 | 1 | 365 | 13.4095 | 0.88066 | 14 | 0.29016
22342 | 7.28 | 1 | 365 | 8.3224 | 0.68296 | 9 | 0.0053149
23126 | 6.325 | 1 | 365 | 7.2306 | 0.49447 | 7 | 0.72508
22343 | 5.98 | 1 | 365 | 6.8362 | 0.70386 | 7 | 0.54008
23123 | 5.865 | 1 | 365 | 6.7048 | 0.44033 | 7 | 0.14508
22344 | 9.1 | 1 | 365 | 10.4029 | 0.85371 | 11 | 0.25664
22347 | 5.72 | 1 | 365 | 6.539 | 0.10804 | 6 | 0.64703
22345 | 5.355 | 1 | 365 | 6.1217 | 0.2716 | 6 | 0.39333
22396 | 3.9 | 1 | 365 | 4.4584 | 0.9373 | 5 | 0.3957
22401 | 9.18 | 1 | 365 | 10.4944 | 0.037035 | 10 | 0.53143
22404 | 10.14 | 1 | 365 | 11.5918 | 0.23699 | 11 | 0.82883
22409 | 7.54 | 1 | 365 | 8.6196 | 0.27878 | 8 | 0.89836
22429 | 7.28 | 1 | 365 | 8.3224 | 0.68296 | 9 | 0.0053149
22442 | 4.94 | 1 | 365 | 5.6473 | 0.32058 | 5 | 0.96789
22445 | 5.2 | 1 | 365 | 5.9445 | 0.9164 | 6 | 0.86094
23127 | 7.54 | 1 | 365 | 8.6196 | 0.27878 | 8 | 0.89836
22448 | 7.02 | 1 | 365 | 8.0251 | 0.087144 | 8 | 0.11227
22450 | 5.72 | 1 | 365 | 6.539 | 0.10804 | 6 | 0.64703
23130 | 10.14 | 1 | 365 | 11.5918 | 0.23699 | 11 | 0.82883
22466 | 10.92 | 1 | 365 | 12.4835 | 0.024447 | 12 | 0.50797
22475 | 2.6 | 1 | 365 | 2.9723 | 0.9582 | 3 | 0.93047
23131 | 4.16 | 1 | 365 | 4.7556 | 0.53312 | 5 | 0.28875
22484 | 4.42 | 1 | 365 | 5.0529 | 0.12894 | 5 | 0.1818
22488 | 5.46 | 1 | 365 | 6.2418 | 0.51222 | 6 | 0.75399
23132 | 11.96 | 1 | 365 | 13.6724 | 0.40773 | 14 | 0.08016
23140 | 10.2 | 1 | 365 | 11.6604 | 0.37448 | 12 | 0.034919
22505 | 10.14 | 1 | 365 | 11.5918 | 0.23699 | 11 | 0.82883
23142 | 5.1 | 1 | 365 | 5.8302 | 0.68724 | 6 | 0.51746
22504 | 4.68 | 1 | 365 | 5.3501 | 0.72476 | 6 | 0.074845
23143 | 8.525 | 1 | 365 | 9.7456 | 0.53603 | 10 | 0.28164
23171 | 8.58 | 1 | 365 | 9.8085 | 0.66207 | 10 | 0.47055
23173 | 7.155 | 1 | 365 | 8.1795 | 0.39651 | 8 | 0.57597
22501 | 3.64 | 1 | 365 | 4.1612 | 0.34148 | 4 | 0.50266
23177 | 11.96 | 1 | 365 | 13.6724 | 0.40773 | 14 | 0.08016
23184 | 6.5 | 1 | 365 | 7.4307 | 0.8955 | 8 | 0.32617
23185 | 3.38 | 1 | 365 | 3.8639 | 0.74566 | 4 | 0.60961
22518 | 5.2 | 1 | 365 | 5.9445 | 0.9164 | 6 | 0.86094
22523 | 5.2 | 1 | 365 | 5.9445 | 0.9164 | 6 | 0.86094
22527 | 7.54 | 1 | 365 | 8.6196 | 0.27878 | 8 | 0.89836
22532 | 8.84 | 1 | 365 | 10.1057 | 0.25789 | 10 | 0.3636
22536 | 10.6 | 1 | 365 | 12.1177 | 0.29113 | 12 | 0.40884
22539 | 9.18 | 1 | 365 | 10.4944 | 0.037035 | 10 | 0.53143
22541 | 3.9 | 1 | 365 | 4.4584 | 0.9373 | 5 | 0.3957
22547 | 4.77 | 1 | 365 | 5.453 | 0.93101 | 6 | 0.38398
22555 | 6.5 | 1 | 365 | 7.4307 | 0.8955 | 8 | 0.32617
22566 | 10.14 | 1 | 365 | 11.5918 | 0.23699 | 11 | 0.82883
22567 | 14.82 | 1 | 365 | 16.9419 | 0.96175 | 17 | 0.90368
22569 | 2.805 | 1 | 365 | 3.2066 | 0.42798 | 3 | 0.6346
22570 | 14.04 | 1 | 365 | 16.0502 | 0.17429 | 16 | 0.22454
22571 | 5.98 | 1 | 365 | 6.8362 | 0.70386 | 7 | 0.54008
22572 | 11.44 | 1 | 365 | 13.078 | 0.21609 | 13 | 0.29407
22573 | 5.72 | 1 | 365 | 6.539 | 0.10804 | 6 | 0.64703
22574 | 5.72 | 1 | 365 | 6.539 | 0.10804 | 6 | 0.64703
22593 | 4.94 | 1 | 365 | 5.6473 | 0.32058 | 5 | 0.96789
22619 | 4.68 | 1 | 365 | 5.3501 | 0.72476 | 6 | 0.074845
22622 | 6.5 | 1 | 365 | 7.4307 | 0.8955 | 8 | 0.32617
22626 | 4.24 | 1 | 365 | 4.8471 | 0.71645 | 5 | 0.56354
22635 | 9.36 | 1 | 365 | 10.7002 | 0.44953 | 11 | 0.14969
22638 | 4.94 | 1 | 365 | 5.6473 | 0.32058 | 5 | 0.96789
22642 | 6.76 | 1 | 365 | 7.7279 | 0.49132 | 8 | 0.21922
22648 | 8.32 | 1 | 365 | 9.5113 | 0.066245 | 9 | 0.5775
22064 | 8.84 | 1 | 365 | 10.1057 | 0.25789 | 10 | 0.3636
23187 | 6.76 | 1 | 365 | 7.7279 | 0.49132 | 8 | 0.21922
22772 | 4.68 | 1 | 365 | 5.3501 | 0.72476 | 6 | 0.074845
22821 | 9.47 | 1 | 365 | 10.8259 | 0.7016 | 11 | 0.52752
23190 | 8.84 | 1 | 365 | 10.1057 | 0.25789 | 10 | 0.3636
22887 | 4.95 | 1 | 365 | 5.6587 | 0.3435 | 6 | 0.0022402
22884 | 6.725 | 1 | 365 | 7.6879 | 0.41112 | 8 | 0.099003
22885 | 4.47 | 1 | 365 | 5.11 | 0.24352 | 5 | 0.35354
22889 | 8 | 1 | 365 | 9.1454 | 0.33293 | 9 | 0.47837
22909 | 6.44 | 1 | 365 | 7.3621 | 0.75801 | 8 | 0.12009
23191 | 4.16 | 1 | 365 | 4.7556 | 0.53312 | 5 | 0.28875
23195 | 9.1 | 1 | 365 | 10.4029 | 0.85371 | 11 | 0.25664
23193 | 3.38 | 1 | 365 | 3.8639 | 0.74566 | 4 | 0.60961
23196 | 4.845 | 1 | 365 | 5.5387 | 0.10288 | 5 | 0.64159
23198 | 8.84 | 1 | 365 | 10.1057 | 0.25789 | 10 | 0.3636
23201 | 7.65 | 1 | 365 | 8.7453 | 0.53086 | 9 | 0.27619
23204 | 4.16 | 1 | 365 | 4.7556 | 0.53312 | 5 | 0.28875
21577 | 4.16 | 1 | 365 | 4.7556 | 0.53312 | 5 | 0.28875
20507 | 8.58 | 1 | 365 | 9.8085 | 0.66207 | 10 | 0.47055
21061 | 13.25 | 1 | 365 | 15.1471 | 0.36391 | 15 | 0.51105
22060 | 4.94 | 1 | 365 | 5.6473 | 0.32058 | 5 | 0.96789
23206 | 4.335 | 1 | 365 | 4.9557 | 0.93416 | 5 | 0.88984
23208 | 6.24 | 1 | 365 | 7.1334 | 0.29968 | 7 | 0.43313
22875 | 5.2 | 1 | 365 | 5.9445 | 0.9164 | 6 | 0.86094
23217 | 16.12 | 1 | 365 | 18.4281 | 0.94085 | 19 | 0.36891
23222 | 2.34 | 1 | 365 | 2.675 | 0.36238 | 3 | 0.037423
23225 | 7.905 | 1 | 365 | 9.0368 | 0.11522 | 9 | 0.15206
23226 | 7.02 | 1 | 365 | 8.0251 | 0.087144 | 8 | 0.11227
23228 | 3.9 | 1 | 365 | 4.4584 | 0.9373 | 5 | 0.3957
23231 | 4.59 | 1 | 365 | 5.2472 | 0.51852 | 5 | 0.76571
23234 | 2.34 | 1 | 365 | 2.675 | 0.36238 | 3 | 0.037423
23235 | 7.95 | 1 | 365 | 9.0883 | 0.21835 | 9 | 0.30663
23240 | 9.88 | 1 | 365 | 11.2946 | 0.64117 | 11 | 0.93578
23237 | 3.9 | 1 | 365 | 4.4584 | 0.9373 | 5 | 0.3957
23239 | 18.36 | 1 | 365 | 20.9888 | 0.07407 | 21 | 0.062855
23243 | 8.745 | 1 | 365 | 9.9971 | 0.040182 | 10 | 0.037291
23246 | 7.02 | 1 | 365 | 8.0251 | 0.087144 | 8 | 0.11227
23244 | 9.62 | 1 | 365 | 10.9974 | 0.045346 | 11 | 0.042738
23247 | 11.44 | 1 | 365 | 13.078 | 0.21609 | 13 | 0.29407
23251 | 13.78 | 1 | 365 | 15.753 | 0.57847 | 16 | 0.33149
23252 | 5.98 | 1 | 365 | 6.8362 | 0.70386 | 7 | 0.54008
23257 | 8.06 | 1 | 365 | 9.214 | 0.47042 | 9 | 0.68446
23255 | 7.02 | 1 | 365 | 8.0251 | 0.087144 | 8 | 0.11227
23254 | 17.42 | 1 | 365 | 19.9142 | 0.91995 | 20 | 0.83415
23260 | 4.845 | 1 | 365 | 5.5387 | 0.10288 | 5 | 0.64159
23261 | 5.565 | 1 | 365 | 6.3618 | 0.75284 | 7 | 0.11464
23263 | 2.805 | 1 | 365 | 3.2066 | 0.42798 | 3 | 0.6346
23262 | 3.64 | 1 | 365 | 4.1612 | 0.34148 | 4 | 0.50266
23269 | 4.42 | 1 | 365 | 5.0529 | 0.12894 | 5 | 0.1818
23268 | 2.805 | 1 | 365 | 3.2066 | 0.42798 | 3 | 0.6346
23272 | 3.9 | 1 | 365 | 4.4584 | 0.9373 | 5 | 0.3957
23274 | 13.26 | 1 | 365 | 15.1586 | 0.38683 | 15 | 0.54539
23277 | 7.8 | 1 | 365 | 8.9168 | 0.8746 | 9 | 0.79141
23475 | 5.2 | 1 | 365 | 5.9445 | 0.9164 | 6 | 0.86094
23478 | 10.66 | 1 | 365 | 12.1863 | 0.42863 | 12 | 0.61493
23479 | 10.455 | 1 | 365 | 11.9519 | 0.95885 | 12 | 0.91079
23480 | 7.14 | 1 | 365 | 8.1623 | 0.36214 | 8 | 0.52444
23481 | 8.84 | 1 | 365 | 10.1057 | 0.25789 | 10 | 0.3636
23279 | 9.69 | 1 | 365 | 11.0774 | 0.20576 | 11 | 0.28317
23281 | 2.295 | 1 | 365 | 2.6236 | 0.25926 | 2 | 0.88286
23285 | 3.9 | 1 | 365 | 4.4584 | 0.9373 | 5 | 0.3957
23290 | 2.86 | 1 | 365 | 3.2695 | 0.55402 | 3 | 0.82352
23289 | 13.515 | 1 | 365 | 15.4501 | 0.97119 | 16 | 0.42127
23288 | 6.76 | 1 | 365 | 7.7279 | 0.49132 | 8 | 0.21922
23292 | 5.98 | 1 | 365 | 6.8362 | 0.70386 | 7 | 0.54008
23291 | 3.12 | 1 | 365 | 3.5667 | 0.14984 | 3 | 0.71656
23293 | 10.92 | 1 | 365 | 12.4835 | 0.024447 | 12 | 0.50797
21543 | 7.02 | 1 | 365 | 8.0251 | 0.087144 | 8 | 0.11227
22212 | 15.6 | 1 | 365 | 17.8336 | 0.74921 | 18 | 0.58282
22165 | 13 | 1 | 365 | 14.8613 | 0.79101 | 15 | 0.65235
21945 | 8.06 | 1 | 365 | 9.214 | 0.47042 | 9 | 0.68446
21918 | 10.66 | 1 | 365 | 12.1863 | 0.42863 | 12 | 0.61493
21861 | 3.38 | 1 | 365 | 3.8639 | 0.74566 | 4 | 0.60961
21874 | 5.1 | 1 | 365 | 5.8302 | 0.68724 | 6 | 0.51746
21894 | 4.94 | 1 | 365 | 5.6473 | 0.32058 | 5 | 0.96789
21910 | 6.76 | 1 | 365 | 7.7279 | 0.49132 | 8 | 0.21922
21905 | 5.46 | 1 | 365 | 6.2418 | 0.51222 | 6 | 0.75399
21923 | 6.5 | 1 | 365 | 7.4307 | 0.8955 | 8 | 0.32617
21931 | 3.64 | 1 | 365 | 4.1612 | 0.34148 | 4 | 0.50266
22002 | 6.76 | 1 | 365 | 7.7279 | 0.49132 | 8 | 0.21922
22030 | 10.14 | 1 | 365 | 11.5918 | 0.23699 | 11 | 0.82883
23488 | 5.355 | 1 | 365 | 6.1217 | 0.2716 | 6 | 0.39333
23487 | 3.9 | 1 | 365 | 4.4584 | 0.9373 | 5 | 0.3957
22005 | 2.86 | 1 | 365 | 3.2695 | 0.55402 | 3 | 0.82352
23494 | 4.335 | 1 | 365 | 4.9557 | 0.93416 | 5 | 0.88984
23492 | 4.59 | 1 | 365 | 5.2472 | 0.51852 | 5 | 0.76571
22085 | 8.84 | 1 | 365 | 10.1057 | 0.25789 | 10 | 0.3636
23496 | 7.28 | 1 | 365 | 8.3224 | 0.68296 | 9 | 0.0053149
22012 | 5.61 | 1 | 365 | 6.4132 | 0.85597 | 7 | 0.26921
23498 | 5.61 | 1 | 365 | 6.4132 | 0.85597 | 7 | 0.26921
23504 | 9.435 | 1 | 365 | 10.7859 | 0.6214 | 11 | 0.4073
23500 | 9.1 | 1 | 365 | 10.4029 | 0.85371 | 11 | 0.25664
23508 | 10.92 | 1 | 365 | 12.4835 | 0.024447 | 12 | 0.50797
23510 | 10.2 | 1 | 365 | 11.6604 | 0.37448 | 12 | 0.034919
23512 | 14.04 | 1 | 365 | 16.0502 | 0.17429 | 16 | 0.22454
23490 | 4.8 | 1 | 365 | 5.4873 | 0.99976 | 6 | 0.48702
23514 | 2.08 | 1 | 365 | 2.3778 | 0.76656 | 3 | 0.14438
23515 | 6.76 | 1 | 365 | 7.7279 | 0.49132 | 8 | 0.21922
23517 | 11.22 | 1 | 365 | 12.8265 | 0.71193 | 13 | 0.53841
23519 | 2.34 | 1 | 365 | 2.675 | 0.36238 | 3 | 0.037423
23309 | 15.08 | 1 | 365 | 17.2392 | 0.55757 | 17 | 0.79672
23310 | 5.46 | 1 | 365 | 6.2418 | 0.51222 | 6 | 0.75399
23313 | 5.72 | 1 | 365 | 6.539 | 0.10804 | 6 | 0.64703
23318 | 11.44 | 1 | 365 | 13.078 | 0.21609 | 13 | 0.29407
23329 | 7.8 | 1 | 365 | 8.9168 | 0.8746 | 9 | 0.79141
23336 | 11.7 | 1 | 365 | 13.3752 | 0.81191 | 14 | 0.18711
23340 | 4.42 | 1 | 365 | 5.0529 | 0.12894 | 5 | 0.1818
23346 | 10.4 | 1 | 365 | 11.8891 | 0.83281 | 12 | 0.72188
23357 | 4.42 | 1 | 365 | 5.0529 | 0.12894 | 5 | 0.1818
23361 | 8.32 | 1 | 365 | 9.5113 | 0.066245 | 9 | 0.5775
23363 | 8.925 | 1 | 365 | 10.2029 | 0.45267 | 10 | 0.65555
23379 | 3.64 | 1 | 365 | 4.1612 | 0.34148 | 4 | 0.50266
23384 | 5.2 | 1 | 365 | 5.9445 | 0.9164 | 6 | 0.86094
23390 | 8.215 | 1 | 365 | 9.3912 | 0.82563 | 10 | 0.21685
23394 | 3.38 | 1 | 365 | 3.8639 | 0.74566 | 4 | 0.60961
23398 | 8.84 | 1 | 365 | 10.1057 | 0.25789 | 10 | 0.3636
23404 | 6.095 | 1 | 365 | 6.9677 | 0.9674 | 7 | 0.93508
23408 | 5.83 | 1 | 365 | 6.6647 | 0.36012 | 7 | 0.024861
23425 | 9.62 | 1 | 365 | 10.9974 | 0.045346 | 11 | 0.042738
23429 | 7.65 | 1 | 365 | 8.7453 | 0.53086 | 9 | 0.27619
23432 | 2.04 | 1 | 365 | 2.3321 | 0.6749 | 3 | 0.0069838
23436 | 3.9 | 1 | 365 | 4.4584 | 0.9373 | 5 | 0.3957
23439 | 4.16 | 1 | 365 | 4.7556 | 0.53312 | 5 | 0.28875
23466 | 18.46 | 1 | 365 | 21.1031 | 0.30323 | 21 | 0.40633
23469 | 9.1 | 1 | 365 | 10.4029 | 0.85371 | 11 | 0.25664
23471 | 3.12 | 1 | 365 | 3.5667 | 0.14984 | 3 | 0.71656
22999 | 6.12 | 1 | 365 | 6.9963 | 0.02469 | 7 | 0.020952
23095 | 5.355 | 1 | 365 | 6.1217 | 0.2716 | 6 | 0.39333
23112 | 5.355 | 1 | 365 | 6.1217 | 0.2716 | 6 | 0.39333
22316 | 10.92 | 1 | 365 | 12.4835 | 0.024447 | 12 | 0.50797
23297 | 6.82 | 1 | 365 | 7.7965 | 0.62882 | 8 | 0.42531
23296 | 8.47 | 1 | 365 | 9.6827 | 0.40999 | 10 | 0.092722
23299 | 6.725 | 1 | 365 | 7.6879 | 0.41112 | 8 | 0.099003
23302 | 6.065 | 1 | 365 | 6.9334 | 0.89865 | 7 | 0.83204
23303 | 5.725 | 1 | 365 | 6.5447 | 0.1195 | 6 | 0.66421
23304 | 4.47 | 1 | 365 | 5.11 | 0.24352 | 5 | 0.35354
23307 | 6.3 | 1 | 365 | 7.202 | 0.43718 | 7 | 0.63921
23319 | 6.065 | 1 | 365 | 6.9334 | 0.89865 | 7 | 0.83204
23321 | 8.47 | 1 | 365 | 9.6827 | 0.40999 | 10 | 0.092722
23324 | 6.065 | 1 | 365 | 6.9334 | 0.89865 | 7 | 0.83204
23339 | 7.905 | 1 | 365 | 9.0368 | 0.11522 | 9 | 0.15206
23341 | 8.16 | 1 | 365 | 9.3283 | 0.69959 | 10 | 0.027935
23347 | 8.67 | 1 | 365 | 9.9114 | 0.86831 | 10 | 0.77968
23351 | 10.725 | 1 | 365 | 12.2606 | 0.57758 | 12 | 0.83819
23354 | 5.865 | 1 | 365 | 6.7048 | 0.44033 | 7 | 0.14508
23356 | 7.14 | 1 | 365 | 8.1623 | 0.36214 | 8 | 0.52444
23380 | 4.08 | 1 | 365 | 4.6642 | 0.34979 | 5 | 0.013968
23385 | 7.28 | 1 | 365 | 8.3224 | 0.68296 | 9 | 0.0053149
23387 | 8.16 | 1 | 365 | 9.3283 | 0.69959 | 10 | 0.027935
23388 | 7.395 | 1 | 365 | 8.4538 | 0.9465 | 9 | 0.40032
23393 | 5.775 | 1 | 365 | 6.6019 | 0.23408 | 6 | 0.83595
23397 | 7.14 | 1 | 365 | 8.1623 | 0.36214 | 8 | 0.52444
23402 | 8.67 | 1 | 365 | 9.9114 | 0.86831 | 10 | 0.77968
23395 | 9.945 | 1 | 365 | 11.3689 | 0.79012 | 12 | 0.15905
23405 | 7.975 | 1 | 365 | 9.1169 | 0.27564 | 9 | 0.3925
23407 | 8.525 | 1 | 365 | 9.7456 | 0.53603 | 10 | 0.28164
23410 | 11.73 | 1 | 365 | 13.4095 | 0.88066 | 14 | 0.29016
23415 | 7.65 | 1 | 365 | 8.7453 | 0.53086 | 9 | 0.27619
22463 | 7 | 1 | 365 | 8.0023 | 0.041312 | 8 | 0.043572
23448 | 5.04 | 1 | 365 | 5.7616 | 0.54974 | 6 | 0.31137
23450 | 7.56 | 1 | 365 | 8.6424 | 0.32462 | 8 | 0.96706
23452 | 5.04 | 1 | 365 | 5.7616 | 0.54974 | 6 | 0.31137
23453 | 5.88 | 1 | 365 | 6.7219 | 0.4747 | 7 | 0.1966
23454 | 6.6 | 1 | 365 | 7.545 | 0.12467 | 7 | 0.66965
23456 | 6.44 | 1 | 365 | 7.3621 | 0.75801 | 8 | 0.12009
23457 | 7.425 | 1 | 365 | 8.4881 | 0.015249 | 8 | 0.50336
23458 | 4.335 | 1 | 365 | 4.9557 | 0.93416 | 5 | 0.88984
23459 | 5.61 | 1 | 365 | 6.4132 | 0.85597 | 7 | 0.26921
23460 | 4.48 | 1 | 365 | 5.1214 | 0.26644 | 5 | 0.38789
23358 | 3.06 | 1 | 365 | 3.4981 | 0.012345 | 3 | 0.51048
23462 | 4.08 | 1 | 365 | 4.6642 | 0.34979 | 5 | 0.013968
23526 | 13.78 | 1 | 365 | 15.753 | 0.57847 | 16 | 0.33149
21583 | 3.38 | 1 | 365 | 3.8639 | 0.74566 | 4 | 0.60961
21655 | 10.14 | 1 | 365 | 11.5918 | 0.23699 | 11 | 0.82883
23528 | 5.46 | 1 | 365 | 6.2418 | 0.51222 | 6 | 0.75399
23530 | 11.96 | 1 | 365 | 13.6724 | 0.40773 | 14 | 0.08016
23532 | 2.34 | 1 | 365 | 2.675 | 0.36238 | 3 | 0.037423
23534 | 6.76 | 1 | 365 | 7.7279 | 0.49132 | 8 | 0.21922
23536 | 4.94 | 1 | 365 | 5.6473 | 0.32058 | 5 | 0.96789
23539 | 3.38 | 1 | 365 | 3.8639 | 0.74566 | 4 | 0.60961
23542 | 2.6 | 1 | 365 | 2.9723 | 0.9582 | 3 | 0.93047
23566 | 6.885 | 1 | 365 | 7.8708 | 0.77778 | 8 | 0.64857
23567 | 3.825 | 1 | 365 | 4.3727 | 0.76543 | 5 | 0.13809
23569 | 9.1 | 1 | 365 | 10.4029 | 0.85371 | 11 | 0.25664
23571 | 7.02 | 1 | 365 | 8.0251 | 0.087144 | 8 | 0.11227
23577 | 4.42 | 1 | 365 | 5.0529 | 0.12894 | 5 | 0.1818
23581 | 5.72 | 1 | 365 | 6.539 | 0.10804 | 6 | 0.64703
93 | 2888.58 | 0.7 | 365 | 2311.5168 | 0.6613 | 2312 | 0.17812
13312 | 1128.33 | 0.7 | 365 | 902.919 | 0.98936 | 903 | 0.90836
23636 | 7.75 | 1 | 365 | 8.8596 | 0.76002 | 9 | 0.61967
23579 | 3.64 | 1 | 365 | 4.1612 | 0.34148 | 4 | 0.50266
23582 | 7.54 | 1 | 365 | 8.6196 | 0.27878 | 8 | 0.89836
22537 | 390 | 0.9 | 365 | 401.2562 | 0.35722 | 401 | 0.6134
23583 | 4.68 | 1 | 365 | 5.3501 | 0.72476 | 6 | 0.074845
23572 | 10.92 | 1 | 365 | 12.4835 | 0.024447 | 12 | 0.50797
23590 | 6.89 | 1 | 365 | 7.8765 | 0.78923 | 8 | 0.66574
23578 | 2.6 | 1 | 365 | 2.9723 | 0.9582 | 3 | 0.93047
23609 | 3.38 | 1 | 365 | 3.8639 | 0.74566 | 4 | 0.60961
23608 | 8.32 | 1 | 365 | 9.5113 | 0.066245 | 9 | 0.5775
23611 | 7.8 | 1 | 365 | 8.9168 | 0.8746 | 9 | 0.79141
23615 | 13.78 | 1 | 365 | 15.753 | 0.57847 | 16 | 0.33149
23620 | 9.88 | 1 | 365 | 11.2946 | 0.64117 | 11 | 0.93578
23624 | 6.12 | 1 | 365 | 6.9963 | 0.02469 | 7 | 0.020952
23595 | 4.94 | 1 | 365 | 5.6473 | 0.32058 | 5 | 0.96789
23607 | 9.36 | 1 | 365 | 10.7002 | 0.44953 | 11 | 0.14969
23628 | 5.565 | 1 | 365 | 6.3618 | 0.75284 | 7 | 0.11464
23625 | 4.335 | 1 | 365 | 4.9557 | 0.93416 | 5 | 0.88984
23629 | 4.94 | 1 | 365 | 5.6473 | 0.32058 | 5 | 0.96789
23630 | 4.42 | 1 | 365 | 5.0529 | 0.12894 | 5 | 0.1818
23631 | 3.12 | 1 | 365 | 3.5667 | 0.14984 | 3 | 0.71656
23632 | 3.9 | 1 | 365 | 4.4584 | 0.9373 | 5 | 0.3957
23633 | 7.02 | 1 | 365 | 8.0251 | 0.087144 | 8 | 0.11227
23654 | 5.46 | 1 | 365 | 6.2418 | 0.51222 | 6 | 0.75399
23655 | 12.48 | 1 | 365 | 14.2669 | 0.59937 | 14 | 0.86625
23656 | 4.68 | 1 | 365 | 5.3501 | 0.72476 | 6 | 0.074845
23658 | 7.8 | 1 | 365 | 8.9168 | 0.8746 | 9 | 0.79141
23660 | 6.24 | 1 | 365 | 7.1334 | 0.29968 | 7 | 0.43313
23662 | 4.42 | 1 | 365 | 5.0529 | 0.12894 | 5 | 0.1818
23666 | 14.3 | 1 | 365 | 16.3475 | 0.77011 | 17 | 0.11758
23670 | 3.12 | 1 | 365 | 3.5667 | 0.14984 | 3 | 0.71656
23671 | 9.54 | 1 | 365 | 10.9059 | 0.86202 | 11 | 0.76795
23673 | 7.28 | 1 | 365 | 8.3224 | 0.68296 | 9 | 0.0053149
23675 | 6.12 | 1 | 365 | 6.9963 | 0.02469 | 7 | 0.020952
23674 | 6.625 | 1 | 365 | 7.5736 | 0.18196 | 7 | 0.75552
23676 | 4.42 | 1 | 365 | 5.0529 | 0.12894 | 5 | 0.1818
23678 | 5.46 | 1 | 365 | 6.2418 | 0.51222 | 6 | 0.75399
23677 | 3.38 | 1 | 365 | 3.8639 | 0.74566 | 4 | 0.60961
23680 | 3.24 | 1 | 365 | 3.7039 | 0.42484 | 4 | 0.12874
23681 | 6.63 | 1 | 365 | 7.5793 | 0.19341 | 7 | 0.7727
23683 | 7.8 | 1 | 365 | 8.9168 | 0.8746 | 9 | 0.79141
23685 | 7.02 | 1 | 365 | 8.0251 | 0.087144 | 8 | 0.11227
23688 | 7.02 | 1 | 365 | 8.0251 | 0.087144 | 8 | 0.11227
23689 | 3.9 | 1 | 365 | 4.4584 | 0.9373 | 5 | 0.3957
23690 | 4.94 | 1 | 365 | 5.6473 | 0.32058 | 5 | 0.96789
23521 | 5.46 | 1 | 365 | 6.2418 | 0.51222 | 6 | 0.75399
23693 | 6.5 | 1 | 365 | 7.4307 | 0.8955 | 8 | 0.32617
23694 | 8.06 | 1 | 365 | 9.214 | 0.47042 | 9 | 0.68446
23696 | 7.02 | 1 | 365 | 8.0251 | 0.087144 | 8 | 0.11227
23697 | 8.58 | 1 | 365 | 9.8085 | 0.66207 | 10 | 0.47055
23700 | 7.28 | 1 | 365 | 8.3224 | 0.68296 | 9 | 0.0053149
23702 | 4.42 | 1 | 365 | 5.0529 | 0.12894 | 5 | 0.1818
23704 | 3.12 | 1 | 365 | 3.5667 | 0.14984 | 3 | 0.71656
23708 | 10.4 | 1 | 365 | 11.8891 | 0.83281 | 12 | 0.72188
23713 | 10.4 | 1 | 365 | 11.8891 | 0.83281 | 12 | 0.72188
23721 | 7.54 | 1 | 365 | 8.6196 | 0.27878 | 8 | 0.89836
23715 | 9.1 | 1 | 365 | 10.4029 | 0.85371 | 11 | 0.25664
23717 | 4.94 | 1 | 365 | 5.6473 | 0.32058 | 5 | 0.96789
23718 | 3.38 | 1 | 365 | 3.8639 | 0.74566 | 4 | 0.60961
23720 | 7.54 | 1 | 365 | 8.6196 | 0.27878 | 8 | 0.89836
23719 | 3.9 | 1 | 365 | 4.4584 | 0.9373 | 5 | 0.3957
26492 | 5.25 | 1 | 365 | 6.0017 | 0.030984 | 6 | 0.032679
25167 | 4.05 | 1 | 365 | 4.6299 | 0.28104 | 4 | 0.91092
25832 | 29.964 | 0.9 | 365 | 30.8288 | 0.79938 | 31 | 0.6282
23135 | 4.05 | 1 | 365 | 4.6299 | 0.28104 | 4 | 0.91092
23722 | 22.44 | 1 | 365 | 25.653 | 0.42386 | 26 | 0.076822
23782 | 3.6 | 1 | 365 | 4.1154 | 0.24982 | 4 | 0.36527
23786 | 10.5 | 1 | 365 | 12.0034 | 0.061968 | 12 | 0.065358
23723 | 5.865 | 1 | 365 | 6.7048 | 0.44033 | 7 | 0.14508
23725 | 7.28 | 1 | 365 | 8.3224 | 0.68296 | 9 | 0.0053149
23726 | 9.88 | 1 | 365 | 11.2946 | 0.64117 | 11 | 0.93578
23727 | 7.395 | 1 | 365 | 8.4538 | 0.9465 | 9 | 0.40032
23728 | 4.16 | 1 | 365 | 4.7556 | 0.53312 | 5 | 0.28875
23729 | 2.6 | 1 | 365 | 2.9723 | 0.9582 | 3 | 0.93047
23730 | 9.18 | 1 | 365 | 10.4944 | 0.037035 | 10 | 0.53143
23733 | 4.42 | 1 | 365 | 5.0529 | 0.12894 | 5 | 0.1818
23732 | 6.24 | 1 | 365 | 7.1334 | 0.29968 | 7 | 0.43313
23736 | 3.64 | 1 | 365 | 4.1612 | 0.34148 | 4 | 0.50266
23734 | 4.68 | 1 | 365 | 5.3501 | 0.72476 | 6 | 0.074845
23737 | 11.7 | 1 | 365 | 13.3752 | 0.81191 | 14 | 0.18711
23740 | 6.24 | 1 | 365 | 7.1334 | 0.29968 | 7 | 0.43313
23742 | 2.86 | 1 | 365 | 3.2695 | 0.55402 | 3 | 0.82352
23741 | 7.54 | 1 | 365 | 8.6196 | 0.27878 | 8 | 0.89836
23744 | 4.68 | 1 | 365 | 5.3501 | 0.72476 | 6 | 0.074845
23749 | 4.16 | 1 | 365 | 4.7556 | 0.53312 | 5 | 0.28875
23679 | 7.96 | 1 | 365 | 9.0997 | 0.24126 | 9 | 0.34098
23771 | 5.2 | 1 | 365 | 5.9445 | 0.9164 | 6 | 0.86094
23772 | 7.28 | 1 | 365 | 8.3224 | 0.68296 | 9 | 0.0053149
23773 | 5.72 | 1 | 365 | 6.539 | 0.10804 | 6 | 0.64703
23775 | 5.98 | 1 | 365 | 6.8362 | 0.70386 | 7 | 0.54008
23789 | 5.355 | 1 | 365 | 6.1217 | 0.2716 | 6 | 0.39333
23790 | 5.1 | 1 | 365 | 5.8302 | 0.68724 | 6 | 0.51746
23791 | 10.92 | 1 | 365 | 12.4835 | 0.024447 | 12 | 0.50797
23792 | 7.54 | 1 | 365 | 8.6196 | 0.27878 | 8 | 0.89836
23793 | 7.02 | 1 | 365 | 8.0251 | 0.087144 | 8 | 0.11227
23796 | 2.86 | 1 | 365 | 3.2695 | 0.55402 | 3 | 0.82352
23794 | 3.64 | 1 | 365 | 4.1612 | 0.34148 | 4 | 0.50266
23795 | 10.14 | 1 | 365 | 11.5918 | 0.23699 | 11 | 0.82883
23799 | 3.12 | 1 | 365 | 3.5667 | 0.14984 | 3 | 0.71656
23800 | 2.04 | 1 | 365 | 2.3321 | 0.6749 | 3 | 0.0069838
23802 | 9.36 | 1 | 365 | 10.7002 | 0.44953 | 11 | 0.14969
23803 | 8.06 | 1 | 365 | 9.214 | 0.47042 | 9 | 0.68446
23798 | 10.92 | 1 | 365 | 12.4835 | 0.024447 | 12 | 0.50797
23804 | 4.05 | 1 | 365 | 4.6299 | 0.28104 | 4 | 0.91092
23805 | 6.76 | 1 | 365 | 7.7279 | 0.49132 | 8 | 0.21922
23808 | 8.58 | 1 | 365 | 9.8085 | 0.66207 | 10 | 0.47055
23807 | 9.1 | 1 | 365 | 10.4029 | 0.85371 | 11 | 0.25664
23810 | 18.5 | 1 | 365 | 21.1488 | 0.3949 | 21 | 0.54373
23812 | 7.02 | 1 | 365 | 8.0251 | 0.087144 | 8 | 0.11227
23814 | 13.515 | 1 | 365 | 15.4501 | 0.97119 | 16 | 0.42127
23815 | 8.84 | 1 | 365 | 10.1057 | 0.25789 | 10 | 0.3636
23819 | 3.64 | 1 | 365 | 4.1612 | 0.34148 | 4 | 0.50266
23817 | 20.8 | 1 | 365 | 23.7781 | 0.66561 | 24 | 0.44376
23818 | 12.74 | 1 | 365 | 14.5641 | 0.19519 | 14 | 0.7593
23821 | 6.76 | 1 | 365 | 7.7279 | 0.49132 | 8 | 0.21922
23823 | 4.59 | 1 | 365 | 5.2472 | 0.51852 | 5 | 0.76571
23824 | 8.215 | 1 | 365 | 9.3912 | 0.82563 | 10 | 0.21685
23825 | 3.825 | 1 | 365 | 4.3727 | 0.76543 | 5 | 0.13809
23827 | 12.74 | 1 | 365 | 14.5641 | 0.19519 | 14 | 0.7593
23828 | 5.355 | 1 | 365 | 6.1217 | 0.2716 | 6 | 0.39333
23830 | 7.8 | 1 | 365 | 8.9168 | 0.8746 | 9 | 0.79141
23833 | 6.5 | 1 | 365 | 7.4307 | 0.8955 | 8 | 0.32617
23832 | 13.26 | 1 | 365 | 15.1586 | 0.38683 | 15 | 0.54539
23834 | 7.28 | 1 | 365 | 8.3224 | 0.68296 | 9 | 0.0053149
23835 | 8.06 | 1 | 365 | 9.214 | 0.47042 | 9 | 0.68446
23837 | 6.24 | 1 | 365 | 7.1334 | 0.29968 | 7 | 0.43313
23659 | 2.08 | 1 | 365 | 2.3778 | 0.76656 | 3 | 0.14438
23751 | 2.6 | 1 | 365 | 2.9723 | 0.9582 | 3 | 0.93047
23758 | 6.63 | 1 | 365 | 7.5793 | 0.19341 | 7 | 0.7727
23134 | 6.76 | 1 | 365 | 7.7279 | 0.49132 | 8 | 0.21922
23864 | 4.94 | 1 | 365 | 5.6473 | 0.32058 | 5 | 0.96789
23797 | 48 | 0.9 | 365 | 49.3854 | 0.99781 | 50 | 0.38319
23867 | 5.1 | 1 | 365 | 5.8302 | 0.68724 | 6 | 0.51746
23868 | 19.24 | 1 | 365 | 21.9948 | 0.090692 | 22 | 0.085475
23870 | 7.02 | 1 | 365 | 8.0251 | 0.087144 | 8 | 0.11227
23874 | 12.48 | 1 | 365 | 14.2669 | 0.59937 | 14 | 0.86625
23877 | 9.1 | 1 | 365 | 10.4029 | 0.85371 | 11 | 0.25664
23879 | 7.575 | 1 | 365 | 8.6596 | 0.35899 | 9 | 0.01858
23880 | 9.96 | 1 | 365 | 11.3861 | 0.8245 | 12 | 0.21057
23883 | 5.805 | 1 | 365 | 6.6362 | 0.30283 | 6 | 0.93899
23884 | 7.96 | 1 | 365 | 9.0997 | 0.24126 | 9 | 0.34098
23886 | 4.79 | 1 | 365 | 5.4758 | 0.97684 | 6 | 0.45267
23890 | 3.12 | 1 | 365 | 3.5667 | 0.14984 | 3 | 0.71656
23892 | 3.28 | 1 | 365 | 3.7496 | 0.5165 | 4 | 0.26613
23896 | 5.1 | 1 | 365 | 5.8302 | 0.68724 | 6 | 0.51746
23898 | 7.65 | 1 | 365 | 8.7453 | 0.53086 | 9 | 0.27619
23900 | 6.375 | 1 | 365 | 7.2878 | 0.60905 | 7 | 0.89682
23897 | 4.16 | 1 | 365 | 4.7556 | 0.53312 | 5 | 0.28875
23908 | 4.16 | 1 | 365 | 4.7556 | 0.53312 | 5 | 0.28875
23910 | 12.455 | 1 | 365 | 14.2383 | 0.54208 | 14 | 0.78038
23912 | 7.905 | 1 | 365 | 9.0368 | 0.11522 | 9 | 0.15206
23917 | 6.375 | 1 | 365 | 7.2878 | 0.60905 | 7 | 0.89682
23919 | 6.12 | 1 | 365 | 6.9963 | 0.02469 | 7 | 0.020952
23921 | 5.775 | 1 | 365 | 6.6019 | 0.23408 | 6 | 0.83595
23924 | 4.59 | 1 | 365 | 5.2472 | 0.51852 | 5 | 0.76571
23925 | 4.59 | 1 | 365 | 5.2472 | 0.51852 | 5 | 0.76571
23928 | 4.845 | 1 | 365 | 5.5387 | 0.10288 | 5 | 0.64159
23929 | 9.9 | 1 | 365 | 11.3175 | 0.687 | 12 | 0.0044804
23935 | 4.59 | 1 | 365 | 5.2472 | 0.51852 | 5 | 0.76571
23937 | 7.905 | 1 | 365 | 9.0368 | 0.11522 | 9 | 0.15206
23940 | 10.455 | 1 | 365 | 11.9519 | 0.95885 | 12 | 0.91079
23942 | 4.94 | 1 | 365 | 5.6473 | 0.32058 | 5 | 0.96789
23926 | 6.44 | 1 | 365 | 7.3621 | 0.75801 | 8 | 0.12009
23948 | 3.18 | 1 | 365 | 3.6353 | 0.28734 | 3 | 0.92265
24275 | 5.72 | 1 | 365 | 6.539 | 0.10804 | 6 | 0.64703
24277 | 4.16 | 1 | 365 | 4.7556 | 0.53312 | 5 | 0.28875
24280 | 3.315 | 1 | 365 | 3.7896 | 0.59671 | 4 | 0.38635
24279 | 3.64 | 1 | 365 | 4.1612 | 0.34148 | 4 | 0.50266
24281 | 12.74 | 1 | 365 | 14.5641 | 0.19519 | 14 | 0.7593
24283 | 7.02 | 1 | 365 | 8.0251 | 0.087144 | 8 | 0.11227
23952 | 5.98 | 1 | 365 | 6.8362 | 0.70386 | 7 | 0.54008
23963 | 7.56 | 1 | 365 | 8.6424 | 0.32462 | 8 | 0.96706
22105 | 6.24 | 1 | 365 | 7.1334 | 0.29968 | 7 | 0.43313
23965 | 6.44 | 1 | 365 | 7.3621 | 0.75801 | 8 | 0.12009
23966 | 5.775 | 1 | 365 | 6.6019 | 0.23408 | 6 | 0.83595
23958 | 5.98 | 1 | 365 | 6.8362 | 0.70386 | 7 | 0.54008
23967 | 7.28 | 1 | 365 | 8.3224 | 0.68296 | 9 | 0.0053149
23969 | 7.975 | 1 | 365 | 9.1169 | 0.27564 | 9 | 0.3925
23970 | 5.775 | 1 | 365 | 6.6019 | 0.23408 | 6 | 0.83595
23972 | 8.68 | 1 | 365 | 9.9228 | 0.89123 | 10 | 0.81403
23973 | 6.76 | 1 | 365 | 7.7279 | 0.49132 | 8 | 0.21922
23975 | 4.48 | 1 | 365 | 5.1214 | 0.26644 | 5 | 0.38789
23974 | 10.92 | 1 | 365 | 12.4835 | 0.024447 | 12 | 0.50797
24285 | 14.04 | 1 | 365 | 16.0502 | 0.17429 | 16 | 0.22454
23976 | 5.61 | 1 | 365 | 6.4132 | 0.85597 | 7 | 0.26921
23978 | 4.94 | 1 | 365 | 5.6473 | 0.32058 | 5 | 0.96789
23981 | 3.12 | 1 | 365 | 3.5667 | 0.14984 | 3 | 0.71656
23983 | 10.92 | 1 | 365 | 12.4835 | 0.024447 | 12 | 0.50797
24287 | 5.46 | 1 | 365 | 6.2418 | 0.51222 | 6 | 0.75399
24289 | 9.1 | 1 | 365 | 10.4029 | 0.85371 | 11 | 0.25664
23945 | 12.495 | 1 | 365 | 14.284 | 0.63374 | 14 | 0.91778
23988 | 11.2 | 1 | 365 | 12.8036 | 0.6661 | 13 | 0.46972
23990 | 7.28 | 1 | 365 | 8.3224 | 0.68296 | 9 | 0.0053149
23989 | 5.2 | 1 | 365 | 5.9445 | 0.9164 | 6 | 0.86094
24290 | 4.08 | 1 | 365 | 4.6642 | 0.34979 | 5 | 0.013968
23993 | 4.94 | 1 | 365 | 5.6473 | 0.32058 | 5 | 0.96789
23994 | 3.38 | 1 | 365 | 3.8639 | 0.74566 | 4 | 0.60961
24291 | 7.54 | 1 | 365 | 8.6196 | 0.27878 | 8 | 0.89836
23998 | 6.76 | 1 | 365 | 7.7279 | 0.49132 | 8 | 0.21922
24293 | 8.84 | 1 | 365 | 10.1057 | 0.25789 | 10 | 0.3636
24011 | 4.2 | 1 | 365 | 4.8014 | 0.62479 | 5 | 0.42614
24292 | 6.76 | 1 | 365 | 7.7279 | 0.49132 | 8 | 0.21922
24015 | 7.65 | 1 | 365 | 8.7453 | 0.53086 | 9 | 0.27619
24016 | 4.76 | 1 | 365 | 5.4415 | 0.90809 | 6 | 0.34963
24294 | 8.64 | 1 | 365 | 9.8771 | 0.79956 | 10 | 0.67664
24295 | 10.4 | 1 | 365 | 11.8891 | 0.83281 | 12 | 0.72188
24296 | 8.06 | 1 | 365 | 9.214 | 0.47042 | 9 | 0.68446
24297 | 10.92 | 1 | 365 | 12.4835 | 0.024447 | 12 | 0.50797
24018 | 7.395 | 1 | 365 | 8.4538 | 0.9465 | 9 | 0.40032
24298 | 14.04 | 1 | 365 | 16.0502 | 0.17429 | 16 | 0.22454
24299 | 11.96 | 1 | 365 | 13.6724 | 0.40773 | 14 | 0.08016
24300 | 9.1 | 1 | 365 | 10.4029 | 0.85371 | 11 | 0.25664
24301 | 4.68 | 1 | 365 | 5.3501 | 0.72476 | 6 | 0.074845
24302 | 3.64 | 1 | 365 | 4.1612 | 0.34148 | 4 | 0.50266
24303 | 7.8 | 1 | 365 | 8.9168 | 0.8746 | 9 | 0.79141
24304 | 8.32 | 1 | 365 | 9.5113 | 0.066245 | 9 | 0.5775
24305 | 3.9 | 1 | 365 | 4.4584 | 0.9373 | 5 | 0.3957
24029 | 5.61 | 1 | 365 | 6.4132 | 0.85597 | 7 | 0.26921
24306 | 5.72 | 1 | 365 | 6.539 | 0.10804 | 6 | 0.64703
23991 | 7.65 | 1 | 365 | 8.7453 | 0.53086 | 9 | 0.27619
24307 | 3.64 | 1 | 365 | 4.1612 | 0.34148 | 4 | 0.50266
24026 | 7.15 | 1 | 365 | 8.1737 | 0.38505 | 8 | 0.55879
24046 | 4.905 | 1 | 365 | 5.6073 | 0.24038 | 5 | 0.84767
24309 | 7.685 | 1 | 365 | 8.7853 | 0.61107 | 9 | 0.39641
24310 | 14.04 | 1 | 365 | 16.0502 | 0.17429 | 16 | 0.22454
24311 | 4.42 | 1 | 365 | 5.0529 | 0.12894 | 5 | 0.1818
24312 | 6.24 | 1 | 365 | 7.1334 | 0.29968 | 7 | 0.43313
23575 | 5.46 | 1 | 365 | 6.2418 | 0.51222 | 6 | 0.75399
24055 | 12.48 | 1 | 365 | 14.2669 | 0.59937 | 14 | 0.86625
24056 | 7.28 | 1 | 365 | 8.3224 | 0.68296 | 9 | 0.0053149
24057 | 10.92 | 1 | 365 | 12.4835 | 0.024447 | 12 | 0.50797
24058 | 4.94 | 1 | 365 | 5.6473 | 0.32058 | 5 | 0.96789
24061 | 9 | 1 | 365 | 10.2886 | 0.62454 | 10 | 0.91316
24060 | 7.02 | 1 | 365 | 8.0251 | 0.087144 | 8 | 0.11227
24059 | 13 | 1 | 365 | 14.8613 | 0.79101 | 15 | 0.65235
24065 | 5.2 | 1 | 365 | 5.9445 | 0.9164 | 6 | 0.86094
24066 | 6.24 | 1 | 365 | 7.1334 | 0.29968 | 7 | 0.43313
24067 | 21.42 | 1 | 365 | 24.4869 | 0.086415 | 24 | 0.57333
24070 | 17.94 | 1 | 365 | 20.5086 | 0.11159 | 20 | 0.62024
24074 | 8.58 | 1 | 365 | 9.8085 | 0.66207 | 10 | 0.47055
24076 | 4.42 | 1 | 365 | 5.0529 | 0.12894 | 5 | 0.1818
24075 | 5.72 | 1 | 365 | 6.539 | 0.10804 | 6 | 0.64703
24077 | 4.68 | 1 | 365 | 5.3501 | 0.72476 | 6 | 0.074845
24078 | 5.67 | 1 | 365 | 6.4818 | 0.99346 | 7 | 0.47529
24079 | 3.9 | 1 | 365 | 4.4584 | 0.9373 | 5 | 0.3957
24080 | 5.98 | 1 | 365 | 6.8362 | 0.70386 | 7 | 0.54008
24081 | 5.035 | 1 | 365 | 5.7559 | 0.53829 | 6 | 0.2942
24082 | 14.3 | 1 | 365 | 16.3475 | 0.77011 | 17 | 0.11758
24083 | 6.76 | 1 | 365 | 7.7279 | 0.49132 | 8 | 0.21922
24331 | 4.68 | 1 | 365 | 5.3501 | 0.72476 | 6 | 0.074845
24334 | 8.32 | 1 | 365 | 9.5113 | 0.066245 | 9 | 0.5775
24336 | 4.08 | 1 | 365 | 4.6642 | 0.34979 | 5 | 0.013968
23987 | 6.375 | 1 | 365 | 7.2878 | 0.60905 | 7 | 0.89682
23752 | 10.2 | 1 | 365 | 11.6604 | 0.37448 | 12 | 0.034919
24347 | 5.72 | 1 | 365 | 6.539 | 0.10804 | 6 | 0.64703
23337 | 7.14 | 1 | 365 | 8.1623 | 0.36214 | 8 | 0.52444
22886 | 6.885 | 1 | 365 | 7.8708 | 0.77778 | 8 | 0.64857
24114 | 3.825 | 1 | 365 | 4.3727 | 0.76543 | 5 | 0.13809
24115 | 9.36 | 1 | 365 | 10.7002 | 0.44953 | 11 | 0.14969
24346 | 6.82 | 1 | 365 | 7.7965 | 0.62882 | 8 | 0.42531
22192 | 6.24 | 1 | 365 | 7.1334 | 0.29968 | 7 | 0.43313
24349 | 9.62 | 1 | 365 | 10.9974 | 0.045346 | 11 | 0.042738
24350 | 5.47 | 1 | 365 | 6.2532 | 0.53514 | 6 | 0.78833
13503 | 2.45 | 1 | 365 | 2.8008 | 0.61446 | 3 | 0.41525
20645 | 7.54 | 1 | 365 | 8.6196 | 0.27878 | 8 | 0.89836
24271 | 8.4 | 1 | 365 | 9.6027 | 0.24957 | 9 | 0.85229
24091 | 7.8 | 1 | 365 | 8.9168 | 0.8746 | 9 | 0.79141
14215 | 10.71 | 1 | 365 | 12.2435 | 0.54321 | 12 | 0.78667
14162 | 13.75 | 1 | 365 | 15.7187 | 0.50972 | 16 | 0.22845
24098 | 1.82 | 1 | 365 | 2.0806 | 0.17074 | 2 | 0.25133
19876 | 15.81 | 1 | 365 | 18.0737 | 0.23045 | 18 | 0.30412
24107 | 4.845 | 1 | 365 | 5.5387 | 0.10288 | 5 | 0.64159
24163 | 7.14 | 1 | 365 | 8.1623 | 0.36214 | 8 | 0.52444
24068 | 5 | 1 | 365 | 5.7159 | 0.45808 | 6 | 0.17398
24089 | 8.415 | 1 | 365 | 9.6199 | 0.28395 | 9 | 0.90381
24351 | 8.32 | 1 | 365 | 9.5113 | 0.066245 | 9 | 0.5775
24352 | 8.47 | 1 | 365 | 9.6827 | 0.40999 | 10 | 0.092722
24269 | 3 | 1 | 365 | 3.4295 | 0.87485 | 4 | 0.30439
24260 | 6.3 | 1 | 365 | 7.202 | 0.43718 | 7 | 0.63921
24189 | 7.54 | 1 | 365 | 8.6196 | 0.27878 | 8 | 0.89836
24190 | 5.61 | 1 | 365 | 6.4132 | 0.85597 | 7 | 0.26921
24192 | 10.14 | 1 | 365 | 11.5918 | 0.23699 | 11 | 0.82883
24353 | 12.48 | 1 | 365 | 14.2669 | 0.59937 | 14 | 0.86625
24355 | 6.24 | 1 | 365 | 7.1334 | 0.29968 | 7 | 0.43313
22131 | 4.59 | 1 | 365 | 5.2472 | 0.51852 | 5 | 0.76571
24358 | 4.16 | 1 | 365 | 4.7556 | 0.53312 | 5 | 0.28875
24360 | 5.2 | 1 | 365 | 5.9445 | 0.9164 | 6 | 0.86094
24361 | 6.76 | 1 | 365 | 7.7279 | 0.49132 | 8 | 0.21922
24364 | 4.16 | 1 | 365 | 4.7556 | 0.53312 | 5 | 0.28875
24366 | 6.725 | 1 | 365 | 7.6879 | 0.41112 | 8 | 0.099003
24367 | 5.2 | 1 | 365 | 5.9445 | 0.9164 | 6 | 0.86094
24368 | 8.59 | 1 | 365 | 9.8199 | 0.68498 | 10 | 0.5049
24371 | 5.47 | 1 | 365 | 6.2532 | 0.53514 | 6 | 0.78833
24373 | 10.4 | 1 | 365 | 11.8891 | 0.83281 | 12 | 0.72188
24377 | 4.42 | 1 | 365 | 5.0529 | 0.12894 | 5 | 0.1818
24376 | 5.215 | 1 | 365 | 5.9617 | 0.95078 | 6 | 0.91246
24378 | 4.98 | 1 | 365 | 5.693 | 0.41225 | 6 | 0.10528
24382 | 8.58 | 1 | 365 | 9.8085 | 0.66207 | 10 | 0.47055
24379 | 13 | 1 | 365 | 14.8613 | 0.79101 | 15 | 0.65235
24380 | 5.05 | 1 | 365 | 5.7731 | 0.57266 | 6 | 0.34572
24384 | 9.01 | 1 | 365 | 10.3001 | 0.64746 | 10 | 0.94751
23610 | 4.68 | 1 | 365 | 5.3501 | 0.72476 | 6 | 0.074845
23714 | 5.72 | 1 | 365 | 6.539 | 0.10804 | 6 | 0.64703
23968 | 4.68 | 1 | 365 | 5.3501 | 0.72476 | 6 | 0.074845
23587 | 6.76 | 1 | 365 | 7.7279 | 0.49132 | 8 | 0.21922
23568 | 3.9 | 1 | 365 | 4.4584 | 0.9373 | 5 | 0.3957
23593 | 5.98 | 1 | 365 | 6.8362 | 0.70386 | 7 | 0.54008
24386 | 5.47 | 1 | 365 | 6.2532 | 0.53514 | 6 | 0.78833
23646 | 6.24 | 1 | 365 | 7.1334 | 0.29968 | 7 | 0.43313
23665 | 3.9 | 1 | 365 | 4.4584 | 0.9373 | 5 | 0.3957
23843 | 6.5 | 1 | 365 | 7.4307 | 0.8955 | 8 | 0.32617
23851 | 3.9 | 1 | 365 | 4.4584 | 0.9373 | 5 | 0.3957
23855 | 13 | 1 | 365 | 14.8613 | 0.79101 | 15 | 0.65235
23943 | 9.36 | 1 | 365 | 10.7002 | 0.44953 | 11 | 0.14969
23954 | 13 | 1 | 365 | 14.8613 | 0.79101 | 15 | 0.65235
23946 | 15.08 | 1 | 365 | 17.2392 | 0.55757 | 17 | 0.79672
23955 | 6.76 | 1 | 365 | 7.7279 | 0.49132 | 8 | 0.21922
23959 | 11.18 | 1 | 365 | 12.7808 | 0.62027 | 13 | 0.40102
24042 | 8.84 | 1 | 365 | 10.1057 | 0.25789 | 10 | 0.3636
24014 | 7.8 | 1 | 365 | 8.9168 | 0.8746 | 9 | 0.79141
24039 | 8.84 | 1 | 365 | 10.1057 | 0.25789 | 10 | 0.3636
24052 | 5.61 | 1 | 365 | 6.4132 | 0.85597 | 7 | 0.26921
19978 | 7.28 | 1 | 365 | 8.3224 | 0.68296 | 9 | 0.0053149
20778 | 12.74 | 1 | 365 | 14.5641 | 0.19519 | 14 | 0.7593
21216 | 3.38 | 1 | 365 | 3.8639 | 0.74566 | 4 | 0.60961
20719 | 12.74 | 1 | 365 | 14.5641 | 0.19519 | 14 | 0.7593
21028 | 4.42 | 1 | 365 | 5.0529 | 0.12894 | 5 | 0.1818
17958 | 2.6 | 1 | 365 | 2.9723 | 0.9582 | 3 | 0.93047
23950 | 4.68 | 1 | 365 | 5.3501 | 0.72476 | 6 | 0.074845
24460 | 5.13 | 1 | 365 | 5.8645 | 0.75599 | 6 | 0.6205
24413 | 6.82 | 1 | 365 | 7.7965 | 0.62882 | 8 | 0.42531
24464 | 8.4 | 1 | 365 | 9.6027 | 0.24957 | 9 | 0.85229
24431 | 2.86 | 1 | 365 | 3.2695 | 0.55402 | 3 | 0.82352
24462 | 7.54 | 1 | 365 | 8.6196 | 0.27878 | 8 | 0.89836
24466 | 6.44 | 1 | 365 | 7.3621 | 0.75801 | 8 | 0.12009
24467 | 4.79 | 1 | 365 | 5.4758 | 0.97684 | 6 | 0.45267
24437 | 8.32 | 1 | 365 | 9.5113 | 0.066245 | 9 | 0.5775
24470 | 3.02 | 1 | 365 | 3.4524 | 0.92068 | 4 | 0.37308
24461 | 8.4 | 1 | 365 | 9.6027 | 0.24957 | 9 | 0.85229
24469 | 9.9 | 1 | 365 | 11.3175 | 0.687 | 12 | 0.0044804
24468 | 9.1 | 1 | 365 | 10.4029 | 0.85371 | 11 | 0.25664
24471 | 8.47 | 1 | 365 | 9.6827 | 0.40999 | 10 | 0.092722
24475 | 4.16 | 1 | 365 | 4.7556 | 0.53312 | 5 | 0.28875
24474 | 5.805 | 1 | 365 | 6.6362 | 0.30283 | 6 | 0.93899
24472 | 11.66 | 1 | 365 | 13.3295 | 0.72024 | 14 | 0.049721
24478 | 6.325 | 1 | 365 | 7.2306 | 0.49447 | 7 | 0.72508
24479 | 9.88 | 1 | 365 | 11.2946 | 0.64117 | 11 | 0.93578
24483 | 10.2 | 1 | 365 | 11.6604 | 0.37448 | 12 | 0.034919
24484 | 7.96 | 1 | 365 | 9.0997 | 0.24126 | 9 | 0.34098
24487 | 5.25 | 1 | 365 | 6.0017 | 0.030984 | 6 | 0.032679
24486 | 6.24 | 1 | 365 | 7.1334 | 0.29968 | 7 | 0.43313
24488 | 7.75 | 1 | 365 | 8.8596 | 0.76002 | 9 | 0.61967
24477 | 4.335 | 1 | 365 | 4.9557 | 0.93416 | 5 | 0.88984
24481 | 10.2 | 1 | 365 | 11.6604 | 0.37448 | 12 | 0.034919
24485 | 6 | 1 | 365 | 6.8591 | 0.7497 | 7 | 0.60878
24490 | 7.29 | 1 | 365 | 8.3338 | 0.70588 | 9 | 0.039663
24489 | 6.76 | 1 | 365 | 7.7279 | 0.49132 | 8 | 0.21922
24491 | 2.75 | 1 | 365 | 3.1437 | 0.30194 | 3 | 0.44569
24493 | 9.9 | 1 | 365 | 11.3175 | 0.687 | 12 | 0.0044804
24494 | 4.95 | 1 | 365 | 5.6587 | 0.3435 | 6 | 0.0022402
24495 | 8.25 | 1 | 365 | 9.4312 | 0.90583 | 10 | 0.33707
24501 | 7.155 | 1 | 365 | 8.1795 | 0.39651 | 8 | 0.57597
24504 | 11.22 | 1 | 365 | 12.8265 | 0.71193 | 13 | 0.53841
24496 | 6.75 | 1 | 365 | 7.7165 | 0.46841 | 8 | 0.18487
24507 | 5.2 | 1 | 365 | 5.9445 | 0.9164 | 6 | 0.86094
24516 | 4.94 | 1 | 365 | 5.6473 | 0.32058 | 5 | 0.96789
24506 | 5.98 | 1 | 365 | 6.8362 | 0.70386 | 7 | 0.54008
24508 | 7.8 | 1 | 365 | 8.9168 | 0.8746 | 9 | 0.79141
24510 | 10.2 | 1 | 365 | 11.6604 | 0.37448 | 12 | 0.034919
24513 | 7.905 | 1 | 365 | 9.0368 | 0.11522 | 9 | 0.15206
24517 | 6.76 | 1 | 365 | 7.7279 | 0.49132 | 8 | 0.21922
24519 | 5.2 | 1 | 365 | 5.9445 | 0.9164 | 6 | 0.86094
24515 | 5.3 | 1 | 365 | 6.0589 | 0.14556 | 6 | 0.20442
24520 | 8.84 | 1 | 365 | 10.1057 | 0.25789 | 10 | 0.3636
24521 | 9.88 | 1 | 365 | 11.2946 | 0.64117 | 11 | 0.93578
24522 | 13.26 | 1 | 365 | 15.1586 | 0.38683 | 15 | 0.54539
24524 | 3.12 | 1 | 365 | 3.5667 | 0.14984 | 3 | 0.71656
24525 | 10.92 | 1 | 365 | 12.4835 | 0.024447 | 12 | 0.50797
24526 | 7.54 | 1 | 365 | 8.6196 | 0.27878 | 8 | 0.89836
23873 | 15.555 | 1 | 365 | 17.7822 | 0.64609 | 18 | 0.42825
24533 | 2.08 | 1 | 365 | 2.3778 | 0.76656 | 3 | 0.14438
24539 | 8.32 | 1 | 365 | 9.5113 | 0.066245 | 9 | 0.5775
24537 | 2.6 | 1 | 365 | 2.9723 | 0.9582 | 3 | 0.93047
24541 | 7.02 | 1 | 365 | 8.0251 | 0.087144 | 8 | 0.11227
24540 | 11.96 | 1 | 365 | 13.6724 | 0.40773 | 14 | 0.08016
24538 | 8.84 | 1 | 365 | 10.1057 | 0.25789 | 10 | 0.3636
24544 | 10.14 | 1 | 365 | 11.5918 | 0.23699 | 11 | 0.82883
24543 | 5.2 | 1 | 365 | 5.9445 | 0.9164 | 6 | 0.86094
24546 | 5.98 | 1 | 365 | 6.8362 | 0.70386 | 7 | 0.54008
24547 | 9.1 | 1 | 365 | 10.4029 | 0.85371 | 11 | 0.25664
24528 | 9.88 | 1 | 365 | 11.2946 | 0.64117 | 11 | 0.93578
24555 | 11.96 | 1 | 365 | 13.6724 | 0.40773 | 14 | 0.08016
24553 | 13 | 1 | 365 | 14.8613 | 0.79101 | 15 | 0.65235
24554 | 8.84 | 1 | 365 | 10.1057 | 0.25789 | 10 | 0.3636
24512 | 11.7 | 1 | 365 | 13.3752 | 0.81191 | 14 | 0.18711
24559 | 6.5 | 1 | 365 | 7.4307 | 0.8955 | 8 | 0.32617
24558 | 14.04 | 1 | 365 | 16.0502 | 0.17429 | 16 | 0.22454
24560 | 2.34 | 1 | 365 | 2.675 | 0.36238 | 3 | 0.037423
24561 | 8.06 | 1 | 365 | 9.214 | 0.47042 | 9 | 0.68446
24562 | 6.24 | 1 | 365 | 7.1334 | 0.29968 | 7 | 0.43313
24564 | 2.86 | 1 | 365 | 3.2695 | 0.55402 | 3 | 0.82352
24566 | 5.46 | 1 | 365 | 6.2418 | 0.51222 | 6 | 0.75399
24567 | 3.38 | 1 | 365 | 3.8639 | 0.74566 | 4 | 0.60961
24569 | 4.16 | 1 | 365 | 4.7556 | 0.53312 | 5 | 0.28875
24571 | 4.94 | 1 | 365 | 5.6473 | 0.32058 | 5 | 0.96789
24572 | 9.1 | 1 | 365 | 10.4029 | 0.85371 | 11 | 0.25664
24570 | 6.5 | 1 | 365 | 7.4307 | 0.8955 | 8 | 0.32617
24573 | 11.7 | 1 | 365 | 13.3752 | 0.81191 | 14 | 0.18711
24592 | 7.8 | 1 | 365 | 8.9168 | 0.8746 | 9 | 0.79141
24591 | 5.98 | 1 | 365 | 6.8362 | 0.70386 | 7 | 0.54008
24590 | 2.86 | 1 | 365 | 3.2695 | 0.55402 | 3 | 0.82352
24588 | 6.24 | 1 | 365 | 7.1334 | 0.29968 | 7 | 0.43313
24578 | 4.95 | 1 | 365 | 5.6587 | 0.3435 | 6 | 0.0022402
24579 | 9.625 | 1 | 365 | 11.0031 | 0.056804 | 11 | 0.059912
24581 | 8 | 1 | 365 | 9.1454 | 0.33293 | 9 | 0.47837
24582 | 4.95 | 1 | 365 | 5.6587 | 0.3435 | 6 | 0.0022402
24263 | 5.1 | 1 | 365 | 5.8302 | 0.68724 | 6 | 0.51746
24733 | 6.725 | 1 | 365 | 7.6879 | 0.41112 | 8 | 0.099003
24715 | 6.12 | 1 | 365 | 6.9963 | 0.02469 | 7 | 0.020952
24722 | 9.1 | 1 | 365 | 10.4029 | 0.85371 | 11 | 0.25664
24735 | 6.47 | 1 | 365 | 7.3964 | 0.82676 | 8 | 0.22313
24736 | 9.36 | 1 | 365 | 10.7002 | 0.44953 | 11 | 0.14969
24738 | 12.48 | 1 | 365 | 14.2669 | 0.59937 | 14 | 0.86625
24739 | 13.52 | 1 | 365 | 15.4558 | 0.98265 | 16 | 0.43844
24741 | 9.18 | 1 | 365 | 10.4944 | 0.037035 | 10 | 0.53143
24743 | 5.98 | 1 | 365 | 6.8362 | 0.70386 | 7 | 0.54008
24742 | 7.8 | 1 | 365 | 8.9168 | 0.8746 | 9 | 0.79141
24745 | 8.06 | 1 | 365 | 9.214 | 0.47042 | 9 | 0.68446
24746 | 6.24 | 1 | 365 | 7.1334 | 0.29968 | 7 | 0.43313
24748 | 3.38 | 1 | 365 | 3.8639 | 0.74566 | 4 | 0.60961
24747 | 8.32 | 1 | 365 | 9.5113 | 0.066245 | 9 | 0.5775
24749 | 5.2 | 1 | 365 | 5.9445 | 0.9164 | 6 | 0.86094
24750 | 12.74 | 1 | 365 | 14.5641 | 0.19519 | 14 | 0.7593
24751 | 6.725 | 1 | 365 | 7.6879 | 0.41112 | 8 | 0.099003
24752 | 8.215 | 1 | 365 | 9.3912 | 0.82563 | 10 | 0.21685
24753 | 7.96 | 1 | 365 | 9.0997 | 0.24126 | 9 | 0.34098
24755 | 5.46 | 1 | 365 | 6.2418 | 0.51222 | 6 | 0.75399
24756 | 10.36 | 1 | 365 | 11.8433 | 0.74114 | 12 | 0.58449
24758 | 6.82 | 1 | 365 | 7.7965 | 0.62882 | 8 | 0.42531
24757 | 14.045 | 1 | 365 | 16.056 | 0.18575 | 16 | 0.24171
24759 | 5.2 | 1 | 365 | 5.9445 | 0.9164 | 6 | 0.86094
24760 | 10.2 | 1 | 365 | 11.6604 | 0.37448 | 12 | 0.034919
24762 | 5.61 | 1 | 365 | 6.4132 | 0.85597 | 7 | 0.26921
24765 | 6.6 | 1 | 365 | 7.545 | 0.12467 | 7 | 0.66965
24744 | 13.515 | 1 | 365 | 15.4501 | 0.97119 | 16 | 0.42127
24766 | 2.08 | 1 | 365 | 2.3778 | 0.76656 | 3 | 0.14438
24768 | 8.58 | 1 | 365 | 9.8085 | 0.66207 | 10 | 0.47055
24769 | 5.035 | 1 | 365 | 5.7559 | 0.53829 | 6 | 0.2942
24770 | 6.63 | 1 | 365 | 7.5793 | 0.19341 | 7 | 0.7727
24772 | 8.32 | 1 | 365 | 9.5113 | 0.066245 | 9 | 0.5775
24773 | 8.06 | 1 | 365 | 9.214 | 0.47042 | 9 | 0.68446
24767 | 3.75 | 1 | 365 | 4.2869 | 0.59356 | 4 | 0.88049
24775 | 9.1 | 1 | 365 | 10.4029 | 0.85371 | 11 | 0.25664
24777 | 6.5 | 1 | 365 | 7.4307 | 0.8955 | 8 | 0.32617
24778 | 7.15 | 1 | 365 | 8.1737 | 0.38505 | 8 | 0.55879
24776 | 7.54 | 1 | 365 | 8.6196 | 0.27878 | 8 | 0.89836
24780 | 5.98 | 1 | 365 | 6.8362 | 0.70386 | 7 | 0.54008
24771 | 14.04 | 1 | 365 | 16.0502 | 0.17429 | 16 | 0.22454
24782 | 10.66 | 1 | 365 | 12.1863 | 0.42863 | 12 | 0.61493
24786 | 10 | 1 | 365 | 11.4318 | 0.91616 | 12 | 0.34796
24785 | 10.07 | 1 | 365 | 11.5118 | 0.076573 | 11 | 0.5884
24784 | 9.36 | 1 | 365 | 10.7002 | 0.44953 | 11 | 0.14969
24789 | 3.12 | 1 | 365 | 3.5667 | 0.14984 | 3 | 0.71656
24788 | 6.76 | 1 | 365 | 7.7279 | 0.49132 | 8 | 0.21922
24792 | 9.18 | 1 | 365 | 10.4944 | 0.037035 | 10 | 0.53143
24793 | 2.6 | 1 | 365 | 2.9723 | 0.9582 | 3 | 0.93047
24795 | 6.24 | 1 | 365 | 7.1334 | 0.29968 | 7 | 0.43313
24794 | 14.56 | 1 | 365 | 16.6447 | 0.36593 | 17 | 0.01063
24797 | 3.12 | 1 | 365 | 3.5667 | 0.14984 | 3 | 0.71656
24798 | 13 | 1 | 365 | 14.8613 | 0.79101 | 15 | 0.65235
24799 | 10.4 | 1 | 365 | 11.8891 | 0.83281 | 12 | 0.72188
24802 | 9.88 | 1 | 365 | 11.2946 | 0.64117 | 11 | 0.93578
24801 | 8.06 | 1 | 365 | 9.214 | 0.47042 | 9 | 0.68446
24803 | 4.845 | 1 | 365 | 5.5387 | 0.10288 | 5 | 0.64159
24804 | 3.12 | 1 | 365 | 3.5667 | 0.14984 | 3 | 0.71656
24805 | 6.5 | 1 | 365 | 7.4307 | 0.8955 | 8 | 0.32617
24807 | 8.58 | 1 | 365 | 9.8085 | 0.66207 | 10 | 0.47055
24806 | 4.68 | 1 | 365 | 5.3501 | 0.72476 | 6 | 0.074845
24808 | 8.32 | 1 | 365 | 9.5113 | 0.066245 | 9 | 0.5775
24812 | 4.16 | 1 | 365 | 4.7556 | 0.53312 | 5 | 0.28875
24811 | 6.24 | 1 | 365 | 7.1334 | 0.29968 | 7 | 0.43313
24809 | 10.14 | 1 | 365 | 11.5918 | 0.23699 | 11 | 0.82883
24813 | 9.62 | 1 | 365 | 10.9974 | 0.045346 | 11 | 0.042738
24815 | 5.46 | 1 | 365 | 6.2418 | 0.51222 | 6 | 0.75399
24814 | 9.88 | 1 | 365 | 11.2946 | 0.64117 | 11 | 0.93578
24816 | 3.12 | 1 | 365 | 3.5667 | 0.14984 | 3 | 0.71656
24817 | 6.5 | 1 | 365 | 7.4307 | 0.8955 | 8 | 0.32617
24821 | 5.3 | 1 | 365 | 6.0589 | 0.14556 | 6 | 0.20442
24819 | 3.64 | 1 | 365 | 4.1612 | 0.34148 | 4 | 0.50266
24823 | 4.42 | 1 | 365 | 5.0529 | 0.12894 | 5 | 0.1818
24824 | 6.24 | 1 | 365 | 7.1334 | 0.29968 | 7 | 0.43313
24826 | 6.76 | 1 | 365 | 7.7279 | 0.49132 | 8 | 0.21922
24827 | 7.02 | 1 | 365 | 8.0251 | 0.087144 | 8 | 0.11227
24825 | 9.1 | 1 | 365 | 10.4029 | 0.85371 | 11 | 0.25664
24830 | 3.24 | 1 | 365 | 3.7039 | 0.42484 | 4 | 0.12874
24829 | 5.1 | 1 | 365 | 5.8302 | 0.68724 | 6 | 0.51746
24831 | 10.725 | 1 | 365 | 12.2606 | 0.57758 | 12 | 0.83819
24689 | 5.2 | 1 | 365 | 5.9445 | 0.9164 | 6 | 0.86094
24832 | 8.58 | 1 | 365 | 9.8085 | 0.66207 | 10 | 0.47055
24837 | 6.76 | 1 | 365 | 7.7279 | 0.49132 | 8 | 0.21922
23777 | 5.04 | 1 | 365 | 5.7616 | 0.54974 | 6 | 0.31137
18395 | 6.24 | 1 | 365 | 7.1334 | 0.29968 | 7 | 0.43313
18700 | 3.12 | 1 | 365 | 3.5667 | 0.14984 | 3 | 0.71656
17783 | 12.24 | 1 | 365 | 13.9925 | 0.04938 | 14 | 0.041903
16252 | 5.635 | 1 | 365 | 6.4418 | 0.91326 | 7 | 0.35508
25009 | 9.075 | 1 | 365 | 10.3744 | 0.79642 | 11 | 0.17077
25017 | 5.72 | 1 | 365 | 6.539 | 0.10804 | 6 | 0.64703
25018 | 5.72 | 1 | 365 | 6.539 | 0.10804 | 6 | 0.64703
25020 | 3.57 | 1 | 365 | 4.0812 | 0.18107 | 4 | 0.26222
25021 | 9.945 | 1 | 365 | 11.3689 | 0.79012 | 12 | 0.15905
25022 | 9.36 | 1 | 365 | 10.7002 | 0.44953 | 11 | 0.14969
25023 | 6.5 | 1 | 365 | 7.4307 | 0.8955 | 8 | 0.32617
25025 | 5.61 | 1 | 365 | 6.4132 | 0.85597 | 7 | 0.26921
25026 | 3.9 | 1 | 365 | 4.4584 | 0.9373 | 5 | 0.3957
25028 | 6.76 | 1 | 365 | 7.7279 | 0.49132 | 8 | 0.21922
21772 | 12.75 | 1 | 365 | 14.5755 | 0.2181 | 14 | 0.79365
24168 | 3.38 | 1 | 365 | 3.8639 | 0.74566 | 4 | 0.60961
24171 | 8.06 | 1 | 365 | 9.214 | 0.47042 | 9 | 0.68446
24179 | 8.84 | 1 | 365 | 10.1057 | 0.25789 | 10 | 0.3636
24197 | 6.12 | 1 | 365 | 6.9963 | 0.02469 | 7 | 0.020952
24180 | 7.395 | 1 | 365 | 8.4538 | 0.9465 | 9 | 0.40032
24200 | 4.68 | 1 | 365 | 5.3501 | 0.72476 | 6 | 0.074845
25030 | 8.32 | 1 | 365 | 9.5113 | 0.066245 | 9 | 0.5775
24203 | 10.14 | 1 | 365 | 11.5918 | 0.23699 | 11 | 0.82883
24205 | 7.14 | 1 | 365 | 8.1623 | 0.36214 | 8 | 0.52444
24210 | 11.22 | 1 | 365 | 12.8265 | 0.71193 | 13 | 0.53841
24212 | 6.24 | 1 | 365 | 7.1334 | 0.29968 | 7 | 0.43313
24249 | 4.68 | 1 | 365 | 5.3501 | 0.72476 | 6 | 0.074845
24251 | 8.06 | 1 | 365 | 9.214 | 0.47042 | 9 | 0.68446
25032 | 6.24 | 1 | 365 | 7.1334 | 0.29968 | 7 | 0.43313
25035 | 6.63 | 1 | 365 | 7.5793 | 0.19341 | 7 | 0.7727
24248 | 2.6 | 1 | 365 | 2.9723 | 0.9582 | 3 | 0.93047
24252 | 9.62 | 1 | 365 | 10.9974 | 0.045346 | 11 | 0.042738
24254 | 8.91 | 1 | 365 | 10.1857 | 0.4183 | 10 | 0.60403
25036 | 9.36 | 1 | 365 | 10.7002 | 0.44953 | 11 | 0.14969
19734 | 4 | 1 | 365 | 4.5727 | 0.16646 | 4 | 0.73918
24259 | 9.88 | 1 | 365 | 11.2946 | 0.64117 | 11 | 0.93578
25037 | 9.36 | 1 | 365 | 10.7002 | 0.44953 | 11 | 0.14969
23586 | 3.38 | 1 | 365 | 3.8639 | 0.74566 | 4 | 0.60961
25040 | 7.28 | 1 | 365 | 8.3224 | 0.68296 | 9 | 0.0053149
23687 | 6.63 | 1 | 365 | 7.5793 | 0.19341 | 7 | 0.7727
25038 | 4.16 | 1 | 365 | 4.7556 | 0.53312 | 5 | 0.28875
24247 | 3.64 | 1 | 365 | 4.1612 | 0.34148 | 4 | 0.50266
24256 | 7.28 | 1 | 365 | 8.3224 | 0.68296 | 9 | 0.0053149
24266 | 5.2 | 1 | 365 | 5.9445 | 0.9164 | 6 | 0.86094
24268 | 6.24 | 1 | 365 | 7.1334 | 0.29968 | 7 | 0.43313
25041 | 8.84 | 1 | 365 | 10.1057 | 0.25789 | 10 | 0.3636
24270 | 8.06 | 1 | 365 | 9.214 | 0.47042 | 9 | 0.68446
24273 | 5.46 | 1 | 365 | 6.2418 | 0.51222 | 6 | 0.75399
24272 | 4.94 | 1 | 365 | 5.6473 | 0.32058 | 5 | 0.96789
25042 | 7.28 | 1 | 365 | 8.3224 | 0.68296 | 9 | 0.0053149
24274 | 6.095 | 1 | 365 | 6.9677 | 0.9674 | 7 | 0.93508
25043 | 4.68 | 1 | 365 | 5.3501 | 0.72476 | 6 | 0.074845
25044 | 7.8 | 1 | 365 | 8.9168 | 0.8746 | 9 | 0.79141
25045 | 5.46 | 1 | 365 | 6.2418 | 0.51222 | 6 | 0.75399
25046 | 4.42 | 1 | 365 | 5.0529 | 0.12894 | 5 | 0.1818
25049 | 5.865 | 1 | 365 | 6.7048 | 0.44033 | 7 | 0.14508
25050 | 5.1 | 1 | 365 | 5.8302 | 0.68724 | 6 | 0.51746
25048 | 5.2 | 1 | 365 | 5.9445 | 0.9164 | 6 | 0.86094
25052 | 4.16 | 1 | 365 | 4.7556 | 0.53312 | 5 | 0.28875
25011 | 8.06 | 1 | 365 | 9.214 | 0.47042 | 9 | 0.68446
25053 | 5.2 | 1 | 365 | 5.9445 | 0.9164 | 6 | 0.86094
25054 | 9.88 | 1 | 365 | 11.2946 | 0.64117 | 11 | 0.93578
25013 | 3.825 | 1 | 365 | 4.3727 | 0.76543 | 5 | 0.13809
25055 | 10.14 | 1 | 365 | 11.5918 | 0.23699 | 11 | 0.82883
25057 | 8.32 | 1 | 365 | 9.5113 | 0.066245 | 9 | 0.5775
15818 | 47.58 | 0.9 | 365 | 48.9533 | 0.13158 | 49 | 0.084834
25066 | 6.5 | 1 | 365 | 7.4307 | 0.8955 | 8 | 0.32617
25067 | 5.2 | 1 | 365 | 5.9445 | 0.9164 | 6 | 0.86094
25070 | 4.94 | 1 | 365 | 5.6473 | 0.32058 | 5 | 0.96789
25071 | 8.06 | 1 | 365 | 9.214 | 0.47042 | 9 | 0.68446
25068 | 5.72 | 1 | 365 | 6.539 | 0.10804 | 6 | 0.64703
25079 | 6.5 | 1 | 365 | 7.4307 | 0.8955 | 8 | 0.32617
25078 | 5.72 | 1 | 365 | 6.539 | 0.10804 | 6 | 0.64703
15816 | 145.86 | 0.9 | 365 | 150.0698 | 0.8296 | 150 | 0.89941
25085 | 6.24 | 1 | 365 | 7.1334 | 0.29968 | 7 | 0.43313
25093 | 8.32 | 1 | 365 | 9.5113 | 0.066245 | 9 | 0.5775
25096 | 3.64 | 1 | 365 | 4.1612 | 0.34148 | 4 | 0.50266
20554 | 4.16 | 1 | 365 | 4.7556 | 0.53312 | 5 | 0.28875
21771 | 2.6 | 1 | 365 | 2.9723 | 0.9582 | 3 | 0.93047
24444 | 3.315 | 1 | 365 | 3.7896 | 0.59671 | 4 | 0.38635
25106 | 5.98 | 1 | 365 | 6.8362 | 0.70386 | 7 | 0.54008
24942 | 3.9 | 1 | 365 | 4.4584 | 0.9373 | 5 | 0.3957
24951 | 5.2 | 1 | 365 | 5.9445 | 0.9164 | 6 | 0.86094
25112 | 4.68 | 1 | 365 | 5.3501 | 0.72476 | 6 | 0.074845
24606 | 2.08 | 1 | 365 | 2.3778 | 0.76656 | 3 | 0.14438
24608 | 3.64 | 1 | 365 | 4.1612 | 0.34148 | 4 | 0.50266
25125 | 6.885 | 1 | 365 | 7.8708 | 0.77778 | 8 | 0.64857
24953 | 9.18 | 1 | 365 | 10.4944 | 0.037035 | 10 | 0.53143
24947 | 12.5 | 1 | 365 | 14.2897 | 0.6452 | 14 | 0.93495
25131 | 5.46 | 1 | 365 | 6.2418 | 0.51222 | 6 | 0.75399
25135 | 8.06 | 1 | 365 | 9.214 | 0.47042 | 9 | 0.68446
25136 | 4.68 | 1 | 365 | 5.3501 | 0.72476 | 6 | 0.074845
25143 | 7.54 | 1 | 365 | 8.6196 | 0.27878 | 8 | 0.89836
25141 | 5.46 | 1 | 365 | 6.2418 | 0.51222 | 6 | 0.75399
25150 | 9.1 | 1 | 365 | 10.4029 | 0.85371 | 11 | 0.25664
25151 | 7.95 | 1 | 365 | 9.0883 | 0.21835 | 9 | 0.30663
25152 | 3.12 | 1 | 365 | 3.5667 | 0.14984 | 3 | 0.71656
25154 | 5.46 | 1 | 365 | 6.2418 | 0.51222 | 6 | 0.75399
25156 | 5.2 | 1 | 365 | 5.9445 | 0.9164 | 6 | 0.86094
25157 | 6.5 | 1 | 365 | 7.4307 | 0.8955 | 8 | 0.32617
25158 | 2.6 | 1 | 365 | 2.9723 | 0.9582 | 3 | 0.93047
25159 | 5.2 | 1 | 365 | 5.9445 | 0.9164 | 6 | 0.86094
25160 | 4.68 | 1 | 365 | 5.3501 | 0.72476 | 6 | 0.074845
25161 | 4.68 | 1 | 365 | 5.3501 | 0.72476 | 6 | 0.074845
25162 | 3.9 | 1 | 365 | 4.4584 | 0.9373 | 5 | 0.3957
25163 | 3.9 | 1 | 365 | 4.4584 | 0.9373 | 5 | 0.3957
25174 | 9.705 | 1 | 365 | 11.0946 | 0.24013 | 11 | 0.3347
25172 | 8.47 | 1 | 365 | 9.6827 | 0.40999 | 10 | 0.092722
25173 | 4.035 | 1 | 365 | 4.6127 | 0.24667 | 4 | 0.8594
25171 | 6.82 | 1 | 365 | 7.7965 | 0.62882 | 8 | 0.42531
25170 | 8.47 | 1 | 365 | 9.6827 | 0.40999 | 10 | 0.092722
24097 | 8.415 | 1 | 365 | 9.6199 | 0.28395 | 9 | 0.90381
25177 | 2.98 | 1 | 365 | 3.4067 | 0.82902 | 4 | 0.23569
25175 | 10.215 | 1 | 365 | 11.6776 | 0.40886 | 12 | 0.086441
25188 | 2.86 | 1 | 365 | 3.2695 | 0.55402 | 3 | 0.82352
25193 | 4.42 | 1 | 365 | 5.0529 | 0.12894 | 5 | 0.1818
25194 | 11.18 | 1 | 365 | 12.7808 | 0.62027 | 13 | 0.40102
25060 | 5.2 | 1 | 365 | 5.9445 | 0.9164 | 6 | 0.86094
24998 | 6.27 | 1 | 365 | 7.1677 | 0.36843 | 7 | 0.53617
25196 | 14.56 | 1 | 365 | 16.6447 | 0.36593 | 17 | 0.01063
25205 | 3.57 | 1 | 365 | 4.0812 | 0.18107 | 4 | 0.26222
25211 | 7.28 | 1 | 365 | 8.3224 | 0.68296 | 9 | 0.0053149
25199 | 4.24 | 1 | 365 | 4.8471 | 0.71645 | 5 | 0.56354
25213 | 3.64 | 1 | 365 | 4.1612 | 0.34148 | 4 | 0.50266
25215 | 9.62 | 1 | 365 | 10.9974 | 0.045346 | 11 | 0.042738
25218 | 7.95 | 1 | 365 | 9.0883 | 0.21835 | 9 | 0.30663
25214 | 4.42 | 1 | 365 | 5.0529 | 0.12894 | 5 | 0.1818
25369 | 6.325 | 1 | 365 | 7.2306 | 0.49447 | 7 | 0.72508
25372 | 5.1 | 1 | 365 | 5.8302 | 0.68724 | 6 | 0.51746
25366 | 10.175 | 1 | 365 | 11.6319 | 0.31719 | 11 | 0.94905
25140 | 9.8 | 1 | 365 | 11.2032 | 0.45784 | 11 | 0.661
25374 | 4.675 | 1 | 365 | 5.3444 | 0.7133 | 6 | 0.057671
25373 | 6.24 | 1 | 365 | 7.1334 | 0.29968 | 7 | 0.43313
25351 | 7 | 1 | 365 | 8.0023 | 0.041312 | 8 | 0.043572
25365 | 4.4 | 1 | 365 | 5.03 | 0.08311 | 5 | 0.1131
25375 | 7.15 | 1 | 365 | 8.1737 | 0.38505 | 8 | 0.55879
25381 | 4.68 | 1 | 365 | 5.3501 | 0.72476 | 6 | 0.074845
25380 | 8.925 | 1 | 365 | 10.2029 | 0.45267 | 10 | 0.65555
25005 | 7 | 1 | 365 | 8.0023 | 0.041312 | 8 | 0.043572
25368 | 8.32 | 1 | 365 | 9.5113 | 0.066245 | 9 | 0.5775
25376 | 8.25 | 1 | 365 | 9.4312 | 0.90583 | 10 | 0.33707
25382 | 10.14 | 1 | 365 | 11.5918 | 0.23699 | 11 | 0.82883
25384 | 3.64 | 1 | 365 | 4.1612 | 0.34148 | 4 | 0.50266
25388 | 5.72 | 1 | 365 | 6.539 | 0.10804 | 6 | 0.64703
24239 | 4.96 | 1 | 365 | 5.6702 | 0.36642 | 6 | 0.036588
25389 | 7.02 | 1 | 365 | 8.0251 | 0.087144 | 8 | 0.11227
25390 | 2.86 | 1 | 365 | 3.2695 | 0.55402 | 3 | 0.82352
24389 | 3.47 | 1 | 365 | 3.9668 | 0.95191 | 4 | 0.91874
25391 | 10.45 | 1 | 365 | 11.9462 | 0.94739 | 12 | 0.89362
24390 | 7.8 | 1 | 365 | 8.9168 | 0.8746 | 9 | 0.79141
24392 | 4.68 | 1 | 365 | 5.3501 | 0.72476 | 6 | 0.074845
25393 | 8.25 | 1 | 365 | 9.4312 | 0.90583 | 10 | 0.33707
21952 | 4.42 | 1 | 365 | 5.0529 | 0.12894 | 5 | 0.1818
21669 | 10.4 | 1 | 365 | 11.8891 | 0.83281 | 12 | 0.72188
25395 | 11 | 1 | 365 | 12.575 | 0.20778 | 12 | 0.78276
25396 | 6.05 | 1 | 365 | 6.9162 | 0.86428 | 7 | 0.78052
25397 | 7.425 | 1 | 365 | 8.4881 | 0.015249 | 8 | 0.50336
25398 | 8.55 | 1 | 365 | 9.7742 | 0.59332 | 10 | 0.36751
25399 | 6.54 | 1 | 365 | 7.4764 | 0.98717 | 8 | 0.46357
25400 | 7.56 | 1 | 365 | 8.6424 | 0.32462 | 8 | 0.96706
25417 | 4.5 | 1 | 365 | 5.1443 | 0.31227 | 5 | 0.45658
25418 | 23.52 | 1 | 365 | 26.8876 | 0.89881 | 27 | 0.7864
24393 | 7.42 | 1 | 365 | 8.4824 | 0.0037907 | 8 | 0.48619
24563 | 9.36 | 1 | 365 | 10.7002 | 0.44953 | 11 | 0.14969
24395 | 4.42 | 1 | 365 | 5.0529 | 0.12894 | 5 | 0.1818
25155 | 9.62 | 1 | 365 | 10.9974 | 0.045346 | 11 | 0.042738
24396 | 7.65 | 1 | 365 | 8.7453 | 0.53086 | 9 | 0.27619
25401 | 7.65 | 1 | 365 | 8.7453 | 0.53086 | 9 | 0.27619
24397 | 9.88 | 1 | 365 | 11.2946 | 0.64117 | 11 | 0.93578
25430 | 6.6 | 1 | 365 | 7.545 | 0.12467 | 7 | 0.66965
24398 | 7.8 | 1 | 365 | 8.9168 | 0.8746 | 9 | 0.79141
24399 | 5.2 | 1 | 365 | 5.9445 | 0.9164 | 6 | 0.86094
25431 | 6.63 | 1 | 365 | 7.5793 | 0.19341 | 7 | 0.7727
24400 | 8.5 | 1 | 365 | 9.717 | 0.47874 | 10 | 0.19577
24402 | 7.28 | 1 | 365 | 8.3224 | 0.68296 | 9 | 0.0053149
24404 | 10.66 | 1 | 365 | 12.1863 | 0.42863 | 12 | 0.61493
24403 | 8.91 | 1 | 365 | 10.1857 | 0.4183 | 10 | 0.60403
24405 | 5.865 | 1 | 365 | 6.7048 | 0.44033 | 7 | 0.14508
25434 | 6.6 | 1 | 365 | 7.545 | 0.12467 | 7 | 0.66965
24406 | 5.98 | 1 | 365 | 6.8362 | 0.70386 | 7 | 0.54008
25436 | 7.28 | 1 | 365 | 8.3224 | 0.68296 | 9 | 0.0053149
24407 | 4.94 | 1 | 365 | 5.6473 | 0.32058 | 5 | 0.96789
25435 | 5.225 | 1 | 365 | 5.9731 | 0.97369 | 6 | 0.94681
24408 | 11.75 | 1 | 365 | 13.4324 | 0.92649 | 14 | 0.35885
25439 | 19.75 | 1 | 365 | 22.5778 | 0.25942 | 22 | 0.83722
24409 | 8.5 | 1 | 365 | 9.717 | 0.47874 | 10 | 0.19577
24410 | 2.34 | 1 | 365 | 2.675 | 0.36238 | 3 | 0.037423
24412 | 9.215 | 1 | 365 | 10.5344 | 0.11724 | 10 | 0.65165
25441 | 6.885 | 1 | 365 | 7.8708 | 0.77778 | 8 | 0.64857
24414 | 5.5 | 1 | 365 | 6.2875 | 0.60389 | 6 | 0.89138
24415 | 9.35 | 1 | 365 | 10.6887 | 0.42661 | 11 | 0.11534
25438 | 3.825 | 1 | 365 | 4.3727 | 0.76543 | 5 | 0.13809
24416 | 5.1 | 1 | 365 | 5.8302 | 0.68724 | 6 | 0.51746
25443 | 3.9 | 1 | 365 | 4.4584 | 0.9373 | 5 | 0.3957
25442 | 5.72 | 1 | 365 | 6.539 | 0.10804 | 6 | 0.64703
25446 | 17.595 | 1 | 365 | 20.1143 | 0.32098 | 20 | 0.43524
25445 | 10.4 | 1 | 365 | 11.8891 | 0.83281 | 12 | 0.72188
25448 | 7.905 | 1 | 365 | 9.0368 | 0.11522 | 9 | 0.15206
24740 | 331.5 | 0.9 | 365 | 341.0678 | 0.70363 | 341 | 0.77139
25450 | 4.16 | 1 | 365 | 4.7556 | 0.53312 | 5 | 0.28875
24278 | 13.26 | 1 | 365 | 15.1586 | 0.38683 | 15 | 0.54539
24284 | 5.72 | 1 | 365 | 6.539 | 0.10804 | 6 | 0.64703
25433 | 8.525 | 1 | 365 | 9.7456 | 0.53603 | 10 | 0.28164
24288 | 8.32 | 1 | 365 | 9.5113 | 0.066245 | 9 | 0.5775
24308 | 13.52 | 1 | 365 | 15.4558 | 0.98265 | 16 | 0.43844
25452 | 8.84 | 1 | 365 | 10.1057 | 0.25789 | 10 | 0.3636
25455 | 14.82 | 1 | 365 | 16.9419 | 0.96175 | 17 | 0.90368
25457 | 5.98 | 1 | 365 | 6.8362 | 0.70386 | 7 | 0.54008
25459 | 3.64 | 1 | 365 | 4.1612 | 0.34148 | 4 | 0.50266
25461 | 7.02 | 1 | 365 | 8.0251 | 0.087144 | 8 | 0.11227
25463 | 8.58 | 1 | 365 | 9.8085 | 0.66207 | 10 | 0.47055
25464 | 3.64 | 1 | 365 | 4.1612 | 0.34148 | 4 | 0.50266
25465 | 3.975 | 1 | 365 | 4.5441 | 0.10917 | 4 | 0.65331
25467 | 6.36 | 1 | 365 | 7.2706 | 0.57468 | 7 | 0.8453
25470 | 9.69 | 1 | 365 | 11.0774 | 0.20576 | 11 | 0.28317
25468 | 9.88 | 1 | 365 | 11.2946 | 0.64117 | 11 | 0.93578
25471 | 6.24 | 1 | 365 | 7.1334 | 0.29968 | 7 | 0.43313
25474 | 3.64 | 1 | 365 | 4.1612 | 0.34148 | 4 | 0.50266
25476 | 5.72 | 1 | 365 | 6.539 | 0.10804 | 6 | 0.64703
25477 | 3.18 | 1 | 365 | 3.6353 | 0.28734 | 3 | 0.92265
25481 | 2.6 | 1 | 365 | 2.9723 | 0.9582 | 3 | 0.93047
25479 | 7.14 | 1 | 365 | 8.1623 | 0.36214 | 8 | 0.52444
25484 | 7.8 | 1 | 365 | 8.9168 | 0.8746 | 9 | 0.79141
25485 | 9.36 | 1 | 365 | 10.7002 | 0.44953 | 11 | 0.14969
25486 | 7.02 | 1 | 365 | 8.0251 | 0.087144 | 8 | 0.11227
25508 | 6 | 1 | 365 | 6.8591 | 0.7497 | 7 | 0.60878
25507 | 6.24 | 1 | 365 | 7.1334 | 0.29968 | 7 | 0.43313
25505 | 4.68 | 1 | 365 | 5.3501 | 0.72476 | 6 | 0.074845
25506 | 4.16 | 1 | 365 | 4.7556 | 0.53312 | 5 | 0.28875
25504 | 8.06 | 1 | 365 | 9.214 | 0.47042 | 9 | 0.68446
25503 | 13.78 | 1 | 365 | 15.753 | 0.57847 | 16 | 0.33149
25502 | 5.46 | 1 | 365 | 6.2418 | 0.51222 | 6 | 0.75399
25501 | 7.54 | 1 | 365 | 8.6196 | 0.27878 | 8 | 0.89836
25500 | 7.54 | 1 | 365 | 8.6196 | 0.27878 | 8 | 0.89836
25498 | 10.14 | 1 | 365 | 11.5918 | 0.23699 | 11 | 0.82883
25497 | 7.28 | 1 | 365 | 8.3224 | 0.68296 | 9 | 0.0053149
25496 | 5.98 | 1 | 365 | 6.8362 | 0.70386 | 7 | 0.54008
25495 | 3.38 | 1 | 365 | 3.8639 | 0.74566 | 4 | 0.60961
25494 | 2.86 | 1 | 365 | 3.2695 | 0.55402 | 3 | 0.82352
25493 | 11.475 | 1 | 365 | 13.118 | 0.29629 | 13 | 0.41428
25492 | 5.2 | 1 | 365 | 5.9445 | 0.9164 | 6 | 0.86094
25491 | 4.68 | 1 | 365 | 5.3501 | 0.72476 | 6 | 0.074845
25490 | 6.24 | 1 | 365 | 7.1334 | 0.29968 | 7 | 0.43313
25489 | 5.2 | 1 | 365 | 5.9445 | 0.9164 | 6 | 0.86094
25488 | 5.98 | 1 | 365 | 6.8362 | 0.70386 | 7 | 0.54008
25721 | 9 | 1 | 365 | 10.2886 | 0.62454 | 10 | 0.91316
25718 | 6.12 | 1 | 365 | 6.9963 | 0.02469 | 7 | 0.020952
25725 | 4.94 | 1 | 365 | 5.6473 | 0.32058 | 5 | 0.96789
25724 | 9.99 | 1 | 365 | 11.4204 | 0.89324 | 12 | 0.31361
25727 | 7.2 | 1 | 365 | 8.2309 | 0.49964 | 8 | 0.73053
25722 | 6.24 | 1 | 365 | 7.1334 | 0.29968 | 7 | 0.43313
18865 | 11.18 | 1 | 365 | 12.7808 | 0.62027 | 13 | 0.40102
25729 | 9.72 | 1 | 365 | 11.1117 | 0.27451 | 11 | 0.38622
20811 | 5.1 | 1 | 365 | 5.8302 | 0.68724 | 6 | 0.51746
25728 | 13.26 | 1 | 365 | 15.1586 | 0.38683 | 15 | 0.54539
25733 | 6.24 | 1 | 365 | 7.1334 | 0.29968 | 7 | 0.43313
24417 | 7.905 | 1 | 365 | 9.0368 | 0.11522 | 9 | 0.15206
20785 | 6.885 | 1 | 365 | 7.8708 | 0.77778 | 8 | 0.64857
24418 | 11.55 | 1 | 365 | 13.2037 | 0.46816 | 13 | 0.67189
18963 | 6.5 | 1 | 365 | 7.4307 | 0.8955 | 8 | 0.32617
25730 | 4.5 | 1 | 365 | 5.1443 | 0.31227 | 5 | 0.45658
24419 | 6.885 | 1 | 365 | 7.8708 | 0.77778 | 8 | 0.64857
20678 | 9.88 | 1 | 365 | 11.2946 | 0.64117 | 11 | 0.93578
24421 | 3.825 | 1 | 365 | 4.3727 | 0.76543 | 5 | 0.13809
25736 | 3.12 | 1 | 365 | 3.5667 | 0.14984 | 3 | 0.71656
20519 | 6.24 | 1 | 365 | 7.1334 | 0.29968 | 7 | 0.43313
20289 | 10.4 | 1 | 365 | 11.8891 | 0.83281 | 12 | 0.72188
25738 | 9.36 | 1 | 365 | 10.7002 | 0.44953 | 11 | 0.14969
25747 | 5.46 | 1 | 365 | 6.2418 | 0.51222 | 6 | 0.75399
16411 | 10.71 | 1 | 365 | 12.2435 | 0.54321 | 12 | 0.78667
24423 | 4.59 | 1 | 365 | 5.2472 | 0.51852 | 5 | 0.76571
25757 | 7.02 | 1 | 365 | 8.0251 | 0.087144 | 8 | 0.11227
25762 | 10.66 | 1 | 365 | 12.1863 | 0.42863 | 12 | 0.61493
24426 | 12.74 | 1 | 365 | 14.5641 | 0.19519 | 14 | 0.7593
25765 | 3.9 | 1 | 365 | 4.4584 | 0.9373 | 5 | 0.3957
24428 | 4.845 | 1 | 365 | 5.5387 | 0.10288 | 5 | 0.64159
25769 | 11.13 | 1 | 365 | 12.7236 | 0.50569 | 13 | 0.22928
24427 | 5.2 | 1 | 365 | 5.9445 | 0.9164 | 6 | 0.86094
25776 | 8.58 | 1 | 365 | 9.8085 | 0.66207 | 10 | 0.47055
20846 | 8.84 | 1 | 365 | 10.1057 | 0.25789 | 10 | 0.3636
24429 | 4.845 | 1 | 365 | 5.5387 | 0.10288 | 5 | 0.64159
25771 | 7.28 | 1 | 365 | 8.3224 | 0.68296 | 9 | 0.0053149
24432 | 6.63 | 1 | 365 | 7.5793 | 0.19341 | 7 | 0.7727
24433 | 4.08 | 1 | 365 | 4.6642 | 0.34979 | 5 | 0.013968
19203 | 11.44 | 1 | 365 | 13.078 | 0.21609 | 13 | 0.29407
25779 | 9.54 | 1 | 365 | 10.9059 | 0.86202 | 11 | 0.76795
24430 | 16.12 | 1 | 365 | 18.4281 | 0.94085 | 19 | 0.36891
20144 | 5.75 | 1 | 365 | 6.5733 | 0.17679 | 6 | 0.75008
19626 | 5.46 | 1 | 365 | 6.2418 | 0.51222 | 6 | 0.75399
20121 | 10.965 | 1 | 365 | 12.535 | 0.12757 | 12 | 0.66254
19943 | 5.1 | 1 | 365 | 5.8302 | 0.68724 | 6 | 0.51746
19495 | 8.32 | 1 | 365 | 9.5113 | 0.066245 | 9 | 0.5775
24434 | 4.59 | 1 | 365 | 5.2472 | 0.51852 | 5 | 0.76571
19421 | 3.9 | 1 | 365 | 4.4584 | 0.9373 | 5 | 0.3957
24435 | 5.355 | 1 | 365 | 6.1217 | 0.2716 | 6 | 0.39333
19631 | 6.24 | 1 | 365 | 7.1334 | 0.29968 | 7 | 0.43313
19655 | 2.08 | 1 | 365 | 2.3778 | 0.76656 | 3 | 0.14438
21496 | 3.57 | 1 | 365 | 4.0812 | 0.18107 | 4 | 0.26222
24442 | 11.7 | 1 | 365 | 13.3752 | 0.81191 | 14 | 0.18711
17572 | 9.1 | 1 | 365 | 10.4029 | 0.85371 | 11 | 0.25664
17579 | 6.885 | 1 | 365 | 7.8708 | 0.77778 | 8 | 0.64857
24446 | 5.46 | 1 | 365 | 6.2418 | 0.51222 | 6 | 0.75399
17918 | 7.54 | 1 | 365 | 8.6196 | 0.27878 | 8 | 0.89836
24451 | 3.92 | 1 | 365 | 4.4813 | 0.98313 | 5 | 0.4644
18991 | 4.08 | 1 | 365 | 4.6642 | 0.34979 | 5 | 0.013968
24372 | 5.215 | 1 | 365 | 5.9617 | 0.95078 | 6 | 0.91246
18966 | 9.36 | 1 | 365 | 10.7002 | 0.44953 | 11 | 0.14969
18434 | 11.22 | 1 | 365 | 12.8265 | 0.71193 | 13 | 0.53841
25986 | 11.22 | 1 | 365 | 12.8265 | 0.71193 | 13 | 0.53841
24375 | 6.065 | 1 | 365 | 6.9334 | 0.89865 | 7 | 0.83204
24454 | 9.8 | 1 | 365 | 11.2032 | 0.45784 | 11 | 0.661
24456 | 10.36 | 1 | 365 | 11.8433 | 0.74114 | 12 | 0.58449
24583 | 10.2 | 1 | 365 | 11.6604 | 0.37448 | 12 | 0.034919
24458 | 4.2 | 1 | 365 | 4.8014 | 0.62479 | 5 | 0.42614
24584 | 16.64 | 1 | 365 | 19.0225 | 0.13249 | 19 | 0.15501
24585 | 8.25 | 1 | 365 | 9.4312 | 0.90583 | 10 | 0.33707
24586 | 4.59 | 1 | 365 | 5.2472 | 0.51852 | 5 | 0.76571
24587 | 11.18 | 1 | 365 | 12.7808 | 0.62027 | 13 | 0.40102
24589 | 8.06 | 1 | 365 | 9.214 | 0.47042 | 9 | 0.68446
24459 | 8.96 | 1 | 365 | 10.2429 | 0.53288 | 10 | 0.77577
24420 | 7.65 | 1 | 365 | 8.7453 | 0.53086 | 9 | 0.27619
25782 | 7.685 | 1 | 365 | 8.7853 | 0.61107 | 9 | 0.39641
25786 | 9.1 | 1 | 365 | 10.4029 | 0.85371 | 11 | 0.25664
25789 | 7.54 | 1 | 365 | 8.6196 | 0.27878 | 8 | 0.89836
25790 | 2.86 | 1 | 365 | 3.2695 | 0.55402 | 3 | 0.82352
25791 | 9.1 | 1 | 365 | 10.4029 | 0.85371 | 11 | 0.25664
25795 | 5.46 | 1 | 365 | 6.2418 | 0.51222 | 6 | 0.75399
25794 | 2.08 | 1 | 365 | 2.3778 | 0.76656 | 3 | 0.14438
24664 | 6.5 | 1 | 365 | 7.4307 | 0.8955 | 8 | 0.32617
22284 | 6.5 | 1 | 365 | 7.4307 | 0.8955 | 8 | 0.32617
24666 | 6.12 | 1 | 365 | 6.9963 | 0.02469 | 7 | 0.020952
24667 | 4.59 | 1 | 365 | 5.2472 | 0.51852 | 5 | 0.76571
25798 | 6.76 | 1 | 365 | 7.7279 | 0.49132 | 8 | 0.21922
25800 | 2.34 | 1 | 365 | 2.675 | 0.36238 | 3 | 0.037423
25801 | 4.94 | 1 | 365 | 5.6473 | 0.32058 | 5 | 0.96789
24675 | 5.1 | 1 | 365 | 5.8302 | 0.68724 | 6 | 0.51746
24677 | 8.415 | 1 | 365 | 9.6199 | 0.28395 | 9 | 0.90381
24669 | 5.46 | 1 | 365 | 6.2418 | 0.51222 | 6 | 0.75399
17658 | 4.16 | 1 | 365 | 4.7556 | 0.53312 | 5 | 0.28875
24411 | 4.94 | 1 | 365 | 5.6473 | 0.32058 | 5 | 0.96789
25803 | 9.1 | 1 | 365 | 10.4029 | 0.85371 | 11 | 0.25664
24482 | 9.1 | 1 | 365 | 10.4029 | 0.85371 | 11 | 0.25664
25802 | 8.32 | 1 | 365 | 9.5113 | 0.066245 | 9 | 0.5775
20597 | 4.42 | 1 | 365 | 5.0529 | 0.12894 | 5 | 0.1818
25805 | 5.46 | 1 | 365 | 6.2418 | 0.51222 | 6 | 0.75399
24670 | 4.25 | 1 | 365 | 4.8585 | 0.73937 | 5 | 0.59788
25841 | 3.975 | 1 | 365 | 4.5441 | 0.10917 | 4 | 0.65331
24678 | 3.64 | 1 | 365 | 4.1612 | 0.34148 | 4 | 0.50266
25842 | 8.84 | 1 | 365 | 10.1057 | 0.25789 | 10 | 0.3636
25843 | 9.435 | 1 | 365 | 10.7859 | 0.6214 | 11 | 0.4073
24452 | 5.46 | 1 | 365 | 6.2418 | 0.51222 | 6 | 0.75399
24518 | 8.215 | 1 | 365 | 9.3912 | 0.82563 | 10 | 0.21685
25844 | 4.59 | 1 | 365 | 5.2472 | 0.51852 | 5 | 0.76571
25845 | 7.02 | 1 | 365 | 8.0251 | 0.087144 | 8 | 0.11227
25846 | 5.98 | 1 | 365 | 6.8362 | 0.70386 | 7 | 0.54008
25847 | 2.86 | 1 | 365 | 3.2695 | 0.55402 | 3 | 0.82352
24672 | 5.94 | 1 | 365 | 6.7905 | 0.6122 | 7 | 0.40269
24565 | 4.68 | 1 | 365 | 5.3501 | 0.72476 | 6 | 0.074845
24674 | 3.12 | 1 | 365 | 3.5667 | 0.14984 | 3 | 0.71656
24668 | 6.5 | 1 | 365 | 7.4307 | 0.8955 | 8 | 0.32617
24551 | 2.6 | 1 | 365 | 2.9723 | 0.9582 | 3 | 0.93047
25848 | 4.16 | 1 | 365 | 4.7556 | 0.53312 | 5 | 0.28875
24625 | 8.84 | 1 | 365 | 10.1057 | 0.25789 | 10 | 0.3636
25849 | 3.64 | 1 | 365 | 4.1612 | 0.34148 | 4 | 0.50266
24681 | 3.9 | 1 | 365 | 4.4584 | 0.9373 | 5 | 0.3957
25851 | 8.84 | 1 | 365 | 10.1057 | 0.25789 | 10 | 0.3636
24683 | 9.36 | 1 | 365 | 10.7002 | 0.44953 | 11 | 0.14969
25850 | 10.92 | 1 | 365 | 12.4835 | 0.024447 | 12 | 0.50797
24684 | 10.4 | 1 | 365 | 11.8891 | 0.83281 | 12 | 0.72188
24688 | 10.4 | 1 | 365 | 11.8891 | 0.83281 | 12 | 0.72188
25852 | 5.2 | 1 | 365 | 5.9445 | 0.9164 | 6 | 0.86094
25853 | 7.8 | 1 | 365 | 8.9168 | 0.8746 | 9 | 0.79141
25932 | 3.38 | 1 | 365 | 3.8639 | 0.74566 | 4 | 0.60961
24695 | 3.825 | 1 | 365 | 4.3727 | 0.76543 | 5 | 0.13809
24696 | 8.84 | 1 | 365 | 10.1057 | 0.25789 | 10 | 0.3636
25933 | 8.32 | 1 | 365 | 9.5113 | 0.066245 | 9 | 0.5775
24698 | 13.005 | 1 | 365 | 14.8671 | 0.80247 | 15 | 0.66952
25934 | 5.98 | 1 | 365 | 6.8362 | 0.70386 | 7 | 0.54008
24700 | 4.95 | 1 | 365 | 5.6587 | 0.3435 | 6 | 0.0022402
24706 | 9.8 | 1 | 365 | 11.2032 | 0.45784 | 11 | 0.661
25936 | 4.16 | 1 | 365 | 4.7556 | 0.53312 | 5 | 0.28875
24708 | 5.88 | 1 | 365 | 6.7219 | 0.4747 | 7 | 0.1966
24709 | 5.88 | 1 | 365 | 6.7219 | 0.4747 | 7 | 0.1966
25939 | 8.58 | 1 | 365 | 9.8085 | 0.66207 | 10 | 0.47055
24710 | 5.6 | 1 | 365 | 6.4018 | 0.83305 | 7 | 0.23486
24711 | 7.425 | 1 | 365 | 8.4881 | 0.015249 | 8 | 0.50336
25941 | 5.72 | 1 | 365 | 6.539 | 0.10804 | 6 | 0.64703
24713 | 10.64 | 1 | 365 | 12.1634 | 0.38279 | 12 | 0.54623
24714 | 5.32 | 1 | 365 | 6.0817 | 0.1914 | 6 | 0.27311
25942 | 3.64 | 1 | 365 | 4.1612 | 0.34148 | 4 | 0.50266
24716 | 6.72 | 1 | 365 | 7.6822 | 0.39966 | 8 | 0.081829
25943 | 5.2 | 1 | 365 | 5.9445 | 0.9164 | 6 | 0.86094
25944 | 7.8 | 1 | 365 | 8.9168 | 0.8746 | 9 | 0.79141
24717 | 11 | 1 | 365 | 12.575 | 0.20778 | 12 | 0.78276
25759 | 9.45 | 1 | 365 | 10.8031 | 0.65577 | 11 | 0.45882
24721 | 9.18 | 1 | 365 | 10.4944 | 0.037035 | 10 | 0.53143
24727 | 4.42 | 1 | 365 | 5.0529 | 0.12894 | 5 | 0.1818
24729 | 4.335 | 1 | 365 | 4.9557 | 0.93416 | 5 | 0.88984
24712 | 10.66 | 1 | 365 | 12.1863 | 0.42863 | 12 | 0.61493
21746 | 8.06 | 1 | 365 | 9.214 | 0.47042 | 9 | 0.68446
25890 | 4.94 | 1 | 365 | 5.6473 | 0.32058 | 5 | 0.96789
21667 | 6.24 | 1 | 365 | 7.1334 | 0.29968 | 7 | 0.43313
25895 | 5.3 | 1 | 365 | 6.0589 | 0.14556 | 6 | 0.20442
25900 | 6 | 1 | 365 | 6.8591 | 0.7497 | 7 | 0.60878
21642 | 4.94 | 1 | 365 | 5.6473 | 0.32058 | 5 | 0.96789
21630 | 8.58 | 1 | 365 | 9.8085 | 0.66207 | 10 | 0.47055
21748 | 7.28 | 1 | 365 | 8.3224 | 0.68296 | 9 | 0.0053149
22157 | 14.04 | 1 | 365 | 16.0502 | 0.17429 | 16 | 0.22454
24918 | 7.28 | 1 | 365 | 8.3224 | 0.68296 | 9 | 0.0053149
24919 | 4.94 | 1 | 365 | 5.6473 | 0.32058 | 5 | 0.96789
24921 | 6.63 | 1 | 365 | 7.5793 | 0.19341 | 7 | 0.7727
24920 | 5.3 | 1 | 365 | 6.0589 | 0.14556 | 6 | 0.20442
24846 | 4.94 | 1 | 365 | 5.6473 | 0.32058 | 5 | 0.96789
24847 | 7.54 | 1 | 365 | 8.6196 | 0.27878 | 8 | 0.89836
24922 | 4.16 | 1 | 365 | 4.7556 | 0.53312 | 5 | 0.28875
24924 | 4.68 | 1 | 365 | 5.3501 | 0.72476 | 6 | 0.074845
24848 | 9.945 | 1 | 365 | 11.3689 | 0.79012 | 12 | 0.15905
24926 | 11.7 | 1 | 365 | 13.3752 | 0.81191 | 14 | 0.18711
24008 | 4.42 | 1 | 365 | 5.0529 | 0.12894 | 5 | 0.1818
24007 | 8.415 | 1 | 365 | 9.6199 | 0.28395 | 9 | 0.90381
24099 | 7.28 | 1 | 365 | 8.3224 | 0.68296 | 9 | 0.0053149
24850 | 9.36 | 1 | 365 | 10.7002 | 0.44953 | 11 | 0.14969
24852 | 8.16 | 1 | 365 | 9.3283 | 0.69959 | 10 | 0.027935
24858 | 4.94 | 1 | 365 | 5.6473 | 0.32058 | 5 | 0.96789
24857 | 13.52 | 1 | 365 | 15.4558 | 0.98265 | 16 | 0.43844
24925 | 8.58 | 1 | 365 | 9.8085 | 0.66207 | 10 | 0.47055
24928 | 6.375 | 1 | 365 | 7.2878 | 0.60905 | 7 | 0.89682
24927 | 8.84 | 1 | 365 | 10.1057 | 0.25789 | 10 | 0.3636
24929 | 13 | 1 | 365 | 14.8613 | 0.79101 | 15 | 0.65235
24930 | 12.22 | 1 | 365 | 13.9697 | 0.0035475 | 13 | 0.97321
24934 | 7.28 | 1 | 365 | 8.3224 | 0.68296 | 9 | 0.0053149
24932 | 9.88 | 1 | 365 | 11.2946 | 0.64117 | 11 | 0.93578
24862 | 2.34 | 1 | 365 | 2.675 | 0.36238 | 3 | 0.037423
24933 | 10.14 | 1 | 365 | 11.5918 | 0.23699 | 11 | 0.82883
24865 | 7.02 | 1 | 365 | 8.0251 | 0.087144 | 8 | 0.11227
24935 | 8.16 | 1 | 365 | 9.3283 | 0.69959 | 10 | 0.027935
24863 | 4 | 1 | 365 | 4.5727 | 0.16646 | 4 | 0.73918
24936 | 6.76 | 1 | 365 | 7.7279 | 0.49132 | 8 | 0.21922
24943 | 4.94 | 1 | 365 | 5.6473 | 0.32058 | 5 | 0.96789
24946 | 4.16 | 1 | 365 | 4.7556 | 0.53312 | 5 | 0.28875
24945 | 9.88 | 1 | 365 | 11.2946 | 0.64117 | 11 | 0.93578
24950 | 9.36 | 1 | 365 | 10.7002 | 0.44953 | 11 | 0.14969
24954 | 4.42 | 1 | 365 | 5.0529 | 0.12894 | 5 | 0.1818
24956 | 5.61 | 1 | 365 | 6.4132 | 0.85597 | 7 | 0.26921
24866 | 6.24 | 1 | 365 | 7.1334 | 0.29968 | 7 | 0.43313
24867 | 8.84 | 1 | 365 | 10.1057 | 0.25789 | 10 | 0.3636
24854 | 7.02 | 1 | 365 | 8.0251 | 0.087144 | 8 | 0.11227
24870 | 5.72 | 1 | 365 | 6.539 | 0.10804 | 6 | 0.64703
24869 | 6.76 | 1 | 365 | 7.7279 | 0.49132 | 8 | 0.21922
24871 | 3.9 | 1 | 365 | 4.4584 | 0.9373 | 5 | 0.3957
24859 | 8.06 | 1 | 365 | 9.214 | 0.47042 | 9 | 0.68446
24873 | 6.76 | 1 | 365 | 7.7279 | 0.49132 | 8 | 0.21922
24876 | 4.94 | 1 | 365 | 5.6473 | 0.32058 | 5 | 0.96789
24875 | 8.84 | 1 | 365 | 10.1057 | 0.25789 | 10 | 0.3636
24879 | 12.19 | 1 | 365 | 13.9354 | 0.9348 | 14 | 0.87016
24881 | 5.98 | 1 | 365 | 6.8362 | 0.70386 | 7 | 0.54008
24883 | 5.72 | 1 | 365 | 6.539 | 0.10804 | 6 | 0.64703
24885 | 5.98 | 1 | 365 | 6.8362 | 0.70386 | 7 | 0.54008
24888 | 3.38 | 1 | 365 | 3.8639 | 0.74566 | 4 | 0.60961
24894 | 5.2 | 1 | 365 | 5.9445 | 0.9164 | 6 | 0.86094
24895 | 5.98 | 1 | 365 | 6.8362 | 0.70386 | 7 | 0.54008
24896 | 8.84 | 1 | 365 | 10.1057 | 0.25789 | 10 | 0.3636
24898 | 5.865 | 1 | 365 | 6.7048 | 0.44033 | 7 | 0.14508
24899 | 4.95 | 1 | 365 | 5.6587 | 0.3435 | 6 | 0.0022402
24900 | 3.64 | 1 | 365 | 4.1612 | 0.34148 | 4 | 0.50266
24902 | 6.875 | 1 | 365 | 7.8594 | 0.75486 | 8 | 0.61422
24903 | 7.54 | 1 | 365 | 8.6196 | 0.27878 | 8 | 0.89836
24906 | 4.68 | 1 | 365 | 5.3501 | 0.72476 | 6 | 0.074845
24907 | 10.14 | 1 | 365 | 11.5918 | 0.23699 | 11 | 0.82883
24908 | 10.4 | 1 | 365 | 11.8891 | 0.83281 | 12 | 0.72188
24904 | 7.02 | 1 | 365 | 8.0251 | 0.087144 | 8 | 0.11227
24910 | 7.02 | 1 | 365 | 8.0251 | 0.087144 | 8 | 0.11227
24911 | 10.4 | 1 | 365 | 11.8891 | 0.83281 | 12 | 0.72188
24913 | 8.84 | 1 | 365 | 10.1057 | 0.25789 | 10 | 0.3636
24914 | 5.72 | 1 | 365 | 6.539 | 0.10804 | 6 | 0.64703
24915 | 10.4 | 1 | 365 | 11.8891 | 0.83281 | 12 | 0.72188
24916 | 4.68 | 1 | 365 | 5.3501 | 0.72476 | 6 | 0.074845
24917 | 3.825 | 1 | 365 | 4.3727 | 0.76543 | 5 | 0.13809
25901 | 8.925 | 1 | 365 | 10.2029 | 0.45267 | 10 | 0.65555
25903 | 5.1 | 1 | 365 | 5.8302 | 0.68724 | 6 | 0.51746
25905 | 12.24 | 1 | 365 | 13.9925 | 0.04938 | 14 | 0.041903
25913 | 8.84 | 1 | 365 | 10.1057 | 0.25789 | 10 | 0.3636
25911 | 4.68 | 1 | 365 | 5.3501 | 0.72476 | 6 | 0.074845
25915 | 6.76 | 1 | 365 | 7.7279 | 0.49132 | 8 | 0.21922
25919 | 4.68 | 1 | 365 | 5.3501 | 0.72476 | 6 | 0.074845
26104 | 4.9 | 1 | 365 | 5.6016 | 0.22892 | 5 | 0.8305
26105 | 5.98 | 1 | 365 | 6.8362 | 0.70386 | 7 | 0.54008
26106 | 12.24 | 1 | 365 | 13.9925 | 0.04938 | 14 | 0.041903
26109 | 11.73 | 1 | 365 | 13.4095 | 0.88066 | 14 | 0.29016
26112 | 6.89 | 1 | 365 | 7.8765 | 0.78923 | 8 | 0.66574
26117 | 8.48 | 1 | 365 | 9.6942 | 0.4329 | 10 | 0.12707
26397 | 5.2 | 1 | 365 | 5.9445 | 0.9164 | 6 | 0.86094
26011 | 6.5 | 1 | 365 | 7.4307 | 0.8955 | 8 | 0.32617
26039 | 6.07 | 1 | 365 | 6.9391 | 0.91011 | 7 | 0.84921
25796 | 10.75 | 1 | 365 | 12.2892 | 0.63487 | 12 | 0.92406
26159 | 9.35 | 1 | 365 | 10.6887 | 0.42661 | 11 | 0.11534
26248 | 7.28 | 1 | 365 | 8.3224 | 0.68296 | 9 | 0.0053149
26222 | 8.93 | 1 | 365 | 10.2086 | 0.46413 | 10 | 0.67273
25462 | 7.28 | 1 | 365 | 8.3224 | 0.68296 | 9 | 0.0053149
25440 | 7.155 | 1 | 365 | 8.1795 | 0.39651 | 8 | 0.57597
25451 | 4.16 | 1 | 365 | 4.7556 | 0.53312 | 5 | 0.28875
25458 | 3.9 | 1 | 365 | 4.4584 | 0.9373 | 5 | 0.3957
25466 | 2.12 | 1 | 365 | 2.4235 | 0.85823 | 3 | 0.28177
25469 | 2.34 | 1 | 365 | 2.675 | 0.36238 | 3 | 0.037423
25475 | 7.8 | 1 | 365 | 8.9168 | 0.8746 | 9 | 0.79141
25581 | 12.15 | 1 | 365 | 13.8896 | 0.84313 | 14 | 0.73277
25244 | 7.65 | 1 | 365 | 8.7453 | 0.53086 | 9 | 0.27619
24796 | 9.36 | 1 | 365 | 10.7002 | 0.44953 | 11 | 0.14969
24961 | 13.52 | 1 | 365 | 15.4558 | 0.98265 | 16 | 0.43844
25116 | 5.46 | 1 | 365 | 6.2418 | 0.51222 | 6 | 0.75399
25121 | 7.8 | 1 | 365 | 8.9168 | 0.8746 | 9 | 0.79141
24892 | 10.92 | 1 | 365 | 12.4835 | 0.024447 | 12 | 0.50797
25124 | 10.14 | 1 | 365 | 11.5918 | 0.23699 | 11 | 0.82883
25127 | 12.48 | 1 | 365 | 14.2669 | 0.59937 | 14 | 0.86625
24886 | 11.96 | 1 | 365 | 13.6724 | 0.40773 | 14 | 0.08016
25354 | 9.88 | 1 | 365 | 11.2946 | 0.64117 | 11 | 0.93578
24923 | 8.32 | 1 | 365 | 9.5113 | 0.066245 | 9 | 0.5775
25134 | 9.88 | 1 | 365 | 11.2946 | 0.64117 | 11 | 0.93578
26070 | 11.96 | 1 | 365 | 13.6724 | 0.40773 | 14 | 0.08016
26071 | 7.25 | 1 | 365 | 8.2881 | 0.61422 | 8 | 0.90227
26074 | 6.22 | 1 | 365 | 7.1106 | 0.25385 | 7 | 0.36443
26076 | 6.07 | 1 | 365 | 6.9391 | 0.91011 | 7 | 0.84921
26078 | 6.47 | 1 | 365 | 7.3964 | 0.82676 | 8 | 0.22313
26082 | 6.5 | 1 | 365 | 7.4307 | 0.8955 | 8 | 0.32617
26080 | 3.98 | 1 | 365 | 4.5499 | 0.12063 | 4 | 0.67049
26084 | 4.68 | 1 | 365 | 5.3501 | 0.72476 | 6 | 0.074845
26083 | 4.53 | 1 | 365 | 5.1786 | 0.38102 | 5 | 0.55963
26090 | 3.78 | 1 | 365 | 4.3212 | 0.66231 | 4 | 0.98353
26092 | 6.82 | 1 | 365 | 7.7965 | 0.62882 | 8 | 0.42531
26095 | 6.47 | 1 | 365 | 7.3964 | 0.82676 | 8 | 0.22313
26096 | 9.88 | 1 | 365 | 11.2946 | 0.64117 | 11 | 0.93578
26098 | 4.94 | 1 | 365 | 5.6473 | 0.32058 | 5 | 0.96789
26101 | 8.32 | 1 | 365 | 9.5113 | 0.066245 | 9 | 0.5775
26099 | 12.19 | 1 | 365 | 13.9354 | 0.9348 | 14 | 0.87016
26103 | 10.4 | 1 | 365 | 11.8891 | 0.83281 | 12 | 0.72188
26100 | 9.36 | 1 | 365 | 10.7002 | 0.44953 | 11 | 0.14969
26102 | 7.54 | 1 | 365 | 8.6196 | 0.27878 | 8 | 0.89836
26097 | 7.15 | 1 | 365 | 8.1737 | 0.38505 | 8 | 0.55879
26124 | 11.5 | 1 | 365 | 13.1466 | 0.35358 | 13 | 0.50015
26134 | 11.22 | 1 | 365 | 12.8265 | 0.71193 | 13 | 0.53841
26136 | 10.4 | 1 | 365 | 11.8891 | 0.83281 | 12 | 0.72188
26143 | 6.24 | 1 | 365 | 7.1334 | 0.29968 | 7 | 0.43313
26140 | 7.975 | 1 | 365 | 9.1169 | 0.27564 | 9 | 0.3925
26141 | 11 | 1 | 365 | 12.575 | 0.20778 | 12 | 0.78276
26144 | 5.865 | 1 | 365 | 6.7048 | 0.44033 | 7 | 0.14508
26146 | 7.28 | 1 | 365 | 8.3224 | 0.68296 | 9 | 0.0053149
26148 | 6.05 | 1 | 365 | 6.9162 | 0.86428 | 7 | 0.78052
26154 | 6.12 | 1 | 365 | 6.9963 | 0.02469 | 7 | 0.020952
26155 | 6.89 | 1 | 365 | 7.8765 | 0.78923 | 8 | 0.66574
26156 | 8.67 | 1 | 365 | 9.9114 | 0.86831 | 10 | 0.77968
26157 | 5.61 | 1 | 365 | 6.4132 | 0.85597 | 7 | 0.26921
26158 | 6.16 | 1 | 365 | 7.042 | 0.11635 | 7 | 0.15834
26160 | 5.1 | 1 | 365 | 5.8302 | 0.68724 | 6 | 0.51746
26161 | 6.82 | 1 | 365 | 7.7965 | 0.62882 | 8 | 0.42531
26162 | 5.1 | 1 | 365 | 5.8302 | 0.68724 | 6 | 0.51746
26163 | 3.83 | 1 | 365 | 4.3784 | 0.77689 | 5 | 0.15527
26165 | 15.4 | 1 | 365 | 17.605 | 0.29089 | 17 | 0.89586
26166 | 8.32 | 1 | 365 | 9.5113 | 0.066245 | 9 | 0.5775
26167 | 12.65 | 1 | 365 | 14.4612 | 0.98894 | 15 | 0.45017
26169 | 6.76 | 1 | 365 | 7.7279 | 0.49132 | 8 | 0.21922
26170 | 11.2 | 1 | 365 | 12.8036 | 0.6661 | 13 | 0.46972
26172 | 16.8 | 1 | 365 | 19.2054 | 0.49915 | 19 | 0.70457
26173 | 5.78 | 1 | 365 | 6.6076 | 0.24554 | 6 | 0.85312
26175 | 5.04 | 1 | 365 | 5.7616 | 0.54974 | 6 | 0.31137
26184 | 6.76 | 1 | 365 | 7.7279 | 0.49132 | 8 | 0.21922
26190 | 10.725 | 1 | 365 | 12.2606 | 0.57758 | 12 | 0.83819
26192 | 12.22 | 1 | 365 | 13.9697 | 0.0035475 | 13 | 0.97321
26200 | 8.67 | 1 | 365 | 9.9114 | 0.86831 | 10 | 0.77968
26204 | 5.565 | 1 | 365 | 6.3618 | 0.75284 | 7 | 0.11464
26207 | 5.98 | 1 | 365 | 6.8362 | 0.70386 | 7 | 0.54008
26206 | 5.2 | 1 | 365 | 5.9445 | 0.9164 | 6 | 0.86094
26208 | 9.62 | 1 | 365 | 10.9974 | 0.045346 | 11 | 0.042738
26210 | 5.72 | 1 | 365 | 6.539 | 0.10804 | 6 | 0.64703
26212 | 5.2 | 1 | 365 | 5.9445 | 0.9164 | 6 | 0.86094
26211 | 4.94 | 1 | 365 | 5.6473 | 0.32058 | 5 | 0.96789
26215 | 7.54 | 1 | 365 | 8.6196 | 0.27878 | 8 | 0.89836
26214 | 8.16 | 1 | 365 | 9.3283 | 0.69959 | 10 | 0.027935
26217 | 4.4 | 1 | 365 | 5.03 | 0.08311 | 5 | 0.1131
26220 | 5.46 | 1 | 365 | 6.2418 | 0.51222 | 6 | 0.75399
26219 | 5.98 | 1 | 365 | 6.8362 | 0.70386 | 7 | 0.54008
26221 | 2.34 | 1 | 365 | 2.675 | 0.36238 | 3 | 0.037423
26010 | 8.25 | 1 | 365 | 9.4312 | 0.90583 | 10 | 0.33707
26226 | 4.42 | 1 | 365 | 5.0529 | 0.12894 | 5 | 0.1818
26224 | 11.7 | 1 | 365 | 13.3752 | 0.81191 | 14 | 0.18711
26228 | 8.42 | 1 | 365 | 9.6256 | 0.29541 | 9 | 0.92098
26227 | 5.72 | 1 | 365 | 6.539 | 0.10804 | 6 | 0.64703
26230 | 6.44 | 1 | 365 | 7.3621 | 0.75801 | 8 | 0.12009
26485 | 9.75 | 1 | 365 | 11.146 | 0.34326 | 11 | 0.48926
26088 | 6.73 | 1 | 365 | 7.6936 | 0.42258 | 8 | 0.11618
26048 | 6.82 | 1 | 365 | 7.7965 | 0.62882 | 8 | 0.42531
25897 | 8.32 | 1 | 365 | 9.5113 | 0.066245 | 9 | 0.5775
26232 | 4.68 | 1 | 365 | 5.3501 | 0.72476 | 6 | 0.074845
26233 | 3.9 | 1 | 365 | 4.4584 | 0.9373 | 5 | 0.3957
26238 | 9 | 1 | 365 | 10.2886 | 0.62454 | 10 | 0.91316
26168 | 7.2 | 1 | 365 | 8.2309 | 0.49964 | 8 | 0.73053
26240 | 3.38 | 1 | 365 | 3.8639 | 0.74566 | 4 | 0.60961
26231 | 3.92 | 1 | 365 | 4.4813 | 0.98313 | 5 | 0.4644
26242 | 5.78 | 1 | 365 | 6.6076 | 0.24554 | 6 | 0.85312
26241 | 7.75 | 1 | 365 | 8.8596 | 0.76002 | 9 | 0.61967
26243 | 5.2 | 1 | 365 | 5.9445 | 0.9164 | 6 | 0.86094
26239 | 5.865 | 1 | 365 | 6.7048 | 0.44033 | 7 | 0.14508
26246 | 6.24 | 1 | 365 | 7.1334 | 0.29968 | 7 | 0.43313
26249 | 6.73 | 1 | 365 | 7.6936 | 0.42258 | 8 | 0.11618
26250 | 7.02 | 1 | 365 | 8.0251 | 0.087144 | 8 | 0.11227
26254 | 10.4 | 1 | 365 | 11.8891 | 0.83281 | 12 | 0.72188
26255 | 8.93 | 1 | 365 | 10.2086 | 0.46413 | 10 | 0.67273
26256 | 11.73 | 1 | 365 | 13.4095 | 0.88066 | 14 | 0.29016
26257 | 9.275 | 1 | 365 | 10.603 | 0.25474 | 10 | 0.85773
26258 | 3.57 | 1 | 365 | 4.0812 | 0.18107 | 4 | 0.26222
26259 | 2.915 | 1 | 365 | 3.3324 | 0.68006 | 4 | 0.01243
26260 | 5.1 | 1 | 365 | 5.8302 | 0.68724 | 6 | 0.51746
26262 | 6.5 | 1 | 365 | 7.4307 | 0.8955 | 8 | 0.32617
26261 | 7.8 | 1 | 365 | 8.9168 | 0.8746 | 9 | 0.79141
26614 | 11.22 | 1 | 365 | 12.8265 | 0.71193 | 13 | 0.53841
24958 | 6.63 | 1 | 365 | 7.5793 | 0.19341 | 7 | 0.7727
24959 | 5.46 | 1 | 365 | 6.2418 | 0.51222 | 6 | 0.75399
25181 | 3.38 | 1 | 365 | 3.8639 | 0.74566 | 4 | 0.60961
24962 | 5.46 | 1 | 365 | 6.2418 | 0.51222 | 6 | 0.75399
25553 | 12.48 | 1 | 365 | 14.2669 | 0.59937 | 14 | 0.86625
25557 | 3.64 | 1 | 365 | 4.1612 | 0.34148 | 4 | 0.50266
25031 | 8.58 | 1 | 365 | 9.8085 | 0.66207 | 10 | 0.47055
26619 | 2.805 | 1 | 365 | 3.2066 | 0.42798 | 3 | 0.6346
26174 | 9.715 | 1 | 365 | 11.106 | 0.26305 | 11 | 0.36904
24529 | 10.92 | 1 | 365 | 12.4835 | 0.024447 | 12 | 0.50797
26627 | 4.42 | 1 | 365 | 5.0529 | 0.12894 | 5 | 0.1818
26629 | 5.46 | 1 | 365 | 6.2418 | 0.51222 | 6 | 0.75399
26634 | 6.5 | 1 | 365 | 7.4307 | 0.8955 | 8 | 0.32617
26660 | 16.64 | 1 | 365 | 19.0225 | 0.13249 | 19 | 0.15501
26674 | 7.84 | 1 | 365 | 8.9625 | 0.96627 | 9 | 0.9288
26681 | 3.38 | 1 | 365 | 3.8639 | 0.74566 | 4 | 0.60961
26677 | 10 | 1 | 365 | 11.4318 | 0.91616 | 12 | 0.34796
26689 | 8.32 | 1 | 365 | 9.5113 | 0.066245 | 9 | 0.5775
26688 | 7.8 | 1 | 365 | 8.9168 | 0.8746 | 9 | 0.79141
26692 | 6 | 1 | 365 | 6.8591 | 0.7497 | 7 | 0.60878
26691 | 7.8 | 1 | 365 | 8.9168 | 0.8746 | 9 | 0.79141
26693 | 7.6 | 1 | 365 | 8.6882 | 0.41628 | 9 | 0.10445
26695 | 8.06 | 1 | 365 | 9.214 | 0.47042 | 9 | 0.68446
26697 | 7.2 | 1 | 365 | 8.2309 | 0.49964 | 8 | 0.73053
26702 | 9.275 | 1 | 365 | 10.603 | 0.25474 | 10 | 0.85773
26700 | 9.52 | 1 | 365 | 10.8831 | 0.81618 | 11 | 0.69926
26709 | 3.38 | 1 | 365 | 3.8639 | 0.74566 | 4 | 0.60961
26715 | 11.18 | 1 | 365 | 12.7808 | 0.62027 | 13 | 0.40102
24527 | 9.1 | 1 | 365 | 10.4029 | 0.85371 | 11 | 0.25664
21661 | 8.32 | 1 | 365 | 9.5113 | 0.066245 | 9 | 0.5775
24963 | 6.76 | 1 | 365 | 7.7279 | 0.49132 | 8 | 0.21922
25200 | 6.48 | 1 | 365 | 7.4078 | 0.84967 | 8 | 0.25748
26666 | 8.06 | 1 | 365 | 9.214 | 0.47042 | 9 | 0.68446
26720 | 11.22 | 1 | 365 | 12.8265 | 0.71193 | 13 | 0.53841
26719 | 3.9 | 1 | 365 | 4.4584 | 0.9373 | 5 | 0.3957
26665 | 5.2 | 1 | 365 | 5.9445 | 0.9164 | 6 | 0.86094
26670 | 3.38 | 1 | 365 | 3.8639 | 0.74566 | 4 | 0.60961
26721 | 4.14 | 1 | 365 | 4.7328 | 0.48729 | 5 | 0.22006
26673 | 6.37 | 1 | 365 | 7.2821 | 0.59759 | 7 | 0.87965
26667 | 6.5 | 1 | 365 | 7.4307 | 0.8955 | 8 | 0.32617
24629 | 4.05 | 1 | 365 | 4.6299 | 0.28104 | 4 | 0.91092
26722 | 6.76 | 1 | 365 | 7.7279 | 0.49132 | 8 | 0.21922
24630 | 4.5 | 1 | 365 | 5.1443 | 0.31227 | 5 | 0.45658
24636 | 11.5 | 1 | 365 | 13.1466 | 0.35358 | 13 | 0.50015
24648 | 6.24 | 1 | 365 | 7.1334 | 0.29968 | 7 | 0.43313
24649 | 11.18 | 1 | 365 | 12.7808 | 0.62027 | 13 | 0.40102
26724 | 7.5 | 1 | 365 | 8.5739 | 0.18712 | 8 | 0.76097
24650 | 12.1 | 1 | 365 | 13.8325 | 0.72855 | 14 | 0.56103
26676 | 9.36 | 1 | 365 | 10.7002 | 0.44953 | 11 | 0.14969
24651 | 7.905 | 1 | 365 | 9.0368 | 0.11522 | 9 | 0.15206
24657 | 8.16 | 1 | 365 | 9.3283 | 0.69959 | 10 | 0.027935
26696 | 3.9 | 1 | 365 | 4.4584 | 0.9373 | 5 | 0.3957
24644 | 11.22 | 1 | 365 | 12.8265 | 0.71193 | 13 | 0.53841
26686 | 7.28 | 1 | 365 | 8.3224 | 0.68296 | 9 | 0.0053149
26705 | 13.26 | 1 | 365 | 15.1586 | 0.38683 | 15 | 0.54539
26687 | 3.64 | 1 | 365 | 4.1612 | 0.34148 | 4 | 0.50266
26717 | 7.5 | 1 | 365 | 8.5739 | 0.18712 | 8 | 0.76097
26727 | 6.6 | 1 | 365 | 7.545 | 0.12467 | 7 | 0.66965
26699 | 4.42 | 1 | 365 | 5.0529 | 0.12894 | 5 | 0.1818
23589 | 6.63 | 1 | 365 | 7.5793 | 0.19341 | 7 | 0.7727
24598 | 5.46 | 1 | 365 | 6.2418 | 0.51222 | 6 | 0.75399
24600 | 6.5 | 1 | 365 | 7.4307 | 0.8955 | 8 | 0.32617
24604 | 7.28 | 1 | 365 | 8.3224 | 0.68296 | 9 | 0.0053149
26728 | 10.45 | 1 | 365 | 11.9462 | 0.94739 | 12 | 0.89362
21069 | 3.9 | 1 | 365 | 4.4584 | 0.9373 | 5 | 0.3957
21218 | 10.4 | 1 | 365 | 11.8891 | 0.83281 | 12 | 0.72188
22604 | 5.2 | 1 | 365 | 5.9445 | 0.9164 | 6 | 0.86094
26732 | 5.72 | 1 | 365 | 6.539 | 0.10804 | 6 | 0.64703
24609 | 6.24 | 1 | 365 | 7.1334 | 0.29968 | 7 | 0.43313
26731 | 9.88 | 1 | 365 | 11.2946 | 0.64117 | 11 | 0.93578
26733 | 4.68 | 1 | 365 | 5.3501 | 0.72476 | 6 | 0.074845
26734 | 6.325 | 1 | 365 | 7.2306 | 0.49447 | 7 | 0.72508
24607 | 6.5 | 1 | 365 | 7.4307 | 0.8955 | 8 | 0.32617
24610 | 2.6 | 1 | 365 | 2.9723 | 0.9582 | 3 | 0.93047
26735 | 8.8 | 1 | 365 | 10.06 | 0.16622 | 10 | 0.2262
24612 | 8.32 | 1 | 365 | 9.5113 | 0.066245 | 9 | 0.5775
24576 | 5.98 | 1 | 365 | 6.8362 | 0.70386 | 7 | 0.54008
26736 | 8.925 | 1 | 365 | 10.2029 | 0.45267 | 10 | 0.65555
24623 | 9.88 | 1 | 365 | 11.2946 | 0.64117 | 11 | 0.93578
26737 | 8.32 | 1 | 365 | 9.5113 | 0.066245 | 9 | 0.5775
24626 | 3.9 | 1 | 365 | 4.4584 | 0.9373 | 5 | 0.3957
24628 | 5.46 | 1 | 365 | 6.2418 | 0.51222 | 6 | 0.75399
26738 | 3.9 | 1 | 365 | 4.4584 | 0.9373 | 5 | 0.3957
24631 | 5.72 | 1 | 365 | 6.539 | 0.10804 | 6 | 0.64703
24639 | 10.4 | 1 | 365 | 11.8891 | 0.83281 | 12 | 0.72188
24646 | 8.58 | 1 | 365 | 9.8085 | 0.66207 | 10 | 0.47055
26739 | 8.58 | 1 | 365 | 9.8085 | 0.66207 | 10 | 0.47055
24655 | 5.98 | 1 | 365 | 6.8362 | 0.70386 | 7 | 0.54008
26740 | 4.77 | 1 | 365 | 5.453 | 0.93101 | 6 | 0.38398
26741 | 5.2 | 1 | 365 | 5.9445 | 0.9164 | 6 | 0.86094
26743 | 13 | 1 | 365 | 14.8613 | 0.79101 | 15 | 0.65235
26744 | 11.5 | 1 | 365 | 13.1466 | 0.35358 | 13 | 0.50015
26745 | 7.75 | 1 | 365 | 8.8596 | 0.76002 | 9 | 0.61967
26747 | 9.945 | 1 | 365 | 11.3689 | 0.79012 | 12 | 0.15905
26746 | 7.65 | 1 | 365 | 8.7453 | 0.53086 | 9 | 0.27619
26748 | 6.75 | 1 | 365 | 7.7165 | 0.46841 | 8 | 0.18487
12865 | 14.85 | 1 | 365 | 16.9762 | 0.030498 | 17 | 0.0067206
24617 | 6.095 | 1 | 365 | 6.9677 | 0.9674 | 7 | 0.93508
22603 | 9.52 | 1 | 365 | 10.8831 | 0.81618 | 11 | 0.69926
24633 | 3.47 | 1 | 365 | 3.9668 | 0.95191 | 4 | 0.91874
24637 | 4.47 | 1 | 365 | 5.11 | 0.24352 | 5 | 0.35354
24643 | 5.215 | 1 | 365 | 5.9617 | 0.95078 | 6 | 0.91246
24647 | 4.98 | 1 | 365 | 5.693 | 0.41225 | 6 | 0.10528
23894 | 10.71 | 1 | 365 | 12.2435 | 0.54321 | 12 | 0.78667
24654 | 3.775 | 1 | 365 | 4.3155 | 0.65085 | 4 | 0.96635
24659 | 5.98 | 1 | 365 | 6.8362 | 0.70386 | 7 | 0.54008
24656 | 4.47 | 1 | 365 | 5.11 | 0.24352 | 5 | 0.35354
24661 | 2.98 | 1 | 365 | 3.4067 | 0.82902 | 4 | 0.23569
24663 | 10.71 | 1 | 365 | 12.2435 | 0.54321 | 12 | 0.78667
24665 | 8.67 | 1 | 365 | 9.9114 | 0.86831 | 10 | 0.77968
25284 | 4.235 | 1 | 365 | 4.8414 | 0.70499 | 5 | 0.54636
25286 | 5.47 | 1 | 365 | 6.2532 | 0.53514 | 6 | 0.78833
25281 | 8.96 | 1 | 365 | 10.2429 | 0.53288 | 10 | 0.77577
25288 | 3.47 | 1 | 365 | 3.9668 | 0.95191 | 4 | 0.91874
25289 | 8.59 | 1 | 365 | 9.8199 | 0.68498 | 10 | 0.5049
25292 | 10.215 | 1 | 365 | 11.6776 | 0.40886 | 12 | 0.086441
24621 | 7.848 | 1 | 365 | 8.9717 | 0.9846 | 9 | 0.95628
25103 | 9.315 | 1 | 365 | 10.6487 | 0.3464 | 10 | 0.99512
25224 | 8.32 | 1 | 365 | 9.5113 | 0.066245 | 9 | 0.5775
25233 | 4.94 | 1 | 365 | 5.6473 | 0.32058 | 5 | 0.96789
25235 | 6.76 | 1 | 365 | 7.7279 | 0.49132 | 8 | 0.21922
25242 | 7.8 | 1 | 365 | 8.9168 | 0.8746 | 9 | 0.79141
25243 | 3.18 | 1 | 365 | 3.6353 | 0.28734 | 3 | 0.92265
25245 | 3.12 | 1 | 365 | 3.5667 | 0.14984 | 3 | 0.71656
25246 | 7.905 | 1 | 365 | 9.0368 | 0.11522 | 9 | 0.15206
25247 | 3.12 | 1 | 365 | 3.5667 | 0.14984 | 3 | 0.71656
25248 | 12.455 | 1 | 365 | 14.2383 | 0.54208 | 14 | 0.78038
25250 | 9.1 | 1 | 365 | 10.4029 | 0.85371 | 11 | 0.25664
25251 | 5.72 | 1 | 365 | 6.539 | 0.10804 | 6 | 0.64703
25252 | 7.02 | 1 | 365 | 8.0251 | 0.087144 | 8 | 0.11227
25249 | 6.5 | 1 | 365 | 7.4307 | 0.8955 | 8 | 0.32617
26750 | 9.66 | 1 | 365 | 11.0431 | 0.13701 | 11 | 0.18013
25254 | 9.1 | 1 | 365 | 10.4029 | 0.85371 | 11 | 0.25664
26753 | 7.695 | 1 | 365 | 8.7968 | 0.63399 | 9 | 0.43076
25256 | 5.46 | 1 | 365 | 6.2418 | 0.51222 | 6 | 0.75399
25257 | 8.06 | 1 | 365 | 9.214 | 0.47042 | 9 | 0.68446
25260 | 5.46 | 1 | 365 | 6.2418 | 0.51222 | 6 | 0.75399
26757 | 7.14 | 1 | 365 | 8.1623 | 0.36214 | 8 | 0.52444
26762 | 7.28 | 1 | 365 | 8.3224 | 0.68296 | 9 | 0.0053149
26766 | 18.36 | 1 | 365 | 20.9888 | 0.07407 | 21 | 0.062855
26768 | 5.1 | 1 | 365 | 5.8302 | 0.68724 | 6 | 0.51746
26770 | 12.14 | 1 | 365 | 13.8782 | 0.82022 | 14 | 0.69842
25253 | 11.44 | 1 | 365 | 13.078 | 0.21609 | 13 | 0.29407
26773 | 4.42 | 1 | 365 | 5.0529 | 0.12894 | 5 | 0.1818
25255 | 5.865 | 1 | 365 | 6.7048 | 0.44033 | 7 | 0.14508
25258 | 10.4 | 1 | 365 | 11.8891 | 0.83281 | 12 | 0.72188
25259 | 8.84 | 1 | 365 | 10.1057 | 0.25789 | 10 | 0.3636
26776 | 5.98 | 1 | 365 | 6.8362 | 0.70386 | 7 | 0.54008
25261 | 13.52 | 1 | 365 | 15.4558 | 0.98265 | 16 | 0.43844
25262 | 5.72 | 1 | 365 | 6.539 | 0.10804 | 6 | 0.64703
26778 | 10.08 | 1 | 365 | 11.5233 | 0.099489 | 11 | 0.62274
25263 | 9.9 | 1 | 365 | 11.3175 | 0.687 | 12 | 0.0044804
25264 | 6.25 | 1 | 365 | 7.1449 | 0.3226 | 7 | 0.46747
26779 | 4.94 | 1 | 365 | 5.6473 | 0.32058 | 5 | 0.96789
25265 | 5.98 | 1 | 365 | 6.8362 | 0.70386 | 7 | 0.54008
26781 | 7.84 | 1 | 365 | 8.9625 | 0.96627 | 9 | 0.9288
25266 | 5.46 | 1 | 365 | 6.2418 | 0.51222 | 6 | 0.75399
25267 | 4.32 | 1 | 365 | 4.9385 | 0.89978 | 5 | 0.83832
26784 | 7.56 | 1 | 365 | 8.6424 | 0.32462 | 8 | 0.96706
26786 | 8.835 | 1 | 365 | 10.1 | 0.24643 | 10 | 0.34642
25268 | 7.65 | 1 | 365 | 8.7453 | 0.53086 | 9 | 0.27619
26761 | 7.28 | 1 | 365 | 8.3224 | 0.68296 | 9 | 0.0053149
25269 | 12.65 | 1 | 365 | 14.4612 | 0.98894 | 15 | 0.45017
25270 | 10.75 | 1 | 365 | 12.2892 | 0.63487 | 12 | 0.92406
25271 | 13.75 | 1 | 365 | 15.7187 | 0.50972 | 16 | 0.22845
25206 | 11.7 | 1 | 365 | 13.3752 | 0.81191 | 14 | 0.18711
25291 | 6.63 | 1 | 365 | 7.5793 | 0.19341 | 7 | 0.7727
25239 | 6 | 1 | 365 | 6.8591 | 0.7497 | 7 | 0.60878
25240 | 9.6 | 1 | 365 | 10.9745 | 0.99951 | 11 | 0.97404
25237 | 5.4 | 1 | 365 | 6.1732 | 0.37473 | 6 | 0.5479
25234 | 5.5 | 1 | 365 | 6.2875 | 0.60389 | 6 | 0.89138
25509 | 7.7 | 1 | 365 | 8.8025 | 0.64544 | 9 | 0.44793
25510 | 11 | 1 | 365 | 12.575 | 0.20778 | 12 | 0.78276
25511 | 5 | 1 | 365 | 5.7159 | 0.45808 | 6 | 0.17398
25512 | 5.5 | 1 | 365 | 6.2875 | 0.60389 | 6 | 0.89138
25513 | 8.8 | 1 | 365 | 10.06 | 0.16622 | 10 | 0.2262
25514 | 8.67 | 1 | 365 | 9.9114 | 0.86831 | 10 | 0.77968
25515 | 6.12 | 1 | 365 | 6.9963 | 0.02469 | 7 | 0.020952
25516 | 7.15 | 1 | 365 | 8.1737 | 0.38505 | 8 | 0.55879
26785 | 6.05 | 1 | 365 | 6.9162 | 0.86428 | 7 | 0.78052
25517 | 7 | 1 | 365 | 8.0023 | 0.041312 | 8 | 0.043572
25537 | 8.75 | 1 | 365 | 10.0028 | 0.05164 | 10 | 0.054465
25538 | 3.78 | 1 | 365 | 4.3212 | 0.66231 | 4 | 0.98353
25539 | 6.63 | 1 | 365 | 7.5793 | 0.19341 | 7 | 0.7727
25541 | 9.5 | 1 | 365 | 10.8602 | 0.77035 | 11 | 0.63056
25543 | 6.25 | 1 | 365 | 7.1449 | 0.3226 | 7 | 0.46747
25629 | 7.54 | 1 | 365 | 8.6196 | 0.27878 | 8 | 0.89836
25527 | 12.74 | 1 | 365 | 14.5641 | 0.19519 | 14 | 0.7593
25547 | 3.1 | 1 | 365 | 3.5439 | 0.10401 | 3 | 0.64787
25555 | 6.75 | 1 | 365 | 7.7165 | 0.46841 | 8 | 0.18487
25344 | 3.924 | 1 | 365 | 4.4858 | 0.9923 | 5 | 0.47814
24995 | 18 | 1 | 365 | 20.5772 | 0.24909 | 20 | 0.82633
25531 | 4.16 | 1 | 365 | 4.7556 | 0.53312 | 5 | 0.28875
25526 | 2.86 | 1 | 365 | 3.2695 | 0.55402 | 3 | 0.82352
25564 | 11.44 | 1 | 365 | 13.078 | 0.21609 | 13 | 0.29407
26789 | 14 | 1 | 365 | 16.0045 | 0.082624 | 16 | 0.087144
26767 | 5.72 | 1 | 365 | 6.539 | 0.10804 | 6 | 0.64703
26790 | 9.62 | 1 | 365 | 10.9974 | 0.045346 | 11 | 0.042738
26788 | 2.6 | 1 | 365 | 2.9723 | 0.9582 | 3 | 0.93047
26771 | 2.34 | 1 | 365 | 2.675 | 0.36238 | 3 | 0.037423
26792 | 10.66 | 1 | 365 | 12.1863 | 0.42863 | 12 | 0.61493
26775 | 4.94 | 1 | 365 | 5.6473 | 0.32058 | 5 | 0.96789
26794 | 8.32 | 1 | 365 | 9.5113 | 0.066245 | 9 | 0.5775
26933 | 9.08 | 1 | 365 | 10.3801 | 0.80787 | 11 | 0.18795
21419 | 6.63 | 1 | 365 | 7.5793 | 0.19341 | 7 | 0.7727
22191 | 8.16 | 1 | 365 | 9.3283 | 0.69959 | 10 | 0.027935
23939 | 6.885 | 1 | 365 | 7.8708 | 0.77778 | 8 | 0.64857
26860 | 5.2 | 1 | 365 | 5.9445 | 0.9164 | 6 | 0.86094
25579 | 5.72 | 1 | 365 | 6.539 | 0.10804 | 6 | 0.64703
24957 | 23.14 | 1 | 365 | 26.4532 | 0.027994 | 26 | 0.48118
26863 | 7.02 | 1 | 365 | 8.0251 | 0.087144 | 8 | 0.11227
25591 | 3.64 | 1 | 365 | 4.1612 | 0.34148 | 4 | 0.50266
26877 | 8.32 | 1 | 365 | 9.5113 | 0.066245 | 9 | 0.5775
26938 | 6.12 | 1 | 365 | 6.9963 | 0.02469 | 7 | 0.020952
25573 | 5.98 | 1 | 365 | 6.8362 | 0.70386 | 7 | 0.54008
26941 | 3.06 | 1 | 365 | 3.4981 | 0.012345 | 3 | 0.51048
25603 | 12.495 | 1 | 365 | 14.284 | 0.63374 | 14 | 0.91778
26942 | 5.225 | 1 | 365 | 5.9731 | 0.97369 | 6 | 0.94681
26943 | 4.675 | 1 | 365 | 5.3444 | 0.7133 | 6 | 0.057671
25580 | 6.89 | 1 | 365 | 7.8765 | 0.78923 | 8 | 0.66574
26945 | 5.46 | 1 | 365 | 6.2418 | 0.51222 | 6 | 0.75399
25582 | 5.3 | 1 | 365 | 6.0589 | 0.14556 | 6 | 0.20442
25583 | 13.78 | 1 | 365 | 15.753 | 0.57847 | 16 | 0.33149
26940 | 6.24 | 1 | 365 | 7.1334 | 0.29968 | 7 | 0.43313
26946 | 9.1 | 1 | 365 | 10.4029 | 0.85371 | 11 | 0.25664
25585 | 7.83 | 1 | 365 | 8.9511 | 0.94335 | 9 | 0.89445
26948 | 4.94 | 1 | 365 | 5.6473 | 0.32058 | 5 | 0.96789
26951 | 3.38 | 1 | 365 | 3.8639 | 0.74566 | 4 | 0.60961
25594 | 3.64 | 1 | 365 | 4.1612 | 0.34148 | 4 | 0.50266
26950 | 8.25 | 1 | 365 | 9.4312 | 0.90583 | 10 | 0.33707
25596 | 12.48 | 1 | 365 | 14.2669 | 0.59937 | 14 | 0.86625
26949 | 3.825 | 1 | 365 | 4.3727 | 0.76543 | 5 | 0.13809
25597 | 5.46 | 1 | 365 | 6.2418 | 0.51222 | 6 | 0.75399
26953 | 5.46 | 1 | 365 | 6.2418 | 0.51222 | 6 | 0.75399
25599 | 8.67 | 1 | 365 | 9.9114 | 0.86831 | 10 | 0.77968
26954 | 6.24 | 1 | 365 | 7.1334 | 0.29968 | 7 | 0.43313
25602 | 2.34 | 1 | 365 | 2.675 | 0.36238 | 3 | 0.037423
26955 | 4.16 | 1 | 365 | 4.7556 | 0.53312 | 5 | 0.28875
26956 | 4.16 | 1 | 365 | 4.7556 | 0.53312 | 5 | 0.28875
25605 | 5.035 | 1 | 365 | 5.7559 | 0.53829 | 6 | 0.2942
25604 | 3.64 | 1 | 365 | 4.1612 | 0.34148 | 4 | 0.50266
26957 | 7.02 | 1 | 365 | 8.0251 | 0.087144 | 8 | 0.11227
25609 | 6.76 | 1 | 365 | 7.7279 | 0.49132 | 8 | 0.21922
26959 | 8.32 | 1 | 365 | 9.5113 | 0.066245 | 9 | 0.5775
25612 | 2.34 | 1 | 365 | 2.675 | 0.36238 | 3 | 0.037423
21078 | 5.2 | 1 | 365 | 5.9445 | 0.9164 | 6 | 0.86094
26960 | 4.24 | 1 | 365 | 4.8471 | 0.71645 | 5 | 0.56354
25615 | 5.98 | 1 | 365 | 6.8362 | 0.70386 | 7 | 0.54008
26961 | 4.68 | 1 | 365 | 5.3501 | 0.72476 | 6 | 0.074845
25620 | 5.72 | 1 | 365 | 6.539 | 0.10804 | 6 | 0.64703
23104 | 8.06 | 1 | 365 | 9.214 | 0.47042 | 9 | 0.68446
25622 | 7.95 | 1 | 365 | 9.0883 | 0.21835 | 9 | 0.30663
23650 | 5.72 | 1 | 365 | 6.539 | 0.10804 | 6 | 0.64703
25623 | 16.5 | 1 | 365 | 18.8625 | 0.81166 | 19 | 0.67413
23916 | 9.1 | 1 | 365 | 10.4029 | 0.85371 | 11 | 0.25664
26964 | 4.94 | 1 | 365 | 5.6473 | 0.32058 | 5 | 0.96789
25625 | 7.54 | 1 | 365 | 8.6196 | 0.27878 | 8 | 0.89836
20831 | 10.4 | 1 | 365 | 11.8891 | 0.83281 | 12 | 0.72188
25626 | 5.98 | 1 | 365 | 6.8362 | 0.70386 | 7 | 0.54008
25628 | 4.08 | 1 | 365 | 4.6642 | 0.34979 | 5 | 0.013968
23932 | 5.72 | 1 | 365 | 6.539 | 0.10804 | 6 | 0.64703
26963 | 5.2 | 1 | 365 | 5.9445 | 0.9164 | 6 | 0.86094
24038 | 4.68 | 1 | 365 | 5.3501 | 0.72476 | 6 | 0.074845
24020 | 6.76 | 1 | 365 | 7.7279 | 0.49132 | 8 | 0.21922
26967 | 7.02 | 1 | 365 | 8.0251 | 0.087144 | 8 | 0.11227
26968 | 9.01 | 1 | 365 | 10.3001 | 0.64746 | 10 | 0.94751
24025 | 8.32 | 1 | 365 | 9.5113 | 0.066245 | 9 | 0.5775
26970 | 6.76 | 1 | 365 | 7.7279 | 0.49132 | 8 | 0.21922
26969 | 9.69 | 1 | 365 | 11.0774 | 0.20576 | 11 | 0.28317
26926 | 2.94 | 1 | 365 | 3.3609 | 0.73735 | 4 | 0.0983
26966 | 11.4 | 1 | 365 | 13.0323 | 0.12442 | 13 | 0.15667
26986 | 4.05 | 1 | 365 | 4.6299 | 0.28104 | 4 | 0.91092
26972 | 5.565 | 1 | 365 | 6.3618 | 0.75284 | 7 | 0.11464
26973 | 5.355 | 1 | 365 | 6.1217 | 0.2716 | 6 | 0.39333
26974 | 6.5 | 1 | 365 | 7.4307 | 0.8955 | 8 | 0.32617
26975 | 6.5 | 1 | 365 | 7.4307 | 0.8955 | 8 | 0.32617
26976 | 6.12 | 1 | 365 | 6.9963 | 0.02469 | 7 | 0.020952
26977 | 5.72 | 1 | 365 | 6.539 | 0.10804 | 6 | 0.64703
26983 | 11.7 | 1 | 365 | 13.3752 | 0.81191 | 14 | 0.18711
26985 | 3.57 | 1 | 365 | 4.0812 | 0.18107 | 4 | 0.26222
26987 | 9.62 | 1 | 365 | 10.9974 | 0.045346 | 11 | 0.042738
27002 | 3.38 | 1 | 365 | 3.8639 | 0.74566 | 4 | 0.60961
27015 | 7.975 | 1 | 365 | 9.1169 | 0.27564 | 9 | 0.3925
27020 | 6.325 | 1 | 365 | 7.2306 | 0.49447 | 7 | 0.72508
27037 | 7.59 | 1 | 365 | 8.6767 | 0.39337 | 9 | 0.070102
27205 | 14.4 | 1 | 365 | 16.4618 | 0.99927 | 17 | 0.46106
27168 | 4.16 | 1 | 365 | 4.7556 | 0.53312 | 5 | 0.28875
27236 | 7.93 | 1 | 365 | 9.0654 | 0.17251 | 9 | 0.23793
25590 | 7.02 | 1 | 365 | 8.0251 | 0.087144 | 8 | 0.11227
22411 | 4.68 | 1 | 365 | 5.3501 | 0.72476 | 6 | 0.074845
26988 | 9.62 | 1 | 365 | 10.9974 | 0.045346 | 11 | 0.042738
26989 | 4.94 | 1 | 365 | 5.6473 | 0.32058 | 5 | 0.96789
26991 | 6.24 | 1 | 365 | 7.1334 | 0.29968 | 7 | 0.43313
26994 | 8.84 | 1 | 365 | 10.1057 | 0.25789 | 10 | 0.3636
27014 | 4.42 | 1 | 365 | 5.0529 | 0.12894 | 5 | 0.1818
26995 | 6.5 | 1 | 365 | 7.4307 | 0.8955 | 8 | 0.32617
26998 | 7.02 | 1 | 365 | 8.0251 | 0.087144 | 8 | 0.11227
26999 | 10.71 | 1 | 365 | 12.2435 | 0.54321 | 12 | 0.78667
27048 | 11.18 | 1 | 365 | 12.7808 | 0.62027 | 13 | 0.40102
27004 | 3.12 | 1 | 365 | 3.5667 | 0.14984 | 3 | 0.71656
27005 | 9.62 | 1 | 365 | 10.9974 | 0.045346 | 11 | 0.042738
27006 | 12.75 | 1 | 365 | 14.5755 | 0.2181 | 14 | 0.79365
26979 | 3.9 | 1 | 365 | 4.4584 | 0.9373 | 5 | 0.3957
27008 | 11.96 | 1 | 365 | 13.6724 | 0.40773 | 14 | 0.08016
27009 | 7.54 | 1 | 365 | 8.6196 | 0.27878 | 8 | 0.89836
27011 | 9.18 | 1 | 365 | 10.4944 | 0.037035 | 10 | 0.53143
27010 | 11.18 | 1 | 365 | 12.7808 | 0.62027 | 13 | 0.40102
27012 | 9.88 | 1 | 365 | 11.2946 | 0.64117 | 11 | 0.93578
27013 | 7.8 | 1 | 365 | 8.9168 | 0.8746 | 9 | 0.79141
27016 | 6.5 | 1 | 365 | 7.4307 | 0.8955 | 8 | 0.32617
27017 | 9.9 | 1 | 365 | 11.3175 | 0.687 | 12 | 0.0044804
27018 | 3.025 | 1 | 365 | 3.4581 | 0.93214 | 4 | 0.39026
27019 | 4.94 | 1 | 365 | 5.6473 | 0.32058 | 5 | 0.96789
16527 | 5.13 | 1 | 365 | 5.8645 | 0.75599 | 6 | 0.6205
17669 | 9.18 | 1 | 365 | 10.4944 | 0.037035 | 10 | 0.53143
25756 | 6.875 | 1 | 365 | 7.8594 | 0.75486 | 8 | 0.61422
27021 | 10.14 | 1 | 365 | 11.5918 | 0.23699 | 11 | 0.82883
27022 | 8.25 | 1 | 365 | 9.4312 | 0.90583 | 10 | 0.33707
27024 | 5.72 | 1 | 365 | 6.539 | 0.10804 | 6 | 0.64703
27023 | 4.68 | 1 | 365 | 5.3501 | 0.72476 | 6 | 0.074845
27025 | 5.98 | 1 | 365 | 6.8362 | 0.70386 | 7 | 0.54008
27026 | 5.98 | 1 | 365 | 6.8362 | 0.70386 | 7 | 0.54008
27027 | 9.88 | 1 | 365 | 11.2946 | 0.64117 | 11 | 0.93578
27035 | 7.98 | 1 | 365 | 9.1226 | 0.2871 | 9 | 0.40967
27038 | 8.4 | 1 | 365 | 9.6027 | 0.24957 | 9 | 0.85229
27039 | 12.42 | 1 | 365 | 14.1983 | 0.46187 | 14 | 0.66017
25003 | 6.6 | 1 | 365 | 7.545 | 0.12467 | 7 | 0.66965
27042 | 6.5 | 1 | 365 | 7.4307 | 0.8955 | 8 | 0.32617
27043 | 4.94 | 1 | 365 | 5.6473 | 0.32058 | 5 | 0.96789
27044 | 4.94 | 1 | 365 | 5.6473 | 0.32058 | 5 | 0.96789
27045 | 7.8 | 1 | 365 | 8.9168 | 0.8746 | 9 | 0.79141
27047 | 7.02 | 1 | 365 | 8.0251 | 0.087144 | 8 | 0.11227
27194 | 6.885 | 1 | 365 | 7.8708 | 0.77778 | 8 | 0.64857
27195 | 5.46 | 1 | 365 | 6.2418 | 0.51222 | 6 | 0.75399
27196 | 12.48 | 1 | 365 | 14.2669 | 0.59937 | 14 | 0.86625
27197 | 11.96 | 1 | 365 | 13.6724 | 0.40773 | 14 | 0.08016
27198 | 8.84 | 1 | 365 | 10.1057 | 0.25789 | 10 | 0.3636
27200 | 6.4 | 1 | 365 | 7.3164 | 0.66634 | 7 | 0.98269
27201 | 11.4 | 1 | 365 | 13.0323 | 0.12442 | 13 | 0.15667
27202 | 6.27 | 1 | 365 | 7.1677 | 0.36843 | 7 | 0.53617
27207 | 7.425 | 1 | 365 | 8.4881 | 0.015249 | 8 | 0.50336
27209 | 13.2 | 1 | 365 | 15.09 | 0.24933 | 15 | 0.33931
27213 | 6.72 | 1 | 365 | 7.6822 | 0.39966 | 8 | 0.081829
27215 | 6.72 | 1 | 365 | 7.6822 | 0.39966 | 8 | 0.081829
27216 | 7.905 | 1 | 365 | 9.0368 | 0.11522 | 9 | 0.15206
27217 | 4.845 | 1 | 365 | 5.5387 | 0.10288 | 5 | 0.64159
24964 | 11.7 | 1 | 365 | 13.3752 | 0.81191 | 14 | 0.18711
25529 | 4.16 | 1 | 365 | 4.7556 | 0.53312 | 5 | 0.28875
24965 | 9.1 | 1 | 365 | 10.4029 | 0.85371 | 11 | 0.25664
24967 | 2.86 | 1 | 365 | 3.2695 | 0.55402 | 3 | 0.82352
24969 | 3.38 | 1 | 365 | 3.8639 | 0.74566 | 4 | 0.60961
24970 | 3.9 | 1 | 365 | 4.4584 | 0.9373 | 5 | 0.3957
24971 | 6.89 | 1 | 365 | 7.8765 | 0.78923 | 8 | 0.66574
24972 | 7.54 | 1 | 365 | 8.6196 | 0.27878 | 8 | 0.89836
24973 | 9.36 | 1 | 365 | 10.7002 | 0.44953 | 11 | 0.14969
24974 | 7.8 | 1 | 365 | 8.9168 | 0.8746 | 9 | 0.79141
24991 | 12 | 1 | 365 | 13.7182 | 0.49939 | 14 | 0.21755
24987 | 7.6 | 1 | 365 | 8.6882 | 0.41628 | 9 | 0.10445
25000 | 5.4 | 1 | 365 | 6.1732 | 0.37473 | 6 | 0.5479
25001 | 11.2 | 1 | 365 | 12.8036 | 0.6661 | 13 | 0.46972
27223 | 6.76 | 1 | 365 | 7.7279 | 0.49132 | 8 | 0.21922
25006 | 10.08 | 1 | 365 | 11.5233 | 0.099489 | 11 | 0.62274
27219 | 3.12 | 1 | 365 | 3.5667 | 0.14984 | 3 | 0.71656
27060 | 440.42 | 0.8 | 365 | 402.7835 | 0.41881 | 403 | 0.20228
27230 | 4.77 | 1 | 365 | 5.453 | 0.93101 | 6 | 0.38398
27204 | 7.2 | 1 | 365 | 8.2309 | 0.49964 | 8 | 0.73053
27233 | 4.05 | 1 | 365 | 4.6299 | 0.28104 | 4 | 0.91092
26663 | 10.66 | 1 | 365 | 12.1863 | 0.42863 | 12 | 0.61493
25424 | 12.22 | 1 | 365 | 13.9697 | 0.0035475 | 13 | 0.97321
26245 | 8.4 | 1 | 365 | 9.6027 | 0.24957 | 9 | 0.85229
27029 | 7 | 1 | 365 | 8.0023 | 0.041312 | 8 | 0.043572
25766 | 8.1 | 1 | 365 | 9.2598 | 0.56209 | 9 | 0.82185
27238 | 3.99 | 1 | 365 | 4.5613 | 0.14355 | 4 | 0.70484
27257 | 4.5 | 1 | 365 | 5.1443 | 0.31227 | 5 | 0.45658
25584 | 7.54 | 1 | 365 | 8.6196 | 0.27878 | 8 | 0.89836
25632 | 7.8 | 1 | 365 | 8.9168 | 0.8746 | 9 | 0.79141
27239 | 6.21 | 1 | 365 | 7.0991 | 0.23094 | 7 | 0.33008
22025 | 6.24 | 1 | 365 | 7.1334 | 0.29968 | 7 | 0.43313
22086 | 6.5 | 1 | 365 | 7.4307 | 0.8955 | 8 | 0.32617
27240 | 8.91 | 1 | 365 | 10.1857 | 0.4183 | 10 | 0.60403
22078 | 8.58 | 1 | 365 | 9.8085 | 0.66207 | 10 | 0.47055
27241 | 3.12 | 1 | 365 | 3.5667 | 0.14984 | 3 | 0.71656
22387 | 5.2 | 1 | 365 | 5.9445 | 0.9164 | 6 | 0.86094
27243 | 11.88 | 1 | 365 | 13.581 | 0.2244 | 13 | 0.80538
27246 | 10.53 | 1 | 365 | 12.0377 | 0.13072 | 12 | 0.1684
27245 | 7.54 | 1 | 365 | 8.6196 | 0.27878 | 8 | 0.89836
27247 | 10.14 | 1 | 365 | 11.5918 | 0.23699 | 11 | 0.82883
27249 | 12.22 | 1 | 365 | 13.9697 | 0.0035475 | 13 | 0.97321
27251 | 8.32 | 1 | 365 | 9.5113 | 0.066245 | 9 | 0.5775
27253 | 19.25 | 1 | 365 | 22.0062 | 0.11361 | 22 | 0.11982
27255 | 5.46 | 1 | 365 | 6.2418 | 0.51222 | 6 | 0.75399
25007 | 12.426 | 1 | 365 | 14.2052 | 0.47562 | 14 | 0.68078
24901 | 11 | 1 | 365 | 12.575 | 0.20778 | 12 | 0.78276
24734 | 10.685 | 1 | 365 | 12.2149 | 0.48592 | 12 | 0.7008
27259 | 11.5 | 1 | 365 | 13.1466 | 0.35358 | 13 | 0.50015
27261 | 9.1 | 1 | 365 | 10.4029 | 0.85371 | 11 | 0.25664
27262 | 9.69 | 1 | 365 | 11.0774 | 0.20576 | 11 | 0.28317
27272 | 5.2 | 1 | 365 | 5.9445 | 0.9164 | 6 | 0.86094
27289 | 8.16 | 1 | 365 | 9.3283 | 0.69959 | 10 | 0.027935
26656 | 5.32 | 1 | 365 | 6.0817 | 0.1914 | 6 | 0.27311
27414 | 5.47 | 1 | 365 | 6.2532 | 0.53514 | 6 | 0.78833
27395 | 9.8 | 1 | 365 | 11.2032 | 0.45784 | 11 | 0.661
27372 | 8.64 | 1 | 365 | 9.8771 | 0.79956 | 10 | 0.67664
27343 | 10.72 | 1 | 365 | 12.2549 | 0.56612 | 12 | 0.82101
27329 | 11.275 | 1 | 365 | 12.8894 | 0.83797 | 13 | 0.72732
27318 | 7.56 | 1 | 365 | 8.6424 | 0.32462 | 8 | 0.96706
27306 | 6.05 | 1 | 365 | 6.9162 | 0.86428 | 7 | 0.78052
27263 | 4.125 | 1 | 365 | 4.7156 | 0.45292 | 5 | 0.16853
27266 | 5.72 | 1 | 365 | 6.539 | 0.10804 | 6 | 0.64703
27267 | 5.4 | 1 | 365 | 6.1732 | 0.37473 | 6 | 0.5479
27268 | 11.825 | 1 | 365 | 13.5181 | 0.098359 | 13 | 0.61646
27271 | 10.72 | 1 | 365 | 12.2549 | 0.56612 | 12 | 0.82101
27273 | 11 | 1 | 365 | 12.575 | 0.20778 | 12 | 0.78276
27279 | 9.1 | 1 | 365 | 10.4029 | 0.85371 | 11 | 0.25664
27281 | 6.6 | 1 | 365 | 7.545 | 0.12467 | 7 | 0.66965
27282 | 7.425 | 1 | 365 | 8.4881 | 0.015249 | 8 | 0.50336
27283 | 8.4 | 1 | 365 | 9.6027 | 0.24957 | 9 | 0.85229
27285 | 10.45 | 1 | 365 | 11.9462 | 0.94739 | 12 | 0.89362
27287 | 5.1 | 1 | 365 | 5.8302 | 0.68724 | 6 | 0.51746
27286 | 5.46 | 1 | 365 | 6.2418 | 0.51222 | 6 | 0.75399
27290 | 4.95 | 1 | 365 | 5.6587 | 0.3435 | 6 | 0.0022402
27294 | 5.75 | 1 | 365 | 6.5733 | 0.17679 | 6 | 0.75008
27297 | 12.1 | 1 | 365 | 13.8325 | 0.72855 | 14 | 0.56103
27275 | 10.26 | 1 | 365 | 11.729 | 0.51198 | 12 | 0.24101
27300 | 9 | 1 | 365 | 10.2886 | 0.62454 | 10 | 0.91316
27301 | 3.85 | 1 | 365 | 4.4012 | 0.82272 | 5 | 0.22396
27304 | 6.05 | 1 | 365 | 6.9162 | 0.86428 | 7 | 0.78052
24028 | 4.86 | 1 | 365 | 5.5559 | 0.13725 | 5 | 0.69311
24033 | 2.7 | 1 | 365 | 3.0866 | 0.18736 | 3 | 0.27395
15877 | 8.16 | 1 | 365 | 9.3283 | 0.69959 | 10 | 0.027935
16958 | 5.72 | 1 | 365 | 6.539 | 0.10804 | 6 | 0.64703
27307 | 9.625 | 1 | 365 | 11.0031 | 0.056804 | 11 | 0.059912
27308 | 4.59 | 1 | 365 | 5.2472 | 0.51852 | 5 | 0.76571
27309 | 7.2 | 1 | 365 | 8.2309 | 0.49964 | 8 | 0.73053
27312 | 8.8 | 1 | 365 | 10.06 | 0.16622 | 10 | 0.2262
27313 | 5 | 1 | 365 | 5.7159 | 0.45808 | 6 | 0.17398
27314 | 5.1 | 1 | 365 | 5.8302 | 0.68724 | 6 | 0.51746
27315 | 8.25 | 1 | 365 | 9.4312 | 0.90583 | 10 | 0.33707
27316 | 11.55 | 1 | 365 | 13.2037 | 0.46816 | 13 | 0.67189
27317 | 10.725 | 1 | 365 | 12.2606 | 0.57758 | 12 | 0.83819
27319 | 3.75 | 1 | 365 | 4.2869 | 0.59356 | 4 | 0.88049
27320 | 9.9 | 1 | 365 | 11.3175 | 0.687 | 12 | 0.0044804
27323 | 12.9 | 1 | 365 | 14.747 | 0.56185 | 15 | 0.30887
27325 | 6 | 1 | 365 | 6.8591 | 0.7497 | 7 | 0.60878
27328 | 9.36 | 1 | 365 | 10.7002 | 0.44953 | 11 | 0.14969
27296 | 3.64 | 1 | 365 | 4.1612 | 0.34148 | 4 | 0.50266
27293 | 3.9 | 1 | 365 | 4.4584 | 0.9373 | 5 | 0.3957
27342 | 9.66 | 1 | 365 | 11.0431 | 0.13701 | 11 | 0.18013
27341 | 5.88 | 1 | 365 | 6.7219 | 0.4747 | 7 | 0.1966
27340 | 9.99 | 1 | 365 | 11.4204 | 0.89324 | 12 | 0.31361
27336 | 4.25 | 1 | 365 | 4.8585 | 0.73937 | 5 | 0.59788
27335 | 8.32 | 1 | 365 | 9.5113 | 0.066245 | 9 | 0.5775
27334 | 8.8 | 1 | 365 | 10.06 | 0.16622 | 10 | 0.2262
27333 | 9.18 | 1 | 365 | 10.4944 | 0.037035 | 10 | 0.53143
27332 | 10.725 | 1 | 365 | 12.2606 | 0.57758 | 12 | 0.83819
27330 | 6 | 1 | 365 | 6.8591 | 0.7497 | 7 | 0.60878
27338 | 3.36 | 1 | 365 | 3.8411 | 0.69983 | 4 | 0.54091
27473 | 5.1 | 1 | 365 | 5.8302 | 0.68724 | 6 | 0.51746
27471 | 5.7 | 1 | 365 | 6.5161 | 0.062211 | 6 | 0.57834
27467 | 7.32 | 1 | 365 | 8.3681 | 0.77463 | 9 | 0.14271
27327 | 5.565 | 1 | 365 | 6.3618 | 0.75284 | 7 | 0.11464
27401 | 11.7 | 1 | 365 | 13.3752 | 0.81191 | 14 | 0.18711
27298 | 14.04 | 1 | 365 | 16.0502 | 0.17429 | 16 | 0.22454
27344 | 9.99 | 1 | 365 | 11.4204 | 0.89324 | 12 | 0.31361
27354 | 6.12 | 1 | 365 | 6.9963 | 0.02469 | 7 | 0.020952
14184 | 10.2 | 1 | 365 | 11.6604 | 0.37448 | 12 | 0.034919
27357 | 4.08 | 1 | 365 | 4.6642 | 0.34979 | 5 | 0.013968
27303 | 6.76 | 1 | 365 | 7.7279 | 0.49132 | 8 | 0.21922
27362 | 6.63 | 1 | 365 | 7.5793 | 0.19341 | 7 | 0.7727
27366 | 7.395 | 1 | 365 | 8.4538 | 0.9465 | 9 | 0.40032
14183 | 13.515 | 1 | 365 | 15.4501 | 0.97119 | 16 | 0.42127
27305 | 12.42 | 1 | 365 | 14.1983 | 0.46187 | 14 | 0.66017
27454 | 3.825 | 1 | 365 | 4.3727 | 0.76543 | 5 | 0.13809
16892 | 5.355 | 1 | 365 | 6.1217 | 0.2716 | 6 | 0.39333
16869 | 11.73 | 1 | 365 | 13.4095 | 0.88066 | 14 | 0.29016
27455 | 6.1 | 1 | 365 | 6.9734 | 0.97886 | 7 | 0.95226
16858 | 3.825 | 1 | 365 | 4.3727 | 0.76543 | 5 | 0.13809
16827 | 15.81 | 1 | 365 | 18.0737 | 0.23045 | 18 | 0.30412
16766 | 6.63 | 1 | 365 | 7.5793 | 0.19341 | 7 | 0.7727
27448 | 11.1 | 1 | 365 | 12.6893 | 0.43694 | 13 | 0.12624
14197 | 11.73 | 1 | 365 | 13.4095 | 0.88066 | 14 | 0.29016
16387 | 11.475 | 1 | 365 | 13.118 | 0.29629 | 13 | 0.41428
16086 | 7.65 | 1 | 365 | 8.7453 | 0.53086 | 9 | 0.27619
13853 | 7.14 | 1 | 365 | 8.1623 | 0.36214 | 8 | 0.52444
27385 | 7.14 | 1 | 365 | 8.1623 | 0.36214 | 8 | 0.52444
14034 | 5.61 | 1 | 365 | 6.4132 | 0.85597 | 7 | 0.26921
13590 | 4.59 | 1 | 365 | 5.2472 | 0.51852 | 5 | 0.76571
27392 | 7.84 | 1 | 365 | 8.9625 | 0.96627 | 9 | 0.9288
16538 | 2.86 | 1 | 365 | 3.2695 | 0.55402 | 3 | 0.82352
16496 | 4.08 | 1 | 365 | 4.6642 | 0.34979 | 5 | 0.013968
16498 | 7.395 | 1 | 365 | 8.4538 | 0.9465 | 9 | 0.40032
16048 | 5.61 | 1 | 365 | 6.4132 | 0.85597 | 7 | 0.26921
27435 | 10.4 | 1 | 365 | 11.8891 | 0.83281 | 12 | 0.72188
15863 | 3.315 | 1 | 365 | 3.7896 | 0.59671 | 4 | 0.38635
15811 | 6.12 | 1 | 365 | 6.9963 | 0.02469 | 7 | 0.020952
14284 | 9.18 | 1 | 365 | 10.4944 | 0.037035 | 10 | 0.53143
14354 | 6.5 | 1 | 365 | 7.4307 | 0.8955 | 8 | 0.32617
14405 | 5.635 | 1 | 365 | 6.4418 | 0.91326 | 7 | 0.35508
27407 | 10.215 | 1 | 365 | 11.6776 | 0.40886 | 12 | 0.086441
14614 | 6.125 | 1 | 365 | 7.002 | 0.036148 | 7 | 0.038126
14571 | 7.905 | 1 | 365 | 9.0368 | 0.11522 | 9 | 0.15206
27408 | 4.98 | 1 | 365 | 5.693 | 0.41225 | 6 | 0.10528
26611 | 4.9 | 1 | 365 | 5.6016 | 0.22892 | 5 | 0.8305
15943 | 6.75 | 1 | 365 | 7.7165 | 0.46841 | 8 | 0.18487
15151 | 3.825 | 1 | 365 | 4.3727 | 0.76543 | 5 | 0.13809
15034 | 1.53 | 1 | 365 | 1.7491 | 0.50617 | 2 | 0.25524
27396 | 7.28 | 1 | 365 | 8.3224 | 0.68296 | 9 | 0.0053149
14916 | 5.355 | 1 | 365 | 6.1217 | 0.2716 | 6 | 0.39333
16424 | 148.72 | 0.9 | 365 | 153.0124 | 0.72822 | 153 | 0.74058
14665 | 4.335 | 1 | 365 | 4.9557 | 0.93416 | 5 | 0.88984
27415 | 4.47 | 1 | 365 | 5.11 | 0.24352 | 5 | 0.35354
14865 | 5.355 | 1 | 365 | 6.1217 | 0.2716 | 6 | 0.39333
27339 | 3.99 | 1 | 365 | 4.5613 | 0.14355 | 4 | 0.70484
14881 | 3.06 | 1 | 365 | 3.4981 | 0.012345 | 3 | 0.51048
27421 | 3.98 | 1 | 365 | 4.5499 | 0.12063 | 4 | 0.67049
14866 | 10.4 | 1 | 365 | 11.8891 | 0.83281 | 12 | 0.72188
27326 | 5.2 | 1 | 365 | 5.9445 | 0.9164 | 6 | 0.86094
27663 | 3.85 | 1 | 365 | 4.4012 | 0.82272 | 5 | 0.22396
22631 | 4.94 | 1 | 365 | 5.6473 | 0.32058 | 5 | 0.96789
27383 | 8.415 | 1 | 365 | 9.6199 | 0.28395 | 9 | 0.90381
27733 | 8.54 | 1 | 365 | 9.7628 | 0.5704 | 10 | 0.33316
27398 | 6.375 | 1 | 365 | 7.2878 | 0.60905 | 7 | 0.89682
15724 | 11.985 | 1 | 365 | 13.701 | 0.46502 | 14 | 0.16603
27787 | 8.58 | 1 | 365 | 9.8085 | 0.66207 | 10 | 0.47055
26774 | 4.94 | 1 | 365 | 5.6473 | 0.32058 | 5 | 0.96789
22558 | 10.14 | 1 | 365 | 11.5918 | 0.23699 | 11 | 0.82883
27636 | 9.25 | 1 | 365 | 10.5744 | 0.19745 | 10 | 0.77186
22565 | 5.2 | 1 | 365 | 5.9445 | 0.9164 | 6 | 0.86094
27641 | 10.5 | 1 | 365 | 12.0034 | 0.061968 | 12 | 0.065358
27643 | 4.5 | 1 | 365 | 5.1443 | 0.31227 | 5 | 0.45658
27626 | 6.5 | 1 | 365 | 7.4307 | 0.8955 | 8 | 0.32617
27083 | 225 | 0.9 | 365 | 231.494 | 0.05224 | 231 | 0.54619
27651 | 8.25 | 1 | 365 | 9.4312 | 0.90583 | 10 | 0.33707
27604 | 10.14 | 1 | 365 | 11.5918 | 0.23699 | 11 | 0.82883
27652 | 6.75 | 1 | 365 | 7.7165 | 0.46841 | 8 | 0.18487
27653 | 13.75 | 1 | 365 | 15.7187 | 0.50972 | 16 | 0.22845
27656 | 8.25 | 1 | 365 | 9.4312 | 0.90583 | 10 | 0.33707
27658 | 4.2 | 1 | 365 | 4.8014 | 0.62479 | 5 | 0.42614
27660 | 7.28 | 1 | 365 | 8.3224 | 0.68296 | 9 | 0.0053149
27662 | 9.69 | 1 | 365 | 11.0774 | 0.20576 | 11 | 0.28317
23669 | 6.76 | 1 | 365 | 7.7279 | 0.49132 | 8 | 0.21922
27199 | 10.4 | 1 | 365 | 11.8891 | 0.83281 | 12 | 0.72188
27647 | 3.12 | 1 | 365 | 3.5667 | 0.14984 | 3 | 0.71656
27129 | 4.68 | 1 | 365 | 5.3501 | 0.72476 | 6 | 0.074845
26911 | 9.1 | 1 | 365 | 10.4029 | 0.85371 | 11 | 0.25664
26049 | 9.36 | 1 | 365 | 10.7002 | 0.44953 | 11 | 0.14969
26712 | 5.46 | 1 | 365 | 6.2418 | 0.51222 | 6 | 0.75399
26272 | 4.42 | 1 | 365 | 5.0529 | 0.12894 | 5 | 0.1818
27666 | 9.075 | 1 | 365 | 10.3744 | 0.79642 | 11 | 0.17077
27670 | 7.5 | 1 | 365 | 8.5739 | 0.18712 | 8 | 0.76097
27673 | 6.05 | 1 | 365 | 6.9162 | 0.86428 | 7 | 0.78052
27671 | 7.56 | 1 | 365 | 8.6424 | 0.32462 | 8 | 0.96706
27674 | 6.05 | 1 | 365 | 6.9162 | 0.86428 | 7 | 0.78052
27677 | 10.791 | 1 | 365 | 12.3361 | 0.72883 | 13 | 0.064884
27679 | 9.15 | 1 | 365 | 10.4601 | 0.96829 | 11 | 0.42838
27681 | 7.848 | 1 | 365 | 8.9717 | 0.9846 | 9 | 0.95628
26772 | 7.155 | 1 | 365 | 8.1795 | 0.39651 | 8 | 0.57597
26252 | 13.52 | 1 | 365 | 15.4558 | 0.98265 | 16 | 0.43844
26723 | 9.36 | 1 | 365 | 10.7002 | 0.44953 | 11 | 0.14969
27786 | 7.15 | 1 | 365 | 8.1737 | 0.38505 | 8 | 0.55879
27785 | 9.1 | 1 | 365 | 10.4029 | 0.85371 | 11 | 0.25664
27783 | 7.905 | 1 | 365 | 9.0368 | 0.11522 | 9 | 0.15206
27793 | 10.175 | 1 | 365 | 11.6319 | 0.31719 | 11 | 0.94905
27390 | 10.71 | 1 | 365 | 12.2435 | 0.54321 | 12 | 0.78667
27404 | 6.885 | 1 | 365 | 7.8708 | 0.77778 | 8 | 0.64857
27776 | 10.14 | 1 | 365 | 11.5918 | 0.23699 | 11 | 0.82883
27762 | 9.625 | 1 | 365 | 11.0031 | 0.056804 | 11 | 0.059912
27779 | 11.22 | 1 | 365 | 12.8265 | 0.71193 | 13 | 0.53841
27367 | 4.335 | 1 | 365 | 4.9557 | 0.93416 | 5 | 0.88984
27778 | 3.85 | 1 | 365 | 4.4012 | 0.82272 | 5 | 0.22396
27649 | 9.1 | 1 | 365 | 10.4029 | 0.85371 | 11 | 0.25664
22797 | 8.06 | 1 | 365 | 9.214 | 0.47042 | 9 | 0.68446
23061 | 11.44 | 1 | 365 | 13.078 | 0.21609 | 13 | 0.29407
23152 | 4.68 | 1 | 365 | 5.3501 | 0.72476 | 6 | 0.074845
12790 | 4.08 | 1 | 365 | 4.6642 | 0.34979 | 5 | 0.013968
27364 | 9.18 | 1 | 365 | 10.4944 | 0.037035 | 10 | 0.53143
27373 | 6.63 | 1 | 365 | 7.5793 | 0.19341 | 7 | 0.7727
27394 | 8.75 | 1 | 365 | 10.0028 | 0.05164 | 10 | 0.054465
27413 | 6.12 | 1 | 365 | 6.9963 | 0.02469 | 7 | 0.020952
27751 | 13.734 | 1 | 365 | 15.7004 | 0.47305 | 16 | 0.17349
27747 | 8.502 | 1 | 365 | 9.7193 | 0.48332 | 10 | 0.20264
27749 | 6.6 | 1 | 365 | 7.545 | 0.12467 | 7 | 0.66965
27744 | 3.25 | 1 | 365 | 3.7153 | 0.44775 | 4 | 0.16309
27748 | 11.5 | 1 | 365 | 13.1466 | 0.35358 | 13 | 0.50015
27743 | 8 | 1 | 365 | 9.1454 | 0.33293 | 9 | 0.47837
27365 | 8.67 | 1 | 365 | 9.9114 | 0.86831 | 10 | 0.77968
23348 | 5.2 | 1 | 365 | 5.9445 | 0.9164 | 6 | 0.86094
27384 | 7.905 | 1 | 365 | 9.0368 | 0.11522 | 9 | 0.15206
27722 | 5.67 | 1 | 365 | 6.4818 | 0.99346 | 7 | 0.47529
27399 | 10.2 | 1 | 365 | 11.6604 | 0.37448 | 12 | 0.034919
27377 | 3.06 | 1 | 365 | 3.4981 | 0.012345 | 3 | 0.51048
27729 | 9.52 | 1 | 365 | 10.8831 | 0.81618 | 11 | 0.69926
27731 | 8.64 | 1 | 365 | 9.8771 | 0.79956 | 10 | 0.67664
27382 | 6 | 1 | 365 | 6.8591 | 0.7497 | 7 | 0.60878
27735 | 10.2 | 1 | 365 | 11.6604 | 0.37448 | 12 | 0.034919
27737 | 5.4 | 1 | 365 | 6.1732 | 0.37473 | 6 | 0.5479
27736 | 8 | 1 | 365 | 9.1454 | 0.33293 | 9 | 0.47837
27381 | 7.65 | 1 | 365 | 8.7453 | 0.53086 | 9 | 0.27619
27739 | 8.5 | 1 | 365 | 9.717 | 0.47874 | 10 | 0.19577
27740 | 5.415 | 1 | 365 | 6.1903 | 0.4091 | 6 | 0.59942
27741 | 8.5 | 1 | 365 | 9.717 | 0.47874 | 10 | 0.19577
27742 | 8.925 | 1 | 365 | 10.2029 | 0.45267 | 10 | 0.65555
27934 | 8.925 | 1 | 365 | 10.2029 | 0.45267 | 10 | 0.65555
27979 | 12.42 | 1 | 365 | 14.1983 | 0.46187 | 14 | 0.66017
27989 | 8.58 | 1 | 365 | 9.8085 | 0.66207 | 10 | 0.47055
28000 | 8.32 | 1 | 365 | 9.5113 | 0.066245 | 9 | 0.5775
27503 | 4.335 | 1 | 365 | 4.9557 | 0.93416 | 5 | 0.88984
28013 | 7.84 | 1 | 365 | 8.9625 | 0.96627 | 9 | 0.9288
28030 | 4.94 | 1 | 365 | 5.6473 | 0.32058 | 5 | 0.96789
21714 | 11.7 | 1 | 365 | 13.3752 | 0.81191 | 14 | 0.18711
27581 | 4.16 | 1 | 365 | 4.7556 | 0.53312 | 5 | 0.28875
27472 | 3 | 1 | 365 | 3.4295 | 0.87485 | 4 | 0.30439
27942 | 13.78 | 1 | 365 | 15.753 | 0.57847 | 16 | 0.33149
27506 | 7.02 | 1 | 365 | 8.0251 | 0.087144 | 8 | 0.11227
27515 | 7 | 1 | 365 | 8.0023 | 0.041312 | 8 | 0.043572
27950 | 14.045 | 1 | 365 | 16.056 | 0.18575 | 16 | 0.24171
27952 | 9.435 | 1 | 365 | 10.7859 | 0.6214 | 11 | 0.4073
28040 | 4.16 | 1 | 365 | 4.7556 | 0.53312 | 5 | 0.28875
28043 | 4.42 | 1 | 365 | 5.0529 | 0.12894 | 5 | 0.1818
24861 | 6.24 | 1 | 365 | 7.1334 | 0.29968 | 7 | 0.43313
24534 | 3.9 | 1 | 365 | 4.4584 | 0.9373 | 5 | 0.3957
25528 | 9.1 | 1 | 365 | 10.4029 | 0.85371 | 11 | 0.25664
24535 | 5.2 | 1 | 365 | 5.9445 | 0.9164 | 6 | 0.86094
28037 | 5.13 | 1 | 365 | 5.8645 | 0.75599 | 6 | 0.6205
27958 | 3.825 | 1 | 365 | 4.3727 | 0.76543 | 5 | 0.13809
27957 | 14.04 | 1 | 365 | 16.0502 | 0.17429 | 16 | 0.22454
27959 | 4.08 | 1 | 365 | 4.6642 | 0.34979 | 5 | 0.013968
27960 | 11.7 | 1 | 365 | 13.3752 | 0.81191 | 14 | 0.18711
27963 | 16.52 | 1 | 365 | 18.8853 | 0.8575 | 19 | 0.74283
27965 | 7.84 | 1 | 365 | 8.9625 | 0.96627 | 9 | 0.9288
27961 | 5.865 | 1 | 365 | 6.7048 | 0.44033 | 7 | 0.14508
27969 | 11.18 | 1 | 365 | 12.7808 | 0.62027 | 13 | 0.40102
27971 | 8.58 | 1 | 365 | 9.8085 | 0.66207 | 10 | 0.47055
25293 | 4.675 | 1 | 365 | 5.3444 | 0.7133 | 6 | 0.057671
25216 | 6.76 | 1 | 365 | 7.7279 | 0.49132 | 8 | 0.21922
25294 | 10.215 | 1 | 365 | 11.6776 | 0.40886 | 12 | 0.086441
25220 | 5.46 | 1 | 365 | 6.2418 | 0.51222 | 6 | 0.75399
24531 | 5.46 | 1 | 365 | 6.2418 | 0.51222 | 6 | 0.75399
25297 | 8.525 | 1 | 365 | 9.7456 | 0.53603 | 10 | 0.28164
21876 | 3.9 | 1 | 365 | 4.4584 | 0.9373 | 5 | 0.3957
24726 | 7.8 | 1 | 365 | 8.9168 | 0.8746 | 9 | 0.79141
25299 | 6.725 | 1 | 365 | 7.6879 | 0.41112 | 8 | 0.099003
25301 | 8.47 | 1 | 365 | 9.6827 | 0.40999 | 10 | 0.092722
28033 | 12.099 | 1 | 365 | 13.8313 | 0.72626 | 14 | 0.5576
18574 | 4.16 | 1 | 365 | 4.7556 | 0.53312 | 5 | 0.28875
24855 | 9.62 | 1 | 365 | 10.9974 | 0.045346 | 11 | 0.042738
25422 | 4.42 | 1 | 365 | 5.0529 | 0.12894 | 5 | 0.1818
28020 | 3.38 | 1 | 365 | 3.8639 | 0.74566 | 4 | 0.60961
27962 | 10.26 | 1 | 365 | 11.729 | 0.51198 | 12 | 0.24101
27964 | 6.76 | 1 | 365 | 7.7279 | 0.49132 | 8 | 0.21922
27968 | 3.92 | 1 | 365 | 4.4813 | 0.98313 | 5 | 0.4644
27967 | 6.375 | 1 | 365 | 7.2878 | 0.60905 | 7 | 0.89682
27974 | 5.2 | 1 | 365 | 5.9445 | 0.9164 | 6 | 0.86094
27973 | 14.82 | 1 | 365 | 16.9419 | 0.96175 | 17 | 0.90368
27975 | 4.94 | 1 | 365 | 5.6473 | 0.32058 | 5 | 0.96789
27977 | 2.85 | 1 | 365 | 3.2581 | 0.53111 | 3 | 0.78917
27976 | 4.42 | 1 | 365 | 5.0529 | 0.12894 | 5 | 0.1818
21518 | 6.24 | 1 | 365 | 7.1334 | 0.29968 | 7 | 0.43313
21047 | 5.72 | 1 | 365 | 6.539 | 0.10804 | 6 | 0.64703
28027 | 13.5 | 1 | 365 | 15.4329 | 0.93682 | 16 | 0.36975
28026 | 7.84 | 1 | 365 | 8.9625 | 0.96627 | 9 | 0.9288
21779 | 6.5 | 1 | 365 | 7.4307 | 0.8955 | 8 | 0.32617
24238 | 10.66 | 1 | 365 | 12.1863 | 0.42863 | 12 | 0.61493
21809 | 5.2 | 1 | 365 | 5.9445 | 0.9164 | 6 | 0.86094
25300 | 4.2 | 1 | 365 | 4.8014 | 0.62479 | 5 | 0.42614
25303 | 6.44 | 1 | 365 | 7.3621 | 0.75801 | 8 | 0.12009
25304 | 4.48 | 1 | 365 | 5.1214 | 0.26644 | 5 | 0.38789
25308 | 6.82 | 1 | 365 | 7.7965 | 0.62882 | 8 | 0.42531
25305 | 6.47 | 1 | 365 | 7.3964 | 0.82676 | 8 | 0.22313
25306 | 5.355 | 1 | 365 | 6.1217 | 0.2716 | 6 | 0.39333
25290 | 5.32 | 1 | 365 | 6.0817 | 0.1914 | 6 | 0.27311
25332 | 8.16 | 1 | 365 | 9.3283 | 0.69959 | 10 | 0.027935
25340 | 6.63 | 1 | 365 | 7.5793 | 0.19341 | 7 | 0.7727
25342 | 5.1 | 1 | 365 | 5.8302 | 0.68724 | 6 | 0.51746
25345 | 5.865 | 1 | 365 | 6.7048 | 0.44033 | 7 | 0.14508
25309 | 8.4 | 1 | 365 | 9.6027 | 0.24957 | 9 | 0.85229
25347 | 6.12 | 1 | 365 | 6.9963 | 0.02469 | 7 | 0.020952
25349 | 6.44 | 1 | 365 | 7.3621 | 0.75801 | 8 | 0.12009
25363 | 9.945 | 1 | 365 | 11.3689 | 0.79012 | 12 | 0.15905
25221 | 3.9 | 1 | 365 | 4.4584 | 0.9373 | 5 | 0.3957
25241 | 7.5 | 1 | 365 | 8.5739 | 0.18712 | 8 | 0.76097
25287 | 7.2 | 1 | 365 | 8.2309 | 0.49964 | 8 | 0.73053
25333 | 2.616 | 1 | 365 | 2.9906 | 0.99487 | 3 | 0.98543
24955 | 10.2 | 1 | 365 | 11.6604 | 0.37448 | 12 | 0.034919
25352 | 9.36 | 1 | 365 | 10.7002 | 0.44953 | 11 | 0.14969
25312 | 6.76 | 1 | 365 | 7.7279 | 0.49132 | 8 | 0.21922
25313 | 3.445 | 1 | 365 | 3.9383 | 0.89462 | 4 | 0.83287
25314 | 9.1 | 1 | 365 | 10.4029 | 0.85371 | 11 | 0.25664
25316 | 10.4 | 1 | 365 | 11.8891 | 0.83281 | 12 | 0.72188
25317 | 14.5 | 1 | 365 | 16.5761 | 0.22843 | 16 | 0.80454
25318 | 5.25 | 1 | 365 | 6.0017 | 0.030984 | 6 | 0.032679
25319 | 5.75 | 1 | 365 | 6.5733 | 0.17679 | 6 | 0.75008
25323 | 10.725 | 1 | 365 | 12.2606 | 0.57758 | 12 | 0.83819
25326 | 9.35 | 1 | 365 | 10.6887 | 0.42661 | 11 | 0.11534
25329 | 8.75 | 1 | 365 | 10.0028 | 0.05164 | 10 | 0.054465
25330 | 10.2 | 1 | 365 | 11.6604 | 0.37448 | 12 | 0.034919
25334 | 6.375 | 1 | 365 | 7.2878 | 0.60905 | 7 | 0.89682
25336 | 6.25 | 1 | 365 | 7.1449 | 0.3226 | 7 | 0.46747
25338 | 14.04 | 1 | 365 | 16.0502 | 0.17429 | 16 | 0.22454
25341 | 9.1 | 1 | 365 | 10.4029 | 0.85371 | 11 | 0.25664
25343 | 8.5 | 1 | 365 | 9.717 | 0.47874 | 10 | 0.19577
25357 | 9.18 | 1 | 365 | 10.4944 | 0.037035 | 10 | 0.53143
25359 | 8.25 | 1 | 365 | 9.4312 | 0.90583 | 10 | 0.33707
25361 | 7.395 | 1 | 365 | 8.4538 | 0.9465 | 9 | 0.40032
25362 | 8.525 | 1 | 365 | 9.7456 | 0.53603 | 10 | 0.28164
25364 | 9.075 | 1 | 365 | 10.3744 | 0.79642 | 11 | 0.17077
25627 | 2.86 | 1 | 365 | 3.2695 | 0.55402 | 3 | 0.82352
25655 | 6.12 | 1 | 365 | 6.9963 | 0.02469 | 7 | 0.020952
25646 | 6.8 | 1 | 365 | 7.7736 | 0.58299 | 8 | 0.35661
25587 | 3.57 | 1 | 365 | 4.0812 | 0.18107 | 4 | 0.26222
25652 | 9.15 | 1 | 365 | 10.4601 | 0.96829 | 11 | 0.42838
25667 | 21 | 1 | 365 | 24.0068 | 0.12394 | 24 | 0.13072
25411 | 8.55 | 1 | 365 | 9.7742 | 0.59332 | 10 | 0.36751
25647 | 7.65 | 1 | 365 | 8.7453 | 0.53086 | 9 | 0.27619
25708 | 10.08 | 1 | 365 | 11.5233 | 0.099489 | 11 | 0.62274
25643 | 9.35 | 1 | 365 | 10.6887 | 0.42661 | 11 | 0.11534
25642 | 6.76 | 1 | 365 | 7.7279 | 0.49132 | 8 | 0.21922
25644 | 4.95 | 1 | 365 | 5.6587 | 0.3435 | 6 | 0.0022402
25645 | 10.45 | 1 | 365 | 11.9462 | 0.94739 | 12 | 0.89362
25675 | 5.775 | 1 | 365 | 6.6019 | 0.23408 | 6 | 0.83595
25682 | 3.85 | 1 | 365 | 4.4012 | 0.82272 | 5 | 0.22396
25723 | 9.405 | 1 | 365 | 10.7516 | 0.55265 | 11 | 0.30426
25556 | 6 | 1 | 365 | 6.8591 | 0.7497 | 7 | 0.60878
25720 | 6.09 | 1 | 365 | 6.962 | 0.95594 | 7 | 0.91791
25631 | 7.905 | 1 | 365 | 9.0368 | 0.11522 | 9 | 0.15206
25633 | 2.97 | 1 | 365 | 3.3952 | 0.8061 | 4 | 0.20134
25634 | 6.24 | 1 | 365 | 7.1334 | 0.29968 | 7 | 0.43313
25635 | 6.24 | 1 | 365 | 7.1334 | 0.29968 | 7 | 0.43313
25636 | 4.42 | 1 | 365 | 5.0529 | 0.12894 | 5 | 0.1818
25638 | 4.08 | 1 | 365 | 4.6642 | 0.34979 | 5 | 0.013968
25692 | 3.9 | 1 | 365 | 4.4584 | 0.9373 | 5 | 0.3957
25693 | 7.54 | 1 | 365 | 8.6196 | 0.27878 | 8 | 0.89836
25145 | 5.46 | 1 | 365 | 6.2418 | 0.51222 | 6 | 0.75399
25153 | 3.64 | 1 | 365 | 4.1612 | 0.34148 | 4 | 0.50266
25178 | 4.94 | 1 | 365 | 5.6473 | 0.32058 | 5 | 0.96789
25176 | 6.375 | 1 | 365 | 7.2878 | 0.60905 | 7 | 0.89682
25184 | 3.57 | 1 | 365 | 4.0812 | 0.18107 | 4 | 0.26222
25229 | 10.29 | 1 | 365 | 11.7633 | 0.58073 | 12 | 0.34405
25425 | 3.9 | 1 | 365 | 4.4584 | 0.9373 | 5 | 0.3957
25428 | 5.98 | 1 | 365 | 6.8362 | 0.70386 | 7 | 0.54008
25437 | 4.94 | 1 | 365 | 5.6473 | 0.32058 | 5 | 0.96789
25695 | 10.455 | 1 | 365 | 11.9519 | 0.95885 | 12 | 0.91079
25697 | 7.28 | 1 | 365 | 8.3224 | 0.68296 | 9 | 0.0053149
25703 | 9.36 | 1 | 365 | 10.7002 | 0.65097 | 11 | 0.35113
25706 | 4.68 | 1 | 365 | 5.3501 | 0.72476 | 6 | 0.074845
25709 | 8.06 | 1 | 365 | 9.214 | 0.47042 | 9 | 0.68446
25711 | 11.66 | 1 | 365 | 13.3295 | 0.72024 | 14 | 0.049721
25713 | 8 | 1 | 365 | 9.1454 | 0.33293 | 9 | 0.47837
25715 | 5.355 | 1 | 365 | 6.1217 | 0.2716 | 6 | 0.39333
26107 | 5.98 | 1 | 365 | 6.8362 | 0.70386 | 7 | 0.54008
25714 | 7.1 | 1 | 365 | 8.1166 | 0.27047 | 8 | 0.38705
25732 | 4.5 | 1 | 365 | 5.1443 | 0.31227 | 5 | 0.45658
25746 | 10.07 | 1 | 365 | 11.5118 | 0.076573 | 11 | 0.5884
25717 | 3.64 | 1 | 365 | 4.1612 | 0.34148 | 4 | 0.50266
25719 | 4.125 | 1 | 365 | 4.7156 | 0.45292 | 5 | 0.16853
25804 | 7.8 | 1 | 365 | 8.9168 | 0.8746 | 9 | 0.79141
25806 | 6.6 | 1 | 365 | 7.545 | 0.12467 | 7 | 0.66965
25807 | 7.975 | 1 | 365 | 9.1169 | 0.27564 | 9 | 0.3925
25808 | 6.6 | 1 | 365 | 7.545 | 0.12467 | 7 | 0.66965
25809 | 6.6 | 1 | 365 | 7.545 | 0.12467 | 7 | 0.66965
25810 | 10.4 | 1 | 365 | 11.8891 | 0.83281 | 12 | 0.72188
25811 | 11 | 1 | 365 | 12.575 | 0.20778 | 12 | 0.78276
25812 | 8.525 | 1 | 365 | 9.7456 | 0.53603 | 10 | 0.28164
25813 | 8.32 | 1 | 365 | 9.5113 | 0.066245 | 9 | 0.5775
25814 | 9.35 | 1 | 365 | 10.6887 | 0.42661 | 11 | 0.11534
25815 | 6.405 | 1 | 365 | 7.3221 | 0.6778 | 7 | 0.99987
25816 | 11.44 | 1 | 365 | 13.078 | 0.21609 | 13 | 0.29407
25761 | 4.86 | 1 | 365 | 5.5559 | 0.13725 | 5 | 0.69311
25764 | 10.8 | 1 | 365 | 12.3463 | 0.74945 | 13 | 0.095797
25787 | 9.75 | 1 | 365 | 11.146 | 0.34326 | 11 | 0.48926
25768 | 5.5 | 1 | 365 | 6.2875 | 0.60389 | 6 | 0.89138
24286 | 9.69 | 1 | 365 | 11.0774 | 0.20576 | 11 | 0.28317
26726 | 8.06 | 1 | 365 | 9.214 | 0.47042 | 9 | 0.68446
26701 | 4.08 | 1 | 365 | 4.6642 | 0.34979 | 5 | 0.013968
26713 | 8.58 | 1 | 365 | 9.8085 | 0.66207 | 10 | 0.47055
26716 | 6.24 | 1 | 365 | 7.1334 | 0.29968 | 7 | 0.43313
25760 | 5.2 | 1 | 365 | 5.9445 | 0.9164 | 6 | 0.86094
26638 | 6.1 | 1 | 365 | 6.9734 | 0.97886 | 7 | 0.95226
26684 | 9.81 | 1 | 365 | 11.2146 | 0.48075 | 11 | 0.69535
25731 | 8.96 | 1 | 365 | 10.2429 | 0.53288 | 10 | 0.77577
25735 | 10.2 | 1 | 365 | 11.6604 | 0.37448 | 12 | 0.034919
25737 | 6.12 | 1 | 365 | 6.9963 | 0.02469 | 7 | 0.020952
25749 | 4.76 | 1 | 365 | 5.4415 | 0.90809 | 6 | 0.34963
25753 | 9.12 | 1 | 365 | 10.4258 | 0.89954 | 11 | 0.32534
25777 | 17.955 | 1 | 365 | 20.5258 | 0.14597 | 20 | 0.67176
25780 | 14.4 | 1 | 365 | 16.4618 | 0.99927 | 17 | 0.46106
25781 | 8.12 | 1 | 365 | 9.2826 | 0.60792 | 9 | 0.89054
25784 | 9.72 | 1 | 365 | 11.1117 | 0.27451 | 11 | 0.38622
25785 | 3.99 | 1 | 365 | 4.5613 | 0.14355 | 4 | 0.70484
25788 | 8.4 | 1 | 365 | 9.6027 | 0.24957 | 9 | 0.85229
25820 | 7.848 | 1 | 365 | 8.9717 | 0.9846 | 9 | 0.95628
25829 | 3.575 | 1 | 365 | 4.0869 | 0.19253 | 4 | 0.2794
25830 | 8.415 | 1 | 365 | 9.6199 | 0.28395 | 9 | 0.90381
25836 | 7.59 | 1 | 365 | 8.6767 | 0.39337 | 9 | 0.070102
25857 | 5.72 | 1 | 365 | 6.539 | 0.10804 | 6 | 0.64703
25835 | 7.245 | 1 | 365 | 8.2823 | 0.60276 | 8 | 0.8851
25880 | 4.94 | 1 | 365 | 5.6473 | 0.32058 | 5 | 0.96789
25856 | 4.08 | 1 | 365 | 4.6642 | 0.34979 | 5 | 0.013968
25837 | 6.12 | 1 | 365 | 6.9963 | 0.02469 | 7 | 0.020952
16174 | 8.97 | 1 | 365 | 10.2543 | 0.5558 | 10 | 0.81012
25770 | 10.92 | 1 | 365 | 12.4835 | 0.024447 | 12 | 0.50797
25891 | 8.4 | 1 | 365 | 9.6027 | 0.24957 | 9 | 0.85229
26034 | 6.9 | 1 | 365 | 7.8879 | 0.81215 | 8 | 0.70009
25917 | 9 | 1 | 365 | 10.2886 | 0.62454 | 10 | 0.91316
25921 | 2.44 | 1 | 365 | 2.7894 | 0.59154 | 3 | 0.3809
25912 | 9.75 | 1 | 365 | 11.146 | 0.34326 | 11 | 0.48926
25918 | 5.98 | 1 | 365 | 6.8362 | 0.70386 | 7 | 0.54008
26035 | 3.73 | 1 | 365 | 4.2641 | 0.54773 | 4 | 0.81179
26040 | 11.96 | 1 | 365 | 13.6724 | 0.40773 | 14 | 0.08016
26044 | 10.22 | 1 | 365 | 11.6833 | 0.42032 | 12 | 0.10362
25955 | 11 | 1 | 365 | 12.575 | 0.20778 | 12 | 0.78276
25972 | 15 | 1 | 365 | 17.1477 | 0.37424 | 17 | 0.52194
26008 | 11.34 | 1 | 365 | 12.9637 | 0.98693 | 13 | 0.95059
26066 | 11.5 | 1 | 365 | 13.1466 | 0.35358 | 13 | 0.50015
26069 | 11.5 | 1 | 365 | 13.1466 | 0.35358 | 13 | 0.50015
26006 | 9.36 | 1 | 365 | 10.7002 | 0.44953 | 11 | 0.14969
26007 | 11.7 | 1 | 365 | 13.3752 | 0.81191 | 14 | 0.18711
26013 | 8.84 | 1 | 365 | 10.1057 | 0.25789 | 10 | 0.3636
26037 | 4.42 | 1 | 365 | 5.0529 | 0.12894 | 5 | 0.1818
26041 | 8.32 | 1 | 365 | 9.5113 | 0.066245 | 9 | 0.5775
26051 | 2.34 | 1 | 365 | 2.675 | 0.36238 | 3 | 0.037423
26065 | 3.9 | 1 | 365 | 4.4584 | 0.9373 | 5 | 0.3957
26068 | 3.38 | 1 | 365 | 3.8639 | 0.74566 | 4 | 0.60961
26067 | 5.2 | 1 | 365 | 5.9445 | 0.9164 | 6 | 0.86094
26063 | 7.6 | 1 | 365 | 8.6882 | 0.41628 | 9 | 0.10445
25865 | 4.83 | 1 | 365 | 5.5216 | 0.068505 | 5 | 0.59006
25831 | 7.32 | 1 | 365 | 8.3681 | 0.77463 | 9 | 0.14271
26028 | 3.9 | 1 | 365 | 4.4584 | 0.9373 | 5 | 0.3957
27790 | 6.095 | 1 | 365 | 6.9677 | 0.9674 | 7 | 0.93508
27806 | 3.38 | 1 | 365 | 3.8639 | 0.74566 | 4 | 0.60961
27796 | 8.32 | 1 | 365 | 9.5113 | 0.066245 | 9 | 0.5775
27983 | 4.16 | 1 | 365 | 4.7556 | 0.53312 | 5 | 0.28875
27984 | 7.395 | 1 | 365 | 8.4538 | 0.9465 | 9 | 0.40032
27985 | 5.2 | 1 | 365 | 5.9445 | 0.9164 | 6 | 0.86094
27986 | 8.06 | 1 | 365 | 9.214 | 0.47042 | 9 | 0.68446
26263 | 7.54 | 1 | 365 | 8.6196 | 0.27878 | 8 | 0.89836
26283 | 3.3 | 1 | 365 | 3.7725 | 0.56233 | 4 | 0.33483
26304 | 5.75 | 1 | 365 | 6.5733 | 0.17679 | 6 | 0.75008
26356 | 5.2 | 1 | 365 | 5.9445 | 0.9164 | 6 | 0.86094
26370 | 10.4 | 1 | 365 | 11.8891 | 0.83281 | 12 | 0.72188
26265 | 8.96 | 1 | 365 | 10.2429 | 0.53288 | 10 | 0.77577
26195 | 4.675 | 1 | 365 | 5.3444 | 0.7133 | 6 | 0.057671
26266 | 8.58 | 1 | 365 | 9.8085 | 0.66207 | 10 | 0.47055
26269 | 5.2 | 1 | 365 | 5.9445 | 0.9164 | 6 | 0.86094
26270 | 5.98 | 1 | 365 | 6.8362 | 0.70386 | 7 | 0.54008
26276 | 3.38 | 1 | 365 | 3.8639 | 0.74566 | 4 | 0.60961
26281 | 5.98 | 1 | 365 | 6.8362 | 0.70386 | 7 | 0.54008
26282 | 6.24 | 1 | 365 | 7.1334 | 0.29968 | 7 | 0.43313
26285 | 4.42 | 1 | 365 | 5.0529 | 0.12894 | 5 | 0.1818
26289 | 2.34 | 1 | 365 | 2.675 | 0.36238 | 3 | 0.037423
26288 | 3.92 | 1 | 365 | 4.4813 | 0.98313 | 5 | 0.4644
26287 | 6.05 | 1 | 365 | 6.9162 | 0.86428 | 7 | 0.78052
26290 | 9.9 | 1 | 365 | 11.3175 | 0.687 | 12 | 0.0044804
26292 | 7.54 | 1 | 365 | 8.6196 | 0.27878 | 8 | 0.89836
26295 | 14 | 1 | 365 | 16.0045 | 0.082624 | 16 | 0.087144
26294 | 6.16 | 1 | 365 | 7.042 | 0.11635 | 7 | 0.15834
26297 | 4.8 | 1 | 365 | 5.4873 | 0.99976 | 6 | 0.48702
26872 | 5.1 | 1 | 365 | 5.8302 | 0.68724 | 6 | 0.51746
26870 | 7.28 | 1 | 365 | 8.3224 | 0.68296 | 9 | 0.0053149
26874 | 6.82 | 1 | 365 | 7.7965 | 0.62882 | 8 | 0.42531
26931 | 8.42 | 1 | 365 | 9.6256 | 0.29541 | 9 | 0.92098
26298 | 6.25 | 1 | 365 | 7.1449 | 0.3226 | 7 | 0.46747
26301 | 5.5 | 1 | 365 | 6.2875 | 0.60389 | 6 | 0.89138
26300 | 9.3 | 1 | 365 | 10.6316 | 0.31203 | 10 | 0.9436
26305 | 7.2 | 1 | 365 | 8.2309 | 0.49964 | 8 | 0.73053
26328 | 6.5 | 1 | 365 | 7.4307 | 0.8955 | 8 | 0.32617
26339 | 8.25 | 1 | 365 | 9.4312 | 0.90583 | 10 | 0.33707
26341 | 7.75 | 1 | 365 | 8.8596 | 0.76002 | 9 | 0.61967
26345 | 8.58 | 1 | 365 | 9.8085 | 0.66207 | 10 | 0.47055
26348 | 4.94 | 1 | 365 | 5.6473 | 0.32058 | 5 | 0.96789
26355 | 6.25 | 1 | 365 | 7.1449 | 0.3226 | 7 | 0.46747
26357 | 4.42 | 1 | 365 | 5.0529 | 0.12894 | 5 | 0.1818
25938 | 3.24 | 1 | 365 | 3.7039 | 0.42484 | 4 | 0.12874
26359 | 3.64 | 1 | 365 | 4.1612 | 0.34148 | 4 | 0.50266
26361 | 3.12 | 1 | 365 | 3.5667 | 0.14984 | 3 | 0.71656
26362 | 5.75 | 1 | 365 | 6.5733 | 0.17679 | 6 | 0.75008
26363 | 6.12 | 1 | 365 | 6.9963 | 0.02469 | 7 | 0.020952
26364 | 7.28 | 1 | 365 | 8.3224 | 0.68296 | 9 | 0.0053149
26367 | 10.45 | 1 | 365 | 11.9462 | 0.94739 | 12 | 0.89362
26386 | 7.54 | 1 | 365 | 8.6196 | 0.27878 | 8 | 0.89836
26534 | 7.8 | 1 | 365 | 8.9168 | 0.8746 | 9 | 0.79141
26561 | 7.7 | 1 | 365 | 8.8025 | 0.64544 | 9 | 0.44793
26583 | 7.65 | 1 | 365 | 8.7453 | 0.53086 | 9 | 0.27619
26373 | 9.72 | 1 | 365 | 11.1117 | 0.27451 | 11 | 0.38622
26374 | 4.42 | 1 | 365 | 5.0529 | 0.12894 | 5 | 0.1818
26376 | 11.7 | 1 | 365 | 13.3752 | 0.81191 | 14 | 0.18711
26377 | 7 | 1 | 365 | 8.0023 | 0.041312 | 8 | 0.043572
26379 | 12.74 | 1 | 365 | 14.5641 | 0.19519 | 14 | 0.7593
24151 | 5.98 | 1 | 365 | 6.8362 | 0.70386 | 7 | 0.54008
24161 | 3.64 | 1 | 365 | 4.1612 | 0.34148 | 4 | 0.50266
24153 | 7.8 | 1 | 365 | 8.9168 | 0.8746 | 9 | 0.79141
26387 | 6.72 | 1 | 365 | 7.6822 | 0.39966 | 8 | 0.081829
26391 | 4.08 | 1 | 365 | 4.6642 | 0.34979 | 5 | 0.013968
26392 | 6.24 | 1 | 365 | 7.1334 | 0.29968 | 7 | 0.43313
26398 | 9.36 | 1 | 365 | 10.7002 | 0.44953 | 11 | 0.14969
26405 | 12.8 | 1 | 365 | 14.6327 | 0.33268 | 14 | 0.96539
26418 | 4.59 | 1 | 365 | 5.2472 | 0.51852 | 5 | 0.76571
26461 | 5.98 | 1 | 365 | 6.8362 | 0.70386 | 7 | 0.54008
26507 | 4.75 | 1 | 365 | 5.4301 | 0.88518 | 6 | 0.31528
26512 | 5.5 | 1 | 365 | 6.2875 | 0.60389 | 6 | 0.89138
26515 | 6.875 | 1 | 365 | 7.8594 | 0.75486 | 8 | 0.61422
26519 | 5.5 | 1 | 365 | 6.2875 | 0.60389 | 6 | 0.89138
26547 | 7.7 | 1 | 365 | 8.8025 | 0.64544 | 9 | 0.44793
26550 | 4.95 | 1 | 365 | 5.6587 | 0.3435 | 6 | 0.0022402
26553 | 10 | 1 | 365 | 11.4318 | 0.91616 | 12 | 0.34796
26557 | 6.05 | 1 | 365 | 6.9162 | 0.86428 | 7 | 0.78052
26562 | 6 | 1 | 365 | 6.8591 | 0.7497 | 7 | 0.60878
26565 | 6.5 | 1 | 365 | 7.4307 | 0.8955 | 8 | 0.32617
26569 | 6.325 | 1 | 365 | 7.2306 | 0.49447 | 7 | 0.72508
26573 | 3.57 | 1 | 365 | 4.0812 | 0.18107 | 4 | 0.26222
26572 | 12.48 | 1 | 365 | 14.2669 | 0.59937 | 14 | 0.86625
26574 | 7.7 | 1 | 365 | 8.8025 | 0.64544 | 9 | 0.44793
26577 | 6.63 | 1 | 365 | 7.5793 | 0.19341 | 7 | 0.7727
26581 | 4.42 | 1 | 365 | 5.0529 | 0.12894 | 5 | 0.1818
26586 | 12.1 | 1 | 365 | 13.8325 | 0.72855 | 14 | 0.56103
26588 | 6.6 | 1 | 365 | 7.545 | 0.12467 | 7 | 0.66965
26587 | 2.86 | 1 | 365 | 3.2695 | 0.55402 | 3 | 0.82352
26592 | 5.46 | 1 | 365 | 6.2418 | 0.51222 | 6 | 0.75399
26600 | 3.06 | 1 | 365 | 3.4981 | 0.012345 | 3 | 0.51048
26605 | 6.76 | 1 | 365 | 7.7279 | 0.49132 | 8 | 0.21922
26607 | 4.68 | 1 | 365 | 5.3501 | 0.72476 | 6 | 0.074845
26612 | 8.75 | 1 | 365 | 10.0028 | 0.05164 | 10 | 0.054465
26609 | 7.28 | 1 | 365 | 8.3224 | 0.68296 | 9 | 0.0053149
26809 | 8.415 | 1 | 365 | 9.6199 | 0.28395 | 9 | 0.90381
26818 | 6.5 | 1 | 365 | 7.4307 | 0.8955 | 8 | 0.32617
26828 | 6.25 | 1 | 365 | 7.1449 | 0.3226 | 7 | 0.46747
26857 | 8.42 | 1 | 365 | 9.6256 | 0.29541 | 9 | 0.92098
26803 | 7.54 | 1 | 365 | 8.6196 | 0.27878 | 8 | 0.89836
26805 | 5.72 | 1 | 365 | 6.539 | 0.10804 | 6 | 0.64703
26808 | 3.64 | 1 | 365 | 4.1612 | 0.34148 | 4 | 0.50266
26797 | 6.5 | 1 | 365 | 7.4307 | 0.8955 | 8 | 0.32617
26799 | 10.66 | 1 | 365 | 12.1863 | 0.42863 | 12 | 0.61493
26801 | 8.58 | 1 | 365 | 9.8085 | 0.66207 | 10 | 0.47055
26802 | 10.07 | 1 | 365 | 11.5118 | 0.076573 | 11 | 0.5884
26807 | 11 | 1 | 365 | 12.575 | 0.20778 | 12 | 0.78276
26811 | 9.1 | 1 | 365 | 10.4029 | 0.85371 | 11 | 0.25664
26810 | 7.975 | 1 | 365 | 9.1169 | 0.27564 | 9 | 0.3925
26812 | 6.5 | 1 | 365 | 7.4307 | 0.8955 | 8 | 0.32617
26813 | 10.14 | 1 | 365 | 11.5918 | 0.23699 | 11 | 0.82883
26814 | 4.675 | 1 | 365 | 5.3444 | 0.7133 | 6 | 0.057671
26815 | 3.12 | 1 | 365 | 3.5667 | 0.14984 | 3 | 0.71656
27478 | 5 | 1 | 365 | 5.7159 | 0.45808 | 6 | 0.17398
26816 | 7.14 | 1 | 365 | 8.1623 | 0.36214 | 8 | 0.52444
26817 | 9.62 | 1 | 365 | 10.9974 | 0.045346 | 11 | 0.042738
26819 | 12.375 | 1 | 365 | 14.1469 | 0.35875 | 14 | 0.5056
26821 | 3.3 | 1 | 365 | 3.7725 | 0.56233 | 4 | 0.33483
27477 | 4.75 | 1 | 365 | 5.4301 | 0.88518 | 6 | 0.31528
26820 | 7.02 | 1 | 365 | 8.0251 | 0.087144 | 8 | 0.11227
27479 | 5.5 | 1 | 365 | 6.2875 | 0.60389 | 6 | 0.89138
27481 | 10.5 | 1 | 365 | 12.0034 | 0.061968 | 12 | 0.065358
27482 | 7.425 | 1 | 365 | 8.4881 | 0.015249 | 8 | 0.50336
27484 | 21.35 | 1 | 365 | 24.4069 | 0.926 | 25 | 0.33289
27386 | 5.355 | 1 | 365 | 6.1217 | 0.2716 | 6 | 0.39333
26822 | 4.08 | 1 | 365 | 4.6642 | 0.34979 | 5 | 0.013968
26823 | 5.46 | 1 | 365 | 6.2418 | 0.51222 | 6 | 0.75399
26824 | 5.61 | 1 | 365 | 6.4132 | 0.85597 | 7 | 0.26921
26825 | 10.5 | 1 | 365 | 12.0034 | 0.061968 | 12 | 0.065358
26826 | 7.14 | 1 | 365 | 8.1623 | 0.36214 | 8 | 0.52444
26827 | 4.5 | 1 | 365 | 5.1443 | 0.31227 | 5 | 0.45658
26829 | 11.5 | 1 | 365 | 13.1466 | 0.35358 | 13 | 0.50015
26830 | 9.9 | 1 | 365 | 11.3175 | 0.687 | 12 | 0.0044804
26831 | 9.5 | 1 | 365 | 10.8602 | 0.77035 | 11 | 0.63056
26833 | 6.375 | 1 | 365 | 7.2878 | 0.60905 | 7 | 0.89682
26834 | 9.405 | 1 | 365 | 10.7516 | 0.55265 | 11 | 0.30426
26836 | 6.22 | 1 | 365 | 7.1106 | 0.25385 | 7 | 0.36443
26838 | 6.96 | 1 | 365 | 7.9565 | 0.94965 | 8 | 0.90618
27486 | 7.8 | 1 | 365 | 8.9168 | 0.8746 | 9 | 0.79141
26841 | 4.73 | 1 | 365 | 5.4072 | 0.83934 | 6 | 0.24659
26844 | 4.73 | 1 | 365 | 5.4072 | 0.83934 | 6 | 0.24659
27488 | 6.12 | 1 | 365 | 6.9963 | 0.02469 | 7 | 0.020952
26846 | 7.65 | 1 | 365 | 8.7453 | 0.53086 | 9 | 0.27619
26848 | 4.85 | 1 | 365 | 5.5444 | 0.11434 | 5 | 0.65876
27490 | 6.54 | 1 | 365 | 7.4764 | 0.98717 | 8 | 0.46357
26847 | 8.845 | 1 | 365 | 10.1114 | 0.26934 | 10 | 0.38077
26843 | 2.08 | 1 | 365 | 2.3778 | 0.76656 | 3 | 0.14438
27491 | 12.426 | 1 | 365 | 14.2052 | 0.47562 | 14 | 0.68078
26849 | 4.48 | 1 | 365 | 5.1214 | 0.26644 | 5 | 0.38789
27492 | 6.16 | 1 | 365 | 7.042 | 0.11635 | 7 | 0.15834
26853 | 3.57 | 1 | 365 | 4.0812 | 0.18107 | 4 | 0.26222
27493 | 10.35 | 1 | 365 | 11.8319 | 0.71823 | 12 | 0.55014
27050 | 9.47 | 1 | 365 | 10.8259 | 0.7016 | 11 | 0.52752
27990 | 3.64 | 1 | 365 | 4.1612 | 0.34148 | 4 | 0.50266
27494 | 5.886 | 1 | 365 | 6.7288 | 0.48845 | 7 | 0.21721
27991 | 5.98 | 1 | 365 | 6.8362 | 0.70386 | 7 | 0.54008
27992 | 4.42 | 1 | 365 | 5.0529 | 0.12894 | 5 | 0.1818
17419 | 13.26 | 1 | 365 | 15.1586 | 0.38683 | 15 | 0.54539
27995 | 11.44 | 1 | 365 | 13.078 | 0.21609 | 13 | 0.29407
27994 | 9.435 | 1 | 365 | 10.7859 | 0.6214 | 11 | 0.4073
27997 | 10.4 | 1 | 365 | 11.8891 | 0.83281 | 12 | 0.72188
17550 | 2.6 | 1 | 365 | 2.9723 | 0.9582 | 3 | 0.93047
27996 | 10.4 | 1 | 365 | 11.8891 | 0.83281 | 12 | 0.72188
27998 | 6.24 | 1 | 365 | 7.1334 | 0.29968 | 7 | 0.43313
17372 | 8.925 | 1 | 365 | 10.2029 | 0.45267 | 10 | 0.65555
27999 | 2.08 | 1 | 365 | 2.3778 | 0.76656 | 3 | 0.14438
17523 | 2.55 | 1 | 365 | 2.9151 | 0.84362 | 3 | 0.75873
17554 | 4.59 | 1 | 365 | 5.2472 | 0.51852 | 5 | 0.76571
28001 | 7.8 | 1 | 365 | 8.9168 | 0.8746 | 9 | 0.79141
17655 | 5.865 | 1 | 365 | 6.7048 | 0.44033 | 7 | 0.14508
17542 | 2.6 | 1 | 365 | 2.9723 | 0.9582 | 3 | 0.93047
27487 | 8.25 | 1 | 365 | 9.4312 | 0.90583 | 10 | 0.33707
27978 | 6.4 | 1 | 365 | 7.3164 | 0.66634 | 7 | 0.98269
27496 | 6.75 | 1 | 365 | 7.7165 | 0.46841 | 8 | 0.18487
27498 | 10.2 | 1 | 365 | 11.6604 | 0.37448 | 12 | 0.034919
17616 | 8.58 | 1 | 365 | 9.8085 | 0.66207 | 10 | 0.47055
25102 | 5.2 | 1 | 365 | 5.9445 | 0.9164 | 6 | 0.86094
17593 | 5.39 | 1 | 365 | 6.1617 | 0.35181 | 6 | 0.51355
27501 | 5.61 | 1 | 365 | 6.4132 | 0.85597 | 7 | 0.26921
24245 | 7.54 | 1 | 365 | 8.6196 | 0.27878 | 8 | 0.89836
27229 | 8.415 | 1 | 365 | 9.6199 | 0.28395 | 9 | 0.90381
28011 | 12.9 | 1 | 365 | 14.747 | 0.56185 | 15 | 0.30887
17642 | 5.355 | 1 | 365 | 6.1217 | 0.2716 | 6 | 0.39333
27505 | 6.63 | 1 | 365 | 7.5793 | 0.19341 | 7 | 0.7727
17865 | 9.435 | 1 | 365 | 10.7859 | 0.6214 | 11 | 0.4073
27507 | 6.24 | 1 | 365 | 7.1334 | 0.29968 | 7 | 0.43313
17717 | 3.06 | 1 | 365 | 3.4981 | 0.012345 | 3 | 0.51048
28014 | 6.63 | 1 | 365 | 7.5793 | 0.19341 | 7 | 0.7727
17891 | 8.06 | 1 | 365 | 9.214 | 0.47042 | 9 | 0.68446
27508 | 14.3 | 1 | 365 | 16.3475 | 0.77011 | 17 | 0.11758
27530 | 5.1 | 1 | 365 | 5.8302 | 0.68724 | 6 | 0.51746
18074 | 5.61 | 1 | 365 | 6.4132 | 0.85597 | 7 | 0.26921
17992 | 4.08 | 1 | 365 | 4.6642 | 0.34979 | 5 | 0.013968
24122 | 9.1 | 1 | 365 | 10.4029 | 0.85371 | 11 | 0.25664
25210 | 7.28 | 1 | 365 | 8.3224 | 0.68296 | 9 | 0.0053149
24422 | 7.02 | 1 | 365 | 8.0251 | 0.087144 | 8 | 0.11227
18112 | 13.78 | 1 | 365 | 15.753 | 0.57847 | 16 | 0.33149
18278 | 5.72 | 1 | 365 | 6.539 | 0.10804 | 6 | 0.64703
18132 | 4.94 | 1 | 365 | 5.6473 | 0.32058 | 5 | 0.96789
27052 | 6.76 | 1 | 365 | 7.7279 | 0.49132 | 8 | 0.21922
27053 | 6.82 | 1 | 365 | 7.7965 | 0.62882 | 8 | 0.42531
27054 | 6.76 | 1 | 365 | 7.7279 | 0.49132 | 8 | 0.21922
27055 | 4.16 | 1 | 365 | 4.7556 | 0.53312 | 5 | 0.28875
27056 | 3.12 | 1 | 365 | 3.5667 | 0.14984 | 3 | 0.71656
27059 | 6.5 | 1 | 365 | 7.4307 | 0.8955 | 8 | 0.32617
27058 | 32.5 | 0.9 | 365 | 33.438 | 0.029768 | 33 | 0.46778
27061 | 9.54 | 1 | 365 | 10.9059 | 0.86202 | 11 | 0.76795
27062 | 6.5 | 1 | 365 | 7.4307 | 0.8955 | 8 | 0.32617
27064 | 5.725 | 1 | 365 | 6.5447 | 0.1195 | 6 | 0.66421
27065 | 4.98 | 1 | 365 | 5.693 | 0.41225 | 6 | 0.10528
27066 | 9.435 | 1 | 365 | 10.7859 | 0.6214 | 11 | 0.4073
27069 | 6.82 | 1 | 365 | 7.7965 | 0.62882 | 8 | 0.42531
27073 | 5.72 | 1 | 365 | 6.539 | 0.10804 | 6 | 0.64703
27086 | 5.88 | 1 | 365 | 6.7219 | 0.4747 | 7 | 0.1966
27095 | 6.885 | 1 | 365 | 7.8708 | 0.77778 | 8 | 0.64857
26919 | 7.06 | 1 | 365 | 8.0709 | 0.17881 | 8 | 0.24966
27070 | 5.215 | 1 | 365 | 5.9617 | 0.95078 | 6 | 0.91246
27071 | 16.83 | 1 | 365 | 19.2397 | 0.5679 | 19 | 0.80762
27072 | 14.04 | 1 | 365 | 16.0502 | 0.17429 | 16 | 0.22454
27074 | 7.395 | 1 | 365 | 8.4538 | 0.9465 | 9 | 0.40032
27077 | 6.12 | 1 | 365 | 6.9963 | 0.02469 | 7 | 0.020952
27078 | 6.44 | 1 | 365 | 7.3621 | 0.75801 | 8 | 0.12009
27080 | 11 | 1 | 365 | 12.575 | 0.20778 | 12 | 0.78276
27081 | 4.59 | 1 | 365 | 5.2472 | 0.51852 | 5 | 0.76571
27082 | 12.88 | 1 | 365 | 14.7242 | 0.51601 | 15 | 0.24017
27084 | 8.68 | 1 | 365 | 9.9228 | 0.89123 | 10 | 0.81403
28036 | 4.59 | 1 | 365 | 5.2472 | 0.51852 | 5 | 0.76571
27087 | 3.64 | 1 | 365 | 4.1612 | 0.34148 | 4 | 0.50266
27088 | 8.06 | 1 | 365 | 9.214 | 0.47042 | 9 | 0.68446
27089 | 7.02 | 1 | 365 | 8.0251 | 0.087144 | 8 | 0.11227
27098 | 9.1 | 1 | 365 | 10.4029 | 0.85371 | 11 | 0.25664
27102 | 9.805 | 1 | 365 | 11.2089 | 0.46929 | 11 | 0.67817
27475 | 5.46 | 1 | 365 | 6.2418 | 0.51222 | 6 | 0.75399
27104 | 5.72 | 1 | 365 | 6.539 | 0.10804 | 6 | 0.64703
27112 | 14.56 | 1 | 365 | 16.6447 | 0.36593 | 17 | 0.01063
27116 | 6.867 | 1 | 365 | 7.8502 | 0.73653 | 8 | 0.58674
27115 | 5.72 | 1 | 365 | 6.539 | 0.10804 | 6 | 0.64703
27853 | 6.48 | 1 | 365 | 7.4078 | 0.84967 | 8 | 0.25748
27734 | 28.5 | 0.9 | 365 | 29.3226 | 0.77995 | 30 | 0.10252
27121 | 8.25 | 1 | 365 | 9.4312 | 0.90583 | 10 | 0.33707
27124 | 6.9 | 1 | 365 | 7.8879 | 0.81215 | 8 | 0.70009
27122 | 6.9 | 1 | 365 | 7.8879 | 0.81215 | 8 | 0.70009
27789 | 12.1 | 1 | 365 | 13.8325 | 0.72855 | 14 | 0.56103
24343 | 5.46 | 1 | 365 | 6.2418 | 0.51222 | 6 | 0.75399
27119 | 10.66 | 1 | 365 | 12.1863 | 0.42863 | 12 | 0.61493
27791 | 6.6 | 1 | 365 | 7.545 | 0.12467 | 7 | 0.66965
27103 | 12 | 1 | 365 | 13.7182 | 0.49939 | 14 | 0.21755
27794 | 4.77 | 1 | 365 | 5.453 | 0.93101 | 6 | 0.38398
27797 | 9.6 | 1 | 365 | 10.9745 | 0.99951 | 11 | 0.97404
27128 | 8.175 | 1 | 365 | 9.3455 | 0.73396 | 10 | 0.079457
27799 | 9 | 1 | 365 | 10.2886 | 0.62454 | 10 | 0.91316
27147 | 6.05 | 1 | 365 | 6.9162 | 0.86428 | 7 | 0.78052
27397 | 7.905 | 1 | 365 | 9.0368 | 0.11522 | 9 | 0.15206
27131 | 7.28 | 1 | 365 | 8.3224 | 0.68296 | 9 | 0.0053149
27775 | 4.16 | 1 | 365 | 4.7556 | 0.53312 | 5 | 0.28875
27780 | 6.24 | 1 | 365 | 7.1334 | 0.29968 | 7 | 0.43313
27813 | 12.04 | 1 | 365 | 13.7639 | 0.59106 | 14 | 0.35494
27136 | 3.38 | 1 | 365 | 3.8639 | 0.74566 | 4 | 0.60961
27814 | 3.9 | 1 | 365 | 4.4584 | 0.9373 | 5 | 0.3957
27321 | 6.24 | 1 | 365 | 7.1334 | 0.29968 | 7 | 0.43313
27139 | 9.69 | 1 | 365 | 11.0774 | 0.20576 | 11 | 0.28317
27782 | 5.2 | 1 | 365 | 5.9445 | 0.9164 | 6 | 0.86094
27138 | 5.98 | 1 | 365 | 6.8362 | 0.70386 | 7 | 0.54008
27464 | 5.565 | 1 | 365 | 6.3618 | 0.75284 | 7 | 0.11464
27564 | 8.1 | 1 | 365 | 9.2598 | 0.56209 | 9 | 0.82185
27554 | 5.2 | 1 | 365 | 5.9445 | 0.9164 | 6 | 0.86094
27792 | 6.76 | 1 | 365 | 7.7279 | 0.49132 | 8 | 0.21922
27542 | 8.215 | 1 | 365 | 9.3912 | 0.82563 | 10 | 0.21685
27528 | 3.06 | 1 | 365 | 3.4981 | 0.012345 | 3 | 0.51048
27140 | 6.05 | 1 | 365 | 6.9162 | 0.86428 | 7 | 0.78052
27562 | 6.36 | 1 | 365 | 7.2706 | 0.57468 | 7 | 0.8453
27826 | 7.54 | 1 | 365 | 8.6196 | 0.27878 | 8 | 0.89836
27142 | 10.45 | 1 | 365 | 11.9462 | 0.94739 | 12 | 0.89362
27459 | 6.76 | 1 | 365 | 7.7279 | 0.49132 | 8 | 0.21922
27828 | 7.28 | 1 | 365 | 8.3224 | 0.68296 | 9 | 0.0053149
27143 | 6.76 | 1 | 365 | 7.7279 | 0.49132 | 8 | 0.21922
27840 | 8.67 | 1 | 365 | 9.9114 | 0.86831 | 10 | 0.77968
27144 | 9.36 | 1 | 365 | 10.7002 | 0.44953 | 11 | 0.14969
27842 | 11.04 | 1 | 365 | 12.6207 | 0.29944 | 12 | 0.92015
27146 | 10.45 | 1 | 365 | 11.9462 | 0.94739 | 12 | 0.89362
27841 | 9.18 | 1 | 365 | 10.4944 | 0.037035 | 10 | 0.53143
27145 | 10.92 | 1 | 365 | 12.4835 | 0.024447 | 12 | 0.50797
27149 | 10.725 | 1 | 365 | 12.2606 | 0.57758 | 12 | 0.83819
27150 | 11.55 | 1 | 365 | 13.2037 | 0.46816 | 13 | 0.67189
27148 | 2.6 | 1 | 365 | 2.9723 | 0.9582 | 3 | 0.93047
27151 | 9 | 1 | 365 | 10.2886 | 0.62454 | 10 | 0.91316
24822 | 10.66 | 1 | 365 | 12.1863 | 0.42863 | 12 | 0.61493
25133 | 5.98 | 1 | 365 | 6.8362 | 0.70386 | 7 | 0.54008
27153 | 12.75 | 1 | 365 | 14.5755 | 0.2181 | 14 | 0.79365
27577 | 2.6 | 1 | 365 | 2.9723 | 0.9582 | 3 | 0.93047
27155 | 4.845 | 1 | 365 | 5.5387 | 0.10288 | 5 | 0.64159
27585 | 4.77 | 1 | 365 | 5.453 | 0.93101 | 6 | 0.38398
27599 | 6.095 | 1 | 365 | 6.9677 | 0.9674 | 7 | 0.93508
27156 | 9.69 | 1 | 365 | 11.0774 | 0.20576 | 11 | 0.28317
27560 | 6.095 | 1 | 365 | 6.9677 | 0.9674 | 7 | 0.93508
27157 | 4.59 | 1 | 365 | 5.2472 | 0.51852 | 5 | 0.76571
27574 | 7.83 | 1 | 365 | 8.9511 | 0.94335 | 9 | 0.89445
27158 | 5.5 | 1 | 365 | 6.2875 | 0.60389 | 6 | 0.89138
27569 | 8.06 | 1 | 365 | 9.214 | 0.47042 | 9 | 0.68446
27589 | 2.08 | 1 | 365 | 2.3778 | 0.76656 | 3 | 0.14438
27597 | 13.26 | 1 | 365 | 15.1586 | 0.38683 | 15 | 0.54539
27576 | 7.02 | 1 | 365 | 8.0251 | 0.087144 | 8 | 0.11227
27631 | 10.66 | 1 | 365 | 12.1863 | 0.42863 | 12 | 0.61493
20017 | 3.12 | 1 | 365 | 3.5667 | 0.14984 | 3 | 0.71656
20635 | 6.24 | 1 | 365 | 7.1334 | 0.29968 | 7 | 0.43313
20650 | 7.8 | 1 | 365 | 8.9168 | 0.8746 | 9 | 0.79141
21025 | 4.68 | 1 | 365 | 5.3501 | 0.72476 | 6 | 0.074845
21105 | 10.14 | 1 | 365 | 11.5918 | 0.23699 | 11 | 0.82883
21213 | 5.72 | 1 | 365 | 6.539 | 0.10804 | 6 | 0.64703
21442 | 6.5 | 1 | 365 | 7.4307 | 0.8955 | 8 | 0.32617
20638 | 7.02 | 1 | 365 | 8.0251 | 0.087144 | 8 | 0.11227
21812 | 11.96 | 1 | 365 | 13.6724 | 0.40773 | 14 | 0.08016
21911 | 5.2 | 1 | 365 | 5.9445 | 0.9164 | 6 | 0.86094
22071 | 7.54 | 1 | 365 | 8.6196 | 0.27878 | 8 | 0.89836
22406 | 7.54 | 1 | 365 | 8.6196 | 0.27878 | 8 | 0.89836
27159 | 7.5 | 1 | 365 | 8.5739 | 0.18712 | 8 | 0.76097
27160 | 5.225 | 1 | 365 | 5.9731 | 0.97369 | 6 | 0.94681
27161 | 7.395 | 1 | 365 | 8.4538 | 0.9465 | 9 | 0.40032
27162 | 2.805 | 1 | 365 | 3.2066 | 0.42798 | 3 | 0.6346
27163 | 8.925 | 1 | 365 | 10.2029 | 0.45267 | 10 | 0.65555
27036 | 12.5 | 1 | 365 | 14.2897 | 0.6452 | 14 | 0.93495
27154 | 4.42 | 1 | 365 | 5.0529 | 0.12894 | 5 | 0.1818
27172 | 4.16 | 1 | 365 | 4.7556 | 0.53312 | 5 | 0.28875
27173 | 5.98 | 1 | 365 | 6.8362 | 0.70386 | 7 | 0.54008
27174 | 5.98 | 1 | 365 | 6.8362 | 0.70386 | 7 | 0.54008
22408 | 8.32 | 1 | 365 | 9.5113 | 0.066245 | 9 | 0.5775
22091 | 7.02 | 1 | 365 | 8.0251 | 0.087144 | 8 | 0.11227
22000 | 4.68 | 1 | 365 | 5.3501 | 0.72476 | 6 | 0.074845
27578 | 4.68 | 1 | 365 | 5.3501 | 0.72476 | 6 | 0.074845
27579 | 8.25 | 1 | 365 | 9.4312 | 0.90583 | 10 | 0.33707
27582 | 4.94 | 1 | 365 | 5.6473 | 0.32058 | 5 | 0.96789
27583 | 9 | 1 | 365 | 10.2886 | 0.62454 | 10 | 0.91316
27586 | 4 | 1 | 365 | 4.5727 | 0.16646 | 4 | 0.73918
27590 | 5.775 | 1 | 365 | 6.6019 | 0.23408 | 6 | 0.83595
27593 | 7.15 | 1 | 365 | 8.1737 | 0.38505 | 8 | 0.55879
27595 | 2.75 | 1 | 365 | 3.1437 | 0.30194 | 3 | 0.44569
27611 | 4.5 | 1 | 365 | 5.1443 | 0.31227 | 5 | 0.45658
27612 | 9.075 | 1 | 365 | 10.3744 | 0.79642 | 11 | 0.17077
27616 | 9.5 | 1 | 365 | 10.8602 | 0.77035 | 11 | 0.63056
27629 | 15.5 | 1 | 365 | 17.7193 | 0.52005 | 18 | 0.23934
27594 | 9.805 | 1 | 365 | 11.2089 | 0.46929 | 11 | 0.67817
27601 | 7.155 | 1 | 365 | 8.1795 | 0.39651 | 8 | 0.57597
27436 | 6.885 | 1 | 365 | 7.8708 | 0.77778 | 8 | 0.64857
27438 | 4.16 | 1 | 365 | 4.7556 | 0.53312 | 5 | 0.28875
27175 | 5.46 | 1 | 365 | 6.2418 | 0.51222 | 6 | 0.75399
27513 | 6.63 | 1 | 365 | 7.5793 | 0.19341 | 7 | 0.7727
27176 | 13.26 | 1 | 365 | 15.1586 | 0.38683 | 15 | 0.54539
27444 | 7.905 | 1 | 365 | 9.0368 | 0.11522 | 9 | 0.15206
27179 | 9.81 | 1 | 365 | 11.2146 | 0.48075 | 11 | 0.69535
27516 | 7.905 | 1 | 365 | 9.0368 | 0.11522 | 9 | 0.15206
27442 | 4 | 1 | 365 | 4.5727 | 0.16646 | 4 | 0.73918
27177 | 12.22 | 1 | 365 | 13.9697 | 0.0035475 | 13 | 0.97321
27431 | 6.375 | 1 | 365 | 7.2878 | 0.60905 | 7 | 0.89682
27181 | 9.88 | 1 | 365 | 11.2946 | 0.64117 | 11 | 0.93578
27451 | 10.78 | 1 | 365 | 12.3235 | 0.70362 | 13 | 0.027101
27183 | 12.825 | 1 | 365 | 14.6613 | 0.38998 | 15 | 0.051259
27452 | 4.08 | 1 | 365 | 4.6642 | 0.34979 | 5 | 0.013968
27456 | 7.02 | 1 | 365 | 8.0251 | 0.087144 | 8 | 0.11227
27184 | 11.18 | 1 | 365 | 12.7808 | 0.62027 | 13 | 0.40102
27457 | 6.375 | 1 | 365 | 7.2878 | 0.60905 | 7 | 0.89682
27499 | 4.08 | 1 | 365 | 4.6642 | 0.34979 | 5 | 0.013968
27495 | 8.925 | 1 | 365 | 10.2029 | 0.45267 | 10 | 0.65555
27185 | 7.25 | 1 | 365 | 8.2881 | 0.61422 | 8 | 0.90227
27504 | 11.22 | 1 | 365 | 12.8265 | 0.71193 | 13 | 0.53841
27512 | 3.825 | 1 | 365 | 4.3727 | 0.76543 | 5 | 0.13809
27521 | 8.32 | 1 | 365 | 9.5113 | 0.066245 | 9 | 0.5775
26401 | 6.5 | 1 | 365 | 7.4307 | 0.8955 | 8 | 0.32617
27526 | 4.08 | 1 | 365 | 4.6642 | 0.34979 | 5 | 0.013968
27463 | 6.12 | 1 | 365 | 6.9963 | 0.02469 | 7 | 0.020952
27460 | 3.825 | 1 | 365 | 4.3727 | 0.76543 | 5 | 0.13809
26997 | 29.58 | 0.9 | 365 | 30.4337 | 0.0074012 | 30 | 0.44114
27466 | 2.295 | 1 | 365 | 2.6236 | 0.25926 | 2 | 0.88286
18729 | 14.3 | 1 | 365 | 16.3475 | 0.77011 | 17 | 0.11758
27890 | 8.58 | 1 | 365 | 9.8085 | 0.66207 | 10 | 0.47055
26806 | 9.36 | 1 | 365 | 10.7002 | 0.44953 | 11 | 0.14969
27186 | 8.4 | 1 | 365 | 9.6027 | 0.24957 | 9 | 0.85229
27893 | 5.72 | 1 | 365 | 6.539 | 0.10804 | 6 | 0.64703
27891 | 5.46 | 1 | 365 | 6.2418 | 0.51222 | 6 | 0.75399
27897 | 6.24 | 1 | 365 | 7.1334 | 0.29968 | 7 | 0.43313
27188 | 7.5 | 1 | 365 | 8.5739 | 0.18712 | 8 | 0.76097
27898 | 6.76 | 1 | 365 | 7.7279 | 0.49132 | 8 | 0.21922
27903 | 5.72 | 1 | 365 | 6.539 | 0.10804 | 6 | 0.64703
27812 | 6.24 | 1 | 365 | 7.1334 | 0.29968 | 7 | 0.43313
27187 | 8.1 | 1 | 365 | 9.2598 | 0.56209 | 9 | 0.82185
27904 | 10.4 | 1 | 365 | 11.8891 | 0.83281 | 12 | 0.72188
27902 | 10.4 | 1 | 365 | 11.8891 | 0.83281 | 12 | 0.72188
26947 | 7.02 | 1 | 365 | 8.0251 | 0.087144 | 8 | 0.11227
27908 | 7.14 | 1 | 365 | 8.1623 | 0.36214 | 8 | 0.52444
27041 | 8.32 | 1 | 365 | 9.5113 | 0.066245 | 9 | 0.5775
27912 | 11.18 | 1 | 365 | 12.7808 | 0.62027 | 13 | 0.40102
27914 | 5.46 | 1 | 365 | 6.2418 | 0.51222 | 6 | 0.75399
27085 | 5.565 | 1 | 365 | 6.3618 | 0.75284 | 7 | 0.11464
27720 | 8.67 | 1 | 365 | 9.9114 | 0.86831 | 10 | 0.77968
26061 | 8.06 | 1 | 365 | 9.214 | 0.47042 | 9 | 0.68446
27190 | 6.48 | 1 | 365 | 7.4078 | 0.84967 | 8 | 0.25748
27919 | 8.32 | 1 | 365 | 9.5113 | 0.066245 | 9 | 0.5775
27536 | 9.435 | 1 | 365 | 10.7859 | 0.6214 | 11 | 0.4073
27921 | 3.9 | 1 | 365 | 4.4584 | 0.9373 | 5 | 0.3957
27178 | 2.85 | 1 | 365 | 3.2581 | 0.53111 | 3 | 0.78917
27393 | 13.005 | 1 | 365 | 14.8671 | 0.80247 | 15 | 0.66952
27926 | 3.825 | 1 | 365 | 4.3727 | 0.76543 | 5 | 0.13809
27191 | 8.68 | 1 | 365 | 9.9228 | 0.89123 | 10 | 0.81403
27400 | 6.885 | 1 | 365 | 7.8708 | 0.77778 | 8 | 0.64857
27922 | 8.415 | 1 | 365 | 9.6199 | 0.28395 | 9 | 0.90381
27192 | 3.64 | 1 | 365 | 4.1612 | 0.34148 | 4 | 0.50266
27929 | 3.38 | 1 | 365 | 3.8639 | 0.74566 | 4 | 0.60961
27410 | 7.65 | 1 | 365 | 8.7453 | 0.53086 | 9 | 0.27619
27924 | 3.06 | 1 | 365 | 3.4981 | 0.012345 | 3 | 0.51048
27193 | 6.71 | 1 | 365 | 7.6707 | 0.37674 | 8 | 0.047481
27932 | 2.08 | 1 | 365 | 2.3778 | 0.76656 | 3 | 0.14438
27403 | 10.455 | 1 | 365 | 11.9519 | 0.95885 | 12 | 0.91079
27900 | 4.68 | 1 | 365 | 5.3501 | 0.72476 | 6 | 0.074845
27406 | 6.12 | 1 | 365 | 6.9963 | 0.02469 | 7 | 0.020952
27905 | 5.5 | 1 | 365 | 6.2875 | 0.60389 | 6 | 0.89138
27411 | 7.905 | 1 | 365 | 9.0368 | 0.11522 | 9 | 0.15206
27909 | 4.2 | 1 | 365 | 4.8014 | 0.62479 | 5 | 0.42614
27391 | 3.5 | 1 | 365 | 4.0011 | 0.020656 | 4 | 0.021786
27911 | 7.2 | 1 | 365 | 8.2309 | 0.49964 | 8 | 0.73053
27931 | 4.8 | 1 | 365 | 5.4873 | 0.99976 | 6 | 0.48702
27935 | 10.8 | 1 | 365 | 12.3463 | 0.74945 | 13 | 0.095797
27412 | 8.16 | 1 | 365 | 9.3283 | 0.69959 | 10 | 0.027935
27943 | 4.845 | 1 | 365 | 5.5387 | 0.10288 | 5 | 0.64159
27409 | 5.865 | 1 | 365 | 6.7048 | 0.44033 | 7 | 0.14508
27824 | 4.42 | 1 | 365 | 5.0529 | 0.12894 | 5 | 0.1818
27402 | 10.2 | 1 | 365 | 11.6604 | 0.37448 | 12 | 0.034919
27561 | 3.75 | 1 | 365 | 4.2869 | 0.59356 | 4 | 0.88049
27565 | 8.415 | 1 | 365 | 9.6199 | 0.28395 | 9 | 0.90381
27551 | 3.64 | 1 | 365 | 4.1612 | 0.34148 | 4 | 0.50266
27427 | 6.63 | 1 | 365 | 7.5793 | 0.19341 | 7 | 0.7727
26763 | 6.24 | 1 | 365 | 7.1334 | 0.29968 | 7 | 0.43313
23594 | 5.98 | 1 | 365 | 6.8362 | 0.70386 | 7 | 0.54008
27418 | 11.475 | 1 | 365 | 13.118 | 0.29629 | 13 | 0.41428
23591 | 9.1 | 1 | 365 | 10.4029 | 0.85371 | 11 | 0.25664
27417 | 6.12 | 1 | 365 | 6.9963 | 0.02469 | 7 | 0.020952
27428 | 11.985 | 1 | 365 | 13.701 | 0.46502 | 14 | 0.16603
24019 | 5.2 | 1 | 365 | 5.9445 | 0.9164 | 6 | 0.86094
27420 | 9.69 | 1 | 365 | 11.0774 | 0.20576 | 11 | 0.28317
23573 | 13 | 1 | 365 | 14.8613 | 0.79101 | 15 | 0.65235
27439 | 7.395 | 1 | 365 | 8.4538 | 0.9465 | 9 | 0.40032
27443 | 5.75 | 1 | 365 | 6.5733 | 0.17679 | 6 | 0.75008
28116 | 7.125 | 1 | 365 | 8.1452 | 0.32776 | 8 | 0.47292
28044 | 4.42 | 1 | 365 | 5.0529 | 0.12894 | 5 | 0.1818
28122 | 4.94 | 1 | 365 | 5.6473 | 0.32058 | 5 | 0.96789
28047 | 5.72 | 1 | 365 | 6.539 | 0.10804 | 6 | 0.64703
27870 | 9.18 | 1 | 365 | 10.4944 | 0.037035 | 10 | 0.53143
28127 | 4.68 | 1 | 365 | 5.3501 | 0.72476 | 6 | 0.074845
25016 | 4.42 | 1 | 365 | 5.0529 | 0.12894 | 5 | 0.1818
28079 | 8.67 | 1 | 365 | 9.9114 | 0.86831 | 10 | 0.77968
18311 | 8.16 | 1 | 365 | 9.3283 | 0.69959 | 10 | 0.027935
27387 | 22.25 | 1 | 365 | 25.4358 | 0.98846 | 26 | 0.42421
28109 | 2.08 | 1 | 365 | 2.3778 | 0.76656 | 3 | 0.14438
28128 | 3.64 | 1 | 365 | 4.1612 | 0.34148 | 4 | 0.50266
27667 | 28.325 | 0.9 | 365 | 29.1425 | 0.41902 | 29 | 0.56154
28129 | 3.18 | 1 | 365 | 3.6353 | 0.28734 | 3 | 0.92265
28058 | 11.7 | 1 | 365 | 13.3752 | 0.81191 | 14 | 0.18711
27811 | 3.9 | 1 | 365 | 4.4584 | 0.9373 | 5 | 0.3957
28131 | 5.72 | 1 | 365 | 6.539 | 0.10804 | 6 | 0.64703
28006 | 6.48 | 1 | 365 | 7.4078 | 0.84967 | 8 | 0.25748
28136 | 5.2 | 1 | 365 | 5.9445 | 0.9164 | 6 | 0.86094
28137 | 3.38 | 1 | 365 | 3.8639 | 0.74566 | 4 | 0.60961
25051 | 6.24 | 1 | 365 | 7.1334 | 0.29968 | 7 | 0.43313
28057 | 12.48 | 1 | 365 | 14.2669 | 0.59937 | 14 | 0.86625
28049 | 7.28 | 1 | 365 | 8.3224 | 0.68296 | 9 | 0.0053149
18076 | 8.84 | 1 | 365 | 10.1057 | 0.25789 | 10 | 0.3636
19740 | 5.46 | 1 | 365 | 6.2418 | 0.51222 | 6 | 0.75399
19775 | 3.25 | 1 | 365 | 3.7153 | 0.44775 | 4 | 0.16309
28050 | 8.25 | 1 | 365 | 9.4312 | 0.90583 | 10 | 0.33707
19821 | 9.62 | 1 | 365 | 10.9974 | 0.045346 | 11 | 0.042738
18465 | 2.805 | 1 | 365 | 3.2066 | 0.42798 | 3 | 0.6346
19535 | 5.2 | 1 | 365 | 5.9445 | 0.9164 | 6 | 0.86094
19772 | 11.22 | 1 | 365 | 12.8265 | 0.71193 | 13 | 0.53841
18790 | 1.715 | 1 | 365 | 1.9606 | 0.93012 | 2 | 0.89068
28055 | 12.19 | 1 | 365 | 13.9354 | 0.9348 | 14 | 0.87016
27529 | 5.72 | 1 | 365 | 6.539 | 0.10804 | 6 | 0.64703
18787 | 4.75 | 1 | 365 | 5.4301 | 0.88518 | 6 | 0.31528
18320 | 5.61 | 1 | 365 | 6.4132 | 0.85597 | 7 | 0.26921
27575 | 6 | 1 | 365 | 6.8591 | 0.7497 | 7 | 0.60878
18733 | 5.1 | 1 | 365 | 5.8302 | 0.68724 | 6 | 0.51746
27441 | 2.08 | 1 | 365 | 2.3778 | 0.76656 | 3 | 0.14438
27461 | 8.58 | 1 | 365 | 9.8085 | 0.66207 | 10 | 0.47055
27449 | 6.24 | 1 | 365 | 7.1334 | 0.29968 | 7 | 0.43313
27458 | 3.38 | 1 | 365 | 3.8639 | 0.74566 | 4 | 0.60961
27514 | 5.72 | 1 | 365 | 6.539 | 0.10804 | 6 | 0.64703
27453 | 9.88 | 1 | 365 | 11.2946 | 0.64117 | 11 | 0.93578
28112 | 8.84 | 1 | 365 | 10.1057 | 0.25789 | 10 | 0.3636
18391 | 5.865 | 1 | 365 | 6.7048 | 0.44033 | 7 | 0.14508
23108 | 5.46 | 1 | 365 | 6.2418 | 0.51222 | 6 | 0.75399
28105 | 8.745 | 1 | 365 | 9.9971 | 0.040182 | 10 | 0.037291
27543 | 9.435 | 1 | 365 | 10.7859 | 0.6214 | 11 | 0.4073
28051 | 12.74 | 1 | 365 | 14.5641 | 0.19519 | 14 | 0.7593
28096 | 8.925 | 1 | 365 | 10.2029 | 0.45267 | 10 | 0.65555
28093 | 4.16 | 1 | 365 | 4.7556 | 0.53312 | 5 | 0.28875
23580 | 8.32 | 1 | 365 | 9.5113 | 0.066245 | 9 | 0.5775
21085 | 9.36 | 1 | 365 | 10.7002 | 0.44953 | 11 | 0.14969
13315 | 8.25 | 1 | 365 | 9.4312 | 0.90583 | 10 | 0.33707
28084 | 2.805 | 1 | 365 | 3.2066 | 0.42798 | 3 | 0.6346
27517 | 5.865 | 1 | 365 | 6.7048 | 0.44033 | 7 | 0.14508
23391 | 7.28 | 1 | 365 | 8.3224 | 0.68296 | 9 | 0.0053149
28085 | 7.56 | 1 | 365 | 8.6424 | 0.32462 | 8 | 0.96706
28064 | 6.76 | 1 | 365 | 7.7279 | 0.49132 | 8 | 0.21922
22003 | 7.28 | 1 | 365 | 8.3224 | 0.68296 | 9 | 0.0053149
28067 | 9.76 | 1 | 365 | 11.1574 | 0.36617 | 11 | 0.52361
23716 | 5.2 | 1 | 365 | 5.9445 | 0.9164 | 6 | 0.86094
24030 | 5.2 | 1 | 365 | 5.9445 | 0.9164 | 6 | 0.86094
24041 | 3.9 | 1 | 365 | 4.4584 | 0.9373 | 5 | 0.3957
24012 | 374.22 | 0.9 | 365 | 385.0207 | 0.81169 | 385 | 0.83242
23661 | 3.12 | 1 | 365 | 3.5667 | 0.14984 | 3 | 0.71656
24023 | 8.84 | 1 | 365 | 10.1057 | 0.25789 | 10 | 0.3636
28089 | 13.78 | 1 | 365 | 15.753 | 0.57847 | 16 | 0.33149
23754 | 4.68 | 1 | 365 | 5.3501 | 0.72476 | 6 | 0.074845
24262 | 6.5 | 1 | 365 | 7.4307 | 0.8955 | 8 | 0.32617
26852 | 4.578 | 1 | 365 | 5.2335 | 0.49102 | 5 | 0.7245
26855 | 3.57 | 1 | 365 | 4.0812 | 0.18107 | 4 | 0.26222
26859 | 10.46 | 1 | 365 | 11.9577 | 0.9703 | 12 | 0.92797
26858 | 9.87 | 1 | 365 | 11.2832 | 0.61825 | 11 | 0.90144
24345 | 7.05 | 1 | 365 | 8.0594 | 0.15589 | 8 | 0.21531
26862 | 7.7 | 1 | 365 | 8.8025 | 0.64544 | 9 | 0.44793
25838 | 7.8 | 1 | 365 | 8.9168 | 0.8746 | 9 | 0.79141
26856 | 2.385 | 1 | 365 | 2.7265 | 0.4655 | 3 | 0.19199
26864 | 17.4 | 1 | 365 | 19.8913 | 0.87412 | 20 | 0.76545
26894 | 3.64 | 1 | 365 | 4.1612 | 0.34148 | 4 | 0.50266
26865 | 6.12 | 1 | 365 | 6.9963 | 0.02469 | 7 | 0.020952
26869 | 4.42 | 1 | 365 | 5.0529 | 0.12894 | 5 | 0.1818
26875 | 12.48 | 1 | 365 | 14.2669 | 0.59937 | 14 | 0.86625
26895 | 5.32 | 1 | 365 | 6.0817 | 0.1914 | 6 | 0.27311
26906 | 8.42 | 1 | 365 | 9.6256 | 0.29541 | 9 | 0.92098
26921 | 8.96 | 1 | 365 | 10.2429 | 0.53288 | 10 | 0.77577
21075 | 4.365 | 1 | 365 | 4.99 | 0.0029038 | 4 | 0.99288
26929 | 9.44 | 1 | 365 | 10.7916 | 0.63286 | 11 | 0.42447
26927 | 11.22 | 1 | 365 | 12.8265 | 0.71193 | 13 | 0.53841
20881 | 3.43 | 1 | 365 | 3.9211 | 0.86024 | 4 | 0.78135
18106 | 2.55 | 1 | 365 | 2.9151 | 0.84362 | 3 | 0.75873
26924 | 5.73 | 1 | 365 | 6.5504 | 0.13096 | 6 | 0.68138
26923 | 8.83 | 1 | 365 | 10.0943 | 0.23497 | 10 | 0.32925
26922 | 5.98 | 1 | 365 | 6.8362 | 0.70386 | 7 | 0.54008
26878 | 5.46 | 1 | 365 | 6.2418 | 0.51222 | 6 | 0.75399
26884 | 5.46 | 1 | 365 | 6.2418 | 0.51222 | 6 | 0.75399
26887 | 9.1 | 1 | 365 | 10.4029 | 0.85371 | 11 | 0.25664
26889 | 3.12 | 1 | 365 | 3.5667 | 0.14984 | 3 | 0.71656
26888 | 13.16 | 1 | 365 | 15.0442 | 0.15767 | 15 | 0.20192
26890 | 16.24 | 1 | 365 | 18.5652 | 0.21584 | 18 | 0.78109
26892 | 5.32 | 1 | 365 | 6.0817 | 0.1914 | 6 | 0.27311
26891 | 11.44 | 1 | 365 | 13.078 | 0.21609 | 13 | 0.29407
26893 | 8.12 | 1 | 365 | 9.2826 | 0.60792 | 9 | 0.89054
26920 | 4.16 | 1 | 365 | 4.7556 | 0.53312 | 5 | 0.28875
26918 | 9.24 | 1 | 365 | 10.563 | 0.17453 | 10 | 0.73752
26917 | 4.48 | 1 | 365 | 5.1214 | 0.26644 | 5 | 0.38789
26915 | 9.52 | 1 | 365 | 10.8831 | 0.81618 | 11 | 0.69926
26914 | 4.76 | 1 | 365 | 5.4415 | 0.90809 | 6 | 0.34963
26913 | 5.2 | 1 | 365 | 5.9445 | 0.9164 | 6 | 0.86094
26912 | 7.425 | 1 | 365 | 8.4881 | 0.015249 | 8 | 0.50336
26909 | 5.46 | 1 | 365 | 6.2418 | 0.51222 | 6 | 0.75399
26907 | 6.63 | 1 | 365 | 7.5793 | 0.19341 | 7 | 0.7727
26896 | 6.63 | 1 | 365 | 7.5793 | 0.19341 | 7 | 0.7727
26897 | 6.44 | 1 | 365 | 7.3621 | 0.75801 | 8 | 0.12009
26899 | 5.83 | 1 | 365 | 6.6647 | 0.36012 | 7 | 0.024861
26901 | 7.91 | 1 | 365 | 9.0426 | 0.12668 | 9 | 0.16924
26900 | 7.28 | 1 | 365 | 8.3224 | 0.68296 | 9 | 0.0053149
26902 | 12.38 | 1 | 365 | 14.1526 | 0.37021 | 14 | 0.52277
26903 | 5.36 | 1 | 365 | 6.1274 | 0.28306 | 6 | 0.41051
26904 | 4.59 | 1 | 365 | 5.2472 | 0.51852 | 5 | 0.76571
26905 | 6.89 | 1 | 365 | 7.8765 | 0.78923 | 8 | 0.66574
22015 | 9.88 | 1 | 365 | 11.2946 | 0.64117 | 11 | 0.93578
22056 | 7.56 | 1 | 365 | 8.6424 | 0.32462 | 8 | 0.96706
22061 | 4.05 | 1 | 365 | 4.6299 | 0.28104 | 4 | 0.91092
22203 | 14.56 | 1 | 365 | 16.6447 | 0.36593 | 17 | 0.01063
22201 | 5.13 | 1 | 365 | 5.8645 | 0.75599 | 6 | 0.6205
22502 | 14.04 | 1 | 365 | 16.0502 | 0.17429 | 16 | 0.22454
22493 | 7.28 | 1 | 365 | 8.3224 | 0.68296 | 9 | 0.0053149
22500 | 5.72 | 1 | 365 | 6.539 | 0.10804 | 6 | 0.64703
22650 | 3.9 | 1 | 365 | 4.4584 | 0.9373 | 5 | 0.3957
22712 | 10.57 | 1 | 365 | 12.0834 | 0.22238 | 12 | 0.30579
22732 | 5.47 | 1 | 365 | 6.2532 | 0.53514 | 6 | 0.78833
22755 | 6.47 | 1 | 365 | 7.3964 | 0.82676 | 8 | 0.22313
22764 | 6.82 | 1 | 365 | 7.7965 | 0.62882 | 8 | 0.42531
22787 | 10.215 | 1 | 365 | 11.6776 | 0.40886 | 12 | 0.086441
22817 | 9.705 | 1 | 365 | 11.0946 | 0.24013 | 11 | 0.3347
22831 | 8.1 | 1 | 365 | 9.2598 | 0.56209 | 9 | 0.82185
22867 | 5.98 | 1 | 365 | 6.8362 | 0.70386 | 7 | 0.54008
22874 | 6.725 | 1 | 365 | 7.6879 | 0.41112 | 8 | 0.099003
22778 | 10.215 | 1 | 365 | 11.6776 | 0.40886 | 12 | 0.086441
22868 | 10.2 | 1 | 365 | 11.6604 | 0.37448 | 12 | 0.034919
22656 | 6.725 | 1 | 365 | 7.6879 | 0.41112 | 8 | 0.099003
23977 | 8.37 | 1 | 365 | 9.5684 | 0.18083 | 9 | 0.74924
23699 | 3.64 | 1 | 365 | 4.1612 | 0.34148 | 4 | 0.50266
23301 | 3.64 | 1 | 365 | 4.1612 | 0.34148 | 4 | 0.50266
24455 | 6.12 | 1 | 365 | 6.9963 | 0.02469 | 7 | 0.020952
24463 | 7.5 | 1 | 365 | 8.5739 | 0.18712 | 8 | 0.76097
24465 | 11.5 | 1 | 365 | 13.1466 | 0.35358 | 13 | 0.50015
24473 | 8.75 | 1 | 365 | 10.0028 | 0.05164 | 10 | 0.054465
24492 | 9.18 | 1 | 365 | 10.4944 | 0.037035 | 10 | 0.53143
24498 | 6.75 | 1 | 365 | 7.7165 | 0.46841 | 8 | 0.18487
24499 | 5.98 | 1 | 365 | 6.8362 | 0.70386 | 7 | 0.54008
24500 | 6.75 | 1 | 365 | 7.7165 | 0.46841 | 8 | 0.18487
24503 | 17.25 | 1 | 365 | 19.7199 | 0.53038 | 20 | 0.25023
24505 | 8.06 | 1 | 365 | 9.214 | 0.47042 | 9 | 0.68446
24514 | 7 | 1 | 365 | 8.0023 | 0.041312 | 8 | 0.043572
24542 | 5.94 | 1 | 365 | 6.7905 | 0.6122 | 7 | 0.40269
24575 | 11.7 | 1 | 365 | 13.3752 | 0.81191 | 14 | 0.18711
24761 | 6.24 | 1 | 365 | 7.1334 | 0.29968 | 7 | 0.43313
24763 | 4.94 | 1 | 365 | 5.6473 | 0.32058 | 5 | 0.96789
24774 | 7.905 | 1 | 365 | 9.0368 | 0.11522 | 9 | 0.15206
24779 | 8.5 | 1 | 365 | 9.717 | 0.47874 | 10 | 0.19577
24781 | 4.5 | 1 | 365 | 5.1443 | 0.31227 | 5 | 0.45658
24787 | 7.25 | 1 | 365 | 8.2881 | 0.61422 | 8 | 0.90227
24791 | 4.68 | 1 | 365 | 5.3501 | 0.72476 | 6 | 0.074845
24828 | 9.88 | 1 | 365 | 11.2946 | 0.64117 | 11 | 0.93578
24833 | 8.06 | 1 | 365 | 9.214 | 0.47042 | 9 | 0.68446
12587 | 246.675 | 0.9 | 365 | 253.7945 | 0.75594 | 254 | 0.55047
24905 | 10.14 | 1 | 365 | 11.5918 | 0.23699 | 11 | 0.82883
24912 | 9.1 | 1 | 365 | 10.4029 | 0.85371 | 11 | 0.25664
25370 | 9.88 | 1 | 365 | 11.2946 | 0.64117 | 11 | 0.93578
25377 | 10.53 | 1 | 365 | 12.0377 | 0.13072 | 12 | 0.1684
25386 | 8.32 | 1 | 365 | 9.5113 | 0.066245 | 9 | 0.5775
25387 | 9.88 | 1 | 365 | 11.2946 | 0.64117 | 11 | 0.93578
25394 | 9.36 | 1 | 365 | 10.7002 | 0.44953 | 11 | 0.14969
22156 | 11.34 | 1 | 365 | 12.9637 | 0.98693 | 13 | 0.95059
26402 | 3.3 | 1 | 365 | 3.7725 | 0.56233 | 4 | 0.33483
25826 | 7.8 | 1 | 365 | 8.9168 | 0.8746 | 9 | 0.79141
26291 | 17.25 | 1 | 365 | 19.7199 | 0.53038 | 20 | 0.25023
26296 | 8 | 1 | 365 | 9.1454 | 0.33293 | 9 | 0.47837
26388 | 11.25 | 1 | 365 | 12.8608 | 0.78068 | 13 | 0.64146
26393 | 12.5 | 1 | 365 | 14.2897 | 0.6452 | 14 | 0.93495
26559 | 10 | 1 | 365 | 11.4318 | 0.91616 | 12 | 0.34796
26566 | 7.905 | 1 | 365 | 9.0368 | 0.11522 | 9 | 0.15206
26617 | 11 | 1 | 365 | 12.575 | 0.20778 | 12 | 0.78276
17699 | 3.64 | 1 | 365 | 4.1612 | 0.34148 | 4 | 0.50266
26621 | 7.5 | 1 | 365 | 8.5739 | 0.18712 | 8 | 0.76097
26730 | 11.18 | 1 | 365 | 12.7808 | 0.62027 | 13 | 0.40102
26742 | 9.99 | 1 | 365 | 11.4204 | 0.89324 | 12 | 0.31361
26749 | 7.35 | 1 | 365 | 8.4024 | 0.84338 | 9 | 0.24575
26832 | 6 | 1 | 365 | 6.8591 | 0.7497 | 7 | 0.60878
26939 | 7.65 | 1 | 365 | 8.7453 | 0.53086 | 9 | 0.27619
26971 | 11.5 | 1 | 365 | 13.1466 | 0.35358 | 13 | 0.50015
27090 | 8.32 | 1 | 365 | 9.5113 | 0.066245 | 9 | 0.5775
27126 | 4.275 | 1 | 365 | 4.8871 | 0.79666 | 5 | 0.68375
27127 | 4.275 | 1 | 365 | 4.8871 | 0.79666 | 5 | 0.68375
27203 | 4.98 | 1 | 365 | 5.693 | 0.41225 | 6 | 0.10528
27206 | 5.415 | 1 | 365 | 6.1903 | 0.4091 | 6 | 0.59942
27107 | 9.18 | 1 | 365 | 10.4944 | 0.037035 | 10 | 0.53143
27237 | 7.245 | 1 | 365 | 8.2823 | 0.60276 | 8 | 0.8851
27242 | 7.2 | 1 | 365 | 8.2309 | 0.49964 | 8 | 0.73053
27264 | 11.18 | 1 | 365 | 12.7808 | 0.62027 | 13 | 0.40102
27276 | 11.18 | 1 | 365 | 12.7808 | 0.62027 | 13 | 0.40102
27260 | 6.5 | 1 | 365 | 7.4307 | 0.8955 | 8 | 0.32617
27292 | 10.08 | 1 | 365 | 11.5233 | 0.099489 | 11 | 0.62274
27324 | 6.75 | 1 | 365 | 7.7165 | 0.46841 | 8 | 0.18487
27331 | 4.25 | 1 | 365 | 4.8585 | 0.73937 | 5 | 0.59788
16459 | 15.3 | 1 | 365 | 17.4907 | 0.061725 | 17 | 0.55238
14882 | 11.22 | 1 | 365 | 12.8265 | 0.71193 | 13 | 0.53841
27046 | 348.91 | 0.9 | 365 | 358.9802 | 0.61096 | 359 | 0.59121
25219 | 4.95 | 1 | 365 | 5.6587 | 0.3435 | 6 | 0.0022402
28068 | 12.24 | 1 | 365 | 13.9925 | 0.04938 | 14 | 0.041903
23165 | 4.16 | 1 | 365 | 4.7556 | 0.53312 | 5 | 0.28875
28073 | 3.64 | 1 | 365 | 4.1612 | 0.34148 | 4 | 0.50266
15732 | 9.18 | 1 | 365 | 10.4944 | 0.037035 | 10 | 0.53143
16221 | 4.335 | 1 | 365 | 4.9557 | 0.93416 | 5 | 0.88984
27474 | 10.53 | 1 | 365 | 12.0377 | 0.13072 | 12 | 0.1684
27633 | 8.25 | 1 | 365 | 9.4312 | 0.90583 | 10 | 0.33707
14276 | 11.22 | 1 | 365 | 12.8265 | 0.71193 | 13 | 0.53841
13006 | 7.395 | 1 | 365 | 8.4538 | 0.9465 | 9 | 0.40032
13926 | 4.9 | 1 | 365 | 5.6016 | 0.22892 | 5 | 0.8305
27750 | 10.38 | 1 | 365 | 11.8662 | 0.78697 | 12 | 0.65318
27781 | 7.395 | 1 | 365 | 8.4538 | 0.9465 | 9 | 0.40032
27470 | 10.455 | 1 | 365 | 11.9519 | 0.95885 | 12 | 0.91079
27480 | 3.92 | 1 | 365 | 4.4813 | 0.98313 | 5 | 0.4644
27970 | 7.595 | 1 | 365 | 8.6825 | 0.40482 | 9 | 0.087276
27980 | 12 | 1 | 365 | 13.7182 | 0.49939 | 14 | 0.21755
27981 | 8.06 | 1 | 365 | 9.214 | 0.47042 | 9 | 0.68446
28002 | 23.785 | 1 | 365 | 27.1905 | 0.50609 | 27 | 0.69662
28039 | 7.8 | 1 | 365 | 8.9168 | 0.8746 | 9 | 0.79141
21770 | 13.78 | 1 | 365 | 15.753 | 0.57847 | 16 | 0.33149
23881 | 6.82 | 1 | 365 | 7.7965 | 0.62882 | 8 | 0.42531
26845 | 5.5 | 1 | 365 | 6.2875 | 0.60389 | 6 | 0.89138
28175 | 4.845 | 1 | 365 | 5.5387 | 0.10288 | 5 | 0.64159
27602 | 15.08 | 1 | 365 | 17.2392 | 0.55757 | 17 | 0.79672
28167 | 9.36 | 1 | 365 | 10.7002 | 0.44953 | 11 | 0.14969
27118 | 4.5 | 1 | 365 | 5.1443 | 0.31227 | 5 | 0.45658
26765 | 11.7 | 1 | 365 | 13.3752 | 0.81191 | 14 | 0.18711
28176 | 8.58 | 1 | 365 | 9.8085 | 0.66207 | 10 | 0.47055
28179 | 4.68 | 1 | 365 | 5.3501 | 0.72476 | 6 | 0.074845
28182 | 3.12 | 1 | 365 | 3.5667 | 0.14984 | 3 | 0.71656
27619 | 7.54 | 1 | 365 | 8.6196 | 0.27878 | 8 | 0.89836
28267 | 4.94 | 1 | 365 | 5.6473 | 0.32058 | 5 | 0.96789
28184 | 5.72 | 1 | 365 | 6.539 | 0.10804 | 6 | 0.64703
28183 | 9.1 | 1 | 365 | 10.4029 | 0.85371 | 11 | 0.25664
28268 | 3.12 | 1 | 365 | 3.5667 | 0.14984 | 3 | 0.71656
28269 | 7.54 | 1 | 365 | 8.6196 | 0.27878 | 8 | 0.89836
28270 | 9.1 | 1 | 365 | 10.4029 | 0.85371 | 11 | 0.25664
28272 | 3.64 | 1 | 365 | 4.1612 | 0.34148 | 4 | 0.50266
28274 | 5.98 | 1 | 365 | 6.8362 | 0.70386 | 7 | 0.54008
28189 | 2.6 | 1 | 365 | 2.9723 | 0.9582 | 3 | 0.93047
28275 | 6.76 | 1 | 365 | 7.7279 | 0.49132 | 8 | 0.21922
28277 | 5.2 | 1 | 365 | 5.9445 | 0.9164 | 6 | 0.86094
28276 | 3.12 | 1 | 365 | 3.5667 | 0.14984 | 3 | 0.71656
28317 | 5.98 | 1 | 365 | 6.8362 | 0.70386 | 7 | 0.54008
28319 | 7.28 | 1 | 365 | 8.3224 | 0.68296 | 9 | 0.0053149
28324 | 3.38 | 1 | 365 | 3.8639 | 0.74566 | 4 | 0.60961
28285 | 5.2 | 1 | 365 | 5.9445 | 0.9164 | 6 | 0.86094
28286 | 10.464 | 1 | 365 | 11.9622 | 0.97947 | 12 | 0.94171
28287 | 4.08 | 1 | 365 | 4.6642 | 0.34979 | 5 | 0.013968
28288 | 6.27 | 1 | 365 | 7.1677 | 0.36843 | 7 | 0.53617
28293 | 8.829 | 1 | 365 | 10.0931 | 0.23268 | 10 | 0.32581
28294 | 5.415 | 1 | 365 | 6.1903 | 0.4091 | 6 | 0.59942
28297 | 8.36 | 1 | 365 | 9.557 | 0.15791 | 9 | 0.71489
28300 | 6.44 | 1 | 365 | 7.3621 | 0.75801 | 8 | 0.12009
28302 | 7.395 | 1 | 365 | 8.4538 | 0.9465 | 9 | 0.40032
28303 | 7.84 | 1 | 365 | 8.9625 | 0.96627 | 9 | 0.9288
28305 | 6 | 1 | 365 | 6.8591 | 0.7497 | 7 | 0.60878
28307 | 3.38 | 1 | 365 | 3.8639 | 0.74566 | 4 | 0.60961
28308 | 10.4 | 1 | 365 | 11.8891 | 0.83281 | 12 | 0.72188
28311 | 7 | 1 | 365 | 8.0023 | 0.041312 | 8 | 0.043572
28313 | 4.56 | 1 | 365 | 5.2129 | 0.44977 | 5 | 0.66267
28278 | 9.275 | 1 | 365 | 10.603 | 0.25474 | 10 | 0.85773
28280 | 6.5 | 1 | 365 | 7.4307 | 0.8955 | 8 | 0.32617
28323 | 5.72 | 1 | 365 | 6.539 | 0.10804 | 6 | 0.64703
28315 | 8.32 | 1 | 365 | 9.5113 | 0.066245 | 9 | 0.5775
28312 | 9.1 | 1 | 365 | 10.4029 | 0.85371 | 11 | 0.25664
28279 | 9.9 | 1 | 365 | 11.3175 | 0.687 | 12 | 0.0044804
28281 | 14.56 | 1 | 365 | 16.6447 | 0.36593 | 17 | 0.01063
28283 | 6.75 | 1 | 365 | 7.7165 | 0.46841 | 8 | 0.18487
28284 | 11.5 | 1 | 365 | 13.1466 | 0.35358 | 13 | 0.50015
27694 | 3.64 | 1 | 365 | 4.1612 | 0.34148 | 4 | 0.50266
27695 | 5.61 | 1 | 365 | 6.4132 | 0.85597 | 7 | 0.26921
20955 | 3.38 | 1 | 365 | 3.8639 | 0.74566 | 4 | 0.60961
27698 | 5.1 | 1 | 365 | 5.8302 | 0.68724 | 6 | 0.51746
25592 | 8.58 | 1 | 365 | 9.8085 | 0.66207 | 10 | 0.47055
21106 | 7.395 | 1 | 365 | 8.4538 | 0.9465 | 9 | 0.40032
21913 | 7.02 | 1 | 365 | 8.0251 | 0.087144 | 8 | 0.11227
27702 | 5.72 | 1 | 365 | 6.539 | 0.10804 | 6 | 0.64703
27640 | 9.18 | 1 | 365 | 10.4944 | 0.037035 | 10 | 0.53143
26668 | 6.5 | 1 | 365 | 7.4307 | 0.8955 | 8 | 0.32617
27003 | 8.32 | 1 | 365 | 9.5113 | 0.066245 | 9 | 0.5775
28190 | 5.2 | 1 | 365 | 5.9445 | 0.9164 | 6 | 0.86094
27703 | 5.2 | 1 | 365 | 5.9445 | 0.9164 | 6 | 0.86094
26756 | 4.68 | 1 | 365 | 5.3501 | 0.72476 | 6 | 0.074845
27704 | 4.335 | 1 | 365 | 4.9557 | 0.93416 | 5 | 0.88984
24255 | 7.02 | 1 | 365 | 8.0251 | 0.087144 | 8 | 0.11227
27865 | 4.05 | 1 | 365 | 4.6299 | 0.28104 | 4 | 0.91092
28192 | 5.98 | 1 | 365 | 6.8362 | 0.70386 | 7 | 0.54008
28191 | 5.46 | 1 | 365 | 6.2418 | 0.51222 | 6 | 0.75399
28185 | 7.02 | 1 | 365 | 8.0251 | 0.087144 | 8 | 0.11227
25650 | 5.5 | 1 | 365 | 6.2875 | 0.60389 | 6 | 0.89138
20470 | 10.92 | 1 | 365 | 12.4835 | 0.024447 | 12 | 0.50797
27654 | 11.18 | 1 | 365 | 12.7808 | 0.62027 | 13 | 0.40102
28194 | 6.76 | 1 | 365 | 7.7279 | 0.49132 | 8 | 0.21922
25656 | 5 | 1 | 365 | 5.7159 | 0.45808 | 6 | 0.17398
25839 | 8.25 | 1 | 365 | 9.4312 | 0.90583 | 10 | 0.33707
19675 | 8.58 | 1 | 365 | 9.8085 | 0.66207 | 10 | 0.47055
27001 | 7 | 1 | 365 | 8.0023 | 0.041312 | 8 | 0.043572
27291 | 9.5 | 1 | 365 | 10.8602 | 0.77035 | 11 | 0.63056
28070 | 7.75 | 1 | 365 | 8.8596 | 0.76002 | 9 | 0.61967
28197 | 13.26 | 1 | 365 | 15.1586 | 0.38683 | 15 | 0.54539
28156 | 5.72 | 1 | 365 | 6.539 | 0.10804 | 6 | 0.64703
27657 | 3.9 | 1 | 365 | 4.4584 | 0.9373 | 5 | 0.3957
28198 | 6.5 | 1 | 365 | 7.4307 | 0.8955 | 8 | 0.32617
19781 | 4.68 | 1 | 365 | 5.3501 | 0.72476 | 6 | 0.074845
28195 | 5.2 | 1 | 365 | 5.9445 | 0.9164 | 6 | 0.86094
28201 | 7.8 | 1 | 365 | 8.9168 | 0.8746 | 9 | 0.79141
20498 | 8.32 | 1 | 365 | 9.5113 | 0.066245 | 9 | 0.5775
28202 | 8.84 | 1 | 365 | 10.1057 | 0.25789 | 10 | 0.3636
28180 | 4.16 | 1 | 365 | 4.7556 | 0.53312 | 5 | 0.28875
28204 | 6.76 | 1 | 365 | 7.7279 | 0.49132 | 8 | 0.21922
28205 | 9.36 | 1 | 365 | 10.7002 | 0.44953 | 11 | 0.14969
28207 | 4.42 | 1 | 365 | 5.0529 | 0.12894 | 5 | 0.1818
28203 | 5.2 | 1 | 365 | 5.9445 | 0.9164 | 6 | 0.86094
28209 | 5.98 | 1 | 365 | 6.8362 | 0.70386 | 7 | 0.54008
28164 | 6.375 | 1 | 365 | 7.2878 | 0.60905 | 7 | 0.89682
24320 | 8.58 | 1 | 365 | 9.8085 | 0.66207 | 10 | 0.47055
25593 | 8.32 | 1 | 365 | 9.5113 | 0.066245 | 9 | 0.5775
24104 | 8.32 | 1 | 365 | 9.5113 | 0.066245 | 9 | 0.5775
28080 | 8.06 | 1 | 365 | 9.214 | 0.47042 | 9 | 0.68446
28139 | 9.62 | 1 | 365 | 10.9974 | 0.045346 | 11 | 0.042738
28140 | 11.44 | 1 | 365 | 13.078 | 0.21609 | 13 | 0.29407
28130 | 7.54 | 1 | 365 | 8.6196 | 0.27878 | 8 | 0.89836
27566 | 6.63 | 1 | 365 | 7.5793 | 0.19341 | 7 | 0.7727
15941 | 10.455 | 1 | 365 | 11.9519 | 0.95885 | 12 | 0.91079
28210 | 2.86 | 1 | 365 | 3.2695 | 0.55402 | 3 | 0.82352
28143 | 3.12 | 1 | 365 | 3.5667 | 0.14984 | 3 | 0.71656
28144 | 10.725 | 1 | 365 | 12.2606 | 0.57758 | 12 | 0.83819
28169 | 10.4 | 1 | 365 | 11.8891 | 0.83281 | 12 | 0.72188
28212 | 4.94 | 1 | 365 | 5.6473 | 0.32058 | 5 | 0.96789
27541 | 10.14 | 1 | 365 | 11.5918 | 0.23699 | 11 | 0.82883
28132 | 4.94 | 1 | 365 | 5.6473 | 0.32058 | 5 | 0.96789
28124 | 7.28 | 1 | 365 | 8.3224 | 0.68296 | 9 | 0.0053149
27559 | 6.12 | 1 | 365 | 6.9963 | 0.02469 | 7 | 0.020952
27568 | 11.73 | 1 | 365 | 13.4095 | 0.88066 | 14 | 0.29016
27587 | 7.75 | 1 | 365 | 8.8596 | 0.76002 | 9 | 0.61967
26754 | 5.98 | 1 | 365 | 6.8362 | 0.70386 | 7 | 0.54008
27598 | 10.5 | 1 | 365 | 12.0034 | 0.061968 | 12 | 0.065358
26708 | 7.28 | 1 | 365 | 8.3224 | 0.68296 | 9 | 0.0053149
27622 | 5.865 | 1 | 365 | 6.7048 | 0.44033 | 7 | 0.14508
26703 | 5.98 | 1 | 365 | 6.8362 | 0.70386 | 7 | 0.54008
27624 | 4.42 | 1 | 365 | 5.0529 | 0.12894 | 5 | 0.1818
28161 | 5.1 | 1 | 365 | 5.8302 | 0.68724 | 6 | 0.51746
28159 | 2.385 | 1 | 365 | 2.7265 | 0.4655 | 3 | 0.19199
28163 | 4.16 | 1 | 365 | 4.7556 | 0.53312 | 5 | 0.28875
27534 | 5.98 | 1 | 365 | 6.8362 | 0.70386 | 7 | 0.54008
28166 | 8.502 | 1 | 365 | 9.7193 | 0.48332 | 10 | 0.20264
28165 | 5.3 | 1 | 365 | 6.0589 | 0.14556 | 6 | 0.20442
27538 | 9.1 | 1 | 365 | 10.4029 | 0.85371 | 11 | 0.25664
28171 | 8.58 | 1 | 365 | 9.8085 | 0.66207 | 10 | 0.47055
28170 | 8.925 | 1 | 365 | 10.2029 | 0.45267 | 10 | 0.65555
27544 | 6.12 | 1 | 365 | 6.9963 | 0.02469 | 7 | 0.020952
28173 | 2.6 | 1 | 365 | 2.9723 | 0.9582 | 3 | 0.93047
26752 | 3.9 | 1 | 365 | 4.4584 | 0.9373 | 5 | 0.3957
28174 | 5.98 | 1 | 365 | 6.8362 | 0.70386 | 7 | 0.54008
23600 | 9.36 | 1 | 365 | 10.7002 | 0.44953 | 11 | 0.14969
28320 | 11.18 | 1 | 365 | 12.7808 | 0.62027 | 13 | 0.40102
28325 | 4.16 | 1 | 365 | 4.7556 | 0.53312 | 5 | 0.28875
27707 | 4.08 | 1 | 365 | 4.6642 | 0.34979 | 5 | 0.013968
27696 | 4.68 | 1 | 365 | 5.3501 | 0.72476 | 6 | 0.074845
27709 | 4.68 | 1 | 365 | 5.3501 | 0.72476 | 6 | 0.074845
21201 | 12.22 | 1 | 365 | 13.9697 | 0.0035475 | 13 | 0.97321
28328 | 2.86 | 1 | 365 | 3.2695 | 0.55402 | 3 | 0.82352
28331 | 11.7 | 1 | 365 | 13.3752 | 0.81191 | 14 | 0.18711
27726 | 7.14 | 1 | 365 | 8.1623 | 0.36214 | 8 | 0.52444
27712 | 3.9 | 1 | 365 | 4.4584 | 0.9373 | 5 | 0.3957
28326 | 5.46 | 1 | 365 | 6.2418 | 0.51222 | 6 | 0.75399
28335 | 11.118 | 1 | 365 | 12.7099 | 0.47819 | 13 | 0.18806
27760 | 13.96 | 1 | 365 | 15.9588 | 0.99096 | 16 | 0.94975
28339 | 9.1 | 1 | 365 | 10.4029 | 0.85371 | 11 | 0.25664
28334 | 7.8 | 1 | 365 | 8.9168 | 0.8746 | 9 | 0.79141
28338 | 11.18 | 1 | 365 | 12.7808 | 0.62027 | 13 | 0.40102
28341 | 5.2 | 1 | 365 | 5.9445 | 0.9164 | 6 | 0.86094
28343 | 5.565 | 1 | 365 | 6.3618 | 0.75284 | 7 | 0.11464
27725 | 11.18 | 1 | 365 | 12.7808 | 0.62027 | 13 | 0.40102
27764 | 9.945 | 1 | 365 | 11.3689 | 0.79012 | 12 | 0.15905
28345 | 7.28 | 1 | 365 | 8.3224 | 0.68296 | 9 | 0.0053149
28346 | 11.7 | 1 | 365 | 13.3752 | 0.81191 | 14 | 0.18711
27717 | 3.825 | 1 | 365 | 4.3727 | 0.76543 | 5 | 0.13809
28349 | 17.658 | 1 | 365 | 20.1863 | 0.46536 | 20 | 0.65163
28350 | 6.76 | 1 | 365 | 7.7279 | 0.49132 | 8 | 0.21922
21311 | 6.375 | 1 | 365 | 7.2878 | 0.60905 | 7 | 0.89682
28342 | 3.12 | 1 | 365 | 3.5667 | 0.55032 | 4 | 0.11704
17066 | 5.2 | 1 | 365 | 5.9445 | 0.9164 | 6 | 0.86094
28340 | 7.905 | 1 | 365 | 9.0368 | 0.11522 | 9 | 0.15206
28353 | 4.59 | 1 | 365 | 5.2472 | 0.51852 | 5 | 0.76571
28359 | 5.46 | 1 | 365 | 6.2418 | 0.51222 | 6 | 0.75399
27686 | 6.5 | 1 | 365 | 7.4307 | 0.8955 | 8 | 0.32617
27683 | 16.9 | 1 | 365 | 19.3197 | 0.72831 | 20 | 0.048052
27857 | 4.68 | 1 | 365 | 5.3501 | 0.72476 | 6 | 0.074845
27859 | 4.42 | 1 | 365 | 5.0529 | 0.12894 | 5 | 0.1818
27688 | 3.64 | 1 | 365 | 4.1612 | 0.34148 | 4 | 0.50266
27708 | 8.58 | 1 | 365 | 9.8085 | 0.66207 | 10 | 0.47055
27861 | 7.54 | 1 | 365 | 8.6196 | 0.27878 | 8 | 0.89836
27710 | 8.06 | 1 | 365 | 9.214 | 0.47042 | 9 | 0.68446
27623 | 7.28 | 1 | 365 | 8.3224 | 0.68296 | 9 | 0.0053149
27711 | 2.04 | 1 | 365 | 2.3321 | 0.6749 | 3 | 0.0069838
27627 | 7.14 | 1 | 365 | 8.1623 | 0.36214 | 8 | 0.52444
27713 | 5.61 | 1 | 365 | 6.4132 | 0.85597 | 7 | 0.26921
27719 | 5.46 | 1 | 365 | 6.2418 | 0.51222 | 6 | 0.75399
27714 | 6.76 | 1 | 365 | 7.7279 | 0.49132 | 8 | 0.21922
27784 | 7.28 | 1 | 365 | 8.3224 | 0.68296 | 9 | 0.0053149
27769 | 7.905 | 1 | 365 | 9.0368 | 0.11522 | 9 | 0.15206
28437 | 3.12 | 1 | 365 | 3.5667 | 0.14984 | 3 | 0.71656
28439 | 8.32 | 1 | 365 | 9.5113 | 0.066245 | 9 | 0.5775
28322 | 3.12 | 1 | 365 | 3.5667 | 0.14984 | 3 | 0.71656
28433 | 10.92 | 1 | 365 | 12.4835 | 0.024447 | 12 | 0.50797
28440 | 2.86 | 1 | 365 | 3.2695 | 0.55402 | 3 | 0.82352
28234 | 5.98 | 1 | 365 | 6.8362 | 0.70386 | 7 | 0.54008
28447 | 8.84 | 1 | 365 | 10.1057 | 0.25789 | 10 | 0.3636
28448 | 5.46 | 1 | 365 | 6.2418 | 0.51222 | 6 | 0.75399
28449 | 4.42 | 1 | 365 | 5.0529 | 0.12894 | 5 | 0.1818
28361 | 7.8 | 1 | 365 | 8.9168 | 0.8746 | 9 | 0.79141
28450 | 7.28 | 1 | 365 | 8.3224 | 0.68296 | 9 | 0.0053149
28363 | 3.9 | 1 | 365 | 4.4584 | 0.9373 | 5 | 0.3957
28456 | 4.42 | 1 | 365 | 5.0529 | 0.12894 | 5 | 0.1818
28458 | 4.16 | 1 | 365 | 4.7556 | 0.53312 | 5 | 0.28875
28360 | 2.6 | 1 | 365 | 2.9723 | 0.9582 | 3 | 0.93047
28462 | 8.58 | 1 | 365 | 9.8085 | 0.66207 | 10 | 0.47055
28464 | 8.06 | 1 | 365 | 9.214 | 0.47042 | 9 | 0.68446
28367 | 4.08 | 1 | 365 | 4.6642 | 0.34979 | 5 | 0.013968
28432 | 9.945 | 1 | 365 | 11.3689 | 0.79012 | 12 | 0.15905
28435 | 7.02 | 1 | 365 | 8.0251 | 0.087144 | 8 | 0.11227
21330 | 8.32 | 1 | 365 | 9.5113 | 0.066245 | 9 | 0.5775
28441 | 8.32 | 1 | 365 | 9.5113 | 0.066245 | 9 | 0.5775
28400 | 4.16 | 1 | 365 | 4.7556 | 0.53312 | 5 | 0.28875
28452 | 5.72 | 1 | 365 | 6.539 | 0.10804 | 6 | 0.64703
28453 | 8.84 | 1 | 365 | 10.1057 | 0.25789 | 10 | 0.3636
28369 | 3.64 | 1 | 365 | 4.1612 | 0.34148 | 4 | 0.50266
28459 | 5.46 | 1 | 365 | 6.2418 | 0.51222 | 6 | 0.75399
28468 | 10.14 | 1 | 365 | 11.5918 | 0.23699 | 11 | 0.82883
28371 | 4.95 | 1 | 365 | 5.6587 | 0.3435 | 6 | 0.0022402
28467 | 3.64 | 1 | 365 | 4.1612 | 0.34148 | 4 | 0.50266
28370 | 5.72 | 1 | 365 | 6.539 | 0.10804 | 6 | 0.64703
28455 | 5.2 | 1 | 365 | 5.9445 | 0.9164 | 6 | 0.86094
27845 | 5.1 | 1 | 365 | 5.8302 | 0.68724 | 6 | 0.51746
28476 | 14.04 | 1 | 365 | 16.0502 | 0.17429 | 16 | 0.22454
28352 | 7.905 | 1 | 365 | 9.0368 | 0.11522 | 9 | 0.15206
28373 | 6.24 | 1 | 365 | 7.1334 | 0.29968 | 7 | 0.43313
28329 | 17.68 | 1 | 365 | 20.2114 | 0.51577 | 20 | 0.72719
28478 | 8.84 | 1 | 365 | 10.1057 | 0.25789 | 10 | 0.3636
28374 | 8.25 | 1 | 365 | 9.4312 | 0.90583 | 10 | 0.33707
28348 | 8.58 | 1 | 365 | 9.8085 | 0.66207 | 10 | 0.47055
28377 | 7.65 | 1 | 365 | 8.7453 | 0.53086 | 9 | 0.27619
28378 | 7.8 | 1 | 365 | 8.9168 | 0.8746 | 9 | 0.79141
27546 | 7.905 | 1 | 365 | 9.0368 | 0.11522 | 9 | 0.15206
27355 | 3.825 | 1 | 365 | 4.3727 | 0.76543 | 5 | 0.13809
20576 | 7.8 | 1 | 365 | 8.9168 | 0.8746 | 9 | 0.79141
27614 | 9.5 | 1 | 365 | 10.8602 | 0.77035 | 11 | 0.63056
28380 | 5.2 | 1 | 365 | 5.9445 | 0.9164 | 6 | 0.86094
28475 | 7.15 | 1 | 365 | 8.1737 | 0.38505 | 8 | 0.55879
28379 | 9.36 | 1 | 365 | 10.7002 | 0.44953 | 11 | 0.14969
28479 | 7.975 | 1 | 365 | 9.1169 | 0.27564 | 9 | 0.3925
28381 | 7.02 | 1 | 365 | 8.0251 | 0.087144 | 8 | 0.11227
28480 | 9.35 | 1 | 365 | 10.6887 | 0.42661 | 11 | 0.11534
27692 | 4.845 | 1 | 365 | 5.5387 | 0.10288 | 5 | 0.64159
28383 | 3.6 | 1 | 365 | 4.1154 | 0.24982 | 4 | 0.36527
28384 | 6.5 | 1 | 365 | 7.4307 | 0.8955 | 8 | 0.32617
27766 | 2.55 | 1 | 365 | 2.9151 | 0.84362 | 3 | 0.75873
28387 | 7.8 | 1 | 365 | 8.9168 | 0.8746 | 9 | 0.79141
28386 | 5.98 | 1 | 365 | 6.8362 | 0.70386 | 7 | 0.54008
28388 | 4.42 | 1 | 365 | 5.0529 | 0.12894 | 5 | 0.1818
27691 | 3.38 | 1 | 365 | 3.8639 | 0.74566 | 4 | 0.60961
27767 | 3.9 | 1 | 365 | 4.4584 | 0.9373 | 5 | 0.3957
27613 | 10.92 | 1 | 365 | 12.4835 | 0.024447 | 12 | 0.50797
28856 | 4.905 | 1 | 365 | 5.6073 | 0.24038 | 5 | 0.84767
28220 | 8.58 | 1 | 365 | 9.8085 | 0.66207 | 10 | 0.47055
28389 | 5.46 | 1 | 365 | 6.2418 | 0.51222 | 6 | 0.75399
28391 | 4.42 | 1 | 365 | 5.0529 | 0.12894 | 5 | 0.1818
28393 | 5.49 | 1 | 365 | 6.2761 | 0.58097 | 6 | 0.85703
28392 | 10.175 | 1 | 365 | 11.6319 | 0.31719 | 11 | 0.94905
28372 | 9.1 | 1 | 365 | 10.4029 | 0.85371 | 11 | 0.25664
21423 | 8.84 | 1 | 365 | 10.1057 | 0.25789 | 10 | 0.3636
28395 | 7.8 | 1 | 365 | 8.9168 | 0.8746 | 9 | 0.79141
28394 | 5.2 | 1 | 365 | 5.9445 | 0.9164 | 6 | 0.86094
27849 | 4.42 | 1 | 365 | 5.0529 | 0.12894 | 5 | 0.1818
27756 | 4.42 | 1 | 365 | 5.0529 | 0.12894 | 5 | 0.1818
28402 | 8.12 | 1 | 365 | 9.2826 | 0.60792 | 9 | 0.89054
28401 | 14.04 | 1 | 365 | 16.0502 | 0.17429 | 16 | 0.22454
27761 | 7.02 | 1 | 365 | 8.0251 | 0.087144 | 8 | 0.11227
28406 | 6.27 | 1 | 365 | 7.1677 | 0.36843 | 7 | 0.53617
27563 | 9.18 | 1 | 365 | 10.4944 | 0.037035 | 10 | 0.53143
28403 | 7.54 | 1 | 365 | 8.6196 | 0.27878 | 8 | 0.89836
28408 | 5.98 | 1 | 365 | 6.8362 | 0.70386 | 7 | 0.54008
27567 | 13.515 | 1 | 365 | 15.4501 | 0.97119 | 16 | 0.42127
28407 | 9.62 | 1 | 365 | 10.9974 | 0.045346 | 11 | 0.042738
28405 | 12.48 | 1 | 365 | 14.2669 | 0.59937 | 14 | 0.86625
27603 | 8.84 | 1 | 365 | 10.1057 | 0.25789 | 10 | 0.3636
28410 | 5.2 | 1 | 365 | 5.9445 | 0.9164 | 6 | 0.86094
27851 | 4.845 | 1 | 365 | 5.5387 | 0.10288 | 5 | 0.64159
28409 | 4.16 | 1 | 365 | 4.7556 | 0.53312 | 5 | 0.28875
28412 | 4.16 | 1 | 365 | 4.7556 | 0.53312 | 5 | 0.28875
28227 | 8.84 | 1 | 365 | 10.1057 | 0.25789 | 10 | 0.3636
28411 | 3.38 | 1 | 365 | 3.8639 | 0.74566 | 4 | 0.60961
28229 | 13.78 | 1 | 365 | 15.753 | 0.57847 | 16 | 0.33149
28414 | 4.68 | 1 | 365 | 5.3501 | 0.72476 | 6 | 0.074845
28417 | 3.64 | 1 | 365 | 4.1612 | 0.34148 | 4 | 0.50266
28416 | 7.32 | 1 | 365 | 8.3681 | 0.77463 | 9 | 0.14271
27668 | 8.16 | 1 | 365 | 9.3283 | 0.69959 | 10 | 0.027935
28413 | 5.355 | 1 | 365 | 6.1217 | 0.2716 | 6 | 0.39333
28415 | 12.48 | 1 | 365 | 14.2669 | 0.59937 | 14 | 0.86625
28223 | 8.32 | 1 | 365 | 9.5113 | 0.066245 | 9 | 0.5775
27854 | 3.825 | 1 | 365 | 4.3727 | 0.76543 | 5 | 0.13809
28225 | 4.68 | 1 | 365 | 5.3501 | 0.72476 | 6 | 0.074845
28217 | 12.22 | 1 | 365 | 13.9697 | 0.0035475 | 13 | 0.97321
28418 | 5.2 | 1 | 365 | 5.9445 | 0.9164 | 6 | 0.86094
27672 | 7.02 | 1 | 365 | 8.0251 | 0.087144 | 8 | 0.11227
28419 | 9.62 | 1 | 365 | 10.9974 | 0.045346 | 11 | 0.042738
27591 | 6.5 | 1 | 365 | 7.4307 | 0.8955 | 8 | 0.32617
27855 | 8.84 | 1 | 365 | 10.1057 | 0.25789 | 10 | 0.3636
28422 | 4.16 | 1 | 365 | 4.7556 | 0.53312 | 5 | 0.28875
28233 | 8.925 | 1 | 365 | 10.2029 | 0.45267 | 10 | 0.65555
27856 | 4.94 | 1 | 365 | 5.6473 | 0.32058 | 5 | 0.96789
28214 | 5.2 | 1 | 365 | 5.9445 | 0.9164 | 6 | 0.86094
28424 | 7.8 | 1 | 365 | 8.9168 | 0.8746 | 9 | 0.79141
28421 | 6.24 | 1 | 365 | 7.1334 | 0.29968 | 7 | 0.43313
28423 | 5.2 | 1 | 365 | 5.9445 | 0.9164 | 6 | 0.86094
28211 | 6.5 | 1 | 365 | 7.4307 | 0.8955 | 8 | 0.32617
28481 | 6.875 | 1 | 365 | 7.8594 | 0.75486 | 8 | 0.61422
20910 | 4.94 | 1 | 365 | 5.6473 | 0.32058 | 5 | 0.96789
28482 | 10.8 | 1 | 365 | 12.3463 | 0.74945 | 13 | 0.095797
28483 | 2.7 | 1 | 365 | 3.0866 | 0.18736 | 3 | 0.27395
28486 | 10.8 | 1 | 365 | 12.3463 | 0.74945 | 13 | 0.095797
28487 | 9.25 | 1 | 365 | 10.5744 | 0.19745 | 10 | 0.77186
28484 | 3.9 | 1 | 365 | 4.4584 | 0.9373 | 5 | 0.3957
28473 | 6.625 | 1 | 365 | 7.5736 | 0.18196 | 7 | 0.75552
28488 | 8.48 | 1 | 365 | 9.6942 | 0.4329 | 10 | 0.12707
28016 | 4.64 | 1 | 365 | 5.3044 | 0.6331 | 5 | 0.93745
28491 | 3.825 | 1 | 365 | 4.3727 | 0.76543 | 5 | 0.13809
28490 | 3.825 | 1 | 365 | 4.3727 | 0.76543 | 5 | 0.13809
28489 | 5.98 | 1 | 365 | 6.8362 | 0.70386 | 7 | 0.54008
28492 | 7.25 | 1 | 365 | 8.2881 | 0.61422 | 8 | 0.90227
28494 | 9.9 | 1 | 365 | 11.3175 | 0.687 | 12 | 0.0044804
28496 | 11 | 1 | 365 | 12.575 | 0.20778 | 12 | 0.78276
28498 | 13 | 1 | 365 | 14.8613 | 0.79101 | 15 | 0.65235
28499 | 10.175 | 1 | 365 | 11.6319 | 0.31719 | 11 | 0.94905
28501 | 4.16 | 1 | 365 | 4.7556 | 0.53312 | 5 | 0.28875
28451 | 13.78 | 1 | 365 | 15.753 | 0.57847 | 16 | 0.33149
28500 | 5.5 | 1 | 365 | 6.2875 | 0.60389 | 6 | 0.89138
28485 | 4.68 | 1 | 365 | 5.3501 | 0.72476 | 6 | 0.074845
28457 | 9.88 | 1 | 365 | 11.2946 | 0.64117 | 11 | 0.93578
28505 | 11.96 | 1 | 365 | 13.6724 | 0.40773 | 14 | 0.08016
28511 | 3.025 | 1 | 365 | 3.4581 | 0.93214 | 4 | 0.39026
28504 | 8.06 | 1 | 365 | 9.214 | 0.47042 | 9 | 0.68446
28508 | 4.94 | 1 | 365 | 5.6473 | 0.32058 | 5 | 0.96789
28507 | 5.5 | 1 | 365 | 6.2875 | 0.60389 | 6 | 0.89138
28502 | 11.96 | 1 | 365 | 13.6724 | 0.40773 | 14 | 0.08016
28463 | 6.5 | 1 | 365 | 7.4307 | 0.8955 | 8 | 0.32617
28471 | 4.94 | 1 | 365 | 5.6473 | 0.32058 | 5 | 0.96789
28514 | 2.34 | 1 | 365 | 2.675 | 0.36238 | 3 | 0.037423
28517 | 7.54 | 1 | 365 | 8.6196 | 0.27878 | 8 | 0.89836
28516 | 6.76 | 1 | 365 | 7.7279 | 0.49132 | 8 | 0.21922
28520 | 10.66 | 1 | 365 | 12.1863 | 0.42863 | 12 | 0.61493
28521 | 9.1 | 1 | 365 | 10.4029 | 0.85371 | 11 | 0.25664
28522 | 6.6 | 1 | 365 | 7.545 | 0.12467 | 7 | 0.66965
28523 | 5.25 | 1 | 365 | 6.0017 | 0.030984 | 6 | 0.032679
28525 | 10.45 | 1 | 365 | 11.9462 | 0.94739 | 12 | 0.89362
28526 | 7.7 | 1 | 365 | 8.8025 | 0.64544 | 9 | 0.44793
28260 | 7.65 | 1 | 365 | 8.7453 | 0.53086 | 9 | 0.27619
28537 | 12.426 | 1 | 365 | 14.2052 | 0.47562 | 14 | 0.68078
28532 | 4.14 | 1 | 365 | 4.7328 | 0.48729 | 5 | 0.22006
28533 | 9.156 | 1 | 365 | 10.467 | 0.98204 | 11 | 0.44899
27878 | 3.12 | 1 | 365 | 3.5667 | 0.14984 | 3 | 0.71656
27883 | 8.67 | 1 | 365 | 9.9114 | 0.86831 | 10 | 0.77968
5604 | 2798.64 | 0.9 | 365 | 2879.4143 | 0.067382 | 2879 | 0.48173
24897 | 3.85 | 1 | 365 | 4.4012 | 0.82272 | 5 | 0.22396
25321 | 10.725 | 1 | 365 | 12.2606 | 0.57758 | 12 | 0.83819
25694 | 10.2 | 1 | 365 | 11.6604 | 0.37448 | 12 | 0.034919
25696 | 10.4 | 1 | 365 | 11.8891 | 0.83281 | 12 | 0.72188
25700 | 7.8 | 1 | 365 | 8.9168 | 0.8746 | 9 | 0.79141
25976 | 9 | 1 | 365 | 10.2886 | 0.62454 | 10 | 0.91316
26725 | 8.37 | 1 | 365 | 9.5684 | 0.18083 | 9 | 0.74924
17638 | 7.65 | 1 | 365 | 8.7453 | 0.53086 | 9 | 0.27619
26837 | 6.73 | 1 | 365 | 7.6936 | 0.42258 | 8 | 0.11618
27881 | 6.24 | 1 | 365 | 7.1334 | 0.29968 | 7 | 0.43313
27189 | 7.02 | 1 | 365 | 8.0251 | 0.087144 | 8 | 0.11227
27235 | 5.94 | 1 | 365 | 6.7905 | 0.6122 | 7 | 0.40269
27885 | 16.83 | 1 | 365 | 19.2397 | 0.5679 | 19 | 0.80762
21284 | 11.18 | 1 | 365 | 12.7808 | 0.62027 | 13 | 0.40102
27606 | 12.24 | 1 | 365 | 13.9925 | 0.04938 | 14 | 0.041903
27888 | 10.5 | 1 | 365 | 12.0034 | 0.061968 | 12 | 0.065358
27650 | 3.825 | 1 | 365 | 4.3727 | 0.76543 | 5 | 0.13809
28535 | 6.63 | 1 | 365 | 7.5793 | 0.19341 | 7 | 0.7727
27940 | 9.54 | 1 | 365 | 10.9059 | 0.86202 | 11 | 0.76795
28021 | 2.04 | 1 | 365 | 2.3321 | 0.6749 | 3 | 0.0069838
27906 | 5.46 | 1 | 365 | 6.2418 | 0.51222 | 6 | 0.75399
28059 | 7.29 | 1 | 365 | 8.3338 | 0.70588 | 9 | 0.039663
28536 | 7.395 | 1 | 365 | 8.4538 | 0.9465 | 9 | 0.40032
28063 | 12.42 | 1 | 365 | 14.1983 | 0.46187 | 14 | 0.66017
28095 | 5.98 | 1 | 365 | 6.8362 | 0.70386 | 7 | 0.54008
28102 | 4.68 | 1 | 365 | 5.3501 | 0.72476 | 6 | 0.074845
27860 | 2.5 | 1 | 365 | 2.858 | 0.72904 | 3 | 0.58699
27862 | 5.46 | 1 | 365 | 6.2418 | 0.51222 | 6 | 0.75399
22289 | 4.16 | 1 | 365 | 4.7556 | 0.53312 | 5 | 0.28875
27877 | 4.42 | 1 | 365 | 5.0529 | 0.12894 | 5 | 0.1818
27788 | 5.865 | 1 | 365 | 6.7048 | 0.44033 | 7 | 0.14508
27795 | 6.375 | 1 | 365 | 7.2878 | 0.60905 | 7 | 0.89682
28542 | 6.76 | 1 | 365 | 7.7279 | 0.49132 | 8 | 0.21922
27803 | 14.04 | 1 | 365 | 16.0502 | 0.17429 | 16 | 0.22454
27808 | 8.16 | 1 | 365 | 9.3283 | 0.69959 | 10 | 0.027935
27880 | 15.81 | 1 | 365 | 18.0737 | 0.23045 | 18 | 0.30412
27810 | 5.145 | 1 | 365 | 5.8817 | 0.79036 | 6 | 0.67203
27815 | 4.845 | 1 | 365 | 5.5387 | 0.10288 | 5 | 0.64159
28239 | 5.98 | 1 | 365 | 6.8362 | 0.70386 | 7 | 0.54008
28236 | 7.02 | 1 | 365 | 8.0251 | 0.087144 | 8 | 0.11227
27600 | 5.2 | 1 | 365 | 5.9445 | 0.9164 | 6 | 0.86094
28238 | 7.02 | 1 | 365 | 8.0251 | 0.087144 | 8 | 0.11227
28241 | 10.4 | 1 | 365 | 11.8891 | 0.83281 | 12 | 0.72188
27836 | 10.455 | 1 | 365 | 11.9519 | 0.95885 | 12 | 0.91079
27838 | 12.75 | 1 | 365 | 14.5755 | 0.2181 | 14 | 0.79365
22617 | 3.38 | 1 | 365 | 3.8639 | 0.74566 | 4 | 0.60961
28243 | 7.54 | 1 | 365 | 8.6196 | 0.27878 | 8 | 0.89836
27837 | 8 | 1 | 365 | 9.1454 | 0.33293 | 9 | 0.47837
27630 | 10.2 | 1 | 365 | 11.6604 | 0.37448 | 12 | 0.034919
27839 | 1.53 | 1 | 365 | 1.7491 | 0.50617 | 2 | 0.25524
27882 | 6.885 | 1 | 365 | 7.8708 | 0.77778 | 8 | 0.64857
27634 | 8.415 | 1 | 365 | 9.6199 | 0.28395 | 9 | 0.90381
27936 | 10.965 | 1 | 365 | 12.535 | 0.12757 | 12 | 0.66254
27915 | 7.54 | 1 | 365 | 8.6196 | 0.27878 | 8 | 0.89836
28248 | 4.68 | 1 | 365 | 5.3501 | 0.72476 | 6 | 0.074845
27869 | 4.16 | 1 | 365 | 4.7556 | 0.53312 | 5 | 0.28875
27887 | 3.9 | 1 | 365 | 4.4584 | 0.9373 | 5 | 0.3957
27941 | 5.46 | 1 | 365 | 6.2418 | 0.51222 | 6 | 0.75399
27678 | 6.76 | 1 | 365 | 7.7279 | 0.49132 | 8 | 0.21922
27889 | 3.315 | 1 | 365 | 3.7896 | 0.59671 | 4 | 0.38635
23705 | 4.94 | 1 | 365 | 5.6473 | 0.32058 | 5 | 0.96789
27899 | 7.54 | 1 | 365 | 8.6196 | 0.27878 | 8 | 0.89836
27907 | 7.28 | 1 | 365 | 8.3224 | 0.68296 | 9 | 0.0053149
27930 | 7.905 | 1 | 365 | 9.0368 | 0.11522 | 9 | 0.15206
28583 | 8.06 | 1 | 365 | 9.214 | 0.47042 | 9 | 0.68446
28587 | 12.22 | 1 | 365 | 13.9697 | 0.0035475 | 13 | 0.97321
28585 | 8.06 | 1 | 365 | 9.214 | 0.47042 | 9 | 0.68446
28590 | 5.72 | 1 | 365 | 6.539 | 0.10804 | 6 | 0.64703
28591 | 10.66 | 1 | 365 | 12.1863 | 0.42863 | 12 | 0.61493
28593 | 8.84 | 1 | 365 | 10.1057 | 0.25789 | 10 | 0.3636
28597 | 9.36 | 1 | 365 | 10.7002 | 0.44953 | 11 | 0.14969
28598 | 10.66 | 1 | 365 | 12.1863 | 0.42863 | 12 | 0.61493
28607 | 8.32 | 1 | 365 | 9.5113 | 0.066245 | 9 | 0.5775
28613 | 5.98 | 1 | 365 | 6.8362 | 0.70386 | 7 | 0.54008
28625 | 3.24 | 1 | 365 | 3.7039 | 0.42484 | 4 | 0.12874
28616 | 14.3 | 1 | 365 | 16.3475 | 0.77011 | 17 | 0.11758
28621 | 9.62 | 1 | 365 | 10.9974 | 0.045346 | 11 | 0.042738
28623 | 5.46 | 1 | 365 | 6.2418 | 0.51222 | 6 | 0.75399
28624 | 5.035 | 1 | 365 | 5.7559 | 0.53829 | 6 | 0.2942
28589 | 9.88 | 1 | 365 | 11.2946 | 0.64117 | 11 | 0.93578
28588 | 4.16 | 1 | 365 | 4.7556 | 0.53312 | 5 | 0.28875
28626 | 7.54 | 1 | 365 | 8.6196 | 0.27878 | 8 | 0.89836
28627 | 4.94 | 1 | 365 | 5.6473 | 0.32058 | 5 | 0.96789
28603 | 4.68 | 1 | 365 | 5.3501 | 0.72476 | 6 | 0.074845
28614 | 4.16 | 1 | 365 | 4.7556 | 0.53312 | 5 | 0.28875
28634 | 4.16 | 1 | 365 | 4.7556 | 0.53312 | 5 | 0.28875
28628 | 3.9 | 1 | 365 | 4.4584 | 0.9373 | 5 | 0.3957
28608 | 13.52 | 1 | 365 | 15.4558 | 0.98265 | 16 | 0.43844
28584 | 11.825 | 1 | 365 | 13.5181 | 0.098359 | 13 | 0.61646
28586 | 4.4 | 1 | 365 | 5.03 | 0.08311 | 5 | 0.1131
28604 | 12.1 | 1 | 365 | 13.8325 | 0.72855 | 14 | 0.56103
28605 | 8.06 | 1 | 365 | 9.214 | 0.47042 | 9 | 0.68446
28606 | 9.075 | 1 | 365 | 10.3744 | 0.79642 | 11 | 0.17077
28631 | 8.91 | 1 | 365 | 10.1857 | 0.4183 | 10 | 0.60403
28630 | 4.4 | 1 | 365 | 5.03 | 0.08311 | 5 | 0.1131
28635 | 7.15 | 1 | 365 | 8.1737 | 0.38505 | 8 | 0.55879
28636 | 5.2 | 1 | 365 | 5.9445 | 0.9164 | 6 | 0.86094
28010 | 11.88 | 1 | 365 | 13.581 | 0.2244 | 13 | 0.80538
28249 | 10.14 | 1 | 365 | 11.5918 | 0.23699 | 11 | 0.82883
27642 | 10.41 | 1 | 365 | 11.9005 | 0.85572 | 12 | 0.75623
28250 | 8.84 | 1 | 365 | 10.1057 | 0.25789 | 10 | 0.3636
28253 | 5.72 | 1 | 365 | 6.539 | 0.10804 | 6 | 0.64703
20950 | 6.885 | 1 | 365 | 7.8708 | 0.77778 | 8 | 0.64857
28252 | 3.12 | 1 | 365 | 3.5667 | 0.14984 | 3 | 0.71656
28255 | 7.8 | 1 | 365 | 8.9168 | 0.8746 | 9 | 0.79141
28258 | 8.06 | 1 | 365 | 9.214 | 0.47042 | 9 | 0.68446
28259 | 4.94 | 1 | 365 | 5.6473 | 0.32058 | 5 | 0.96789
28549 | 7.8 | 1 | 365 | 8.9168 | 0.8746 | 9 | 0.79141
28551 | 6.24 | 1 | 365 | 7.1334 | 0.29968 | 7 | 0.43313
28553 | 2.6 | 1 | 365 | 2.9723 | 0.9582 | 3 | 0.93047
27682 | 8.67 | 1 | 365 | 9.9114 | 0.86831 | 10 | 0.77968
28444 | 3.38 | 1 | 365 | 3.8639 | 0.74566 | 4 | 0.60961
27819 | 6.5 | 1 | 365 | 7.4307 | 0.8955 | 8 | 0.32617
28264 | 13.26 | 1 | 365 | 15.1586 | 0.38683 | 15 | 0.54539
28556 | 5.46 | 1 | 365 | 6.2418 | 0.51222 | 6 | 0.75399
28265 | 6.76 | 1 | 365 | 7.7279 | 0.49132 | 8 | 0.21922
27830 | 5.2 | 1 | 365 | 5.9445 | 0.9164 | 6 | 0.86094
28552 | 11.275 | 1 | 365 | 12.8894 | 0.83797 | 13 | 0.72732
27832 | 14.3 | 1 | 365 | 16.3475 | 0.77011 | 17 | 0.11758
28546 | 7.14 | 1 | 365 | 8.1623 | 0.36214 | 8 | 0.52444
28565 | 6.48 | 1 | 365 | 7.4078 | 0.84967 | 8 | 0.25748
28566 | 3.9 | 1 | 365 | 4.4584 | 0.9373 | 5 | 0.3957
27937 | 13.52 | 1 | 365 | 15.4558 | 0.98265 | 16 | 0.43844
28563 | 10.14 | 1 | 365 | 11.5918 | 0.23699 | 11 | 0.82883
28531 | 4.59 | 1 | 365 | 5.2472 | 0.51852 | 5 | 0.76571
22562 | 8.84 | 1 | 365 | 10.1057 | 0.25789 | 10 | 0.3636
27956 | 10.445 | 1 | 365 | 11.9405 | 0.93593 | 12 | 0.87644
27738 | 9.36 | 1 | 365 | 10.7002 | 0.44953 | 11 | 0.14969
28562 | 7.02 | 1 | 365 | 8.0251 | 0.087144 | 8 | 0.11227
28639 | 9.88 | 1 | 365 | 11.2946 | 0.64117 | 11 | 0.93578
28573 | 3.64 | 1 | 365 | 4.1612 | 0.34148 | 4 | 0.50266
28582 | 2.805 | 1 | 365 | 3.2066 | 0.42798 | 3 | 0.6346
28571 | 9.1 | 1 | 365 | 10.4029 | 0.85371 | 11 | 0.25664
28572 | 10.66 | 1 | 365 | 12.1863 | 0.42863 | 12 | 0.61493
28640 | 8.84 | 1 | 365 | 10.1057 | 0.25789 | 10 | 0.3636
28575 | 5.98 | 1 | 365 | 6.8362 | 0.70386 | 7 | 0.54008
28574 | 5.1 | 1 | 365 | 5.8302 | 0.68724 | 6 | 0.51746
28577 | 5.83 | 1 | 365 | 6.6647 | 0.36012 | 7 | 0.024861
27510 | 5.7 | 1 | 365 | 6.5161 | 0.062211 | 6 | 0.57834
28579 | 10.2 | 1 | 365 | 11.6604 | 0.37448 | 12 | 0.034919
28580 | 10.4 | 1 | 365 | 11.8891 | 0.83281 | 12 | 0.72188
28558 | 13.26 | 1 | 365 | 15.1586 | 0.38683 | 15 | 0.54539
28581 | 8.8 | 1 | 365 | 10.06 | 0.16622 | 10 | 0.2262
28117 | 3.64 | 1 | 365 | 4.1612 | 0.34148 | 4 | 0.50266
28759 | 3.9 | 1 | 365 | 4.4584 | 0.9373 | 5 | 0.3957
28754 | 8.84 | 1 | 365 | 10.1057 | 0.25789 | 10 | 0.3636
28104 | 4.94 | 1 | 365 | 5.6473 | 0.32058 | 5 | 0.96789
28755 | 9.62 | 1 | 365 | 10.9974 | 0.045346 | 11 | 0.042738
28751 | 9.18 | 1 | 365 | 10.4944 | 0.037035 | 10 | 0.53143
28097 | 8.58 | 1 | 365 | 9.8085 | 0.66207 | 10 | 0.47055
28056 | 8.84 | 1 | 365 | 10.1057 | 0.25789 | 10 | 0.3636
28092 | 4.94 | 1 | 365 | 5.6473 | 0.32058 | 5 | 0.96789
28752 | 11.18 | 1 | 365 | 12.7808 | 0.62027 | 13 | 0.40102
28012 | 8.84 | 1 | 365 | 10.1057 | 0.25789 | 10 | 0.3636
28720 | 3.9 | 1 | 365 | 4.4584 | 0.9373 | 5 | 0.3957
27933 | 5.72 | 1 | 365 | 6.539 | 0.10804 | 6 | 0.64703
27927 | 9.88 | 1 | 365 | 11.2946 | 0.64117 | 11 | 0.93578
27939 | 3.12 | 1 | 365 | 3.5667 | 0.14984 | 3 | 0.71656
27923 | 6.76 | 1 | 365 | 7.7279 | 0.49132 | 8 | 0.21922
27945 | 6.24 | 1 | 365 | 7.1334 | 0.29968 | 7 | 0.43313
27948 | 2.295 | 1 | 365 | 2.6236 | 0.25926 | 2 | 0.88286
28053 | 9.435 | 1 | 365 | 10.7859 | 0.6214 | 11 | 0.4073
28061 | 8.84 | 1 | 365 | 10.1057 | 0.25789 | 10 | 0.3636
27954 | 7.14 | 1 | 365 | 8.1623 | 0.36214 | 8 | 0.52444
27953 | 7.14 | 1 | 365 | 8.1623 | 0.36214 | 8 | 0.52444
28749 | 8.32 | 1 | 365 | 9.5113 | 0.066245 | 9 | 0.5775
28094 | 7.14 | 1 | 365 | 8.1623 | 0.36214 | 8 | 0.52444
28098 | 5.98 | 1 | 365 | 6.8362 | 0.70386 | 7 | 0.54008
28746 | 4.16 | 1 | 365 | 4.7556 | 0.53312 | 5 | 0.28875
28747 | 3.64 | 1 | 365 | 4.1612 | 0.34148 | 4 | 0.50266
28054 | 5.46 | 1 | 365 | 6.2418 | 0.51222 | 6 | 0.75399
28745 | 8.84 | 1 | 365 | 10.1057 | 0.25789 | 10 | 0.3636
28062 | 4.94 | 1 | 365 | 5.6473 | 0.32058 | 5 | 0.96789
28737 | 9.36 | 1 | 365 | 10.7002 | 0.44953 | 11 | 0.14969
29048 | 3.64 | 1 | 365 | 4.1612 | 0.34148 | 4 | 0.50266
28805 | 5.2 | 1 | 365 | 5.9445 | 0.9164 | 6 | 0.86094
28803 | 5.46 | 1 | 365 | 6.2418 | 0.51222 | 6 | 0.75399
28802 | 4.48 | 1 | 365 | 5.1214 | 0.26644 | 5 | 0.38789
28795 | 9.1 | 1 | 365 | 10.4029 | 0.85371 | 11 | 0.25664
28791 | 3.9 | 1 | 365 | 4.4584 | 0.9373 | 5 | 0.3957
28153 | 7.54 | 1 | 365 | 8.6196 | 0.27878 | 8 | 0.89836
28188 | 5.2 | 1 | 365 | 5.9445 | 0.9164 | 6 | 0.86094
28787 | 6.24 | 1 | 365 | 7.1334 | 0.29968 | 7 | 0.43313
28761 | 6.5 | 1 | 365 | 7.4307 | 0.8955 | 8 | 0.32617
28757 | 7.8 | 1 | 365 | 8.9168 | 0.8746 | 9 | 0.79141
28756 | 2.34 | 1 | 365 | 2.675 | 0.36238 | 3 | 0.037423
28762 | 3.9 | 1 | 365 | 4.4584 | 0.9373 | 5 | 0.3957
28119 | 4.08 | 1 | 365 | 4.6642 | 0.34979 | 5 | 0.013968
28765 | 6.27 | 1 | 365 | 7.1677 | 0.36843 | 7 | 0.53617
28767 | 7.54 | 1 | 365 | 8.6196 | 0.27878 | 8 | 0.89836
28764 | 3.9 | 1 | 365 | 4.4584 | 0.9373 | 5 | 0.3957
28121 | 5.72 | 1 | 365 | 6.539 | 0.10804 | 6 | 0.64703
28107 | 3.9 | 1 | 365 | 4.4584 | 0.9373 | 5 | 0.3957
28783 | 4.94 | 1 | 365 | 5.6473 | 0.32058 | 5 | 0.96789
28770 | 6.375 | 1 | 365 | 7.2878 | 0.60905 | 7 | 0.89682
23473 | 3.64 | 1 | 365 | 4.1612 | 0.34148 | 4 | 0.50266
28748 | 9.36 | 1 | 365 | 10.7002 | 0.44953 | 11 | 0.14969
28162 | 7.905 | 1 | 365 | 9.0368 | 0.11522 | 9 | 0.15206
28155 | 4.68 | 1 | 365 | 5.3501 | 0.72476 | 6 | 0.074845
27951 | 2.55 | 1 | 365 | 2.9151 | 0.84362 | 3 | 0.75873
28785 | 3.12 | 1 | 365 | 3.5667 | 0.14984 | 3 | 0.71656
28641 | 9.62 | 1 | 365 | 10.9974 | 0.045346 | 11 | 0.042738
28147 | 7.8 | 1 | 365 | 8.9168 | 0.8746 | 9 | 0.79141
27445 | 223.82 | 0.9 | 365 | 230.2799 | 0.61854 | 230 | 0.89844
28083 | 70.68 | 0.9 | 365 | 72.72 | 0.77428 | 73 | 0.49424
28091 | 94.24 | 0.9 | 365 | 96.96 | 0.3657 | 97 | 0.32566
28111 | 94.24 | 0.9 | 365 | 96.96 | 0.3657 | 97 | 0.32566
27429 | 117.8 | 0.9 | 365 | 121.1999 | 0.95713 | 122 | 0.15707
28299 | 8.265 | 1 | 365 | 9.4484 | 0.94021 | 10 | 0.38859
28086 | 4.16 | 1 | 365 | 4.7556 | 0.53312 | 5 | 0.28875
28295 | 7.41 | 1 | 365 | 8.471 | 0.98087 | 9 | 0.45184
28005 | 3.5 | 1 | 365 | 4.0011 | 0.020656 | 4 | 0.021786
28199 | 4.24 | 1 | 365 | 4.8471 | 0.71645 | 5 | 0.56354
28009 | 13 | 1 | 365 | 14.8613 | 0.79101 | 15 | 0.65235
28193 | 4.845 | 1 | 365 | 5.5387 | 0.10288 | 5 | 0.64159
28007 | 4.335 | 1 | 365 | 4.9557 | 0.93416 | 5 | 0.88984
28019 | 3.57 | 1 | 365 | 4.0812 | 0.18107 | 4 | 0.26222
28015 | 4.42 | 1 | 365 | 5.0529 | 0.12894 | 5 | 0.1818
28728 | 3.12 | 1 | 365 | 3.5667 | 0.14984 | 3 | 0.71656
28028 | 5.2 | 1 | 365 | 5.9445 | 0.9164 | 6 | 0.86094
28023 | 9.18 | 1 | 365 | 10.4944 | 0.037035 | 10 | 0.53143
28032 | 11.22 | 1 | 365 | 12.8265 | 0.71193 | 13 | 0.53841
28072 | 4.94 | 1 | 365 | 5.6473 | 0.32058 | 5 | 0.96789
28592 | 4.24 | 1 | 365 | 4.8471 | 0.71645 | 5 | 0.56354
28733 | 4.68 | 1 | 365 | 5.3501 | 0.72476 | 6 | 0.074845
28076 | 3.185 | 1 | 365 | 3.641 | 0.2988 | 3 | 0.93983
24169 | 10.66 | 1 | 365 | 12.1863 | 0.42863 | 12 | 0.61493
28742 | 4.94 | 1 | 365 | 5.6473 | 0.32058 | 5 | 0.96789
28743 | 5.4 | 1 | 365 | 6.1732 | 0.37473 | 6 | 0.5479
28739 | 8.32 | 1 | 365 | 9.5113 | 0.066245 | 9 | 0.5775
28576 | 12.22 | 1 | 365 | 13.9697 | 0.0035475 | 13 | 0.97321
28642 | 9.88 | 1 | 365 | 11.2946 | 0.64117 | 11 | 0.93578
28874 | 5.98 | 1 | 365 | 6.8362 | 0.70386 | 7 | 0.54008
28645 | 4.16 | 1 | 365 | 4.7556 | 0.53312 | 5 | 0.28875
28811 | 4.845 | 1 | 365 | 5.5387 | 0.10288 | 5 | 0.64159
28809 | 9.88 | 1 | 365 | 11.2946 | 0.64117 | 11 | 0.93578
28649 | 2.86 | 1 | 365 | 3.2695 | 0.55402 | 3 | 0.82352
28780 | 3.12 | 1 | 365 | 3.5667 | 0.14984 | 3 | 0.71656
28651 | 5.46 | 1 | 365 | 6.2418 | 0.51222 | 6 | 0.75399
28794 | 6.76 | 1 | 365 | 7.7279 | 0.49132 | 8 | 0.21922
28814 | 10.4 | 1 | 365 | 11.8891 | 0.83281 | 12 | 0.72188
28816 | 2.34 | 1 | 365 | 2.675 | 0.36238 | 3 | 0.037423
28822 | 5.72 | 1 | 365 | 6.539 | 0.10804 | 6 | 0.64703
28821 | 4.42 | 1 | 365 | 5.0529 | 0.12894 | 5 | 0.1818
28823 | 7.02 | 1 | 365 | 8.0251 | 0.087144 | 8 | 0.11227
28825 | 3.38 | 1 | 365 | 3.8639 | 0.74566 | 4 | 0.60961
28826 | 6.5 | 1 | 365 | 7.4307 | 0.8955 | 8 | 0.32617
28788 | 2.97 | 1 | 365 | 3.3952 | 0.8061 | 4 | 0.20134
28828 | 9.945 | 1 | 365 | 11.3689 | 0.79012 | 12 | 0.15905
28834 | 7.8 | 1 | 365 | 8.9168 | 0.8746 | 9 | 0.79141
28838 | 6.24 | 1 | 365 | 7.1334 | 0.29968 | 7 | 0.43313
28845 | 7.54 | 1 | 365 | 8.6196 | 0.27878 | 8 | 0.89836
28854 | 7.8 | 1 | 365 | 8.9168 | 0.8746 | 9 | 0.79141
28773 | 4.88 | 1 | 365 | 5.5787 | 0.18309 | 5 | 0.7618
28855 | 7.02 | 1 | 365 | 8.0251 | 0.087144 | 8 | 0.11227
28772 | 6.885 | 1 | 365 | 7.8708 | 0.77778 | 8 | 0.64857
28858 | 8.84 | 1 | 365 | 10.1057 | 0.25789 | 10 | 0.3636
28819 | 2.6 | 1 | 365 | 2.9723 | 0.9582 | 3 | 0.93047
25092 | 13.52 | 1 | 365 | 15.4558 | 0.98265 | 16 | 0.43844
28774 | 6.84 | 1 | 365 | 7.8194 | 0.67465 | 8 | 0.494
25228 | 3.12 | 1 | 365 | 3.5667 | 0.14984 | 3 | 0.71656
28775 | 4.42 | 1 | 365 | 5.0529 | 0.12894 | 5 | 0.1818
28777 | 9.975 | 1 | 365 | 11.4032 | 0.85887 | 12 | 0.26209
28863 | 3.9 | 1 | 365 | 4.4584 | 0.9373 | 5 | 0.3957
28736 | 6.5 | 1 | 365 | 7.4307 | 0.8955 | 8 | 0.32617
28848 | 6.24 | 1 | 365 | 7.1334 | 0.29968 | 7 | 0.43313
25335 | 2.08 | 1 | 365 | 2.3778 | 0.76656 | 3 | 0.14438
28868 | 3.57 | 1 | 365 | 4.0812 | 0.18107 | 4 | 0.26222
28778 | 3.64 | 1 | 365 | 4.1612 | 0.34148 | 4 | 0.50266
28673 | 8.64 | 1 | 365 | 9.8771 | 0.79956 | 10 | 0.67664
29398 | 6.867 | 1 | 365 | 7.8502 | 0.73653 | 8 | 0.58674
25614 | 12.74 | 1 | 365 | 14.5641 | 0.19519 | 14 | 0.7593
28654 | 7.54 | 1 | 365 | 8.6196 | 0.27878 | 8 | 0.89836
26936 | 4.16 | 1 | 365 | 4.7556 | 0.53312 | 5 | 0.28875
28650 | 11.44 | 1 | 365 | 13.078 | 0.21609 | 13 | 0.29407
28763 | 4.16 | 1 | 365 | 4.7556 | 0.53312 | 5 | 0.28875
28652 | 4.94 | 1 | 365 | 5.6473 | 0.32058 | 5 | 0.96789
28779 | 3.64 | 1 | 365 | 4.1612 | 0.34148 | 4 | 0.50266
28782 | 10.66 | 1 | 365 | 12.1863 | 0.42863 | 12 | 0.61493
26937 | 3.825 | 1 | 365 | 4.3727 | 0.76543 | 5 | 0.13809
27252 | 10.2 | 1 | 365 | 11.6604 | 0.37448 | 12 | 0.034919
28657 | 7.8 | 1 | 365 | 8.9168 | 0.8746 | 9 | 0.79141
28658 | 8.84 | 1 | 365 | 10.1057 | 0.25789 | 10 | 0.3636
28632 | 5.2 | 1 | 365 | 5.9445 | 0.9164 | 6 | 0.86094
28660 | 9.88 | 1 | 365 | 11.2946 | 0.64117 | 11 | 0.93578
28659 | 6.76 | 1 | 365 | 7.7279 | 0.49132 | 8 | 0.21922
28646 | 5.04 | 1 | 365 | 5.7616 | 0.54974 | 6 | 0.31137
28637 | 4.16 | 1 | 365 | 4.7556 | 0.53312 | 5 | 0.28875
28661 | 8.32 | 1 | 365 | 9.5113 | 0.066245 | 9 | 0.5775
28530 | 12.24 | 1 | 365 | 13.9925 | 0.04938 | 14 | 0.041903
28622 | 5.98 | 1 | 365 | 6.8362 | 0.70386 | 7 | 0.54008
28664 | 11.18 | 1 | 365 | 12.7808 | 0.62027 | 13 | 0.40102
28663 | 9.36 | 1 | 365 | 10.7002 | 0.44953 | 11 | 0.14969
28665 | 8.58 | 1 | 365 | 9.8085 | 0.66207 | 10 | 0.47055
28870 | 8.25 | 1 | 365 | 9.4312 | 0.90583 | 10 | 0.33707
28873 | 6.24 | 1 | 365 | 7.1334 | 0.29968 | 7 | 0.43313
28666 | 6.76 | 1 | 365 | 7.7279 | 0.49132 | 8 | 0.21922
28876 | 5.98 | 1 | 365 | 6.8362 | 0.70386 | 7 | 0.54008
28881 | 7.02 | 1 | 365 | 8.0251 | 0.087144 | 8 | 0.11227
28667 | 9.18 | 1 | 365 | 10.4944 | 0.037035 | 10 | 0.53143
28884 | 6.24 | 1 | 365 | 7.1334 | 0.29968 | 7 | 0.43313
28668 | 3.9 | 1 | 365 | 4.4584 | 0.9373 | 5 | 0.3957
28875 | 3.575 | 1 | 365 | 4.0869 | 0.19253 | 4 | 0.2794
28670 | 9.275 | 1 | 365 | 10.603 | 0.25474 | 10 | 0.85773
28669 | 4.42 | 1 | 365 | 5.0529 | 0.12894 | 5 | 0.1818
28891 | 5.61 | 1 | 365 | 6.4132 | 0.85597 | 7 | 0.26921
28671 | 5.72 | 1 | 365 | 6.539 | 0.10804 | 6 | 0.64703
28807 | 4.41 | 1 | 365 | 5.0414 | 0.10603 | 5 | 0.14745
28830 | 12.6 | 1 | 365 | 14.4041 | 0.87436 | 15 | 0.27843
28835 | 5.46 | 1 | 365 | 6.2418 | 0.51222 | 6 | 0.75399
28837 | 9.15 | 1 | 365 | 10.4601 | 0.96829 | 11 | 0.42838
28842 | 6.5 | 1 | 365 | 7.4307 | 0.8955 | 8 | 0.32617
28844 | 4.68 | 1 | 365 | 5.3501 | 0.72476 | 6 | 0.074845
28851 | 3.06 | 1 | 365 | 3.4981 | 0.012345 | 3 | 0.51048
28853 | 9.81 | 1 | 365 | 11.2146 | 0.48075 | 11 | 0.69535
28860 | 7.125 | 1 | 365 | 8.1452 | 0.32776 | 8 | 0.47292
28864 | 7.98 | 1 | 365 | 9.1226 | 0.2871 | 9 | 0.40967
28893 | 5.72 | 1 | 365 | 6.539 | 0.10804 | 6 | 0.64703
28895 | 2.6 | 1 | 365 | 2.9723 | 0.9582 | 3 | 0.93047
28172 | 6.5 | 1 | 365 | 7.4307 | 0.8955 | 8 | 0.32617
28900 | 7.8 | 1 | 365 | 8.9168 | 0.8746 | 9 | 0.79141
28177 | 2.805 | 1 | 365 | 3.2066 | 0.42798 | 3 | 0.6346
28221 | 5.46 | 1 | 365 | 6.2418 | 0.51222 | 6 | 0.75399
28897 | 5.98 | 1 | 365 | 6.8362 | 0.70386 | 7 | 0.54008
28230 | 9.88 | 1 | 365 | 11.2946 | 0.64117 | 11 | 0.93578
28224 | 2.6 | 1 | 365 | 2.9723 | 0.9582 | 3 | 0.93047
28242 | 3.64 | 1 | 365 | 4.1612 | 0.34148 | 4 | 0.50266
28872 | 4.94 | 1 | 365 | 5.6473 | 0.32058 | 5 | 0.96789
28235 | 10.14 | 1 | 365 | 11.5918 | 0.23699 | 11 | 0.82883
28888 | 11.395 | 1 | 365 | 13.0265 | 0.11296 | 13 | 0.1395
28154 | 4.16 | 1 | 365 | 4.7556 | 0.53312 | 5 | 0.28875
28898 | 7.8 | 1 | 365 | 8.9168 | 0.8746 | 9 | 0.79141
28847 | 7.28 | 1 | 365 | 8.3224 | 0.68296 | 9 | 0.0053149
28903 | 4.16 | 1 | 365 | 4.7556 | 0.53312 | 5 | 0.28875
28245 | 6.12 | 1 | 365 | 6.9963 | 0.02469 | 7 | 0.020952
28926 | 3.64 | 1 | 365 | 4.1612 | 0.34148 | 4 | 0.50266
28843 | 5.46 | 1 | 365 | 6.2418 | 0.51222 | 6 | 0.75399
28928 | 5.98 | 1 | 365 | 6.8362 | 0.70386 | 7 | 0.54008
28846 | 3.9 | 1 | 365 | 4.4584 | 0.9373 | 5 | 0.3957
28849 | 7.28 | 1 | 365 | 8.3224 | 0.68296 | 9 | 0.0053149
28962 | 3.12 | 1 | 365 | 3.5667 | 0.14984 | 3 | 0.71656
28865 | 8.06 | 1 | 365 | 9.214 | 0.47042 | 9 | 0.68446
28966 | 2.08 | 1 | 365 | 2.3778 | 0.76656 | 3 | 0.14438
28866 | 5.2 | 1 | 365 | 5.9445 | 0.9164 | 6 | 0.86094
28971 | 9.36 | 1 | 365 | 10.7002 | 0.44953 | 11 | 0.14969
28867 | 6.76 | 1 | 365 | 7.7279 | 0.49132 | 8 | 0.21922
28880 | 6.21 | 1 | 365 | 7.0991 | 0.23094 | 7 | 0.33008
28896 | 11.55 | 1 | 365 | 13.2037 | 0.46816 | 13 | 0.67189
28910 | 6.54 | 1 | 365 | 7.4764 | 0.98717 | 8 | 0.46357
28887 | 12.15 | 1 | 365 | 13.8896 | 0.84313 | 14 | 0.73277
28894 | 9.7 | 1 | 365 | 11.0888 | 0.22868 | 11 | 0.31752
29502 | 3.51 | 1 | 365 | 4.0126 | 0.043572 | 4 | 0.056134
28899 | 9.9 | 1 | 365 | 11.3175 | 0.687 | 12 | 0.0044804
28902 | 5.1 | 1 | 365 | 5.8302 | 0.68724 | 6 | 0.51746
28904 | 10.35 | 1 | 365 | 11.8319 | 0.71823 | 12 | 0.55014
28906 | 3.64 | 1 | 365 | 4.1612 | 0.34148 | 4 | 0.50266
28907 | 6.375 | 1 | 365 | 7.2878 | 0.60905 | 7 | 0.89682
28908 | 3.12 | 1 | 365 | 3.5667 | 0.14984 | 3 | 0.71656
28913 | 8.12 | 1 | 365 | 9.2826 | 0.60792 | 9 | 0.89054
28915 | 13.4 | 1 | 365 | 15.3186 | 0.70765 | 16 | 0.026266
28916 | 4.48 | 1 | 365 | 5.1214 | 0.26644 | 5 | 0.38789
28917 | 9.66 | 1 | 365 | 11.0431 | 0.13701 | 11 | 0.18013
28920 | 10.53 | 1 | 365 | 12.0377 | 0.13072 | 12 | 0.1684
28922 | 4.25 | 1 | 365 | 4.8585 | 0.73937 | 5 | 0.59788
28923 | 7.2 | 1 | 365 | 8.2309 | 0.49964 | 8 | 0.73053
28924 | 7.8 | 1 | 365 | 8.9168 | 0.8746 | 9 | 0.79141
28925 | 6.72 | 1 | 365 | 7.6822 | 0.39966 | 8 | 0.081829
28929 | 9.72 | 1 | 365 | 11.1117 | 0.27451 | 11 | 0.38622
28931 | 10.464 | 1 | 365 | 11.9622 | 0.97947 | 12 | 0.94171
28934 | 11.118 | 1 | 365 | 12.7099 | 0.47819 | 13 | 0.18806
28936 | 7.5 | 1 | 365 | 8.5739 | 0.18712 | 8 | 0.76097
28938 | 12.24 | 1 | 365 | 13.9925 | 0.04938 | 14 | 0.041903
28942 | 6.24 | 1 | 365 | 7.1334 | 0.29968 | 7 | 0.43313
28672 | 10.26 | 1 | 365 | 11.729 | 0.51198 | 12 | 0.24101
28945 | 5.98 | 1 | 365 | 6.8362 | 0.70386 | 7 | 0.54008
28951 | 4.16 | 1 | 365 | 4.7556 | 0.53312 | 5 | 0.28875
28953 | 3.38 | 1 | 365 | 3.8639 | 0.74566 | 4 | 0.60961
28678 | 7.395 | 1 | 365 | 8.4538 | 0.9465 | 9 | 0.40032
28909 | 11.285 | 1 | 365 | 12.9008 | 0.86089 | 13 | 0.76167
24730 | 7.8 | 1 | 365 | 8.9168 | 0.8746 | 9 | 0.79141
28157 | 8.06 | 1 | 365 | 9.214 | 0.47042 | 9 | 0.68446
28178 | 5.72 | 1 | 365 | 6.539 | 0.10804 | 6 | 0.64703
28206 | 3.64 | 1 | 365 | 4.1612 | 0.34148 | 4 | 0.50266
28218 | 8.84 | 1 | 365 | 10.1057 | 0.25789 | 10 | 0.3636
29118 | 4.98 | 1 | 365 | 5.693 | 0.41225 | 6 | 0.10528
29120 | 6.725 | 1 | 365 | 7.6879 | 0.41112 | 8 | 0.099003
29121 | 4.725 | 1 | 365 | 5.4015 | 0.82789 | 6 | 0.22941
29123 | 7.725 | 1 | 365 | 8.8311 | 0.70273 | 9 | 0.5338
28228 | 8.84 | 1 | 365 | 10.1057 | 0.25789 | 10 | 0.3636
28266 | 7.8 | 1 | 365 | 8.9168 | 0.8746 | 9 | 0.79141
29125 | 7.96 | 1 | 365 | 9.0997 | 0.24126 | 9 | 0.34098
28237 | 3.12 | 1 | 365 | 3.5667 | 0.14984 | 3 | 0.71656
28271 | 4.68 | 1 | 365 | 5.3501 | 0.72476 | 6 | 0.074845
29127 | 4.98 | 1 | 365 | 5.693 | 0.41225 | 6 | 0.10528
29129 | 6.215 | 1 | 365 | 7.1049 | 0.24239 | 7 | 0.34726
25208 | 4.68 | 1 | 365 | 5.3501 | 0.72476 | 6 | 0.074845
29131 | 4.295 | 1 | 365 | 4.91 | 0.84249 | 5 | 0.75245
28289 | 7.28 | 1 | 365 | 8.3224 | 0.68296 | 9 | 0.0053149
29133 | 6.82 | 1 | 365 | 7.7965 | 0.62882 | 8 | 0.42531
28292 | 3.12 | 1 | 365 | 3.5667 | 0.14984 | 3 | 0.71656
29144 | 8.25 | 1 | 365 | 9.4312 | 0.90583 | 10 | 0.33707
29151 | 8.8 | 1 | 365 | 10.06 | 0.16622 | 10 | 0.2262
28298 | 6.24 | 1 | 365 | 7.1334 | 0.29968 | 7 | 0.43313
29156 | 7.65 | 1 | 365 | 8.7453 | 0.53086 | 9 | 0.27619
29182 | 6.72 | 1 | 365 | 7.6822 | 0.39966 | 8 | 0.081829
28316 | 2.805 | 1 | 365 | 3.2066 | 0.42798 | 3 | 0.6346
29212 | 7.84 | 1 | 365 | 8.9625 | 0.96627 | 9 | 0.9288
28309 | 6.76 | 1 | 365 | 7.7279 | 0.49132 | 8 | 0.21922
29263 | 4.68 | 1 | 365 | 5.3501 | 0.72476 | 6 | 0.074845
28318 | 9.1 | 1 | 365 | 10.4029 | 0.85371 | 11 | 0.25664
28306 | 9.36 | 1 | 365 | 10.7002 | 0.44953 | 11 | 0.14969
28327 | 7.54 | 1 | 365 | 8.6196 | 0.27878 | 8 | 0.89836
28355 | 3.64 | 1 | 365 | 4.1612 | 0.34148 | 4 | 0.50266
29269 | 4.59 | 1 | 365 | 5.2472 | 0.51852 | 5 | 0.76571
23585 | 3.9 | 1 | 365 | 4.4584 | 0.9373 | 5 | 0.3957
29272 | 9.88 | 1 | 365 | 11.2946 | 0.64117 | 11 | 0.93578
29275 | 9.69 | 1 | 365 | 11.0774 | 0.20576 | 11 | 0.28317
28680 | 4.56 | 1 | 365 | 5.2129 | 0.44977 | 5 | 0.66267
28978 | 2.08 | 1 | 365 | 2.3778 | 0.76656 | 3 | 0.14438
28681 | 4.42 | 1 | 365 | 5.0529 | 0.12894 | 5 | 0.1818
29176 | 7.8 | 1 | 365 | 8.9168 | 0.8746 | 9 | 0.79141
28683 | 6.63 | 1 | 365 | 7.5793 | 0.19341 | 7 | 0.7727
29184 | 6.76 | 1 | 365 | 7.7279 | 0.49132 | 8 | 0.21922
28711 | 8.06 | 1 | 365 | 9.214 | 0.47042 | 9 | 0.68446
28382 | 2.34 | 1 | 365 | 2.675 | 0.36238 | 3 | 0.037423
28404 | 9.1 | 1 | 365 | 10.4029 | 0.85371 | 11 | 0.25664
28682 | 5.98 | 1 | 365 | 6.8362 | 0.70386 | 7 | 0.54008
28684 | 4.94 | 1 | 365 | 5.6473 | 0.32058 | 5 | 0.96789
28398 | 4.16 | 1 | 365 | 4.7556 | 0.53312 | 5 | 0.28875
28685 | 11.44 | 1 | 365 | 13.078 | 0.21609 | 13 | 0.29407
23368 | 5.72 | 1 | 365 | 6.539 | 0.10804 | 6 | 0.64703
29190 | 7.28 | 1 | 365 | 8.3224 | 0.68296 | 9 | 0.0053149
28686 | 8.32 | 1 | 365 | 9.5113 | 0.066245 | 9 | 0.5775
28436 | 7.54 | 1 | 365 | 8.6196 | 0.27878 | 8 | 0.89836
28687 | 13 | 1 | 365 | 14.8613 | 0.79101 | 15 | 0.65235
29193 | 5.2 | 1 | 365 | 5.9445 | 0.9164 | 6 | 0.86094
28700 | 7.02 | 1 | 365 | 8.0251 | 0.087144 | 8 | 0.11227
28702 | 5.72 | 1 | 365 | 6.539 | 0.10804 | 6 | 0.64703
28857 | 7.54 | 1 | 365 | 8.6196 | 0.27878 | 8 | 0.89836
29107 | 9.625 | 1 | 365 | 11.0031 | 0.056804 | 11 | 0.059912
28035 | 7.28 | 1 | 365 | 8.3224 | 0.68296 | 9 | 0.0053149
28869 | 8.32 | 1 | 365 | 9.5113 | 0.066245 | 9 | 0.5775
29132 | 10.14 | 1 | 365 | 11.5918 | 0.23699 | 11 | 0.82883
29137 | 4.59 | 1 | 365 | 5.2472 | 0.51852 | 5 | 0.76571
28017 | 4.16 | 1 | 365 | 4.7556 | 0.53312 | 5 | 0.28875
28878 | 5.72 | 1 | 365 | 6.539 | 0.10804 | 6 | 0.64703
29139 | 9.36 | 1 | 365 | 10.7002 | 0.44953 | 11 | 0.14969
28038 | 6.5 | 1 | 365 | 7.4307 | 0.8955 | 8 | 0.32617
29143 | 10.66 | 1 | 365 | 12.1863 | 0.42863 | 12 | 0.61493
28882 | 7.28 | 1 | 365 | 8.3224 | 0.68296 | 9 | 0.0053149
29149 | 5.355 | 1 | 365 | 6.1217 | 0.2716 | 6 | 0.39333
29195 | 13 | 1 | 365 | 14.8613 | 0.79101 | 15 | 0.65235
28885 | 4.68 | 1 | 365 | 5.3501 | 0.72476 | 6 | 0.074845
29206 | 6.24 | 1 | 365 | 7.1334 | 0.29968 | 7 | 0.43313
28890 | 6.5 | 1 | 365 | 7.4307 | 0.8955 | 8 | 0.32617
29519 | 11.115 | 1 | 365 | 12.7064 | 0.47131 | 13 | 0.17776
29211 | 6.375 | 1 | 365 | 7.2878 | 0.60905 | 7 | 0.89682
28892 | 4.42 | 1 | 365 | 5.0529 | 0.12894 | 5 | 0.1818
29216 | 5.98 | 1 | 365 | 6.8362 | 0.70386 | 7 | 0.54008
28901 | 6.76 | 1 | 365 | 7.7279 | 0.49132 | 8 | 0.21922
29221 | 10.14 | 1 | 365 | 11.5918 | 0.23699 | 11 | 0.82883
29226 | 10.66 | 1 | 365 | 12.1863 | 0.42863 | 12 | 0.61493
28879 | 7.28 | 1 | 365 | 8.3224 | 0.68296 | 9 | 0.0053149
29231 | 8.32 | 1 | 365 | 9.5113 | 0.066245 | 9 | 0.5775
28937 | 6.24 | 1 | 365 | 7.1334 | 0.29968 | 7 | 0.43313
28940 | 5.98 | 1 | 365 | 6.8362 | 0.70386 | 7 | 0.54008
28939 | 2.08 | 1 | 365 | 2.3778 | 0.76656 | 3 | 0.14438
28941 | 10.4 | 1 | 365 | 11.8891 | 0.83281 | 12 | 0.72188
28946 | 10.14 | 1 | 365 | 11.5918 | 0.23699 | 11 | 0.82883
28955 | 4.68 | 1 | 365 | 5.3501 | 0.72476 | 6 | 0.074845
28957 | 5.98 | 1 | 365 | 6.8362 | 0.70386 | 7 | 0.54008
28960 | 8.58 | 1 | 365 | 9.8085 | 0.66207 | 10 | 0.47055
28973 | 4.68 | 1 | 365 | 5.3501 | 0.72476 | 6 | 0.074845
28970 | 7.8 | 1 | 365 | 8.9168 | 0.8746 | 9 | 0.79141
28964 | 7.8 | 1 | 365 | 8.9168 | 0.8746 | 9 | 0.79141
29564 | 9.62 | 1 | 365 | 10.9974 | 0.045346 | 11 | 0.042738
28974 | 9.1 | 1 | 365 | 10.4029 | 0.85371 | 11 | 0.25664
28976 | 6.76 | 1 | 365 | 7.7279 | 0.49132 | 8 | 0.21922
28979 | 4.94 | 1 | 365 | 5.6473 | 0.32058 | 5 | 0.96789
28982 | 5.2 | 1 | 365 | 5.9445 | 0.9164 | 6 | 0.86094
28984 | 2.86 | 1 | 365 | 3.2695 | 0.55402 | 3 | 0.82352
28985 | 7.8 | 1 | 365 | 8.9168 | 0.8746 | 9 | 0.79141
28986 | 7.28 | 1 | 365 | 8.3224 | 0.68296 | 9 | 0.0053149
28989 | 5.46 | 1 | 365 | 6.2418 | 0.51222 | 6 | 0.75399
29026 | 1.82 | 1 | 365 | 2.0806 | 0.17074 | 2 | 0.25133
29042 | 10.215 | 1 | 365 | 11.6776 | 0.40886 | 12 | 0.086441
29053 | 6.215 | 1 | 365 | 7.1049 | 0.24239 | 7 | 0.34726
29054 | 8.47 | 1 | 365 | 9.6827 | 0.40999 | 10 | 0.092722
29055 | 3.725 | 1 | 365 | 4.2583 | 0.53627 | 4 | 0.79462
29056 | 2.98 | 1 | 365 | 3.4067 | 0.82902 | 4 | 0.23569
29109 | 6.725 | 1 | 365 | 7.6879 | 0.41112 | 8 | 0.099003
29105 | 8.829 | 1 | 365 | 10.0931 | 0.23268 | 10 | 0.32581
29111 | 5.47 | 1 | 365 | 6.2532 | 0.53514 | 6 | 0.78833
29113 | 3.47 | 1 | 365 | 3.9668 | 0.95191 | 4 | 0.91874
29116 | 5.545 | 1 | 365 | 6.3389 | 0.70701 | 7 | 0.045944
28972 | 4.27 | 1 | 365 | 4.8814 | 0.7852 | 5 | 0.66658
28959 | 8 | 1 | 365 | 9.1454 | 0.33293 | 9 | 0.47837
29016 | 6 | 1 | 365 | 6.8591 | 0.7497 | 7 | 0.60878
27558 | 7.02 | 1 | 365 | 8.0251 | 0.087144 | 8 | 0.11227
29092 | 5.5 | 1 | 365 | 6.2875 | 0.60389 | 6 | 0.89138
29090 | 11.25 | 1 | 365 | 12.8608 | 0.78068 | 13 | 0.64146
29094 | 6.75 | 1 | 365 | 7.7165 | 0.46841 | 8 | 0.18487
29096 | 11.825 | 1 | 365 | 13.5181 | 0.098359 | 13 | 0.61646
29100 | 11.18 | 1 | 365 | 12.7808 | 0.62027 | 13 | 0.40102
29057 | 3.9 | 1 | 365 | 4.4584 | 0.9373 | 5 | 0.3957
28541 | 5.72 | 1 | 365 | 6.539 | 0.10804 | 6 | 0.64703
28981 | 6.12 | 1 | 365 | 6.9963 | 0.02469 | 7 | 0.020952
28983 | 4.16 | 1 | 365 | 4.7556 | 0.53312 | 5 | 0.28875
28988 | 9.18 | 1 | 365 | 10.4944 | 0.037035 | 10 | 0.53143
29000 | 7.395 | 1 | 365 | 8.4538 | 0.9465 | 9 | 0.40032
29001 | 8.32 | 1 | 365 | 9.5113 | 0.066245 | 9 | 0.5775
29004 | 7.395 | 1 | 365 | 8.4538 | 0.9465 | 9 | 0.40032
29007 | 11.73 | 1 | 365 | 13.4095 | 0.88066 | 14 | 0.29016
29012 | 3.38 | 1 | 365 | 3.8639 | 0.74566 | 4 | 0.60961
29011 | 4.24 | 1 | 365 | 4.8471 | 0.71645 | 5 | 0.56354
29023 | 9.36 | 1 | 365 | 10.7002 | 0.44953 | 11 | 0.14969
28793 | 3.75 | 1 | 365 | 4.2869 | 0.59356 | 4 | 0.88049
29031 | 4.94 | 1 | 365 | 5.6473 | 0.32058 | 5 | 0.96789
29034 | 4.68 | 1 | 365 | 5.3501 | 0.72476 | 6 | 0.074845
29038 | 9.62 | 1 | 365 | 10.9974 | 0.045346 | 11 | 0.042738
29040 | 6.24 | 1 | 365 | 7.1334 | 0.29968 | 7 | 0.43313
29046 | 5.2 | 1 | 365 | 5.9445 | 0.9164 | 6 | 0.86094
29051 | 2.04 | 1 | 365 | 2.3321 | 0.6749 | 3 | 0.0069838
29063 | 4.42 | 1 | 365 | 5.0529 | 0.12894 | 5 | 0.1818
29070 | 12.48 | 1 | 365 | 14.2669 | 0.59937 | 14 | 0.86625
29075 | 16.12 | 1 | 365 | 18.4281 | 0.94085 | 19 | 0.36891
29087 | 6.5 | 1 | 365 | 7.4307 | 0.8955 | 8 | 0.32617
29088 | 3.9 | 1 | 365 | 4.4584 | 0.9373 | 5 | 0.3957
29089 | 8.84 | 1 | 365 | 10.1057 | 0.25789 | 10 | 0.3636
29093 | 3.12 | 1 | 365 | 3.5667 | 0.14984 | 3 | 0.71656
23707 | 3.9 | 1 | 365 | 4.4584 | 0.9373 | 5 | 0.3957
22039 | 3.9 | 1 | 365 | 4.4584 | 0.9373 | 5 | 0.3957
28540 | 10.92 | 1 | 365 | 12.4835 | 0.024447 | 12 | 0.50797
28548 | 10.92 | 1 | 365 | 12.4835 | 0.024447 | 12 | 0.50797
28554 | 4.94 | 1 | 365 | 5.6473 | 0.32058 | 5 | 0.96789
27218 | 4.16 | 1 | 365 | 4.7556 | 0.53312 | 5 | 0.28875
24170 | 11.96 | 1 | 365 | 13.6724 | 0.40773 | 14 | 0.08016
28550 | 4.16 | 1 | 365 | 4.7556 | 0.53312 | 5 | 0.28875
28557 | 16.83 | 1 | 365 | 19.2397 | 0.5679 | 19 | 0.80762
28559 | 5.61 | 1 | 365 | 6.4132 | 0.85597 | 7 | 0.26921
23564 | 4.94 | 1 | 365 | 5.6473 | 0.32058 | 5 | 0.96789
22398 | 5.2 | 1 | 365 | 5.9445 | 0.9164 | 6 | 0.86094
28602 | 4.94 | 1 | 365 | 5.6473 | 0.32058 | 5 | 0.96789
28610 | 7.8 | 1 | 365 | 8.9168 | 0.8746 | 9 | 0.79141
27222 | 4.94 | 1 | 365 | 5.6473 | 0.32058 | 5 | 0.96789
29232 | 3.06 | 1 | 365 | 3.4981 | 0.012345 | 3 | 0.51048
29237 | 10.66 | 1 | 365 | 12.1863 | 0.42863 | 12 | 0.61493
29240 | 9.1 | 1 | 365 | 10.4029 | 0.85371 | 11 | 0.25664
29222 | 2.04 | 1 | 365 | 2.3321 | 0.6749 | 3 | 0.0069838
29252 | 4.32 | 1 | 365 | 4.9385 | 0.89978 | 5 | 0.83832
29267 | 7.28 | 1 | 365 | 8.3224 | 0.68296 | 9 | 0.0053149
28567 | 4.68 | 1 | 365 | 5.3501 | 0.72476 | 6 | 0.074845
20784 | 9.62 | 1 | 365 | 10.9974 | 0.045346 | 11 | 0.042738
29261 | 4.845 | 1 | 365 | 5.5387 | 0.10288 | 5 | 0.64159
24327 | 14.3 | 1 | 365 | 16.3475 | 0.77011 | 17 | 0.11758
24344 | 7.96 | 1 | 365 | 9.0997 | 0.24126 | 9 | 0.34098
25077 | 12.74 | 1 | 365 | 14.5641 | 0.19519 | 14 | 0.7593
24849 | 562.115 | 0.8 | 365 | 514.0789 | 0.52138 | 514 | 0.60028
25606 | 54.72 | 0.9 | 365 | 56.2993 | 0.8575 | 57 | 0.15683
26755 | 4.845 | 1 | 365 | 5.5387 | 0.10288 | 5 | 0.64159
26861 | 3.85 | 1 | 365 | 4.4012 | 0.82272 | 5 | 0.22396
27067 | 3.98 | 1 | 365 | 4.5499 | 0.12063 | 4 | 0.67049
28100 | 10.4 | 1 | 365 | 11.8891 | 0.83281 | 12 | 0.72188
28123 | 12.1 | 1 | 365 | 13.8325 | 0.72855 | 14 | 0.56103
28126 | 14.56 | 1 | 365 | 16.6447 | 0.36593 | 17 | 0.01063
28256 | 10.14 | 1 | 365 | 11.5918 | 0.23699 | 11 | 0.82883
28428 | 10.4 | 1 | 365 | 11.8891 | 0.83281 | 12 | 0.72188
24324 | 4.68 | 1 | 365 | 5.3501 | 0.72476 | 6 | 0.074845
24101 | 6.24 | 1 | 365 | 7.1334 | 0.29968 | 7 | 0.43313
28619 | 8.32 | 1 | 365 | 9.5113 | 0.066245 | 9 | 0.5775
28609 | 4.68 | 1 | 365 | 5.3501 | 0.72476 | 6 | 0.074845
28712 | 8.32 | 1 | 365 | 9.5113 | 0.066245 | 9 | 0.5775
28615 | 4.08 | 1 | 365 | 4.6642 | 0.34979 | 5 | 0.013968
28564 | 3.64 | 1 | 365 | 4.1612 | 0.34148 | 4 | 0.50266
28594 | 7.8 | 1 | 365 | 8.9168 | 0.8746 | 9 | 0.79141
28633 | 2.86 | 1 | 365 | 3.2695 | 0.55402 | 3 | 0.82352
28644 | 3.12 | 1 | 365 | 3.5667 | 0.14984 | 3 | 0.71656
28784 | 8.16 | 1 | 365 | 9.3283 | 0.69959 | 10 | 0.027935
28647 | 7.02 | 1 | 365 | 8.0251 | 0.087144 | 8 | 0.11227
28800 | 3.64 | 1 | 365 | 4.1612 | 0.34148 | 4 | 0.50266
28442 | 6.24 | 1 | 365 | 7.1334 | 0.29968 | 7 | 0.43313
28454 | 14.04 | 1 | 365 | 16.0502 | 0.17429 | 16 | 0.22454
28469 | 11.7 | 1 | 365 | 13.3752 | 0.81191 | 14 | 0.18711
29276 | 12.24 | 1 | 365 | 13.9925 | 0.04938 | 14 | 0.041903
28963 | 7.65 | 1 | 365 | 8.7453 | 0.53086 | 9 | 0.27619
28713 | 8.32 | 1 | 365 | 9.5113 | 0.066245 | 9 | 0.5775
28740 | 5.98 | 1 | 365 | 6.8362 | 0.70386 | 7 | 0.54008
28721 | 7.28 | 1 | 365 | 8.3224 | 0.68296 | 9 | 0.0053149
29283 | 3.38 | 1 | 365 | 3.8639 | 0.74566 | 4 | 0.60961
28760 | 11.18 | 1 | 365 | 12.7808 | 0.62027 | 13 | 0.40102
29277 | 8.06 | 1 | 365 | 9.214 | 0.47042 | 9 | 0.68446
24856 | 2.08 | 1 | 365 | 2.3778 | 0.76656 | 3 | 0.14438
28734 | 9.69 | 1 | 365 | 11.0774 | 0.20576 | 11 | 0.28317
29336 | 10.2 | 1 | 365 | 11.6604 | 0.37448 | 12 | 0.034919
28715 | 4.94 | 1 | 365 | 5.6473 | 0.32058 | 5 | 0.96789
29337 | 8.16 | 1 | 365 | 9.3283 | 0.69959 | 10 | 0.027935
28717 | 4.68 | 1 | 365 | 5.3501 | 0.72476 | 6 | 0.074845
28719 | 4.16 | 1 | 365 | 4.7556 | 0.53312 | 5 | 0.28875
29338 | 7.14 | 1 | 365 | 8.1623 | 0.36214 | 8 | 0.52444
28726 | 15.6 | 1 | 365 | 17.8336 | 0.74921 | 18 | 0.58282
29335 | 6.16 | 1 | 365 | 7.042 | 0.11635 | 7 | 0.15834
29348 | 9.52 | 1 | 365 | 10.8831 | 0.81618 | 11 | 0.69926
28943 | 11.475 | 1 | 365 | 13.118 | 0.29629 | 13 | 0.41428
29352 | 8.16 | 1 | 365 | 9.3283 | 0.69959 | 10 | 0.027935
29339 | 6.885 | 1 | 365 | 7.8708 | 0.77778 | 8 | 0.64857
29356 | 9.8 | 1 | 365 | 11.2032 | 0.45784 | 11 | 0.661
29350 | 7.56 | 1 | 365 | 8.6424 | 0.32462 | 8 | 0.96706
29255 | 5.61 | 1 | 365 | 6.4132 | 0.85597 | 7 | 0.26921
29345 | 9.075 | 1 | 365 | 10.3744 | 0.79642 | 11 | 0.17077
29369 | 6.44 | 1 | 365 | 7.3621 | 0.75801 | 8 | 0.12009
29365 | 13.72 | 1 | 365 | 15.6844 | 0.44097 | 16 | 0.1254
29367 | 4.48 | 1 | 365 | 5.1214 | 0.26644 | 5 | 0.38789
29373 | 4.2 | 1 | 365 | 4.8014 | 0.62479 | 5 | 0.42614
29375 | 4.76 | 1 | 365 | 5.4415 | 0.90809 | 6 | 0.34963
29379 | 3.92 | 1 | 365 | 4.4813 | 0.98313 | 5 | 0.4644
29386 | 5.225 | 1 | 365 | 5.9731 | 0.97369 | 6 | 0.94681
29403 | 8.32 | 1 | 365 | 9.5113 | 0.066245 | 9 | 0.5775
29250 | 8.415 | 1 | 365 | 9.6199 | 0.28395 | 9 | 0.90381
29401 | 3.64 | 1 | 365 | 4.1612 | 0.34148 | 4 | 0.50266
29114 | 5.2 | 1 | 365 | 5.9445 | 0.9164 | 6 | 0.86094
29319 | 7 | 1 | 365 | 8.0023 | 0.041312 | 8 | 0.043572
29324 | 5 | 1 | 365 | 5.7159 | 0.45808 | 6 | 0.17398
29320 | 9.36 | 1 | 365 | 10.7002 | 0.44953 | 11 | 0.14969
29326 | 8.84 | 1 | 365 | 10.1057 | 0.25789 | 10 | 0.3636
29328 | 6.6 | 1 | 365 | 7.545 | 0.12467 | 7 | 0.66965
29330 | 8.415 | 1 | 365 | 9.6199 | 0.28395 | 9 | 0.90381
29332 | 5.2 | 1 | 365 | 5.9445 | 0.9164 | 6 | 0.86094
29390 | 5.98 | 1 | 365 | 6.8362 | 0.70386 | 7 | 0.54008
29382 | 4.42 | 1 | 365 | 5.0529 | 0.12894 | 5 | 0.1818
29377 | 4.16 | 1 | 365 | 4.7556 | 0.53312 | 5 | 0.28875
29371 | 5.1 | 1 | 365 | 5.8302 | 0.68724 | 6 | 0.51746
29333 | 7.65 | 1 | 365 | 8.7453 | 0.53086 | 9 | 0.27619
29331 | 3.12 | 1 | 365 | 3.5667 | 0.14984 | 3 | 0.71656
29327 | 8.32 | 1 | 365 | 9.5113 | 0.066245 | 9 | 0.5775
29298 | 5.2 | 1 | 365 | 5.9445 | 0.9164 | 6 | 0.86094
29299 | 4.94 | 1 | 365 | 5.6473 | 0.32058 | 5 | 0.96789
29117 | 10.4 | 1 | 365 | 11.8891 | 0.83281 | 12 | 0.72188
29128 | 20.91 | 1 | 365 | 23.9039 | 0.91769 | 24 | 0.82158
29300 | 3.18 | 1 | 365 | 3.6353 | 0.28734 | 3 | 0.92265
29124 | 5.98 | 1 | 365 | 6.8362 | 0.70386 | 7 | 0.54008
29141 | 7.02 | 1 | 365 | 8.0251 | 0.087144 | 8 | 0.11227
29175 | 5.46 | 1 | 365 | 6.2418 | 0.51222 | 6 | 0.75399
29135 | 6.24 | 1 | 365 | 7.1334 | 0.29968 | 7 | 0.43313
29346 | 4.08 | 1 | 365 | 4.6642 | 0.34979 | 5 | 0.013968
29302 | 5.98 | 1 | 365 | 6.8362 | 0.70386 | 7 | 0.54008
28790 | 5.2 | 1 | 365 | 5.9445 | 0.9164 | 6 | 0.86094
29019 | 3.64 | 1 | 365 | 4.1612 | 0.34148 | 4 | 0.50266
27763 | 5.39 | 1 | 365 | 6.1617 | 0.35181 | 6 | 0.51355
29030 | 9.88 | 1 | 365 | 11.2946 | 0.64117 | 11 | 0.93578
29308 | 9.075 | 1 | 365 | 10.3744 | 0.79642 | 11 | 0.17077
29039 | 10.14 | 1 | 365 | 11.5918 | 0.23699 | 11 | 0.82883
29340 | 16.225 | 1 | 365 | 18.5481 | 0.18147 | 18 | 0.72957
29280 | 10.725 | 1 | 365 | 12.2606 | 0.57758 | 12 | 0.83819
29279 | 8.64 | 1 | 365 | 9.8771 | 0.79956 | 10 | 0.67664
29310 | 5.2 | 1 | 365 | 5.9445 | 0.9164 | 6 | 0.86094
29341 | 3.08 | 1 | 365 | 3.521 | 0.058177 | 3 | 0.57917
29050 | 7.395 | 1 | 365 | 8.4538 | 0.9465 | 9 | 0.40032
29343 | 4.48 | 1 | 365 | 5.1214 | 0.26644 | 5 | 0.38789
29311 | 4.16 | 1 | 365 | 4.7556 | 0.53312 | 5 | 0.28875
29281 | 3.92 | 1 | 365 | 4.4813 | 0.98313 | 5 | 0.4644
29344 | 9.625 | 1 | 365 | 11.0031 | 0.056804 | 11 | 0.059912
29293 | 6.72 | 1 | 365 | 7.6822 | 0.39966 | 8 | 0.081829
29307 | 8.06 | 1 | 365 | 9.214 | 0.47042 | 9 | 0.68446
29314 | 3.38 | 1 | 365 | 3.8639 | 0.74566 | 4 | 0.60961
29342 | 3.64 | 1 | 365 | 4.1612 | 0.34148 | 4 | 0.50266
29316 | 2.12 | 1 | 365 | 2.4235 | 0.85823 | 3 | 0.28177
29353 | 7.84 | 1 | 365 | 8.9625 | 0.96627 | 9 | 0.9288
27866 | 16.9 | 1 | 365 | 19.3197 | 0.72831 | 20 | 0.048052
29103 | 7.28 | 1 | 365 | 8.3224 | 0.68296 | 9 | 0.0053149
29108 | 3.12 | 1 | 365 | 3.5667 | 0.14984 | 3 | 0.71656
29284 | 6.76 | 1 | 365 | 7.7279 | 0.49132 | 8 | 0.21922
29368 | 8.06 | 1 | 365 | 9.214 | 0.47042 | 9 | 0.68446
29110 | 6.76 | 1 | 365 | 7.7279 | 0.49132 | 8 | 0.21922
29360 | 7.54 | 1 | 365 | 8.6196 | 0.27878 | 8 | 0.89836
29372 | 3.64 | 1 | 365 | 4.1612 | 0.34148 | 4 | 0.50266
29361 | 6.375 | 1 | 365 | 7.2878 | 0.60905 | 7 | 0.89682
29374 | 7.975 | 1 | 365 | 9.1169 | 0.27564 | 9 | 0.3925
29404 | 4.59 | 1 | 365 | 5.2472 | 0.51852 | 5 | 0.76571
29412 | 7.95 | 1 | 365 | 9.0883 | 0.21835 | 9 | 0.30663
29378 | 9.36 | 1 | 365 | 10.7002 | 0.44953 | 11 | 0.14969
29417 | 3.64 | 1 | 365 | 4.1612 | 0.34148 | 4 | 0.50266
29469 | 11.18 | 1 | 365 | 12.7808 | 0.62027 | 13 | 0.40102
29380 | 6.12 | 1 | 365 | 6.9963 | 0.02469 | 7 | 0.020952
29407 | 7.28 | 1 | 365 | 8.3224 | 0.68296 | 9 | 0.0053149
29381 | 8.58 | 1 | 365 | 9.8085 | 0.66207 | 10 | 0.47055
29408 | 4.68 | 1 | 365 | 5.3501 | 0.72476 | 6 | 0.074845
29383 | 8.32 | 1 | 365 | 9.5113 | 0.066245 | 9 | 0.5775
29409 | 8.84 | 1 | 365 | 10.1057 | 0.25789 | 10 | 0.3636
29413 | 5.46 | 1 | 365 | 6.2418 | 0.51222 | 6 | 0.75399
29414 | 7.28 | 1 | 365 | 8.3224 | 0.68296 | 9 | 0.0053149
29415 | 5.2 | 1 | 365 | 5.9445 | 0.9164 | 6 | 0.86094
29418 | 5.72 | 1 | 365 | 6.539 | 0.10804 | 6 | 0.64703
29419 | 7.8 | 1 | 365 | 8.9168 | 0.8746 | 9 | 0.79141
29429 | 7.02 | 1 | 365 | 8.0251 | 0.087144 | 8 | 0.11227
29433 | 5.98 | 1 | 365 | 6.8362 | 0.70386 | 7 | 0.54008
29435 | 5.2 | 1 | 365 | 5.9445 | 0.9164 | 6 | 0.86094
29424 | 6.12 | 1 | 365 | 6.9963 | 0.02469 | 7 | 0.020952
29426 | 10.71 | 1 | 365 | 12.2435 | 0.54321 | 12 | 0.78667
29428 | 7.6 | 1 | 365 | 8.6882 | 0.41628 | 9 | 0.10445
29430 | 6.867 | 1 | 365 | 7.8502 | 0.73653 | 8 | 0.58674
29431 | 9.045 | 1 | 365 | 10.3401 | 0.72767 | 11 | 0.06773
29434 | 4.905 | 1 | 365 | 5.6073 | 0.24038 | 5 | 0.84767
29436 | 6.867 | 1 | 365 | 7.8502 | 0.73653 | 8 | 0.58674
29462 | 5.2 | 1 | 365 | 5.9445 | 0.9164 | 6 | 0.86094
29384 | 9.88 | 1 | 365 | 11.2946 | 0.64117 | 11 | 0.93578
29464 | 9.81 | 1 | 365 | 11.2146 | 0.48075 | 11 | 0.69535
29465 | 9.18 | 1 | 365 | 10.4944 | 0.037035 | 10 | 0.53143
29387 | 3.12 | 1 | 365 | 3.5667 | 0.14984 | 3 | 0.71656
29467 | 5.7 | 1 | 365 | 6.5161 | 0.062211 | 6 | 0.57834
29388 | 9.36 | 1 | 365 | 10.7002 | 0.44953 | 11 | 0.14969
29391 | 5.2 | 1 | 365 | 5.9445 | 0.9164 | 6 | 0.86094
29243 | 6.76 | 1 | 365 | 7.7279 | 0.49132 | 8 | 0.21922
29242 | 4.16 | 1 | 365 | 4.7556 | 0.53312 | 5 | 0.28875
29235 | 13.26 | 1 | 365 | 15.1586 | 0.38683 | 15 | 0.54539
29443 | 7.7 | 1 | 365 | 8.8025 | 0.64544 | 9 | 0.44793
29233 | 4.42 | 1 | 365 | 5.0529 | 0.12894 | 5 | 0.1818
29438 | 6.325 | 1 | 365 | 7.2306 | 0.49447 | 7 | 0.72508
29439 | 8.84 | 1 | 365 | 10.1057 | 0.25789 | 10 | 0.3636
29227 | 5.46 | 1 | 365 | 6.2418 | 0.51222 | 6 | 0.75399
29440 | 10.175 | 1 | 365 | 11.6319 | 0.31719 | 11 | 0.94905
29223 | 5.61 | 1 | 365 | 6.4132 | 0.85597 | 7 | 0.26921
29441 | 5.5 | 1 | 365 | 6.2875 | 0.60389 | 6 | 0.89138
29218 | 11.18 | 1 | 365 | 12.7808 | 0.62027 | 13 | 0.40102
29442 | 5.5 | 1 | 365 | 6.2875 | 0.60389 | 6 | 0.89138
29444 | 6.5 | 1 | 365 | 7.4307 | 0.8955 | 8 | 0.32617
29215 | 6.24 | 1 | 365 | 7.1334 | 0.29968 | 7 | 0.43313
29445 | 4.42 | 1 | 365 | 5.0529 | 0.12894 | 5 | 0.1818
29366 | 9.62 | 1 | 365 | 10.9974 | 0.045346 | 11 | 0.042738
29210 | 3.64 | 1 | 365 | 4.1612 | 0.34148 | 4 | 0.50266
29446 | 9.35 | 1 | 365 | 10.6887 | 0.42661 | 11 | 0.11534
29447 | 6.6 | 1 | 365 | 7.545 | 0.12467 | 7 | 0.66965
29448 | 5.775 | 1 | 365 | 6.6019 | 0.23408 | 6 | 0.83595
29449 | 12.1 | 1 | 365 | 13.8325 | 0.72855 | 14 | 0.56103
29450 | 7.975 | 1 | 365 | 9.1169 | 0.27564 | 9 | 0.3925
29451 | 4.95 | 1 | 365 | 5.6587 | 0.3435 | 6 | 0.0022402
29452 | 17.1 | 1 | 365 | 19.5484 | 0.18663 | 19 | 0.73501
29219 | 6.76 | 1 | 365 | 7.7279 | 0.49132 | 8 | 0.21922
29453 | 5.355 | 1 | 365 | 6.1217 | 0.2716 | 6 | 0.39333
29455 | 6.05 | 1 | 365 | 6.9162 | 0.86428 | 7 | 0.78052
29354 | 9.24 | 1 | 365 | 10.563 | 0.17453 | 10 | 0.73752
29192 | 2.6 | 1 | 365 | 2.9723 | 0.9582 | 3 | 0.93047
29289 | 11.475 | 1 | 365 | 13.118 | 0.29629 | 13 | 0.41428
29194 | 8.32 | 1 | 365 | 9.5113 | 0.066245 | 9 | 0.5775
29290 | 19.24 | 1 | 365 | 21.9948 | 0.090692 | 22 | 0.085475
29457 | 11.825 | 1 | 365 | 13.5181 | 0.098359 | 13 | 0.61646
29186 | 13.52 | 1 | 365 | 15.4558 | 0.98265 | 16 | 0.43844
29458 | 4.75 | 1 | 365 | 5.4301 | 0.88518 | 6 | 0.31528
29459 | 4.41 | 1 | 365 | 5.0414 | 0.10603 | 5 | 0.14745
29183 | 13 | 1 | 365 | 14.8613 | 0.79101 | 15 | 0.65235
29362 | 5.04 | 1 | 365 | 5.7616 | 0.54974 | 6 | 0.31137
29291 | 8.16 | 1 | 365 | 9.3283 | 0.69959 | 10 | 0.027935
29178 | 13.52 | 1 | 365 | 15.4558 | 0.98265 | 16 | 0.43844
29292 | 8.58 | 1 | 365 | 9.8085 | 0.66207 | 10 | 0.47055
29177 | 11.7 | 1 | 365 | 13.3752 | 0.81191 | 14 | 0.18711
29170 | 8.84 | 1 | 365 | 10.1057 | 0.25789 | 10 | 0.3636
29295 | 9.88 | 1 | 365 | 11.2946 | 0.64117 | 11 | 0.93578
29167 | 3.12 | 1 | 365 | 3.5667 | 0.14984 | 3 | 0.71656
29209 | 6.76 | 1 | 365 | 7.7279 | 0.49132 | 8 | 0.21922
29147 | 7.54 | 1 | 365 | 8.6196 | 0.27878 | 8 | 0.89836
29174 | 13.52 | 1 | 365 | 15.4558 | 0.98265 | 16 | 0.43844
29529 | 11.985 | 1 | 365 | 13.701 | 0.46502 | 14 | 0.16603
29454 | 7.15 | 1 | 365 | 8.1737 | 0.38505 | 8 | 0.55879
29288 | 4.08 | 1 | 365 | 4.6642 | 0.34979 | 5 | 0.013968
29531 | 9.88 | 1 | 365 | 11.2946 | 0.64117 | 11 | 0.93578
29159 | 3.64 | 1 | 365 | 4.1612 | 0.34148 | 4 | 0.50266
29456 | 8.4 | 1 | 365 | 9.6027 | 0.24957 | 9 | 0.85229
29294 | 6.5 | 1 | 365 | 7.4307 | 0.8955 | 8 | 0.32617
29168 | 6.76 | 1 | 365 | 7.7279 | 0.49132 | 8 | 0.21922
29274 | 4.42 | 1 | 365 | 5.0529 | 0.12894 | 5 | 0.1818
29363 | 5.46 | 1 | 365 | 6.2418 | 0.51222 | 6 | 0.75399
29296 | 9.88 | 1 | 365 | 11.2946 | 0.64117 | 11 | 0.93578
29583 | 5.2 | 1 | 365 | 5.9445 | 0.9164 | 6 | 0.86094
29165 | 9.1 | 1 | 365 | 10.4029 | 0.85371 | 11 | 0.25664
29587 | 3.9 | 1 | 365 | 4.4584 | 0.9373 | 5 | 0.3957
28344 | 7.395 | 1 | 365 | 8.4538 | 0.9465 | 9 | 0.40032
29656 | 8.32 | 1 | 365 | 9.5113 | 0.066245 | 9 | 0.5775
28617 | 3.38 | 1 | 365 | 3.8639 | 0.74566 | 4 | 0.60961
29158 | 4.335 | 1 | 365 | 4.9557 | 0.93416 | 5 | 0.88984
29646 | 2.34 | 1 | 365 | 2.675 | 0.36238 | 3 | 0.037423
29146 | 11.7 | 1 | 365 | 13.3752 | 0.81191 | 14 | 0.18711
29648 | 11.18 | 1 | 365 | 12.7808 | 0.62027 | 13 | 0.40102
29145 | 6.5 | 1 | 365 | 7.4307 | 0.8955 | 8 | 0.32617
27699 | 6.24 | 1 | 365 | 7.1334 | 0.29968 | 7 | 0.43313
29647 | 6.5 | 1 | 365 | 7.4307 | 0.8955 | 8 | 0.32617
19937 | 7.395 | 1 | 365 | 8.4538 | 0.9465 | 9 | 0.40032
29592 | 5.46 | 1 | 365 | 6.2418 | 0.51222 | 6 | 0.75399
29153 | 7.395 | 1 | 365 | 8.4538 | 0.9465 | 9 | 0.40032
29650 | 8.32 | 1 | 365 | 9.5113 | 0.066245 | 9 | 0.5775
29600 | 9.88 | 1 | 365 | 11.2946 | 0.64117 | 11 | 0.93578
29618 | 5.98 | 1 | 365 | 6.8362 | 0.70386 | 7 | 0.54008
29653 | 5.83 | 1 | 365 | 6.6647 | 0.36012 | 7 | 0.024861
29639 | 7.54 | 1 | 365 | 8.6196 | 0.27878 | 8 | 0.89836
29578 | 6.375 | 1 | 365 | 7.2878 | 0.60905 | 7 | 0.89682
29636 | 4.68 | 1 | 365 | 5.3501 | 0.72476 | 6 | 0.074845
29470 | 6.24 | 1 | 365 | 7.1334 | 0.29968 | 7 | 0.43313
29472 | 8.06 | 1 | 365 | 9.214 | 0.47042 | 9 | 0.68446
29576 | 8 | 1 | 365 | 9.1454 | 0.33293 | 9 | 0.47837
29471 | 7.848 | 1 | 365 | 8.9717 | 0.9846 | 9 | 0.95628
29474 | 9.1 | 1 | 365 | 10.4029 | 0.85371 | 11 | 0.25664
29586 | 5.72 | 1 | 365 | 6.539 | 0.10804 | 6 | 0.64703
29477 | 9.36 | 1 | 365 | 10.7002 | 0.44953 | 11 | 0.14969
29478 | 5.2 | 1 | 365 | 5.9445 | 0.9164 | 6 | 0.86094
29659 | 3.64 | 1 | 365 | 4.1612 | 0.34148 | 4 | 0.50266
29479 | 4.16 | 1 | 365 | 4.7556 | 0.53312 | 5 | 0.28875
29598 | 14.3 | 1 | 365 | 16.3475 | 0.77011 | 17 | 0.11758
29485 | 2.86 | 1 | 365 | 3.2695 | 0.55402 | 3 | 0.82352
29615 | 10.66 | 1 | 365 | 12.1863 | 0.42863 | 12 | 0.61493
29486 | 8.25 | 1 | 365 | 9.4312 | 0.90583 | 10 | 0.33707
29511 | 8.25 | 1 | 365 | 9.4312 | 0.90583 | 10 | 0.33707
29617 | 9.1 | 1 | 365 | 10.4029 | 0.85371 | 11 | 0.25664
29473 | 5.1 | 1 | 365 | 5.8302 | 0.68724 | 6 | 0.51746
29620 | 4.94 | 1 | 365 | 5.6473 | 0.32058 | 5 | 0.96789
29475 | 11 | 1 | 365 | 12.575 | 0.20778 | 12 | 0.78276
29490 | 9.1 | 1 | 365 | 10.4029 | 0.85371 | 11 | 0.25664
29673 | 4.68 | 1 | 365 | 5.3501 | 0.72476 | 6 | 0.074845
27057 | 9.075 | 1 | 365 | 10.3744 | 0.79642 | 11 | 0.17077
29706 | 5.2 | 1 | 365 | 5.9445 | 0.9164 | 6 | 0.86094
29708 | 6.63 | 1 | 365 | 7.5793 | 0.19341 | 7 | 0.7727
29707 | 6.24 | 1 | 365 | 7.1334 | 0.29968 | 7 | 0.43313
29712 | 7.8 | 1 | 365 | 8.9168 | 0.8746 | 9 | 0.79141
28914 | 9.9 | 1 | 365 | 11.3175 | 0.687 | 12 | 0.0044804
29716 | 10.64 | 1 | 365 | 12.1634 | 0.38279 | 12 | 0.54623
29717 | 12 | 1 | 365 | 13.7182 | 0.49939 | 14 | 0.21755
29718 | 4.42 | 1 | 365 | 5.0529 | 0.12894 | 5 | 0.1818
29720 | 9.12 | 1 | 365 | 10.4258 | 0.89954 | 11 | 0.32534
29723 | 6.75 | 1 | 365 | 7.7165 | 0.46841 | 8 | 0.18487
29722 | 7.98 | 1 | 365 | 9.1226 | 0.2871 | 9 | 0.40967
29728 | 8.925 | 1 | 365 | 10.2029 | 0.45267 | 10 | 0.65555
29495 | 3.38 | 1 | 365 | 3.8639 | 0.74566 | 4 | 0.60961
29729 | 5.49 | 1 | 365 | 6.2761 | 0.58097 | 6 | 0.85703
29501 | 6.375 | 1 | 365 | 7.2878 | 0.60905 | 7 | 0.89682
29504 | 6.76 | 1 | 365 | 7.7279 | 0.49132 | 8 | 0.21922
29507 | 11.96 | 1 | 365 | 13.6724 | 0.40773 | 14 | 0.08016
29461 | 10.92 | 1 | 365 | 12.4835 | 0.024447 | 12 | 0.50797
29509 | 10.14 | 1 | 365 | 11.5918 | 0.23699 | 11 | 0.82883
29726 | 10.2 | 1 | 365 | 11.6604 | 0.37448 | 12 | 0.034919
29512 | 5.98 | 1 | 365 | 6.8362 | 0.70386 | 7 | 0.54008
29732 | 6 | 1 | 365 | 6.8591 | 0.7497 | 7 | 0.60878
24267 | 8.5 | 1 | 365 | 9.717 | 0.47874 | 10 | 0.19577
28911 | 52 | 0.9 | 365 | 53.5008 | 0.24763 | 53 | 0.74845
29514 | 4.64 | 1 | 365 | 5.3044 | 0.6331 | 5 | 0.93745
25227 | 9.25 | 1 | 365 | 10.5744 | 0.19745 | 10 | 0.77186
25212 | 16.2 | 1 | 365 | 18.5195 | 0.12418 | 18 | 0.6437
29515 | 7.28 | 1 | 365 | 8.3224 | 0.68296 | 9 | 0.0053149
29734 | 7.28 | 1 | 365 | 8.3224 | 0.68296 | 9 | 0.0053149
25914 | 12.6 | 1 | 365 | 14.4041 | 0.87436 | 15 | 0.27843
29641 | 6.76 | 1 | 365 | 7.7279 | 0.49132 | 8 | 0.21922
29715 | 11.4 | 1 | 365 | 13.0323 | 0.12442 | 13 | 0.15667
25741 | 12.3 | 1 | 365 | 14.0611 | 0.18688 | 14 | 0.24799
29736 | 14.3 | 1 | 365 | 16.3475 | 0.77011 | 17 | 0.11758
26675 | 9.75 | 1 | 365 | 11.146 | 0.34326 | 11 | 0.48926
21200 | 996.93 | 0.9 | 365 | 1025.7034 | 0.12266 | 1025 | 0.82606
29739 | 6.725 | 1 | 365 | 7.6879 | 0.41112 | 8 | 0.099003
29740 | 4.94 | 1 | 365 | 5.6473 | 0.32058 | 5 | 0.96789
29508 | 2.85 | 1 | 365 | 3.2581 | 0.53111 | 3 | 0.78917
29644 | 9.435 | 1 | 365 | 10.7859 | 0.6214 | 11 | 0.4073
29638 | 7.02 | 1 | 365 | 8.0251 | 0.087144 | 8 | 0.11227
29584 | 5.72 | 1 | 365 | 6.539 | 0.10804 | 6 | 0.64703
29585 | 10.14 | 1 | 365 | 11.5918 | 0.23699 | 11 | 0.82883
29634 | 2.08 | 1 | 365 | 2.3778 | 0.76656 | 3 | 0.14438
29588 | 5.2 | 1 | 365 | 5.9445 | 0.9164 | 6 | 0.86094
29590 | 5.1 | 1 | 365 | 5.8302 | 0.68724 | 6 | 0.51746
29595 | 7.54 | 1 | 365 | 8.6196 | 0.27878 | 8 | 0.89836
29614 | 9.36 | 1 | 365 | 10.7002 | 0.44953 | 11 | 0.14969
29612 | 2.6 | 1 | 365 | 2.9723 | 0.9582 | 3 | 0.93047
29743 | 7 | 1 | 365 | 8.0023 | 0.041312 | 8 | 0.043572
29597 | 7.02 | 1 | 365 | 8.0251 | 0.087144 | 8 | 0.11227
29602 | 4.16 | 1 | 365 | 4.7556 | 0.53312 | 5 | 0.28875
29744 | 13 | 1 | 365 | 14.8613 | 0.79101 | 15 | 0.65235
29604 | 4.16 | 1 | 365 | 4.7556 | 0.53312 | 5 | 0.28875
29735 | 7.15 | 1 | 365 | 8.1737 | 0.38505 | 8 | 0.55879
29607 | 3.18 | 1 | 365 | 3.6353 | 0.28734 | 3 | 0.92265
29745 | 8.68 | 1 | 365 | 9.9228 | 0.89123 | 10 | 0.81403
29621 | 6.5 | 1 | 365 | 7.4307 | 0.8955 | 8 | 0.32617
29626 | 4.68 | 1 | 365 | 5.3501 | 0.72476 | 6 | 0.074845
29503 | 13.23 | 1 | 365 | 15.1243 | 0.31808 | 15 | 0.44235
29510 | 9.18 | 1 | 365 | 10.4944 | 0.037035 | 10 | 0.53143
29747 | 4.4 | 1 | 365 | 5.03 | 0.08311 | 5 | 0.1131
29749 | 4.68 | 1 | 365 | 5.3501 | 0.72476 | 6 | 0.074845
29746 | 8.47 | 1 | 365 | 9.6827 | 0.40999 | 10 | 0.092722
29761 | 8.47 | 1 | 365 | 9.6827 | 0.40999 | 10 | 0.092722
29500 | 8.7 | 1 | 365 | 9.9457 | 0.93706 | 10 | 0.88273
29516 | 10.8 | 1 | 365 | 12.3463 | 0.74945 | 13 | 0.095797
29517 | 9.18 | 1 | 365 | 10.4944 | 0.037035 | 10 | 0.53143
29520 | 9.12 | 1 | 365 | 10.4258 | 0.89954 | 11 | 0.32534
29521 | 8.58 | 1 | 365 | 9.8085 | 0.66207 | 10 | 0.47055
29522 | 9.36 | 1 | 365 | 10.7002 | 0.44953 | 11 | 0.14969
28510 | 9.1 | 1 | 365 | 10.4029 | 0.85371 | 11 | 0.25664
29558 | 9.36 | 1 | 365 | 10.7002 | 0.44953 | 11 | 0.14969
28515 | 10.71 | 1 | 365 | 12.2435 | 0.54321 | 12 | 0.78667
28518 | 18 | 1 | 365 | 20.5772 | 0.24909 | 20 | 0.82633
29561 | 9.88 | 1 | 365 | 11.2946 | 0.64117 | 11 | 0.93578
29482 | 5.775 | 1 | 365 | 6.6019 | 0.23408 | 6 | 0.83595
28738 | 2.8 | 1 | 365 | 3.2009 | 0.41652 | 3 | 0.61743
29488 | 9.625 | 1 | 365 | 11.0031 | 0.056804 | 11 | 0.059912
16997 | 5.2 | 1 | 365 | 5.9445 | 0.9164 | 6 | 0.86094
29489 | 4.5 | 1 | 365 | 5.1443 | 0.31227 | 5 | 0.45658
29329 | 9.25 | 1 | 365 | 10.5744 | 0.19745 | 10 | 0.77186
29491 | 7.425 | 1 | 365 | 8.4881 | 0.015249 | 8 | 0.50336
29493 | 14.535 | 1 | 365 | 16.6161 | 0.30864 | 16 | 0.92476
29505 | 5.775 | 1 | 365 | 6.6019 | 0.23408 | 6 | 0.83595
29506 | 4.59 | 1 | 365 | 5.2472 | 0.51852 | 5 | 0.76571
29643 | 3.66 | 1 | 365 | 4.184 | 0.38731 | 4 | 0.57135
29637 | 6.5 | 1 | 365 | 7.4307 | 0.8955 | 8 | 0.32617
28980 | 10.92 | 1 | 365 | 12.4835 | 0.024447 | 12 | 0.50797
27375 | 4.68 | 1 | 365 | 5.3501 | 0.72476 | 6 | 0.074845
23596 | 6.24 | 1 | 365 | 7.1334 | 0.29968 | 7 | 0.43313
16877 | 4.08 | 1 | 365 | 4.6642 | 0.34979 | 5 | 0.013968
27777 | 5.46 | 1 | 365 | 6.2418 | 0.51222 | 6 | 0.75399
27867 | 4.42 | 1 | 365 | 5.0529 | 0.12894 | 5 | 0.1818
29769 | 8.47 | 1 | 365 | 9.6827 | 0.40999 | 10 | 0.092722
29790 | 11.985 | 1 | 365 | 13.701 | 0.46502 | 14 | 0.16603
29792 | 6.72 | 1 | 365 | 7.6822 | 0.39966 | 8 | 0.081829
29805 | 7.5 | 1 | 365 | 8.5739 | 0.18712 | 8 | 0.76097
29806 | 10.14 | 1 | 365 | 11.5918 | 0.23699 | 11 | 0.82883
29807 | 9.35 | 1 | 365 | 10.6887 | 0.42661 | 11 | 0.11534
29808 | 9.72 | 1 | 365 | 11.1117 | 0.27451 | 11 | 0.38622
29809 | 4.32 | 1 | 365 | 4.9385 | 0.89978 | 5 | 0.83832
29811 | 7.7 | 1 | 365 | 8.8025 | 0.64544 | 9 | 0.44793
29812 | 7.25 | 1 | 365 | 8.2881 | 0.61422 | 8 | 0.90227
29814 | 10.455 | 1 | 365 | 11.9519 | 0.95885 | 12 | 0.91079
29815 | 7.425 | 1 | 365 | 8.4881 | 0.015249 | 8 | 0.50336
29816 | 10.725 | 1 | 365 | 12.2606 | 0.57758 | 12 | 0.83819
29817 | 8.67 | 1 | 365 | 9.9114 | 0.86831 | 10 | 0.77968
29899 | 10.8 | 1 | 365 | 12.3463 | 0.74945 | 13 | 0.095797
29903 | 8.835 | 1 | 365 | 10.1 | 0.24643 | 10 | 0.34642
29905 | 4.578 | 1 | 365 | 5.2335 | 0.49102 | 5 | 0.7245
29909 | 5.6 | 1 | 365 | 6.4018 | 0.83305 | 7 | 0.23486
29887 | 7.5 | 1 | 365 | 8.5739 | 0.18712 | 8 | 0.76097
29574 | 7.848 | 1 | 365 | 8.9717 | 0.9846 | 9 | 0.95628
30452 | 8.37 | 1 | 365 | 9.5684 | 0.18083 | 9 | 0.74924
30454 | 2.52 | 1 | 365 | 2.8808 | 0.77487 | 3 | 0.65569
30456 | 8.505 | 1 | 365 | 9.7227 | 0.49019 | 10 | 0.21294
30458 | 7.14 | 1 | 365 | 8.1623 | 0.36214 | 8 | 0.52444
30460 | 6.24 | 1 | 365 | 7.1334 | 0.29968 | 7 | 0.43313
30461 | 6.75 | 1 | 365 | 7.7165 | 0.46841 | 8 | 0.18487
30463 | 9.81 | 1 | 365 | 11.2146 | 0.48075 | 11 | 0.69535
30465 | 5.4 | 1 | 365 | 6.1732 | 0.37473 | 6 | 0.5479
9693 | 4.25 | 1 | 365 | 4.8585 | 0.73937 | 5 | 0.59788
24864 | 3.38 | 1 | 365 | 3.8639 | 0.74566 | 4 | 0.60961
13496 | 4.335 | 1 | 365 | 4.9557 | 0.93416 | 5 | 0.88984
21882 | 3.12 | 1 | 365 | 3.5667 | 0.14984 | 3 | 0.71656
29534 | 5.61 | 1 | 365 | 6.4132 | 0.85597 | 7 | 0.26921
29535 | 9.36 | 1 | 365 | 10.7002 | 0.44953 | 11 | 0.14969
29536 | 5.72 | 1 | 365 | 6.539 | 0.10804 | 6 | 0.64703
29537 | 7.28 | 1 | 365 | 8.3224 | 0.68296 | 9 | 0.0053149
29538 | 6.9 | 1 | 365 | 7.8879 | 0.81215 | 8 | 0.70009
29539 | 6.24 | 1 | 365 | 7.1334 | 0.29968 | 7 | 0.43313
29540 | 5.4 | 1 | 365 | 6.1732 | 0.37473 | 6 | 0.5479
29541 | 9.88 | 1 | 365 | 11.2946 | 0.64117 | 11 | 0.93578
29544 | 3.12 | 1 | 365 | 3.5667 | 0.14984 | 3 | 0.71656
29545 | 5.1 | 1 | 365 | 5.8302 | 0.68724 | 6 | 0.51746
29546 | 5.4 | 1 | 365 | 6.1732 | 0.37473 | 6 | 0.5479
29819 | 4.95 | 1 | 365 | 5.6587 | 0.3435 | 6 | 0.0022402
29547 | 8.235 | 1 | 365 | 9.4141 | 0.87146 | 10 | 0.28555
29548 | 7.56 | 1 | 365 | 8.6424 | 0.32462 | 8 | 0.96706
29550 | 5.72 | 1 | 365 | 6.539 | 0.10804 | 6 | 0.64703
29551 | 7.28 | 1 | 365 | 8.3224 | 0.68296 | 9 | 0.0053149
29553 | 5.1 | 1 | 365 | 5.8302 | 0.68724 | 6 | 0.51746
29554 | 5.2 | 1 | 365 | 5.9445 | 0.9164 | 6 | 0.86094
29820 | 6.5 | 1 | 365 | 7.4307 | 0.8955 | 8 | 0.32617
29555 | 3.12 | 1 | 365 | 3.5667 | 0.14984 | 3 | 0.71656
29556 | 14.84 | 1 | 365 | 16.9648 | 0.0075814 | 16 | 0.97237
29557 | 5.46 | 1 | 365 | 6.2418 | 0.51222 | 6 | 0.75399
29821 | 3.825 | 1 | 365 | 4.3727 | 0.76543 | 5 | 0.13809
29559 | 7.14 | 1 | 365 | 8.1623 | 0.36214 | 8 | 0.52444
29560 | 6.24 | 1 | 365 | 7.1334 | 0.29968 | 7 | 0.43313
29562 | 4.335 | 1 | 365 | 4.9557 | 0.93416 | 5 | 0.88984
29822 | 6.875 | 1 | 365 | 7.8594 | 0.75486 | 8 | 0.61422
29563 | 4.8 | 1 | 365 | 5.4873 | 0.99976 | 6 | 0.48702
29565 | 3 | 1 | 365 | 3.4295 | 0.87485 | 4 | 0.30439
29823 | 5.865 | 1 | 365 | 6.7048 | 0.44033 | 7 | 0.14508
29566 | 4.68 | 1 | 365 | 5.3501 | 0.72476 | 6 | 0.074845
29825 | 8.75 | 1 | 365 | 10.0028 | 0.05164 | 10 | 0.054465
29567 | 10 | 1 | 365 | 11.4318 | 0.91616 | 12 | 0.34796
29830 | 11.18 | 1 | 365 | 12.7808 | 0.62027 | 13 | 0.40102
29831 | 8.25 | 1 | 365 | 9.4312 | 0.90583 | 10 | 0.33707
29568 | 5.98 | 1 | 365 | 6.8362 | 0.70386 | 7 | 0.54008
29832 | 5.25 | 1 | 365 | 6.0017 | 0.030984 | 6 | 0.032679
29569 | 6.48 | 1 | 365 | 7.4078 | 0.84967 | 8 | 0.25748
29570 | 7.8 | 1 | 365 | 8.9168 | 0.8746 | 9 | 0.79141
29833 | 3 | 1 | 365 | 3.4295 | 0.87485 | 4 | 0.30439
29834 | 5 | 1 | 365 | 5.7159 | 0.45808 | 6 | 0.17398
29571 | 11.18 | 1 | 365 | 12.7808 | 0.62027 | 13 | 0.40102
29840 | 9.72 | 1 | 365 | 11.1117 | 0.27451 | 11 | 0.38622
29572 | 7.848 | 1 | 365 | 8.9717 | 0.9846 | 9 | 0.95628
29573 | 8.32 | 1 | 365 | 9.5113 | 0.066245 | 9 | 0.5775
29842 | 5.6 | 1 | 365 | 6.4018 | 0.83305 | 7 | 0.23486
29518 | 7.7 | 1 | 365 | 8.8025 | 0.64544 | 9 | 0.44793
29855 | 5.2 | 1 | 365 | 5.9445 | 0.9164 | 6 | 0.86094
29863 | 6 | 1 | 365 | 6.8591 | 0.7497 | 7 | 0.60878
29857 | 4.53 | 1 | 365 | 5.1786 | 0.38102 | 5 | 0.55963
29594 | 297.36 | 0.9 | 365 | 305.9424 | 0.29144 | 306 | 0.23384
30554 | 5.06 | 1 | 365 | 5.7845 | 0.59558 | 6 | 0.38007
29858 | 6.3 | 1 | 365 | 7.202 | 0.43718 | 7 | 0.63921
30553 | 6.12 | 1 | 365 | 6.9963 | 0.02469 | 7 | 0.020952
30576 | 3.92 | 1 | 365 | 4.4813 | 0.98313 | 5 | 0.4644
30588 | 9.36 | 1 | 365 | 10.7002 | 0.44953 | 11 | 0.14969
29870 | 5.04 | 1 | 365 | 5.7616 | 0.54974 | 6 | 0.31137
30625 | 9 | 1 | 365 | 10.2886 | 0.62454 | 10 | 0.91316
29877 | 7.29 | 1 | 365 | 8.3338 | 0.70588 | 9 | 0.039663
30484 | 11.34 | 1 | 365 | 12.9637 | 0.98693 | 13 | 0.95059
29879 | 5.355 | 1 | 365 | 6.1217 | 0.2716 | 6 | 0.39333
29850 | 48.069 | 0.9 | 365 | 49.4564 | 0.14012 | 49 | 0.59649
29880 | 11.2 | 1 | 365 | 12.8036 | 0.6661 | 13 | 0.46972
29882 | 6.76 | 1 | 365 | 7.7279 | 0.49132 | 8 | 0.21922
29859 | 6.5 | 1 | 365 | 7.4307 | 0.8955 | 8 | 0.32617
30516 | 27.52 | 0.9 | 365 | 28.3143 | 0.75875 | 29 | 0.073027
29894 | 2.86 | 1 | 365 | 3.2695 | 0.55402 | 3 | 0.82352
30495 | 9.12 | 1 | 365 | 10.4258 | 0.89954 | 11 | 0.32534
30496 | 3.12 | 1 | 365 | 3.5667 | 0.14984 | 3 | 0.71656
29895 | 4.575 | 1 | 365 | 5.23 | 0.48414 | 5 | 0.71419
30498 | 5.1 | 1 | 365 | 5.8302 | 0.68724 | 6 | 0.51746
30499 | 5.72 | 1 | 365 | 6.539 | 0.10804 | 6 | 0.64703
30515 | 3.9 | 1 | 365 | 4.4584 | 0.9373 | 5 | 0.3957
30517 | 8.835 | 1 | 365 | 10.1 | 0.24643 | 10 | 0.34642
30518 | 5 | 1 | 365 | 5.7159 | 0.45808 | 6 | 0.17398
30627 | 4 | 1 | 365 | 4.5727 | 0.16646 | 4 | 0.73918
30519 | 5.625 | 1 | 365 | 6.4304 | 0.89034 | 7 | 0.32073
30522 | 6.84 | 1 | 365 | 7.8194 | 0.67465 | 8 | 0.494
30467 | 11.4 | 1 | 365 | 13.0323 | 0.12442 | 13 | 0.15667
30630 | 8.829 | 1 | 365 | 10.0931 | 0.23268 | 10 | 0.32581
30470 | 5.2 | 1 | 365 | 5.9445 | 0.9164 | 6 | 0.86094
30628 | 7.56 | 1 | 365 | 8.6424 | 0.32462 | 8 | 0.96706
30471 | 3.42 | 1 | 365 | 3.9097 | 0.83733 | 4 | 0.747
30629 | 5.88 | 1 | 365 | 6.7219 | 0.4747 | 7 | 0.1966
30631 | 3.36 | 1 | 365 | 3.8411 | 0.69983 | 4 | 0.54091
30632 | 7.28 | 1 | 365 | 8.3224 | 0.68296 | 9 | 0.0053149
30640 | 11.66 | 1 | 365 | 13.3295 | 0.72024 | 14 | 0.049721
30642 | 3.36 | 1 | 365 | 3.8411 | 0.69983 | 4 | 0.54091
30575 | 9.88 | 1 | 365 | 11.2946 | 0.64117 | 11 | 0.93578
30577 | 6.885 | 1 | 365 | 7.8708 | 0.77778 | 8 | 0.64857
30583 | 6.76 | 1 | 365 | 7.7279 | 0.49132 | 8 | 0.21922
30586 | 6.5 | 1 | 365 | 7.4307 | 0.8955 | 8 | 0.32617
30600 | 9.62 | 1 | 365 | 10.9974 | 0.045346 | 11 | 0.042738
30598 | 6.24 | 1 | 365 | 7.1334 | 0.29968 | 7 | 0.43313
30608 | 8.925 | 1 | 365 | 10.2029 | 0.45267 | 10 | 0.65555
30606 | 6.24 | 1 | 365 | 7.1334 | 0.29968 | 7 | 0.43313
30610 | 5.98 | 1 | 365 | 6.8362 | 0.70386 | 7 | 0.54008
30615 | 8.32 | 1 | 365 | 9.5113 | 0.066245 | 9 | 0.5775
30620 | 8.06 | 1 | 365 | 9.214 | 0.47042 | 9 | 0.68446
30618 | 5.72 | 1 | 365 | 6.539 | 0.10804 | 6 | 0.64703
30621 | 8.06 | 1 | 365 | 9.214 | 0.47042 | 9 | 0.68446
30623 | 5.72 | 1 | 365 | 6.539 | 0.10804 | 6 | 0.64703
30611 | 9.9 | 1 | 365 | 11.3175 | 0.687 | 12 | 0.0044804
30626 | 5.46 | 1 | 365 | 6.2418 | 0.51222 | 6 | 0.75399
30619 | 9.945 | 1 | 365 | 11.3689 | 0.79012 | 12 | 0.15905
30476 | 8.04 | 1 | 365 | 9.1912 | 0.42459 | 9 | 0.61576
30478 | 12.96 | 1 | 365 | 14.8156 | 0.69934 | 15 | 0.51496
30479 | 3.12 | 1 | 365 | 3.5667 | 0.14984 | 3 | 0.71656
30480 | 4.42 | 1 | 365 | 5.0529 | 0.12894 | 5 | 0.1818
30487 | 5.46 | 1 | 365 | 6.2418 | 0.51222 | 6 | 0.75399
30488 | 6.5 | 1 | 365 | 7.4307 | 0.8955 | 8 | 0.32617
30489 | 7.8 | 1 | 365 | 8.9168 | 0.8746 | 9 | 0.79141
30490 | 7.54 | 1 | 365 | 8.6196 | 0.27878 | 8 | 0.89836
30506 | 4.68 | 1 | 365 | 5.3501 | 0.72476 | 6 | 0.074845
30507 | 4.48 | 1 | 365 | 5.1214 | 0.26644 | 5 | 0.38789
30497 | 11.4 | 1 | 365 | 13.0323 | 0.12442 | 13 | 0.15667
30508 | 5.04 | 1 | 365 | 5.7616 | 0.54974 | 6 | 0.31137
30509 | 6.5 | 1 | 365 | 7.4307 | 0.8955 | 8 | 0.32617
30510 | 7.28 | 1 | 365 | 8.3224 | 0.68296 | 9 | 0.0053149
30511 | 8.84 | 1 | 365 | 10.1057 | 0.25789 | 10 | 0.3636
30648 | 8.06 | 1 | 365 | 9.214 | 0.47042 | 9 | 0.68446
30529 | 9.69 | 1 | 365 | 11.0774 | 0.20576 | 11 | 0.28317
30530 | 8.1 | 1 | 365 | 9.2598 | 0.56209 | 9 | 0.82185
30534 | 5.4 | 1 | 365 | 6.1732 | 0.37473 | 6 | 0.5479
30535 | 14.835 | 1 | 365 | 16.9591 | 0.99612 | 17 | 0.9552
30537 | 8.28 | 1 | 365 | 9.4655 | 0.97458 | 10 | 0.44011
30539 | 8.12 | 1 | 365 | 9.2826 | 0.60792 | 9 | 0.89054
30541 | 9.81 | 1 | 365 | 11.2146 | 0.48075 | 11 | 0.69535
30564 | 4.48 | 1 | 365 | 5.1214 | 0.26644 | 5 | 0.38789
30473 | 5.4 | 1 | 365 | 6.1732 | 0.37473 | 6 | 0.5479
30475 | 10.08 | 1 | 365 | 11.5233 | 0.099489 | 11 | 0.62274
30654 | 7.75 | 1 | 365 | 8.8596 | 0.76002 | 9 | 0.61967
30655 | 7.395 | 1 | 365 | 8.4538 | 0.9465 | 9 | 0.40032
29778 | 12.22 | 1 | 365 | 13.9697 | 0.0035475 | 13 | 0.97321
29780 | 4.16 | 1 | 365 | 4.7556 | 0.53312 | 5 | 0.28875
29912 | 6.375 | 1 | 365 | 7.2878 | 0.60905 | 7 | 0.89682
29187 | 6.63 | 1 | 365 | 7.5793 | 0.19341 | 7 | 0.7727
26777 | 7.395 | 1 | 365 | 8.4538 | 0.9465 | 9 | 0.40032
30008 | 6.5 | 1 | 365 | 7.4307 | 0.8955 | 8 | 0.32617
29939 | 5.5 | 1 | 365 | 6.2875 | 0.60389 | 6 | 0.89138
29940 | 11.22 | 1 | 365 | 12.8265 | 0.71193 | 13 | 0.53841
29942 | 7.65 | 1 | 365 | 8.7453 | 0.53086 | 9 | 0.27619
29956 | 9.45 | 1 | 365 | 10.8031 | 0.65577 | 11 | 0.45882
29955 | 6.3 | 1 | 365 | 7.202 | 0.43718 | 7 | 0.63921
29954 | 8.25 | 1 | 365 | 9.4312 | 0.90583 | 10 | 0.33707
30438 | 11.825 | 1 | 365 | 13.5181 | 0.098359 | 13 | 0.61646
30441 | 10.66 | 1 | 365 | 12.1863 | 0.42863 | 12 | 0.61493
30442 | 7.7 | 1 | 365 | 8.8025 | 0.64544 | 9 | 0.44793
29962 | 10.2 | 1 | 365 | 11.6604 | 0.37448 | 12 | 0.034919
30482 | 3.6 | 1 | 365 | 4.1154 | 0.24982 | 4 | 0.36527
29965 | 7.15 | 1 | 365 | 8.1737 | 0.38505 | 8 | 0.55879
30483 | 3.12 | 1 | 365 | 3.5667 | 0.14984 | 3 | 0.71656
30025 | 6.065 | 1 | 365 | 6.9334 | 0.89865 | 7 | 0.83204
30019 | 10.215 | 1 | 365 | 11.6776 | 0.40886 | 12 | 0.086441
29756 | 10.455 | 1 | 365 | 11.9519 | 0.95885 | 12 | 0.91079
29351 | 7.28 | 1 | 365 | 8.3224 | 0.68296 | 9 | 0.0053149
29359 | 7.84 | 1 | 365 | 8.9625 | 0.96627 | 9 | 0.9288
30349 | 5.98 | 1 | 365 | 6.8362 | 0.70386 | 7 | 0.54008
30446 | 5.46 | 1 | 365 | 6.2418 | 0.51222 | 6 | 0.75399
30145 | 6.625 | 1 | 365 | 7.5736 | 0.18196 | 7 | 0.75552
30201 | 4.95 | 1 | 365 | 5.6587 | 0.3435 | 6 | 0.0022402
30411 | 7.28 | 1 | 365 | 8.3224 | 0.68296 | 9 | 0.0053149
30485 | 6.1 | 1 | 365 | 6.9734 | 0.97886 | 7 | 0.95226
25544 | 68.4 | 0.9 | 365 | 70.3742 | 0.071881 | 70 | 0.44604
30486 | 6.1 | 1 | 365 | 6.9734 | 0.97886 | 7 | 0.95226
31193 | 5.232 | 1 | 365 | 5.9811 | 0.98973 | 6 | 0.97085
31194 | 6.54 | 1 | 365 | 7.4764 | 0.98717 | 8 | 0.46357
31195 | 9.483 | 1 | 365 | 10.8408 | 0.73139 | 11 | 0.57217
31196 | 6.867 | 1 | 365 | 7.8502 | 0.73653 | 8 | 0.58674
31197 | 4.86 | 1 | 365 | 5.5559 | 0.13725 | 5 | 0.69311
30491 | 5.72 | 1 | 365 | 6.539 | 0.10804 | 6 | 0.64703
30492 | 5.4 | 1 | 365 | 6.1732 | 0.37473 | 6 | 0.5479
30493 | 8.91 | 1 | 365 | 10.1857 | 0.4183 | 10 | 0.60403
30494 | 12.753 | 1 | 365 | 14.579 | 0.22498 | 14 | 0.80395
31199 | 2.44 | 1 | 365 | 2.7894 | 0.59154 | 3 | 0.3809
31200 | 7.194 | 1 | 365 | 8.224 | 0.48589 | 8 | 0.70992
31201 | 6.3 | 1 | 365 | 7.202 | 0.43718 | 7 | 0.63921
30500 | 5.1 | 1 | 365 | 5.8302 | 0.68724 | 6 | 0.51746
31202 | 6.54 | 1 | 365 | 7.4764 | 0.98717 | 8 | 0.46357
31203 | 3.795 | 1 | 365 | 4.3384 | 0.69668 | 5 | 0.035051
30502 | 6.1 | 1 | 365 | 6.9734 | 0.97886 | 7 | 0.95226
31210 | 12.74 | 1 | 365 | 14.5641 | 0.19519 | 14 | 0.7593
30503 | 8.12 | 1 | 365 | 9.2826 | 0.60792 | 9 | 0.89054
31215 | 7.848 | 1 | 365 | 8.9717 | 0.9846 | 9 | 0.95628
31234 | 13.8 | 1 | 365 | 15.7759 | 0.6243 | 16 | 0.40018
31236 | 7.28 | 1 | 365 | 8.3224 | 0.68296 | 9 | 0.0053149
30512 | 6.76 | 1 | 365 | 7.7279 | 0.49132 | 8 | 0.21922
30513 | 9.88 | 1 | 365 | 11.2946 | 0.64117 | 11 | 0.93578
30523 | 6.84 | 1 | 365 | 7.8194 | 0.67465 | 8 | 0.494
30526 | 7.14 | 1 | 365 | 8.1623 | 0.36214 | 8 | 0.52444
30527 | 7.84 | 1 | 365 | 8.9625 | 0.96627 | 9 | 0.9288
30543 | 8.32 | 1 | 365 | 9.5113 | 0.066245 | 9 | 0.5775
30545 | 5.2 | 1 | 365 | 5.9445 | 0.9164 | 6 | 0.86094
30555 | 6.9 | 1 | 365 | 7.8879 | 0.81215 | 8 | 0.70009
30557 | 7.28 | 1 | 365 | 8.3224 | 0.68296 | 9 | 0.0053149
30561 | 3.38 | 1 | 365 | 3.8639 | 0.74566 | 4 | 0.60961
30565 | 3.64 | 1 | 365 | 4.1612 | 0.34148 | 4 | 0.50266
30568 | 9.69 | 1 | 365 | 11.0774 | 0.20576 | 11 | 0.28317
30602 | 6.54 | 1 | 365 | 7.4764 | 0.98717 | 8 | 0.46357
30607 | 6.44 | 1 | 365 | 7.3621 | 0.75801 | 8 | 0.12009
30609 | 5.2 | 1 | 365 | 5.9445 | 0.9164 | 6 | 0.86094
30614 | 5.928 | 1 | 365 | 6.7768 | 0.5847 | 7 | 0.36147
30617 | 5.1 | 1 | 365 | 5.8302 | 0.68724 | 6 | 0.51746
30547 | 10.791 | 1 | 365 | 12.3361 | 0.72883 | 13 | 0.064884
29794 | 5.886 | 1 | 365 | 6.7288 | 0.48845 | 7 | 0.21721
31070 | 5.8 | 1 | 365 | 6.6304 | 0.29137 | 6 | 0.92182
30938 | 6.875 | 1 | 365 | 7.8594 | 0.75486 | 8 | 0.61422
30892 | 4.16 | 1 | 365 | 4.7556 | 0.53312 | 5 | 0.28875
30946 | 4.125 | 1 | 365 | 4.7156 | 0.45292 | 5 | 0.16853
30954 | 12.5 | 1 | 365 | 14.2897 | 0.6452 | 14 | 0.93495
30505 | 2.75 | 1 | 365 | 3.1437 | 0.30194 | 3 | 0.44569
30501 | 12.75 | 1 | 365 | 14.5755 | 0.2181 | 14 | 0.79365
30472 | 10.75 | 1 | 365 | 12.2892 | 0.63487 | 12 | 0.92406
30663 | 7.848 | 1 | 365 | 8.9717 | 0.9846 | 9 | 0.95628
30664 | 5.2 | 1 | 365 | 5.9445 | 0.9164 | 6 | 0.86094
30666 | 7.28 | 1 | 365 | 8.3224 | 0.68296 | 9 | 0.0053149
30667 | 9.3 | 1 | 365 | 10.6316 | 0.31203 | 10 | 0.9436
30668 | 6.24 | 1 | 365 | 7.1334 | 0.29968 | 7 | 0.43313
30669 | 7.28 | 1 | 365 | 8.3224 | 0.68296 | 9 | 0.0053149
30670 | 5.2 | 1 | 365 | 5.9445 | 0.9164 | 6 | 0.86094
30673 | 8.4 | 1 | 365 | 9.6027 | 0.24957 | 9 | 0.85229
30679 | 7.28 | 1 | 365 | 8.3224 | 0.68296 | 9 | 0.0053149
30680 | 7.28 | 1 | 365 | 8.3224 | 0.68296 | 9 | 0.0053149
30682 | 7.28 | 1 | 365 | 8.3224 | 0.68296 | 9 | 0.0053149
30686 | 7.28 | 1 | 365 | 8.3224 | 0.68296 | 9 | 0.0053149
30689 | 4.16 | 1 | 365 | 4.7556 | 0.53312 | 5 | 0.28875
30693 | 2.86 | 1 | 365 | 3.2695 | 0.55402 | 3 | 0.82352
30695 | 2.805 | 1 | 365 | 3.2066 | 0.42798 | 3 | 0.6346
30699 | 2.08 | 1 | 365 | 2.3778 | 0.76656 | 3 | 0.14438
30700 | 9.36 | 1 | 365 | 10.7002 | 0.44953 | 11 | 0.14969
30701 | 4.68 | 1 | 365 | 5.3501 | 0.72476 | 6 | 0.074845
31216 | 10.14 | 1 | 365 | 11.5918 | 0.23699 | 11 | 0.82883
30702 | 7.28 | 1 | 365 | 8.3224 | 0.68296 | 9 | 0.0053149
31219 | 9.36 | 1 | 365 | 10.7002 | 0.44953 | 11 | 0.14969
31224 | 8.32 | 1 | 365 | 9.5113 | 0.066245 | 9 | 0.5775
29389 | 4.59 | 1 | 365 | 5.2472 | 0.51852 | 5 | 0.76571
31228 | 7.395 | 1 | 365 | 8.4538 | 0.9465 | 9 | 0.40032
31237 | 7.02 | 1 | 365 | 8.0251 | 0.087144 | 8 | 0.11227
31243 | 5.72 | 1 | 365 | 6.539 | 0.10804 | 6 | 0.64703
31245 | 4.94 | 1 | 365 | 5.6473 | 0.32058 | 5 | 0.96789
31246 | 5.72 | 1 | 365 | 6.539 | 0.10804 | 6 | 0.64703
31248 | 4.16 | 1 | 365 | 4.7556 | 0.53312 | 5 | 0.28875
28656 | 7.28 | 1 | 365 | 8.3224 | 0.68296 | 9 | 0.0053149
28438 | 3.825 | 1 | 365 | 4.3727 | 0.76543 | 5 | 0.13809
28776 | 10.4 | 1 | 365 | 11.8891 | 0.83281 | 12 | 0.72188
30703 | 4.59 | 1 | 365 | 5.2472 | 0.51852 | 5 | 0.76571
28399 | 2.86 | 1 | 365 | 3.2695 | 0.55402 | 3 | 0.82352
28977 | 8.37 | 1 | 365 | 9.5684 | 0.18083 | 9 | 0.74924
28993 | 4.08 | 1 | 365 | 4.6642 | 0.34979 | 5 | 0.013968
29148 | 9.945 | 1 | 365 | 11.3689 | 0.79012 | 12 | 0.15905
29347 | 20.91 | 1 | 365 | 23.9039 | 0.91769 | 24 | 0.82158
29396 | 5.46 | 1 | 365 | 6.2418 | 0.51222 | 6 | 0.75399
28662 | 5.4 | 1 | 365 | 6.1732 | 0.37473 | 6 | 0.5479
28618 | 6.76 | 1 | 365 | 7.7279 | 0.49132 | 8 | 0.21922
28524 | 2.86 | 1 | 365 | 3.2695 | 0.55402 | 3 | 0.82352
28497 | 9.275 | 1 | 365 | 10.603 | 0.25474 | 10 | 0.85773
28138 | 5.2 | 1 | 365 | 5.9445 | 0.9164 | 6 | 0.86094
28186 | 5.98 | 1 | 365 | 6.8362 | 0.70386 | 7 | 0.54008
31251 | 2.6 | 1 | 365 | 2.9723 | 0.9582 | 3 | 0.93047
31255 | 7.8 | 1 | 365 | 8.9168 | 0.8746 | 9 | 0.79141
29220 | 8.58 | 1 | 365 | 9.8085 | 0.66207 | 10 | 0.47055
27555 | 5.46 | 1 | 365 | 6.2418 | 0.51222 | 6 | 0.75399
22568 | 3.38 | 1 | 365 | 3.8639 | 0.74566 | 4 | 0.60961
29229 | 2.86 | 1 | 365 | 3.2695 | 0.55402 | 3 | 0.82352
28261 | 8.32 | 1 | 365 | 9.5113 | 0.066245 | 9 | 0.5775
28263 | 7.28 | 1 | 365 | 8.3224 | 0.68296 | 9 | 0.0053149
28273 | 8.06 | 1 | 365 | 9.214 | 0.47042 | 9 | 0.68446
28620 | 11.96 | 1 | 365 | 13.6724 | 0.40773 | 14 | 0.08016
28385 | 5.98 | 1 | 365 | 6.8362 | 0.70386 | 7 | 0.54008
30705 | 13.26 | 1 | 365 | 15.1586 | 0.38683 | 15 | 0.54539
28539 | 5.4 | 1 | 365 | 6.1732 | 0.37473 | 6 | 0.5479
20529 | 6.24 | 1 | 365 | 7.1334 | 0.29968 | 7 | 0.43313
28905 | 6.24 | 1 | 365 | 7.1334 | 0.29968 | 7 | 0.43313
29152 | 2.08 | 1 | 365 | 2.3778 | 0.76656 | 3 | 0.14438
30708 | 12.74 | 1 | 365 | 14.5641 | 0.19519 | 14 | 0.7593
30711 | 10.92 | 1 | 365 | 12.4835 | 0.024447 | 12 | 0.50797
30709 | 11.7 | 1 | 365 | 13.3752 | 0.81191 | 14 | 0.18711
30715 | 5.72 | 1 | 365 | 6.539 | 0.10804 | 6 | 0.64703
30719 | 5.355 | 1 | 365 | 6.1217 | 0.2716 | 6 | 0.39333
30720 | 5.46 | 1 | 365 | 6.2418 | 0.51222 | 6 | 0.75399
30718 | 9.69 | 1 | 365 | 11.0774 | 0.20576 | 11 | 0.28317
30721 | 4.94 | 1 | 365 | 5.6473 | 0.32058 | 5 | 0.96789
30723 | 7.59 | 1 | 365 | 8.6767 | 0.39337 | 9 | 0.070102
30725 | 9.12 | 1 | 365 | 10.4258 | 0.89954 | 11 | 0.32534
30726 | 6 | 1 | 365 | 6.8591 | 0.7497 | 7 | 0.60878
30729 | 6.84 | 1 | 365 | 7.8194 | 0.67465 | 8 | 0.494
30730 | 4.845 | 1 | 365 | 5.5387 | 0.10288 | 5 | 0.64159
30748 | 7.2 | 1 | 365 | 8.2309 | 0.49964 | 8 | 0.73053
30750 | 9.38 | 1 | 365 | 10.723 | 0.49536 | 11 | 0.21839
30754 | 5.04 | 1 | 365 | 5.7616 | 0.54974 | 6 | 0.31137
30749 | 10.92 | 1 | 365 | 12.4835 | 0.024447 | 12 | 0.50797
30755 | 10.6 | 1 | 365 | 12.1177 | 0.29113 | 12 | 0.40884
30758 | 10.4 | 1 | 365 | 11.8891 | 0.83281 | 12 | 0.72188
30756 | 4.8 | 1 | 365 | 5.4873 | 0.99976 | 6 | 0.48702
30757 | 10.8 | 1 | 365 | 12.3463 | 0.74945 | 13 | 0.095797
30760 | 7.2 | 1 | 365 | 8.2309 | 0.49964 | 8 | 0.73053
30762 | 8.502 | 1 | 365 | 9.7193 | 0.48332 | 10 | 0.20264
30981 | 6.625 | 1 | 365 | 7.5736 | 0.18196 | 7 | 0.75552
30982 | 7.2 | 1 | 365 | 8.2309 | 0.49964 | 8 | 0.73053
31144 | 6.885 | 1 | 365 | 7.8708 | 0.77778 | 8 | 0.64857
31145 | 6.6 | 1 | 365 | 7.545 | 0.12467 | 7 | 0.66965
31146 | 10.8 | 1 | 365 | 12.3463 | 0.74945 | 13 | 0.095797
31147 | 13.26 | 1 | 365 | 15.1586 | 0.38683 | 15 | 0.54539
31148 | 10.005 | 1 | 365 | 11.4375 | 0.92762 | 12 | 0.36513
31149 | 10.26 | 1 | 365 | 11.729 | 0.51198 | 12 | 0.24101
31150 | 8.502 | 1 | 365 | 9.7193 | 0.48332 | 10 | 0.20264
31190 | 9.18 | 1 | 365 | 10.4944 | 0.037035 | 10 | 0.53143
31192 | 11.385 | 1 | 365 | 13.0151 | 0.090048 | 13 | 0.10515
30970 | 9.975 | 1 | 365 | 11.4032 | 0.85887 | 12 | 0.26209
30765 | 9.945 | 1 | 365 | 11.3689 | 0.79012 | 12 | 0.15905
31004 | 5.886 | 1 | 365 | 6.7288 | 0.48845 | 7 | 0.21721
30769 | 9.62 | 1 | 365 | 10.9974 | 0.045346 | 11 | 0.042738
31007 | 5.232 | 1 | 365 | 5.9811 | 0.98973 | 6 | 0.97085
31011 | 6.54 | 1 | 365 | 7.4764 | 0.98717 | 8 | 0.46357
31034 | 4.48 | 1 | 365 | 5.1214 | 0.26644 | 5 | 0.38789
31037 | 3.5 | 1 | 365 | 4.0011 | 0.020656 | 4 | 0.021786
31044 | 4.5 | 1 | 365 | 5.1443 | 0.31227 | 5 | 0.45658
31061 | 11.772 | 1 | 365 | 13.4575 | 0.9769 | 14 | 0.43442
31068 | 7.8 | 1 | 365 | 8.9168 | 0.8746 | 9 | 0.79141
30766 | 7.5 | 1 | 365 | 8.5739 | 0.18712 | 8 | 0.76097
30772 | 9.62 | 1 | 365 | 10.9974 | 0.045346 | 11 | 0.042738
30261 | 3.9 | 1 | 365 | 4.4584 | 0.9373 | 5 | 0.3957
31151 | 4.59 | 1 | 365 | 5.2472 | 0.51852 | 5 | 0.76571
31154 | 9.81 | 1 | 365 | 11.2146 | 0.48075 | 11 | 0.69535
31152 | 8.96 | 1 | 365 | 10.2429 | 0.53288 | 10 | 0.77577
31156 | 5.559 | 1 | 365 | 6.3549 | 0.73909 | 7 | 0.094031
31157 | 8.5 | 1 | 365 | 9.717 | 0.47874 | 10 | 0.19577
31158 | 3.05 | 1 | 365 | 3.4867 | 0.98943 | 4 | 0.47613
31159 | 3.9 | 1 | 365 | 4.4584 | 0.9373 | 5 | 0.3957
31161 | 7.25 | 1 | 365 | 8.2881 | 0.61422 | 8 | 0.90227
31160 | 8.32 | 1 | 365 | 9.5113 | 0.066245 | 9 | 0.5775
31162 | 4.5 | 1 | 365 | 5.1443 | 0.31227 | 5 | 0.45658
23957 | 4.4 | 1 | 365 | 5.03 | 0.08311 | 5 | 0.1131
30775 | 9.36 | 1 | 365 | 10.7002 | 0.44953 | 11 | 0.14969
30777 | 8.415 | 1 | 365 | 9.6199 | 0.28395 | 9 | 0.90381
29370 | 6.5 | 1 | 365 | 7.4307 | 0.8955 | 8 | 0.32617
30780 | 7.8 | 1 | 365 | 8.9168 | 0.8746 | 9 | 0.79141
31163 | 6.24 | 1 | 365 | 7.1334 | 0.29968 | 7 | 0.43313
31164 | 6.6 | 1 | 365 | 7.545 | 0.12467 | 7 | 0.66965
31165 | 7.54 | 1 | 365 | 8.6196 | 0.27878 | 8 | 0.89836
31168 | 17.08 | 1 | 365 | 19.5255 | 0.1408 | 19 | 0.66632
31172 | 6.71 | 1 | 365 | 7.6707 | 0.37674 | 8 | 0.047481
30793 | 7.28 | 1 | 365 | 8.3224 | 0.68296 | 9 | 0.0053149
30796 | 8.1 | 1 | 365 | 9.2598 | 0.56209 | 9 | 0.82185
30795 | 7.28 | 1 | 365 | 8.3224 | 0.68296 | 9 | 0.0053149
30818 | 12.24 | 1 | 365 | 13.9925 | 0.04938 | 14 | 0.041903
31174 | 3.355 | 1 | 365 | 3.8354 | 0.68837 | 4 | 0.52374
31175 | 8.235 | 1 | 365 | 9.4141 | 0.87146 | 10 | 0.28555
30822 | 8.265 | 1 | 365 | 9.4484 | 0.94021 | 10 | 0.38859
30823 | 7.02 | 1 | 365 | 8.0251 | 0.087144 | 8 | 0.11227
31176 | 7 | 1 | 365 | 8.0023 | 0.041312 | 8 | 0.043572
30771 | 9.6 | 1 | 365 | 10.9745 | 0.99951 | 11 | 0.97404
31177 | 8.24 | 1 | 365 | 9.4198 | 0.88292 | 10 | 0.30272
30824 | 7.28 | 1 | 365 | 8.3224 | 0.68296 | 9 | 0.0053149
31181 | 5 | 1 | 365 | 5.7159 | 0.45808 | 6 | 0.17398
30830 | 9.045 | 1 | 365 | 10.3401 | 0.72767 | 11 | 0.06773
30613 | 7.28 | 1 | 365 | 8.3224 | 0.68296 | 9 | 0.0053149
30831 | 5.4 | 1 | 365 | 6.1732 | 0.37473 | 6 | 0.5479
31182 | 8.25 | 1 | 365 | 9.4312 | 0.90583 | 10 | 0.33707
31183 | 10 | 1 | 365 | 11.4318 | 0.91616 | 12 | 0.34796
31185 | 13.8 | 1 | 365 | 15.7759 | 0.6243 | 16 | 0.40018
31186 | 11.772 | 1 | 365 | 13.4575 | 0.9769 | 14 | 0.43442
31188 | 5.04 | 1 | 365 | 5.7616 | 0.54974 | 6 | 0.31137
31189 | 4.42 | 1 | 365 | 5.0529 | 0.12894 | 5 | 0.1818
30897 | 3.9 | 1 | 365 | 4.4584 | 0.9373 | 5 | 0.3957
30899 | 3.825 | 1 | 365 | 4.3727 | 0.76543 | 5 | 0.13809
30909 | 3.57 | 1 | 365 | 4.0812 | 0.18107 | 4 | 0.26222
30834 | 5.04 | 1 | 365 | 5.7616 | 0.54974 | 6 | 0.31137
30961 | 7.2 | 1 | 365 | 8.2309 | 0.49964 | 8 | 0.73053
30962 | 8.8 | 1 | 365 | 10.06 | 0.16622 | 10 | 0.2262
30965 | 9.625 | 1 | 365 | 11.0031 | 0.056804 | 11 | 0.059912
30973 | 6.6 | 1 | 365 | 7.545 | 0.12467 | 7 | 0.66965
30976 | 9 | 1 | 365 | 10.2886 | 0.62454 | 10 | 0.91316
30977 | 5 | 1 | 365 | 5.7159 | 0.45808 | 6 | 0.17398
31016 | 5.4 | 1 | 365 | 6.1732 | 0.37473 | 6 | 0.5479
31021 | 4.32 | 1 | 365 | 4.9385 | 0.89978 | 5 | 0.83832
30836 | 7.2 | 1 | 365 | 8.2309 | 0.49964 | 8 | 0.73053
31022 | 3.25 | 1 | 365 | 3.7153 | 0.44775 | 4 | 0.16309
29591 | 12.48 | 1 | 365 | 14.2669 | 0.59937 | 14 | 0.86625
30821 | 7.28 | 1 | 365 | 8.3224 | 0.68296 | 9 | 0.0053149
31257 | 12.22 | 1 | 365 | 13.9697 | 0.0035475 | 13 | 0.97321
29248 | 7.54 | 1 | 365 | 8.6196 | 0.27878 | 8 | 0.89836
31263 | 9.945 | 1 | 365 | 11.3689 | 0.79012 | 12 | 0.15905
31268 | 7.54 | 1 | 365 | 8.6196 | 0.27878 | 8 | 0.89836
31300 | 6.5 | 1 | 365 | 7.4307 | 0.8955 | 8 | 0.32617
31369 | 4.42 | 1 | 365 | 5.0529 | 0.12894 | 5 | 0.1818
31372 | 4.16 | 1 | 365 | 4.7556 | 0.53312 | 5 | 0.28875
31376 | 3.38 | 1 | 365 | 3.8639 | 0.74566 | 4 | 0.60961
31382 | 8.06 | 1 | 365 | 9.214 | 0.47042 | 9 | 0.68446
31392 | 10.14 | 1 | 365 | 11.5918 | 0.23699 | 11 | 0.82883
31393 | 9.1 | 1 | 365 | 10.4029 | 0.85371 | 11 | 0.25664
31394 | 6.12 | 1 | 365 | 6.9963 | 0.02469 | 7 | 0.020952
30847 | 7.28 | 1 | 365 | 8.3224 | 0.68296 | 9 | 0.0053149
31396 | 3.12 | 1 | 365 | 3.5667 | 0.14984 | 3 | 0.71656
28148 | 6.76 | 1 | 365 | 7.7279 | 0.49132 | 8 | 0.21922
28333 | 4.16 | 1 | 365 | 4.7556 | 0.53312 | 5 | 0.28875
28347 | 5.2 | 1 | 365 | 5.9445 | 0.9164 | 6 | 0.86094
28337 | 8.58 | 1 | 365 | 9.8085 | 0.66207 | 10 | 0.47055
28356 | 4.42 | 1 | 365 | 5.0529 | 0.12894 | 5 | 0.1818
28357 | 5.72 | 1 | 365 | 6.539 | 0.10804 | 6 | 0.64703
29241 | 6.24 | 1 | 365 | 7.1334 | 0.29968 | 7 | 0.43313
30856 | 6.9 | 1 | 365 | 7.8879 | 0.81215 | 8 | 0.70009
28362 | 6.24 | 1 | 365 | 7.1334 | 0.29968 | 7 | 0.43313
30859 | 4.5 | 1 | 365 | 5.1443 | 0.31227 | 5 | 0.45658
28390 | 5.2 | 1 | 365 | 5.9445 | 0.9164 | 6 | 0.86094
28396 | 5.46 | 1 | 365 | 6.2418 | 0.51222 | 6 | 0.75399
28420 | 3.9 | 1 | 365 | 4.4584 | 0.9373 | 5 | 0.3957
27901 | 6.76 | 1 | 365 | 7.7279 | 0.49132 | 8 | 0.21922
28538 | 6.24 | 1 | 365 | 7.1334 | 0.29968 | 7 | 0.43313
29239 | 8.58 | 1 | 365 | 9.8085 | 0.66207 | 10 | 0.47055
31261 | 9.86 | 1 | 365 | 11.2718 | 0.59533 | 11 | 0.86709
31072 | 7.848 | 1 | 365 | 8.9717 | 0.9846 | 9 | 0.95628
31276 | 24.525 | 1 | 365 | 28.0365 | 0.20188 | 28 | 0.23837
31289 | 10.26 | 1 | 365 | 11.729 | 0.51198 | 12 | 0.24101
31284 | 9.9 | 1 | 365 | 11.3175 | 0.687 | 12 | 0.0044804
31317 | 13.734 | 1 | 365 | 15.7004 | 0.47305 | 16 | 0.17349
31321 | 3.99 | 1 | 365 | 4.5613 | 0.14355 | 4 | 0.70484
31331 | 8.835 | 1 | 365 | 10.1 | 0.24643 | 10 | 0.34642
31332 | 11.445 | 1 | 365 | 13.0837 | 0.22755 | 13 | 0.31124
31341 | 10.5 | 1 | 365 | 12.0034 | 0.061968 | 12 | 0.065358
31027 | 7.65 | 1 | 365 | 8.7453 | 0.53086 | 9 | 0.27619
31338 | 16.677 | 1 | 365 | 19.0648 | 0.21728 | 19 | 0.28209
31345 | 5.98 | 1 | 365 | 6.8362 | 0.70386 | 7 | 0.54008
31348 | 5.2 | 1 | 365 | 5.9445 | 0.9164 | 6 | 0.86094
31350 | 4.75 | 1 | 365 | 5.4301 | 0.88518 | 6 | 0.31528
31366 | 4.59 | 1 | 365 | 5.2472 | 0.51852 | 5 | 0.76571
31029 | 6.5 | 1 | 365 | 7.4307 | 0.8955 | 8 | 0.32617
31294 | 4.95 | 1 | 365 | 5.6587 | 0.3435 | 6 | 0.0022402
26930 | 7.84 | 1 | 365 | 8.9625 | 0.96627 | 9 | 0.9288
31033 | 4.95 | 1 | 365 | 5.6587 | 0.3435 | 6 | 0.0022402
31336 | 10.2 | 1 | 365 | 11.6604 | 0.37448 | 12 | 0.034919
31036 | 6 | 1 | 365 | 6.8591 | 0.7497 | 7 | 0.60878
31301 | 6.375 | 1 | 365 | 7.2878 | 0.60905 | 7 | 0.89682
31040 | 6.75 | 1 | 365 | 7.7165 | 0.46841 | 8 | 0.18487
31097 | 12.375 | 1 | 365 | 14.1469 | 0.35875 | 14 | 0.5056
31102 | 7.7 | 1 | 365 | 8.8025 | 0.64544 | 9 | 0.44793
31104 | 11.825 | 1 | 365 | 13.5181 | 0.098359 | 13 | 0.61646
31114 | 7.975 | 1 | 365 | 9.1169 | 0.27564 | 9 | 0.3925
31116 | 6.325 | 1 | 365 | 7.2306 | 0.49447 | 7 | 0.72508
31119 | 8.525 | 1 | 365 | 9.7456 | 0.53603 | 10 | 0.28164
31121 | 4.32 | 1 | 365 | 4.9385 | 0.89978 | 5 | 0.83832
31138 | 4.86 | 1 | 365 | 5.5559 | 0.13725 | 5 | 0.69311
30913 | 2.34 | 1 | 365 | 2.675 | 0.36238 | 3 | 0.037423
30928 | 14.3 | 1 | 365 | 16.3475 | 0.77011 | 17 | 0.11758
30975 | 5.2 | 1 | 365 | 5.9445 | 0.9164 | 6 | 0.86094
30978 | 6.24 | 1 | 365 | 7.1334 | 0.29968 | 7 | 0.43313
29203 | 5.1 | 1 | 365 | 5.8302 | 0.68724 | 6 | 0.51746
28045 | 3.57 | 1 | 365 | 4.0812 | 0.18107 | 4 | 0.26222
29259 | 4.08 | 1 | 365 | 4.6642 | 0.34979 | 5 | 0.013968
29236 | 8.32 | 1 | 365 | 9.5113 | 0.066245 | 9 | 0.5775
30862 | 3.92 | 1 | 365 | 4.4813 | 0.98313 | 5 | 0.4644
29214 | 6.5 | 1 | 365 | 7.4307 | 0.8955 | 8 | 0.32617
31410 | 6.75 | 1 | 365 | 7.7165 | 0.46841 | 8 | 0.18487
31412 | 10.71 | 1 | 365 | 12.2435 | 0.54321 | 12 | 0.78667
31413 | 6.84 | 1 | 365 | 7.8194 | 0.67465 | 8 | 0.494
31414 | 8.68 | 1 | 365 | 9.9228 | 0.89123 | 10 | 0.81403
31415 | 9.88 | 1 | 365 | 11.2946 | 0.64117 | 11 | 0.93578
31416 | 11.04 | 1 | 365 | 12.6207 | 0.29944 | 12 | 0.92015
31417 | 10.08 | 1 | 365 | 11.5233 | 0.099489 | 11 | 0.62274
31204 | 7.82 | 1 | 365 | 8.9397 | 0.92044 | 9 | 0.8601
31577 | 3.06 | 1 | 365 | 3.4981 | 0.012345 | 3 | 0.51048
31581 | 8.67 | 1 | 365 | 9.9114 | 0.86831 | 10 | 0.77968
31583 | 8.54 | 1 | 365 | 9.7628 | 0.5704 | 10 | 0.33316
31585 | 8.502 | 1 | 365 | 9.7193 | 0.48332 | 10 | 0.20264
31589 | 11.445 | 1 | 365 | 13.0837 | 0.22755 | 13 | 0.31124
31590 | 11.285 | 1 | 365 | 12.9008 | 0.86089 | 13 | 0.76167
30868 | 3.27 | 1 | 365 | 3.7382 | 0.49358 | 4 | 0.23178
31602 | 4.32 | 1 | 365 | 4.9385 | 0.89978 | 5 | 0.83832
30872 | 6.84 | 1 | 365 | 7.8194 | 0.67465 | 8 | 0.494
31611 | 8.37 | 1 | 365 | 9.5684 | 0.18083 | 9 | 0.74924
31724 | 8.925 | 1 | 365 | 10.2029 | 0.45267 | 10 | 0.65555
31746 | 6 | 1 | 365 | 6.8591 | 0.7497 | 7 | 0.60878
31753 | 7.32 | 1 | 365 | 8.3681 | 0.77463 | 9 | 0.14271
31778 | 8.55 | 1 | 365 | 9.7742 | 0.59332 | 10 | 0.36751
31717 | 6.21 | 1 | 365 | 7.0991 | 0.23094 | 7 | 0.33008
31767 | 7.28 | 1 | 365 | 8.3224 | 0.68296 | 9 | 0.0053149
30881 | 5.72 | 1 | 365 | 6.539 | 0.10804 | 6 | 0.64703
31788 | 4.86 | 1 | 365 | 5.5559 | 0.13725 | 5 | 0.69311
31790 | 5.7 | 1 | 365 | 6.5161 | 0.062211 | 6 | 0.57834
30839 | 9.88 | 1 | 365 | 11.2946 | 0.64117 | 11 | 0.93578
29730 | 9.975 | 1 | 365 | 11.4032 | 0.85887 | 12 | 0.26209
30891 | 4.68 | 1 | 365 | 5.3501 | 0.72476 | 6 | 0.074845
31840 | 11.73 | 1 | 365 | 13.4095 | 0.88066 | 14 | 0.29016
31842 | 10.64 | 1 | 365 | 12.1634 | 0.38279 | 12 | 0.54623
29714 | 8.1 | 1 | 365 | 9.2598 | 0.56209 | 9 | 0.82185
31772 | 8.84 | 1 | 365 | 10.1057 | 0.25789 | 10 | 0.3636
32006 | 12.75 | 1 | 365 | 14.5755 | 0.2181 | 14 | 0.79365
32007 | 9.405 | 1 | 365 | 10.7516 | 0.55265 | 11 | 0.30426
32009 | 6.555 | 1 | 365 | 7.4935 | 0.021543 | 7 | 0.51509
32008 | 10.8 | 1 | 365 | 12.3463 | 0.74945 | 13 | 0.095797
32012 | 12.42 | 1 | 365 | 14.1983 | 0.46187 | 14 | 0.66017
32013 | 9.483 | 1 | 365 | 10.8408 | 0.73139 | 11 | 0.57217
32015 | 8.502 | 1 | 365 | 9.7193 | 0.48332 | 10 | 0.20264
32016 | 12.22 | 1 | 365 | 13.9697 | 0.0035475 | 13 | 0.97321
32017 | 11.55 | 1 | 365 | 13.2037 | 0.46816 | 13 | 0.67189
32024 | 11.22 | 1 | 365 | 12.8265 | 0.71193 | 13 | 0.53841
32018 | 1.53 | 1 | 365 | 1.7491 | 0.50617 | 2 | 0.25524
32027 | 10.725 | 1 | 365 | 12.2606 | 0.57758 | 12 | 0.83819
32022 | 14.04 | 1 | 365 | 16.0502 | 0.17429 | 16 | 0.22454
32026 | 10.175 | 1 | 365 | 11.6319 | 0.31719 | 11 | 0.94905
32021 | 12.42 | 1 | 365 | 14.1983 | 0.46187 | 14 | 0.66017
32029 | 7.41 | 1 | 365 | 8.471 | 0.98087 | 9 | 0.45184
32054 | 4.32 | 1 | 365 | 4.9385 | 0.89978 | 5 | 0.83832
32058 | 6.27 | 1 | 365 | 7.1677 | 0.36843 | 7 | 0.53617
31411 | 3.15 | 1 | 365 | 3.601 | 0.21859 | 3 | 0.81961
32063 | 8.32 | 1 | 365 | 9.5113 | 0.066245 | 9 | 0.5775
31514 | 5.175 | 1 | 365 | 5.916 | 0.85911 | 6 | 0.77507
31518 | 7.2 | 1 | 365 | 8.2309 | 0.49964 | 8 | 0.73053
31520 | 10.2 | 1 | 365 | 11.6604 | 0.37448 | 12 | 0.034919
31525 | 5.7 | 1 | 365 | 6.5161 | 0.062211 | 6 | 0.57834
31530 | 7.2 | 1 | 365 | 8.2309 | 0.49964 | 8 | 0.73053
32075 | 7.8 | 1 | 365 | 8.9168 | 0.8746 | 9 | 0.79141
31532 | 4.8 | 1 | 365 | 5.4873 | 0.99976 | 6 | 0.48702
32068 | 6.12 | 1 | 365 | 6.9963 | 0.02469 | 7 | 0.020952
31539 | 8.55 | 1 | 365 | 9.7742 | 0.59332 | 10 | 0.36751
32090 | 12.15 | 1 | 365 | 13.8896 | 0.84313 | 14 | 0.73277
31578 | 15.9 | 1 | 365 | 18.1766 | 0.43669 | 18 | 0.61326
32081 | 10.14 | 1 | 365 | 11.5918 | 0.23699 | 11 | 0.82883
31582 | 6.75 | 1 | 365 | 7.7165 | 0.46841 | 8 | 0.18487
31584 | 3.75 | 1 | 365 | 4.2869 | 0.59356 | 4 | 0.88049
31586 | 0.5 | 1 | 365 | 0.57159 | 0.14581 | 0 | 0.7174
31591 | 6.555 | 1 | 365 | 7.4935 | 0.021543 | 7 | 0.51509
31595 | 11.25 | 1 | 365 | 12.8608 | 0.78068 | 13 | 0.64146
31599 | 5.6 | 1 | 365 | 6.4018 | 0.83305 | 7 | 0.23486
31604 | 5.04 | 1 | 365 | 5.7616 | 0.54974 | 6 | 0.31137
31631 | 23.37 | 1 | 365 | 26.7161 | 0.55507 | 27 | 0.27118
31642 | 7.848 | 1 | 365 | 8.9717 | 0.9846 | 9 | 0.95628
30948 | 43.12 | 0.9 | 365 | 44.3645 | 0.93303 | 45 | 0.29756
32088 | 4 | 1 | 365 | 4.5727 | 0.16646 | 4 | 0.73918
31621 | 32.94 | 0.9 | 365 | 33.8907 | 0.93725 | 34 | 0.82796
31450 | 10.4 | 1 | 365 | 11.8891 | 0.83281 | 12 | 0.72188
31456 | 7.02 | 1 | 365 | 8.0251 | 0.087144 | 8 | 0.11227
31462 | 10.8 | 1 | 365 | 12.3463 | 0.74945 | 13 | 0.095797
31468 | 10.8 | 1 | 365 | 12.3463 | 0.74945 | 13 | 0.095797
31399 | 2.55 | 1 | 365 | 2.9151 | 0.84362 | 3 | 0.75873
31508 | 2.76 | 1 | 365 | 3.1552 | 0.32486 | 3 | 0.48004
32087 | 9.52 | 1 | 365 | 10.8831 | 0.81618 | 11 | 0.69926
32101 | 8.1 | 1 | 365 | 9.2598 | 0.56209 | 9 | 0.82185
32093 | 11.7 | 1 | 365 | 13.3752 | 0.81191 | 14 | 0.18711
32103 | 6.6 | 1 | 365 | 7.545 | 0.12467 | 7 | 0.66965
32108 | 8.1 | 1 | 365 | 9.2598 | 0.56209 | 9 | 0.82185
32134 | 6.72 | 1 | 365 | 7.6822 | 0.39966 | 8 | 0.081829
32131 | 3.924 | 1 | 365 | 4.4858 | 0.9923 | 5 | 0.47814
30698 | 9.35 | 1 | 365 | 10.6887 | 0.42661 | 11 | 0.11534
31418 | 9.75 | 1 | 365 | 11.146 | 0.34326 | 11 | 0.48926
31877 | 5.7 | 1 | 365 | 6.5161 | 0.062211 | 6 | 0.57834
31893 | 5.67 | 1 | 365 | 6.4818 | 0.99346 | 7 | 0.47529
31945 | 4.8 | 1 | 365 | 5.4873 | 0.99976 | 6 | 0.48702
31973 | 10.26 | 1 | 365 | 11.729 | 0.51198 | 12 | 0.24101
31821 | 3.12 | 1 | 365 | 3.5667 | 0.14984 | 3 | 0.71656
31822 | 6.875 | 1 | 365 | 7.8594 | 0.75486 | 8 | 0.61422
31824 | 13.52 | 1 | 365 | 15.4558 | 0.98265 | 16 | 0.43844
31826 | 10.725 | 1 | 365 | 12.2606 | 0.57758 | 12 | 0.83819
31828 | 6.05 | 1 | 365 | 6.9162 | 0.86428 | 7 | 0.78052
31829 | 9.075 | 1 | 365 | 10.3744 | 0.79642 | 11 | 0.17077
31637 | 7.54 | 1 | 365 | 8.6196 | 0.27878 | 8 | 0.89836
27949 | 4.65 | 1 | 365 | 5.3158 | 0.65601 | 5 | 0.9718
31997 | 7.14 | 1 | 365 | 8.1623 | 0.36214 | 8 | 0.52444
31665 | 7.8 | 1 | 365 | 8.9168 | 0.8746 | 9 | 0.79141
31670 | 3.9 | 1 | 365 | 4.4584 | 0.9373 | 5 | 0.3957
32685 | 5.32 | 1 | 365 | 6.0817 | 0.1914 | 6 | 0.27311
32688 | 6.21 | 1 | 365 | 7.0991 | 0.23094 | 7 | 0.33008
32757 | 13.23 | 1 | 365 | 15.1243 | 0.31808 | 15 | 0.44235
32848 | 5.76 | 1 | 365 | 6.5847 | 0.19971 | 6 | 0.78442
32932 | 7.56 | 1 | 365 | 8.6424 | 0.32462 | 8 | 0.96706
33015 | 7 | 1 | 365 | 8.0023 | 0.041312 | 8 | 0.043572
32978 | 8.12 | 1 | 365 | 9.2826 | 0.60792 | 9 | 0.89054
33047 | 6.325 | 1 | 365 | 7.2306 | 0.49447 | 7 | 0.72508
33086 | 10.5 | 1 | 365 | 12.0034 | 0.061968 | 12 | 0.065358
32140 | 10.8 | 1 | 365 | 12.3463 | 0.74945 | 13 | 0.095797
32144 | 6 | 1 | 365 | 6.8591 | 0.7497 | 7 | 0.60878
32156 | 5.6 | 1 | 365 | 6.4018 | 0.83305 | 7 | 0.23486
32159 | 11.7 | 1 | 365 | 13.3752 | 0.81191 | 14 | 0.18711
31881 | 7.54 | 1 | 365 | 8.6196 | 0.27878 | 8 | 0.89836
32164 | 6.12 | 1 | 365 | 6.9963 | 0.02469 | 7 | 0.020952
31905 | 8.58 | 1 | 365 | 9.8085 | 0.66207 | 10 | 0.47055
32166 | 8.67 | 1 | 365 | 9.9114 | 0.86831 | 10 | 0.77968
32174 | 12.2 | 1 | 365 | 13.9468 | 0.95772 | 14 | 0.90451
31907 | 3.64 | 1 | 365 | 4.1612 | 0.34148 | 4 | 0.50266
31913 | 5.2 | 1 | 365 | 5.9445 | 0.9164 | 6 | 0.86094
32936 | 8.37 | 1 | 365 | 9.5684 | 0.18083 | 9 | 0.74924
32940 | 7.695 | 1 | 365 | 8.7968 | 0.63399 | 9 | 0.43076
32993 | 17.1 | 1 | 365 | 19.5484 | 0.18663 | 19 | 0.73501
32187 | 6.76 | 1 | 365 | 7.7279 | 0.49132 | 8 | 0.21922
32994 | 10.24 | 1 | 365 | 11.7062 | 0.46615 | 12 | 0.17231
32995 | 11.2 | 1 | 365 | 12.8036 | 0.6661 | 13 | 0.46972
33003 | 5.2 | 1 | 365 | 5.9445 | 0.9164 | 6 | 0.86094
33023 | 10.53 | 1 | 365 | 12.0377 | 0.13072 | 12 | 0.1684
33031 | 6.75 | 1 | 365 | 7.7165 | 0.46841 | 8 | 0.18487
31918 | 4.16 | 1 | 365 | 4.7556 | 0.53312 | 5 | 0.28875
33034 | 5.13 | 1 | 365 | 5.8645 | 0.75599 | 6 | 0.6205
31934 | 4.42 | 1 | 365 | 5.0529 | 0.12894 | 5 | 0.1818
33036 | 6.6 | 1 | 365 | 7.545 | 0.12467 | 7 | 0.66965
31963 | 10.66 | 1 | 365 | 12.1863 | 0.42863 | 12 | 0.61493
33038 | 3.92 | 1 | 365 | 4.4813 | 0.98313 | 5 | 0.4644
33039 | 4.88 | 1 | 365 | 5.5787 | 0.18309 | 5 | 0.7618
33043 | 6.71 | 1 | 365 | 7.6707 | 0.37674 | 8 | 0.047481
33042 | 8.06 | 1 | 365 | 9.214 | 0.47042 | 9 | 0.68446
32114 | 7.02 | 1 | 365 | 8.0251 | 0.087144 | 8 | 0.11227
33020 | 6.875 | 1 | 365 | 7.8594 | 0.75486 | 8 | 0.61422
32040 | 3.64 | 1 | 365 | 4.1612 | 0.34148 | 4 | 0.50266
33128 | 6.84 | 1 | 365 | 7.8194 | 0.67465 | 8 | 0.494
32047 | 8.84 | 1 | 365 | 10.1057 | 0.25789 | 10 | 0.3636
32044 | 6.76 | 1 | 365 | 7.7279 | 0.49132 | 8 | 0.21922
33134 | 6.27 | 1 | 365 | 7.1677 | 0.36843 | 7 | 0.53617
32048 | 4.42 | 1 | 365 | 5.0529 | 0.12894 | 5 | 0.1818
32053 | 8.58 | 1 | 365 | 9.8085 | 0.66207 | 10 | 0.47055
32067 | 12.74 | 1 | 365 | 14.5641 | 0.19519 | 14 | 0.7593
32080 | 4.68 | 1 | 365 | 5.3501 | 0.72476 | 6 | 0.074845
32448 | 7.02 | 1 | 365 | 8.0251 | 0.087144 | 8 | 0.11227
32454 | 8.32 | 1 | 365 | 9.5113 | 0.066245 | 9 | 0.5775
32461 | 3.38 | 1 | 365 | 3.8639 | 0.74566 | 4 | 0.60961
32702 | 4.16 | 1 | 365 | 4.7556 | 0.53312 | 5 | 0.28875
32471 | 6.76 | 1 | 365 | 7.7279 | 0.49132 | 8 | 0.21922
29964 | 4.59 | 1 | 365 | 5.2472 | 0.51852 | 5 | 0.76571
32473 | 5.98 | 1 | 365 | 6.8362 | 0.70386 | 7 | 0.54008
33009 | 5.13 | 1 | 365 | 5.8645 | 0.75599 | 6 | 0.6205
32475 | 8.06 | 1 | 365 | 9.214 | 0.47042 | 9 | 0.68446
32898 | 7.848 | 1 | 365 | 8.9717 | 0.9846 | 9 | 0.95628
32899 | 3.35 | 1 | 365 | 3.8297 | 0.67691 | 4 | 0.50657
31658 | 9.6 | 1 | 365 | 10.9745 | 0.99951 | 11 | 0.97404
33000 | 10.725 | 1 | 365 | 12.2606 | 0.57758 | 12 | 0.83819
33005 | 4.76 | 1 | 365 | 5.4415 | 0.90809 | 6 | 0.34963
33007 | 16.9 | 1 | 365 | 19.3197 | 0.72831 | 20 | 0.048052
31760 | 4.1 | 1 | 365 | 4.687 | 0.39563 | 5 | 0.082664
33008 | 10.8 | 1 | 365 | 12.3463 | 0.74945 | 13 | 0.095797
32089 | 3.12 | 1 | 365 | 3.5667 | 0.14984 | 3 | 0.71656
33028 | 11.59 | 1 | 365 | 13.2495 | 0.55983 | 13 | 0.80929
32094 | 3.64 | 1 | 365 | 4.1612 | 0.34148 | 4 | 0.50266
33033 | 6.24 | 1 | 365 | 7.1334 | 0.29968 | 7 | 0.43313
32509 | 8.25 | 1 | 365 | 9.4312 | 0.90583 | 10 | 0.33707
30807 | 7.65 | 1 | 365 | 8.7453 | 0.53086 | 9 | 0.27619
33035 | 16.38 | 1 | 365 | 18.7253 | 0.53667 | 19 | 0.26196
33064 | 11.76 | 1 | 365 | 13.4438 | 0.9494 | 14 | 0.3932
32125 | 5.98 | 1 | 365 | 6.8362 | 0.70386 | 7 | 0.54008
32997 | 6.27 | 1 | 365 | 7.1677 | 0.36843 | 7 | 0.53617
32084 | 7.395 | 1 | 365 | 8.4538 | 0.9465 | 9 | 0.40032
33056 | 9.945 | 1 | 365 | 11.3689 | 0.79012 | 12 | 0.15905
32684 | 7.15 | 1 | 365 | 8.1737 | 0.38505 | 8 | 0.55879
29605 | 22.72 | 1 | 365 | 25.973 | 0.065516 | 26 | 0.038565
28088 | 117.8 | 0.9 | 365 | 121.1999 | 0.95713 | 122 | 0.15707
28150 | 159.12 | 0.9 | 365 | 163.7125 | 0.17774 | 163 | 0.89027
28168 | 263 | 0.9 | 365 | 270.5907 | 0.42551 | 271 | 0.016213
32687 | 9.625 | 1 | 365 | 11.0031 | 0.056804 | 11 | 0.059912
32161 | 6.5 | 1 | 365 | 7.4307 | 0.8955 | 8 | 0.32617
32521 | 4.86 | 1 | 365 | 5.5559 | 0.13725 | 5 | 0.69311
32690 | 9.9 | 1 | 365 | 11.3175 | 0.687 | 12 | 0.0044804
32692 | 7.7 | 1 | 365 | 8.8025 | 0.64544 | 9 | 0.44793
32693 | 11.5 | 1 | 365 | 13.1466 | 0.35358 | 13 | 0.50015
32204 | 11.44 | 1 | 365 | 13.078 | 0.21609 | 13 | 0.29407
32695 | 11.5 | 1 | 365 | 13.1466 | 0.35358 | 13 | 0.50015
32552 | 14.04 | 1 | 365 | 16.0502 | 0.17429 | 16 | 0.22454
32698 | 6.75 | 1 | 365 | 7.7165 | 0.46841 | 8 | 0.18487
32554 | 12.9 | 1 | 365 | 14.747 | 0.56185 | 15 | 0.30887
32558 | 6 | 1 | 365 | 6.8591 | 0.7497 | 7 | 0.60878
32563 | 4.59 | 1 | 365 | 5.2472 | 0.51852 | 5 | 0.76571
32728 | 6.875 | 1 | 365 | 7.8594 | 0.75486 | 8 | 0.61422
32572 | 5.61 | 1 | 365 | 6.4132 | 0.85597 | 7 | 0.26921
32744 | 8.16 | 1 | 365 | 9.3283 | 0.69959 | 10 | 0.027935
32561 | 8.32 | 1 | 365 | 9.5113 | 0.066245 | 9 | 0.5775
32755 | 4.4 | 1 | 365 | 5.03 | 0.08311 | 5 | 0.1131
32570 | 7.42 | 1 | 365 | 8.4824 | 0.0037907 | 8 | 0.48619
32760 | 8.25 | 1 | 365 | 9.4312 | 0.90583 | 10 | 0.33707
32597 | 8.06 | 1 | 365 | 9.214 | 0.47042 | 9 | 0.68446
32624 | 6 | 1 | 365 | 6.8591 | 0.7497 | 7 | 0.60878
32775 | 6.325 | 1 | 365 | 7.2306 | 0.49447 | 7 | 0.72508
32585 | 8.84 | 1 | 365 | 10.1057 | 0.25789 | 10 | 0.3636
19755 | 9.88 | 1 | 365 | 11.2946 | 0.64117 | 11 | 0.93578
32626 | 2.86 | 1 | 365 | 3.2695 | 0.55402 | 3 | 0.82352
32630 | 6.48 | 1 | 365 | 7.4078 | 0.84967 | 8 | 0.25748
32633 | 5.225 | 1 | 365 | 5.9731 | 0.97369 | 6 | 0.94681
32779 | 8.52 | 1 | 365 | 9.7399 | 0.52457 | 10 | 0.26446
32636 | 8.25 | 1 | 365 | 9.4312 | 0.90583 | 10 | 0.33707
32644 | 9.075 | 1 | 365 | 10.3744 | 0.79642 | 11 | 0.17077
32647 | 7.14 | 1 | 365 | 8.1623 | 0.36214 | 8 | 0.52444
32667 | 7.8 | 1 | 365 | 8.9168 | 0.8746 | 9 | 0.79141
32671 | 10.8 | 1 | 365 | 12.3463 | 0.74945 | 13 | 0.095797
32670 | 8.67 | 1 | 365 | 9.9114 | 0.86831 | 10 | 0.77968
32672 | 10.66 | 1 | 365 | 12.1863 | 0.42863 | 12 | 0.61493
32782 | 7.65 | 1 | 365 | 8.7453 | 0.53086 | 9 | 0.27619
32786 | 10.45 | 1 | 365 | 11.9462 | 0.94739 | 12 | 0.89362
32789 | 7.56 | 1 | 365 | 8.6424 | 0.32462 | 8 | 0.96706
32673 | 4.675 | 1 | 365 | 5.3444 | 0.7133 | 6 | 0.057671
32794 | 8.25 | 1 | 365 | 9.4312 | 0.90583 | 10 | 0.33707
32805 | 5.5 | 1 | 365 | 6.2875 | 0.60389 | 6 | 0.89138
32810 | 10.455 | 1 | 365 | 11.9519 | 0.95885 | 12 | 0.91079
32813 | 11.25 | 1 | 365 | 12.8608 | 0.78068 | 13 | 0.64146
32817 | 4.4 | 1 | 365 | 5.03 | 0.08311 | 5 | 0.1131
32839 | 5.775 | 1 | 365 | 6.6019 | 0.23408 | 6 | 0.83595
32843 | 11.5 | 1 | 365 | 13.1466 | 0.35358 | 13 | 0.50015
32847 | 9.75 | 1 | 365 | 11.146 | 0.34326 | 11 | 0.48926
32870 | 5.5 | 1 | 365 | 6.2875 | 0.60389 | 6 | 0.89138
32676 | 4.8 | 1 | 365 | 5.4873 | 0.99976 | 6 | 0.48702
32874 | 9.9 | 1 | 365 | 11.3175 | 0.687 | 12 | 0.0044804
32881 | 7.15 | 1 | 365 | 8.1737 | 0.38505 | 8 | 0.55879
32677 | 9.18 | 1 | 365 | 10.4944 | 0.037035 | 10 | 0.53143
32883 | 9.75 | 1 | 365 | 11.146 | 0.34326 | 11 | 0.48926
32679 | 6.6 | 1 | 365 | 7.545 | 0.12467 | 7 | 0.66965
32648 | 9.62 | 1 | 365 | 10.9974 | 0.045346 | 11 | 0.042738
32886 | 10 | 1 | 365 | 11.4318 | 0.91616 | 12 | 0.34796
32887 | 5.72 | 1 | 365 | 6.539 | 0.10804 | 6 | 0.64703
32682 | 14.4 | 1 | 365 | 16.4618 | 0.99927 | 17 | 0.46106
32683 | 6.5 | 1 | 365 | 7.4307 | 0.8955 | 8 | 0.32617
32686 | 2.86 | 1 | 365 | 3.2695 | 0.55402 | 3 | 0.82352
33146 | 5.98 | 1 | 365 | 6.8362 | 0.70386 | 7 | 0.54008
32697 | 8.84 | 1 | 365 | 10.1057 | 0.25789 | 10 | 0.3636
33148 | 5.72 | 1 | 365 | 6.539 | 0.10804 | 6 | 0.64703
32774 | 16.575 | 1 | 365 | 18.9482 | 0.98354 | 19 | 0.93174
32785 | 5.46 | 1 | 365 | 6.2418 | 0.51222 | 6 | 0.75399
32791 | 14.535 | 1 | 365 | 16.6161 | 0.30864 | 16 | 0.92476
32800 | 2.08 | 1 | 365 | 2.3778 | 0.76656 | 3 | 0.14438
32816 | 9.88 | 1 | 365 | 11.2946 | 0.64117 | 11 | 0.93578
32818 | 16.32 | 1 | 365 | 18.6567 | 0.39917 | 19 | 0.055871
32822 | 3.64 | 1 | 365 | 4.1612 | 0.34148 | 4 | 0.50266
32830 | 7.28 | 1 | 365 | 8.3224 | 0.68296 | 9 | 0.0053149
33144 | 3.64 | 1 | 365 | 4.1612 | 0.34148 | 4 | 0.50266
32827 | 6.24 | 1 | 365 | 7.1334 | 0.29968 | 7 | 0.43313
33155 | 3.6 | 1 | 365 | 4.1154 | 0.24982 | 4 | 0.36527
32851 | 9.88 | 1 | 365 | 11.2946 | 0.64117 | 11 | 0.93578
33159 | 7.56 | 1 | 365 | 8.6424 | 0.32462 | 8 | 0.96706
33165 | 6.9 | 1 | 365 | 7.8879 | 0.81215 | 8 | 0.70009
33167 | 9.483 | 1 | 365 | 10.8408 | 0.73139 | 11 | 0.57217
33169 | 8.16 | 1 | 365 | 9.3283 | 0.69959 | 10 | 0.027935
33176 | 5.4 | 1 | 365 | 6.1732 | 0.37473 | 6 | 0.5479
33182 | 2.86 | 1 | 365 | 3.2695 | 0.55402 | 3 | 0.82352
33183 | 11.18 | 1 | 365 | 12.7808 | 0.62027 | 13 | 0.40102
33185 | 3.9 | 1 | 365 | 4.4584 | 0.9373 | 5 | 0.3957
33193 | 4.905 | 1 | 365 | 5.6073 | 0.24038 | 5 | 0.84767
33199 | 6.095 | 1 | 365 | 6.9677 | 0.9674 | 7 | 0.93508
32869 | 7.02 | 1 | 365 | 8.0251 | 0.087144 | 8 | 0.11227
30746 | 5.1 | 1 | 365 | 5.8302 | 0.68724 | 6 | 0.51746
32862 | 7.54 | 1 | 365 | 8.6196 | 0.27878 | 8 | 0.89836
32879 | 2.08 | 1 | 365 | 2.3778 | 0.76656 | 3 | 0.14438
32890 | 7.28 | 1 | 365 | 8.3224 | 0.68296 | 9 | 0.0053149
32895 | 10.4 | 1 | 365 | 11.8891 | 0.83281 | 12 | 0.72188
33224 | 2.86 | 1 | 365 | 3.2695 | 0.55402 | 3 | 0.82352
33096 | 4.94 | 1 | 365 | 5.6473 | 0.32058 | 5 | 0.96789
33104 | 8.16 | 1 | 365 | 9.3283 | 0.69959 | 10 | 0.027935
33115 | 5.1 | 1 | 365 | 5.8302 | 0.68724 | 6 | 0.51746
27549 | 4.16 | 1 | 365 | 4.7556 | 0.53312 | 5 | 0.28875
33124 | 4.94 | 1 | 365 | 5.6473 | 0.32058 | 5 | 0.96789
33126 | 3.78 | 1 | 365 | 4.3212 | 0.66231 | 4 | 0.98353
33138 | 7.28 | 1 | 365 | 8.3224 | 0.68296 | 9 | 0.0053149
33143 | 7.8 | 1 | 365 | 8.9168 | 0.8746 | 9 | 0.79141
33905 | 5.5 | 1 | 365 | 6.2875 | 0.60389 | 6 | 0.89138
33910 | 4 | 1 | 365 | 4.5727 | 0.16646 | 4 | 0.73918
33977 | 6.3 | 1 | 365 | 7.202 | 0.43718 | 7 | 0.63921
33979 | 5.04 | 1 | 365 | 5.7616 | 0.54974 | 6 | 0.31137
33980 | 4.8 | 1 | 365 | 5.4873 | 0.99976 | 6 | 0.48702
33981 | 6 | 1 | 365 | 6.8591 | 0.7497 | 7 | 0.60878
33874 | 4.16 | 1 | 365 | 4.7556 | 0.53312 | 5 | 0.28875
33197 | 21.84 | 1 | 365 | 24.9671 | 0.048893 | 25 | 0.015945
33467 | 5.2 | 1 | 365 | 5.9445 | 0.9164 | 6 | 0.86094
33878 | 4.69 | 1 | 365 | 5.3615 | 0.74768 | 6 | 0.10919
32064 | 4.16 | 1 | 365 | 4.7556 | 0.53312 | 5 | 0.28875
32196 | 7.41 | 1 | 365 | 8.471 | 0.98087 | 9 | 0.45184
28506 | 13.26 | 1 | 365 | 15.1586 | 0.38683 | 15 | 0.54539
33288 | 12.48 | 1 | 365 | 14.2669 | 0.59937 | 14 | 0.86625
28509 | 10.66 | 1 | 365 | 12.1863 | 0.42863 | 12 | 0.61493
33889 | 5.2 | 1 | 365 | 5.9445 | 0.9164 | 6 | 0.86094
28753 | 11.96 | 1 | 365 | 13.6724 | 0.40773 | 14 | 0.08016
33284 | 2.97 | 1 | 365 | 3.3952 | 0.8061 | 4 | 0.20134
33892 | 3.3 | 1 | 365 | 3.7725 | 0.56233 | 4 | 0.33483
28877 | 8.58 | 1 | 365 | 9.8085 | 0.66207 | 10 | 0.47055
33899 | 5.72 | 1 | 365 | 6.539 | 0.10804 | 6 | 0.64703
33301 | 10 | 1 | 365 | 11.4318 | 0.91616 | 12 | 0.34796
28883 | 5.46 | 1 | 365 | 6.2418 | 0.51222 | 6 | 0.75399
33304 | 4.335 | 1 | 365 | 4.9557 | 0.93416 | 5 | 0.88984
33904 | 3.64 | 1 | 365 | 4.1612 | 0.34148 | 4 | 0.50266
28886 | 16.64 | 1 | 365 | 19.0225 | 0.13249 | 19 | 0.15501
28889 | 11.92 | 1 | 365 | 13.6267 | 0.31606 | 13 | 0.94277
32885 | 3.12 | 1 | 365 | 3.5667 | 0.14984 | 3 | 0.71656
29021 | 10.08 | 1 | 365 | 11.5233 | 0.099489 | 11 | 0.62274
26873 | 8.58 | 1 | 365 | 9.8085 | 0.66207 | 10 | 0.47055
29189 | 11 | 1 | 365 | 12.575 | 0.20778 | 12 | 0.78276
33202 | 9.8 | 1 | 365 | 11.2032 | 0.45784 | 11 | 0.661
31593 | 7.425 | 1 | 365 | 8.4881 | 0.015249 | 8 | 0.50336
33306 | 8.84 | 1 | 365 | 10.1057 | 0.25789 | 10 | 0.3636
33360 | 6 | 1 | 365 | 6.8591 | 0.7497 | 7 | 0.60878
29357 | 10.4 | 1 | 365 | 11.8891 | 0.83281 | 12 | 0.72188
33361 | 3.75 | 1 | 365 | 4.2869 | 0.59356 | 4 | 0.88049
29364 | 13.2 | 1 | 365 | 15.09 | 0.24933 | 15 | 0.33931
33369 | 4.25 | 1 | 365 | 4.8585 | 0.73937 | 5 | 0.59788
29376 | 12.24 | 1 | 365 | 13.9925 | 0.04938 | 14 | 0.041903
33367 | 4.16 | 1 | 365 | 4.7556 | 0.53312 | 5 | 0.28875
29410 | 12.48 | 1 | 365 | 14.2669 | 0.59937 | 14 | 0.86625
29476 | 13.26 | 1 | 365 | 15.1586 | 0.38683 | 15 | 0.54539
33913 | 5.2 | 1 | 365 | 5.9445 | 0.9164 | 6 | 0.86094
33915 | 5.46 | 1 | 365 | 6.2418 | 0.51222 | 6 | 0.75399
33917 | 16.5 | 1 | 365 | 18.8625 | 0.81166 | 19 | 0.67413
33918 | 6.54 | 1 | 365 | 7.4764 | 0.98717 | 8 | 0.46357
33920 | 6.12 | 1 | 365 | 6.9963 | 0.02469 | 7 | 0.020952
33923 | 7.848 | 1 | 365 | 8.9717 | 0.9846 | 9 | 0.95628
34002 | 5.6 | 1 | 365 | 6.4018 | 0.83305 | 7 | 0.23486
34027 | 5.886 | 1 | 365 | 6.7288 | 0.48845 | 7 | 0.21721
28547 | 10.6 | 1 | 365 | 12.1177 | 0.29113 | 12 | 0.40884
29397 | 20.01 | 1 | 365 | 22.875 | 0.85524 | 23 | 0.73027
34029 | 6 | 1 | 365 | 6.8591 | 0.7497 | 7 | 0.60878
29844 | 176.15 | 0.9 | 365 | 181.234 | 0.30134 | 181 | 0.53538
29867 | 10.5 | 1 | 365 | 12.0034 | 0.061968 | 12 | 0.065358
34031 | 6.555 | 1 | 365 | 7.4935 | 0.021543 | 7 | 0.51509
29871 | 6 | 1 | 365 | 6.8591 | 0.7497 | 7 | 0.60878
29878 | 10.5 | 1 | 365 | 12.0034 | 0.061968 | 12 | 0.065358
34033 | 7.14 | 1 | 365 | 8.1623 | 0.36214 | 8 | 0.52444
22670 | 148.8 | 1 | 365 | 170.1052 | 0.99246 | 171 | 0.097645
34034 | 4.16 | 1 | 365 | 4.7556 | 0.53312 | 5 | 0.28875
22652 | 592.62 | 0.9 | 365 | 609.7242 | 0.25173 | 609 | 0.97592
34036 | 7.56 | 1 | 365 | 8.6424 | 0.32462 | 8 | 0.96706
30504 | 4.5 | 1 | 365 | 5.1443 | 0.31227 | 5 | 0.45658
30660 | 10.137 | 1 | 365 | 11.5884 | 0.23011 | 11 | 0.81853
34028 | 7.2 | 1 | 365 | 8.2309 | 0.49964 | 8 | 0.73053
30827 | 8.25 | 1 | 365 | 9.4312 | 0.90583 | 10 | 0.33707
34067 | 4.86 | 1 | 365 | 5.5559 | 0.13725 | 5 | 0.69311
33985 | 5.4 | 1 | 365 | 6.1732 | 0.37473 | 6 | 0.5479
33994 | 10.07 | 1 | 365 | 11.5118 | 0.076573 | 11 | 0.5884
31081 | 9.69 | 1 | 365 | 11.0774 | 0.20576 | 11 | 0.28317
31173 | 7.32 | 1 | 365 | 8.3681 | 0.77463 | 9 | 0.14271
31445 | 3.8 | 1 | 365 | 4.3441 | 0.70814 | 5 | 0.052225
30264 | 87.75 | 0.9 | 365 | 90.2826 | 0.98037 | 91 | 0.26301
31198 | 30.16 | 0.9 | 365 | 31.0305 | 0.20362 | 31 | 0.2341
33998 | 9.3 | 1 | 365 | 10.6316 | 0.31203 | 10 | 0.9436
34014 | 2.75 | 1 | 365 | 3.1437 | 0.30194 | 3 | 0.44569
31819 | 8.06 | 1 | 365 | 9.214 | 0.47042 | 9 | 0.68446
33781 | 11.1 | 1 | 365 | 12.6893 | 0.43694 | 13 | 0.12624
32443 | 10.07 | 1 | 365 | 11.5118 | 0.076573 | 11 | 0.5884
30801 | 5.886 | 1 | 365 | 6.7288 | 0.48845 | 7 | 0.21721
13124 | 82 | 1 | 365 | 93.7408 | 0.91251 | 94 | 0.65327
34061 | 7.8 | 1 | 365 | 8.9168 | 0.8746 | 9 | 0.79141
33163 | 5 | 1 | 365 | 5.7159 | 0.45808 | 6 | 0.17398
25924 | 9.9 | 1 | 365 | 11.3175 | 0.687 | 12 | 0.0044804
28181 | 8.06 | 1 | 365 | 9.214 | 0.47042 | 9 | 0.68446
33179 | 7.25 | 1 | 365 | 8.2881 | 0.61422 | 8 | 0.90227
33190 | 6.75 | 1 | 365 | 7.7165 | 0.46841 | 8 | 0.18487
33203 | 9.38 | 1 | 365 | 10.723 | 0.49536 | 11 | 0.21839
34078 | 6 | 1 | 365 | 6.8591 | 0.7497 | 7 | 0.60878
34099 | 9.6 | 1 | 365 | 10.9745 | 0.99951 | 11 | 0.97404
34115 | 5.4 | 1 | 365 | 6.1732 | 0.37473 | 6 | 0.5479
34174 | 6.6 | 1 | 365 | 7.545 | 0.12467 | 7 | 0.66965
34259 | 8.745 | 1 | 365 | 9.9971 | 0.040182 | 10 | 0.037291
34176 | 8.525 | 1 | 365 | 9.7456 | 0.53603 | 10 | 0.28164
34332 | 12 | 1 | 365 | 13.7182 | 0.49939 | 14 | 0.21755
34340 | 9.54 | 1 | 365 | 10.9059 | 0.86202 | 11 | 0.76795
34280 | 6 | 1 | 365 | 6.8591 | 0.7497 | 7 | 0.60878
34386 | 9.3 | 1 | 365 | 10.6316 | 0.31203 | 10 | 0.9436
34129 | 6.625 | 1 | 365 | 7.5736 | 0.18196 | 7 | 0.75552
34341 | 7.42 | 1 | 365 | 8.4824 | 0.0037907 | 8 | 0.48619
34135 | 14.84 | 1 | 365 | 16.9648 | 0.0075814 | 16 | 0.97237
34460 | 8.37 | 1 | 365 | 9.5684 | 0.18083 | 9 | 0.74924
34262 | 4.2 | 1 | 365 | 4.8014 | 0.62479 | 5 | 0.42614
30956 | 5.5 | 1 | 365 | 6.2875 | 0.60389 | 6 | 0.89138
31307 | 9.75 | 1 | 365 | 11.146 | 0.34326 | 11 | 0.48926
34629 | 5.83 | 1 | 365 | 6.6647 | 0.36012 | 7 | 0.024861
34633 | 11.4 | 1 | 365 | 13.0323 | 0.12442 | 13 | 0.15667
34636 | 7.54 | 1 | 365 | 8.6196 | 0.27878 | 8 | 0.89836
31305 | 7.975 | 1 | 365 | 9.1169 | 0.27564 | 9 | 0.3925
34650 | 5.4 | 1 | 365 | 6.1732 | 0.37473 | 6 | 0.5479
34658 | 7.155 | 1 | 365 | 8.1795 | 0.39651 | 8 | 0.57597
31402 | 12.1 | 1 | 365 | 13.8325 | 0.72855 | 14 | 0.56103
31400 | 5.865 | 1 | 365 | 6.7048 | 0.44033 | 7 | 0.14508
32740 | 6.6 | 1 | 365 | 7.545 | 0.12467 | 7 | 0.66965
33990 | 7.975 | 1 | 365 | 9.1169 | 0.27564 | 9 | 0.3925
34328 | 5.7 | 1 | 365 | 6.5161 | 0.062211 | 6 | 0.57834
34495 | 9.52 | 1 | 365 | 10.8831 | 0.81618 | 11 | 0.69926
34511 | 6.213 | 1 | 365 | 7.1026 | 0.23781 | 7 | 0.34039
34521 | 4.251 | 1 | 365 | 4.8597 | 0.74166 | 5 | 0.60132
34526 | 5.2 | 1 | 365 | 5.9445 | 0.9164 | 6 | 0.86094
29603 | 7.02 | 1 | 365 | 8.0251 | 0.087144 | 8 | 0.11227
32703 | 131.04 | 0.9 | 365 | 134.8221 | 0.26402 | 135 | 0.086101
29601 | 11.96 | 1 | 365 | 13.6724 | 0.40773 | 14 | 0.08016
32662 | 317.72 | 0.9 | 365 | 326.89 | 0.28301 | 327 | 0.17305
29623 | 14.04 | 1 | 365 | 16.0502 | 0.17429 | 16 | 0.22454
34561 | 12.42 | 1 | 365 | 14.1983 | 0.46187 | 14 | 0.66017
34564 | 9.9 | 1 | 365 | 11.3175 | 0.687 | 12 | 0.0044804
29630 | 11.44 | 1 | 365 | 13.078 | 0.21609 | 13 | 0.29407
34570 | 9.18 | 1 | 365 | 10.4944 | 0.037035 | 10 | 0.53143
34574 | 3.924 | 1 | 365 | 4.4858 | 0.9923 | 5 | 0.47814
29191 | 6.5 | 1 | 365 | 7.4307 | 0.8955 | 8 | 0.32617
34582 | 5.985 | 1 | 365 | 6.8419 | 0.71532 | 7 | 0.55725
34586 | 7.194 | 1 | 365 | 8.224 | 0.48589 | 8 | 0.70992
34590 | 3.78 | 1 | 365 | 4.3212 | 0.66231 | 4 | 0.98353
33448 | 13.42 | 1 | 365 | 15.3415 | 0.75349 | 16 | 0.094962
33247 | 10.5 | 1 | 365 | 12.0034 | 0.061968 | 12 | 0.065358
33040 | 10.5 | 1 | 365 | 12.0034 | 0.061968 | 12 | 0.065358
32079 | 5.2 | 1 | 365 | 5.9445 | 0.9164 | 6 | 0.86094
34704 | 5.7 | 1 | 365 | 6.5161 | 0.062211 | 6 | 0.57834
34365 | 5.4 | 1 | 365 | 6.1732 | 0.37473 | 6 | 0.5479
7388 | 653.31 | 0.9 | 365 | 672.1658 | 0.42208 | 672 | 0.58792
28691 | 5.3 | 1 | 365 | 6.0589 | 0.14556 | 6 | 0.20442
34457 | 3.9 | 1 | 365 | 4.4584 | 0.9373 | 5 | 0.3957
33881 | 8.84 | 1 | 365 | 10.1057 | 0.25789 | 10 | 0.3636
34479 | 3.9 | 1 | 365 | 4.4584 | 0.9373 | 5 | 0.3957
34579 | 2.34 | 1 | 365 | 2.675 | 0.36238 | 3 | 0.037423
34089 | 9.62 | 1 | 365 | 10.9974 | 0.045346 | 11 | 0.042738
34635 | 6.76 | 1 | 365 | 7.7279 | 0.49132 | 8 | 0.21922
27580 | 16.065 | 1 | 365 | 18.3652 | 0.81481 | 19 | 0.18
34105 | 5.72 | 1 | 365 | 6.539 | 0.10804 | 6 | 0.64703
34665 | 5.04 | 1 | 365 | 5.7616 | 0.54974 | 6 | 0.31137
34132 | 11.7 | 1 | 365 | 13.3752 | 0.81191 | 14 | 0.18711
34136 | 2.86 | 1 | 365 | 3.2695 | 0.55402 | 3 | 0.82352
34144 | 9.36 | 1 | 365 | 10.7002 | 0.44953 | 11 | 0.14969
34149 | 5.2 | 1 | 365 | 5.9445 | 0.9164 | 6 | 0.86094
34158 | 8.32 | 1 | 365 | 9.5113 | 0.066245 | 9 | 0.5775
34162 | 3.64 | 1 | 365 | 4.1612 | 0.34148 | 4 | 0.50266
34175 | 3.38 | 1 | 365 | 3.8639 | 0.74566 | 4 | 0.60961
34182 | 5.83 | 1 | 365 | 6.6647 | 0.36012 | 7 | 0.024861
34191 | 7.02 | 1 | 365 | 8.0251 | 0.087144 | 8 | 0.11227
34201 | 13.52 | 1 | 365 | 15.4558 | 0.98265 | 16 | 0.43844
34215 | 4.42 | 1 | 365 | 5.0529 | 0.12894 | 5 | 0.1818
34214 | 10.865 | 1 | 365 | 12.4207 | 0.89841 | 13 | 0.31906
34220 | 5.2 | 1 | 365 | 5.9445 | 0.9164 | 6 | 0.86094
34223 | 8.58 | 1 | 365 | 9.8085 | 0.66207 | 10 | 0.47055
34241 | 6.24 | 1 | 365 | 7.1334 | 0.29968 | 7 | 0.43313
34242 | 3.38 | 1 | 365 | 3.8639 | 0.74566 | 4 | 0.60961
34291 | 7.8 | 1 | 365 | 8.9168 | 0.8746 | 9 | 0.79141
34305 | 7.685 | 1 | 365 | 8.7853 | 0.61107 | 9 | 0.39641
34309 | 7.28 | 1 | 365 | 8.3224 | 0.68296 | 9 | 0.0053149
34311 | 12.19 | 1 | 365 | 13.9354 | 0.9348 | 14 | 0.87016
34314 | 6.24 | 1 | 365 | 7.1334 | 0.29968 | 7 | 0.43313
33074 | 5.5 | 1 | 365 | 6.2875 | 0.60389 | 6 | 0.89138
23470 | 5.1 | 1 | 365 | 5.8302 | 0.68724 | 6 | 0.51746
34737 | 7.02 | 1 | 365 | 8.0251 | 0.087144 | 8 | 0.11227
34764 | 4.68 | 1 | 365 | 5.3501 | 0.72476 | 6 | 0.074845
34782 | 7.84 | 1 | 365 | 8.9625 | 0.96627 | 9 | 0.9288
34808 | 3.7 | 1 | 365 | 4.2298 | 0.47898 | 4 | 0.70875
34888 | 7.56 | 1 | 365 | 8.6424 | 0.32462 | 8 | 0.96706
34889 | 5.7 | 1 | 365 | 6.5161 | 0.062211 | 6 | 0.57834
34905 | 8.75 | 1 | 365 | 10.0028 | 0.05164 | 10 | 0.054465
34906 | 6.54 | 1 | 365 | 7.4764 | 0.98717 | 8 | 0.46357
33932 | 41.856 | 0.9 | 365 | 43.064 | 0.32609 | 43 | 0.39014
33995 | 185.64 | 0.9 | 365 | 190.9979 | 0.87403 | 191 | 0.87198
33453 | 8.525 | 1 | 365 | 9.7456 | 0.53603 | 10 | 0.28164
32877 | 5.775 | 1 | 365 | 6.6019 | 0.23408 | 6 | 0.83595
34154 | 6.3 | 1 | 365 | 7.202 | 0.43718 | 7 | 0.63921
34140 | 11.13 | 1 | 365 | 12.7236 | 0.50569 | 13 | 0.22928
34108 | 7.155 | 1 | 365 | 8.1795 | 0.39651 | 8 | 0.57597
33373 | 4.08 | 1 | 365 | 4.6642 | 0.34979 | 5 | 0.013968
34074 | 15.6 | 1 | 365 | 17.8336 | 0.74921 | 18 | 0.58282
34071 | 5.61 | 1 | 365 | 6.4132 | 0.85597 | 7 | 0.26921
33938 | 5.4 | 1 | 365 | 6.1732 | 0.37473 | 6 | 0.5479
33937 | 9.35 | 1 | 365 | 10.6887 | 0.42661 | 11 | 0.11534
33824 | 9 | 1 | 365 | 10.2886 | 0.62454 | 10 | 0.91316
33818 | 5.775 | 1 | 365 | 6.6019 | 0.23408 | 6 | 0.83595
33802 | 10.8 | 1 | 365 | 12.3463 | 0.74945 | 13 | 0.095797
34898 | 6.89 | 1 | 365 | 7.8765 | 0.78923 | 8 | 0.66574
33780 | 5.4 | 1 | 365 | 6.1732 | 0.37473 | 6 | 0.5479
33770 | 4.8 | 1 | 365 | 5.4873 | 0.99976 | 6 | 0.48702
33747 | 4.505 | 1 | 365 | 5.15 | 0.32373 | 5 | 0.47376
34904 | 6.875 | 1 | 365 | 7.8594 | 0.75486 | 8 | 0.61422
34716 | 6.36 | 1 | 365 | 7.2706 | 0.57468 | 7 | 0.8453
34625 | 6.095 | 1 | 365 | 6.9677 | 0.9674 | 7 | 0.93508
33390 | 9.12 | 1 | 365 | 10.4258 | 0.89954 | 11 | 0.32534
33394 | 9.544 | 1 | 365 | 10.9105 | 0.87118 | 11 | 0.78169
33395 | 4.845 | 1 | 365 | 5.5387 | 0.10288 | 5 | 0.64159
33398 | 6.75 | 1 | 365 | 7.7165 | 0.46841 | 8 | 0.18487
33402 | 4.68 | 1 | 365 | 5.3501 | 0.72476 | 6 | 0.074845
33403 | 7.905 | 1 | 365 | 9.0368 | 0.11522 | 9 | 0.15206
33563 | 12.19 | 1 | 365 | 13.9354 | 0.9348 | 14 | 0.87016
33411 | 2.75 | 1 | 365 | 3.1437 | 0.30194 | 3 | 0.44569
33418 | 9.18 | 1 | 365 | 10.4944 | 0.037035 | 10 | 0.53143
33424 | 9.315 | 1 | 365 | 10.6487 | 0.3464 | 10 | 0.99512
31298 | 5.75 | 1 | 365 | 6.5733 | 0.17679 | 6 | 0.75008
34322 | 9.9 | 1 | 365 | 11.3175 | 0.687 | 12 | 0.0044804
33425 | 3.3 | 1 | 365 | 3.7725 | 0.56233 | 4 | 0.33483
31302 | 8.5 | 1 | 365 | 9.717 | 0.47874 | 10 | 0.19577
33430 | 3.5 | 1 | 365 | 4.0011 | 0.020656 | 4 | 0.021786
33438 | 7.75 | 1 | 365 | 8.8596 | 0.76002 | 9 | 0.61967
30573 | 9.36 | 1 | 365 | 10.7002 | 0.44953 | 11 | 0.14969
33609 | 11.13 | 1 | 365 | 12.7236 | 0.50569 | 13 | 0.22928
33432 | 4.41 | 1 | 365 | 5.0414 | 0.10603 | 5 | 0.14745
33441 | 7.59 | 1 | 365 | 8.6767 | 0.39337 | 9 | 0.070102
28431 | 17.16 | 1 | 365 | 19.617 | 0.32413 | 19 | 0.9411
34828 | 4.94 | 1 | 365 | 5.6473 | 0.32058 | 5 | 0.96789
33442 | 7.56 | 1 | 365 | 8.6424 | 0.32462 | 8 | 0.96706
29196 | 17.85 | 1 | 365 | 20.4058 | 0.90535 | 21 | 0.31111
32619 | 5.355 | 1 | 365 | 6.1217 | 0.2716 | 6 | 0.39333
29199 | 16.32 | 1 | 365 | 18.6567 | 0.39917 | 19 | 0.055871
33443 | 6.03 | 1 | 365 | 6.8934 | 0.81844 | 7 | 0.71182
33281 | 6.24 | 1 | 365 | 7.1334 | 0.29968 | 7 | 0.43313
33444 | 5.67 | 1 | 365 | 6.4818 | 0.99346 | 7 | 0.47529
29513 | 10.4 | 1 | 365 | 11.8891 | 0.83281 | 12 | 0.72188
33184 | 6.12 | 1 | 365 | 6.9963 | 0.02469 | 7 | 0.020952
33449 | 11 | 1 | 365 | 12.575 | 0.20778 | 12 | 0.78276
30056 | 5.46 | 1 | 365 | 6.2418 | 0.51222 | 6 | 0.75399
30126 | 7.975 | 1 | 365 | 9.1169 | 0.27564 | 9 | 0.3925
30128 | 3.64 | 1 | 365 | 4.1612 | 0.34148 | 4 | 0.50266
32492 | 4.08 | 1 | 365 | 4.6642 | 0.34979 | 5 | 0.013968
30341 | 10.4 | 1 | 365 | 11.8891 | 0.83281 | 12 | 0.72188
33450 | 6.24 | 1 | 365 | 7.1334 | 0.29968 | 7 | 0.43313
33468 | 6.6 | 1 | 365 | 7.545 | 0.12467 | 7 | 0.66965
31055 | 11.5 | 1 | 365 | 13.1466 | 0.35358 | 13 | 0.50015
33484 | 9.9 | 1 | 365 | 11.3175 | 0.687 | 12 | 0.0044804
31106 | 6.9 | 1 | 365 | 7.8879 | 0.81215 | 8 | 0.70009
31886 | 4.2 | 1 | 365 | 4.8014 | 0.62479 | 5 | 0.42614
31978 | 5.94 | 1 | 365 | 6.7905 | 0.6122 | 7 | 0.40269
33507 | 7.54 | 1 | 365 | 8.6196 | 0.27878 | 8 | 0.89836
33511 | 4.8 | 1 | 365 | 5.4873 | 0.99976 | 6 | 0.48702
33006 | 4.59 | 1 | 365 | 5.2472 | 0.51852 | 5 | 0.76571
33207 | 4.77 | 1 | 365 | 5.453 | 0.93101 | 6 | 0.38398
33517 | 7.685 | 1 | 365 | 8.7853 | 0.61107 | 9 | 0.39641
32970 | 7.8 | 1 | 365 | 8.9168 | 0.8746 | 9 | 0.79141
33520 | 8.502 | 1 | 365 | 9.7193 | 0.48332 | 10 | 0.20264
33420 | 9.62 | 1 | 365 | 10.9974 | 0.045346 | 11 | 0.042738
33656 | 5.545 | 1 | 365 | 6.3389 | 0.70701 | 7 | 0.045944
33671 | 8.925 | 1 | 365 | 10.2029 | 0.45267 | 10 | 0.65555
33675 | 6.25 | 1 | 365 | 7.1449 | 0.3226 | 7 | 0.46747
33681 | 8.5 | 1 | 365 | 9.717 | 0.47874 | 10 | 0.19577
33720 | 10.07 | 1 | 365 | 11.5118 | 0.076573 | 11 | 0.5884
33729 | 10.64 | 1 | 365 | 12.1634 | 0.38279 | 12 | 0.54623
27502 | 10.965 | 1 | 365 | 12.535 | 0.12757 | 12 | 0.66254
27628 | 10.4 | 1 | 365 | 11.8891 | 0.83281 | 12 | 0.72188
27693 | 3.38 | 1 | 365 | 3.8639 | 0.74566 | 4 | 0.60961
31673 | 6.24 | 1 | 365 | 7.1334 | 0.29968 | 7 | 0.43313
33789 | 10.8 | 1 | 365 | 12.3463 | 0.74945 | 13 | 0.095797
31668 | 4.16 | 1 | 365 | 4.7556 | 0.53312 | 5 | 0.28875
31053 | 9.36 | 1 | 365 | 10.7002 | 0.44953 | 11 | 0.14969
31544 | 4.94 | 1 | 365 | 5.6473 | 0.32058 | 5 | 0.96789
31556 | 9.36 | 1 | 365 | 10.7002 | 0.44953 | 11 | 0.14969
31540 | 2.6 | 1 | 365 | 2.9723 | 0.9582 | 3 | 0.93047
24890 | 7.54 | 1 | 365 | 8.6196 | 0.27878 | 8 | 0.89836
30603 | 9.18 | 1 | 365 | 10.4944 | 0.037035 | 10 | 0.53143
30652 | 7.8 | 1 | 365 | 8.9168 | 0.8746 | 9 | 0.79141
29721 | 16.12 | 1 | 365 | 18.4281 | 0.94085 | 19 | 0.36891
29580 | 3.12 | 1 | 365 | 3.5667 | 0.14984 | 3 | 0.71656
30440 | 9.9 | 1 | 365 | 11.3175 | 0.687 | 12 | 0.0044804
26910 | 7.02 | 1 | 365 | 8.0251 | 0.087144 | 8 | 0.11227
33472 | 8.06 | 1 | 365 | 9.214 | 0.47042 | 9 | 0.68446
33106 | 11.96 | 1 | 365 | 13.6724 | 0.40773 | 14 | 0.08016
33299 | 7.28 | 1 | 365 | 8.3224 | 0.68296 | 9 | 0.0053149
33801 | 12 | 1 | 365 | 13.7182 | 0.49939 | 14 | 0.21755
33072 | 7.8 | 1 | 365 | 8.9168 | 0.8746 | 9 | 0.79141
25129 | 5.2 | 1 | 365 | 5.9445 | 0.9164 | 6 | 0.86094
33805 | 12.42 | 1 | 365 | 14.1983 | 0.46187 | 14 | 0.66017
29067 | 15.08 | 1 | 365 | 17.2392 | 0.55757 | 17 | 0.79672
28961 | 3.825 | 1 | 365 | 4.3727 | 0.76543 | 5 | 0.13809
25148 | 4.68 | 1 | 365 | 5.3501 | 0.72476 | 6 | 0.074845
24887 | 7.8 | 1 | 365 | 8.9168 | 0.8746 | 9 | 0.79141
33822 | 8.1 | 1 | 365 | 9.2598 | 0.56209 | 9 | 0.82185
28948 | 8.32 | 1 | 365 | 9.5113 | 0.066245 | 9 | 0.5775
24261 | 9.62 | 1 | 365 | 10.9974 | 0.045346 | 11 | 0.042738
28611 | 9.1 | 1 | 365 | 10.4029 | 0.85371 | 11 | 0.25664
28460 | 4.505 | 1 | 365 | 5.15 | 0.32373 | 5 | 0.47376
23133 | 4.42 | 1 | 365 | 5.0529 | 0.12894 | 5 | 0.1818
24208 | 9.62 | 1 | 365 | 10.9974 | 0.045346 | 11 | 0.042738
23113 | 3.06 | 1 | 365 | 3.4981 | 0.012345 | 3 | 0.51048
28426 | 6.5 | 1 | 365 | 7.4307 | 0.8955 | 8 | 0.32617
23077 | 14.04 | 1 | 365 | 16.0502 | 0.17429 | 16 | 0.22454
27972 | 3.9 | 1 | 365 | 4.4584 | 0.9373 | 5 | 0.3957
25480 | 3.9 | 1 | 365 | 4.4584 | 0.9373 | 5 | 0.3957
25478 | 4.94 | 1 | 365 | 5.6473 | 0.32058 | 5 | 0.96789
22438 | 4.05 | 1 | 365 | 4.6299 | 0.28104 | 4 | 0.91092
29268 | 6.12 | 1 | 365 | 6.9963 | 0.02469 | 7 | 0.020952
30595 | 9.88 | 1 | 365 | 11.2946 | 0.64117 | 11 | 0.93578
23905 | 5.3 | 1 | 365 | 6.0589 | 0.14556 | 6 | 0.20442
23869 | 8.58 | 1 | 365 | 9.8085 | 0.66207 | 10 | 0.47055
23738 | 5.2 | 1 | 365 | 5.9445 | 0.9164 | 6 | 0.86094
29668 | 9.88 | 1 | 365 | 11.2946 | 0.64117 | 11 | 0.93578
33896 | 10.26 | 1 | 365 | 11.729 | 0.51198 | 12 | 0.24101
30563 | 10.791 | 1 | 365 | 12.3361 | 0.72883 | 13 | 0.064884
35077 | 6.6 | 1 | 365 | 7.545 | 0.12467 | 7 | 0.66965
35103 | 8.91 | 1 | 365 | 10.1857 | 0.4183 | 10 | 0.60403
34926 | 13.2 | 1 | 365 | 15.09 | 0.24933 | 15 | 0.33931
35124 | 5.99 | 1 | 365 | 6.8476 | 0.72678 | 7 | 0.57443
34945 | 6.095 | 1 | 365 | 6.9677 | 0.9674 | 7 | 0.93508
28048 | 7.54 | 1 | 365 | 8.6196 | 0.27878 | 8 | 0.89836
28330 | 1.82 | 1 | 365 | 2.0806 | 0.17074 | 2 | 0.25133
34984 | 9 | 1 | 365 | 10.2886 | 0.62454 | 10 | 0.91316
28758 | 10.92 | 1 | 365 | 12.4835 | 0.024447 | 12 | 0.50797
34994 | 11.7 | 1 | 365 | 13.3752 | 0.81191 | 14 | 0.18711
34929 | 4.8 | 1 | 365 | 5.4873 | 0.99976 | 6 | 0.48702
34934 | 7.2 | 1 | 365 | 8.2309 | 0.49964 | 8 | 0.73053
34958 | 4.77 | 1 | 365 | 5.453 | 0.93101 | 6 | 0.38398
35031 | 7.2 | 1 | 365 | 8.2309 | 0.49964 | 8 | 0.73053
33769 | 13.515 | 1 | 365 | 15.4501 | 0.97119 | 16 | 0.42127
33836 | 6.3 | 1 | 365 | 7.202 | 0.43718 | 7 | 0.63921
33940 | 10.175 | 1 | 365 | 11.6319 | 0.31719 | 11 | 0.94905
35107 | 8.215 | 1 | 365 | 9.3912 | 0.82563 | 10 | 0.21685
29126 | 5.46 | 1 | 365 | 6.2418 | 0.51222 | 6 | 0.75399
33830 | 5.04 | 1 | 365 | 5.7616 | 0.54974 | 6 | 0.31137
34166 | 16.8 | 1 | 365 | 19.2054 | 0.49915 | 19 | 0.70457
33840 | 4.48 | 1 | 365 | 5.1214 | 0.26644 | 5 | 0.38789
34722 | 12.3 | 1 | 365 | 14.0611 | 0.18688 | 14 | 0.24799
29154 | 5.98 | 1 | 365 | 6.8362 | 0.70386 | 7 | 0.54008
34939 | 6 | 1 | 365 | 6.8591 | 0.7497 | 7 | 0.60878
33853 | 4.2 | 1 | 365 | 4.8014 | 0.62479 | 5 | 0.42614
33927 | 4 | 1 | 365 | 4.5727 | 0.16646 | 4 | 0.73918
33926 | 3.825 | 1 | 365 | 4.3727 | 0.76543 | 5 | 0.13809
30980 | 11.34 | 1 | 365 | 12.9637 | 0.98693 | 13 | 0.95059
33925 | 7.14 | 1 | 365 | 8.1623 | 0.36214 | 8 | 0.52444
33860 | 4.16 | 1 | 365 | 4.7556 | 0.53312 | 5 | 0.28875
33921 | 3 | 1 | 365 | 3.4295 | 0.87485 | 4 | 0.30439
29198 | 5.2 | 1 | 365 | 5.9445 | 0.9164 | 6 | 0.86094
29230 | 20.8 | 1 | 365 | 23.7781 | 0.66561 | 24 | 0.44376
33445 | 18 | 1 | 365 | 20.5772 | 0.24909 | 20 | 0.82633
28071 | 6.24 | 1 | 365 | 7.1334 | 0.29968 | 7 | 0.43313
35183 | 11.5 | 1 | 365 | 13.1466 | 0.35358 | 13 | 0.50015
35224 | 9.45 | 1 | 365 | 10.8031 | 0.65577 | 11 | 0.45882
35256 | 9.5 | 1 | 365 | 10.8602 | 0.77035 | 11 | 0.63056
35166 | 11.4 | 1 | 365 | 13.0323 | 0.12442 | 13 | 0.15667
37643 | 10.25 | 1 | 365 | 11.7176 | 0.48906 | 12 | 0.20666
34907 | 3.57 | 1 | 365 | 4.0812 | 0.18107 | 4 | 0.26222
34921 | 11.1 | 1 | 365 | 12.6893 | 0.43694 | 13 | 0.12624
27256 | 2.08 | 1 | 365 | 2.3778 | 0.76656 | 3 | 0.14438
35400 | 6.3 | 1 | 365 | 7.202 | 0.43718 | 7 | 0.63921
35439 | 5.04 | 1 | 365 | 5.7616 | 0.54974 | 6 | 0.31137
35448 | 10.8 | 1 | 365 | 12.3463 | 0.74945 | 13 | 0.095797
28247 | 5.1 | 1 | 365 | 5.8302 | 0.68724 | 6 | 0.51746
36871 | 5.225 | 1 | 365 | 5.9731 | 0.97369 | 6 | 0.94681
28254 | 4.16 | 1 | 365 | 4.7556 | 0.53312 | 5 | 0.28875
24944 | 3.64 | 1 | 365 | 4.1612 | 0.34148 | 4 | 0.50266
36900 | 11 | 1 | 365 | 12.575 | 0.20778 | 12 | 0.78276
36915 | 5.4 | 1 | 365 | 6.1732 | 0.37473 | 6 | 0.5479
36887 | 7.02 | 1 | 365 | 8.0251 | 0.087144 | 8 | 0.11227
36964 | 6 | 1 | 365 | 6.8591 | 0.7497 | 7 | 0.60878
36980 | 6.48 | 1 | 365 | 7.4078 | 0.84967 | 8 | 0.25748
36988 | 6.63 | 1 | 365 | 7.5793 | 0.19341 | 7 | 0.7727
37002 | 7.56 | 1 | 365 | 8.6424 | 0.32462 | 8 | 0.96706
37110 | 3.92 | 1 | 365 | 4.4813 | 0.98313 | 5 | 0.4644
37119 | 6.9 | 1 | 365 | 7.8879 | 0.81215 | 8 | 0.70009
37124 | 6.44 | 1 | 365 | 7.3621 | 0.75801 | 8 | 0.12009
36563 | 9.6 | 1 | 365 | 10.9745 | 0.99951 | 11 | 0.97404
36564 | 4.2 | 1 | 365 | 4.8014 | 0.62479 | 5 | 0.42614
37127 | 6.6 | 1 | 365 | 7.545 | 0.12467 | 7 | 0.66965
37195 | 13.407 | 1 | 365 | 15.3266 | 0.7237 | 16 | 0.05031
37232 | 7.2 | 1 | 365 | 8.2309 | 0.49964 | 8 | 0.73053
37338 | 4.425 | 1 | 365 | 5.0586 | 0.1404 | 5 | 0.19897
37342 | 2.45 | 1 | 365 | 2.8008 | 0.61446 | 3 | 0.41525
37353 | 8.91 | 1 | 365 | 10.1857 | 0.4183 | 10 | 0.60403
37360 | 6.24 | 1 | 365 | 7.1334 | 0.29968 | 7 | 0.43313
37420 | 9.72 | 1 | 365 | 11.1117 | 0.27451 | 11 | 0.38622
37350 | 10 | 1 | 365 | 11.4318 | 0.91616 | 12 | 0.34796
37423 | 7.14 | 1 | 365 | 8.1623 | 0.36214 | 8 | 0.52444
37432 | 10.25 | 1 | 365 | 11.7176 | 0.48906 | 12 | 0.20666
37441 | 12.06 | 1 | 365 | 13.7868 | 0.63689 | 14 | 0.42364
37443 | 3 | 1 | 365 | 3.4295 | 0.87485 | 4 | 0.30439
37453 | 6.54 | 1 | 365 | 7.4764 | 0.98717 | 8 | 0.46357
37032 | 4.95 | 1 | 365 | 5.6587 | 0.3435 | 6 | 0.0022402
37038 | 9.1 | 1 | 365 | 10.4029 | 0.85371 | 11 | 0.25664
35070 | 13.77 | 1 | 365 | 15.7416 | 0.55555 | 16 | 0.29714
36907 | 6.76 | 1 | 365 | 7.7279 | 0.49132 | 8 | 0.21922
27648 | 8.06 | 1 | 365 | 9.214 | 0.47042 | 9 | 0.68446
37141 | 7.02 | 1 | 365 | 8.0251 | 0.087144 | 8 | 0.11227
37179 | 4.675 | 1 | 365 | 5.3444 | 0.7133 | 6 | 0.057671
37187 | 9.275 | 1 | 365 | 10.603 | 0.25474 | 10 | 0.85773
37188 | 9.45 | 1 | 365 | 10.8031 | 0.65577 | 11 | 0.45882
37215 | 9.35 | 1 | 365 | 10.6887 | 0.42661 | 11 | 0.11534
37253 | 4.24 | 1 | 365 | 4.8471 | 0.71645 | 5 | 0.56354
37269 | 10.2 | 1 | 365 | 11.6604 | 0.37448 | 12 | 0.034919
37258 | 6 | 1 | 365 | 6.8591 | 0.7497 | 7 | 0.60878
37302 | 8.525 | 1 | 365 | 9.7456 | 0.53603 | 10 | 0.28164
37332 | 9.99 | 1 | 365 | 11.4204 | 0.89324 | 12 | 0.31361
31088 | 6.36 | 1 | 365 | 7.2706 | 0.57468 | 7 | 0.8453
37306 | 11.18 | 1 | 365 | 12.7808 | 0.62027 | 13 | 0.40102
37050 | 4.675 | 1 | 365 | 5.3444 | 0.7133 | 6 | 0.057671
37349 | 7.28 | 1 | 365 | 8.3224 | 0.68296 | 9 | 0.0053149
37434 | 9.9 | 1 | 365 | 11.3175 | 0.687 | 12 | 0.0044804
37439 | 9.805 | 1 | 365 | 11.2089 | 0.46929 | 11 | 0.67817
31754 | 9.18 | 1 | 365 | 10.4944 | 0.037035 | 10 | 0.53143
31729 | 4.41 | 1 | 365 | 5.0414 | 0.10603 | 5 | 0.14745
31682 | 7.95 | 1 | 365 | 9.0883 | 0.21835 | 9 | 0.30663
31297 | 3.71 | 1 | 365 | 4.2412 | 0.5019 | 4 | 0.74309
31290 | 7.65 | 1 | 365 | 8.7453 | 0.53086 | 9 | 0.27619
31275 | 6.12 | 1 | 365 | 6.9963 | 0.02469 | 7 | 0.020952
31271 | 8.88 | 1 | 365 | 10.1514 | 0.34955 | 10 | 0.50099
31269 | 3.71 | 1 | 365 | 4.2412 | 0.5019 | 4 | 0.74309
31262 | 10.2 | 1 | 365 | 11.6604 | 0.37448 | 12 | 0.034919
31256 | 5.1 | 1 | 365 | 5.8302 | 0.68724 | 6 | 0.51746
31253 | 6.89 | 1 | 365 | 7.8765 | 0.78923 | 8 | 0.66574
31122 | 6 | 1 | 365 | 6.8591 | 0.7497 | 7 | 0.60878
31073 | 8.75 | 1 | 365 | 10.0028 | 0.05164 | 10 | 0.054465
31032 | 6.36 | 1 | 365 | 7.2706 | 0.57468 | 7 | 0.8453
31024 | 11.66 | 1 | 365 | 13.3295 | 0.72024 | 14 | 0.049721
31009 | 4.24 | 1 | 365 | 4.8471 | 0.71645 | 5 | 0.56354
30990 | 6.89 | 1 | 365 | 7.8765 | 0.78923 | 8 | 0.66574
30940 | 6.36 | 1 | 365 | 7.2706 | 0.57468 | 7 | 0.8453
30926 | 4.24 | 1 | 365 | 4.8471 | 0.71645 | 5 | 0.56354
30895 | 9.18 | 1 | 365 | 10.4944 | 0.037035 | 10 | 0.53143
29937 | 4.8 | 1 | 365 | 5.4873 | 0.99976 | 6 | 0.48702
27110 | 4.24 | 1 | 365 | 4.8471 | 0.71645 | 5 | 0.56354
27091 | 7.65 | 1 | 365 | 8.7453 | 0.53086 | 9 | 0.27619
37460 | 7.56 | 1 | 365 | 8.6424 | 0.32462 | 8 | 0.96706
36207 | 7.28 | 1 | 365 | 8.3224 | 0.68296 | 9 | 0.0053149
31295 | 5.52 | 1 | 365 | 6.3104 | 0.64972 | 6 | 0.96007
27117 | 3.71 | 1 | 365 | 4.2412 | 0.5019 | 4 | 0.74309
27120 | 7.65 | 1 | 365 | 8.7453 | 0.53086 | 9 | 0.27619
27125 | 5.3 | 1 | 365 | 6.0589 | 0.14556 | 6 | 0.20442
27130 | 5.39 | 1 | 365 | 6.1617 | 0.35181 | 6 | 0.51355
27134 | 9.18 | 1 | 365 | 10.4944 | 0.037035 | 10 | 0.53143
27133 | 6.39 | 1 | 365 | 7.3049 | 0.64343 | 7 | 0.94835
27132 | 7.42 | 1 | 365 | 8.4824 | 0.0037907 | 8 | 0.48619
27378 | 12.6 | 1 | 365 | 14.4041 | 0.87436 | 15 | 0.27843
27076 | 36 | 0.9 | 365 | 37.039 | 0.24836 | 37 | 0.28739
36173 | 6.75 | 1 | 365 | 7.7165 | 0.46841 | 8 | 0.18487
36642 | 6.72 | 1 | 365 | 7.6822 | 0.39966 | 8 | 0.081829
36640 | 5.7 | 1 | 365 | 6.5161 | 0.062211 | 6 | 0.57834
36637 | 12.19 | 1 | 365 | 13.9354 | 0.9348 | 14 | 0.87016
36627 | 3.92 | 1 | 365 | 4.4813 | 0.98313 | 5 | 0.4644
37373 | 9 | 1 | 365 | 10.2886 | 0.62454 | 10 | 0.91316
36883 | 8.06 | 1 | 365 | 9.214 | 0.47042 | 9 | 0.68446
33391 | 8.75 | 1 | 365 | 10.0028 | 0.05164 | 10 | 0.054465
36694 | 3.42 | 1 | 365 | 3.9097 | 0.83733 | 4 | 0.747
36757 | 7.92 | 1 | 365 | 9.054 | 0.1496 | 9 | 0.20358
36691 | 3.78 | 1 | 365 | 4.3212 | 0.66231 | 4 | 0.98353
36772 | 18.3 | 1 | 365 | 20.9202 | 0.93657 | 21 | 0.85677
36776 | 9 | 1 | 365 | 10.2886 | 0.62454 | 10 | 0.91316
36912 | 5.1 | 1 | 365 | 5.8302 | 0.68724 | 6 | 0.51746
36942 | 10.005 | 1 | 365 | 11.4375 | 0.92762 | 12 | 0.36513
37440 | 10 | 1 | 365 | 11.4318 | 0.91616 | 12 | 0.34796
36656 | 9.945 | 1 | 365 | 11.3689 | 0.79012 | 12 | 0.15905
37328 | 4.8 | 1 | 365 | 5.4873 | 0.99976 | 6 | 0.48702
37343 | 6.75 | 1 | 365 | 7.7165 | 0.46841 | 8 | 0.18487
37382 | 3.12 | 1 | 365 | 3.5667 | 0.14984 | 3 | 0.71656
37384 | 9 | 1 | 365 | 10.2886 | 0.62454 | 10 | 0.91316
37394 | 7.8 | 1 | 365 | 8.9168 | 0.8746 | 9 | 0.79141
37397 | 6.4 | 1 | 365 | 7.3164 | 0.66634 | 7 | 0.98269
37400 | 5.2 | 1 | 365 | 5.9445 | 0.9164 | 6 | 0.86094
35397 | 9.72 | 1 | 365 | 11.1117 | 0.27451 | 11 | 0.38622
35524 | 9.54 | 1 | 365 | 10.9059 | 0.86202 | 11 | 0.76795
37404 | 11.88 | 1 | 365 | 13.581 | 0.2244 | 13 | 0.80538
35537 | 7.28 | 1 | 365 | 8.3224 | 0.68296 | 9 | 0.0053149
37421 | 6.75 | 1 | 365 | 7.7165 | 0.46841 | 8 | 0.18487
35528 | 7.14 | 1 | 365 | 8.1623 | 0.36214 | 8 | 0.52444
36770 | 12 | 1 | 365 | 13.7182 | 0.49939 | 14 | 0.21755
36920 | 10.2 | 1 | 365 | 11.6604 | 0.37448 | 12 | 0.034919
35540 | 5.46 | 1 | 365 | 6.2418 | 0.51222 | 6 | 0.75399
35541 | 4.68 | 1 | 365 | 5.3501 | 0.72476 | 6 | 0.074845
31293 | 4.24 | 1 | 365 | 4.8471 | 0.71645 | 5 | 0.56354
30391 | 13.005 | 1 | 365 | 14.8671 | 0.80247 | 15 | 0.66952
27135 | 7.95 | 1 | 365 | 9.0883 | 0.21835 | 9 | 0.30663
34292 | 8.215 | 1 | 365 | 9.3912 | 0.82563 | 10 | 0.21685
29898 | 8.06 | 1 | 365 | 9.214 | 0.47042 | 9 | 0.68446
27137 | 6.89 | 1 | 365 | 7.8765 | 0.78923 | 8 | 0.66574
27141 | 6.63 | 1 | 365 | 7.5793 | 0.19341 | 7 | 0.7727
28513 | 3.71 | 1 | 365 | 4.2412 | 0.5019 | 4 | 0.74309
35586 | 5.1 | 1 | 365 | 5.8302 | 0.68724 | 6 | 0.51746
28519 | 11.66 | 1 | 365 | 13.3295 | 0.72024 | 14 | 0.049721
35588 | 7.155 | 1 | 365 | 8.1795 | 0.39651 | 8 | 0.57597
31046 | 4.32 | 1 | 365 | 4.9385 | 0.89978 | 5 | 0.83832
35615 | 6.24 | 1 | 365 | 7.1334 | 0.29968 | 7 | 0.43313
27522 | 9.62 | 1 | 365 | 10.9974 | 0.045346 | 11 | 0.042738
31130 | 3.36 | 1 | 365 | 3.8411 | 0.69983 | 4 | 0.54091
31066 | 4.8 | 1 | 365 | 5.4873 | 0.99976 | 6 | 0.48702
35634 | 7.8 | 1 | 365 | 8.9168 | 0.8746 | 9 | 0.79141
35718 | 11 | 1 | 365 | 12.575 | 0.20778 | 12 | 0.78276
28570 | 13.77 | 1 | 365 | 15.7416 | 0.55555 | 16 | 0.29714
35726 | 9.18 | 1 | 365 | 10.4944 | 0.037035 | 10 | 0.53143
37316 | 12.2 | 1 | 365 | 13.9468 | 0.95772 | 14 | 0.90451
35732 | 34.1 | 0.9 | 365 | 35.0842 | 0.3297 | 35 | 0.41389
37648 | 1.44 | 1 | 365 | 1.6462 | 0.29993 | 1 | 0.94611
32355 | 6 | 1 | 365 | 6.8591 | 0.7497 | 7 | 0.60878
37659 | 9.6 | 1 | 365 | 10.9745 | 0.99951 | 11 | 0.97404
32348 | 8.48 | 1 | 365 | 9.6942 | 0.4329 | 10 | 0.12707
37661 | 5.5 | 1 | 365 | 6.2875 | 0.60389 | 6 | 0.89138
37662 | 9 | 1 | 365 | 10.2886 | 0.62454 | 10 | 0.91316
37665 | 6.3 | 1 | 365 | 7.202 | 0.43718 | 7 | 0.63921
35751 | 5.185 | 1 | 365 | 5.9274 | 0.88203 | 6 | 0.80942
35769 | 9.18 | 1 | 365 | 10.4944 | 0.037035 | 10 | 0.53143
35779 | 5.2 | 1 | 365 | 5.9445 | 0.9164 | 6 | 0.86094
35783 | 10.5 | 1 | 365 | 12.0034 | 0.061968 | 12 | 0.065358
35787 | 5.4 | 1 | 365 | 6.1732 | 0.37473 | 6 | 0.5479
35620 | 3.5 | 1 | 365 | 4.0011 | 0.020656 | 4 | 0.021786
37670 | 8.745 | 1 | 365 | 9.9971 | 0.040182 | 10 | 0.037291
37673 | 7.83 | 1 | 365 | 8.9511 | 0.94335 | 9 | 0.89445
35383 | 4.77 | 1 | 365 | 5.453 | 0.93101 | 6 | 0.38398
35137 | 5.4 | 1 | 365 | 6.1732 | 0.37473 | 6 | 0.5479
18385 | 2.34 | 1 | 365 | 2.675 | 0.36238 | 3 | 0.037423
31466 | 5.98 | 1 | 365 | 6.8362 | 0.70386 | 7 | 0.54008
17339 | 5.88 | 1 | 365 | 6.7219 | 0.4747 | 7 | 0.1966
17814 | 5.865 | 1 | 365 | 6.7048 | 0.44033 | 7 | 0.14508
35560 | 9.945 | 1 | 365 | 11.3689 | 0.79012 | 12 | 0.15905
35852 | 9.6 | 1 | 365 | 10.9745 | 0.99951 | 11 | 0.97404
35864 | 8.1 | 1 | 365 | 9.2598 | 0.56209 | 9 | 0.82185
31489 | 12.48 | 1 | 365 | 14.2669 | 0.59937 | 14 | 0.86625
35582 | 4.94 | 1 | 365 | 5.6473 | 0.32058 | 5 | 0.96789
35590 | 6.76 | 1 | 365 | 7.7279 | 0.49132 | 8 | 0.21922
31600 | 5.95 | 1 | 365 | 6.8019 | 0.63512 | 7 | 0.43704
35591 | 10.14 | 1 | 365 | 11.5918 | 0.23699 | 11 | 0.82883
35599 | 10.92 | 1 | 365 | 12.4835 | 0.024447 | 12 | 0.50797
27768 | 5.565 | 1 | 365 | 6.3618 | 0.75284 | 7 | 0.11464
27511 | 11.96 | 1 | 365 | 13.6724 | 0.40773 | 14 | 0.08016
18789 | 3.43 | 1 | 365 | 3.9211 | 0.86024 | 4 | 0.78135
36061 | 3.12 | 1 | 365 | 3.5667 | 0.14984 | 3 | 0.71656
36048 | 2.08 | 1 | 365 | 2.3778 | 0.76656 | 3 | 0.14438
36068 | 8.1 | 1 | 365 | 9.2598 | 0.56209 | 9 | 0.82185
36073 | 3.38 | 1 | 365 | 3.8639 | 0.74566 | 4 | 0.60961
31725 | 9.88 | 1 | 365 | 11.2946 | 0.64117 | 11 | 0.93578
36225 | 4.2 | 1 | 365 | 4.8014 | 0.62479 | 5 | 0.42614
17004 | 5.355 | 1 | 365 | 6.1217 | 0.2716 | 6 | 0.39333
36255 | 6.47 | 1 | 365 | 7.3964 | 0.82676 | 8 | 0.22313
36112 | 2.86 | 1 | 365 | 3.2695 | 0.55402 | 3 | 0.82352
36284 | 12 | 1 | 365 | 13.7182 | 0.49939 | 14 | 0.21755
36328 | 11.475 | 1 | 365 | 13.118 | 0.29629 | 13 | 0.41428
36293 | 16.65 | 1 | 365 | 19.0339 | 0.15541 | 19 | 0.18935
36305 | 7.8 | 1 | 365 | 8.9168 | 0.8746 | 9 | 0.79141
36556 | 10.92 | 1 | 365 | 12.4835 | 0.024447 | 12 | 0.50797
36566 | 11.2 | 1 | 365 | 12.8036 | 0.6661 | 13 | 0.46972
36580 | 12.65 | 1 | 365 | 14.4612 | 0.98894 | 15 | 0.45017
36895 | 5 | 1 | 365 | 5.7159 | 0.45808 | 6 | 0.17398
36693 | 8.84 | 1 | 365 | 10.1057 | 0.25789 | 10 | 0.3636
36724 | 10.175 | 1 | 365 | 11.6319 | 0.31719 | 11 | 0.94905
36875 | 7.25 | 1 | 365 | 8.2881 | 0.61422 | 8 | 0.90227
36710 | 10.71 | 1 | 365 | 12.2435 | 0.54321 | 12 | 0.78667
36968 | 4.95 | 1 | 365 | 5.6587 | 0.3435 | 6 | 0.0022402
21315 | 5.46 | 1 | 365 | 6.2418 | 0.51222 | 6 | 0.75399
21333 | 2.295 | 1 | 365 | 2.6236 | 0.25926 | 2 | 0.88286
35487 | 6.5 | 1 | 365 | 7.4307 | 0.8955 | 8 | 0.32617
21606 | 6.5 | 1 | 365 | 7.4307 | 0.8955 | 8 | 0.32617
21711 | 5.46 | 1 | 365 | 6.2418 | 0.51222 | 6 | 0.75399
21816 | 4.42 | 1 | 365 | 5.0529 | 0.12894 | 5 | 0.1818
36925 | 6.5 | 1 | 365 | 7.4307 | 0.8955 | 8 | 0.32617
37013 | 9.9 | 1 | 365 | 11.3175 | 0.687 | 12 | 0.0044804
31504 | 9.81 | 1 | 365 | 11.2146 | 0.48075 | 11 | 0.69535
37329 | 3.25 | 1 | 365 | 3.7153 | 0.44775 | 4 | 0.16309
36407 | 13.08 | 1 | 365 | 14.9528 | 0.97434 | 15 | 0.92713
37369 | 7.625 | 1 | 365 | 8.7167 | 0.47357 | 9 | 0.19032
37419 | 10.25 | 1 | 365 | 11.7176 | 0.48906 | 12 | 0.20666
36535 | 7.2 | 1 | 365 | 8.2309 | 0.49964 | 8 | 0.73053
36950 | 10.4 | 1 | 365 | 11.8891 | 0.83281 | 12 | 0.72188
36544 | 5.1 | 1 | 365 | 5.8302 | 0.68724 | 6 | 0.51746
36548 | 12 | 1 | 365 | 13.7182 | 0.49939 | 14 | 0.21755
34054 | 7.51 | 1 | 365 | 8.5853 | 0.21004 | 8 | 0.79532
36550 | 6.9 | 1 | 365 | 7.8879 | 0.81215 | 8 | 0.70009
36567 | 5.232 | 1 | 365 | 5.9811 | 0.98973 | 6 | 0.97085
16847 | 9.435 | 1 | 365 | 10.7859 | 0.6214 | 11 | 0.4073
36568 | 6.3 | 1 | 365 | 7.202 | 0.43718 | 7 | 0.63921
36569 | 11.18 | 1 | 365 | 12.7808 | 0.62027 | 13 | 0.40102
37096 | 6.5 | 1 | 365 | 7.4307 | 0.8955 | 8 | 0.32617
36570 | 6 | 1 | 365 | 6.8591 | 0.7497 | 7 | 0.60878
36571 | 4.86 | 1 | 365 | 5.5559 | 0.13725 | 5 | 0.69311
37666 | 5.559 | 1 | 365 | 6.3549 | 0.73909 | 7 | 0.094031
36572 | 9.1 | 1 | 365 | 10.4029 | 0.85371 | 11 | 0.25664
36573 | 4.68 | 1 | 365 | 5.3501 | 0.72476 | 6 | 0.074845
17387 | 9.62 | 1 | 365 | 10.9974 | 0.045346 | 11 | 0.042738
36574 | 11.4 | 1 | 365 | 13.0323 | 0.12442 | 13 | 0.15667
36575 | 12.255 | 1 | 365 | 14.0097 | 0.083754 | 14 | 0.093425
36576 | 10.791 | 1 | 365 | 12.3361 | 0.72883 | 13 | 0.064884
36595 | 6 | 1 | 365 | 6.8591 | 0.7497 | 7 | 0.60878
36635 | 5.4 | 1 | 365 | 6.1732 | 0.37473 | 6 | 0.5479
17495 | 6.375 | 1 | 365 | 7.2878 | 0.60905 | 7 | 0.89682
34685 | 5.7 | 1 | 365 | 6.5161 | 0.062211 | 6 | 0.57834
33882 | 5.4 | 1 | 365 | 6.1732 | 0.37473 | 6 | 0.5479
36791 | 8.75 | 1 | 365 | 10.0028 | 0.05164 | 10 | 0.054465
15956 | 6.125 | 1 | 365 | 7.002 | 0.036148 | 7 | 0.038126
36813 | 8.4 | 1 | 365 | 9.6027 | 0.24957 | 9 | 0.85229
15787 | 6.75 | 1 | 365 | 7.7165 | 0.46841 | 8 | 0.18487
36614 | 2.7 | 1 | 365 | 3.0866 | 0.18736 | 3 | 0.27395
36841 | 6.6 | 1 | 365 | 7.545 | 0.12467 | 7 | 0.66965
37222 | 7.02 | 1 | 365 | 8.0251 | 0.087144 | 8 | 0.11227
37667 | 9.3 | 1 | 365 | 10.6316 | 0.31203 | 10 | 0.9436
37664 | 3.597 | 1 | 365 | 4.112 | 0.24294 | 4 | 0.35496
37639 | 9.975 | 1 | 365 | 11.4032 | 0.85887 | 12 | 0.26209
37637 | 3.3 | 1 | 365 | 3.7725 | 0.56233 | 4 | 0.33483
37623 | 11.34 | 1 | 365 | 12.9637 | 0.98693 | 13 | 0.95059
35748 | 14.388 | 1 | 365 | 16.4481 | 0.97177 | 17 | 0.41984
24438 | 9.483 | 1 | 365 | 10.8408 | 0.73139 | 11 | 0.57217
35742 | 5.25 | 1 | 365 | 6.0017 | 0.030984 | 6 | 0.032679
35752 | 9.75 | 1 | 365 | 11.146 | 0.34326 | 11 | 0.48926
35773 | 5 | 1 | 365 | 5.7159 | 0.45808 | 6 | 0.17398
32678 | 4.42 | 1 | 365 | 5.0529 | 0.12894 | 5 | 0.1818
33692 | 3.57 | 1 | 365 | 4.0812 | 0.18107 | 4 | 0.26222
37008 | 5.46 | 1 | 365 | 6.2418 | 0.51222 | 6 | 0.75399
32944 | 12.19 | 1 | 365 | 13.9354 | 0.9348 | 14 | 0.87016
23069 | 12.75 | 1 | 365 | 14.5755 | 0.2181 | 14 | 0.79365
35494 | 3.64 | 1 | 365 | 4.1612 | 0.34148 | 4 | 0.50266
35868 | 5.83 | 1 | 365 | 6.6647 | 0.36012 | 7 | 0.024861
36107 | 4.32 | 1 | 365 | 4.9385 | 0.89978 | 5 | 0.83832
36838 | 4.77 | 1 | 365 | 5.453 | 0.93101 | 6 | 0.38398
37341 | 24.57 | 1 | 365 | 28.0879 | 0.30501 | 28 | 0.39294
17295 | 4.68 | 1 | 365 | 5.3501 | 0.72476 | 6 | 0.074845
14897 | 6.63 | 1 | 365 | 7.5793 | 0.19341 | 7 | 0.7727
35781 | 15.95 | 1 | 365 | 18.2337 | 0.55128 | 18 | 0.785
30612 | 8.58 | 1 | 365 | 9.8085 | 0.66207 | 10 | 0.47055
36869 | 4.42 | 1 | 365 | 5.0529 | 0.12894 | 5 | 0.1818
23706 | 5.1 | 1 | 365 | 5.8302 | 0.68724 | 6 | 0.51746
37671 | 7.56 | 1 | 365 | 8.6424 | 0.32462 | 8 | 0.96706
35565 | 13.26 | 1 | 365 | 15.1586 | 0.38683 | 15 | 0.54539
35558 | 11.18 | 1 | 365 | 12.7808 | 0.62027 | 13 | 0.40102
37348 | 4.8 | 1 | 365 | 5.4873 | 0.99976 | 6 | 0.48702
36762 | 5.559 | 1 | 365 | 6.3549 | 0.73909 | 7 | 0.094031
25896 | 9 | 1 | 365 | 10.2886 | 0.62454 | 10 | 0.91316
27533 | 13.75 | 1 | 365 | 15.7187 | 0.50972 | 16 | 0.22845
34514 | 11.13 | 1 | 365 | 12.7236 | 0.50569 | 13 | 0.22928
28766 | 3.9 | 1 | 365 | 4.4584 | 0.9373 | 5 | 0.3957
30937 | 6.24 | 1 | 365 | 7.1334 | 0.29968 | 7 | 0.43313
34371 | 3.9 | 1 | 365 | 4.4584 | 0.9373 | 5 | 0.3957
25575 | 5.46 | 1 | 365 | 6.2418 | 0.51222 | 6 | 0.75399
33919 | 7 | 1 | 365 | 8.0023 | 0.041312 | 8 | 0.043572
36970 | 5.75 | 1 | 365 | 6.5733 | 0.17679 | 6 | 0.75008
31765 | 4.08 | 1 | 365 | 4.6642 | 0.34979 | 5 | 0.013968
18437 | 6.885 | 1 | 365 | 7.8708 | 0.77778 | 8 | 0.64857
35762 | 15 | 1 | 365 | 17.1477 | 0.37424 | 17 | 0.52194
35784 | 15.95 | 1 | 365 | 18.2337 | 0.55128 | 18 | 0.785
31744 | 10.2 | 1 | 365 | 11.6604 | 0.37448 | 12 | 0.034919
37312 | 10.26 | 1 | 365 | 11.729 | 0.51198 | 12 | 0.24101
30932 | 8.84 | 1 | 365 | 10.1057 | 0.25789 | 10 | 0.3636
16780 | 446.71 | 0.9 | 365 | 459.6029 | 0.31901 | 459 | 0.92195
28493 | 4.94 | 1 | 365 | 5.6473 | 0.32058 | 5 | 0.96789
31140 | 5.5 | 1 | 365 | 6.2875 | 0.60389 | 6 | 0.89138
37649 | 9.18 | 1 | 365 | 10.4944 | 0.037035 | 10 | 0.53143
29552 | 4.94 | 1 | 365 | 5.6473 | 0.32058 | 5 | 0.96789
17708 | 2.08 | 1 | 365 | 2.3778 | 0.76656 | 3 | 0.14438
33890 | 10.5 | 1 | 365 | 12.0034 | 0.061968 | 12 | 0.065358
36910 | 3.5 | 1 | 365 | 4.0011 | 0.020656 | 4 | 0.021786
33291 | 3.64 | 1 | 365 | 4.1612 | 0.34148 | 4 | 0.50266
36765 | 12.1 | 1 | 365 | 13.8325 | 0.72855 | 14 | 0.56103
37336 | 4.32 | 1 | 365 | 4.9385 | 0.89978 | 5 | 0.83832
37101 | 15 | 1 | 365 | 17.1477 | 0.37424 | 17 | 0.52194
37103 | 12 | 1 | 365 | 13.7182 | 0.49939 | 14 | 0.21755
35612 | 7.8 | 1 | 365 | 8.9168 | 0.8746 | 9 | 0.79141
35743 | 5.75 | 1 | 365 | 6.5733 | 0.17679 | 6 | 0.75008
35750 | 22 | 1 | 365 | 25.15 | 0.41555 | 25 | 0.56551
35747 | 9 | 1 | 365 | 10.2886 | 0.62454 | 10 | 0.91316
35739 | 22 | 1 | 365 | 25.15 | 0.41555 | 25 | 0.56551
35735 | 18.425 | 1 | 365 | 21.0631 | 0.22302 | 21 | 0.28612
35741 | 12 | 1 | 365 | 13.7182 | 0.49939 | 14 | 0.21755
27254 | 24.77 | 1 | 365 | 28.3166 | 0.76333 | 29 | 0.079897
37654 | 1.44 | 1 | 365 | 1.6462 | 0.29993 | 1 | 0.94611
29095 | 11.7 | 1 | 365 | 13.3752 | 0.81191 | 14 | 0.18711
29098 | 14.04 | 1 | 365 | 16.0502 | 0.17429 | 16 | 0.22454
29099 | 18.615 | 1 | 365 | 21.2803 | 0.65843 | 21 | 0.93873
29081 | 7.685 | 1 | 365 | 8.7853 | 0.61107 | 9 | 0.39641
29160 | 3.9 | 1 | 365 | 4.4584 | 0.9373 | 5 | 0.3957
29163 | 11.7 | 1 | 365 | 13.3752 | 0.81191 | 14 | 0.18711
29180 | 4.68 | 1 | 365 | 5.3501 | 0.72476 | 6 | 0.074845
29185 | 7.28 | 1 | 365 | 8.3224 | 0.68296 | 9 | 0.0053149
29166 | 8.58 | 1 | 365 | 9.8085 | 0.66207 | 10 | 0.47055
29247 | 5.3 | 1 | 365 | 6.0589 | 0.14556 | 6 | 0.20442
29256 | 13.25 | 1 | 365 | 15.1471 | 0.36391 | 15 | 0.51105
29260 | 2.34 | 1 | 365 | 2.675 | 0.36238 | 3 | 0.037423
29271 | 3.64 | 1 | 365 | 4.1612 | 0.34148 | 4 | 0.50266
29282 | 3.445 | 1 | 365 | 3.9383 | 0.89462 | 4 | 0.83287
29285 | 8.32 | 1 | 365 | 9.5113 | 0.066245 | 9 | 0.5775
29301 | 18.72 | 1 | 365 | 21.4003 | 0.89905 | 22 | 0.29938
29312 | 3.9 | 1 | 365 | 4.4584 | 0.9373 | 5 | 0.3957
29313 | 4.77 | 1 | 365 | 5.453 | 0.93101 | 6 | 0.38398
29315 | 5.98 | 1 | 365 | 6.8362 | 0.70386 | 7 | 0.54008
29318 | 10.07 | 1 | 365 | 11.5118 | 0.076573 | 11 | 0.5884
29321 | 4.94 | 1 | 365 | 5.6473 | 0.32058 | 5 | 0.96789
29322 | 10.4 | 1 | 365 | 11.8891 | 0.83281 | 12 | 0.72188
29323 | 11.44 | 1 | 365 | 13.078 | 0.21609 | 13 | 0.29407
29325 | 5.72 | 1 | 365 | 6.539 | 0.10804 | 6 | 0.64703
29385 | 11.7 | 1 | 365 | 13.3752 | 0.81191 | 14 | 0.18711
29484 | 8.32 | 1 | 365 | 9.5113 | 0.066245 | 9 | 0.5775
28730 | 4.94 | 1 | 365 | 5.6473 | 0.32058 | 5 | 0.96789
29526 | 11.7 | 1 | 365 | 13.3752 | 0.81191 | 14 | 0.18711
29525 | 3.975 | 1 | 365 | 4.5441 | 0.10917 | 4 | 0.65331
29527 | 7.02 | 1 | 365 | 8.0251 | 0.087144 | 8 | 0.11227
29528 | 2.08 | 1 | 365 | 2.3778 | 0.76656 | 3 | 0.14438
29530 | 10.92 | 1 | 365 | 12.4835 | 0.024447 | 12 | 0.50797
29532 | 6.24 | 1 | 365 | 7.1334 | 0.29968 | 7 | 0.43313
29533 | 8.32 | 1 | 365 | 9.5113 | 0.066245 | 9 | 0.5775
29542 | 11.96 | 1 | 365 | 13.6724 | 0.40773 | 14 | 0.08016
29543 | 4.505 | 1 | 365 | 5.15 | 0.32373 | 5 | 0.47376
29616 | 3.57 | 1 | 365 | 4.0812 | 0.18107 | 4 | 0.26222
29599 | 4.42 | 1 | 365 | 5.0529 | 0.12894 | 5 | 0.1818
29629 | 5.3 | 1 | 365 | 6.0589 | 0.14556 | 6 | 0.20442
29640 | 14.04 | 1 | 365 | 16.0502 | 0.17429 | 16 | 0.22454
29645 | 4.845 | 1 | 365 | 5.5387 | 0.10288 | 5 | 0.64159
29657 | 4.68 | 1 | 365 | 5.3501 | 0.72476 | 6 | 0.074845
29651 | 7.54 | 1 | 365 | 8.6196 | 0.27878 | 8 | 0.89836
29654 | 5.98 | 1 | 365 | 6.8362 | 0.70386 | 7 | 0.54008
29649 | 5.2 | 1 | 365 | 5.9445 | 0.9164 | 6 | 0.86094
29652 | 9.62 | 1 | 365 | 10.9974 | 0.045346 | 11 | 0.042738
29655 | 3.12 | 1 | 365 | 3.5667 | 0.14984 | 3 | 0.71656
29658 | 8.84 | 1 | 365 | 10.1057 | 0.25789 | 10 | 0.3636
29660 | 8.06 | 1 | 365 | 9.214 | 0.47042 | 9 | 0.68446
29661 | 10.71 | 1 | 365 | 12.2435 | 0.54321 | 12 | 0.78667
29664 | 3.71 | 1 | 365 | 4.2412 | 0.5019 | 4 | 0.74309
29666 | 6.24 | 1 | 365 | 7.1334 | 0.29968 | 7 | 0.43313
29667 | 5.72 | 1 | 365 | 6.539 | 0.10804 | 6 | 0.64703
29671 | 9.88 | 1 | 365 | 11.2946 | 0.64117 | 11 | 0.93578
29674 | 8.925 | 1 | 365 | 10.2029 | 0.45267 | 10 | 0.65555
29675 | 10.2 | 1 | 365 | 11.6604 | 0.37448 | 12 | 0.034919
29677 | 5.98 | 1 | 365 | 6.8362 | 0.70386 | 7 | 0.54008
29678 | 4.77 | 1 | 365 | 5.453 | 0.93101 | 6 | 0.38398
29702 | 4.16 | 1 | 365 | 4.7556 | 0.53312 | 5 | 0.28875
29701 | 7.02 | 1 | 365 | 8.0251 | 0.087144 | 8 | 0.11227
29681 | 8.84 | 1 | 365 | 10.1057 | 0.25789 | 10 | 0.3636
29683 | 4.94 | 1 | 365 | 5.6473 | 0.32058 | 5 | 0.96789
29684 | 4.845 | 1 | 365 | 5.5387 | 0.10288 | 5 | 0.64159
29685 | 9.1 | 1 | 365 | 10.4029 | 0.85371 | 11 | 0.25664
29687 | 10.14 | 1 | 365 | 11.5918 | 0.23699 | 11 | 0.82883
29688 | 4.16 | 1 | 365 | 4.7556 | 0.53312 | 5 | 0.28875
29689 | 14.3 | 1 | 365 | 16.3475 | 0.77011 | 17 | 0.11758
29690 | 7.28 | 1 | 365 | 8.3224 | 0.68296 | 9 | 0.0053149
29691 | 8.06 | 1 | 365 | 9.214 | 0.47042 | 9 | 0.68446
29692 | 8.67 | 1 | 365 | 9.9114 | 0.86831 | 10 | 0.77968
29694 | 6.24 | 1 | 365 | 7.1334 | 0.29968 | 7 | 0.43313
29693 | 4.94 | 1 | 365 | 5.6473 | 0.32058 | 5 | 0.96789
29695 | 8.48 | 1 | 365 | 9.6942 | 0.4329 | 10 | 0.12707
29696 | 2.6 | 1 | 365 | 2.9723 | 0.9582 | 3 | 0.93047
29697 | 12.74 | 1 | 365 | 14.5641 | 0.19519 | 14 | 0.7593
29698 | 8.085 | 1 | 365 | 9.2426 | 0.52772 | 9 | 0.77033
29699 | 5.46 | 1 | 365 | 6.2418 | 0.51222 | 6 | 0.75399
29700 | 5.98 | 1 | 365 | 6.8362 | 0.70386 | 7 | 0.54008
29709 | 3.38 | 1 | 365 | 3.8639 | 0.74566 | 4 | 0.60961
29711 | 4.68 | 1 | 365 | 5.3501 | 0.72476 | 6 | 0.074845
29713 | 2.88 | 1 | 365 | 3.2924 | 0.59985 | 3 | 0.89221
32911 | 14.025 | 1 | 365 | 16.0331 | 0.13991 | 16 | 0.17301
28862 | 8.58 | 1 | 365 | 9.8085 | 0.66207 | 10 | 0.47055
28725 | 9.36 | 1 | 365 | 10.7002 | 0.44953 | 11 | 0.14969
28722 | 5.83 | 1 | 365 | 6.6647 | 0.36012 | 7 | 0.024861
28710 | 5.565 | 1 | 365 | 6.3618 | 0.75284 | 7 | 0.11464
28709 | 11.7 | 1 | 365 | 13.3752 | 0.81191 | 14 | 0.18711
28708 | 7.28 | 1 | 365 | 8.3224 | 0.68296 | 9 | 0.0053149
28707 | 7.54 | 1 | 365 | 8.6196 | 0.27878 | 8 | 0.89836
28706 | 9.1 | 1 | 365 | 10.4029 | 0.85371 | 11 | 0.25664
28705 | 7.02 | 1 | 365 | 8.0251 | 0.087144 | 8 | 0.11227
28703 | 5.2 | 1 | 365 | 5.9445 | 0.9164 | 6 | 0.86094
28697 | 11.985 | 1 | 365 | 13.701 | 0.46502 | 14 | 0.16603
28696 | 15.08 | 1 | 365 | 17.2392 | 0.55757 | 17 | 0.79672
28695 | 9.36 | 1 | 365 | 10.7002 | 0.44953 | 11 | 0.14969
28693 | 7.28 | 1 | 365 | 8.3224 | 0.68296 | 9 | 0.0053149
28690 | 14.04 | 1 | 365 | 16.0502 | 0.17429 | 16 | 0.22454
28689 | 9.36 | 1 | 365 | 10.7002 | 0.44953 | 11 | 0.14969
28692 | 12.74 | 1 | 365 | 14.5641 | 0.19519 | 14 | 0.7593
28704 | 6.76 | 1 | 365 | 7.7279 | 0.49132 | 8 | 0.21922
28595 | 9.36 | 1 | 365 | 10.7002 | 0.44953 | 11 | 0.14969
28596 | 3.38 | 1 | 365 | 3.8639 | 0.74566 | 4 | 0.60961
28638 | 4.94 | 1 | 365 | 5.6473 | 0.32058 | 5 | 0.96789
28578 | 6.76 | 1 | 365 | 7.7279 | 0.49132 | 8 | 0.21922
28674 | 10.4 | 1 | 365 | 11.8891 | 0.83281 | 12 | 0.72188
28675 | 7.54 | 1 | 365 | 8.6196 | 0.27878 | 8 | 0.89836
28676 | 8.32 | 1 | 365 | 9.5113 | 0.066245 | 9 | 0.5775
28679 | 13.26 | 1 | 365 | 15.1586 | 0.38683 | 15 | 0.54539
28701 | 13 | 1 | 365 | 14.8613 | 0.79101 | 15 | 0.65235
28786 | 4.68 | 1 | 365 | 5.3501 | 0.72476 | 6 | 0.074845
28792 | 5.865 | 1 | 365 | 6.7048 | 0.44033 | 7 | 0.14508
28789 | 8.58 | 1 | 365 | 9.8085 | 0.66207 | 10 | 0.47055
28797 | 9.945 | 1 | 365 | 11.3689 | 0.79012 | 12 | 0.15905
29767 | 9.18 | 1 | 365 | 10.4944 | 0.037035 | 10 | 0.53143
29775 | 11.7 | 1 | 365 | 13.3752 | 0.81191 | 14 | 0.18711
29777 | 4.16 | 1 | 365 | 4.7556 | 0.53312 | 5 | 0.28875
29779 | 2.6 | 1 | 365 | 2.9723 | 0.9582 | 3 | 0.93047
29781 | 4.94 | 1 | 365 | 5.6473 | 0.32058 | 5 | 0.96789
28796 | 9.275 | 1 | 365 | 10.603 | 0.25474 | 10 | 0.85773
29785 | 9.275 | 1 | 365 | 10.603 | 0.25474 | 10 | 0.85773
29786 | 4.68 | 1 | 365 | 5.3501 | 0.72476 | 6 | 0.074845
28801 | 10.4 | 1 | 365 | 11.8891 | 0.83281 | 12 | 0.72188
28806 | 6.76 | 1 | 365 | 7.7279 | 0.49132 | 8 | 0.21922
29798 | 2.08 | 1 | 365 | 2.3778 | 0.76656 | 3 | 0.14438
28810 | 8.84 | 1 | 365 | 10.1057 | 0.25789 | 10 | 0.3636
29804 | 5.72 | 1 | 365 | 6.539 | 0.10804 | 6 | 0.64703
29810 | 2.6 | 1 | 365 | 2.9723 | 0.9582 | 3 | 0.93047
28813 | 3.64 | 1 | 365 | 4.1612 | 0.34148 | 4 | 0.50266
29813 | 10.07 | 1 | 365 | 11.5118 | 0.076573 | 11 | 0.5884
28818 | 9.18 | 1 | 365 | 10.4944 | 0.037035 | 10 | 0.53143
28820 | 3.825 | 1 | 365 | 4.3727 | 0.76543 | 5 | 0.13809
29818 | 13.77 | 1 | 365 | 15.7416 | 0.55555 | 16 | 0.29714
28829 | 6.48 | 1 | 365 | 7.4078 | 0.84967 | 8 | 0.25748
29824 | 3.9 | 1 | 365 | 4.4584 | 0.9373 | 5 | 0.3957
28831 | 11.96 | 1 | 365 | 13.6724 | 0.40773 | 14 | 0.08016
28833 | 2.6 | 1 | 365 | 2.9723 | 0.9582 | 3 | 0.93047
29826 | 4.42 | 1 | 365 | 5.0529 | 0.12894 | 5 | 0.1818
28841 | 10.4 | 1 | 365 | 11.8891 | 0.83281 | 12 | 0.72188
29827 | 5.46 | 1 | 365 | 6.2418 | 0.51222 | 6 | 0.75399
28839 | 4.16 | 1 | 365 | 4.7556 | 0.53312 | 5 | 0.28875
29873 | 4.94 | 1 | 365 | 5.6473 | 0.32058 | 5 | 0.96789
28840 | 8.84 | 1 | 365 | 10.1057 | 0.25789 | 10 | 0.3636
29883 | 5.72 | 1 | 365 | 6.539 | 0.10804 | 6 | 0.64703
28861 | 8.06 | 1 | 365 | 9.214 | 0.47042 | 9 | 0.68446
28859 | 5.72 | 1 | 365 | 6.539 | 0.10804 | 6 | 0.64703
29888 | 7.95 | 1 | 365 | 9.0883 | 0.21835 | 9 | 0.30663
29891 | 6.095 | 1 | 365 | 6.9677 | 0.9674 | 7 | 0.93508
28930 | 13.52 | 1 | 365 | 15.4558 | 0.98265 | 16 | 0.43844
28935 | 4.42 | 1 | 365 | 5.0529 | 0.12894 | 5 | 0.1818
29892 | 5.3 | 1 | 365 | 6.0589 | 0.14556 | 6 | 0.20442
28949 | 7.54 | 1 | 365 | 8.6196 | 0.27878 | 8 | 0.89836
29896 | 9.88 | 1 | 365 | 11.2946 | 0.64117 | 11 | 0.93578
29900 | 4.42 | 1 | 365 | 5.0529 | 0.12894 | 5 | 0.1818
29904 | 7.02 | 1 | 365 | 8.0251 | 0.087144 | 8 | 0.11227
29906 | 5.98 | 1 | 365 | 6.8362 | 0.70386 | 7 | 0.54008
29907 | 3.38 | 1 | 365 | 3.8639 | 0.74566 | 4 | 0.60961
28969 | 6.24 | 1 | 365 | 7.1334 | 0.29968 | 7 | 0.43313
29930 | 7.8 | 1 | 365 | 8.9168 | 0.8746 | 9 | 0.79141
28990 | 9.88 | 1 | 365 | 11.2946 | 0.64117 | 11 | 0.93578
29929 | 10.455 | 1 | 365 | 11.9519 | 0.95885 | 12 | 0.91079
28991 | 7.54 | 1 | 365 | 8.6196 | 0.27878 | 8 | 0.89836
29932 | 5.98 | 1 | 365 | 6.8362 | 0.70386 | 7 | 0.54008
29928 | 9.36 | 1 | 365 | 10.7002 | 0.44953 | 11 | 0.14969
28992 | 8.32 | 1 | 365 | 9.5113 | 0.066245 | 9 | 0.5775
29927 | 11.7 | 1 | 365 | 13.3752 | 0.81191 | 14 | 0.18711
28996 | 8.32 | 1 | 365 | 9.5113 | 0.066245 | 9 | 0.5775
29910 | 4.16 | 1 | 365 | 4.7556 | 0.53312 | 5 | 0.28875
29926 | 10.14 | 1 | 365 | 11.5918 | 0.23699 | 11 | 0.82883
29003 | 8.745 | 1 | 365 | 9.9971 | 0.040182 | 10 | 0.037291
29911 | 10.14 | 1 | 365 | 11.5918 | 0.23699 | 11 | 0.82883
29002 | 17.94 | 1 | 365 | 20.5086 | 0.11159 | 20 | 0.62024
29913 | 6.36 | 1 | 365 | 7.2706 | 0.57468 | 7 | 0.8453
29009 | 4.24 | 1 | 365 | 4.8471 | 0.71645 | 5 | 0.56354
29925 | 8.32 | 1 | 365 | 9.5113 | 0.066245 | 9 | 0.5775
29008 | 6.095 | 1 | 365 | 6.9677 | 0.9674 | 7 | 0.93508
29923 | 9.01 | 1 | 365 | 10.3001 | 0.64746 | 10 | 0.94751
29917 | 6.095 | 1 | 365 | 6.9677 | 0.9674 | 7 | 0.93508
29014 | 9.1 | 1 | 365 | 10.4029 | 0.85371 | 11 | 0.25664
29015 | 6.5 | 1 | 365 | 7.4307 | 0.8955 | 8 | 0.32617
29914 | 8.32 | 1 | 365 | 9.5113 | 0.066245 | 9 | 0.5775
29915 | 7.385 | 1 | 365 | 8.4424 | 0.92358 | 9 | 0.36597
29018 | 11.7 | 1 | 365 | 13.3752 | 0.81191 | 14 | 0.18711
29916 | 5.98 | 1 | 365 | 6.8362 | 0.70386 | 7 | 0.54008
29020 | 7.155 | 1 | 365 | 8.1795 | 0.39651 | 8 | 0.57597
29922 | 8.215 | 1 | 365 | 9.3912 | 0.82563 | 10 | 0.21685
29025 | 9.36 | 1 | 365 | 10.7002 | 0.44953 | 11 | 0.14969
29934 | 6.24 | 1 | 365 | 7.1334 | 0.29968 | 7 | 0.43313
29027 | 8.215 | 1 | 365 | 9.3912 | 0.82563 | 10 | 0.21685
29933 | 4.68 | 1 | 365 | 5.3501 | 0.72476 | 6 | 0.074845
29919 | 9.275 | 1 | 365 | 10.603 | 0.25474 | 10 | 0.85773
29028 | 5.72 | 1 | 365 | 6.539 | 0.10804 | 6 | 0.64703
29029 | 8.215 | 1 | 365 | 9.3912 | 0.82563 | 10 | 0.21685
29032 | 7.02 | 1 | 365 | 8.0251 | 0.087144 | 8 | 0.11227
29935 | 11.44 | 1 | 365 | 13.078 | 0.21609 | 13 | 0.29407
29035 | 8.925 | 1 | 365 | 10.2029 | 0.45267 | 10 | 0.65555
29941 | 5.94 | 1 | 365 | 6.7905 | 0.6122 | 7 | 0.40269
29033 | 2.6 | 1 | 365 | 2.9723 | 0.9582 | 3 | 0.93047
29037 | 6.5 | 1 | 365 | 7.4307 | 0.8955 | 8 | 0.32617
29036 | 8.84 | 1 | 365 | 10.1057 | 0.25789 | 10 | 0.3636
29944 | 2.08 | 1 | 365 | 2.3778 | 0.76656 | 3 | 0.14438
29041 | 3.12 | 1 | 365 | 3.5667 | 0.14984 | 3 | 0.71656
29043 | 4.16 | 1 | 365 | 4.7556 | 0.53312 | 5 | 0.28875
29045 | 5.72 | 1 | 365 | 6.539 | 0.10804 | 6 | 0.64703
29945 | 7.28 | 1 | 365 | 8.3224 | 0.68296 | 9 | 0.0053149
29946 | 2.6 | 1 | 365 | 2.9723 | 0.9582 | 3 | 0.93047
29049 | 13 | 1 | 365 | 14.8613 | 0.79101 | 15 | 0.65235
29947 | 12.74 | 1 | 365 | 14.5641 | 0.19519 | 14 | 0.7593
29060 | 8.06 | 1 | 365 | 9.214 | 0.47042 | 9 | 0.68446
29059 | 4.24 | 1 | 365 | 4.8471 | 0.71645 | 5 | 0.56354
29948 | 8 | 1 | 365 | 9.1454 | 0.33293 | 9 | 0.47837
29065 | 4.42 | 1 | 365 | 5.0529 | 0.12894 | 5 | 0.1818
29064 | 12.48 | 1 | 365 | 14.2669 | 0.59937 | 14 | 0.86625
29949 | 4.68 | 1 | 365 | 5.3501 | 0.72476 | 6 | 0.074845
29950 | 7.8 | 1 | 365 | 8.9168 | 0.8746 | 9 | 0.79141
29951 | 12.455 | 1 | 365 | 14.2383 | 0.54208 | 14 | 0.78038
29952 | 4.68 | 1 | 365 | 5.3501 | 0.72476 | 6 | 0.074845
29953 | 12.22 | 1 | 365 | 13.9697 | 0.0035475 | 13 | 0.97321
29068 | 8.84 | 1 | 365 | 10.1057 | 0.25789 | 10 | 0.3636
29958 | 3.9 | 1 | 365 | 4.4584 | 0.9373 | 5 | 0.3957
29069 | 7.905 | 1 | 365 | 9.0368 | 0.11522 | 9 | 0.15206
29959 | 7.02 | 1 | 365 | 8.0251 | 0.087144 | 8 | 0.11227
29961 | 14.045 | 1 | 365 | 16.056 | 0.18575 | 16 | 0.24171
29071 | 5.83 | 1 | 365 | 6.6647 | 0.36012 | 7 | 0.024861
29963 | 4.16 | 1 | 365 | 4.7556 | 0.53312 | 5 | 0.28875
29073 | 11.22 | 1 | 365 | 12.8265 | 0.71193 | 13 | 0.53841
29966 | 9.18 | 1 | 365 | 10.4944 | 0.037035 | 10 | 0.53143
29072 | 11.96 | 1 | 365 | 13.6724 | 0.40773 | 14 | 0.08016
29967 | 13.78 | 1 | 365 | 15.753 | 0.57847 | 16 | 0.33149
29074 | 3.12 | 1 | 365 | 3.5667 | 0.14984 | 3 | 0.71656
29968 | 12.72 | 1 | 365 | 14.5412 | 0.14936 | 14 | 0.69061
29076 | 9.1 | 1 | 365 | 10.4029 | 0.85371 | 11 | 0.25664
29079 | 10.14 | 1 | 365 | 11.5918 | 0.23699 | 11 | 0.82883
29969 | 9.88 | 1 | 365 | 11.2946 | 0.64117 | 11 | 0.93578
29082 | 7.28 | 1 | 365 | 8.3224 | 0.68296 | 9 | 0.0053149
29083 | 8.215 | 1 | 365 | 9.3912 | 0.82563 | 10 | 0.21685
29971 | 2.805 | 1 | 365 | 3.2066 | 0.42798 | 3 | 0.6346
29084 | 8.58 | 1 | 365 | 9.8085 | 0.66207 | 10 | 0.47055
29972 | 4.16 | 1 | 365 | 4.7556 | 0.53312 | 5 | 0.28875
29086 | 8.215 | 1 | 365 | 9.3912 | 0.82563 | 10 | 0.21685
29975 | 9.9 | 1 | 365 | 11.3175 | 0.687 | 12 | 0.0044804
30006 | 5.2 | 1 | 365 | 5.9445 | 0.9164 | 6 | 0.86094
29976 | 14.04 | 1 | 365 | 16.0502 | 0.17429 | 16 | 0.22454
30007 | 6.36 | 1 | 365 | 7.2706 | 0.57468 | 7 | 0.8453
29977 | 8.06 | 1 | 365 | 9.214 | 0.47042 | 9 | 0.68446
30009 | 3.315 | 1 | 365 | 3.7896 | 0.59671 | 4 | 0.38635
30010 | 7.685 | 1 | 365 | 8.7853 | 0.61107 | 9 | 0.39641
30011 | 5.035 | 1 | 365 | 5.7559 | 0.53829 | 6 | 0.2942
30014 | 8.58 | 1 | 365 | 9.8085 | 0.66207 | 10 | 0.47055
30013 | 11.18 | 1 | 365 | 12.7808 | 0.62027 | 13 | 0.40102
30015 | 10.4 | 1 | 365 | 11.8891 | 0.83281 | 12 | 0.72188
30016 | 7.8 | 1 | 365 | 8.9168 | 0.8746 | 9 | 0.79141
30018 | 10.92 | 1 | 365 | 12.4835 | 0.024447 | 12 | 0.50797
29979 | 12.72 | 1 | 365 | 14.5412 | 0.14936 | 14 | 0.69061
29980 | 11.7 | 1 | 365 | 13.3752 | 0.81191 | 14 | 0.18711
29981 | 5.1 | 1 | 365 | 5.8302 | 0.68724 | 6 | 0.51746
29982 | 6.89 | 1 | 365 | 7.8765 | 0.78923 | 8 | 0.66574
29983 | 5.2 | 1 | 365 | 5.9445 | 0.9164 | 6 | 0.86094
30020 | 4.68 | 1 | 365 | 5.3501 | 0.72476 | 6 | 0.074845
29984 | 13.52 | 1 | 365 | 15.4558 | 0.98265 | 16 | 0.43844
29985 | 6.12 | 1 | 365 | 6.9963 | 0.02469 | 7 | 0.020952
29986 | 3.9 | 1 | 365 | 4.4584 | 0.9373 | 5 | 0.3957
30134 | 10.14 | 1 | 365 | 11.5918 | 0.23699 | 11 | 0.82883
30024 | 7.02 | 1 | 365 | 8.0251 | 0.087144 | 8 | 0.11227
30132 | 6.24 | 1 | 365 | 7.1334 | 0.29968 | 7 | 0.43313
30136 | 4.16 | 1 | 365 | 4.7556 | 0.53312 | 5 | 0.28875
30023 | 10.14 | 1 | 365 | 11.5918 | 0.23699 | 11 | 0.82883
30135 | 10.2 | 1 | 365 | 11.6604 | 0.37448 | 12 | 0.034919
30139 | 13.52 | 1 | 365 | 15.4558 | 0.98265 | 16 | 0.43844
30026 | 11.44 | 1 | 365 | 13.078 | 0.21609 | 13 | 0.29407
30140 | 4.16 | 1 | 365 | 4.7556 | 0.53312 | 5 | 0.28875
30141 | 12.22 | 1 | 365 | 13.9697 | 0.0035475 | 13 | 0.97321
30021 | 7.54 | 1 | 365 | 8.6196 | 0.27878 | 8 | 0.89836
30029 | 4.24 | 1 | 365 | 4.8471 | 0.71645 | 5 | 0.56354
30137 | 3.9 | 1 | 365 | 4.4584 | 0.9373 | 5 | 0.3957
29987 | 2.86 | 1 | 365 | 3.2695 | 0.55402 | 3 | 0.82352
30027 | 2.86 | 1 | 365 | 3.2695 | 0.55402 | 3 | 0.82352
29988 | 6.5 | 1 | 365 | 7.4307 | 0.8955 | 8 | 0.32617
30143 | 6.24 | 1 | 365 | 7.1334 | 0.29968 | 7 | 0.43313
30028 | 12.74 | 1 | 365 | 14.5641 | 0.19519 | 14 | 0.7593
30144 | 11.18 | 1 | 365 | 12.7808 | 0.62027 | 13 | 0.40102
30030 | 10.66 | 1 | 365 | 12.1863 | 0.42863 | 12 | 0.61493
30147 | 9.1 | 1 | 365 | 10.4029 | 0.85371 | 11 | 0.25664
30149 | 4.42 | 1 | 365 | 5.0529 | 0.12894 | 5 | 0.1818
30151 | 6.24 | 1 | 365 | 7.1334 | 0.29968 | 7 | 0.43313
30152 | 5.72 | 1 | 365 | 6.539 | 0.10804 | 6 | 0.64703
30150 | 7.395 | 1 | 365 | 8.4538 | 0.9465 | 9 | 0.40032
30153 | 5.98 | 1 | 365 | 6.8362 | 0.70386 | 7 | 0.54008
30155 | 2.7 | 1 | 365 | 3.0866 | 0.18736 | 3 | 0.27395
30156 | 6.625 | 1 | 365 | 7.5736 | 0.18196 | 7 | 0.75552
29989 | 5.72 | 1 | 365 | 6.539 | 0.10804 | 6 | 0.64703
29990 | 5.98 | 1 | 365 | 6.8362 | 0.70386 | 7 | 0.54008
30157 | 7.02 | 1 | 365 | 8.0251 | 0.087144 | 8 | 0.11227
29991 | 2.08 | 1 | 365 | 2.3778 | 0.76656 | 3 | 0.14438
30158 | 8.58 | 1 | 365 | 9.8085 | 0.66207 | 10 | 0.47055
29992 | 3.38 | 1 | 365 | 3.8639 | 0.74566 | 4 | 0.60961
29993 | 9.1 | 1 | 365 | 10.4029 | 0.85371 | 11 | 0.25664
30159 | 4.94 | 1 | 365 | 5.6473 | 0.32058 | 5 | 0.96789
30160 | 5.98 | 1 | 365 | 6.8362 | 0.70386 | 7 | 0.54008
29994 | 5.98 | 1 | 365 | 6.8362 | 0.70386 | 7 | 0.54008
30161 | 6.24 | 1 | 365 | 7.1334 | 0.29968 | 7 | 0.43313
30162 | 5.2 | 1 | 365 | 5.9445 | 0.9164 | 6 | 0.86094
30163 | 5.46 | 1 | 365 | 6.2418 | 0.51222 | 6 | 0.75399
29995 | 5.72 | 1 | 365 | 6.539 | 0.10804 | 6 | 0.64703
30164 | 6.5 | 1 | 365 | 7.4307 | 0.8955 | 8 | 0.32617
30166 | 9.88 | 1 | 365 | 11.2946 | 0.64117 | 11 | 0.93578
30167 | 6.24 | 1 | 365 | 7.1334 | 0.29968 | 7 | 0.43313
30168 | 8.84 | 1 | 365 | 10.1057 | 0.25789 | 10 | 0.3636
30171 | 5.2 | 1 | 365 | 5.9445 | 0.9164 | 6 | 0.86094
30172 | 8.58 | 1 | 365 | 9.8085 | 0.66207 | 10 | 0.47055
29996 | 14.04 | 1 | 365 | 16.0502 | 0.17429 | 16 | 0.22454
29997 | 10.92 | 1 | 365 | 12.4835 | 0.024447 | 12 | 0.50797
29998 | 8.32 | 1 | 365 | 9.5113 | 0.066245 | 9 | 0.5775
29999 | 8.925 | 1 | 365 | 10.2029 | 0.45267 | 10 | 0.65555
30000 | 10.14 | 1 | 365 | 11.5918 | 0.23699 | 11 | 0.82883
30001 | 8.32 | 1 | 365 | 9.5113 | 0.066245 | 9 | 0.5775
30003 | 10.4 | 1 | 365 | 11.8891 | 0.83281 | 12 | 0.72188
30196 | 5.61 | 1 | 365 | 6.4132 | 0.85597 | 7 | 0.26921
30195 | 11.66 | 1 | 365 | 13.3295 | 0.72024 | 14 | 0.049721
30194 | 7.685 | 1 | 365 | 8.7853 | 0.61107 | 9 | 0.39641
30198 | 5.2 | 1 | 365 | 5.9445 | 0.9164 | 6 | 0.86094
30199 | 5.72 | 1 | 365 | 6.539 | 0.10804 | 6 | 0.64703
30197 | 6.5 | 1 | 365 | 7.4307 | 0.8955 | 8 | 0.32617
30200 | 7.02 | 1 | 365 | 8.0251 | 0.087144 | 8 | 0.11227
30203 | 8.84 | 1 | 365 | 10.1057 | 0.25789 | 10 | 0.3636
30202 | 7.95 | 1 | 365 | 9.0883 | 0.21835 | 9 | 0.30663
30207 | 5.83 | 1 | 365 | 6.6647 | 0.36012 | 7 | 0.024861
30212 | 8.58 | 1 | 365 | 9.8085 | 0.66207 | 10 | 0.47055
30213 | 6.12 | 1 | 365 | 6.9963 | 0.02469 | 7 | 0.020952
30206 | 3.12 | 1 | 365 | 3.5667 | 0.14984 | 3 | 0.71656
30217 | 14.04 | 1 | 365 | 16.0502 | 0.17429 | 16 | 0.22454
30219 | 8.32 | 1 | 365 | 9.5113 | 0.066245 | 9 | 0.5775
30221 | 4.24 | 1 | 365 | 4.8471 | 0.71645 | 5 | 0.56354
30222 | 4.94 | 1 | 365 | 5.6473 | 0.32058 | 5 | 0.96789
30224 | 3.64 | 1 | 365 | 4.1612 | 0.34148 | 4 | 0.50266
30228 | 4.16 | 1 | 365 | 4.7556 | 0.53312 | 5 | 0.28875
30233 | 6.76 | 1 | 365 | 7.7279 | 0.49132 | 8 | 0.21922
30034 | 5.46 | 1 | 365 | 6.2418 | 0.51222 | 6 | 0.75399
30031 | 4.16 | 1 | 365 | 4.7556 | 0.53312 | 5 | 0.28875
30230 | 7.28 | 1 | 365 | 8.3224 | 0.68296 | 9 | 0.0053149
30033 | 2.08 | 1 | 365 | 2.3778 | 0.76656 | 3 | 0.14438
30036 | 5.2 | 1 | 365 | 5.9445 | 0.9164 | 6 | 0.86094
30234 | 4.505 | 1 | 365 | 5.15 | 0.32373 | 5 | 0.47376
30035 | 9.36 | 1 | 365 | 10.7002 | 0.44953 | 11 | 0.14969
30038 | 9.805 | 1 | 365 | 11.2089 | 0.46929 | 11 | 0.67817
30204 | 9.805 | 1 | 365 | 11.2089 | 0.46929 | 11 | 0.67817
30040 | 5.72 | 1 | 365 | 6.539 | 0.10804 | 6 | 0.64703
30231 | 6.24 | 1 | 365 | 7.1334 | 0.29968 | 7 | 0.43313
30037 | 5.72 | 1 | 365 | 6.539 | 0.10804 | 6 | 0.64703
30235 | 5.72 | 1 | 365 | 6.539 | 0.10804 | 6 | 0.64703
30239 | 5.98 | 1 | 365 | 6.8362 | 0.70386 | 7 | 0.54008
30041 | 14.04 | 1 | 365 | 16.0502 | 0.17429 | 16 | 0.22454
30039 | 5.46 | 1 | 365 | 6.2418 | 0.51222 | 6 | 0.75399
30238 | 9.1 | 1 | 365 | 10.4029 | 0.85371 | 11 | 0.25664
30044 | 9.1 | 1 | 365 | 10.4029 | 0.85371 | 11 | 0.25664
30243 | 7.8 | 1 | 365 | 8.9168 | 0.8746 | 9 | 0.79141
30042 | 8.48 | 1 | 365 | 9.6942 | 0.4329 | 10 | 0.12707
30241 | 4.42 | 1 | 365 | 5.0529 | 0.12894 | 5 | 0.1818
30244 | 7.54 | 1 | 365 | 8.6196 | 0.27878 | 8 | 0.89836
30043 | 2.34 | 1 | 365 | 2.675 | 0.36238 | 3 | 0.037423
30045 | 7.02 | 1 | 365 | 8.0251 | 0.087144 | 8 | 0.11227
30245 | 6.5 | 1 | 365 | 7.4307 | 0.8955 | 8 | 0.32617
30246 | 5.565 | 1 | 365 | 6.3618 | 0.75284 | 7 | 0.11464
30046 | 6.5 | 1 | 365 | 7.4307 | 0.8955 | 8 | 0.32617
30047 | 2.6 | 1 | 365 | 2.9723 | 0.9582 | 3 | 0.93047
30050 | 5.72 | 1 | 365 | 6.539 | 0.10804 | 6 | 0.64703
30048 | 6.24 | 1 | 365 | 7.1334 | 0.29968 | 7 | 0.43313
30049 | 7.02 | 1 | 365 | 8.0251 | 0.087144 | 8 | 0.11227
30053 | 9.275 | 1 | 365 | 10.603 | 0.25474 | 10 | 0.85773
30051 | 7.54 | 1 | 365 | 8.6196 | 0.27878 | 8 | 0.89836
30054 | 7.28 | 1 | 365 | 8.3224 | 0.68296 | 9 | 0.0053149
30055 | 7.28 | 1 | 365 | 8.3224 | 0.68296 | 9 | 0.0053149
30060 | 6.625 | 1 | 365 | 7.5736 | 0.18196 | 7 | 0.75552
30058 | 11.44 | 1 | 365 | 13.078 | 0.21609 | 13 | 0.29407
30061 | 9.945 | 1 | 365 | 11.3689 | 0.79012 | 12 | 0.15905
30064 | 5.2 | 1 | 365 | 5.9445 | 0.9164 | 6 | 0.86094
30066 | 11.96 | 1 | 365 | 13.6724 | 0.40773 | 14 | 0.08016
30063 | 6.24 | 1 | 365 | 7.1334 | 0.29968 | 7 | 0.43313
30067 | 5.565 | 1 | 365 | 6.3618 | 0.75284 | 7 | 0.11464
30072 | 6.5 | 1 | 365 | 7.4307 | 0.8955 | 8 | 0.32617
30069 | 6.76 | 1 | 365 | 7.7279 | 0.49132 | 8 | 0.21922
30074 | 8.84 | 1 | 365 | 10.1057 | 0.25789 | 10 | 0.3636
30076 | 6.5 | 1 | 365 | 7.4307 | 0.8955 | 8 | 0.32617
30075 | 2.08 | 1 | 365 | 2.3778 | 0.76656 | 3 | 0.14438
30079 | 6.625 | 1 | 365 | 7.5736 | 0.18196 | 7 | 0.75552
30078 | 6.89 | 1 | 365 | 7.8765 | 0.78923 | 8 | 0.66574
30080 | 9.62 | 1 | 365 | 10.9974 | 0.045346 | 11 | 0.042738
30083 | 4.24 | 1 | 365 | 4.8471 | 0.71645 | 5 | 0.56354
30081 | 8.215 | 1 | 365 | 9.3912 | 0.82563 | 10 | 0.21685
30084 | 3.64 | 1 | 365 | 4.1612 | 0.34148 | 4 | 0.50266
30082 | 4.68 | 1 | 365 | 5.3501 | 0.72476 | 6 | 0.074845
30086 | 4.68 | 1 | 365 | 5.3501 | 0.72476 | 6 | 0.074845
30085 | 7.95 | 1 | 365 | 9.0883 | 0.21835 | 9 | 0.30663
30087 | 7.8 | 1 | 365 | 8.9168 | 0.8746 | 9 | 0.79141
30088 | 5.46 | 1 | 365 | 6.2418 | 0.51222 | 6 | 0.75399
30090 | 3.12 | 1 | 365 | 3.5667 | 0.14984 | 3 | 0.71656
30093 | 7.54 | 1 | 365 | 8.6196 | 0.27878 | 8 | 0.89836
30092 | 7.8 | 1 | 365 | 8.9168 | 0.8746 | 9 | 0.79141
30095 | 2.6 | 1 | 365 | 2.9723 | 0.9582 | 3 | 0.93047
30094 | 6.24 | 1 | 365 | 7.1334 | 0.29968 | 7 | 0.43313
30097 | 5.46 | 1 | 365 | 6.2418 | 0.51222 | 6 | 0.75399
30100 | 10.14 | 1 | 365 | 11.5918 | 0.23699 | 11 | 0.82883
30096 | 4.68 | 1 | 365 | 5.3501 | 0.72476 | 6 | 0.074845
30099 | 11.96 | 1 | 365 | 13.6724 | 0.40773 | 14 | 0.08016
30102 | 6.095 | 1 | 365 | 6.9677 | 0.9674 | 7 | 0.93508
30104 | 8.32 | 1 | 365 | 9.5113 | 0.066245 | 9 | 0.5775
30105 | 5.3 | 1 | 365 | 6.0589 | 0.14556 | 6 | 0.20442
30106 | 9.54 | 1 | 365 | 10.9059 | 0.86202 | 11 | 0.76795
30250 | 5.98 | 1 | 365 | 6.8362 | 0.70386 | 7 | 0.54008
30251 | 3.57 | 1 | 365 | 4.0812 | 0.18107 | 4 | 0.26222
30252 | 2.385 | 1 | 365 | 2.7265 | 0.4655 | 3 | 0.19199
30253 | 3.12 | 1 | 365 | 3.5667 | 0.14984 | 3 | 0.71656
30254 | 3.9 | 1 | 365 | 4.4584 | 0.9373 | 5 | 0.3957
30236 | 9.435 | 1 | 365 | 10.7859 | 0.6214 | 11 | 0.4073
30214 | 7.54 | 1 | 365 | 8.6196 | 0.27878 | 8 | 0.89836
30107 | 8.84 | 1 | 365 | 10.1057 | 0.25789 | 10 | 0.3636
30108 | 3.71 | 1 | 365 | 4.2412 | 0.5019 | 4 | 0.74309
30192 | 8.58 | 1 | 365 | 9.8085 | 0.66207 | 10 | 0.47055
30109 | 4.42 | 1 | 365 | 5.0529 | 0.12894 | 5 | 0.1818
30215 | 5.46 | 1 | 365 | 6.2418 | 0.51222 | 6 | 0.75399
30111 | 7.42 | 1 | 365 | 8.4824 | 0.0037907 | 8 | 0.48619
30112 | 10.92 | 1 | 365 | 12.4835 | 0.024447 | 12 | 0.50797
30114 | 4.68 | 1 | 365 | 5.3501 | 0.72476 | 6 | 0.074845
30223 | 9.945 | 1 | 365 | 11.3689 | 0.79012 | 12 | 0.15905
30117 | 8.84 | 1 | 365 | 10.1057 | 0.25789 | 10 | 0.3636
30185 | 4.42 | 1 | 365 | 5.0529 | 0.12894 | 5 | 0.1818
30118 | 14.04 | 1 | 365 | 16.0502 | 0.17429 | 16 | 0.22454
30119 | 3.12 | 1 | 365 | 3.5667 | 0.14984 | 3 | 0.71656
30220 | 4.42 | 1 | 365 | 5.0529 | 0.12894 | 5 | 0.1818
30120 | 12.22 | 1 | 365 | 13.9697 | 0.0035475 | 13 | 0.97321
30232 | 10.335 | 1 | 365 | 11.8148 | 0.68385 | 12 | 0.49862
30103 | 9.88 | 1 | 365 | 11.2946 | 0.64117 | 11 | 0.93578
30127 | 3.12 | 1 | 365 | 3.5667 | 0.14984 | 3 | 0.71656
30242 | 11.66 | 1 | 365 | 13.3295 | 0.72024 | 14 | 0.049721
30266 | 9.62 | 1 | 365 | 10.9974 | 0.045346 | 11 | 0.042738
30174 | 7.54 | 1 | 365 | 8.6196 | 0.27878 | 8 | 0.89836
30262 | 8.06 | 1 | 365 | 9.214 | 0.47042 | 9 | 0.68446
30176 | 6.76 | 1 | 365 | 7.7279 | 0.49132 | 8 | 0.21922
30175 | 7.54 | 1 | 365 | 8.6196 | 0.27878 | 8 | 0.89836
30265 | 6.24 | 1 | 365 | 7.1334 | 0.29968 | 7 | 0.43313
30179 | 9.62 | 1 | 365 | 10.9974 | 0.045346 | 11 | 0.042738
30263 | 4.42 | 1 | 365 | 5.0529 | 0.12894 | 5 | 0.1818
30180 | 8.745 | 1 | 365 | 9.9971 | 0.040182 | 10 | 0.037291
30255 | 9.1 | 1 | 365 | 10.4029 | 0.85371 | 11 | 0.25664
30267 | 5.46 | 1 | 365 | 6.2418 | 0.51222 | 6 | 0.75399
30183 | 5.72 | 1 | 365 | 6.539 | 0.10804 | 6 | 0.64703
30270 | 6.89 | 1 | 365 | 7.8765 | 0.78923 | 8 | 0.66574
30184 | 4.16 | 1 | 365 | 4.7556 | 0.53312 | 5 | 0.28875
30182 | 8.16 | 1 | 365 | 9.3283 | 0.69959 | 10 | 0.027935
30268 | 5.98 | 1 | 365 | 6.8362 | 0.70386 | 7 | 0.54008
30186 | 5.46 | 1 | 365 | 6.2418 | 0.51222 | 6 | 0.75399
30275 | 5.72 | 1 | 365 | 6.539 | 0.10804 | 6 | 0.64703
30187 | 4.94 | 1 | 365 | 5.6473 | 0.32058 | 5 | 0.96789
30279 | 10.14 | 1 | 365 | 11.5918 | 0.23699 | 11 | 0.82883
30191 | 8.415 | 1 | 365 | 9.6199 | 0.28395 | 9 | 0.90381
30276 | 9.1 | 1 | 365 | 10.4029 | 0.85371 | 11 | 0.25664
30190 | 8.32 | 1 | 365 | 9.5113 | 0.066245 | 9 | 0.5775
30272 | 7.02 | 1 | 365 | 8.0251 | 0.087144 | 8 | 0.11227
30189 | 11.18 | 1 | 365 | 12.7808 | 0.62027 | 13 | 0.40102
30278 | 5.2 | 1 | 365 | 5.9445 | 0.9164 | 6 | 0.86094
30282 | 10.4 | 1 | 365 | 11.8891 | 0.83281 | 12 | 0.72188
30193 | 9.1 | 1 | 365 | 10.4029 | 0.85371 | 11 | 0.25664
30280 | 6.24 | 1 | 365 | 7.1334 | 0.29968 | 7 | 0.43313
30281 | 8.32 | 1 | 365 | 9.5113 | 0.066245 | 9 | 0.5775
30294 | 7.28 | 1 | 365 | 8.3224 | 0.68296 | 9 | 0.0053149
30286 | 2.915 | 1 | 365 | 3.3324 | 0.68006 | 4 | 0.01243
30292 | 9.275 | 1 | 365 | 10.603 | 0.25474 | 10 | 0.85773
30297 | 11.395 | 1 | 365 | 13.0265 | 0.11296 | 13 | 0.1395
30304 | 3.9 | 1 | 365 | 4.4584 | 0.9373 | 5 | 0.3957
30306 | 7.95 | 1 | 365 | 9.0883 | 0.21835 | 9 | 0.30663
30299 | 5.98 | 1 | 365 | 6.8362 | 0.70386 | 7 | 0.54008
30308 | 8.48 | 1 | 365 | 9.6942 | 0.4329 | 10 | 0.12707
30316 | 10.92 | 1 | 365 | 12.4835 | 0.024447 | 12 | 0.50797
30309 | 11.7 | 1 | 365 | 13.3752 | 0.81191 | 14 | 0.18711
30320 | 14.04 | 1 | 365 | 16.0502 | 0.17429 | 16 | 0.22454
30319 | 4.68 | 1 | 365 | 5.3501 | 0.72476 | 6 | 0.074845
30307 | 10.4 | 1 | 365 | 11.8891 | 0.83281 | 12 | 0.72188
30322 | 2.86 | 1 | 365 | 3.2695 | 0.55402 | 3 | 0.82352
30311 | 5.46 | 1 | 365 | 6.2418 | 0.51222 | 6 | 0.75399
30303 | 11.18 | 1 | 365 | 12.7808 | 0.62027 | 13 | 0.40102
30329 | 5.72 | 1 | 365 | 6.539 | 0.10804 | 6 | 0.64703
30313 | 7.8 | 1 | 365 | 8.9168 | 0.8746 | 9 | 0.79141
30327 | 4.845 | 1 | 365 | 5.5387 | 0.10288 | 5 | 0.64159
30312 | 13.78 | 1 | 365 | 15.753 | 0.57847 | 16 | 0.33149
30332 | 11.18 | 1 | 365 | 12.7808 | 0.62027 | 13 | 0.40102
30323 | 7.02 | 1 | 365 | 8.0251 | 0.087144 | 8 | 0.11227
30334 | 4.94 | 1 | 365 | 5.6473 | 0.32058 | 5 | 0.96789
30277 | 3.12 | 1 | 365 | 3.5667 | 0.14984 | 3 | 0.71656
30340 | 8.58 | 1 | 365 | 9.8085 | 0.66207 | 10 | 0.47055
30345 | 8.32 | 1 | 365 | 9.5113 | 0.066245 | 9 | 0.5775
30330 | 4.68 | 1 | 365 | 5.3501 | 0.72476 | 6 | 0.074845
30685 | 5.98 | 1 | 365 | 6.8362 | 0.70386 | 7 | 0.54008
30690 | 3.445 | 1 | 365 | 3.9383 | 0.89462 | 4 | 0.83287
30305 | 7.8 | 1 | 365 | 8.9168 | 0.8746 | 9 | 0.79141
30743 | 3.12 | 1 | 365 | 3.5667 | 0.14984 | 3 | 0.71656
30358 | 10.07 | 1 | 365 | 11.5118 | 0.076573 | 11 | 0.5884
30360 | 5.2 | 1 | 365 | 5.9445 | 0.9164 | 6 | 0.86094
30362 | 10.92 | 1 | 365 | 12.4835 | 0.024447 | 12 | 0.50797
30747 | 10.4 | 1 | 365 | 11.8891 | 0.83281 | 12 | 0.72188
30364 | 7.28 | 1 | 365 | 8.3224 | 0.68296 | 9 | 0.0053149
30752 | 5.3 | 1 | 365 | 6.0589 | 0.14556 | 6 | 0.20442
30759 | 5.46 | 1 | 365 | 6.2418 | 0.51222 | 6 | 0.75399
30768 | 9.36 | 1 | 365 | 10.7002 | 0.44953 | 11 | 0.14969
30767 | 4.42 | 1 | 365 | 5.0529 | 0.12894 | 5 | 0.1818
30774 | 11.7 | 1 | 365 | 13.3752 | 0.81191 | 14 | 0.18711
30367 | 5.565 | 1 | 365 | 6.3618 | 0.75284 | 7 | 0.11464
30368 | 6.76 | 1 | 365 | 7.7279 | 0.49132 | 8 | 0.21922
30226 | 7.28 | 1 | 365 | 8.3224 | 0.68296 | 9 | 0.0053149
30776 | 7.8 | 1 | 365 | 8.9168 | 0.8746 | 9 | 0.79141
30764 | 4.68 | 1 | 365 | 5.3501 | 0.72476 | 6 | 0.074845
30377 | 5.46 | 1 | 365 | 6.2418 | 0.51222 | 6 | 0.75399
30687 | 6.76 | 1 | 365 | 7.7279 | 0.49132 | 8 | 0.21922
30374 | 5.83 | 1 | 365 | 6.6647 | 0.36012 | 7 | 0.024861
29884 | 7.28 | 1 | 365 | 8.3224 | 0.68296 | 9 | 0.0053149
30344 | 10.4 | 1 | 365 | 11.8891 | 0.83281 | 12 | 0.72188
29776 | 8.32 | 1 | 365 | 9.5113 | 0.066245 | 9 | 0.5775
30786 | 3.12 | 1 | 365 | 3.5667 | 0.14984 | 3 | 0.71656
30380 | 5.98 | 1 | 365 | 6.8362 | 0.70386 | 7 | 0.54008
30782 | 7.8 | 1 | 365 | 8.9168 | 0.8746 | 9 | 0.79141
29758 | 9.36 | 1 | 365 | 10.7002 | 0.44953 | 11 | 0.14969
30790 | 2.805 | 1 | 365 | 3.2066 | 0.42798 | 3 | 0.6346
29731 | 4.335 | 1 | 365 | 4.9557 | 0.93416 | 5 | 0.88984
29719 | 9.88 | 1 | 365 | 11.2946 | 0.64117 | 11 | 0.93578
29635 | 3.315 | 1 | 365 | 3.7896 | 0.59671 | 4 | 0.38635
29624 | 2.86 | 1 | 365 | 3.2695 | 0.55402 | 3 | 0.82352
30800 | 4.68 | 1 | 365 | 5.3501 | 0.72476 | 6 | 0.074845
30805 | 4.16 | 1 | 365 | 4.7556 | 0.53312 | 5 | 0.28875
30017 | 4.68 | 1 | 365 | 5.3501 | 0.72476 | 6 | 0.074845
30815 | 6.24 | 1 | 365 | 7.1334 | 0.29968 | 7 | 0.43313
28677 | 7.28 | 1 | 365 | 8.3224 | 0.68296 | 9 | 0.0053149
30817 | 7.02 | 1 | 365 | 8.0251 | 0.087144 | 8 | 0.11227
30819 | 6.12 | 1 | 365 | 6.9963 | 0.02469 | 7 | 0.020952
30820 | 4.24 | 1 | 365 | 4.8471 | 0.71645 | 5 | 0.56354
29606 | 9.62 | 1 | 365 | 10.9974 | 0.045346 | 11 | 0.042738
29217 | 9.88 | 1 | 365 | 11.2946 | 0.64117 | 11 | 0.93578
30835 | 7.95 | 1 | 365 | 9.0883 | 0.21835 | 9 | 0.30663
30636 | 11.18 | 1 | 365 | 12.7808 | 0.62027 | 13 | 0.40102
30921 | 9.275 | 1 | 365 | 10.603 | 0.25474 | 10 | 0.85773
30851 | 13.78 | 1 | 365 | 15.753 | 0.57847 | 16 | 0.33149
30922 | 4.16 | 1 | 365 | 4.7556 | 0.53312 | 5 | 0.28875
30864 | 5.72 | 1 | 365 | 6.539 | 0.10804 | 6 | 0.64703
30924 | 7.8 | 1 | 365 | 8.9168 | 0.8746 | 9 | 0.79141
30863 | 2.08 | 1 | 365 | 2.3778 | 0.76656 | 3 | 0.14438
30927 | 7.28 | 1 | 365 | 8.3224 | 0.68296 | 9 | 0.0053149
30929 | 6.5 | 1 | 365 | 7.4307 | 0.8955 | 8 | 0.32617
30873 | 10.07 | 1 | 365 | 11.5118 | 0.076573 | 11 | 0.5884
30875 | 5.98 | 1 | 365 | 6.8362 | 0.70386 | 7 | 0.54008
30879 | 5.98 | 1 | 365 | 6.8362 | 0.70386 | 7 | 0.54008
30930 | 6.24 | 1 | 365 | 7.1334 | 0.29968 | 7 | 0.43313
30878 | 8.48 | 1 | 365 | 9.6942 | 0.4329 | 10 | 0.12707
30935 | 3.78 | 1 | 365 | 4.3212 | 0.66231 | 4 | 0.98353
30884 | 4.16 | 1 | 365 | 4.7556 | 0.53312 | 5 | 0.28875
30936 | 11.44 | 1 | 365 | 13.078 | 0.21609 | 13 | 0.29407
30943 | 7.54 | 1 | 365 | 8.6196 | 0.27878 | 8 | 0.89836
30941 | 6.24 | 1 | 365 | 7.1334 | 0.29968 | 7 | 0.43313
30888 | 5.2 | 1 | 365 | 5.9445 | 0.9164 | 6 | 0.86094
30658 | 8.06 | 1 | 365 | 9.214 | 0.47042 | 9 | 0.68446
29270 | 8.68 | 1 | 365 | 9.9228 | 0.89123 | 10 | 0.81403
29748 | 3.36 | 1 | 365 | 3.8411 | 0.69983 | 4 | 0.54091
29750 | 3.64 | 1 | 365 | 4.1612 | 0.34148 | 4 | 0.50266
29753 | 4.4 | 1 | 365 | 5.03 | 0.08311 | 5 | 0.1131
29757 | 17.595 | 1 | 365 | 20.1143 | 0.32098 | 20 | 0.43524
29760 | 5.6 | 1 | 365 | 6.4018 | 0.83305 | 7 | 0.23486
29763 | 7 | 1 | 365 | 8.0023 | 0.041312 | 8 | 0.043572
29765 | 7.7 | 1 | 365 | 8.8025 | 0.64544 | 9 | 0.44793
29762 | 9 | 1 | 365 | 10.2886 | 0.62454 | 10 | 0.91316
30890 | 4.94 | 1 | 365 | 5.6473 | 0.32058 | 5 | 0.96789
30893 | 7.42 | 1 | 365 | 8.4824 | 0.0037907 | 8 | 0.48619
30392 | 7.685 | 1 | 365 | 8.7853 | 0.61107 | 9 | 0.39641
30393 | 3.18 | 1 | 365 | 3.6353 | 0.28734 | 3 | 0.92265
30398 | 8.84 | 1 | 365 | 10.1057 | 0.25789 | 10 | 0.3636
30896 | 7.54 | 1 | 365 | 8.6196 | 0.27878 | 8 | 0.89836
30900 | 7.28 | 1 | 365 | 8.3224 | 0.68296 | 9 | 0.0053149
28003 | 2.7 | 1 | 365 | 3.0866 | 0.18736 | 3 | 0.27395
28141 | 10.12 | 1 | 365 | 11.569 | 0.19115 | 11 | 0.76014
28158 | 12.3 | 1 | 365 | 14.0611 | 0.18688 | 14 | 0.24799
30951 | 10.92 | 1 | 365 | 12.4835 | 0.024447 | 12 | 0.50797
24624 | 11.18 | 1 | 365 | 12.7808 | 0.62027 | 13 | 0.40102
30944 | 7.8 | 1 | 365 | 8.9168 | 0.8746 | 9 | 0.79141
25995 | 11.825 | 1 | 365 | 13.5181 | 0.098359 | 13 | 0.61646
30958 | 8.84 | 1 | 365 | 10.1057 | 0.25789 | 10 | 0.3636
28912 | 18.36 | 1 | 365 | 20.9888 | 0.07407 | 21 | 0.062855
30957 | 3.12 | 1 | 365 | 3.5667 | 0.14984 | 3 | 0.71656
29006 | 6.7 | 1 | 365 | 7.6593 | 0.35383 | 8 | 0.013133
6704 | 5999.93 | 0.8 | 365 | 5487.2 | 0.62847 | 5487 | 0.82845
30960 | 6.24 | 1 | 365 | 7.1334 | 0.29968 | 7 | 0.43313
30974 | 7.54 | 1 | 365 | 8.6196 | 0.27878 | 8 | 0.89836
28921 | 7.02 | 1 | 365 | 8.0251 | 0.087144 | 8 | 0.11227
27716 | 3.315 | 1 | 365 | 3.7896 | 0.59671 | 4 | 0.38635
27850 | 6.375 | 1 | 365 | 7.2878 | 0.60905 | 7 | 0.89682
27868 | 5.355 | 1 | 365 | 6.1217 | 0.2716 | 6 | 0.39333
30052 | 13.26 | 1 | 365 | 15.1586 | 0.38683 | 15 | 0.54539
29862 | 6.63 | 1 | 365 | 7.5793 | 0.19341 | 7 | 0.7727
30057 | 5.775 | 1 | 365 | 6.6019 | 0.23408 | 6 | 0.83595
27873 | 7.14 | 1 | 365 | 8.1623 | 0.36214 | 8 | 0.52444
28997 | 5.98 | 1 | 365 | 6.8362 | 0.70386 | 7 | 0.54008
28425 | 9.62 | 1 | 365 | 10.9974 | 0.045346 | 11 | 0.042738
31003 | 3.12 | 1 | 365 | 3.5667 | 0.14984 | 3 | 0.71656
28599 | 4.42 | 1 | 365 | 5.0529 | 0.12894 | 5 | 0.1818
29062 | 2.86 | 1 | 365 | 3.2695 | 0.55402 | 3 | 0.82352
30979 | 5.2 | 1 | 365 | 5.9445 | 0.9164 | 6 | 0.86094
29136 | 5.46 | 1 | 365 | 6.2418 | 0.51222 | 6 | 0.75399
31012 | 11.7 | 1 | 365 | 13.3752 | 0.81191 | 14 | 0.18711
31014 | 9.62 | 1 | 365 | 10.9974 | 0.045346 | 11 | 0.042738
29197 | 13.26 | 1 | 365 | 15.1586 | 0.38683 | 15 | 0.54539
30073 | 7.8 | 1 | 365 | 8.9168 | 0.8746 | 9 | 0.79141
31015 | 5.72 | 1 | 365 | 6.539 | 0.10804 | 6 | 0.64703
30077 | 6.325 | 1 | 365 | 7.2306 | 0.49447 | 7 | 0.72508
31018 | 9.805 | 1 | 365 | 11.2089 | 0.46929 | 11 | 0.67817
25953 | 7.2 | 1 | 365 | 8.2309 | 0.49964 | 8 | 0.73053
31019 | 10.4 | 1 | 365 | 11.8891 | 0.83281 | 12 | 0.72188
31025 | 9.36 | 1 | 365 | 10.7002 | 0.44953 | 11 | 0.14969
30122 | 2.75 | 1 | 365 | 3.1437 | 0.30194 | 3 | 0.44569
31028 | 9.36 | 1 | 365 | 10.7002 | 0.44953 | 11 | 0.14969
30123 | 4.76 | 1 | 365 | 5.4415 | 0.90809 | 6 | 0.34963
31026 | 10.92 | 1 | 365 | 12.4835 | 0.024447 | 12 | 0.50797
30124 | 11.48 | 1 | 365 | 13.1237 | 0.30775 | 13 | 0.43146
31031 | 8.16 | 1 | 365 | 9.3283 | 0.69959 | 10 | 0.027935
30125 | 8.12 | 1 | 365 | 9.2826 | 0.60792 | 9 | 0.89054
31030 | 9.36 | 1 | 365 | 10.7002 | 0.44953 | 11 | 0.14969
30130 | 8.67 | 1 | 365 | 9.9114 | 0.86831 | 10 | 0.77968
31035 | 10.66 | 1 | 365 | 12.1863 | 0.42863 | 12 | 0.61493
30133 | 8.25 | 1 | 365 | 9.4312 | 0.90583 | 10 | 0.33707
29710 | 11.73 | 1 | 365 | 13.4095 | 0.88066 | 14 | 0.29016
31039 | 6.24 | 1 | 365 | 7.1334 | 0.29968 | 7 | 0.43313
31043 | 10.92 | 1 | 365 | 12.4835 | 0.024447 | 12 | 0.50797
30402 | 8.32 | 1 | 365 | 9.5113 | 0.066245 | 9 | 0.5775
31045 | 6.48 | 1 | 365 | 7.4078 | 0.84967 | 8 | 0.25748
31049 | 3.9 | 1 | 365 | 4.4584 | 0.9373 | 5 | 0.3957
30397 | 9.62 | 1 | 365 | 10.9974 | 0.045346 | 11 | 0.042738
31062 | 13.78 | 1 | 365 | 15.753 | 0.57847 | 16 | 0.33149
30399 | 5.3 | 1 | 365 | 6.0589 | 0.14556 | 6 | 0.20442
30400 | 8.48 | 1 | 365 | 9.6942 | 0.4329 | 10 | 0.12707
31065 | 7.8 | 1 | 365 | 8.9168 | 0.8746 | 9 | 0.79141
30382 | 11.18 | 1 | 365 | 12.7808 | 0.62027 | 13 | 0.40102
30388 | 6.76 | 1 | 365 | 7.7279 | 0.49132 | 8 | 0.21922
31064 | 7.28 | 1 | 365 | 8.3224 | 0.68296 | 9 | 0.0053149
29978 | 9.35 | 1 | 365 | 10.6887 | 0.42661 | 11 | 0.11534
31075 | 4.68 | 1 | 365 | 5.3501 | 0.72476 | 6 | 0.074845
30396 | 6.36 | 1 | 365 | 7.2706 | 0.57468 | 7 | 0.8453
31082 | 8.84 | 1 | 365 | 10.1057 | 0.25789 | 10 | 0.3636
30403 | 4.42 | 1 | 365 | 5.0529 | 0.12894 | 5 | 0.1818
31071 | 4.68 | 1 | 365 | 5.3501 | 0.72476 | 6 | 0.074845
29208 | 8.84 | 1 | 365 | 10.1057 | 0.25789 | 10 | 0.3636
31086 | 14.045 | 1 | 365 | 16.056 | 0.18575 | 16 | 0.24171
31091 | 2.34 | 1 | 365 | 2.675 | 0.36238 | 3 | 0.037423
31095 | 3.9 | 1 | 365 | 4.4584 | 0.9373 | 5 | 0.3957
30404 | 5.46 | 1 | 365 | 6.2418 | 0.51222 | 6 | 0.75399
30376 | 3.12 | 1 | 365 | 3.5667 | 0.14984 | 3 | 0.71656
30407 | 10.6 | 1 | 365 | 12.1177 | 0.29113 | 12 | 0.40884
30415 | 4.68 | 1 | 365 | 5.3501 | 0.72476 | 6 | 0.074845
30387 | 3.9 | 1 | 365 | 4.4584 | 0.9373 | 5 | 0.3957
30421 | 9.1 | 1 | 365 | 10.4029 | 0.85371 | 11 | 0.25664
30418 | 5.3 | 1 | 365 | 6.0589 | 0.14556 | 6 | 0.20442
30386 | 6.76 | 1 | 365 | 7.7279 | 0.49132 | 8 | 0.21922
30381 | 9.62 | 1 | 365 | 10.9974 | 0.045346 | 11 | 0.042738
30389 | 4.94 | 1 | 365 | 5.6473 | 0.32058 | 5 | 0.96789
30426 | 3.38 | 1 | 365 | 3.8639 | 0.74566 | 4 | 0.60961
30427 | 5.72 | 1 | 365 | 6.539 | 0.10804 | 6 | 0.64703
30428 | 7.155 | 1 | 365 | 8.1795 | 0.39651 | 8 | 0.57597
30430 | 7.905 | 1 | 365 | 9.0368 | 0.11522 | 9 | 0.15206
29416 | 9.625 | 1 | 365 | 11.0031 | 0.056804 | 11 | 0.059912
30435 | 2.08 | 1 | 365 | 2.3778 | 0.76656 | 3 | 0.14438
29680 | 8.7 | 1 | 365 | 9.9457 | 0.93706 | 10 | 0.88273
29768 | 6.44 | 1 | 365 | 7.3621 | 0.75801 | 8 | 0.12009
29772 | 20.7 | 1 | 365 | 23.6638 | 0.43645 | 24 | 0.10028
29774 | 7.2 | 1 | 365 | 8.2309 | 0.49964 | 8 | 0.73053
29782 | 9.9 | 1 | 365 | 11.3175 | 0.687 | 12 | 0.0044804
29783 | 8.8 | 1 | 365 | 10.06 | 0.16622 | 10 | 0.2262
29784 | 5.225 | 1 | 365 | 5.9731 | 0.97369 | 6 | 0.94681
29788 | 7.44 | 1 | 365 | 8.5053 | 0.049623 | 8 | 0.55488
29787 | 7.14 | 1 | 365 | 8.1623 | 0.36214 | 8 | 0.52444
29789 | 25 | 1 | 365 | 28.5795 | 0.2904 | 28 | 0.8699
29795 | 6.885 | 1 | 365 | 7.8708 | 0.77778 | 8 | 0.64857
29796 | 8.1 | 1 | 365 | 9.2598 | 0.56209 | 9 | 0.82185
29800 | 4.94 | 1 | 365 | 5.6473 | 0.32058 | 5 | 0.96789
29801 | 13.44 | 1 | 365 | 15.3643 | 0.79932 | 16 | 0.16366
29803 | 11.2 | 1 | 365 | 12.8036 | 0.6661 | 13 | 0.46972
29828 | 4.335 | 1 | 365 | 4.9557 | 0.93416 | 5 | 0.88984
29829 | 5.32 | 1 | 365 | 6.0817 | 0.1914 | 6 | 0.27311
30434 | 3.64 | 1 | 365 | 4.1612 | 0.34148 | 4 | 0.50266
29754 | 6.93 | 1 | 365 | 7.9222 | 0.8809 | 8 | 0.80314
30437 | 6.36 | 1 | 365 | 7.2706 | 0.57468 | 7 | 0.8453
29797 | 8.8 | 1 | 365 | 10.06 | 0.16622 | 10 | 0.2262
30443 | 5.46 | 1 | 365 | 6.2418 | 0.51222 | 6 | 0.75399
30444 | 7.02 | 1 | 365 | 8.0251 | 0.087144 | 8 | 0.11227
30436 | 7.8 | 1 | 365 | 8.9168 | 0.8746 | 9 | 0.79141
30447 | 6.48 | 1 | 365 | 7.4078 | 0.84967 | 8 | 0.25748
30450 | 6.24 | 1 | 365 | 7.1334 | 0.29968 | 7 | 0.43313
30451 | 7.02 | 1 | 365 | 8.0251 | 0.087144 | 8 | 0.11227
30453 | 6.5 | 1 | 365 | 7.4307 | 0.8955 | 8 | 0.32617
30457 | 14.04 | 1 | 365 | 16.0502 | 0.17429 | 16 | 0.22454
30459 | 13 | 1 | 365 | 14.8613 | 0.79101 | 15 | 0.65235
30462 | 10.4 | 1 | 365 | 11.8891 | 0.83281 | 12 | 0.72188
30464 | 2.86 | 1 | 365 | 3.2695 | 0.55402 | 3 | 0.82352
30468 | 7.5 | 1 | 365 | 8.5739 | 0.18712 | 8 | 0.76097
30474 | 10.335 | 1 | 365 | 11.8148 | 0.68385 | 12 | 0.49862
30378 | 3.12 | 1 | 365 | 3.5667 | 0.14984 | 3 | 0.71656
30425 | 3.64 | 1 | 365 | 4.1612 | 0.34148 | 4 | 0.50266
30536 | 7.28 | 1 | 365 | 8.3224 | 0.68296 | 9 | 0.0053149
30538 | 5.46 | 1 | 365 | 6.2418 | 0.51222 | 6 | 0.75399
30540 | 5.2 | 1 | 365 | 5.9445 | 0.9164 | 6 | 0.86094
30542 | 7.28 | 1 | 365 | 8.3224 | 0.68296 | 9 | 0.0053149
30549 | 4.16 | 1 | 365 | 4.7556 | 0.53312 | 5 | 0.28875
30556 | 7.65 | 1 | 365 | 8.7453 | 0.53086 | 9 | 0.27619
30558 | 9.9 | 1 | 365 | 11.3175 | 0.687 | 12 | 0.0044804
30560 | 11.18 | 1 | 365 | 12.7808 | 0.62027 | 13 | 0.40102
30449 | 9.62 | 1 | 365 | 10.9974 | 0.045346 | 11 | 0.042738
30570 | 5.72 | 1 | 365 | 6.539 | 0.10804 | 6 | 0.64703
30572 | 6.375 | 1 | 365 | 7.2878 | 0.60905 | 7 | 0.89682
30566 | 5.98 | 1 | 365 | 6.8362 | 0.70386 | 7 | 0.54008
30574 | 4.4 | 1 | 365 | 5.03 | 0.08311 | 5 | 0.1131
30579 | 7.8 | 1 | 365 | 8.9168 | 0.8746 | 9 | 0.79141
30584 | 8.32 | 1 | 365 | 9.5113 | 0.066245 | 9 | 0.5775
30582 | 7.8 | 1 | 365 | 8.9168 | 0.8746 | 9 | 0.79141
30585 | 3.64 | 1 | 365 | 4.1612 | 0.34148 | 4 | 0.50266
30589 | 7.8 | 1 | 365 | 8.9168 | 0.8746 | 9 | 0.79141
30591 | 8.84 | 1 | 365 | 10.1057 | 0.25789 | 10 | 0.3636
30593 | 6.24 | 1 | 365 | 7.1334 | 0.29968 | 7 | 0.43313
30596 | 8.58 | 1 | 365 | 9.8085 | 0.66207 | 10 | 0.47055
30533 | 11.7 | 1 | 365 | 13.3752 | 0.81191 | 14 | 0.18711
30622 | 12.48 | 1 | 365 | 14.2669 | 0.59937 | 14 | 0.86625
30624 | 8.06 | 1 | 365 | 9.214 | 0.47042 | 9 | 0.68446
30635 | 10.92 | 1 | 365 | 12.4835 | 0.024447 | 12 | 0.50797
30638 | 3.64 | 1 | 365 | 4.1612 | 0.34148 | 4 | 0.50266
30639 | 4.76 | 1 | 365 | 5.4415 | 0.90809 | 6 | 0.34963
30657 | 6.75 | 1 | 365 | 7.7165 | 0.46841 | 8 | 0.18487
30665 | 7.28 | 1 | 365 | 8.3224 | 0.68296 | 9 | 0.0053149
30661 | 5.72 | 1 | 365 | 6.539 | 0.10804 | 6 | 0.64703
30671 | 5.2 | 1 | 365 | 5.9445 | 0.9164 | 6 | 0.86094
30677 | 8.32 | 1 | 365 | 9.5113 | 0.066245 | 9 | 0.5775
30681 | 10.92 | 1 | 365 | 12.4835 | 0.024447 | 12 | 0.50797
30662 | 11.2 | 1 | 365 | 12.8036 | 0.6661 | 13 | 0.46972
30683 | 7.28 | 1 | 365 | 8.3224 | 0.68296 | 9 | 0.0053149
30684 | 11.6 | 1 | 365 | 13.2609 | 0.58275 | 13 | 0.84363
29835 | 9.69 | 1 | 365 | 11.0774 | 0.20576 | 11 | 0.28317
29837 | 9.62 | 1 | 365 | 10.9974 | 0.045346 | 11 | 0.042738
29838 | 7.56 | 1 | 365 | 8.6424 | 0.32462 | 8 | 0.96706
29839 | 5.775 | 1 | 365 | 6.6019 | 0.23408 | 6 | 0.83595
29841 | 3.85 | 1 | 365 | 4.4012 | 0.82272 | 5 | 0.22396
29843 | 3.85 | 1 | 365 | 4.4012 | 0.82272 | 5 | 0.22396
29847 | 7.28 | 1 | 365 | 8.3224 | 0.68296 | 9 | 0.0053149
30211 | 11.22 | 1 | 365 | 12.8265 | 0.71193 | 13 | 0.53841
29849 | 7.28 | 1 | 365 | 8.3224 | 0.68296 | 9 | 0.0053149
30216 | 6.63 | 1 | 365 | 7.5793 | 0.19341 | 7 | 0.7727
29848 | 5.32 | 1 | 365 | 6.0817 | 0.1914 | 6 | 0.27311
29851 | 15.68 | 1 | 365 | 17.9251 | 0.93254 | 18 | 0.8576
30739 | 6.885 | 1 | 365 | 7.8708 | 0.77778 | 8 | 0.64857
29854 | 5.6 | 1 | 365 | 6.4018 | 0.83305 | 7 | 0.23486
29852 | 8.415 | 1 | 365 | 9.6199 | 0.28395 | 9 | 0.90381
29856 | 3.92 | 1 | 365 | 4.4813 | 0.98313 | 5 | 0.4644
29860 | 7 | 1 | 365 | 8.0023 | 0.041312 | 8 | 0.043572
29868 | 5.04 | 1 | 365 | 5.7616 | 0.54974 | 6 | 0.31137
30071 | 4.2 | 1 | 365 | 4.8014 | 0.62479 | 5 | 0.42614
30146 | 10.8 | 1 | 365 | 12.3463 | 0.74945 | 13 | 0.095797
30012 | 10.215 | 1 | 365 | 11.6776 | 0.40886 | 12 | 0.086441
30550 | 9.36 | 1 | 365 | 10.7002 | 0.44953 | 11 | 0.14969
30963 | 5.98 | 1 | 365 | 6.8362 | 0.70386 | 7 | 0.54008
30967 | 9.88 | 1 | 365 | 11.2946 | 0.64117 | 11 | 0.93578
30984 | 6.24 | 1 | 365 | 7.1334 | 0.29968 | 7 | 0.43313
30985 | 8.84 | 1 | 365 | 10.1057 | 0.25789 | 10 | 0.3636
30992 | 7.02 | 1 | 365 | 8.0251 | 0.087144 | 8 | 0.11227
30945 | 6.24 | 1 | 365 | 7.1334 | 0.29968 | 7 | 0.43313
30991 | 5.98 | 1 | 365 | 6.8362 | 0.70386 | 7 | 0.54008
30993 | 6.24 | 1 | 365 | 7.1334 | 0.29968 | 7 | 0.43313
30955 | 7.8 | 1 | 365 | 8.9168 | 0.8746 | 9 | 0.79141
30996 | 9.36 | 1 | 365 | 10.7002 | 0.44953 | 11 | 0.14969
30997 | 8.06 | 1 | 365 | 9.214 | 0.47042 | 9 | 0.68446
30998 | 7.02 | 1 | 365 | 8.0251 | 0.087144 | 8 | 0.11227
31006 | 5.61 | 1 | 365 | 6.4132 | 0.85597 | 7 | 0.26921
30784 | 3.9 | 1 | 365 | 4.4584 | 0.9373 | 5 | 0.3957
30783 | 7.5 | 1 | 365 | 8.5739 | 0.18712 | 8 | 0.76097
31054 | 6.2 | 1 | 365 | 7.0877 | 0.20802 | 7 | 0.29574
31060 | 6.2 | 1 | 365 | 7.0877 | 0.20802 | 7 | 0.29574
31063 | 6.2 | 1 | 365 | 7.0877 | 0.20802 | 7 | 0.29574
31067 | 4.2 | 1 | 365 | 4.8014 | 0.62479 | 5 | 0.42614
31074 | 9 | 1 | 365 | 10.2886 | 0.62454 | 10 | 0.91316
31085 | 10.45 | 1 | 365 | 11.9462 | 0.94739 | 12 | 0.89362
31094 | 7.975 | 1 | 365 | 9.1169 | 0.27564 | 9 | 0.3925
31112 | 12.925 | 1 | 365 | 14.7756 | 0.61914 | 15 | 0.39474
31133 | 4.95 | 1 | 365 | 5.6587 | 0.3435 | 6 | 0.0022402
31135 | 8.8 | 1 | 365 | 10.06 | 0.16622 | 10 | 0.2262
31308 | 5.4 | 1 | 365 | 6.1732 | 0.37473 | 6 | 0.5479
31205 | 9.1 | 1 | 365 | 10.4029 | 0.85371 | 11 | 0.25664
31230 | 14.03 | 1 | 365 | 16.0388 | 0.15137 | 16 | 0.19019
31270 | 10 | 1 | 365 | 11.4318 | 0.91616 | 12 | 0.34796
29625 | 70.72 | 0.9 | 365 | 72.7611 | 0.85678 | 73 | 0.6179
29575 | 204.08 | 0.9 | 365 | 209.9702 | 0.90569 | 210 | 0.87585
31258 | 9 | 1 | 365 | 10.2886 | 0.62454 | 10 | 0.91316
31259 | 7.5 | 1 | 365 | 8.5739 | 0.18712 | 8 | 0.76097
31265 | 4.5 | 1 | 365 | 5.1443 | 0.31227 | 5 | 0.45658
29411 | 12.81 | 1 | 365 | 14.6441 | 0.3556 | 14 | 0.99974
31309 | 6.21 | 1 | 365 | 7.0991 | 0.23094 | 7 | 0.33008
31316 | 5.215 | 1 | 365 | 5.9617 | 0.95078 | 6 | 0.91246
31322 | 5.47 | 1 | 365 | 6.2532 | 0.53514 | 6 | 0.78833
31320 | 6.3 | 1 | 365 | 7.202 | 0.43718 | 7 | 0.63921
31324 | 8.67 | 1 | 365 | 9.9114 | 0.86831 | 10 | 0.77968
31325 | 5.72 | 1 | 365 | 6.539 | 0.10804 | 6 | 0.64703
31326 | 5.7 | 1 | 365 | 6.5161 | 0.062211 | 6 | 0.57834
31328 | 13.26 | 1 | 365 | 15.1586 | 0.38683 | 15 | 0.54539
31330 | 10.455 | 1 | 365 | 11.9519 | 0.95885 | 12 | 0.91079
31333 | 3.85 | 1 | 365 | 4.4012 | 0.82272 | 5 | 0.22396
27715 | 3.64 | 1 | 365 | 4.1612 | 0.34148 | 4 | 0.50266
29224 | 21.32 | 1 | 365 | 24.3726 | 0.85725 | 25 | 0.22985
27646 | 10.4 | 1 | 365 | 11.8891 | 0.83281 | 12 | 0.72188
19827 | 4.75 | 1 | 365 | 5.4301 | 0.88518 | 6 | 0.31528
29628 | 4.68 | 1 | 365 | 5.3501 | 0.72476 | 6 | 0.074845
30829 | 3.9 | 1 | 365 | 4.4584 | 0.9373 | 5 | 0.3957
31217 | 5.98 | 1 | 365 | 6.8362 | 0.70386 | 7 | 0.54008
27370 | 7 | 1 | 365 | 8.0023 | 0.041312 | 8 | 0.043572
27485 | 4.59 | 1 | 365 | 5.2472 | 0.51852 | 5 | 0.76571
14617 | 5.61 | 1 | 365 | 6.4132 | 0.85597 | 7 | 0.26921
19925 | 5.72 | 1 | 365 | 6.539 | 0.10804 | 6 | 0.64703
31132 | 13.78 | 1 | 365 | 15.753 | 0.57847 | 16 | 0.33149
31134 | 8.58 | 1 | 365 | 9.8085 | 0.66207 | 10 | 0.47055
31136 | 7.8 | 1 | 365 | 8.9168 | 0.8746 | 9 | 0.79141
31137 | 4.16 | 1 | 365 | 4.7556 | 0.53312 | 5 | 0.28875
31335 | 6.6 | 1 | 365 | 7.545 | 0.12467 | 7 | 0.66965
31139 | 10.4 | 1 | 365 | 11.8891 | 0.83281 | 12 | 0.72188
31551 | 3.64 | 1 | 365 | 4.1612 | 0.34148 | 4 | 0.50266
31141 | 5.98 | 1 | 365 | 6.8362 | 0.70386 | 7 | 0.54008
27524 | 7.14 | 1 | 365 | 8.1623 | 0.36214 | 8 | 0.52444
31557 | 3.9 | 1 | 365 | 4.4584 | 0.9373 | 5 | 0.3957
31142 | 6.5 | 1 | 365 | 7.4307 | 0.8955 | 8 | 0.32617
31554 | 5.46 | 1 | 365 | 6.2418 | 0.51222 | 6 | 0.75399
31558 | 8.32 | 1 | 365 | 9.5113 | 0.066245 | 9 | 0.5775
31340 | 5.6 | 1 | 365 | 6.4018 | 0.83305 | 7 | 0.23486
31566 | 6.76 | 1 | 365 | 7.7279 | 0.49132 | 8 | 0.21922
31344 | 7.28 | 1 | 365 | 8.3224 | 0.68296 | 9 | 0.0053149
31565 | 7.8 | 1 | 365 | 8.9168 | 0.8746 | 9 | 0.79141
31568 | 3.12 | 1 | 365 | 3.5667 | 0.14984 | 3 | 0.71656
31343 | 9.36 | 1 | 365 | 10.7002 | 0.44953 | 11 | 0.14969
31346 | 10.36 | 1 | 365 | 11.8433 | 0.74114 | 12 | 0.58449
31552 | 7.14 | 1 | 365 | 8.1623 | 0.36214 | 8 | 0.52444
31143 | 4.42 | 1 | 365 | 5.0529 | 0.12894 | 5 | 0.1818
31553 | 3.06 | 1 | 365 | 3.4981 | 0.012345 | 3 | 0.51048
31347 | 9.1 | 1 | 365 | 10.4029 | 0.85371 | 11 | 0.25664
29481 | 4.24 | 1 | 365 | 4.8471 | 0.71645 | 5 | 0.56354
31209 | 5.72 | 1 | 365 | 6.539 | 0.10804 | 6 | 0.64703
31212 | 4.24 | 1 | 365 | 4.8471 | 0.71645 | 5 | 0.56354
31218 | 8.32 | 1 | 365 | 9.5113 | 0.066245 | 9 | 0.5775
31561 | 5.46 | 1 | 365 | 6.2418 | 0.51222 | 6 | 0.75399
31220 | 6.5 | 1 | 365 | 7.4307 | 0.8955 | 8 | 0.32617
31562 | 11.18 | 1 | 365 | 12.7808 | 0.62027 | 13 | 0.40102
31225 | 2.08 | 1 | 365 | 2.3778 | 0.76656 | 3 | 0.14438
31563 | 6.24 | 1 | 365 | 7.1334 | 0.29968 | 7 | 0.43313
31567 | 5.98 | 1 | 365 | 6.8362 | 0.70386 | 7 | 0.54008
31569 | 9.88 | 1 | 365 | 11.2946 | 0.64117 | 11 | 0.93578
31233 | 4.68 | 1 | 365 | 5.3501 | 0.72476 | 6 | 0.074845
31235 | 4.68 | 1 | 365 | 5.3501 | 0.72476 | 6 | 0.074845
31571 | 6.5 | 1 | 365 | 7.4307 | 0.8955 | 8 | 0.32617
31570 | 9.1 | 1 | 365 | 10.4029 | 0.85371 | 11 | 0.25664
31485 | 7.02 | 1 | 365 | 8.0251 | 0.087144 | 8 | 0.11227
31499 | 6.5 | 1 | 365 | 7.4307 | 0.8955 | 8 | 0.32617
31505 | 7.54 | 1 | 365 | 8.6196 | 0.27878 | 8 | 0.89836
31460 | 5.72 | 1 | 365 | 6.539 | 0.10804 | 6 | 0.64703
31421 | 6.5 | 1 | 365 | 7.4307 | 0.8955 | 8 | 0.32617
31470 | 3.12 | 1 | 365 | 3.5667 | 0.14984 | 3 | 0.71656
31436 | 6.76 | 1 | 365 | 7.7279 | 0.49132 | 8 | 0.21922
31473 | 5.98 | 1 | 365 | 6.8362 | 0.70386 | 7 | 0.54008
31475 | 3.12 | 1 | 365 | 3.5667 | 0.14984 | 3 | 0.71656
31441 | 8.58 | 1 | 365 | 9.8085 | 0.66207 | 10 | 0.47055
31497 | 13 | 1 | 365 | 14.8613 | 0.79101 | 15 | 0.65235
31479 | 8.84 | 1 | 365 | 10.1057 | 0.25789 | 10 | 0.3636
31446 | 6.24 | 1 | 365 | 7.1334 | 0.29968 | 7 | 0.43313
31480 | 5.98 | 1 | 365 | 6.8362 | 0.70386 | 7 | 0.54008
31481 | 7.54 | 1 | 365 | 8.6196 | 0.27878 | 8 | 0.89836
31491 | 7.8 | 1 | 365 | 8.9168 | 0.8746 | 9 | 0.79141
31494 | 5.98 | 1 | 365 | 6.8362 | 0.70386 | 7 | 0.54008
31500 | 9.88 | 1 | 365 | 11.2946 | 0.64117 | 11 | 0.93578
31510 | 13 | 1 | 365 | 14.8613 | 0.79101 | 15 | 0.65235
31536 | 4.94 | 1 | 365 | 5.6473 | 0.32058 | 5 | 0.96789
31515 | 5.2 | 1 | 365 | 5.9445 | 0.9164 | 6 | 0.86094
31524 | 8.32 | 1 | 365 | 9.5113 | 0.066245 | 9 | 0.5775
31526 | 3.9 | 1 | 365 | 4.4584 | 0.9373 | 5 | 0.3957
31238 | 11.25 | 1 | 365 | 12.8608 | 0.78068 | 13 | 0.64146
31244 | 8.58 | 1 | 365 | 9.8085 | 0.66207 | 10 | 0.47055
31247 | 5.98 | 1 | 365 | 6.8362 | 0.70386 | 7 | 0.54008
29171 | 9.275 | 1 | 365 | 10.603 | 0.25474 | 10 | 0.85773
29265 | 13.52 | 1 | 365 | 15.4558 | 0.98265 | 16 | 0.43844
29349 | 7.29 | 1 | 365 | 8.3338 | 0.70588 | 9 | 0.039663
31349 | 5.6 | 1 | 365 | 6.4018 | 0.83305 | 7 | 0.23486
31250 | 6.095 | 1 | 365 | 6.9677 | 0.9674 | 7 | 0.93508
31351 | 6.72 | 1 | 365 | 7.6822 | 0.39966 | 8 | 0.081829
31254 | 4.16 | 1 | 365 | 4.7556 | 0.53312 | 5 | 0.28875
31353 | 3.57 | 1 | 365 | 4.0812 | 0.18107 | 4 | 0.26222
31002 | 7.14 | 1 | 365 | 8.1623 | 0.36214 | 8 | 0.52444
31264 | 4.68 | 1 | 365 | 5.3501 | 0.72476 | 6 | 0.074845
31354 | 8.68 | 1 | 365 | 9.9228 | 0.89123 | 10 | 0.81403
31274 | 8.32 | 1 | 365 | 9.5113 | 0.066245 | 9 | 0.5775
31281 | 5.72 | 1 | 365 | 6.539 | 0.10804 | 6 | 0.64703
31010 | 5.2 | 1 | 365 | 5.9445 | 0.9164 | 6 | 0.86094
31356 | 10.6 | 1 | 365 | 12.1177 | 0.29113 | 12 | 0.40884
31357 | 3.64 | 1 | 365 | 4.1612 | 0.34148 | 4 | 0.50266
31360 | 8.525 | 1 | 365 | 9.7456 | 0.53603 | 10 | 0.28164
31361 | 6.16 | 1 | 365 | 7.042 | 0.11635 | 7 | 0.15834
31362 | 10.08 | 1 | 365 | 11.5233 | 0.099489 | 11 | 0.62274
31363 | 7.84 | 1 | 365 | 8.9625 | 0.96627 | 9 | 0.9288
30999 | 8.32 | 1 | 365 | 9.5113 | 0.066245 | 9 | 0.5775
31641 | 9.88 | 1 | 365 | 11.2946 | 0.64117 | 11 | 0.93578
30950 | 7.02 | 1 | 365 | 8.0251 | 0.087144 | 8 | 0.11227
31679 | 10.4 | 1 | 365 | 11.8891 | 0.83281 | 12 | 0.72188
31609 | 12.04 | 1 | 365 | 13.7639 | 0.59106 | 14 | 0.35494
31635 | 9.435 | 1 | 365 | 10.7859 | 0.6214 | 11 | 0.4073
31755 | 13.52 | 1 | 365 | 15.4558 | 0.98265 | 16 | 0.43844
31638 | 6.3 | 1 | 365 | 7.202 | 0.43718 | 7 | 0.63921
31762 | 5.2 | 1 | 365 | 5.9445 | 0.9164 | 6 | 0.86094
31617 | 4.68 | 1 | 365 | 5.3501 | 0.72476 | 6 | 0.074845
31763 | 6.24 | 1 | 365 | 7.1334 | 0.29968 | 7 | 0.43313
31768 | 5.72 | 1 | 365 | 6.539 | 0.10804 | 6 | 0.64703
31632 | 8.58 | 1 | 365 | 9.8085 | 0.66207 | 10 | 0.47055
31634 | 5.72 | 1 | 365 | 6.539 | 0.10804 | 6 | 0.64703
31769 | 4.68 | 1 | 365 | 5.3501 | 0.72476 | 6 | 0.074845
31636 | 5.2 | 1 | 365 | 5.9445 | 0.9164 | 6 | 0.86094
31639 | 8.58 | 1 | 365 | 9.8085 | 0.66207 | 10 | 0.47055
31646 | 9.36 | 1 | 365 | 10.7002 | 0.44953 | 11 | 0.14969
31648 | 5.2 | 1 | 365 | 5.9445 | 0.9164 | 6 | 0.86094
31630 | 3.445 | 1 | 365 | 3.9383 | 0.89462 | 4 | 0.83287
31118 | 7.848 | 1 | 365 | 8.9717 | 0.9846 | 9 | 0.95628
31613 | 6.25 | 1 | 365 | 7.1449 | 0.3226 | 7 | 0.46747
31397 | 7.125 | 1 | 365 | 8.1452 | 0.32776 | 8 | 0.47292
31781 | 6.5 | 1 | 365 | 7.4307 | 0.8955 | 8 | 0.32617
31787 | 9.1 | 1 | 365 | 10.4029 | 0.85371 | 11 | 0.25664
31791 | 5.72 | 1 | 365 | 6.539 | 0.10804 | 6 | 0.64703
31796 | 10.66 | 1 | 365 | 12.1863 | 0.42863 | 12 | 0.61493
31797 | 4.68 | 1 | 365 | 5.3501 | 0.72476 | 6 | 0.074845
31803 | 6.24 | 1 | 365 | 7.1334 | 0.29968 | 7 | 0.43313
31403 | 2.86 | 1 | 365 | 3.2695 | 0.55402 | 3 | 0.82352
31080 | 183.83 | 1 | 365 | 210.1508 | 0.26777 | 210 | 0.41855
31404 | 8.06 | 1 | 365 | 9.214 | 0.47042 | 9 | 0.68446
31722 | 8.06 | 1 | 365 | 9.214 | 0.47042 | 9 | 0.68446
31731 | 7.28 | 1 | 365 | 8.3224 | 0.68296 | 9 | 0.0053149
31405 | 12.48 | 1 | 365 | 14.2669 | 0.59937 | 14 | 0.86625
31741 | 8.06 | 1 | 365 | 9.214 | 0.47042 | 9 | 0.68446
31406 | 4.505 | 1 | 365 | 5.15 | 0.32373 | 5 | 0.47376
31342 | 13.44 | 1 | 365 | 15.3643 | 0.79932 | 16 | 0.16366
31337 | 5.6 | 1 | 365 | 6.4018 | 0.83305 | 7 | 0.23486
29846 | 25.5 | 0.9 | 365 | 26.236 | 0.59259 | 26 | 0.82857
31407 | 2.86 | 1 | 365 | 3.2695 | 0.55402 | 3 | 0.82352
31434 | 14.04 | 1 | 365 | 16.0502 | 0.17429 | 16 | 0.22454
31443 | 7.28 | 1 | 365 | 8.3224 | 0.68296 | 9 | 0.0053149
31454 | 8.9 | 1 | 365 | 10.1743 | 0.39538 | 10 | 0.56968
31455 | 3.9 | 1 | 365 | 4.4584 | 0.9373 | 5 | 0.3957
31465 | 10.14 | 1 | 365 | 11.5918 | 0.23699 | 11 | 0.82883
31463 | 5.2 | 1 | 365 | 5.9445 | 0.9164 | 6 | 0.86094
31471 | 11.44 | 1 | 365 | 13.078 | 0.21609 | 13 | 0.29407
31472 | 7.54 | 1 | 365 | 8.6196 | 0.27878 | 8 | 0.89836
31474 | 12.455 | 1 | 365 | 14.2383 | 0.54208 | 14 | 0.78038
31476 | 5.46 | 1 | 365 | 6.2418 | 0.51222 | 6 | 0.75399
31651 | 5.98 | 1 | 365 | 6.8362 | 0.70386 | 7 | 0.54008
31478 | 5.2 | 1 | 365 | 5.9445 | 0.9164 | 6 | 0.86094
31645 | 8.06 | 1 | 365 | 9.214 | 0.47042 | 9 | 0.68446
31649 | 6.24 | 1 | 365 | 7.1334 | 0.29968 | 7 | 0.43313
31656 | 2.86 | 1 | 365 | 3.2695 | 0.55402 | 3 | 0.82352
31659 | 9.62 | 1 | 365 | 10.9974 | 0.045346 | 11 | 0.042738
31676 | 2.6 | 1 | 365 | 2.9723 | 0.9582 | 3 | 0.93047
31678 | 4.16 | 1 | 365 | 4.7556 | 0.53312 | 5 | 0.28875
31681 | 8.32 | 1 | 365 | 9.5113 | 0.066245 | 9 | 0.5775
31713 | 6.76 | 1 | 365 | 7.7279 | 0.49132 | 8 | 0.21922
31719 | 8.06 | 1 | 365 | 9.214 | 0.47042 | 9 | 0.68446
31723 | 8.32 | 1 | 365 | 9.5113 | 0.066245 | 9 | 0.5775
31726 | 3.9 | 1 | 365 | 4.4584 | 0.9373 | 5 | 0.3957
31730 | 5.2 | 1 | 365 | 5.9445 | 0.9164 | 6 | 0.86094
31732 | 5.72 | 1 | 365 | 6.539 | 0.10804 | 6 | 0.64703
31736 | 2.86 | 1 | 365 | 3.2695 | 0.55402 | 3 | 0.82352
31745 | 4.94 | 1 | 365 | 5.6473 | 0.32058 | 5 | 0.96789
31482 | 7.155 | 1 | 365 | 8.1795 | 0.39651 | 8 | 0.57597
31483 | 7 | 1 | 365 | 8.0023 | 0.041312 | 8 | 0.043572
31488 | 7.8 | 1 | 365 | 8.9168 | 0.8746 | 9 | 0.79141
31748 | 7.54 | 1 | 365 | 8.6196 | 0.27878 | 8 | 0.89836
31751 | 5.2 | 1 | 365 | 5.9445 | 0.9164 | 6 | 0.86094
31756 | 7.8 | 1 | 365 | 8.9168 | 0.8746 | 9 | 0.79141
31490 | 4.49 | 1 | 365 | 5.1329 | 0.28936 | 5 | 0.42223
31506 | 7.28 | 1 | 365 | 8.3224 | 0.68296 | 9 | 0.0053149
31759 | 9.88 | 1 | 365 | 11.2946 | 0.64117 | 11 | 0.93578
31512 | 5.46 | 1 | 365 | 6.2418 | 0.51222 | 6 | 0.75399
31761 | 7 | 1 | 365 | 8.0023 | 0.041312 | 8 | 0.043572
31773 | 7.8 | 1 | 365 | 8.9168 | 0.8746 | 9 | 0.79141
31776 | 7.28 | 1 | 365 | 8.3224 | 0.68296 | 9 | 0.0053149
31777 | 6.76 | 1 | 365 | 7.7279 | 0.49132 | 8 | 0.21922
31779 | 6.76 | 1 | 365 | 7.7279 | 0.49132 | 8 | 0.21922
31784 | 6.5 | 1 | 365 | 7.4307 | 0.8955 | 8 | 0.32617
31786 | 7.8 | 1 | 365 | 8.9168 | 0.8746 | 9 | 0.79141
31789 | 4.94 | 1 | 365 | 5.6473 | 0.32058 | 5 | 0.96789
31720 | 6.24 | 1 | 365 | 7.1334 | 0.29968 | 7 | 0.43313
31511 | 10.14 | 1 | 365 | 11.5918 | 0.23699 | 11 | 0.82883
31792 | 3.9 | 1 | 365 | 4.4584 | 0.9373 | 5 | 0.3957
31798 | 9.62 | 1 | 365 | 10.9974 | 0.045346 | 11 | 0.042738
31800 | 8.06 | 1 | 365 | 9.214 | 0.47042 | 9 | 0.68446
31802 | 5.46 | 1 | 365 | 6.2418 | 0.51222 | 6 | 0.75399
31804 | 5.72 | 1 | 365 | 6.539 | 0.10804 | 6 | 0.64703
31806 | 9.62 | 1 | 365 | 10.9974 | 0.045346 | 11 | 0.042738
31619 | 5.1 | 1 | 365 | 5.8302 | 0.68724 | 6 | 0.51746
31816 | 6.325 | 1 | 365 | 7.2306 | 0.49447 | 7 | 0.72508
31830 | 9.075 | 1 | 365 | 10.3744 | 0.79642 | 11 | 0.17077
31408 | 32.48 | 0.9 | 365 | 33.4174 | 0.98852 | 34 | 0.40596
31304 | 156.96 | 0.9 | 365 | 161.4902 | 0.72284 | 162 | 0.21302
31845 | 8.96 | 1 | 365 | 10.2429 | 0.53288 | 10 | 0.77577
31855 | 3.42 | 1 | 365 | 3.9097 | 0.83733 | 4 | 0.747
31865 | 3.99 | 1 | 365 | 4.5613 | 0.14355 | 4 | 0.70484
31519 | 8.4 | 1 | 365 | 9.6027 | 0.24957 | 9 | 0.85229
31419 | 4.94 | 1 | 365 | 5.6473 | 0.32058 | 5 | 0.96789
31807 | 8.84 | 1 | 365 | 10.1057 | 0.25789 | 10 | 0.3636
31523 | 5.3 | 1 | 365 | 6.0589 | 0.14556 | 6 | 0.20442
31809 | 3.38 | 1 | 365 | 3.8639 | 0.74566 | 4 | 0.60961
31433 | 7.28 | 1 | 365 | 8.3224 | 0.68296 | 9 | 0.0053149
31743 | 2.6 | 1 | 365 | 2.9723 | 0.9582 | 3 | 0.93047
31810 | 6.5 | 1 | 365 | 7.4307 | 0.8955 | 8 | 0.32617
31424 | 8.32 | 1 | 365 | 9.5113 | 0.066245 | 9 | 0.5775
31801 | 7.28 | 1 | 365 | 8.3224 | 0.68296 | 9 | 0.0053149
31871 | 2.08 | 1 | 365 | 2.3778 | 0.76656 | 3 | 0.14438
31876 | 8.32 | 1 | 365 | 9.5113 | 0.066245 | 9 | 0.5775
31924 | 7.02 | 1 | 365 | 8.0251 | 0.087144 | 8 | 0.11227
31930 | 4.42 | 1 | 365 | 5.0529 | 0.12894 | 5 | 0.1818
31528 | 6.24 | 1 | 365 | 7.1334 | 0.29968 | 7 | 0.43313
31608 | 4.68 | 1 | 365 | 5.3501 | 0.72476 | 6 | 0.074845
31597 | 11.7 | 1 | 365 | 13.3752 | 0.81191 | 14 | 0.18711
31620 | 6.24 | 1 | 365 | 7.1334 | 0.29968 | 7 | 0.43313
31598 | 12.48 | 1 | 365 | 14.2669 | 0.59937 | 14 | 0.86625
31662 | 3.38 | 1 | 365 | 3.8639 | 0.74566 | 4 | 0.60961
31669 | 13 | 1 | 365 | 14.8613 | 0.79101 | 15 | 0.65235
31623 | 7.54 | 1 | 365 | 8.6196 | 0.27878 | 8 | 0.89836
31517 | 24.6 | 1 | 365 | 28.1222 | 0.37375 | 28 | 0.49598
31643 | 11.18 | 1 | 365 | 12.7808 | 0.62027 | 13 | 0.40102
31661 | 4.16 | 1 | 365 | 4.7556 | 0.53312 | 5 | 0.28875
31430 | 7.02 | 1 | 365 | 8.0251 | 0.087144 | 8 | 0.11227
29024 | 8.745 | 1 | 365 | 9.9971 | 0.040182 | 10 | 0.037291
31697 | 4.94 | 1 | 365 | 5.6473 | 0.32058 | 5 | 0.96789
31675 | 5.72 | 1 | 365 | 6.539 | 0.10804 | 6 | 0.64703
31718 | 3.9 | 1 | 365 | 4.4584 | 0.9373 | 5 | 0.3957
31420 | 12.74 | 1 | 365 | 14.5641 | 0.19519 | 14 | 0.7593
31749 | 2.34 | 1 | 365 | 2.675 | 0.36238 | 3 | 0.037423
31437 | 7.8 | 1 | 365 | 8.9168 | 0.8746 | 9 | 0.79141
31708 | 9.62 | 1 | 365 | 10.9974 | 0.045346 | 11 | 0.042738
31715 | 9.36 | 1 | 365 | 10.7002 | 0.44953 | 11 | 0.14969
31728 | 11.18 | 1 | 365 | 12.7808 | 0.62027 | 13 | 0.40102
31601 | 12.74 | 1 | 365 | 14.5641 | 0.19519 | 14 | 0.7593
31832 | 3.64 | 1 | 365 | 4.1612 | 0.34148 | 4 | 0.50266
31775 | 8.06 | 1 | 365 | 9.214 | 0.47042 | 9 | 0.68446
31603 | 13.26 | 1 | 365 | 15.1586 | 0.38683 | 15 | 0.54539
31834 | 13 | 1 | 365 | 14.8613 | 0.79101 | 15 | 0.65235
31837 | 7.54 | 1 | 365 | 8.6196 | 0.27878 | 8 | 0.89836
31606 | 5.46 | 1 | 365 | 6.2418 | 0.51222 | 6 | 0.75399
31610 | 9.88 | 1 | 365 | 11.2946 | 0.64117 | 11 | 0.93578
31616 | 4.42 | 1 | 365 | 5.0529 | 0.12894 | 5 | 0.1818
31624 | 3.12 | 1 | 365 | 3.5667 | 0.14984 | 3 | 0.71656
31808 | 12.22 | 1 | 365 | 13.9697 | 0.0035475 | 13 | 0.97321
31813 | 6.76 | 1 | 365 | 7.7279 | 0.49132 | 8 | 0.21922
31815 | 4.68 | 1 | 365 | 5.3501 | 0.72476 | 6 | 0.074845
31817 | 11.44 | 1 | 365 | 13.078 | 0.21609 | 13 | 0.29407
31818 | 10.865 | 1 | 365 | 12.4207 | 0.89841 | 13 | 0.31906
31850 | 3.9 | 1 | 365 | 4.4584 | 0.9373 | 5 | 0.3957
31852 | 5.46 | 1 | 365 | 6.2418 | 0.51222 | 6 | 0.75399
31854 | 4.68 | 1 | 365 | 5.3501 | 0.72476 | 6 | 0.074845
31858 | 9.62 | 1 | 365 | 10.9974 | 0.045346 | 11 | 0.042738
31857 | 9.1 | 1 | 365 | 10.4029 | 0.85371 | 11 | 0.25664
31868 | 8.32 | 1 | 365 | 9.5113 | 0.066245 | 9 | 0.5775
31873 | 12.985 | 1 | 365 | 14.8442 | 0.75663 | 15 | 0.60083
31883 | 5.98 | 1 | 365 | 6.8362 | 0.70386 | 7 | 0.54008
31894 | 8.32 | 1 | 365 | 9.5113 | 0.066245 | 9 | 0.5775
31901 | 2.86 | 1 | 365 | 3.2695 | 0.55402 | 3 | 0.82352
31903 | 8.32 | 1 | 365 | 9.5113 | 0.066245 | 9 | 0.5775
31906 | 9.88 | 1 | 365 | 11.2946 | 0.64117 | 11 | 0.93578
31911 | 6.76 | 1 | 365 | 7.7279 | 0.49132 | 8 | 0.21922
31915 | 8.58 | 1 | 365 | 9.8085 | 0.66207 | 10 | 0.47055
31917 | 12.48 | 1 | 365 | 14.2669 | 0.59937 | 14 | 0.86625
31928 | 9.36 | 1 | 365 | 10.7002 | 0.44953 | 11 | 0.14969
31929 | 8.84 | 1 | 365 | 10.1057 | 0.25789 | 10 | 0.3636
31931 | 2.86 | 1 | 365 | 3.2695 | 0.55402 | 3 | 0.82352
31933 | 5.3 | 1 | 365 | 6.0589 | 0.14556 | 6 | 0.20442
32224 | 4.9 | 1 | 365 | 5.6016 | 0.22892 | 5 | 0.8305
32127 | 5.88 | 1 | 365 | 6.7219 | 0.4747 | 7 | 0.1966
32148 | 7.56 | 1 | 365 | 8.6424 | 0.32462 | 8 | 0.96706
31944 | 8.06 | 1 | 365 | 9.214 | 0.47042 | 9 | 0.68446
31948 | 3.38 | 1 | 365 | 3.8639 | 0.74566 | 4 | 0.60961
31950 | 7.02 | 1 | 365 | 8.0251 | 0.087144 | 8 | 0.11227
31953 | 5.46 | 1 | 365 | 6.2418 | 0.51222 | 6 | 0.75399
31965 | 5.2 | 1 | 365 | 5.9445 | 0.9164 | 6 | 0.86094
31982 | 7.28 | 1 | 365 | 8.3224 | 0.68296 | 9 | 0.0053149
31986 | 3.9 | 1 | 365 | 4.4584 | 0.9373 | 5 | 0.3957
31970 | 2.86 | 1 | 365 | 3.2695 | 0.55402 | 3 | 0.82352
31988 | 3.12 | 1 | 365 | 3.5667 | 0.14984 | 3 | 0.71656
31992 | 5.72 | 1 | 365 | 6.539 | 0.10804 | 6 | 0.64703
31993 | 7.14 | 1 | 365 | 8.1623 | 0.36214 | 8 | 0.52444
32005 | 5.5 | 1 | 365 | 6.2875 | 0.60389 | 6 | 0.89138
32041 | 5.46 | 1 | 365 | 6.2418 | 0.51222 | 6 | 0.75399
32042 | 5.46 | 1 | 365 | 6.2418 | 0.51222 | 6 | 0.75399
32049 | 4.16 | 1 | 365 | 4.7556 | 0.53312 | 5 | 0.28875
32046 | 4.68 | 1 | 365 | 5.3501 | 0.72476 | 6 | 0.074845
31935 | 9.36 | 1 | 365 | 10.7002 | 0.44953 | 11 | 0.14969
31633 | 10.4 | 1 | 365 | 11.8891 | 0.83281 | 12 | 0.72188
31640 | 12.22 | 1 | 365 | 13.9697 | 0.0035475 | 13 | 0.97321
31946 | 7.02 | 1 | 365 | 8.0251 | 0.087144 | 8 | 0.11227
31955 | 9.88 | 1 | 365 | 11.2946 | 0.64117 | 11 | 0.93578
31957 | 7.02 | 1 | 365 | 8.0251 | 0.087144 | 8 | 0.11227
31961 | 11.18 | 1 | 365 | 12.7808 | 0.62027 | 13 | 0.40102
31972 | 7.28 | 1 | 365 | 8.3224 | 0.68296 | 9 | 0.0053149
31975 | 9.36 | 1 | 365 | 10.7002 | 0.44953 | 11 | 0.14969
31985 | 4.94 | 1 | 365 | 5.6473 | 0.32058 | 5 | 0.96789
31983 | 7.8 | 1 | 365 | 8.9168 | 0.8746 | 9 | 0.79141
31990 | 7.8 | 1 | 365 | 8.9168 | 0.8746 | 9 | 0.79141
31995 | 3.38 | 1 | 365 | 3.8639 | 0.74566 | 4 | 0.60961
31999 | 9.1 | 1 | 365 | 10.4029 | 0.85371 | 11 | 0.25664
32002 | 4.24 | 1 | 365 | 4.8471 | 0.71645 | 5 | 0.56354
31998 | 8.06 | 1 | 365 | 9.214 | 0.47042 | 9 | 0.68446
32004 | 5.2 | 1 | 365 | 5.9445 | 0.9164 | 6 | 0.86094
31655 | 7.54 | 1 | 365 | 8.6196 | 0.27878 | 8 | 0.89836
31644 | 11.18 | 1 | 365 | 12.7808 | 0.62027 | 13 | 0.40102
31660 | 4.42 | 1 | 365 | 5.0529 | 0.12894 | 5 | 0.1818
31647 | 12.48 | 1 | 365 | 14.2669 | 0.59937 | 14 | 0.86625
31666 | 7.28 | 1 | 365 | 8.3224 | 0.68296 | 9 | 0.0053149
31849 | 6.76 | 1 | 365 | 7.7279 | 0.49132 | 8 | 0.21922
31680 | 5.46 | 1 | 365 | 6.2418 | 0.51222 | 6 | 0.75399
31889 | 9.1 | 1 | 365 | 10.4029 | 0.85371 | 11 | 0.25664
31689 | 11.96 | 1 | 365 | 13.6724 | 0.40773 | 14 | 0.08016
31698 | 6.76 | 1 | 365 | 7.7279 | 0.49132 | 8 | 0.21922
31704 | 7.8 | 1 | 365 | 8.9168 | 0.8746 | 9 | 0.79141
31709 | 5.46 | 1 | 365 | 6.2418 | 0.51222 | 6 | 0.75399
31439 | 8.06 | 1 | 365 | 9.214 | 0.47042 | 9 | 0.68446
31531 | 7.42 | 1 | 365 | 8.4824 | 0.0037907 | 8 | 0.48619
31423 | 5.72 | 1 | 365 | 6.539 | 0.10804 | 6 | 0.64703
31452 | 6.12 | 1 | 365 | 6.9963 | 0.02469 | 7 | 0.020952
31449 | 5.2 | 1 | 365 | 5.9445 | 0.9164 | 6 | 0.86094
31535 | 8.84 | 1 | 365 | 10.1057 | 0.25789 | 10 | 0.3636
31440 | 2.86 | 1 | 365 | 3.2695 | 0.55402 | 3 | 0.82352
32181 | 10.72 | 1 | 365 | 12.2549 | 0.56612 | 12 | 0.82101
32183 | 11.07 | 1 | 365 | 12.655 | 0.36819 | 13 | 0.023192
32184 | 7.84 | 1 | 365 | 8.9625 | 0.96627 | 9 | 0.9288
32190 | 12 | 1 | 365 | 13.7182 | 0.49939 | 14 | 0.21755
31447 | 5.72 | 1 | 365 | 6.539 | 0.10804 | 6 | 0.64703
31543 | 3.64 | 1 | 365 | 4.1612 | 0.34148 | 4 | 0.50266
31458 | 5.46 | 1 | 365 | 6.2418 | 0.51222 | 6 | 0.75399
32296 | 7.44 | 1 | 365 | 8.5053 | 0.049623 | 8 | 0.55488
20921 | 7.02 | 1 | 365 | 8.0251 | 0.087144 | 8 | 0.11227
32298 | 9.38 | 1 | 365 | 10.723 | 0.49536 | 11 | 0.21839
31545 | 7.28 | 1 | 365 | 8.3224 | 0.68296 | 9 | 0.0053149
31546 | 4.94 | 1 | 365 | 5.6473 | 0.32058 | 5 | 0.96789
32327 | 6.76 | 1 | 365 | 7.7279 | 0.49132 | 8 | 0.21922
32328 | 7.28 | 1 | 365 | 8.3224 | 0.68296 | 9 | 0.0053149
32329 | 5.98 | 1 | 365 | 6.8362 | 0.70386 | 7 | 0.54008
32336 | 8.32 | 1 | 365 | 9.5113 | 0.066245 | 9 | 0.5775
32206 | 5.83 | 1 | 365 | 6.6647 | 0.36012 | 7 | 0.024861
32210 | 8.32 | 1 | 365 | 9.5113 | 0.066245 | 9 | 0.5775
32205 | 8.06 | 1 | 365 | 9.214 | 0.47042 | 9 | 0.68446
32213 | 6.24 | 1 | 365 | 7.1334 | 0.29968 | 7 | 0.43313
32344 | 2.08 | 1 | 365 | 2.3778 | 0.76656 | 3 | 0.14438
31799 | 12.48 | 1 | 365 | 14.2669 | 0.59937 | 14 | 0.86625
31846 | 9.36 | 1 | 365 | 10.7002 | 0.44953 | 11 | 0.14969
31550 | 6.5 | 1 | 365 | 7.4307 | 0.8955 | 8 | 0.32617
32366 | 4.42 | 1 | 365 | 5.0529 | 0.12894 | 5 | 0.1818
31843 | 5.46 | 1 | 365 | 6.2418 | 0.51222 | 6 | 0.75399
32362 | 7.95 | 1 | 365 | 9.0883 | 0.21835 | 9 | 0.30663
31847 | 8.06 | 1 | 365 | 9.214 | 0.47042 | 9 | 0.68446
32364 | 5.72 | 1 | 365 | 6.539 | 0.10804 | 6 | 0.64703
31572 | 6.76 | 1 | 365 | 7.7279 | 0.49132 | 8 | 0.21922
27433 | 11.475 | 1 | 365 | 13.118 | 0.29629 | 13 | 0.41428
32375 | 11.66 | 1 | 365 | 13.3295 | 0.72024 | 14 | 0.049721
32354 | 6.36 | 1 | 365 | 7.2706 | 0.57468 | 7 | 0.8453
32374 | 7.54 | 1 | 365 | 8.6196 | 0.27878 | 8 | 0.89836
32378 | 4.42 | 1 | 365 | 5.0529 | 0.12894 | 5 | 0.1818
32391 | 9.435 | 1 | 365 | 10.7859 | 0.6214 | 11 | 0.4073
32389 | 7.8 | 1 | 365 | 8.9168 | 0.8746 | 9 | 0.79141
32043 | 4.94 | 1 | 365 | 5.6473 | 0.32058 | 5 | 0.96789
32393 | 10.335 | 1 | 365 | 11.8148 | 0.68385 | 12 | 0.49862
31861 | 6.5 | 1 | 365 | 7.4307 | 0.8955 | 8 | 0.32617
31851 | 8.58 | 1 | 365 | 9.8085 | 0.66207 | 10 | 0.47055
32403 | 3.9 | 1 | 365 | 4.4584 | 0.9373 | 5 | 0.3957
31885 | 6.5 | 1 | 365 | 7.4307 | 0.8955 | 8 | 0.32617
32405 | 11.22 | 1 | 365 | 12.8265 | 0.71193 | 13 | 0.53841
31900 | 7.28 | 1 | 365 | 8.3224 | 0.68296 | 9 | 0.0053149
32209 | 9.36 | 1 | 365 | 10.7002 | 0.44953 | 11 | 0.14969
31904 | 5.46 | 1 | 365 | 6.2418 | 0.51222 | 6 | 0.75399
32057 | 7.8 | 1 | 365 | 8.9168 | 0.8746 | 9 | 0.79141
31909 | 7.8 | 1 | 365 | 8.9168 | 0.8746 | 9 | 0.79141
31960 | 6.76 | 1 | 365 | 7.7279 | 0.49132 | 8 | 0.21922
31966 | 5.72 | 1 | 365 | 6.539 | 0.10804 | 6 | 0.64703
31979 | 4.68 | 1 | 365 | 5.3501 | 0.72476 | 6 | 0.074845
31984 | 2.34 | 1 | 365 | 2.675 | 0.36238 | 3 | 0.037423
32419 | 6.5 | 1 | 365 | 7.4307 | 0.8955 | 8 | 0.32617
31959 | 5.98 | 1 | 365 | 6.8362 | 0.70386 | 7 | 0.54008
31958 | 9.88 | 1 | 365 | 11.2946 | 0.64117 | 11 | 0.93578
32031 | 8.32 | 1 | 365 | 9.5113 | 0.066245 | 9 | 0.5775
28052 | 11.73 | 1 | 365 | 13.4095 | 0.88066 | 14 | 0.29016
32060 | 7.54 | 1 | 365 | 8.6196 | 0.27878 | 8 | 0.89836
32055 | 10.14 | 1 | 365 | 11.5918 | 0.23699 | 11 | 0.82883
28025 | 8.58 | 1 | 365 | 9.8085 | 0.66207 | 10 | 0.47055
32268 | 5.2 | 1 | 365 | 5.9445 | 0.9164 | 6 | 0.86094
32279 | 6.5 | 1 | 365 | 7.4307 | 0.8955 | 8 | 0.32617
27835 | 7.54 | 1 | 365 | 8.6196 | 0.27878 | 8 | 0.89836
27834 | 7.8 | 1 | 365 | 8.9168 | 0.8746 | 9 | 0.79141
32288 | 7.42 | 1 | 365 | 8.4824 | 0.0037907 | 8 | 0.48619
32291 | 13.52 | 1 | 365 | 15.4558 | 0.98265 | 16 | 0.43844
27829 | 7.28 | 1 | 365 | 8.3224 | 0.68296 | 9 | 0.0053149
32297 | 8.06 | 1 | 365 | 9.214 | 0.47042 | 9 | 0.68446
29264 | 8.06 | 1 | 365 | 9.214 | 0.47042 | 9 | 0.68446
32303 | 7.8 | 1 | 365 | 8.9168 | 0.8746 | 9 | 0.79141
27697 | 7.8 | 1 | 365 | 8.9168 | 0.8746 | 9 | 0.79141
32307 | 2.6 | 1 | 365 | 2.9723 | 0.9582 | 3 | 0.93047
27552 | 5.2 | 1 | 365 | 5.9445 | 0.9164 | 6 | 0.86094
32315 | 11.96 | 1 | 365 | 13.6724 | 0.40773 | 14 | 0.08016
27669 | 5.46 | 1 | 365 | 6.2418 | 0.51222 | 6 | 0.75399
32321 | 4 | 1 | 365 | 4.5727 | 0.16646 | 4 | 0.73918
31310 | 70.125 | 0.9 | 365 | 72.1489 | 0.62961 | 72 | 0.77856
31880 | 57.46 | 0.9 | 365 | 59.1184 | 0.50863 | 59 | 0.62704
31267 | 675.18 | 0.9 | 365 | 694.667 | 0.52796 | 695 | 0.19501
13122 | 150.47 | 1 | 365 | 172.0143 | 0.81946 | 172 | 0.83375
32258 | 3.64 | 1 | 365 | 4.1612 | 0.34148 | 4 | 0.50266
32260 | 4.16 | 1 | 365 | 4.7556 | 0.53312 | 5 | 0.28875
32133 | 7.54 | 1 | 365 | 8.6196 | 0.27878 | 8 | 0.89836
32261 | 2.34 | 1 | 365 | 2.675 | 0.36238 | 3 | 0.037423
32065 | 8.58 | 1 | 365 | 9.8085 | 0.66207 | 10 | 0.47055
32211 | 6.5 | 1 | 365 | 7.4307 | 0.8955 | 8 | 0.32617
32082 | 11.96 | 1 | 365 | 13.6724 | 0.40773 | 14 | 0.08016
32423 | 7.28 | 1 | 365 | 8.3224 | 0.68296 | 9 | 0.0053149
32425 | 4.68 | 1 | 365 | 5.3501 | 0.72476 | 6 | 0.074845
32217 | 7.8 | 1 | 365 | 8.9168 | 0.8746 | 9 | 0.79141
32427 | 8.84 | 1 | 365 | 10.1057 | 0.25789 | 10 | 0.3636
32200 | 8.06 | 1 | 365 | 9.214 | 0.47042 | 9 | 0.68446
32429 | 7.14 | 1 | 365 | 8.1623 | 0.36214 | 8 | 0.52444
32431 | 3.38 | 1 | 365 | 3.8639 | 0.74566 | 4 | 0.60961
32434 | 6.6 | 1 | 365 | 7.545 | 0.12467 | 7 | 0.66965
32218 | 7.28 | 1 | 365 | 8.3224 | 0.68296 | 9 | 0.0053149
32440 | 10.4 | 1 | 365 | 11.8891 | 0.83281 | 12 | 0.72188
32519 | 9.36 | 1 | 365 | 10.7002 | 0.44953 | 11 | 0.14969
32435 | 11.13 | 1 | 365 | 12.7236 | 0.50569 | 13 | 0.22928
32532 | 7.15 | 1 | 365 | 8.1737 | 0.38505 | 8 | 0.55879
32201 | 11.44 | 1 | 365 | 13.078 | 0.21609 | 13 | 0.29407
32253 | 10.132 | 1 | 365 | 11.5827 | 0.21865 | 11 | 0.80135
32442 | 11.44 | 1 | 365 | 13.078 | 0.21609 | 13 | 0.29407
32444 | 11.44 | 1 | 365 | 13.078 | 0.21609 | 13 | 0.29407
32576 | 10.455 | 1 | 365 | 11.9519 | 0.95885 | 12 | 0.91079
32445 | 9.88 | 1 | 365 | 11.2946 | 0.64117 | 11 | 0.93578
32581 | 6.6 | 1 | 365 | 7.545 | 0.12467 | 7 | 0.66965
32439 | 10.66 | 1 | 365 | 12.1863 | 0.42863 | 12 | 0.61493
32592 | 4.95 | 1 | 365 | 5.6587 | 0.3435 | 6 | 0.0022402
32604 | 8.67 | 1 | 365 | 9.9114 | 0.86831 | 10 | 0.77968
32453 | 5.72 | 1 | 365 | 6.539 | 0.10804 | 6 | 0.64703
32614 | 5.775 | 1 | 365 | 6.6019 | 0.23408 | 6 | 0.83595
32450 | 8.415 | 1 | 365 | 9.6199 | 0.28395 | 9 | 0.90381
32456 | 7.95 | 1 | 365 | 9.0883 | 0.21835 | 9 | 0.30663
32460 | 9.36 | 1 | 365 | 10.7002 | 0.44953 | 11 | 0.14969
32463 | 4.42 | 1 | 365 | 5.0529 | 0.12894 | 5 | 0.1818
32464 | 7.02 | 1 | 365 | 8.0251 | 0.087144 | 8 | 0.11227
32625 | 16.83 | 1 | 365 | 19.2397 | 0.5679 | 19 | 0.80762
32467 | 5.72 | 1 | 365 | 6.539 | 0.10804 | 6 | 0.64703
32468 | 9.1 | 1 | 365 | 10.4029 | 0.85371 | 11 | 0.25664
32472 | 4.59 | 1 | 365 | 5.2472 | 0.51852 | 5 | 0.76571
32621 | 5.225 | 1 | 365 | 5.9731 | 0.97369 | 6 | 0.94681
32680 | 10.4 | 1 | 365 | 11.8891 | 0.83281 | 12 | 0.72188
32474 | 7.54 | 1 | 365 | 8.6196 | 0.27878 | 8 | 0.89836
32070 | 9.36 | 1 | 365 | 10.7002 | 0.44953 | 11 | 0.14969
32491 | 5.545 | 1 | 365 | 6.3389 | 0.70701 | 7 | 0.045944
32096 | 9.36 | 1 | 365 | 10.7002 | 0.44953 | 11 | 0.14969
32596 | 9.18 | 1 | 365 | 10.4944 | 0.037035 | 10 | 0.53143
32092 | 6.76 | 1 | 365 | 7.7279 | 0.49132 | 8 | 0.21922
32478 | 4.725 | 1 | 365 | 5.4015 | 0.82789 | 6 | 0.22941
32603 | 6.885 | 1 | 365 | 7.8708 | 0.77778 | 8 | 0.64857
32487 | 6.96 | 1 | 365 | 7.9565 | 0.94965 | 8 | 0.90618
32605 | 7.14 | 1 | 365 | 8.1623 | 0.36214 | 8 | 0.52444
32517 | 3.85 | 1 | 365 | 4.4012 | 0.82272 | 5 | 0.22396
28018 | 10.4 | 1 | 365 | 11.8891 | 0.83281 | 12 | 0.72188
32608 | 7.8 | 1 | 365 | 8.9168 | 0.8746 | 9 | 0.79141
32207 | 9.1 | 1 | 365 | 10.4029 | 0.85371 | 11 | 0.25664
32160 | 9.88 | 1 | 365 | 11.2946 | 0.64117 | 11 | 0.93578
32499 | 6.725 | 1 | 365 | 7.6879 | 0.41112 | 8 | 0.099003
32618 | 9.88 | 1 | 365 | 11.2946 | 0.64117 | 11 | 0.93578
32609 | 7.28 | 1 | 365 | 8.3224 | 0.68296 | 9 | 0.0053149
32091 | 7.54 | 1 | 365 | 8.6196 | 0.27878 | 8 | 0.89836
32611 | 7.28 | 1 | 365 | 8.3224 | 0.68296 | 9 | 0.0053149
32504 | 6.725 | 1 | 365 | 7.6879 | 0.41112 | 8 | 0.099003
32106 | 2.86 | 1 | 365 | 3.2695 | 0.55402 | 3 | 0.82352
32613 | 5.2 | 1 | 365 | 5.9445 | 0.9164 | 6 | 0.86094
32110 | 6.24 | 1 | 365 | 7.1334 | 0.29968 | 7 | 0.43313
32617 | 5.46 | 1 | 365 | 6.2418 | 0.51222 | 6 | 0.75399
32507 | 6.725 | 1 | 365 | 7.6879 | 0.41112 | 8 | 0.099003
32508 | 4.95 | 1 | 365 | 5.6587 | 0.3435 | 6 | 0.0022402
32167 | 6.24 | 1 | 365 | 7.1334 | 0.29968 | 7 | 0.43313
32176 | 5.98 | 1 | 365 | 6.8362 | 0.70386 | 7 | 0.54008
32117 | 4.68 | 1 | 365 | 5.3501 | 0.72476 | 6 | 0.074845
32162 | 4.94 | 1 | 365 | 5.6473 | 0.32058 | 5 | 0.96789
32259 | 11.44 | 1 | 365 | 13.078 | 0.21609 | 13 | 0.29407
32263 | 9.88 | 1 | 365 | 11.2946 | 0.64117 | 11 | 0.93578
32192 | 9.88 | 1 | 365 | 11.2946 | 0.64117 | 11 | 0.93578
32270 | 7.54 | 1 | 365 | 8.6196 | 0.27878 | 8 | 0.89836
32195 | 8.84 | 1 | 365 | 10.1057 | 0.25789 | 10 | 0.3636
32252 | 2.08 | 1 | 365 | 2.3778 | 0.76656 | 3 | 0.14438
32256 | 8.84 | 1 | 365 | 10.1057 | 0.25789 | 10 | 0.3636
32513 | 7.905 | 1 | 365 | 9.0368 | 0.11522 | 9 | 0.15206
32138 | 8.58 | 1 | 365 | 9.8085 | 0.66207 | 10 | 0.47055
32353 | 6.5 | 1 | 365 | 7.4307 | 0.8955 | 8 | 0.32617
32512 | 5.565 | 1 | 365 | 6.3618 | 0.75284 | 7 | 0.11464
32363 | 4.94 | 1 | 365 | 5.6473 | 0.32058 | 5 | 0.96789
32255 | 11.7 | 1 | 365 | 13.3752 | 0.81191 | 14 | 0.18711
32370 | 7.28 | 1 | 365 | 8.3224 | 0.68296 | 9 | 0.0053149
32122 | 5.72 | 1 | 365 | 6.539 | 0.10804 | 6 | 0.64703
32511 | 7.975 | 1 | 365 | 9.1169 | 0.27564 | 9 | 0.3925
32262 | 9.88 | 1 | 365 | 11.2946 | 0.64117 | 11 | 0.93578
32128 | 5.98 | 1 | 365 | 6.8362 | 0.70386 | 7 | 0.54008
32280 | 8.32 | 1 | 365 | 9.5113 | 0.066245 | 9 | 0.5775
32277 | 8.84 | 1 | 365 | 10.1057 | 0.25789 | 10 | 0.3636
32285 | 6.76 | 1 | 365 | 7.7279 | 0.49132 | 8 | 0.21922
32275 | 10.66 | 1 | 365 | 12.1863 | 0.42863 | 12 | 0.61493
32158 | 6.24 | 1 | 365 | 7.1334 | 0.29968 | 7 | 0.43313
32689 | 4.94 | 1 | 365 | 5.6473 | 0.32058 | 5 | 0.96789
32694 | 6.24 | 1 | 365 | 7.1334 | 0.29968 | 7 | 0.43313
32681 | 9.36 | 1 | 365 | 10.7002 | 0.44953 | 11 | 0.14969
32299 | 7.54 | 1 | 365 | 8.6196 | 0.27878 | 8 | 0.89836
32724 | 6.5 | 1 | 365 | 7.4307 | 0.8955 | 8 | 0.32617
32725 | 7.28 | 1 | 365 | 8.3224 | 0.68296 | 9 | 0.0053149
32729 | 6.12 | 1 | 365 | 6.9963 | 0.02469 | 7 | 0.020952
32739 | 3.9 | 1 | 365 | 4.4584 | 0.9373 | 5 | 0.3957
32741 | 8.84 | 1 | 365 | 10.1057 | 0.25789 | 10 | 0.3636
32745 | 8.32 | 1 | 365 | 9.5113 | 0.066245 | 9 | 0.5775
32746 | 9.1 | 1 | 365 | 10.4029 | 0.85371 | 11 | 0.25664
32748 | 5.72 | 1 | 365 | 6.539 | 0.10804 | 6 | 0.64703
32751 | 4.42 | 1 | 365 | 5.0529 | 0.12894 | 5 | 0.1818
32754 | 5.2 | 1 | 365 | 5.9445 | 0.9164 | 6 | 0.86094
32752 | 13.52 | 1 | 365 | 15.4558 | 0.98265 | 16 | 0.43844
32762 | 6.5 | 1 | 365 | 7.4307 | 0.8955 | 8 | 0.32617
32311 | 5.98 | 1 | 365 | 6.8362 | 0.70386 | 7 | 0.54008
32764 | 3.38 | 1 | 365 | 3.8639 | 0.74566 | 4 | 0.60961
32766 | 8.84 | 1 | 365 | 10.1057 | 0.25789 | 10 | 0.3636
33011 | 8.215 | 1 | 365 | 9.3912 | 0.82563 | 10 | 0.21685
33012 | 10.14 | 1 | 365 | 11.5918 | 0.23699 | 11 | 0.82883
33014 | 4.42 | 1 | 365 | 5.0529 | 0.12894 | 5 | 0.1818
33017 | 8.84 | 1 | 365 | 10.1057 | 0.25789 | 10 | 0.3636
33019 | 9.805 | 1 | 365 | 11.2089 | 0.46929 | 11 | 0.67817
33021 | 6.24 | 1 | 365 | 7.1334 | 0.29968 | 7 | 0.43313
33016 | 7.41 | 1 | 365 | 8.471 | 0.98087 | 9 | 0.45184
33018 | 3.42 | 1 | 365 | 3.9097 | 0.83733 | 4 | 0.747
33022 | 11.4 | 1 | 365 | 13.0323 | 0.12442 | 13 | 0.15667
33032 | 4.59 | 1 | 365 | 5.2472 | 0.51852 | 5 | 0.76571
32139 | 2.86 | 1 | 365 | 3.2695 | 0.55402 | 3 | 0.82352
32145 | 3.64 | 1 | 365 | 4.1612 | 0.34148 | 4 | 0.50266
32150 | 5.2 | 1 | 365 | 5.9445 | 0.9164 | 6 | 0.86094
32171 | 9.62 | 1 | 365 | 10.9974 | 0.045346 | 11 | 0.042738
32300 | 8.06 | 1 | 365 | 9.214 | 0.47042 | 9 | 0.68446
32278 | 4.16 | 1 | 365 | 4.7556 | 0.53312 | 5 | 0.28875
32765 | 11.7 | 1 | 365 | 13.3752 | 0.81191 | 14 | 0.18711
32286 | 10.92 | 1 | 365 | 12.4835 | 0.024447 | 12 | 0.50797
32294 | 5.72 | 1 | 365 | 6.539 | 0.10804 | 6 | 0.64703
32305 | 8.32 | 1 | 365 | 9.5113 | 0.066245 | 9 | 0.5775
32770 | 4.16 | 1 | 365 | 4.7556 | 0.53312 | 5 | 0.28875
32522 | 3.38 | 1 | 365 | 3.8639 | 0.74566 | 4 | 0.60961
32516 | 5.46 | 1 | 365 | 6.2418 | 0.51222 | 6 | 0.75399
32773 | 2.34 | 1 | 365 | 2.675 | 0.36238 | 3 | 0.037423
32526 | 4.16 | 1 | 365 | 4.7556 | 0.53312 | 5 | 0.28875
32769 | 11.7 | 1 | 365 | 13.3752 | 0.81191 | 14 | 0.18711
32778 | 3.9 | 1 | 365 | 4.4584 | 0.9373 | 5 | 0.3957
32781 | 8.32 | 1 | 365 | 9.5113 | 0.066245 | 9 | 0.5775
32555 | 6.24 | 1 | 365 | 7.1334 | 0.29968 | 7 | 0.43313
32589 | 9.36 | 1 | 365 | 10.7002 | 0.44953 | 11 | 0.14969
32599 | 8.06 | 1 | 365 | 9.214 | 0.47042 | 9 | 0.68446
32783 | 3.12 | 1 | 365 | 3.5667 | 0.14984 | 3 | 0.71656
32623 | 9.1 | 1 | 365 | 10.4029 | 0.85371 | 11 | 0.25664
32634 | 9.88 | 1 | 365 | 11.2946 | 0.64117 | 11 | 0.93578
32641 | 7.28 | 1 | 365 | 8.3224 | 0.68296 | 9 | 0.0053149
32632 | 13 | 1 | 365 | 14.8613 | 0.79101 | 15 | 0.65235
32788 | 4.42 | 1 | 365 | 5.0529 | 0.12894 | 5 | 0.1818
32643 | 6.76 | 1 | 365 | 7.7279 | 0.49132 | 8 | 0.21922
32645 | 9.36 | 1 | 365 | 10.7002 | 0.44953 | 11 | 0.14969
32657 | 11.75 | 1 | 365 | 13.4324 | 0.92649 | 14 | 0.35885
32287 | 5.46 | 1 | 365 | 6.2418 | 0.51222 | 6 | 0.75399
32661 | 3.12 | 1 | 365 | 3.5667 | 0.14984 | 3 | 0.71656
32983 | 4.2 | 1 | 365 | 4.8014 | 0.62479 | 5 | 0.42614
32772 | 5.98 | 1 | 365 | 6.8362 | 0.70386 | 7 | 0.54008
32903 | 8.68 | 1 | 365 | 9.9228 | 0.89123 | 10 | 0.81403
32793 | 9.36 | 1 | 365 | 10.7002 | 0.44953 | 11 | 0.14969
32981 | 4.76 | 1 | 365 | 5.4415 | 0.90809 | 6 | 0.34963
32809 | 8.32 | 1 | 365 | 9.5113 | 0.066245 | 9 | 0.5775
33048 | 5.5 | 1 | 365 | 6.2875 | 0.60389 | 6 | 0.89138
32797 | 6.76 | 1 | 365 | 7.7279 | 0.49132 | 8 | 0.21922
33049 | 4.2 | 1 | 365 | 4.8014 | 0.62479 | 5 | 0.42614
33050 | 5.04 | 1 | 365 | 5.7616 | 0.54974 | 6 | 0.31137
32318 | 5.46 | 1 | 365 | 6.2418 | 0.51222 | 6 | 0.75399
32799 | 7.02 | 1 | 365 | 8.0251 | 0.087144 | 8 | 0.11227
33051 | 4.2 | 1 | 365 | 4.8014 | 0.62479 | 5 | 0.42614
32806 | 9.36 | 1 | 365 | 10.7002 | 0.44953 | 11 | 0.14969
33057 | 5.88 | 1 | 365 | 6.7219 | 0.4747 | 7 | 0.1966
33062 | 3.66 | 1 | 365 | 4.184 | 0.38731 | 4 | 0.57135
32808 | 4.16 | 1 | 365 | 4.7556 | 0.53312 | 5 | 0.28875
32823 | 6.5 | 1 | 365 | 7.4307 | 0.8955 | 8 | 0.32617
33087 | 4.8 | 1 | 365 | 5.4873 | 0.99976 | 6 | 0.48702
32826 | 3.9 | 1 | 365 | 4.4584 | 0.9373 | 5 | 0.3957
32829 | 5.46 | 1 | 365 | 6.2418 | 0.51222 | 6 | 0.75399
33094 | 7.5 | 1 | 365 | 8.5739 | 0.18712 | 8 | 0.76097
33122 | 8.55 | 1 | 365 | 9.7742 | 0.59332 | 10 | 0.36751
32831 | 4.68 | 1 | 365 | 5.3501 | 0.72476 | 6 | 0.074845
13123 | 178.35 | 1 | 365 | 203.8862 | 0.70971 | 204 | 0.59587
32834 | 11.44 | 1 | 365 | 13.078 | 0.21609 | 13 | 0.29407
32308 | 9.1 | 1 | 365 | 10.4029 | 0.85371 | 11 | 0.25664
33065 | 3.12 | 1 | 365 | 3.5667 | 0.14984 | 3 | 0.71656
32310 | 3.9 | 1 | 365 | 4.4584 | 0.9373 | 5 | 0.3957
33054 | 4.68 | 1 | 365 | 5.3501 | 0.72476 | 6 | 0.074845
32361 | 3.64 | 1 | 365 | 4.1612 | 0.34148 | 4 | 0.50266
32316 | 6.5 | 1 | 365 | 7.4307 | 0.8955 | 8 | 0.32617
33069 | 13.26 | 1 | 365 | 15.1586 | 0.38683 | 15 | 0.54539
32383 | 9.36 | 1 | 365 | 10.7002 | 0.44953 | 11 | 0.14969
33085 | 7.28 | 1 | 365 | 8.3224 | 0.68296 | 9 | 0.0053149
32320 | 4.68 | 1 | 365 | 5.3501 | 0.72476 | 6 | 0.074845
33091 | 2.86 | 1 | 365 | 3.2695 | 0.55402 | 3 | 0.82352
32441 | 6.67 | 1 | 365 | 7.625 | 0.28508 | 7 | 0.91009
32326 | 4.68 | 1 | 365 | 5.3501 | 0.72476 | 6 | 0.074845
32402 | 11.7 | 1 | 365 | 13.3752 | 0.81191 | 14 | 0.18711
33093 | 14.04 | 1 | 365 | 16.0502 | 0.17429 | 16 | 0.22454
33099 | 3.12 | 1 | 365 | 3.5667 | 0.14984 | 3 | 0.71656
33102 | 6.5 | 1 | 365 | 7.4307 | 0.8955 | 8 | 0.32617
33105 | 9 | 1 | 365 | 10.2886 | 0.62454 | 10 | 0.91316
33107 | 5.565 | 1 | 365 | 6.3618 | 0.75284 | 7 | 0.11464
33108 | 5.98 | 1 | 365 | 6.8362 | 0.70386 | 7 | 0.54008
33111 | 8.48 | 1 | 365 | 9.6942 | 0.4329 | 10 | 0.12707
33110 | 3.9 | 1 | 365 | 4.4584 | 0.9373 | 5 | 0.3957
33113 | 7.35 | 1 | 365 | 8.4024 | 0.84338 | 9 | 0.24575
32430 | 9.75 | 1 | 365 | 11.146 | 0.34326 | 11 | 0.48926
33119 | 8.884 | 1 | 365 | 10.156 | 0.35872 | 10 | 0.51473
32446 | 9.36 | 1 | 365 | 10.7002 | 0.44953 | 11 | 0.14969
32455 | 2.86 | 1 | 365 | 3.2695 | 0.55402 | 3 | 0.82352
33123 | 9.88 | 1 | 365 | 11.2946 | 0.64117 | 11 | 0.93578
33130 | 6.12 | 1 | 365 | 6.9963 | 0.02469 | 7 | 0.020952
32457 | 3.12 | 1 | 365 | 3.5667 | 0.14984 | 3 | 0.71656
33131 | 5.2 | 1 | 365 | 5.9445 | 0.9164 | 6 | 0.86094
33127 | 2.08 | 1 | 365 | 2.3778 | 0.76656 | 3 | 0.14438
32347 | 15.34 | 1 | 365 | 17.5364 | 0.15339 | 17 | 0.68977
33133 | 3.445 | 1 | 365 | 3.9383 | 0.89462 | 4 | 0.83287
33142 | 5.1 | 1 | 365 | 5.8302 | 0.68724 | 6 | 0.51746
33147 | 5.46 | 1 | 365 | 6.2418 | 0.51222 | 6 | 0.75399
33166 | 12.426 | 1 | 365 | 14.2052 | 0.47562 | 14 | 0.68078
33194 | 9 | 1 | 365 | 10.2886 | 0.62454 | 10 | 0.91316
3349 | 1339.2 | 1 | 365 | 1530.9467 | 0.93215 | 1531 | 0.8788
32824 | 4.16 | 1 | 365 | 4.7556 | 0.53312 | 5 | 0.28875
33208 | 5.13 | 1 | 365 | 5.8645 | 0.75599 | 6 | 0.6205
32369 | 9.1 | 1 | 365 | 10.4029 | 0.85371 | 11 | 0.25664
32845 | 3.64 | 1 | 365 | 4.1612 | 0.34148 | 4 | 0.50266
32376 | 8.84 | 1 | 365 | 10.1057 | 0.25789 | 10 | 0.3636
32396 | 7.8 | 1 | 365 | 8.9168 | 0.8746 | 9 | 0.79141
32371 | 3.64 | 1 | 365 | 4.1612 | 0.34148 | 4 | 0.50266
1562 | 1328.04 | 1 | 365 | 1518.1888 | 0.35771 | 1518 | 0.54648
33217 | 11.44 | 1 | 365 | 13.078 | 0.21609 | 13 | 0.29407
32406 | 3.64 | 1 | 365 | 4.1612 | 0.34148 | 4 | 0.50266
32850 | 5.61 | 1 | 365 | 6.4132 | 0.85597 | 7 | 0.26921
32846 | 4.77 | 1 | 365 | 5.453 | 0.93101 | 6 | 0.38398
32855 | 4.75 | 1 | 365 | 5.4301 | 0.88518 | 6 | 0.31528
32098 | 10.4 | 1 | 365 | 11.8891 | 0.83281 | 12 | 0.72188
32861 | 7.8 | 1 | 365 | 8.9168 | 0.8746 | 9 | 0.79141
32172 | 10.53 | 1 | 365 | 12.0377 | 0.13072 | 12 | 0.1684
32859 | 10.66 | 1 | 365 | 12.1863 | 0.42863 | 12 | 0.61493
32860 | 5.98 | 1 | 365 | 6.8362 | 0.70386 | 7 | 0.54008
33150 | 8.06 | 1 | 365 | 9.214 | 0.47042 | 9 | 0.68446
32867 | 6.5 | 1 | 365 | 7.4307 | 0.8955 | 8 | 0.32617
32872 | 5.98 | 1 | 365 | 6.8362 | 0.70386 | 7 | 0.54008
33153 | 5.46 | 1 | 365 | 6.2418 | 0.51222 | 6 | 0.75399
32878 | 7.28 | 1 | 365 | 8.3224 | 0.68296 | 9 | 0.0053149
33154 | 7.54 | 1 | 365 | 8.6196 | 0.27878 | 8 | 0.89836
33156 | 4.68 | 1 | 365 | 5.3501 | 0.72476 | 6 | 0.074845
33162 | 4.94 | 1 | 365 | 5.6473 | 0.32058 | 5 | 0.96789
33168 | 11.7 | 1 | 365 | 13.3752 | 0.81191 | 14 | 0.18711
33171 | 8.84 | 1 | 365 | 10.1057 | 0.25789 | 10 | 0.3636
33175 | 3.9 | 1 | 365 | 4.4584 | 0.9373 | 5 | 0.3957
33178 | 10.07 | 1 | 365 | 11.5118 | 0.076573 | 11 | 0.5884
33181 | 3.64 | 1 | 365 | 4.1612 | 0.34148 | 4 | 0.50266
32459 | 7.02 | 1 | 365 | 8.0251 | 0.087144 | 8 | 0.11227
32484 | 5.2 | 1 | 365 | 5.9445 | 0.9164 | 6 | 0.86094
32488 | 7.02 | 1 | 365 | 8.0251 | 0.087144 | 8 | 0.11227
33212 | 9.945 | 1 | 365 | 11.3689 | 0.79012 | 12 | 0.15905
32480 | 2.86 | 1 | 365 | 3.2695 | 0.55402 | 3 | 0.82352
32407 | 13.77 | 1 | 365 | 15.7416 | 0.55555 | 16 | 0.29714
33218 | 11.7 | 1 | 365 | 13.3752 | 0.81191 | 14 | 0.18711
32524 | 7.02 | 1 | 365 | 8.0251 | 0.087144 | 8 | 0.11227
32533 | 8.32 | 1 | 365 | 9.5113 | 0.066245 | 9 | 0.5775
33223 | 8.58 | 1 | 365 | 9.8085 | 0.66207 | 10 | 0.47055
33222 | 3.18 | 1 | 365 | 3.6353 | 0.28734 | 3 | 0.92265
32543 | 3.64 | 1 | 365 | 4.1612 | 0.34148 | 4 | 0.50266
32575 | 10.4 | 1 | 365 | 11.8891 | 0.83281 | 12 | 0.72188
33233 | 3.64 | 1 | 365 | 4.1612 | 0.34148 | 4 | 0.50266
33240 | 8.84 | 1 | 365 | 10.1057 | 0.25789 | 10 | 0.3636
32580 | 3.12 | 1 | 365 | 3.5667 | 0.14984 | 3 | 0.71656
33235 | 9.88 | 1 | 365 | 11.2946 | 0.64117 | 11 | 0.93578
33234 | 4.42 | 1 | 365 | 5.0529 | 0.12894 | 5 | 0.1818
33226 | 2.34 | 1 | 365 | 2.675 | 0.36238 | 3 | 0.037423
33245 | 3.9 | 1 | 365 | 4.4584 | 0.9373 | 5 | 0.3957
33272 | 10.66 | 1 | 365 | 12.1863 | 0.42863 | 12 | 0.61493
33250 | 7.8 | 1 | 365 | 8.9168 | 0.8746 | 9 | 0.79141
33293 | 11.18 | 1 | 365 | 12.7808 | 0.62027 | 13 | 0.40102
33294 | 3.12 | 1 | 365 | 3.5667 | 0.14984 | 3 | 0.71656
33254 | 5.2 | 1 | 365 | 5.9445 | 0.9164 | 6 | 0.86094
33297 | 7.8 | 1 | 365 | 8.9168 | 0.8746 | 9 | 0.79141
33302 | 7.02 | 1 | 365 | 8.0251 | 0.087144 | 8 | 0.11227
33298 | 5.98 | 1 | 365 | 6.8362 | 0.70386 | 7 | 0.54008
33308 | 4.68 | 1 | 365 | 5.3501 | 0.72476 | 6 | 0.074845
33280 | 4.94 | 1 | 365 | 5.6473 | 0.32058 | 5 | 0.96789
32534 | 9.88 | 1 | 365 | 11.2946 | 0.64117 | 11 | 0.93578
33312 | 4.94 | 1 | 365 | 5.6473 | 0.32058 | 5 | 0.96789
32544 | 13 | 1 | 365 | 14.8613 | 0.79101 | 15 | 0.65235
33259 | 8.58 | 1 | 365 | 9.8085 | 0.66207 | 10 | 0.47055
33314 | 8.58 | 1 | 365 | 9.8085 | 0.66207 | 10 | 0.47055
33251 | 6.5 | 1 | 365 | 7.4307 | 0.8955 | 8 | 0.32617
33316 | 6.36 | 1 | 365 | 7.2706 | 0.57468 | 7 | 0.8453
33246 | 3.12 | 1 | 365 | 3.5667 | 0.14984 | 3 | 0.71656
33318 | 7.54 | 1 | 365 | 8.6196 | 0.27878 | 8 | 0.89836
33264 | 3.12 | 1 | 365 | 3.5667 | 0.14984 | 3 | 0.71656
32574 | 2.6 | 1 | 365 | 2.9723 | 0.9582 | 3 | 0.93047
33263 | 3.9 | 1 | 365 | 4.4584 | 0.9373 | 5 | 0.3957
33313 | 6.76 | 1 | 365 | 7.7279 | 0.49132 | 8 | 0.21922
32569 | 6.24 | 1 | 365 | 7.1334 | 0.29968 | 7 | 0.43313
33221 | 6.5 | 1 | 365 | 7.4307 | 0.8955 | 8 | 0.32617
33320 | 5.46 | 1 | 365 | 6.2418 | 0.51222 | 6 | 0.75399
32578 | 8.32 | 1 | 365 | 9.5113 | 0.066245 | 9 | 0.5775
33257 | 10.92 | 1 | 365 | 12.4835 | 0.024447 | 12 | 0.50797
32884 | 8.06 | 1 | 365 | 9.214 | 0.47042 | 9 | 0.68446
32888 | 4.335 | 1 | 365 | 4.9557 | 0.93416 | 5 | 0.88984
32889 | 7.28 | 1 | 365 | 8.3224 | 0.68296 | 9 | 0.0053149
32893 | 4.42 | 1 | 365 | 5.0529 | 0.12894 | 5 | 0.1818
32896 | 4.94 | 1 | 365 | 5.6473 | 0.32058 | 5 | 0.96789
33321 | 8.745 | 1 | 365 | 9.9971 | 0.040182 | 10 | 0.037291
32404 | 13.52 | 1 | 365 | 15.4558 | 0.98265 | 16 | 0.43844
33325 | 7.28 | 1 | 365 | 8.3224 | 0.68296 | 9 | 0.0053149
33323 | 8.32 | 1 | 365 | 9.5113 | 0.066245 | 9 | 0.5775
32414 | 9.88 | 1 | 365 | 11.2946 | 0.64117 | 11 | 0.93578
33327 | 10.66 | 1 | 365 | 12.1863 | 0.42863 | 12 | 0.61493
33332 | 13.26 | 1 | 365 | 15.1586 | 0.38683 | 15 | 0.54539
33336 | 8.06 | 1 | 365 | 9.214 | 0.47042 | 9 | 0.68446
33455 | 7.54 | 1 | 365 | 8.6196 | 0.27878 | 8 | 0.89836
33338 | 4.77 | 1 | 365 | 5.453 | 0.93101 | 6 | 0.38398
33333 | 6.76 | 1 | 365 | 7.7279 | 0.49132 | 8 | 0.21922
33456 | 6.12 | 1 | 365 | 6.9963 | 0.02469 | 7 | 0.020952
32593 | 7.8 | 1 | 365 | 8.9168 | 0.8746 | 9 | 0.79141
33466 | 8.06 | 1 | 365 | 9.214 | 0.47042 | 9 | 0.68446
32646 | 4.94 | 1 | 365 | 5.6473 | 0.32058 | 5 | 0.96789
33471 | 2.08 | 1 | 365 | 2.3778 | 0.76656 | 3 | 0.14438
32653 | 2.86 | 1 | 365 | 3.2695 | 0.55402 | 3 | 0.82352
33470 | 9.62 | 1 | 365 | 10.9974 | 0.045346 | 11 | 0.042738
32606 | 8.58 | 1 | 365 | 9.8085 | 0.66207 | 10 | 0.47055
33399 | 10.335 | 1 | 365 | 11.8148 | 0.68385 | 12 | 0.49862
33475 | 6.24 | 1 | 365 | 7.1334 | 0.29968 | 7 | 0.43313
32660 | 5.46 | 1 | 365 | 6.2418 | 0.51222 | 6 | 0.75399
33385 | 4.24 | 1 | 365 | 4.8471 | 0.71645 | 5 | 0.56354
33343 | 7.8 | 1 | 365 | 8.9168 | 0.8746 | 9 | 0.79141
31098 | 8.58 | 1 | 365 | 9.8085 | 0.66207 | 10 | 0.47055
31100 | 11.96 | 1 | 365 | 13.6724 | 0.40773 | 14 | 0.08016
31107 | 7.8 | 1 | 365 | 8.9168 | 0.8746 | 9 | 0.79141
31108 | 2.08 | 1 | 365 | 2.3778 | 0.76656 | 3 | 0.14438
33417 | 6.095 | 1 | 365 | 6.9677 | 0.9674 | 7 | 0.93508
33478 | 3.9 | 1 | 365 | 4.4584 | 0.9373 | 5 | 0.3957
31111 | 7.8 | 1 | 365 | 8.9168 | 0.8746 | 9 | 0.79141
33480 | 9.88 | 1 | 365 | 11.2946 | 0.64117 | 11 | 0.93578
31120 | 8.06 | 1 | 365 | 9.214 | 0.47042 | 9 | 0.68446
33341 | 7.54 | 1 | 365 | 8.6196 | 0.27878 | 8 | 0.89836
31131 | 7.8 | 1 | 365 | 8.9168 | 0.8746 | 9 | 0.79141
33481 | 9.1 | 1 | 365 | 10.4029 | 0.85371 | 11 | 0.25664
33482 | 2.6 | 1 | 365 | 2.9723 | 0.9582 | 3 | 0.93047
33483 | 2.34 | 1 | 365 | 2.675 | 0.36238 | 3 | 0.037423
33465 | 9.36 | 1 | 365 | 10.7002 | 0.44953 | 11 | 0.14969
33436 | 7.02 | 1 | 365 | 8.0251 | 0.087144 | 8 | 0.11227
31503 | 9.36 | 1 | 365 | 10.7002 | 0.44953 | 11 | 0.14969
33337 | 7.28 | 1 | 365 | 8.3224 | 0.68296 | 9 | 0.0053149
33488 | 6.72 | 1 | 365 | 7.6822 | 0.39966 | 8 | 0.081829
33495 | 8.68 | 1 | 365 | 9.9228 | 0.89123 | 10 | 0.81403
33344 | 5.98 | 1 | 365 | 6.8362 | 0.70386 | 7 | 0.54008
33492 | 6.44 | 1 | 365 | 7.3621 | 0.75801 | 8 | 0.12009
29460 | 7.8 | 1 | 365 | 8.9168 | 0.8746 | 9 | 0.79141
33503 | 7.84 | 1 | 365 | 8.9625 | 0.96627 | 9 | 0.9288
33366 | 8.84 | 1 | 365 | 10.1057 | 0.25789 | 10 | 0.3636
30181 | 8.745 | 1 | 365 | 9.9971 | 0.040182 | 10 | 0.037291
33374 | 8.525 | 1 | 365 | 9.7456 | 0.53603 | 10 | 0.28164
33506 | 5.72 | 1 | 365 | 6.539 | 0.10804 | 6 | 0.64703
30656 | 8.06 | 1 | 365 | 9.214 | 0.47042 | 9 | 0.68446
33513 | 5.2 | 1 | 365 | 5.9445 | 0.9164 | 6 | 0.86094
33382 | 5.61 | 1 | 365 | 6.4132 | 0.85597 | 7 | 0.26921
33514 | 7.02 | 1 | 365 | 8.0251 | 0.087144 | 8 | 0.11227
30650 | 5.72 | 1 | 365 | 6.539 | 0.10804 | 6 | 0.64703
33387 | 11.76 | 1 | 365 | 13.4438 | 0.9494 | 14 | 0.3932
28741 | 10.4 | 1 | 365 | 11.8891 | 0.83281 | 12 | 0.72188
33351 | 9.6 | 1 | 365 | 10.9745 | 0.99951 | 11 | 0.97404
32502 | 5.98 | 1 | 365 | 6.8362 | 0.70386 | 7 | 0.54008
33516 | 8.58 | 1 | 365 | 9.8085 | 0.66207 | 10 | 0.47055
32199 | 13 | 1 | 365 | 14.8613 | 0.79101 | 15 | 0.65235
33518 | 9.36 | 1 | 365 | 10.7002 | 0.44953 | 11 | 0.14969
32706 | 6.76 | 1 | 365 | 7.7279 | 0.49132 | 8 | 0.21922
33521 | 6.24 | 1 | 365 | 7.1334 | 0.29968 | 7 | 0.43313
32880 | 5.46 | 1 | 365 | 6.2418 | 0.51222 | 6 | 0.75399
32708 | 9.36 | 1 | 365 | 10.7002 | 0.44953 | 11 | 0.14969
33524 | 8.68 | 1 | 365 | 9.9228 | 0.89123 | 10 | 0.81403
33525 | 9.62 | 1 | 365 | 10.9974 | 0.045346 | 11 | 0.042738
33509 | 15.045 | 1 | 365 | 17.1991 | 0.47736 | 17 | 0.67651
32710 | 4.94 | 1 | 365 | 5.6473 | 0.32058 | 5 | 0.96789
33141 | 6.24 | 1 | 365 | 7.1334 | 0.29968 | 7 | 0.43313
33526 | 7.02 | 1 | 365 | 8.0251 | 0.087144 | 8 | 0.11227
32838 | 2.86 | 1 | 365 | 3.2695 | 0.55402 | 3 | 0.82352
33265 | 9.36 | 1 | 365 | 10.7002 | 0.44953 | 11 | 0.14969
32776 | 4.94 | 1 | 365 | 5.6473 | 0.32058 | 5 | 0.96789
30828 | 5.2 | 1 | 365 | 5.9445 | 0.9164 | 6 | 0.86094
32749 | 7.54 | 1 | 365 | 8.6196 | 0.27878 | 8 | 0.89836
33522 | 10.66 | 1 | 365 | 12.1863 | 0.42863 | 12 | 0.61493
33530 | 6.72 | 1 | 365 | 7.6822 | 0.39966 | 8 | 0.081829
33339 | 9.1 | 1 | 365 | 10.4029 | 0.85371 | 11 | 0.25664
33350 | 13 | 1 | 365 | 14.8613 | 0.79101 | 15 | 0.65235
33347 | 2.6 | 1 | 365 | 2.9723 | 0.9582 | 3 | 0.93047
33334 | 3.12 | 1 | 365 | 3.5667 | 0.14984 | 3 | 0.71656
33342 | 11.18 | 1 | 365 | 12.7808 | 0.62027 | 13 | 0.40102
33357 | 4.42 | 1 | 365 | 5.0529 | 0.12894 | 5 | 0.1818
33352 | 10.71 | 1 | 365 | 12.2435 | 0.54321 | 12 | 0.78667
33354 | 9.36 | 1 | 365 | 10.7002 | 0.44953 | 11 | 0.14969
33362 | 4.42 | 1 | 365 | 5.0529 | 0.12894 | 5 | 0.1818
33358 | 7.02 | 1 | 365 | 8.0251 | 0.087144 | 8 | 0.11227
33431 | 8.58 | 1 | 365 | 9.8085 | 0.66207 | 10 | 0.47055
33461 | 13.52 | 1 | 365 | 15.4558 | 0.98265 | 16 | 0.43844
33353 | 5.98 | 1 | 365 | 6.8362 | 0.70386 | 7 | 0.54008
33372 | 3.64 | 1 | 365 | 4.1612 | 0.34148 | 4 | 0.50266
33371 | 9.1 | 1 | 365 | 10.4029 | 0.85371 | 11 | 0.25664
33349 | 3.12 | 1 | 365 | 3.5667 | 0.14984 | 3 | 0.71656
33378 | 15.105 | 1 | 365 | 17.2677 | 0.61486 | 17 | 0.88259
33379 | 8.84 | 1 | 365 | 10.1057 | 0.25789 | 10 | 0.3636
33386 | 7.155 | 1 | 365 | 8.1795 | 0.39651 | 8 | 0.57597
33381 | 7.685 | 1 | 365 | 8.7853 | 0.61107 | 9 | 0.39641
33368 | 4.42 | 1 | 365 | 5.0529 | 0.12894 | 5 | 0.1818
33529 | 4.16 | 1 | 365 | 4.7556 | 0.53312 | 5 | 0.28875
33535 | 6.44 | 1 | 365 | 7.3621 | 0.75801 | 8 | 0.12009
32780 | 6.76 | 1 | 365 | 7.7279 | 0.49132 | 8 | 0.21922
33540 | 7 | 1 | 365 | 8.0023 | 0.041312 | 8 | 0.043572
32803 | 6.24 | 1 | 365 | 7.1334 | 0.29968 | 7 | 0.43313
33542 | 11.2 | 1 | 365 | 12.8036 | 0.6661 | 13 | 0.46972
33388 | 7.54 | 1 | 365 | 8.6196 | 0.27878 | 8 | 0.89836
33392 | 8.06 | 1 | 365 | 9.214 | 0.47042 | 9 | 0.68446
33389 | 10.66 | 1 | 365 | 12.1863 | 0.42863 | 12 | 0.61493
33406 | 7.02 | 1 | 365 | 8.0251 | 0.087144 | 8 | 0.11227
33405 | 4.68 | 1 | 365 | 5.3501 | 0.72476 | 6 | 0.074845
33397 | 9.36 | 1 | 365 | 10.7002 | 0.44953 | 11 | 0.14969
33408 | 2.805 | 1 | 365 | 3.2066 | 0.42798 | 3 | 0.6346
33414 | 5.72 | 1 | 365 | 6.539 | 0.10804 | 6 | 0.64703
33415 | 4.16 | 1 | 365 | 4.7556 | 0.53312 | 5 | 0.28875
33412 | 12.74 | 1 | 365 | 14.5641 | 0.19519 | 14 | 0.7593
33419 | 2.08 | 1 | 365 | 2.3778 | 0.76656 | 3 | 0.14438
33422 | 7.8 | 1 | 365 | 8.9168 | 0.8746 | 9 | 0.79141
33428 | 4.42 | 1 | 365 | 5.0529 | 0.12894 | 5 | 0.1818
33427 | 10.4 | 1 | 365 | 11.8891 | 0.83281 | 12 | 0.72188
33429 | 3.38 | 1 | 365 | 3.8639 | 0.74566 | 4 | 0.60961
33463 | 7.54 | 1 | 365 | 8.6196 | 0.27878 | 8 | 0.89836
33433 | 3.9 | 1 | 365 | 4.4584 | 0.9373 | 5 | 0.3957
33537 | 5.46 | 1 | 365 | 6.2418 | 0.51222 | 6 | 0.75399
33237 | 4.68 | 1 | 365 | 5.3501 | 0.72476 | 6 | 0.074845
33536 | 12.72 | 1 | 365 | 14.5412 | 0.14936 | 14 | 0.69061
33426 | 6.24 | 1 | 365 | 7.1334 | 0.29968 | 7 | 0.43313
33544 | 6.24 | 1 | 365 | 7.1334 | 0.29968 | 7 | 0.43313
33587 | 6.24 | 1 | 365 | 7.1334 | 0.29968 | 7 | 0.43313
33553 | 9.8 | 1 | 365 | 11.2032 | 0.45784 | 11 | 0.661
33588 | 4.88 | 1 | 365 | 5.5787 | 0.18309 | 5 | 0.7618
33594 | 7.41 | 1 | 365 | 8.471 | 0.98087 | 9 | 0.45184
33601 | 12.6 | 1 | 365 | 14.4041 | 0.87436 | 15 | 0.27843
33613 | 8.936 | 1 | 365 | 10.2155 | 0.47788 | 10 | 0.69334
33645 | 3.98 | 1 | 365 | 4.5499 | 0.12063 | 4 | 0.67049
33209 | 10.4 | 1 | 365 | 11.8891 | 0.83281 | 12 | 0.72188
33211 | 8.06 | 1 | 365 | 9.214 | 0.47042 | 9 | 0.68446
33666 | 10.725 | 1 | 365 | 12.2606 | 0.57758 | 12 | 0.83819
33550 | 6.24 | 1 | 365 | 7.1334 | 0.29968 | 7 | 0.43313
33683 | 4.845 | 1 | 365 | 5.5387 | 0.10288 | 5 | 0.64159
33555 | 11.66 | 1 | 365 | 13.3295 | 0.72024 | 14 | 0.049721
33560 | 6.5 | 1 | 365 | 7.4307 | 0.8955 | 8 | 0.32617
33699 | 4.95 | 1 | 365 | 5.6587 | 0.3435 | 6 | 0.0022402
33561 | 5.035 | 1 | 365 | 5.7559 | 0.53829 | 6 | 0.2942
33707 | 3.64 | 1 | 365 | 4.1612 | 0.34148 | 4 | 0.50266
33566 | 8.96 | 1 | 365 | 10.2429 | 0.53288 | 10 | 0.77577
33702 | 8.32 | 1 | 365 | 9.5113 | 0.066245 | 9 | 0.5775
33710 | 11.73 | 1 | 365 | 13.4095 | 0.88066 | 14 | 0.29016
33559 | 7.65 | 1 | 365 | 8.7453 | 0.53086 | 9 | 0.27619
32616 | 5.2 | 1 | 365 | 5.9445 | 0.9164 | 6 | 0.86094
33053 | 7.54 | 1 | 365 | 8.6196 | 0.27878 | 8 | 0.89836
33239 | 5.2 | 1 | 365 | 5.9445 | 0.9164 | 6 | 0.86094
33279 | 6.885 | 1 | 365 | 7.8708 | 0.77778 | 8 | 0.64857
33055 | 5.46 | 1 | 365 | 6.2418 | 0.51222 | 6 | 0.75399
33562 | 7.41 | 1 | 365 | 8.471 | 0.98087 | 9 | 0.45184
33266 | 6.76 | 1 | 365 | 7.7279 | 0.49132 | 8 | 0.21922
33688 | 8.91 | 1 | 365 | 10.1857 | 0.4183 | 10 | 0.60403
33569 | 5.04 | 1 | 365 | 5.7616 | 0.54974 | 6 | 0.31137
33571 | 9.62 | 1 | 365 | 10.9974 | 0.045346 | 11 | 0.042738
33271 | 5.2 | 1 | 365 | 5.9445 | 0.9164 | 6 | 0.86094
33568 | 7.65 | 1 | 365 | 8.7453 | 0.53086 | 9 | 0.27619
33300 | 6.24 | 1 | 365 | 7.1334 | 0.29968 | 7 | 0.43313
33576 | 8.415 | 1 | 365 | 9.6199 | 0.28395 | 9 | 0.90381
33585 | 11.44 | 1 | 365 | 13.078 | 0.21609 | 13 | 0.29407
33573 | 3.64 | 1 | 365 | 4.1612 | 0.34148 | 4 | 0.50266
33589 | 4.16 | 1 | 365 | 4.7556 | 0.53312 | 5 | 0.28875
33580 | 4.16 | 1 | 365 | 4.7556 | 0.53312 | 5 | 0.28875
33592 | 5.565 | 1 | 365 | 6.3618 | 0.75284 | 7 | 0.11464
33581 | 3.12 | 1 | 365 | 3.5667 | 0.14984 | 3 | 0.71656
33595 | 5.72 | 1 | 365 | 6.539 | 0.10804 | 6 | 0.64703
33596 | 8.32 | 1 | 365 | 9.5113 | 0.066245 | 9 | 0.5775
33052 | 5.46 | 1 | 365 | 6.2418 | 0.51222 | 6 | 0.75399
33598 | 5.98 | 1 | 365 | 6.8362 | 0.70386 | 7 | 0.54008
33591 | 7.54 | 1 | 365 | 8.6196 | 0.27878 | 8 | 0.89836
33577 | 5.83 | 1 | 365 | 6.6647 | 0.36012 | 7 | 0.024861
33600 | 4.77 | 1 | 365 | 5.453 | 0.93101 | 6 | 0.38398
33572 | 9.88 | 1 | 365 | 11.2946 | 0.64117 | 11 | 0.93578
33606 | 8.925 | 1 | 365 | 10.2029 | 0.45267 | 10 | 0.65555
33583 | 12.74 | 1 | 365 | 14.5641 | 0.19519 | 14 | 0.7593
33604 | 10.4 | 1 | 365 | 11.8891 | 0.83281 | 12 | 0.72188
33582 | 15 | 1 | 365 | 17.1477 | 0.37424 | 17 | 0.52194
33612 | 5.2 | 1 | 365 | 5.9445 | 0.9164 | 6 | 0.86094
33256 | 3.64 | 1 | 365 | 4.1612 | 0.34148 | 4 | 0.50266
33614 | 9.1 | 1 | 365 | 10.4029 | 0.85371 | 11 | 0.25664
33615 | 5.72 | 1 | 365 | 6.539 | 0.10804 | 6 | 0.64703
33608 | 6.24 | 1 | 365 | 7.1334 | 0.29968 | 7 | 0.43313
33620 | 8.48 | 1 | 365 | 9.6942 | 0.4329 | 10 | 0.12707
33303 | 7.8 | 1 | 365 | 8.9168 | 0.8746 | 9 | 0.79141
33621 | 4.24 | 1 | 365 | 4.8471 | 0.71645 | 5 | 0.56354
33724 | 4.16 | 1 | 365 | 4.7556 | 0.53312 | 5 | 0.28875
33622 | 9.36 | 1 | 365 | 10.7002 | 0.44953 | 11 | 0.14969
33627 | 5.72 | 1 | 365 | 6.539 | 0.10804 | 6 | 0.64703
33726 | 4.94 | 1 | 365 | 5.6473 | 0.32058 | 5 | 0.96789
33617 | 3.18 | 1 | 365 | 3.6353 | 0.28734 | 3 | 0.92265
33723 | 10.53 | 1 | 365 | 12.0377 | 0.13072 | 12 | 0.1684
33624 | 11.44 | 1 | 365 | 13.078 | 0.21609 | 13 | 0.29407
33728 | 4.16 | 1 | 365 | 4.7556 | 0.53312 | 5 | 0.28875
33628 | 2.6 | 1 | 365 | 2.9723 | 0.9582 | 3 | 0.93047
33625 | 8.32 | 1 | 365 | 9.5113 | 0.066245 | 9 | 0.5775
33626 | 10.07 | 1 | 365 | 11.5118 | 0.076573 | 11 | 0.5884
33632 | 13.26 | 1 | 365 | 15.1586 | 0.38683 | 15 | 0.54539
33730 | 7.95 | 1 | 365 | 9.0883 | 0.21835 | 9 | 0.30663
33634 | 10.66 | 1 | 365 | 12.1863 | 0.42863 | 12 | 0.61493
33732 | 4.24 | 1 | 365 | 4.8471 | 0.71645 | 5 | 0.56354
33642 | 11.22 | 1 | 365 | 12.8265 | 0.71193 | 13 | 0.53841
33633 | 9.62 | 1 | 365 | 10.9974 | 0.045346 | 11 | 0.042738
33735 | 9.62 | 1 | 365 | 10.9974 | 0.045346 | 11 | 0.042738
33636 | 2.34 | 1 | 365 | 2.675 | 0.36238 | 3 | 0.037423
33736 | 5.2 | 1 | 365 | 5.9445 | 0.9164 | 6 | 0.86094
33739 | 4.42 | 1 | 365 | 5.0529 | 0.12894 | 5 | 0.1818
33296 | 8.32 | 1 | 365 | 9.5113 | 0.066245 | 9 | 0.5775
33346 | 6.76 | 1 | 365 | 7.7279 | 0.49132 | 8 | 0.21922
33307 | 5.46 | 1 | 365 | 6.2418 | 0.51222 | 6 | 0.75399
33761 | 3.12 | 1 | 365 | 3.5667 | 0.14984 | 3 | 0.71656
33765 | 6.5 | 1 | 365 | 7.4307 | 0.8955 | 8 | 0.32617
33315 | 5.72 | 1 | 365 | 6.539 | 0.10804 | 6 | 0.64703
33647 | 11.96 | 1 | 365 | 13.6724 | 0.40773 | 14 | 0.08016
33767 | 9.36 | 1 | 365 | 10.7002 | 0.44953 | 11 | 0.14969
33772 | 7.54 | 1 | 365 | 8.6196 | 0.27878 | 8 | 0.89836
32714 | 6.5 | 1 | 365 | 7.4307 | 0.8955 | 8 | 0.32617
30365 | 11.44 | 1 | 365 | 13.078 | 0.21609 | 13 | 0.29407
33648 | 7.02 | 1 | 365 | 8.0251 | 0.087144 | 8 | 0.11227
33651 | 9.945 | 1 | 365 | 11.3689 | 0.79012 | 12 | 0.15905
33654 | 8.06 | 1 | 365 | 9.214 | 0.47042 | 9 | 0.68446
33657 | 8.58 | 1 | 365 | 9.8085 | 0.66207 | 10 | 0.47055
33659 | 9.435 | 1 | 365 | 10.7859 | 0.6214 | 11 | 0.4073
33660 | 11.925 | 1 | 365 | 13.6324 | 0.32752 | 13 | 0.95994
33665 | 3.64 | 1 | 365 | 4.1612 | 0.34148 | 4 | 0.50266
33661 | 6.24 | 1 | 365 | 7.1334 | 0.29968 | 7 | 0.43313
33668 | 12.74 | 1 | 365 | 14.5641 | 0.19519 | 14 | 0.7593
33672 | 3.315 | 1 | 365 | 3.7896 | 0.59671 | 4 | 0.38635
33674 | 9.88 | 1 | 365 | 11.2946 | 0.64117 | 11 | 0.93578
33685 | 5.46 | 1 | 365 | 6.2418 | 0.51222 | 6 | 0.75399
33684 | 8.32 | 1 | 365 | 9.5113 | 0.066245 | 9 | 0.5775
33694 | 7.56 | 1 | 365 | 8.6424 | 0.32462 | 8 | 0.96706
33686 | 9.1 | 1 | 365 | 10.4029 | 0.85371 | 11 | 0.25664
33687 | 9.1 | 1 | 365 | 10.4029 | 0.85371 | 11 | 0.25664
33691 | 2.915 | 1 | 365 | 3.3324 | 0.68006 | 4 | 0.01243
33698 | 4.16 | 1 | 365 | 4.7556 | 0.53312 | 5 | 0.28875
33709 | 7.54 | 1 | 365 | 8.6196 | 0.27878 | 8 | 0.89836
33705 | 8.745 | 1 | 365 | 9.9971 | 0.040182 | 10 | 0.037291
33704 | 8.58 | 1 | 365 | 9.8085 | 0.66207 | 10 | 0.47055
33703 | 6.89 | 1 | 365 | 7.8765 | 0.78923 | 8 | 0.66574
33706 | 8.32 | 1 | 365 | 9.5113 | 0.066245 | 9 | 0.5775
33708 | 8.215 | 1 | 365 | 9.3912 | 0.82563 | 10 | 0.21685
33711 | 11.44 | 1 | 365 | 13.078 | 0.21609 | 13 | 0.29407
33713 | 4.505 | 1 | 365 | 5.15 | 0.32373 | 5 | 0.47376
33714 | 10.4 | 1 | 365 | 11.8891 | 0.83281 | 12 | 0.72188
33701 | 8.84 | 1 | 365 | 10.1057 | 0.25789 | 10 | 0.3636
33712 | 12.48 | 1 | 365 | 14.2669 | 0.59937 | 14 | 0.86625
33715 | 9.88 | 1 | 365 | 11.2946 | 0.64117 | 11 | 0.93578
33716 | 11.7 | 1 | 365 | 13.3752 | 0.81191 | 14 | 0.18711
33719 | 10.66 | 1 | 365 | 12.1863 | 0.42863 | 12 | 0.61493
33717 | 7.54 | 1 | 365 | 8.6196 | 0.27878 | 8 | 0.89836
33722 | 10.92 | 1 | 365 | 12.4835 | 0.024447 | 12 | 0.50797
34091 | 3.02 | 1 | 365 | 3.4524 | 0.92068 | 4 | 0.37308
34106 | 8.07 | 1 | 365 | 9.2255 | 0.49334 | 9 | 0.7188
34113 | 5.98 | 1 | 365 | 6.8362 | 0.70386 | 7 | 0.54008
34133 | 3.3 | 1 | 365 | 3.7725 | 0.56233 | 4 | 0.33483
34139 | 9.62 | 1 | 365 | 10.9974 | 0.045346 | 11 | 0.042738
34146 | 4.125 | 1 | 365 | 4.7156 | 0.45292 | 5 | 0.16853
34153 | 7.8 | 1 | 365 | 8.9168 | 0.8746 | 9 | 0.79141
34163 | 6.6 | 1 | 365 | 7.545 | 0.12467 | 7 | 0.66965
34169 | 8.8 | 1 | 365 | 10.06 | 0.16622 | 10 | 0.2262
31711 | 117.72 | 0.9 | 365 | 121.1176 | 0.79213 | 121 | 0.90977
34173 | 7 | 1 | 365 | 8.0023 | 0.041312 | 8 | 0.043572
34189 | 5.88 | 1 | 365 | 6.7219 | 0.4747 | 7 | 0.1966
34192 | 7.84 | 1 | 365 | 8.9625 | 0.96627 | 9 | 0.9288
34200 | 6.72 | 1 | 365 | 7.6822 | 0.39966 | 8 | 0.081829
34202 | 6.72 | 1 | 365 | 7.6822 | 0.39966 | 8 | 0.081829
34205 | 10.64 | 1 | 365 | 12.1634 | 0.38279 | 12 | 0.54623
34170 | 9.9 | 1 | 365 | 11.3175 | 0.687 | 12 | 0.0044804
34282 | 12.48 | 1 | 365 | 14.2669 | 0.59937 | 14 | 0.86625
34084 | 6.24 | 1 | 365 | 7.1334 | 0.29968 | 7 | 0.43313
34093 | 5.565 | 1 | 365 | 6.3618 | 0.75284 | 7 | 0.11464
34092 | 2.6 | 1 | 365 | 2.9723 | 0.9582 | 3 | 0.93047
33962 | 9.45 | 1 | 365 | 10.8031 | 0.65577 | 11 | 0.45882
34094 | 9.36 | 1 | 365 | 10.7002 | 0.44953 | 11 | 0.14969
34098 | 11.7 | 1 | 365 | 13.3752 | 0.81191 | 14 | 0.18711
34097 | 4.68 | 1 | 365 | 5.3501 | 0.72476 | 6 | 0.074845
31125 | 7.02 | 1 | 365 | 8.0251 | 0.087144 | 8 | 0.11227
34107 | 4.16 | 1 | 365 | 4.7556 | 0.53312 | 5 | 0.28875
34124 | 5.2 | 1 | 365 | 5.9445 | 0.9164 | 6 | 0.86094
34127 | 9.1 | 1 | 365 | 10.4029 | 0.85371 | 11 | 0.25664
34120 | 4.42 | 1 | 365 | 5.0529 | 0.12894 | 5 | 0.1818
34126 | 5.46 | 1 | 365 | 6.2418 | 0.51222 | 6 | 0.75399
34138 | 4.94 | 1 | 365 | 5.6473 | 0.32058 | 5 | 0.96789
34137 | 8.06 | 1 | 365 | 9.214 | 0.47042 | 9 | 0.68446
34131 | 6 | 1 | 365 | 6.8591 | 0.7497 | 7 | 0.60878
34134 | 7.8 | 1 | 365 | 8.9168 | 0.8746 | 9 | 0.79141
34143 | 5.45 | 1 | 365 | 6.2303 | 0.48931 | 6 | 0.71964
34150 | 4.05 | 1 | 365 | 4.6299 | 0.28104 | 4 | 0.91092
34152 | 7.54 | 1 | 365 | 8.6196 | 0.27878 | 8 | 0.89836
34151 | 5.98 | 1 | 365 | 6.8362 | 0.70386 | 7 | 0.54008
34159 | 11.7 | 1 | 365 | 13.3752 | 0.81191 | 14 | 0.18711
34161 | 6.24 | 1 | 365 | 7.1334 | 0.29968 | 7 | 0.43313
34147 | 9.36 | 1 | 365 | 10.7002 | 0.44953 | 11 | 0.14969
34165 | 4.94 | 1 | 365 | 5.6473 | 0.32058 | 5 | 0.96789
34164 | 5.72 | 1 | 365 | 6.539 | 0.10804 | 6 | 0.64703
30240 | 2.6 | 1 | 365 | 2.9723 | 0.9582 | 3 | 0.93047
34171 | 6.5 | 1 | 365 | 7.4307 | 0.8955 | 8 | 0.32617
33618 | 6.24 | 1 | 365 | 7.1334 | 0.29968 | 7 | 0.43313
30688 | 3.12 | 1 | 365 | 3.5667 | 0.14984 | 3 | 0.71656
33597 | 8.32 | 1 | 365 | 9.5113 | 0.066245 | 9 | 0.5775
34179 | 2.86 | 1 | 365 | 3.2695 | 0.55402 | 3 | 0.82352
30375 | 10.335 | 1 | 365 | 11.8148 | 0.68385 | 12 | 0.49862
34180 | 3.975 | 1 | 365 | 4.5441 | 0.10917 | 4 | 0.65331
34185 | 6.24 | 1 | 365 | 7.1334 | 0.29968 | 7 | 0.43313
30849 | 9.01 | 1 | 365 | 10.3001 | 0.64746 | 10 | 0.94751
34186 | 3.38 | 1 | 365 | 3.8639 | 0.74566 | 4 | 0.60961
34194 | 10.4 | 1 | 365 | 11.8891 | 0.83281 | 12 | 0.72188
33335 | 9.1 | 1 | 365 | 10.4029 | 0.85371 | 11 | 0.25664
28296 | 5.98 | 1 | 365 | 6.8362 | 0.70386 | 7 | 0.54008
33857 | 9.945 | 1 | 365 | 11.3689 | 0.79012 | 12 | 0.15905
33013 | 4.2 | 1 | 365 | 4.8014 | 0.62479 | 5 | 0.42614
33844 | 9.1 | 1 | 365 | 10.4029 | 0.85371 | 11 | 0.25664
33841 | 4.68 | 1 | 365 | 5.3501 | 0.72476 | 6 | 0.074845
33845 | 3.64 | 1 | 365 | 4.1612 | 0.34148 | 4 | 0.50266
33852 | 4.58 | 1 | 365 | 5.2358 | 0.4956 | 5 | 0.73137
33877 | 4.68 | 1 | 365 | 5.3501 | 0.72476 | 6 | 0.074845
33776 | 6.24 | 1 | 365 | 7.1334 | 0.29968 | 7 | 0.43313
33785 | 5.565 | 1 | 365 | 6.3618 | 0.75284 | 7 | 0.11464
33793 | 7.28 | 1 | 365 | 8.3224 | 0.68296 | 9 | 0.0053149
33797 | 14.025 | 1 | 365 | 16.0331 | 0.13991 | 16 | 0.17301
33803 | 2.08 | 1 | 365 | 2.3778 | 0.76656 | 3 | 0.14438
33806 | 12.495 | 1 | 365 | 14.284 | 0.63374 | 14 | 0.91778
33814 | 8.84 | 1 | 365 | 10.1057 | 0.25789 | 10 | 0.3636
33811 | 8.58 | 1 | 365 | 9.8085 | 0.66207 | 10 | 0.47055
33819 | 2.6 | 1 | 365 | 2.9723 | 0.9582 | 3 | 0.93047
33826 | 8.84 | 1 | 365 | 10.1057 | 0.25789 | 10 | 0.3636
33827 | 7.8 | 1 | 365 | 8.9168 | 0.8746 | 9 | 0.79141
33828 | 14.04 | 1 | 365 | 16.0502 | 0.17429 | 16 | 0.22454
33832 | 7.65 | 1 | 365 | 8.7453 | 0.53086 | 9 | 0.27619
33837 | 4.68 | 1 | 365 | 5.3501 | 0.72476 | 6 | 0.074845
34198 | 7.28 | 1 | 365 | 8.3224 | 0.68296 | 9 | 0.0053149
33846 | 5.2 | 1 | 365 | 5.9445 | 0.9164 | 6 | 0.86094
33851 | 9.1 | 1 | 365 | 10.4029 | 0.85371 | 11 | 0.25664
34196 | 5.98 | 1 | 365 | 6.8362 | 0.70386 | 7 | 0.54008
33848 | 3.64 | 1 | 365 | 4.1612 | 0.34148 | 4 | 0.50266
34204 | 4.68 | 1 | 365 | 5.3501 | 0.72476 | 6 | 0.074845
33855 | 6.5 | 1 | 365 | 7.4307 | 0.8955 | 8 | 0.32617
33858 | 5.83 | 1 | 365 | 6.6647 | 0.36012 | 7 | 0.024861
33856 | 9.36 | 1 | 365 | 10.7002 | 0.44953 | 11 | 0.14969
34190 | 9.45 | 1 | 365 | 10.8031 | 0.65577 | 11 | 0.45882
33861 | 3.64 | 1 | 365 | 4.1612 | 0.34148 | 4 | 0.50266
34203 | 9.88 | 1 | 365 | 11.2946 | 0.64117 | 11 | 0.93578
33862 | 8.58 | 1 | 365 | 9.8085 | 0.66207 | 10 | 0.47055
33859 | 7.02 | 1 | 365 | 8.0251 | 0.087144 | 8 | 0.11227
34199 | 10.92 | 1 | 365 | 12.4835 | 0.024447 | 12 | 0.50797
33865 | 6.24 | 1 | 365 | 7.1334 | 0.29968 | 7 | 0.43313
33867 | 8.58 | 1 | 365 | 9.8085 | 0.66207 | 10 | 0.47055
34207 | 10.14 | 1 | 365 | 11.5918 | 0.23699 | 11 | 0.82883
33870 | 2.86 | 1 | 365 | 3.2695 | 0.55402 | 3 | 0.82352
33888 | 2.915 | 1 | 365 | 3.3324 | 0.68006 | 4 | 0.01243
34208 | 7.905 | 1 | 365 | 9.0368 | 0.11522 | 9 | 0.15206
34209 | 8.32 | 1 | 365 | 9.5113 | 0.066245 | 9 | 0.5775
34210 | 11.96 | 1 | 365 | 13.6724 | 0.40773 | 14 | 0.08016
31368 | 291.4 | 1 | 365 | 333.1227 | 0.7769 | 333 | 0.89955
34213 | 10.335 | 1 | 365 | 11.8148 | 0.68385 | 12 | 0.49862
31370 | 288.3 | 1 | 365 | 329.5788 | 0.67289 | 330 | 0.25169
34217 | 5.72 | 1 | 365 | 6.539 | 0.10804 | 6 | 0.64703
34225 | 4.49 | 1 | 365 | 5.1329 | 0.28936 | 5 | 0.42223
34224 | 4.68 | 1 | 365 | 5.3501 | 0.72476 | 6 | 0.074845
34222 | 10.14 | 1 | 365 | 11.5918 | 0.23699 | 11 | 0.82883
34232 | 3.38 | 1 | 365 | 3.8639 | 0.74566 | 4 | 0.60961
34212 | 5.98 | 1 | 365 | 6.8362 | 0.70386 | 7 | 0.54008
34234 | 7.28 | 1 | 365 | 8.3224 | 0.68296 | 9 | 0.0053149
34236 | 2.86 | 1 | 365 | 3.2695 | 0.55402 | 3 | 0.82352
34240 | 4.68 | 1 | 365 | 5.3501 | 0.72476 | 6 | 0.074845
34233 | 7.14 | 1 | 365 | 8.1623 | 0.36214 | 8 | 0.52444
34244 | 10.14 | 1 | 365 | 11.5918 | 0.23699 | 11 | 0.82883
34245 | 8.84 | 1 | 365 | 10.1057 | 0.25789 | 10 | 0.3636
34247 | 10.14 | 1 | 365 | 11.5918 | 0.23699 | 11 | 0.82883
34248 | 6.12 | 1 | 365 | 6.9963 | 0.02469 | 7 | 0.020952
34251 | 5.98 | 1 | 365 | 6.8362 | 0.70386 | 7 | 0.54008
34286 | 4.16 | 1 | 365 | 4.7556 | 0.53312 | 5 | 0.28875
34293 | 8.32 | 1 | 365 | 9.5113 | 0.066245 | 9 | 0.5775
34287 | 10.4 | 1 | 365 | 11.8891 | 0.83281 | 12 | 0.72188
34296 | 6.5 | 1 | 365 | 7.4307 | 0.8955 | 8 | 0.32617
34300 | 6.24 | 1 | 365 | 7.1334 | 0.29968 | 7 | 0.43313
34298 | 4.42 | 1 | 365 | 5.0529 | 0.12894 | 5 | 0.1818
34301 | 4.24 | 1 | 365 | 4.8471 | 0.71645 | 5 | 0.56354
34308 | 4.68 | 1 | 365 | 5.3501 | 0.72476 | 6 | 0.074845
34306 | 7.02 | 1 | 365 | 8.0251 | 0.087144 | 8 | 0.11227
34313 | 5.2 | 1 | 365 | 5.9445 | 0.9164 | 6 | 0.86094
34333 | 8.32 | 1 | 365 | 9.5113 | 0.066245 | 9 | 0.5775
34336 | 7.65 | 1 | 365 | 8.7453 | 0.53086 | 9 | 0.27619
31947 | 229.84 | 0.9 | 365 | 236.4736 | 0.034519 | 236 | 0.50816
32976 | 9.36 | 1 | 365 | 10.7002 | 0.44953 | 11 | 0.14969
33041 | 7.65 | 1 | 365 | 8.7453 | 0.53086 | 9 | 0.27619
34238 | 5.2 | 1 | 365 | 5.9445 | 0.9164 | 6 | 0.86094
32304 | 11.96 | 1 | 365 | 13.6724 | 0.40773 | 14 | 0.08016
32242 | 5.46 | 1 | 365 | 6.2418 | 0.51222 | 6 | 0.75399
34142 | 7.02 | 1 | 365 | 8.0251 | 0.087144 | 8 | 0.11227
34358 | 11.4 | 1 | 365 | 13.0323 | 0.12442 | 13 | 0.15667
34380 | 6 | 1 | 365 | 6.8591 | 0.7497 | 7 | 0.60878
34412 | 6.24 | 1 | 365 | 7.1334 | 0.29968 | 7 | 0.43313
34416 | 6.24 | 1 | 365 | 7.1334 | 0.29968 | 7 | 0.43313
34422 | 3.64 | 1 | 365 | 4.1612 | 0.34148 | 4 | 0.50266
34423 | 3.64 | 1 | 365 | 4.1612 | 0.34148 | 4 | 0.50266
33945 | 10.14 | 1 | 365 | 11.5918 | 0.23699 | 11 | 0.82883
34431 | 9.1 | 1 | 365 | 10.4029 | 0.85371 | 11 | 0.25664
30091 | 8.1 | 1 | 365 | 9.2598 | 0.56209 | 9 | 0.82185
34433 | 8.32 | 1 | 365 | 9.5113 | 0.066245 | 9 | 0.5775
33961 | 8.32 | 1 | 365 | 9.5113 | 0.066245 | 9 | 0.5775
34436 | 9.69 | 1 | 365 | 11.0774 | 0.20576 | 11 | 0.28317
33956 | 4.68 | 1 | 365 | 5.3501 | 0.72476 | 6 | 0.074845
33946 | 6.24 | 1 | 365 | 7.1334 | 0.29968 | 7 | 0.43313
33947 | 4.68 | 1 | 365 | 5.3501 | 0.72476 | 6 | 0.074845
33228 | 5.72 | 1 | 365 | 6.539 | 0.10804 | 6 | 0.64703
34504 | 7.28 | 1 | 365 | 8.3224 | 0.68296 | 9 | 0.0053149
34507 | 8.16 | 1 | 365 | 9.3283 | 0.69959 | 10 | 0.027935
33950 | 9.36 | 1 | 365 | 10.7002 | 0.44953 | 11 | 0.14969
34109 | 6.24 | 1 | 365 | 7.1334 | 0.29968 | 7 | 0.43313
34032 | 6 | 1 | 365 | 6.8591 | 0.7497 | 7 | 0.60878
34197 | 4.42 | 1 | 365 | 5.0529 | 0.12894 | 5 | 0.1818
34284 | 6.5 | 1 | 365 | 7.4307 | 0.8955 | 8 | 0.32617
34339 | 8.32 | 1 | 365 | 9.5113 | 0.066245 | 9 | 0.5775
34290 | 3.9 | 1 | 365 | 4.4584 | 0.9373 | 5 | 0.3957
34231 | 10.14 | 1 | 365 | 11.5918 | 0.23699 | 11 | 0.82883
34345 | 9.62 | 1 | 365 | 10.9974 | 0.045346 | 11 | 0.042738
34357 | 4.16 | 1 | 365 | 4.7556 | 0.53312 | 5 | 0.28875
34346 | 3.06 | 1 | 365 | 3.4981 | 0.012345 | 3 | 0.51048
34359 | 5.98 | 1 | 365 | 6.8362 | 0.70386 | 7 | 0.54008
34349 | 5.98 | 1 | 365 | 6.8362 | 0.70386 | 7 | 0.54008
34366 | 8.32 | 1 | 365 | 9.5113 | 0.066245 | 9 | 0.5775
34363 | 11.18 | 1 | 365 | 12.7808 | 0.62027 | 13 | 0.40102
34360 | 11.395 | 1 | 365 | 13.0265 | 0.11296 | 13 | 0.1395
34326 | 9.36 | 1 | 365 | 10.7002 | 0.44953 | 11 | 0.14969
34374 | 13.52 | 1 | 365 | 15.4558 | 0.98265 | 16 | 0.43844
34378 | 6.24 | 1 | 365 | 7.1334 | 0.29968 | 7 | 0.43313
34372 | 5.3 | 1 | 365 | 6.0589 | 0.14556 | 6 | 0.20442
34385 | 9.36 | 1 | 365 | 10.7002 | 0.44953 | 11 | 0.14969
34390 | 11.66 | 1 | 365 | 13.3295 | 0.72024 | 14 | 0.049721
34398 | 5.035 | 1 | 365 | 5.7559 | 0.53829 | 6 | 0.2942
34401 | 2.915 | 1 | 365 | 3.3324 | 0.68006 | 4 | 0.01243
34407 | 2.34 | 1 | 365 | 2.675 | 0.36238 | 3 | 0.037423
31089 | 4.68 | 1 | 365 | 5.3501 | 0.72476 | 6 | 0.074845
34411 | 5.61 | 1 | 365 | 6.4132 | 0.85597 | 7 | 0.26921
34458 | 4.335 | 1 | 365 | 4.9557 | 0.93416 | 5 | 0.88984
34455 | 5.98 | 1 | 365 | 6.8362 | 0.70386 | 7 | 0.54008
30209 | 3.12 | 1 | 365 | 3.5667 | 0.14984 | 3 | 0.71656
34452 | 4.94 | 1 | 365 | 5.6473 | 0.32058 | 5 | 0.96789
34462 | 9.62 | 1 | 365 | 10.9974 | 0.045346 | 11 | 0.042738
34464 | 7.02 | 1 | 365 | 8.0251 | 0.087144 | 8 | 0.11227
34466 | 8.84 | 1 | 365 | 10.1057 | 0.25789 | 10 | 0.3636
34469 | 7.8 | 1 | 365 | 8.9168 | 0.8746 | 9 | 0.79141
34470 | 10.14 | 1 | 365 | 11.5918 | 0.23699 | 11 | 0.82883
34477 | 6.76 | 1 | 365 | 7.7279 | 0.49132 | 8 | 0.21922
34471 | 4.16 | 1 | 365 | 4.7556 | 0.53312 | 5 | 0.28875
34480 | 7.54 | 1 | 365 | 8.6196 | 0.27878 | 8 | 0.89836
30845 | 2.34 | 1 | 365 | 2.675 | 0.36238 | 3 | 0.037423
34485 | 7.54 | 1 | 365 | 8.6196 | 0.27878 | 8 | 0.89836
34516 | 4.94 | 1 | 365 | 5.6473 | 0.32058 | 5 | 0.96789
34483 | 6.5 | 1 | 365 | 7.4307 | 0.8955 | 8 | 0.32617
34528 | 9.36 | 1 | 365 | 10.7002 | 0.44953 | 11 | 0.14969
34530 | 3.12 | 1 | 365 | 3.5667 | 0.14984 | 3 | 0.71656
34531 | 14.04 | 1 | 365 | 16.0502 | 0.17429 | 16 | 0.22454
34532 | 5.46 | 1 | 365 | 6.2418 | 0.51222 | 6 | 0.75399
34533 | 8.06 | 1 | 365 | 9.214 | 0.47042 | 9 | 0.68446
34535 | 4.16 | 1 | 365 | 4.7556 | 0.53312 | 5 | 0.28875
34536 | 5.2 | 1 | 365 | 5.9445 | 0.9164 | 6 | 0.86094
30959 | 15.6 | 1 | 365 | 17.8336 | 0.74921 | 18 | 0.58282
34538 | 12.495 | 1 | 365 | 14.284 | 0.63374 | 14 | 0.91778
34381 | 11.96 | 1 | 365 | 13.6724 | 0.40773 | 14 | 0.08016
34563 | 14.04 | 1 | 365 | 16.0502 | 0.17429 | 16 | 0.22454
34565 | 6.76 | 1 | 365 | 7.7279 | 0.49132 | 8 | 0.21922
34567 | 9.62 | 1 | 365 | 10.9974 | 0.045346 | 11 | 0.042738
34573 | 7.42 | 1 | 365 | 8.4824 | 0.0037907 | 8 | 0.48619
34572 | 7.54 | 1 | 365 | 8.6196 | 0.27878 | 8 | 0.89836
34560 | 5.2 | 1 | 365 | 5.9445 | 0.9164 | 6 | 0.86094
34419 | 6.76 | 1 | 365 | 7.7279 | 0.49132 | 8 | 0.21922
34417 | 4.77 | 1 | 365 | 5.453 | 0.93101 | 6 | 0.38398
34410 | 7.28 | 1 | 365 | 8.3224 | 0.68296 | 9 | 0.0053149
34425 | 7.8 | 1 | 365 | 8.9168 | 0.8746 | 9 | 0.79141
34427 | 9.18 | 1 | 365 | 10.4944 | 0.037035 | 10 | 0.53143
34424 | 9.36 | 1 | 365 | 10.7002 | 0.44953 | 11 | 0.14969
34387 | 3.9 | 1 | 365 | 4.4584 | 0.9373 | 5 | 0.3957
34435 | 9.88 | 1 | 365 | 11.2946 | 0.64117 | 11 | 0.93578
34446 | 7.28 | 1 | 365 | 8.3224 | 0.68296 | 9 | 0.0053149
34450 | 6.76 | 1 | 365 | 7.7279 | 0.49132 | 8 | 0.21922
34445 | 8.06 | 1 | 365 | 9.214 | 0.47042 | 9 | 0.68446
34454 | 9.36 | 1 | 365 | 10.7002 | 0.44953 | 11 | 0.14969
34449 | 3.38 | 1 | 365 | 3.8639 | 0.74566 | 4 | 0.60961
34482 | 11.96 | 1 | 365 | 13.6724 | 0.40773 | 14 | 0.08016
34490 | 6.5 | 1 | 365 | 7.4307 | 0.8955 | 8 | 0.32617
34489 | 13.26 | 1 | 365 | 15.1586 | 0.38683 | 15 | 0.54539
34502 | 6.24 | 1 | 365 | 7.1334 | 0.29968 | 7 | 0.43313
34496 | 11.22 | 1 | 365 | 12.8265 | 0.71193 | 13 | 0.53841
34503 | 7.155 | 1 | 365 | 8.1795 | 0.39651 | 8 | 0.57597
34505 | 14.04 | 1 | 365 | 16.0502 | 0.17429 | 16 | 0.22454
34509 | 14.3 | 1 | 365 | 16.3475 | 0.77011 | 17 | 0.11758
34591 | 7.155 | 1 | 365 | 8.1795 | 0.39651 | 8 | 0.57597
34285 | 11.96 | 1 | 365 | 13.6724 | 0.40773 | 14 | 0.08016
34347 | 8.84 | 1 | 365 | 10.1057 | 0.25789 | 10 | 0.3636
34299 | 2.86 | 1 | 365 | 3.2695 | 0.55402 | 3 | 0.82352
34157 | 9.1 | 1 | 365 | 10.4029 | 0.85371 | 11 | 0.25664
34053 | 6.5 | 1 | 365 | 7.4307 | 0.8955 | 8 | 0.32617
34304 | 13.26 | 1 | 365 | 15.1586 | 0.38683 | 15 | 0.54539
34318 | 5.2 | 1 | 365 | 5.9445 | 0.9164 | 6 | 0.86094
34619 | 10.14 | 1 | 365 | 11.5918 | 0.23699 | 11 | 0.82883
34344 | 9.88 | 1 | 365 | 11.2946 | 0.64117 | 11 | 0.93578
34261 | 6.76 | 1 | 365 | 7.7279 | 0.49132 | 8 | 0.21922
34643 | 9 | 1 | 365 | 10.2886 | 0.62454 | 10 | 0.91316
34376 | 6.76 | 1 | 365 | 7.7279 | 0.49132 | 8 | 0.21922
34662 | 5.83 | 1 | 365 | 6.6647 | 0.36012 | 7 | 0.024861
34675 | 8.455 | 1 | 365 | 9.6656 | 0.37561 | 10 | 0.0412
34681 | 6.4 | 1 | 365 | 7.3164 | 0.66634 | 7 | 0.98269
34687 | 6.16 | 1 | 365 | 7.042 | 0.11635 | 7 | 0.15834
33192 | 5.13 | 1 | 365 | 5.8645 | 0.75599 | 6 | 0.6205
34693 | 9.47 | 1 | 365 | 10.8259 | 0.7016 | 11 | 0.52752
34399 | 8.32 | 1 | 365 | 9.5113 | 0.066245 | 9 | 0.5775
34696 | 9.99 | 1 | 365 | 11.4204 | 0.89324 | 12 | 0.31361
34448 | 6.24 | 1 | 365 | 7.1334 | 0.29968 | 7 | 0.43313
34702 | 5.125 | 1 | 365 | 5.8588 | 0.74453 | 6 | 0.60333
34694 | 9.45 | 1 | 365 | 10.8031 | 0.65577 | 11 | 0.45882
34384 | 5.46 | 1 | 365 | 6.2418 | 0.51222 | 6 | 0.75399
34709 | 7.56 | 1 | 365 | 8.6424 | 0.32462 | 8 | 0.96706
34710 | 6.66 | 1 | 365 | 7.6136 | 0.26216 | 7 | 0.87574
34713 | 8.37 | 1 | 365 | 9.5684 | 0.18083 | 9 | 0.74924
34712 | 5.385 | 1 | 365 | 6.156 | 0.34035 | 6 | 0.49638
34717 | 6.92 | 1 | 365 | 7.9108 | 0.85798 | 8 | 0.76879
34728 | 6.94 | 1 | 365 | 7.9337 | 0.90382 | 8 | 0.83748
34749 | 10.225 | 1 | 365 | 11.689 | 0.43177 | 12 | 0.12079
34752 | 6.44 | 1 | 365 | 7.3621 | 0.75801 | 8 | 0.12009
34747 | 6.72 | 1 | 365 | 7.6822 | 0.39966 | 8 | 0.081829
34758 | 10.25 | 1 | 365 | 11.7176 | 0.48906 | 12 | 0.20666
34748 | 9.18 | 1 | 365 | 10.4944 | 0.037035 | 10 | 0.53143
34812 | 9.15 | 1 | 365 | 10.4601 | 0.96829 | 11 | 0.42838
34816 | 7.425 | 1 | 365 | 8.4881 | 0.015249 | 8 | 0.50336
34819 | 6.24 | 1 | 365 | 7.1334 | 0.29968 | 7 | 0.43313
34830 | 10.175 | 1 | 365 | 11.6319 | 0.31719 | 11 | 0.94905
34838 | 7.59 | 1 | 365 | 8.6767 | 0.39337 | 9 | 0.070102
34576 | 5.46 | 1 | 365 | 6.2418 | 0.51222 | 6 | 0.75399
34580 | 3.38 | 1 | 365 | 3.8639 | 0.74566 | 4 | 0.60961
34584 | 8.32 | 1 | 365 | 9.5113 | 0.066245 | 9 | 0.5775
34585 | 10.4 | 1 | 365 | 11.8891 | 0.83281 | 12 | 0.72188
34588 | 5.72 | 1 | 365 | 6.539 | 0.10804 | 6 | 0.64703
34592 | 2.34 | 1 | 365 | 2.675 | 0.36238 | 3 | 0.037423
34599 | 5.1 | 1 | 365 | 5.8302 | 0.68724 | 6 | 0.51746
34595 | 7.8 | 1 | 365 | 8.9168 | 0.8746 | 9 | 0.79141
34594 | 3.12 | 1 | 365 | 3.5667 | 0.14984 | 3 | 0.71656
34602 | 10.92 | 1 | 365 | 12.4835 | 0.024447 | 12 | 0.50797
34601 | 2.86 | 1 | 365 | 3.2695 | 0.55402 | 3 | 0.82352
34609 | 4.77 | 1 | 365 | 5.453 | 0.93101 | 6 | 0.38398
34608 | 4.42 | 1 | 365 | 5.0529 | 0.12894 | 5 | 0.1818
34604 | 8.06 | 1 | 365 | 9.214 | 0.47042 | 9 | 0.68446
34612 | 5.72 | 1 | 365 | 6.539 | 0.10804 | 6 | 0.64703
34611 | 9.62 | 1 | 365 | 10.9974 | 0.045346 | 11 | 0.042738
34632 | 13 | 1 | 365 | 14.8613 | 0.79101 | 15 | 0.65235
33894 | 5.2 | 1 | 365 | 5.9445 | 0.9164 | 6 | 0.86094
33897 | 6.76 | 1 | 365 | 7.7279 | 0.49132 | 8 | 0.21922
33900 | 5.98 | 1 | 365 | 6.8362 | 0.70386 | 7 | 0.54008
33902 | 7.02 | 1 | 365 | 8.0251 | 0.087144 | 8 | 0.11227
33911 | 3.12 | 1 | 365 | 3.5667 | 0.14984 | 3 | 0.71656
33912 | 4.94 | 1 | 365 | 5.6473 | 0.32058 | 5 | 0.96789
33939 | 6.5 | 1 | 365 | 7.4307 | 0.8955 | 8 | 0.32617
33667 | 4.94 | 1 | 365 | 5.6473 | 0.32058 | 5 | 0.96789
33893 | 3.12 | 1 | 365 | 3.5667 | 0.14984 | 3 | 0.71656
33898 | 3.57 | 1 | 365 | 4.0812 | 0.18107 | 4 | 0.26222
33901 | 3.06 | 1 | 365 | 3.4981 | 0.012345 | 3 | 0.51048
33907 | 3.64 | 1 | 365 | 4.1612 | 0.34148 | 4 | 0.50266
33914 | 4.16 | 1 | 365 | 4.7556 | 0.53312 | 5 | 0.28875
33876 | 5.98 | 1 | 365 | 6.8362 | 0.70386 | 7 | 0.54008
33948 | 8.48 | 1 | 365 | 9.6942 | 0.4329 | 10 | 0.12707
33955 | 5.98 | 1 | 365 | 6.8362 | 0.70386 | 7 | 0.54008
33959 | 12.74 | 1 | 365 | 14.5641 | 0.19519 | 14 | 0.7593
28724 | 3.64 | 1 | 365 | 4.1612 | 0.34148 | 4 | 0.50266
33930 | 8.745 | 1 | 365 | 9.9971 | 0.040182 | 10 | 0.037291
33983 | 6.625 | 1 | 365 | 7.5736 | 0.18196 | 7 | 0.75552
33532 | 3.9 | 1 | 365 | 4.4584 | 0.9373 | 5 | 0.3957
33788 | 11.18 | 1 | 365 | 12.7808 | 0.62027 | 13 | 0.40102
33817 | 4.94 | 1 | 365 | 5.6473 | 0.32058 | 5 | 0.96789
33548 | 4.94 | 1 | 365 | 5.6473 | 0.32058 | 5 | 0.96789
33755 | 8.06 | 1 | 365 | 9.214 | 0.47042 | 9 | 0.68446
33763 | 8.58 | 1 | 365 | 9.8085 | 0.66207 | 10 | 0.47055
33879 | 5.46 | 1 | 365 | 6.2418 | 0.51222 | 6 | 0.75399
33895 | 3.9 | 1 | 365 | 4.4584 | 0.9373 | 5 | 0.3957
33903 | 12.48 | 1 | 365 | 14.2669 | 0.59937 | 14 | 0.86625
33908 | 8.32 | 1 | 365 | 9.5113 | 0.066245 | 9 | 0.5775
33986 | 9.1 | 1 | 365 | 10.4029 | 0.85371 | 11 | 0.25664
34045 | 7.8 | 1 | 365 | 8.9168 | 0.8746 | 9 | 0.79141
34035 | 10 | 1 | 365 | 11.4318 | 0.91616 | 12 | 0.34796
33195 | 4.578 | 1 | 365 | 5.2335 | 0.49102 | 5 | 0.7245
34038 | 5.13 | 1 | 365 | 5.8645 | 0.75599 | 6 | 0.6205
34039 | 4.68 | 1 | 365 | 5.3501 | 0.72476 | 6 | 0.074845
34040 | 4.48 | 1 | 365 | 5.1214 | 0.26644 | 5 | 0.38789
34041 | 8.68 | 1 | 365 | 9.9228 | 0.89123 | 10 | 0.81403
34042 | 7.02 | 1 | 365 | 8.0251 | 0.087144 | 8 | 0.11227
33137 | 22.8 | 1 | 365 | 26.0645 | 0.24884 | 26 | 0.31335
33177 | 13 | 1 | 365 | 14.8613 | 0.79101 | 15 | 0.65235
34060 | 8.4 | 1 | 365 | 9.6027 | 0.24957 | 9 | 0.85229
34621 | 8.06 | 1 | 365 | 9.214 | 0.47042 | 9 | 0.68446
32003 | 3.38 | 1 | 365 | 3.8639 | 0.74566 | 4 | 0.60961
34637 | 6.76 | 1 | 365 | 7.7279 | 0.49132 | 8 | 0.21922
34638 | 4.94 | 1 | 365 | 5.6473 | 0.32058 | 5 | 0.96789
34641 | 2.295 | 1 | 365 | 2.6236 | 0.25926 | 2 | 0.88286
34645 | 10.4 | 1 | 365 | 11.8891 | 0.83281 | 12 | 0.72188
34647 | 7.02 | 1 | 365 | 8.0251 | 0.087144 | 8 | 0.11227
34654 | 6.76 | 1 | 365 | 7.7279 | 0.49132 | 8 | 0.21922
34661 | 7.02 | 1 | 365 | 8.0251 | 0.087144 | 8 | 0.11227
34670 | 14.04 | 1 | 365 | 16.0502 | 0.17429 | 16 | 0.22454
34648 | 7.28 | 1 | 365 | 8.3224 | 0.68296 | 9 | 0.0053149
34651 | 5.61 | 1 | 365 | 6.4132 | 0.85597 | 7 | 0.26921
34677 | 5.2 | 1 | 365 | 5.9445 | 0.9164 | 6 | 0.86094
34678 | 5.46 | 1 | 365 | 6.2418 | 0.51222 | 6 | 0.75399
34686 | 3.78 | 1 | 365 | 4.3212 | 0.66231 | 4 | 0.98353
34695 | 6.5 | 1 | 365 | 7.4307 | 0.8955 | 8 | 0.32617
34692 | 9.88 | 1 | 365 | 11.2946 | 0.64117 | 11 | 0.93578
34707 | 11.7 | 1 | 365 | 13.3752 | 0.81191 | 14 | 0.18711
34720 | 7.8 | 1 | 365 | 8.9168 | 0.8746 | 9 | 0.79141
34724 | 10.66 | 1 | 365 | 12.1863 | 0.42863 | 12 | 0.61493
34729 | 9.36 | 1 | 365 | 10.7002 | 0.44953 | 11 | 0.14969
34727 | 4.68 | 1 | 365 | 5.3501 | 0.72476 | 6 | 0.074845
34730 | 5.1 | 1 | 365 | 5.8302 | 0.68724 | 6 | 0.51746
34732 | 7.28 | 1 | 365 | 8.3224 | 0.68296 | 9 | 0.0053149
34734 | 6.12 | 1 | 365 | 6.9963 | 0.02469 | 7 | 0.020952
34760 | 7.42 | 1 | 365 | 8.4824 | 0.0037907 | 8 | 0.48619
34771 | 7.8 | 1 | 365 | 8.9168 | 0.8746 | 9 | 0.79141
34832 | 5.2 | 1 | 365 | 5.9445 | 0.9164 | 6 | 0.86094
34772 | 13.78 | 1 | 365 | 15.753 | 0.57847 | 16 | 0.33149
34787 | 3.38 | 1 | 365 | 3.8639 | 0.74566 | 4 | 0.60961
34789 | 10.2 | 1 | 365 | 11.6604 | 0.37448 | 12 | 0.034919
34837 | 8.84 | 1 | 365 | 10.1057 | 0.25789 | 10 | 0.3636
34800 | 3.18 | 1 | 365 | 3.6353 | 0.28734 | 3 | 0.92265
34845 | 12.74 | 1 | 365 | 14.5641 | 0.19519 | 14 | 0.7593
34849 | 8.32 | 1 | 365 | 9.5113 | 0.066245 | 9 | 0.5775
33140 | 25.48 | 0.9 | 365 | 26.2154 | 0.55134 | 26 | 0.76674
34810 | 5.2 | 1 | 365 | 5.9445 | 0.9164 | 6 | 0.86094
34910 | 8.32 | 1 | 365 | 9.5113 | 0.066245 | 9 | 0.5775
34813 | 14.04 | 1 | 365 | 16.0502 | 0.17429 | 16 | 0.22454
34911 | 7.02 | 1 | 365 | 8.0251 | 0.087144 | 8 | 0.11227
34811 | 7.28 | 1 | 365 | 8.3224 | 0.68296 | 9 | 0.0053149
34912 | 5.1 | 1 | 365 | 5.8302 | 0.68724 | 6 | 0.51746
34827 | 3.9 | 1 | 365 | 4.4584 | 0.9373 | 5 | 0.3957
34835 | 8.32 | 1 | 365 | 9.5113 | 0.066245 | 9 | 0.5775
33262 | 2.86 | 1 | 365 | 3.2695 | 0.55402 | 3 | 0.82352
33170 | 10.335 | 1 | 365 | 11.8148 | 0.68385 | 12 | 0.49862
33275 | 7.8 | 1 | 365 | 8.9168 | 0.8746 | 9 | 0.79141
32742 | 12.24 | 1 | 365 | 13.9925 | 0.04938 | 14 | 0.041903
32920 | 8.06 | 1 | 365 | 9.214 | 0.47042 | 9 | 0.68446
34933 | 9.36 | 1 | 365 | 10.7002 | 0.44953 | 11 | 0.14969
34920 | 11.44 | 1 | 365 | 13.078 | 0.21609 | 13 | 0.29407
32638 | 5.98 | 1 | 365 | 6.8362 | 0.70386 | 7 | 0.54008
34918 | 2.86 | 1 | 365 | 3.2695 | 0.55402 | 3 | 0.82352
32470 | 4.42 | 1 | 365 | 5.0529 | 0.12894 | 5 | 0.1818
32807 | 11.475 | 1 | 365 | 13.118 | 0.29629 | 13 | 0.41428
32458 | 7.54 | 1 | 365 | 8.6196 | 0.27878 | 8 | 0.89836
34925 | 7.02 | 1 | 365 | 8.0251 | 0.087144 | 8 | 0.11227
34927 | 2.86 | 1 | 365 | 3.2695 | 0.55402 | 3 | 0.82352
34928 | 7.02 | 1 | 365 | 8.0251 | 0.087144 | 8 | 0.11227
34938 | 2.6 | 1 | 365 | 2.9723 | 0.9582 | 3 | 0.93047
32853 | 8.745 | 1 | 365 | 9.9971 | 0.040182 | 10 | 0.037291
34940 | 6.5 | 1 | 365 | 7.4307 | 0.8955 | 8 | 0.32617
34931 | 9.62 | 1 | 365 | 10.9974 | 0.045346 | 11 | 0.042738
32417 | 4.68 | 1 | 365 | 5.3501 | 0.72476 | 6 | 0.074845
34842 | 7.2 | 1 | 365 | 8.2309 | 0.49964 | 8 | 0.73053
32814 | 2.6 | 1 | 365 | 2.9723 | 0.9582 | 3 | 0.93047
34846 | 10.75 | 1 | 365 | 12.2892 | 0.63487 | 12 | 0.92406
34853 | 3.575 | 1 | 365 | 4.0869 | 0.19253 | 4 | 0.2794
32385 | 10.66 | 1 | 365 | 12.1863 | 0.42863 | 12 | 0.61493
34855 | 7.14 | 1 | 365 | 8.1623 | 0.36214 | 8 | 0.52444
32642 | 7.685 | 1 | 365 | 8.7853 | 0.61107 | 9 | 0.39641
34844 | 6.54 | 1 | 365 | 7.4764 | 0.98717 | 8 | 0.46357
34848 | 9.12 | 1 | 365 | 10.4258 | 0.89954 | 11 | 0.32534
34850 | 15.93 | 1 | 365 | 18.2109 | 0.50544 | 18 | 0.7163
33331 | 2.86 | 1 | 365 | 3.2695 | 0.55402 | 3 | 0.82352
34852 | 9.765 | 1 | 365 | 11.1632 | 0.37763 | 11 | 0.54078
32359 | 6.76 | 1 | 365 | 7.7279 | 0.49132 | 8 | 0.21922
32346 | 10.92 | 1 | 365 | 12.4835 | 0.024447 | 12 | 0.50797
34863 | 11.475 | 1 | 365 | 13.118 | 0.29629 | 13 | 0.41428
34867 | 5.985 | 1 | 365 | 6.8419 | 0.71532 | 7 | 0.55725
32469 | 4.94 | 1 | 365 | 5.6473 | 0.32058 | 5 | 0.96789
34868 | 9 | 1 | 365 | 10.2886 | 0.62454 | 10 | 0.91316
32340 | 11.18 | 1 | 365 | 12.7808 | 0.62027 | 13 | 0.40102
32583 | 11.18 | 1 | 365 | 12.7808 | 0.62027 | 13 | 0.40102
33213 | 10.4 | 1 | 365 | 11.8891 | 0.83281 | 12 | 0.72188
33270 | 115.44 | 0.9 | 365 | 118.7718 | 0.089736 | 118 | 0.86157
32337 | 8.58 | 1 | 365 | 9.8085 | 0.66207 | 10 | 0.47055
32001 | 6.89 | 1 | 365 | 7.8765 | 0.78923 | 8 | 0.66574
32825 | 141.264 | 0.9 | 365 | 145.3412 | 0.35056 | 145 | 0.69172
32734 | 10.4 | 1 | 365 | 11.8891 | 0.83281 | 12 | 0.72188
32577 | 4.68 | 1 | 365 | 5.3501 | 0.72476 | 6 | 0.074845
18938 | 646.8 | 0.8 | 365 | 591.5271 | 0.77378 | 592 | 0.30084
17628 | 646.8 | 0.8 | 365 | 591.5271 | 0.77378 | 592 | 0.30084
31996 | 8.06 | 1 | 365 | 9.214 | 0.47042 | 9 | 0.68446
17635 | 646.8 | 0.8 | 365 | 591.5271 | 0.77378 | 592 | 0.30084
32628 | 4.68 | 1 | 365 | 5.3501 | 0.72476 | 6 | 0.074845
32330 | 4.42 | 1 | 365 | 5.0529 | 0.12894 | 5 | 0.1818
31306 | 68.016 | 1 | 365 | 77.7545 | 0.86655 | 78 | 0.62108
32266 | 27.468 | 0.9 | 365 | 28.2608 | 0.6515 | 28 | 0.91228
33210 | 10 | 1 | 365 | 11.4318 | 0.91616 | 12 | 0.34796
32615 | 4.94 | 1 | 365 | 5.6473 | 0.32058 | 5 | 0.96789
34896 | 7.98 | 1 | 365 | 9.1226 | 0.2871 | 9 | 0.40967
31090 | 9.69 | 1 | 365 | 11.0774 | 0.20576 | 11 | 0.28317
31083 | 4.08 | 1 | 365 | 4.6642 | 0.34979 | 5 | 0.013968
32309 | 8.75 | 1 | 365 | 10.0028 | 0.05164 | 10 | 0.054465
34900 | 9 | 1 | 365 | 10.2886 | 0.62454 | 10 | 0.91316
31994 | 9.1 | 1 | 365 | 10.4029 | 0.85371 | 11 | 0.25664
32849 | 8.67 | 1 | 365 | 9.9114 | 0.86831 | 10 | 0.77968
34894 | 5.385 | 1 | 365 | 6.156 | 0.34035 | 6 | 0.49638
32664 | 9.01 | 1 | 365 | 10.3001 | 0.64746 | 10 | 0.94751
34895 | 6.14 | 1 | 365 | 7.0191 | 0.070522 | 7 | 0.089647
31825 | 3.38 | 1 | 365 | 3.8639 | 0.74566 | 4 | 0.60961
34897 | 6.42 | 1 | 365 | 7.3392 | 0.71217 | 8 | 0.05139
31991 | 5.355 | 1 | 365 | 6.1217 | 0.2716 | 6 | 0.39333
31989 | 2.6 | 1 | 365 | 2.9723 | 0.9582 | 3 | 0.93047
34922 | 12 | 1 | 365 | 13.7182 | 0.49939 | 14 | 0.21755
34578 | 4.505 | 1 | 365 | 5.15 | 0.32373 | 5 | 0.47376
31968 | 8.84 | 1 | 365 | 10.1057 | 0.25789 | 10 | 0.3636
31954 | 6.375 | 1 | 365 | 7.2878 | 0.60905 | 7 | 0.89682
31827 | 9.88 | 1 | 365 | 11.2946 | 0.64117 | 11 | 0.93578
31805 | 9.54 | 1 | 365 | 10.9059 | 0.86202 | 11 | 0.76795
31774 | 14.04 | 1 | 365 | 16.0502 | 0.17429 | 16 | 0.22454
31735 | 2.6 | 1 | 365 | 2.9723 | 0.9582 | 3 | 0.93047
31706 | 23.4 | 1 | 365 | 26.7504 | 0.62381 | 27 | 0.37423
31677 | 4.94 | 1 | 365 | 5.6473 | 0.32058 | 5 | 0.96789
30674 | 8.84 | 1 | 365 | 10.1057 | 0.25789 | 10 | 0.3636
31110 | 9.1 | 1 | 365 | 10.4029 | 0.85371 | 11 | 0.25664
31222 | 2.08 | 1 | 365 | 2.3778 | 0.76656 | 3 | 0.14438
31056 | 5.46 | 1 | 365 | 6.2418 | 0.51222 | 6 | 0.75399
31213 | 7.54 | 1 | 365 | 8.6196 | 0.27878 | 8 | 0.89836
31664 | 13 | 1 | 365 | 14.8613 | 0.79101 | 15 | 0.65235
31560 | 6.12 | 1 | 365 | 6.9963 | 0.02469 | 7 | 0.020952
31129 | 7.02 | 1 | 365 | 8.0251 | 0.087144 | 8 | 0.11227
31123 | 3.12 | 1 | 365 | 3.5667 | 0.14984 | 3 | 0.71656
31008 | 6.5 | 1 | 365 | 7.4307 | 0.8955 | 8 | 0.32617
31117 | 13.52 | 1 | 365 | 15.4558 | 0.98265 | 16 | 0.43844
31555 | 2.86 | 1 | 365 | 3.2695 | 0.55402 | 3 | 0.82352
31242 | 4.42 | 1 | 365 | 5.0529 | 0.12894 | 5 | 0.1818
30971 | 8.32 | 1 | 365 | 9.5113 | 0.066245 | 9 | 0.5775
31239 | 5.72 | 1 | 365 | 6.539 | 0.10804 | 6 | 0.64703
31549 | 4.16 | 1 | 365 | 4.7556 | 0.53312 | 5 | 0.28875
31952 | 5.2 | 1 | 365 | 5.9445 | 0.9164 | 6 | 0.86094
31710 | 2.6 | 1 | 365 | 2.9723 | 0.9582 | 3 | 0.93047
32537 | 13.26 | 1 | 365 | 15.1586 | 0.38683 | 15 | 0.54539
31823 | 4.42 | 1 | 365 | 5.0529 | 0.12894 | 5 | 0.1818
31705 | 7.54 | 1 | 365 | 8.6196 | 0.27878 | 8 | 0.89836
31951 | 9.88 | 1 | 365 | 11.2946 | 0.64117 | 11 | 0.93578
31942 | 8.32 | 1 | 365 | 9.5113 | 0.066245 | 9 | 0.5775
31702 | 7.54 | 1 | 365 | 8.6196 | 0.27878 | 8 | 0.89836
31937 | 6.63 | 1 | 365 | 7.5793 | 0.19341 | 7 | 0.7727
31964 | 11.7 | 1 | 365 | 13.3752 | 0.81191 | 14 | 0.18711
31820 | 7.685 | 1 | 365 | 8.7853 | 0.61107 | 9 | 0.39641
33678 | 5.035 | 1 | 365 | 5.7559 | 0.53829 | 6 | 0.2942
31869 | 6.76 | 1 | 365 | 7.7279 | 0.49132 | 8 | 0.21922
31548 | 9.01 | 1 | 365 | 10.3001 | 0.64746 | 10 | 0.94751
31692 | 4.16 | 1 | 365 | 4.7556 | 0.53312 | 5 | 0.28875
30794 | 2.08 | 1 | 365 | 2.3778 | 0.76656 | 3 | 0.14438
31814 | 12.22 | 1 | 365 | 13.9697 | 0.0035475 | 13 | 0.97321
30448 | 9.62 | 1 | 365 | 10.9974 | 0.045346 | 11 | 0.042738
31533 | 8.32 | 1 | 365 | 9.5113 | 0.066245 | 9 | 0.5775
30401 | 5.98 | 1 | 365 | 6.8362 | 0.70386 | 7 | 0.54008
30410 | 4.42 | 1 | 365 | 5.0529 | 0.12894 | 5 | 0.1818
30551 | 8.58 | 1 | 365 | 9.8085 | 0.66207 | 10 | 0.47055
30571 | 13.25 | 1 | 365 | 15.1471 | 0.36391 | 15 | 0.51105
30408 | 10.4 | 1 | 365 | 11.8891 | 0.83281 | 12 | 0.72188
30413 | 2.86 | 1 | 365 | 3.2695 | 0.55402 | 3 | 0.82352
30321 | 6.76 | 1 | 365 | 7.7279 | 0.49132 | 8 | 0.21922
31103 | 3.71 | 1 | 365 | 4.2412 | 0.5019 | 4 | 0.74309
31051 | 12.48 | 1 | 365 | 14.2669 | 0.59937 | 14 | 0.86625
31105 | 11.96 | 1 | 365 | 13.6724 | 0.40773 | 14 | 0.08016
30257 | 6.5 | 1 | 365 | 7.4307 | 0.8955 | 8 | 0.32617
31115 | 3.64 | 1 | 365 | 4.1612 | 0.34148 | 4 | 0.50266
30165 | 5.2 | 1 | 365 | 5.9445 | 0.9164 | 6 | 0.86094
30417 | 8.84 | 1 | 365 | 10.1057 | 0.25789 | 10 | 0.3636
30366 | 4.42 | 1 | 365 | 5.0529 | 0.12894 | 5 | 0.1818
29672 | 8.58 | 1 | 365 | 9.8085 | 0.66207 | 10 | 0.47055
31084 | 7.395 | 1 | 365 | 8.4538 | 0.9465 | 9 | 0.40032
30355 | 5.2 | 1 | 365 | 5.9445 | 0.9164 | 6 | 0.86094
30089 | 3.12 | 1 | 365 | 3.5667 | 0.14984 | 3 | 0.71656
30422 | 10.92 | 1 | 365 | 12.4835 | 0.024447 | 12 | 0.50797
30432 | 7.02 | 1 | 365 | 8.0251 | 0.087144 | 8 | 0.11227
30363 | 3.64 | 1 | 365 | 4.1612 | 0.34148 | 4 | 0.50266
29704 | 3.64 | 1 | 365 | 4.1612 | 0.34148 | 4 | 0.50266
31087 | 7.02 | 1 | 365 | 8.0251 | 0.087144 | 8 | 0.11227
30173 | 7.8 | 1 | 365 | 8.9168 | 0.8746 | 9 | 0.79141
31898 | 446.16 | 0.9 | 365 | 459.0371 | 0.18466 | 459 | 0.22173
35 | 2258.96 | 1 | 365 | 2582.3979 | 0.66888 | 2583 | 0.066772
30653 | 4.94 | 1 | 365 | 5.6473 | 0.32058 | 5 | 0.96789
30002 | 2.915 | 1 | 365 | 3.3324 | 0.68006 | 4 | 0.01243
33743 | 92.66 | 0.9 | 365 | 95.3344 | 0.10702 | 95 | 0.44138
30696 | 3.71 | 1 | 365 | 4.2412 | 0.5019 | 4 | 0.74309
35004 | 5.46 | 1 | 365 | 6.2418 | 0.51222 | 6 | 0.75399
30269 | 3.38 | 1 | 365 | 3.8639 | 0.74566 | 4 | 0.60961
35006 | 3.9 | 1 | 365 | 4.4584 | 0.9373 | 5 | 0.3957
34954 | 5.46 | 1 | 365 | 6.2418 | 0.51222 | 6 | 0.75399
35014 | 8.67 | 1 | 365 | 9.9114 | 0.86831 | 10 | 0.77968
35016 | 9.1 | 1 | 365 | 10.4029 | 0.85371 | 11 | 0.25664
33737 | 6.76 | 1 | 365 | 7.7279 | 0.49132 | 8 | 0.21922
35017 | 7 | 1 | 365 | 8.0023 | 0.041312 | 8 | 0.043572
33679 | 5.565 | 1 | 365 | 6.3618 | 0.75284 | 7 | 0.11464
35027 | 6.24 | 1 | 365 | 7.1334 | 0.29968 | 7 | 0.43313
35025 | 9.1 | 1 | 365 | 10.4029 | 0.85371 | 11 | 0.25664
35037 | 7.02 | 1 | 365 | 8.0251 | 0.087144 | 8 | 0.11227
30274 | 3.12 | 1 | 365 | 3.5667 | 0.14984 | 3 | 0.71656
35043 | 4.94 | 1 | 365 | 5.6473 | 0.32058 | 5 | 0.96789
35052 | 8.32 | 1 | 365 | 9.5113 | 0.066245 | 9 | 0.5775
33777 | 10.14 | 1 | 365 | 11.5918 | 0.23699 | 11 | 0.82883
30285 | 3.12 | 1 | 365 | 3.5667 | 0.14984 | 3 | 0.71656
33682 | 11.44 | 1 | 365 | 13.078 | 0.21609 | 13 | 0.29407
33602 | 7.02 | 1 | 365 | 8.0251 | 0.087144 | 8 | 0.11227
33690 | 6.24 | 1 | 365 | 7.1334 | 0.29968 | 7 | 0.43313
30298 | 12.72 | 1 | 365 | 14.5412 | 0.14936 | 14 | 0.69061
33695 | 2.34 | 1 | 365 | 2.675 | 0.36238 | 3 | 0.037423
30314 | 7.28 | 1 | 365 | 8.3224 | 0.68296 | 9 | 0.0053149
33700 | 3.38 | 1 | 365 | 3.8639 | 0.74566 | 4 | 0.60961
33643 | 4.05 | 1 | 365 | 4.6299 | 0.28104 | 4 | 0.91092
33650 | 4.16 | 1 | 365 | 4.7556 | 0.53312 | 5 | 0.28875
34942 | 3.9 | 1 | 365 | 4.4584 | 0.9373 | 5 | 0.3957
33440 | 7.28 | 1 | 365 | 8.3224 | 0.68296 | 9 | 0.0053149
33356 | 9.36 | 1 | 365 | 10.7002 | 0.44953 | 11 | 0.14969
33329 | 6.5 | 1 | 365 | 7.4307 | 0.8955 | 8 | 0.32617
33355 | 4.24 | 1 | 365 | 4.8471 | 0.71645 | 5 | 0.56354
33404 | 7.14 | 1 | 365 | 8.1623 | 0.36214 | 8 | 0.52444
33370 | 8.32 | 1 | 365 | 9.5113 | 0.066245 | 9 | 0.5775
33365 | 14.045 | 1 | 365 | 16.056 | 0.18575 | 16 | 0.24171
33523 | 7.02 | 1 | 365 | 8.0251 | 0.087144 | 8 | 0.11227
33383 | 11.44 | 1 | 365 | 13.078 | 0.21609 | 13 | 0.29407
33533 | 8.16 | 1 | 365 | 9.3283 | 0.69959 | 10 | 0.027935
33410 | 7.395 | 1 | 365 | 8.4538 | 0.9465 | 9 | 0.40032
33552 | 3.64 | 1 | 365 | 4.1612 | 0.34148 | 4 | 0.50266
33590 | 10.14 | 1 | 365 | 11.5918 | 0.23699 | 11 | 0.82883
35044 | 3.12 | 1 | 365 | 3.5667 | 0.14984 | 3 | 0.71656
35054 | 10.14 | 1 | 365 | 11.5918 | 0.23699 | 11 | 0.82883
33462 | 15.08 | 1 | 365 | 17.2392 | 0.55757 | 17 | 0.79672
35064 | 3.38 | 1 | 365 | 3.8639 | 0.74566 | 4 | 0.60961
33469 | 5.98 | 1 | 365 | 6.8362 | 0.70386 | 7 | 0.54008
35067 | 14.045 | 1 | 365 | 16.056 | 0.18575 | 16 | 0.24171
34226 | 4.505 | 1 | 365 | 5.15 | 0.32373 | 5 | 0.47376
35078 | 9.36 | 1 | 365 | 10.7002 | 0.44953 | 11 | 0.14969
35089 | 9.88 | 1 | 365 | 11.2946 | 0.64117 | 11 | 0.93578
35087 | 6.76 | 1 | 365 | 7.7279 | 0.49132 | 8 | 0.21922
33423 | 9.1 | 1 | 365 | 10.4029 | 0.85371 | 11 | 0.25664
35095 | 9.88 | 1 | 365 | 11.2946 | 0.64117 | 11 | 0.93578
35099 | 6.095 | 1 | 365 | 6.9677 | 0.9674 | 7 | 0.93508
35084 | 8.32 | 1 | 365 | 9.5113 | 0.066245 | 9 | 0.5775
35102 | 10.14 | 1 | 365 | 11.5918 | 0.23699 | 11 | 0.82883
35105 | 8.32 | 1 | 365 | 9.5113 | 0.066245 | 9 | 0.5775
35101 | 7.02 | 1 | 365 | 8.0251 | 0.087144 | 8 | 0.11227
34168 | 5.46 | 1 | 365 | 6.2418 | 0.51222 | 6 | 0.75399
35108 | 8.32 | 1 | 365 | 9.5113 | 0.066245 | 9 | 0.5775
34587 | 5.72 | 1 | 365 | 6.539 | 0.10804 | 6 | 0.64703
35110 | 7.02 | 1 | 365 | 8.0251 | 0.087144 | 8 | 0.11227
34575 | 13 | 1 | 365 | 14.8613 | 0.79101 | 15 | 0.65235
35109 | 10.4 | 1 | 365 | 11.8891 | 0.83281 | 12 | 0.72188
34361 | 10.4 | 1 | 365 | 11.8891 | 0.83281 | 12 | 0.72188
35113 | 10.07 | 1 | 365 | 11.5118 | 0.076573 | 11 | 0.5884
32568 | 9.36 | 1 | 365 | 10.7002 | 0.44953 | 11 | 0.14969
35119 | 4.68 | 1 | 365 | 5.3501 | 0.72476 | 6 | 0.074845
33248 | 6.5 | 1 | 365 | 7.4307 | 0.8955 | 8 | 0.32617
35115 | 2.34 | 1 | 365 | 2.675 | 0.36238 | 3 | 0.037423
34935 | 13 | 1 | 365 | 14.8613 | 0.79101 | 15 | 0.65235
35117 | 3.9 | 1 | 365 | 4.4584 | 0.9373 | 5 | 0.3957
34914 | 5.83 | 1 | 365 | 6.6647 | 0.36012 | 7 | 0.024861
32342 | 10.92 | 1 | 365 | 12.4835 | 0.024447 | 12 | 0.50797
35015 | 9.35 | 1 | 365 | 10.6887 | 0.42661 | 11 | 0.11534
35019 | 5.94 | 1 | 365 | 6.7905 | 0.6122 | 7 | 0.40269
33309 | 3.9 | 1 | 365 | 4.4584 | 0.9373 | 5 | 0.3957
33225 | 7.28 | 1 | 365 | 8.3224 | 0.68296 | 9 | 0.0053149
35030 | 4.5 | 1 | 365 | 5.1443 | 0.31227 | 5 | 0.45658
35050 | 5.5 | 1 | 365 | 6.2875 | 0.60389 | 6 | 0.89138
35047 | 6.325 | 1 | 365 | 7.2306 | 0.49447 | 7 | 0.72508
33160 | 3.12 | 1 | 365 | 3.5667 | 0.14984 | 3 | 0.71656
35062 | 7.975 | 1 | 365 | 9.1169 | 0.27564 | 9 | 0.3925
33151 | 6.63 | 1 | 365 | 7.5793 | 0.19341 | 7 | 0.7727
35068 | 6.325 | 1 | 365 | 7.2306 | 0.49447 | 7 | 0.72508
30920 | 8.32 | 1 | 365 | 9.5113 | 0.066245 | 9 | 0.5775
35086 | 6.05 | 1 | 365 | 6.9162 | 0.86428 | 7 | 0.78052
34979 | 11.825 | 1 | 365 | 13.5181 | 0.098359 | 13 | 0.61646
35121 | 6.875 | 1 | 365 | 7.8594 | 0.75486 | 8 | 0.61422
32876 | 5.2 | 1 | 365 | 5.9445 | 0.9164 | 6 | 0.86094
32331 | 5.98 | 1 | 365 | 6.8362 | 0.70386 | 7 | 0.54008
35011 | 10.14 | 1 | 365 | 11.5918 | 0.23699 | 11 | 0.82883
31812 | 12.22 | 1 | 365 | 13.9697 | 0.0035475 | 13 | 0.97321
35023 | 8.125 | 1 | 365 | 9.2883 | 0.61938 | 9 | 0.90772
29266 | 2.34 | 1 | 365 | 2.675 | 0.36238 | 3 | 0.037423
29853 | 24.96 | 1 | 365 | 28.5338 | 0.19874 | 28 | 0.73251
31099 | 3.64 | 1 | 365 | 4.1612 | 0.34148 | 4 | 0.50266
31096 | 7.8 | 1 | 365 | 8.9168 | 0.8746 | 9 | 0.79141
35039 | 5.6 | 1 | 365 | 6.4018 | 0.83305 | 7 | 0.23486
28817 | 6.76 | 1 | 365 | 7.7279 | 0.49132 | 8 | 0.21922
33872 | 3.9 | 1 | 365 | 4.4584 | 0.9373 | 5 | 0.3957
35057 | 3.9 | 1 | 365 | 4.4584 | 0.9373 | 5 | 0.3957
34501 | 4.94 | 1 | 365 | 5.6473 | 0.32058 | 5 | 0.96789
35075 | 7.5 | 1 | 365 | 8.5739 | 0.18712 | 8 | 0.76097
29960 | 10.4 | 1 | 365 | 11.8891 | 0.83281 | 12 | 0.72188
31596 | 8.84 | 1 | 365 | 10.1057 | 0.25789 | 10 | 0.3636
35129 | 6.05 | 1 | 365 | 6.9162 | 0.86428 | 7 | 0.78052
35135 | 9.75 | 1 | 365 | 11.146 | 0.34326 | 11 | 0.48926
35142 | 9.9 | 1 | 365 | 11.3175 | 0.687 | 12 | 0.0044804
35180 | 5.61 | 1 | 365 | 6.4132 | 0.85597 | 7 | 0.26921
35237 | 10.4 | 1 | 365 | 11.8891 | 0.83281 | 12 | 0.72188
35239 | 6.12 | 1 | 365 | 6.9963 | 0.02469 | 7 | 0.020952
35244 | 5.61 | 1 | 365 | 6.4132 | 0.85597 | 7 | 0.26921
35139 | 4.94 | 1 | 365 | 5.6473 | 0.32058 | 5 | 0.96789
35147 | 8.745 | 1 | 365 | 9.9971 | 0.040182 | 10 | 0.037291
35153 | 10.14 | 1 | 365 | 11.5918 | 0.23699 | 11 | 0.82883
34802 | 6.36 | 1 | 365 | 7.2706 | 0.57468 | 7 | 0.8453
35169 | 4.94 | 1 | 365 | 5.6473 | 0.32058 | 5 | 0.96789
35170 | 8.84 | 1 | 365 | 10.1057 | 0.25789 | 10 | 0.3636
35175 | 11.7 | 1 | 365 | 13.3752 | 0.81191 | 14 | 0.18711
35185 | 4.845 | 1 | 365 | 5.5387 | 0.10288 | 5 | 0.64159
35184 | 6.76 | 1 | 365 | 7.7279 | 0.49132 | 8 | 0.21922
35201 | 9.69 | 1 | 365 | 11.0774 | 0.20576 | 11 | 0.28317
35198 | 9.18 | 1 | 365 | 10.4944 | 0.037035 | 10 | 0.53143
35205 | 5.98 | 1 | 365 | 6.8362 | 0.70386 | 7 | 0.54008
35214 | 10.92 | 1 | 365 | 12.4835 | 0.024447 | 12 | 0.50797
35217 | 3.64 | 1 | 365 | 4.1612 | 0.34148 | 4 | 0.50266
35221 | 7.28 | 1 | 365 | 8.3224 | 0.68296 | 9 | 0.0053149
35222 | 9.62 | 1 | 365 | 10.9974 | 0.045346 | 11 | 0.042738
35226 | 6.24 | 1 | 365 | 7.1334 | 0.29968 | 7 | 0.43313
35233 | 4.42 | 1 | 365 | 5.0529 | 0.12894 | 5 | 0.1818
35246 | 6.76 | 1 | 365 | 7.7279 | 0.49132 | 8 | 0.21922
35143 | 14.92 | 1 | 365 | 17.0562 | 0.19091 | 17 | 0.24716
35172 | 7.905 | 1 | 365 | 9.0368 | 0.11522 | 9 | 0.15206
35194 | 10.8 | 1 | 365 | 12.3463 | 0.74945 | 13 | 0.095797
35212 | 11.985 | 1 | 365 | 13.701 | 0.46502 | 14 | 0.16603
35228 | 8.16 | 1 | 365 | 9.3283 | 0.69959 | 10 | 0.027935
35257 | 9 | 1 | 365 | 10.2886 | 0.62454 | 10 | 0.91316
35263 | 7.28 | 1 | 365 | 8.3224 | 0.68296 | 9 | 0.0053149
35265 | 9.98 | 1 | 365 | 11.4089 | 0.87033 | 12 | 0.27926
35308 | 6.375 | 1 | 365 | 7.2878 | 0.60905 | 7 | 0.89682
35309 | 4.95 | 1 | 365 | 5.6587 | 0.3435 | 6 | 0.0022402
35311 | 10.98 | 1 | 365 | 12.5521 | 0.16194 | 12 | 0.71406
35312 | 13 | 1 | 365 | 14.8613 | 0.79101 | 15 | 0.65235
35313 | 6.72 | 1 | 365 | 7.6822 | 0.39966 | 8 | 0.081829
35195 | 8.1 | 1 | 365 | 9.2598 | 0.56209 | 9 | 0.82185
35234 | 5.13 | 1 | 365 | 5.8645 | 0.75599 | 6 | 0.6205
35242 | 7.5 | 1 | 365 | 8.5739 | 0.18712 | 8 | 0.76097
35248 | 2.6 | 1 | 365 | 2.9723 | 0.9582 | 3 | 0.93047
34706 | 8.43 | 1 | 365 | 9.637 | 0.31832 | 9 | 0.95533
34181 | 4.76 | 1 | 365 | 5.4415 | 0.90809 | 6 | 0.34963
32721 | 2.08 | 1 | 365 | 2.3778 | 0.76656 | 3 | 0.14438
34943 | 5.2 | 1 | 365 | 5.9445 | 0.9164 | 6 | 0.86094
35264 | 2.43 | 1 | 365 | 2.7779 | 0.56863 | 3 | 0.34655
34944 | 11.395 | 1 | 365 | 13.0265 | 0.11296 | 13 | 0.1395
34947 | 11.96 | 1 | 365 | 13.6724 | 0.40773 | 14 | 0.08016
35258 | 6.16 | 1 | 365 | 7.042 | 0.11635 | 7 | 0.15834
35269 | 8.55 | 1 | 365 | 9.7742 | 0.59332 | 10 | 0.36751
34961 | 13.77 | 1 | 365 | 15.7416 | 0.55555 | 16 | 0.29714
34962 | 3.9 | 1 | 365 | 4.4584 | 0.9373 | 5 | 0.3957
34955 | 11 | 1 | 365 | 12.575 | 0.20778 | 12 | 0.78276
34968 | 4.675 | 1 | 365 | 5.3444 | 0.7133 | 6 | 0.057671
33984 | 50.49 | 0.9 | 365 | 51.9472 | 0.13332 | 52 | 0.080565
34966 | 4.42 | 1 | 365 | 5.0529 | 0.12894 | 5 | 0.1818
34974 | 5.7 | 1 | 365 | 6.5161 | 0.062211 | 6 | 0.57834
34980 | 4.16 | 1 | 365 | 4.7556 | 0.53312 | 5 | 0.28875
34981 | 9.36 | 1 | 365 | 10.7002 | 0.44953 | 11 | 0.14969
34957 | 3.12 | 1 | 365 | 3.5667 | 0.14984 | 3 | 0.71656
34986 | 15.6 | 1 | 365 | 17.8336 | 0.74921 | 18 | 0.58282
34993 | 7.7 | 1 | 365 | 8.8025 | 0.64544 | 9 | 0.44793
34996 | 5.46 | 1 | 365 | 6.2418 | 0.51222 | 6 | 0.75399
34997 | 4.16 | 1 | 365 | 4.7556 | 0.53312 | 5 | 0.28875
35000 | 9.075 | 1 | 365 | 10.3744 | 0.79642 | 11 | 0.17077
34999 | 3.38 | 1 | 365 | 3.8639 | 0.74566 | 4 | 0.60961
33451 | 5.75 | 1 | 365 | 6.5733 | 0.17679 | 6 | 0.75008
18117 | 5.2 | 1 | 365 | 5.9445 | 0.9164 | 6 | 0.86094
35310 | 10.64 | 1 | 365 | 12.1634 | 0.38279 | 12 | 0.54623
35012 | 6 | 1 | 365 | 6.8591 | 0.7497 | 7 | 0.60878
36789 | 6.84 | 1 | 365 | 7.8194 | 0.67465 | 8 | 0.494
35314 | 11.77 | 1 | 365 | 13.4552 | 0.97232 | 14 | 0.42755
35316 | 13.44 | 1 | 365 | 15.3643 | 0.79932 | 16 | 0.16366
35317 | 7.15 | 1 | 365 | 8.1737 | 0.38505 | 8 | 0.55879
35318 | 9.66 | 1 | 365 | 11.0431 | 0.13701 | 11 | 0.18013
35319 | 7.98 | 1 | 365 | 9.1226 | 0.2871 | 9 | 0.40967
35322 | 9.156 | 1 | 365 | 10.467 | 0.98204 | 11 | 0.44899
35320 | 5.75 | 1 | 365 | 6.5733 | 0.17679 | 6 | 0.75008
35325 | 6.54 | 1 | 365 | 7.4764 | 0.98717 | 8 | 0.46357
35323 | 14.25 | 1 | 365 | 16.2903 | 0.65553 | 16 | 0.94584
35327 | 8.28 | 1 | 365 | 9.4655 | 0.97458 | 10 | 0.44011
35329 | 13.2 | 1 | 365 | 15.09 | 0.24933 | 15 | 0.33931
35333 | 9.156 | 1 | 365 | 10.467 | 0.98204 | 11 | 0.44899
35336 | 7.935 | 1 | 365 | 9.0711 | 0.18397 | 9 | 0.25511
35346 | 9.18 | 1 | 365 | 10.4944 | 0.037035 | 10 | 0.53143
35351 | 3.06 | 1 | 365 | 3.4981 | 0.012345 | 3 | 0.51048
35353 | 4.335 | 1 | 365 | 4.9557 | 0.93416 | 5 | 0.88984
35356 | 11.725 | 1 | 365 | 13.4038 | 0.8692 | 14 | 0.27298
35315 | 7.848 | 1 | 365 | 8.9717 | 0.9846 | 9 | 0.95628
35358 | 4.14 | 1 | 365 | 4.7328 | 0.48729 | 5 | 0.22006
35359 | 5.17 | 1 | 365 | 5.9102 | 0.84765 | 6 | 0.7579
35360 | 8.28 | 1 | 365 | 9.4655 | 0.97458 | 10 | 0.44011
35382 | 7.848 | 1 | 365 | 8.9717 | 0.9846 | 9 | 0.95628
35389 | 7.2 | 1 | 365 | 8.2309 | 0.49964 | 8 | 0.73053
35378 | 7 | 1 | 365 | 8.0023 | 0.041312 | 8 | 0.043572
35403 | 3 | 1 | 365 | 3.4295 | 0.87485 | 4 | 0.30439
35423 | 9.88 | 1 | 365 | 11.2946 | 0.64117 | 11 | 0.93578
35432 | 3 | 1 | 365 | 3.4295 | 0.87485 | 4 | 0.30439
35440 | 9 | 1 | 365 | 10.2886 | 0.62454 | 10 | 0.91316
34364 | 16.2 | 1 | 365 | 18.5195 | 0.12418 | 18 | 0.6437
34908 | 5.7 | 1 | 365 | 6.5161 | 0.062211 | 6 | 0.57834
33676 | 10.335 | 1 | 365 | 11.8148 | 0.68385 | 12 | 0.49862
41192 | 8.1 | 1 | 365 | 9.2598 | 0.56209 | 9 | 0.82185
35118 | 4.8 | 1 | 365 | 5.4873 | 0.99976 | 6 | 0.48702
25758 | 11.18 | 1 | 365 | 12.7808 | 0.62027 | 13 | 0.40102
35411 | 6.9 | 1 | 365 | 7.8879 | 0.81215 | 8 | 0.70009
35449 | 8.215 | 1 | 365 | 9.3912 | 0.82563 | 10 | 0.21685
39255 | 6 | 1 | 365 | 6.8591 | 0.7497 | 7 | 0.60878
35348 | 5.3 | 1 | 365 | 6.0589 | 0.14556 | 6 | 0.20442
35352 | 6 | 1 | 365 | 6.8591 | 0.7497 | 7 | 0.60878
35355 | 9 | 1 | 365 | 10.2886 | 0.62454 | 10 | 0.91316
35127 | 5.2 | 1 | 365 | 5.9445 | 0.9164 | 6 | 0.86094
35208 | 4.94 | 1 | 365 | 5.6473 | 0.32058 | 5 | 0.96789
35191 | 9.36 | 1 | 365 | 10.7002 | 0.44953 | 11 | 0.14969
35178 | 5.46 | 1 | 365 | 6.2418 | 0.51222 | 6 | 0.75399
33725 | 4.68 | 1 | 365 | 5.3501 | 0.72476 | 6 | 0.074845
35362 | 3.71 | 1 | 365 | 4.2412 | 0.5019 | 4 | 0.74309
35364 | 2.65 | 1 | 365 | 3.0294 | 0.072782 | 3 | 0.10221
35365 | 5.72 | 1 | 365 | 6.539 | 0.10804 | 6 | 0.64703
35368 | 8.32 | 1 | 365 | 9.5113 | 0.066245 | 9 | 0.5775
35373 | 4.68 | 1 | 365 | 5.3501 | 0.72476 | 6 | 0.074845
35369 | 18.98 | 1 | 365 | 21.6976 | 0.49487 | 22 | 0.19243
35372 | 3.71 | 1 | 365 | 4.2412 | 0.5019 | 4 | 0.74309
30934 | 5.565 | 1 | 365 | 6.3618 | 0.75284 | 7 | 0.11464
35381 | 9.36 | 1 | 365 | 10.7002 | 0.44953 | 11 | 0.14969
35380 | 5.035 | 1 | 365 | 5.7559 | 0.53829 | 6 | 0.2942
35386 | 9.36 | 1 | 365 | 10.7002 | 0.44953 | 11 | 0.14969
35437 | 7.54 | 1 | 365 | 8.6196 | 0.27878 | 8 | 0.89836
35390 | 7.8 | 1 | 365 | 8.9168 | 0.8746 | 9 | 0.79141
35443 | 2.86 | 1 | 365 | 3.2695 | 0.55402 | 3 | 0.82352
35388 | 6.76 | 1 | 365 | 7.7279 | 0.49132 | 8 | 0.21922
35377 | 12.72 | 1 | 365 | 14.5412 | 0.14936 | 14 | 0.69061
35442 | 3.12 | 1 | 365 | 3.5667 | 0.14984 | 3 | 0.71656
35391 | 9.62 | 1 | 365 | 10.9974 | 0.045346 | 11 | 0.042738
35441 | 9.1 | 1 | 365 | 10.4029 | 0.85371 | 11 | 0.25664
33558 | 10.14 | 1 | 365 | 11.5918 | 0.23699 | 11 | 0.82883
35428 | 5.98 | 1 | 365 | 6.8362 | 0.70386 | 7 | 0.54008
35444 | 3.9 | 1 | 365 | 4.4584 | 0.9373 | 5 | 0.3957
35446 | 5.98 | 1 | 365 | 6.8362 | 0.70386 | 7 | 0.54008
35453 | 8.32 | 1 | 365 | 9.5113 | 0.066245 | 9 | 0.5775
35454 | 6.76 | 1 | 365 | 7.7279 | 0.49132 | 8 | 0.21922
35456 | 8.84 | 1 | 365 | 10.1057 | 0.25789 | 10 | 0.3636
35460 | 7.02 | 1 | 365 | 8.0251 | 0.087144 | 8 | 0.11227
35459 | 7.8 | 1 | 365 | 8.9168 | 0.8746 | 9 | 0.79141
35465 | 4.68 | 1 | 365 | 5.3501 | 0.72476 | 6 | 0.074845
35466 | 3.9 | 1 | 365 | 4.4584 | 0.9373 | 5 | 0.3957
35464 | 9.275 | 1 | 365 | 10.603 | 0.25474 | 10 | 0.85773
35470 | 4.68 | 1 | 365 | 5.3501 | 0.72476 | 6 | 0.074845
35468 | 7.155 | 1 | 365 | 8.1795 | 0.39651 | 8 | 0.57597
35479 | 7.54 | 1 | 365 | 8.6196 | 0.27878 | 8 | 0.89836
35481 | 7.95 | 1 | 365 | 9.0883 | 0.21835 | 9 | 0.30663
35482 | 3.12 | 1 | 365 | 3.5667 | 0.14984 | 3 | 0.71656
35475 | 8.58 | 1 | 365 | 9.8085 | 0.66207 | 10 | 0.47055
35493 | 12.455 | 1 | 365 | 14.2383 | 0.54208 | 14 | 0.78038
35491 | 12.48 | 1 | 365 | 14.2669 | 0.59937 | 14 | 0.86625
35488 | 6.24 | 1 | 365 | 7.1334 | 0.29968 | 7 | 0.43313
35502 | 11.44 | 1 | 365 | 13.078 | 0.21609 | 13 | 0.29407
35516 | 4.42 | 1 | 365 | 5.0529 | 0.12894 | 5 | 0.1818
35512 | 4.68 | 1 | 365 | 5.3501 | 0.72476 | 6 | 0.074845
35522 | 7.8 | 1 | 365 | 8.9168 | 0.8746 | 9 | 0.79141
35523 | 3.38 | 1 | 365 | 3.8639 | 0.74566 | 4 | 0.60961
35521 | 5.46 | 1 | 365 | 6.2418 | 0.51222 | 6 | 0.75399
35501 | 6.24 | 1 | 365 | 7.1334 | 0.29968 | 7 | 0.43313
35392 | 5.72 | 1 | 365 | 6.539 | 0.10804 | 6 | 0.64703
35398 | 5.46 | 1 | 365 | 6.2418 | 0.51222 | 6 | 0.75399
35402 | 3.975 | 1 | 365 | 4.5441 | 0.10917 | 4 | 0.65331
35395 | 9.88 | 1 | 365 | 11.2946 | 0.64117 | 11 | 0.93578
35404 | 4.94 | 1 | 365 | 5.6473 | 0.32058 | 5 | 0.96789
35406 | 7.28 | 1 | 365 | 8.3224 | 0.68296 | 9 | 0.0053149
35401 | 10.66 | 1 | 365 | 12.1863 | 0.42863 | 12 | 0.61493
35407 | 4.68 | 1 | 365 | 5.3501 | 0.72476 | 6 | 0.074845
35399 | 5.72 | 1 | 365 | 6.539 | 0.10804 | 6 | 0.64703
35408 | 3.38 | 1 | 365 | 3.8639 | 0.74566 | 4 | 0.60961
35082 | 5.32 | 1 | 365 | 6.0817 | 0.1914 | 6 | 0.27311
35405 | 8.06 | 1 | 365 | 9.214 | 0.47042 | 9 | 0.68446
35447 | 13.5 | 1 | 365 | 15.4329 | 0.93682 | 16 | 0.36975
35455 | 3.25 | 1 | 365 | 3.7153 | 0.44775 | 4 | 0.16309
35467 | 4.48 | 1 | 365 | 5.1214 | 0.26644 | 5 | 0.38789
35480 | 7.41 | 1 | 365 | 8.471 | 0.98087 | 9 | 0.45184
35496 | 11 | 1 | 365 | 12.575 | 0.20778 | 12 | 0.78276
35508 | 4.16 | 1 | 365 | 4.7556 | 0.53312 | 5 | 0.28875
35519 | 6.76 | 1 | 365 | 7.7279 | 0.49132 | 8 | 0.21922
35526 | 10.05 | 1 | 365 | 11.489 | 0.030741 | 11 | 0.5197
35534 | 15.3 | 1 | 365 | 17.4907 | 0.061725 | 17 | 0.55238
35469 | 8.7 | 1 | 365 | 9.9457 | 0.93706 | 10 | 0.88273
35520 | 7.2 | 1 | 365 | 8.2309 | 0.49964 | 8 | 0.73053
35507 | 3 | 1 | 365 | 3.4295 | 0.87485 | 4 | 0.30439
32105 | 4.905 | 1 | 365 | 5.6073 | 0.24038 | 5 | 0.84767
32118 | 6.867 | 1 | 365 | 7.8502 | 0.73653 | 8 | 0.58674
35409 | 14.04 | 1 | 365 | 16.0502 | 0.17429 | 16 | 0.22454
35412 | 6.24 | 1 | 365 | 7.1334 | 0.29968 | 7 | 0.43313
35414 | 6.76 | 1 | 365 | 7.7279 | 0.49132 | 8 | 0.21922
35410 | 8.32 | 1 | 365 | 9.5113 | 0.066245 | 9 | 0.5775
35416 | 5.98 | 1 | 365 | 6.8362 | 0.70386 | 7 | 0.54008
35418 | 7.28 | 1 | 365 | 8.3224 | 0.68296 | 9 | 0.0053149
35413 | 9.88 | 1 | 365 | 11.2946 | 0.64117 | 11 | 0.93578
35420 | 4.68 | 1 | 365 | 5.3501 | 0.72476 | 6 | 0.074845
35417 | 4.94 | 1 | 365 | 5.6473 | 0.32058 | 5 | 0.96789
30808 | 7.28 | 1 | 365 | 8.3224 | 0.68296 | 9 | 0.0053149
35422 | 5.98 | 1 | 365 | 6.8362 | 0.70386 | 7 | 0.54008
35430 | 4.42 | 1 | 365 | 5.0529 | 0.12894 | 5 | 0.1818
35426 | 3.445 | 1 | 365 | 3.9383 | 0.89462 | 4 | 0.83287
35435 | 8.84 | 1 | 365 | 10.1057 | 0.25789 | 10 | 0.3636
35424 | 6.5 | 1 | 365 | 7.4307 | 0.8955 | 8 | 0.32617
35429 | 12.985 | 1 | 365 | 14.8442 | 0.75663 | 15 | 0.60083
35438 | 5.3 | 1 | 365 | 6.0589 | 0.14556 | 6 | 0.20442
35532 | 12 | 1 | 365 | 13.7182 | 0.49939 | 14 | 0.21755
35559 | 7.155 | 1 | 365 | 8.1795 | 0.39651 | 8 | 0.57597
35548 | 5.5 | 1 | 365 | 6.2875 | 0.60389 | 6 | 0.89138
35585 | 9.075 | 1 | 365 | 10.3744 | 0.79642 | 11 | 0.17077
35592 | 3.64 | 1 | 365 | 4.1612 | 0.34148 | 4 | 0.50266
35631 | 4.95 | 1 | 365 | 5.6587 | 0.3435 | 6 | 0.0022402
35639 | 6.3 | 1 | 365 | 7.202 | 0.43718 | 7 | 0.63921
35647 | 14.5 | 1 | 365 | 16.5761 | 0.22843 | 16 | 0.80454
35636 | 4.95 | 1 | 365 | 5.6587 | 0.3435 | 6 | 0.0022402
35652 | 4.5 | 1 | 365 | 5.1443 | 0.31227 | 5 | 0.45658
35575 | 7.13 | 1 | 365 | 8.1509 | 0.33922 | 8 | 0.4901
35606 | 10.5 | 1 | 365 | 12.0034 | 0.061968 | 12 | 0.065358
35616 | 7.75 | 1 | 365 | 8.8596 | 0.76002 | 9 | 0.61967
35623 | 8.75 | 1 | 365 | 10.0028 | 0.05164 | 10 | 0.054465
35627 | 9.25 | 1 | 365 | 10.5744 | 0.19745 | 10 | 0.77186
35640 | 9.72 | 1 | 365 | 11.1117 | 0.27451 | 11 | 0.38622
35680 | 3.64 | 1 | 365 | 4.1612 | 0.34148 | 4 | 0.50266
35682 | 3.36 | 1 | 365 | 3.8411 | 0.69983 | 4 | 0.54091
35683 | 8 | 1 | 365 | 9.1454 | 0.33293 | 9 | 0.47837
35684 | 3.5 | 1 | 365 | 4.0011 | 0.020656 | 4 | 0.021786
35721 | 5.88 | 1 | 365 | 6.7219 | 0.4747 | 7 | 0.1966
35729 | 6.75 | 1 | 365 | 7.7165 | 0.46841 | 8 | 0.18487
35744 | 11.725 | 1 | 365 | 13.4038 | 0.8692 | 14 | 0.27298
35749 | 8.06 | 1 | 365 | 9.214 | 0.47042 | 9 | 0.68446
35461 | 20.52 | 1 | 365 | 23.4581 | 0.02396 | 23 | 0.48201
35546 | 12.6 | 1 | 365 | 14.4041 | 0.87436 | 15 | 0.27843
35556 | 9.156 | 1 | 365 | 10.467 | 0.98204 | 11 | 0.44899
35577 | 10.05 | 1 | 365 | 11.489 | 0.030741 | 11 | 0.5197
35613 | 8.55 | 1 | 365 | 9.7742 | 0.59332 | 10 | 0.36751
34679 | 11.16 | 1 | 365 | 12.7579 | 0.57443 | 13 | 0.33232
35632 | 8.55 | 1 | 365 | 9.7742 | 0.59332 | 10 | 0.36751
35661 | 8.28 | 1 | 365 | 9.4655 | 0.97458 | 10 | 0.44011
35662 | 6.24 | 1 | 365 | 7.1334 | 0.29968 | 7 | 0.43313
35664 | 8.71 | 1 | 365 | 9.9571 | 0.95998 | 10 | 0.91707
35665 | 5.6 | 1 | 365 | 6.4018 | 0.83305 | 7 | 0.23486
35666 | 6.24 | 1 | 365 | 7.1334 | 0.29968 | 7 | 0.43313
35668 | 3.795 | 1 | 365 | 4.3384 | 0.69668 | 5 | 0.035051
35669 | 9.96 | 1 | 365 | 11.3861 | 0.8245 | 12 | 0.21057
35670 | 4.32 | 1 | 365 | 4.9385 | 0.89978 | 5 | 0.83832
35672 | 7.02 | 1 | 365 | 8.0251 | 0.087144 | 8 | 0.11227
35685 | 12.42 | 1 | 365 | 14.1983 | 0.46187 | 14 | 0.66017
35697 | 9.76 | 1 | 365 | 11.1574 | 0.36617 | 11 | 0.52361
35712 | 11.2 | 1 | 365 | 12.8036 | 0.6661 | 13 | 0.46972
35703 | 8.64 | 1 | 365 | 9.8771 | 0.79956 | 10 | 0.67664
35715 | 6.48 | 1 | 365 | 7.4078 | 0.84967 | 8 | 0.25748
35716 | 19.62 | 1 | 365 | 22.4292 | 0.96151 | 23 | 0.3907
35755 | 3.9 | 1 | 365 | 4.4584 | 0.9373 | 5 | 0.3957
35759 | 7 | 1 | 365 | 8.0023 | 0.041312 | 8 | 0.043572
35764 | 7.32 | 1 | 365 | 8.3681 | 0.77463 | 9 | 0.14271
35767 | 5.795 | 1 | 365 | 6.6247 | 0.27991 | 6 | 0.90464
35776 | 5 | 1 | 365 | 5.7159 | 0.45808 | 6 | 0.17398
35780 | 5.4 | 1 | 365 | 6.1732 | 0.37473 | 6 | 0.5479
35789 | 8.28 | 1 | 365 | 9.4655 | 0.97458 | 10 | 0.44011
35790 | 9.66 | 1 | 365 | 11.0431 | 0.13701 | 11 | 0.18013
35792 | 8.32 | 1 | 365 | 9.5113 | 0.066245 | 9 | 0.5775
35675 | 8.58 | 1 | 365 | 9.8085 | 0.66207 | 10 | 0.47055
35676 | 9.75 | 1 | 365 | 11.146 | 0.34326 | 11 | 0.48926
35725 | 8 | 1 | 365 | 9.1454 | 0.33293 | 9 | 0.47837
35717 | 4.95 | 1 | 365 | 5.6587 | 0.3435 | 6 | 0.0022402
35730 | 6.75 | 1 | 365 | 7.7165 | 0.46841 | 8 | 0.18487
35731 | 5.25 | 1 | 365 | 6.0017 | 0.030984 | 6 | 0.032679
35791 | 13.407 | 1 | 365 | 15.3266 | 0.7237 | 16 | 0.05031
35794 | 10.5 | 1 | 365 | 12.0034 | 0.061968 | 12 | 0.065358
35719 | 6.48 | 1 | 365 | 7.4078 | 0.84967 | 8 | 0.25748
35720 | 7.54 | 1 | 365 | 8.6196 | 0.27878 | 8 | 0.89836
35805 | 6.25 | 1 | 365 | 7.1449 | 0.3226 | 7 | 0.46747
35807 | 3.25 | 1 | 365 | 3.7153 | 0.44775 | 4 | 0.16309
35811 | 6.48 | 1 | 365 | 7.4078 | 0.84967 | 8 | 0.25748
35722 | 4.59 | 1 | 365 | 5.2472 | 0.51852 | 5 | 0.76571
35788 | 6.1 | 1 | 365 | 6.9734 | 0.97886 | 7 | 0.95226
35812 | 5.7 | 1 | 365 | 6.5161 | 0.062211 | 6 | 0.57834
35813 | 11.97 | 1 | 365 | 13.6839 | 0.43064 | 14 | 0.11451
35816 | 8.55 | 1 | 365 | 9.7742 | 0.59332 | 10 | 0.36751
35727 | 9.36 | 1 | 365 | 10.7002 | 0.44953 | 11 | 0.14969
35832 | 13.52 | 1 | 365 | 15.4558 | 0.98265 | 16 | 0.43844
35834 | 6.6 | 1 | 365 | 7.545 | 0.12467 | 7 | 0.66965
35841 | 8.64 | 1 | 365 | 9.8771 | 0.79956 | 10 | 0.67664
35837 | 9.72 | 1 | 365 | 11.1117 | 0.27451 | 11 | 0.38622
35851 | 5.04 | 1 | 365 | 5.7616 | 0.54974 | 6 | 0.31137
35849 | 8.32 | 1 | 365 | 9.5113 | 0.066245 | 9 | 0.5775
35854 | 9.88 | 1 | 365 | 11.2946 | 0.64117 | 11 | 0.93578
35858 | 7.29 | 1 | 365 | 8.3338 | 0.70588 | 9 | 0.039663
35543 | 4.68 | 1 | 365 | 5.3501 | 0.72476 | 6 | 0.074845
35861 | 8.37 | 1 | 365 | 9.5684 | 0.18083 | 9 | 0.74924
35865 | 6.885 | 1 | 365 | 7.8708 | 0.77778 | 8 | 0.64857
35862 | 10.4 | 1 | 365 | 11.8891 | 0.83281 | 12 | 0.72188
35544 | 11.44 | 1 | 365 | 13.078 | 0.21609 | 13 | 0.29407
35871 | 3.64 | 1 | 365 | 4.1612 | 0.34148 | 4 | 0.50266
35552 | 4.94 | 1 | 365 | 5.6473 | 0.32058 | 5 | 0.96789
35869 | 7.54 | 1 | 365 | 8.6196 | 0.27878 | 8 | 0.89836
35872 | 8.84 | 1 | 365 | 10.1057 | 0.25789 | 10 | 0.3636
35554 | 5.46 | 1 | 365 | 6.2418 | 0.51222 | 6 | 0.75399
35876 | 6.5 | 1 | 365 | 7.4307 | 0.8955 | 8 | 0.32617
31747 | 7.65 | 1 | 365 | 8.7453 | 0.53086 | 9 | 0.27619
35564 | 10.92 | 1 | 365 | 12.4835 | 0.024447 | 12 | 0.50797
35877 | 7.54 | 1 | 365 | 8.6196 | 0.27878 | 8 | 0.89836
35885 | 12.74 | 1 | 365 | 14.5641 | 0.19519 | 14 | 0.7593
35878 | 8.06 | 1 | 365 | 9.214 | 0.47042 | 9 | 0.68446
35888 | 4.94 | 1 | 365 | 5.6473 | 0.32058 | 5 | 0.96789
35573 | 14.04 | 1 | 365 | 16.0502 | 0.17429 | 16 | 0.22454
34653 | 6 | 1 | 365 | 6.8591 | 0.7497 | 7 | 0.60878
35570 | 10.4 | 1 | 365 | 11.8891 | 0.83281 | 12 | 0.72188
35881 | 5.1 | 1 | 365 | 5.8302 | 0.68724 | 6 | 0.51746
35562 | 2.34 | 1 | 365 | 2.675 | 0.36238 | 3 | 0.037423
35578 | 11.7 | 1 | 365 | 13.3752 | 0.81191 | 14 | 0.18711
35551 | 10.14 | 1 | 365 | 11.5918 | 0.23699 | 11 | 0.82883
35589 | 5.72 | 1 | 365 | 6.539 | 0.10804 | 6 | 0.64703
35596 | 5.98 | 1 | 365 | 6.8362 | 0.70386 | 7 | 0.54008
35581 | 6.76 | 1 | 365 | 7.7279 | 0.49132 | 8 | 0.21922
35594 | 11.44 | 1 | 365 | 13.078 | 0.21609 | 13 | 0.29407
35889 | 9.36 | 1 | 365 | 10.7002 | 0.44953 | 11 | 0.14969
35600 | 6.76 | 1 | 365 | 7.7279 | 0.49132 | 8 | 0.21922
35893 | 5.98 | 1 | 365 | 6.8362 | 0.70386 | 7 | 0.54008
35608 | 5.5 | 1 | 365 | 6.2875 | 0.60389 | 6 | 0.89138
35891 | 7.8 | 1 | 365 | 8.9168 | 0.8746 | 9 | 0.79141
35602 | 3.38 | 1 | 365 | 3.8639 | 0.74566 | 4 | 0.60961
35898 | 4.42 | 1 | 365 | 5.0529 | 0.12894 | 5 | 0.1818
35611 | 8.58 | 1 | 365 | 9.8085 | 0.66207 | 10 | 0.47055
35956 | 8.32 | 1 | 365 | 9.5113 | 0.066245 | 9 | 0.5775
35963 | 7.14 | 1 | 365 | 8.1623 | 0.36214 | 8 | 0.52444
35603 | 7.8 | 1 | 365 | 8.9168 | 0.8746 | 9 | 0.79141
35965 | 4.68 | 1 | 365 | 5.3501 | 0.72476 | 6 | 0.074845
34956 | 3.9 | 1 | 365 | 4.4584 | 0.9373 | 5 | 0.3957
35967 | 6.24 | 1 | 365 | 7.1334 | 0.29968 | 7 | 0.43313
35621 | 12.48 | 1 | 365 | 14.2669 | 0.59937 | 14 | 0.86625
35969 | 9.88 | 1 | 365 | 11.2946 | 0.64117 | 11 | 0.93578
35973 | 7.28 | 1 | 365 | 8.3224 | 0.68296 | 9 | 0.0053149
35625 | 2.97 | 1 | 365 | 3.3952 | 0.8061 | 4 | 0.20134
35976 | 4.68 | 1 | 365 | 5.3501 | 0.72476 | 6 | 0.074845
35628 | 4.24 | 1 | 365 | 4.8471 | 0.71645 | 5 | 0.56354
35879 | 5.2 | 1 | 365 | 5.9445 | 0.9164 | 6 | 0.86094
35890 | 6.12 | 1 | 365 | 6.9963 | 0.02469 | 7 | 0.020952
35896 | 13.52 | 1 | 365 | 15.4558 | 0.98265 | 16 | 0.43844
34057 | 8.84 | 1 | 365 | 10.1057 | 0.25789 | 10 | 0.3636
35907 | 16.12 | 1 | 365 | 18.4281 | 0.94085 | 19 | 0.36891
33605 | 11.44 | 1 | 365 | 13.078 | 0.21609 | 13 | 0.29407
32465 | 5.72 | 1 | 365 | 6.539 | 0.10804 | 6 | 0.64703
35921 | 8.58 | 1 | 365 | 9.8085 | 0.66207 | 10 | 0.47055
35935 | 3.57 | 1 | 365 | 4.0812 | 0.18107 | 4 | 0.26222
35944 | 14.04 | 1 | 365 | 16.0502 | 0.17429 | 16 | 0.22454
35629 | 5.46 | 1 | 365 | 6.2418 | 0.51222 | 6 | 0.75399
30205 | 2.08 | 1 | 365 | 2.3778 | 0.76656 | 3 | 0.14438
30248 | 11.395 | 1 | 365 | 13.0265 | 0.11296 | 13 | 0.1395
35992 | 4.42 | 1 | 365 | 5.0529 | 0.12894 | 5 | 0.1818
35635 | 10.4 | 1 | 365 | 11.8891 | 0.83281 | 12 | 0.72188
35996 | 7.95 | 1 | 365 | 9.0883 | 0.21835 | 9 | 0.30663
34689 | 4.59 | 1 | 365 | 5.2472 | 0.51852 | 5 | 0.76571
35993 | 11.18 | 1 | 365 | 12.7808 | 0.62027 | 13 | 0.40102
35638 | 8.84 | 1 | 365 | 10.1057 | 0.25789 | 10 | 0.3636
35999 | 4.16 | 1 | 365 | 4.7556 | 0.53312 | 5 | 0.28875
30409 | 2.86 | 1 | 365 | 3.2695 | 0.55402 | 3 | 0.82352
36001 | 8.58 | 1 | 365 | 9.8085 | 0.66207 | 10 | 0.47055
35997 | 5.2 | 1 | 365 | 5.9445 | 0.9164 | 6 | 0.86094
18444 | 7.905 | 1 | 365 | 9.0368 | 0.11522 | 9 | 0.15206
36010 | 11.925 | 1 | 365 | 13.6324 | 0.32752 | 13 | 0.95994
35641 | 10.4 | 1 | 365 | 11.8891 | 0.83281 | 12 | 0.72188
36008 | 7.28 | 1 | 365 | 8.3224 | 0.68296 | 9 | 0.0053149
31785 | 5.98 | 1 | 365 | 6.8362 | 0.70386 | 7 | 0.54008
33839 | 8.58 | 1 | 365 | 9.8085 | 0.66207 | 10 | 0.47055
31432 | 4.94 | 1 | 365 | 5.6473 | 0.32058 | 5 | 0.96789
35517 | 21.42 | 1 | 365 | 24.4869 | 0.086415 | 24 | 0.57333
32856 | 7.02 | 1 | 365 | 8.0251 | 0.087144 | 8 | 0.11227
35529 | 3.12 | 1 | 365 | 3.5667 | 0.14984 | 3 | 0.71656
35646 | 9.36 | 1 | 365 | 10.7002 | 0.44953 | 11 | 0.14969
35939 | 1.785 | 1 | 365 | 2.0406 | 0.090535 | 2 | 0.13111
32276 | 9.62 | 1 | 365 | 10.9974 | 0.045346 | 11 | 0.042738
35649 | 2.43 | 1 | 365 | 2.7779 | 0.56863 | 3 | 0.34655
35974 | 6.24 | 1 | 365 | 7.1334 | 0.29968 | 7 | 0.43313
35654 | 9.69 | 1 | 365 | 11.0774 | 0.20576 | 11 | 0.28317
35908 | 11.4 | 1 | 365 | 13.0323 | 0.12442 | 13 | 0.15667
35653 | 6.5 | 1 | 365 | 7.4307 | 0.8955 | 8 | 0.32617
35927 | 5.4 | 1 | 365 | 6.1732 | 0.37473 | 6 | 0.5479
30837 | 6.76 | 1 | 365 | 7.7279 | 0.49132 | 8 | 0.21922
35903 | 7.02 | 1 | 365 | 8.0251 | 0.087144 | 8 | 0.11227
35962 | 7.8 | 1 | 365 | 8.9168 | 0.8746 | 9 | 0.79141
35656 | 7.8 | 1 | 365 | 8.9168 | 0.8746 | 9 | 0.79141
35970 | 8.4 | 1 | 365 | 9.6027 | 0.24957 | 9 | 0.85229
35983 | 2.52 | 1 | 365 | 2.8808 | 0.77487 | 3 | 0.65569
35994 | 3.36 | 1 | 365 | 3.8411 | 0.69983 | 4 | 0.54091
35713 | 17.08 | 1 | 365 | 19.5255 | 0.1408 | 19 | 0.66632
36003 | 4.24 | 1 | 365 | 4.8471 | 0.71645 | 5 | 0.56354
35847 | 7.54 | 1 | 365 | 8.6196 | 0.27878 | 8 | 0.89836
35990 | 7.315 | 1 | 365 | 8.3624 | 0.76317 | 9 | 0.12553
35860 | 13.5 | 1 | 365 | 15.4329 | 0.93682 | 16 | 0.36975
36000 | 5.805 | 1 | 365 | 6.6362 | 0.30283 | 6 | 0.93899
36025 | 5.04 | 1 | 365 | 5.7616 | 0.54974 | 6 | 0.31137
35906 | 7.2 | 1 | 365 | 8.2309 | 0.49964 | 8 | 0.73053
35952 | 6.24 | 1 | 365 | 7.1334 | 0.29968 | 7 | 0.43313
35814 | 5.6 | 1 | 365 | 6.4018 | 0.83305 | 7 | 0.23486
36227 | 10.1 | 1 | 365 | 11.5461 | 0.14532 | 11 | 0.69144
36251 | 5.725 | 1 | 365 | 6.5447 | 0.1195 | 6 | 0.66421
35539 | 9.54 | 1 | 365 | 10.9059 | 0.86202 | 11 | 0.76795
36254 | 6.51 | 1 | 365 | 7.4421 | 0.91842 | 8 | 0.36052
36017 | 2.86 | 1 | 365 | 3.2695 | 0.55402 | 3 | 0.82352
36016 | 13.52 | 1 | 365 | 15.4558 | 0.98265 | 16 | 0.43844
36020 | 12.72 | 1 | 365 | 14.5412 | 0.14936 | 14 | 0.69061
36019 | 8.84 | 1 | 365 | 10.1057 | 0.25789 | 10 | 0.3636
36024 | 2.34 | 1 | 365 | 2.675 | 0.36238 | 3 | 0.037423
36021 | 10.2 | 1 | 365 | 11.6604 | 0.37448 | 12 | 0.034919
36031 | 7.28 | 1 | 365 | 8.3224 | 0.68296 | 9 | 0.0053149
36032 | 11.13 | 1 | 365 | 12.7236 | 0.50569 | 13 | 0.22928
36034 | 5.2 | 1 | 365 | 5.9445 | 0.9164 | 6 | 0.86094
30385 | 10.14 | 1 | 365 | 11.5918 | 0.23699 | 11 | 0.82883
36036 | 11.44 | 1 | 365 | 13.078 | 0.21609 | 13 | 0.29407
36037 | 4.42 | 1 | 365 | 5.0529 | 0.12894 | 5 | 0.1818
36041 | 6.24 | 1 | 365 | 7.1334 | 0.29968 | 7 | 0.43313
36043 | 4.42 | 1 | 365 | 5.0529 | 0.12894 | 5 | 0.1818
36044 | 3.975 | 1 | 365 | 4.5441 | 0.10917 | 4 | 0.65331
36050 | 2.08 | 1 | 365 | 2.3778 | 0.76656 | 3 | 0.14438
36049 | 12.22 | 1 | 365 | 13.9697 | 0.0035475 | 13 | 0.97321
36051 | 2.08 | 1 | 365 | 2.3778 | 0.76656 | 3 | 0.14438
36059 | 7.14 | 1 | 365 | 8.1623 | 0.36214 | 8 | 0.52444
36064 | 5.72 | 1 | 365 | 6.539 | 0.10804 | 6 | 0.64703
36047 | 8.58 | 1 | 365 | 9.8085 | 0.66207 | 10 | 0.47055
36062 | 6.76 | 1 | 365 | 7.7279 | 0.49132 | 8 | 0.21922
36058 | 4.42 | 1 | 365 | 5.0529 | 0.12894 | 5 | 0.1818
36072 | 6.24 | 1 | 365 | 7.1334 | 0.29968 | 7 | 0.43313
36074 | 3.18 | 1 | 365 | 3.6353 | 0.28734 | 3 | 0.92265
36075 | 5.72 | 1 | 365 | 6.539 | 0.10804 | 6 | 0.64703
36067 | 7.54 | 1 | 365 | 8.6196 | 0.27878 | 8 | 0.89836
36079 | 14.04 | 1 | 365 | 16.0502 | 0.17429 | 16 | 0.22454
36027 | 8.745 | 1 | 365 | 9.9971 | 0.040182 | 10 | 0.037291
36045 | 5.61 | 1 | 365 | 6.4132 | 0.85597 | 7 | 0.26921
36065 | 2.08 | 1 | 365 | 2.3778 | 0.76656 | 3 | 0.14438
36077 | 5.035 | 1 | 365 | 5.7559 | 0.53829 | 6 | 0.2942
36085 | 6.89 | 1 | 365 | 7.8765 | 0.78923 | 8 | 0.66574
36082 | 6.76 | 1 | 365 | 7.7279 | 0.49132 | 8 | 0.21922
35975 | 14.82 | 1 | 365 | 16.9419 | 0.96175 | 17 | 0.90368
35984 | 8.16 | 1 | 365 | 9.3283 | 0.69959 | 10 | 0.027935
36002 | 8.84 | 1 | 365 | 10.1057 | 0.25789 | 10 | 0.3636
36087 | 6.24 | 1 | 365 | 7.1334 | 0.29968 | 7 | 0.43313
36089 | 2.34 | 1 | 365 | 2.675 | 0.36238 | 3 | 0.037423
36090 | 10.4 | 1 | 365 | 11.8891 | 0.83281 | 12 | 0.72188
33669 | 4.16 | 1 | 365 | 4.7556 | 0.53312 | 5 | 0.28875
36088 | 5.72 | 1 | 365 | 6.539 | 0.10804 | 6 | 0.64703
36094 | 5.2 | 1 | 365 | 5.9445 | 0.9164 | 6 | 0.86094
36092 | 7.02 | 1 | 365 | 8.0251 | 0.087144 | 8 | 0.11227
36096 | 6.375 | 1 | 365 | 7.2878 | 0.60905 | 7 | 0.89682
36095 | 5.46 | 1 | 365 | 6.2418 | 0.51222 | 6 | 0.75399
36084 | 7.155 | 1 | 365 | 8.1795 | 0.39651 | 8 | 0.57597
36093 | 7.02 | 1 | 365 | 8.0251 | 0.087144 | 8 | 0.11227
36099 | 6.89 | 1 | 365 | 7.8765 | 0.78923 | 8 | 0.66574
36280 | 5.775 | 1 | 365 | 6.6019 | 0.23408 | 6 | 0.83595
36102 | 5.72 | 1 | 365 | 6.539 | 0.10804 | 6 | 0.64703
36104 | 5.2 | 1 | 365 | 5.9445 | 0.9164 | 6 | 0.86094
36282 | 4.95 | 1 | 365 | 5.6587 | 0.3435 | 6 | 0.0022402
34634 | 5.72 | 1 | 365 | 6.539 | 0.10804 | 6 | 0.64703
36103 | 9.62 | 1 | 365 | 10.9974 | 0.045346 | 11 | 0.042738
36106 | 8.06 | 1 | 365 | 9.214 | 0.47042 | 9 | 0.68446
36105 | 9.88 | 1 | 365 | 11.2946 | 0.64117 | 11 | 0.93578
36285 | 6.325 | 1 | 365 | 7.2306 | 0.49447 | 7 | 0.72508
36129 | 8.58 | 1 | 365 | 9.8085 | 0.66207 | 10 | 0.47055
36130 | 6.75 | 1 | 365 | 7.7165 | 0.46841 | 8 | 0.18487
36134 | 14.025 | 1 | 365 | 16.0331 | 0.13991 | 16 | 0.17301
36137 | 2.805 | 1 | 365 | 3.2066 | 0.42798 | 3 | 0.6346
36139 | 4.68 | 1 | 365 | 5.3501 | 0.72476 | 6 | 0.074845
36141 | 8.06 | 1 | 365 | 9.214 | 0.47042 | 9 | 0.68446
36145 | 4.16 | 1 | 365 | 4.7556 | 0.53312 | 5 | 0.28875
36146 | 6.21 | 1 | 365 | 7.0991 | 0.23094 | 7 | 0.33008
36149 | 2.34 | 1 | 365 | 2.675 | 0.36238 | 3 | 0.037423
36150 | 4.94 | 1 | 365 | 5.6473 | 0.32058 | 5 | 0.96789
36153 | 7.02 | 1 | 365 | 8.0251 | 0.087144 | 8 | 0.11227
36154 | 6.5 | 1 | 365 | 7.4307 | 0.8955 | 8 | 0.32617
36156 | 3.9 | 1 | 365 | 4.4584 | 0.9373 | 5 | 0.3957
36164 | 5.98 | 1 | 365 | 6.8362 | 0.70386 | 7 | 0.54008
36165 | 13.26 | 1 | 365 | 15.1586 | 0.38683 | 15 | 0.54539
36167 | 5.2 | 1 | 365 | 5.9445 | 0.9164 | 6 | 0.86094
36169 | 11.96 | 1 | 365 | 13.6724 | 0.40773 | 14 | 0.08016
36288 | 4.125 | 1 | 365 | 4.7156 | 0.45292 | 5 | 0.16853
36168 | 9.435 | 1 | 365 | 10.7859 | 0.6214 | 11 | 0.4073
36231 | 8.32 | 1 | 365 | 9.5113 | 0.066245 | 9 | 0.5775
36234 | 10.14 | 1 | 365 | 11.5918 | 0.23699 | 11 | 0.82883
36290 | 5.2 | 1 | 365 | 5.9445 | 0.9164 | 6 | 0.86094
36235 | 7.8 | 1 | 365 | 8.9168 | 0.8746 | 9 | 0.79141
36243 | 6.76 | 1 | 365 | 7.7279 | 0.49132 | 8 | 0.21922
35902 | 9.88 | 1 | 365 | 11.2946 | 0.64117 | 11 | 0.93578
35870 | 10.6 | 1 | 365 | 12.1177 | 0.29113 | 12 | 0.40884
35928 | 6.24 | 1 | 365 | 7.1334 | 0.29968 | 7 | 0.43313
35932 | 3.06 | 1 | 365 | 3.4981 | 0.012345 | 3 | 0.51048
37005 | 6 | 1 | 365 | 6.8591 | 0.7497 | 7 | 0.60878
35433 | 5.46 | 1 | 365 | 6.2418 | 0.51222 | 6 | 0.75399
35728 | 12.1 | 1 | 365 | 13.8325 | 0.72855 | 14 | 0.56103
35900 | 4.16 | 1 | 365 | 4.7556 | 0.53312 | 5 | 0.28875
36264 | 5.98 | 1 | 365 | 6.8362 | 0.70386 | 7 | 0.54008
36297 | 8.58 | 1 | 365 | 9.8085 | 0.66207 | 10 | 0.47055
36306 | 9.36 | 1 | 365 | 10.7002 | 0.44953 | 11 | 0.14969
36313 | 3.3 | 1 | 365 | 3.7725 | 0.56233 | 4 | 0.33483
36309 | 8.84 | 1 | 365 | 10.1057 | 0.25789 | 10 | 0.3636
36316 | 5.2 | 1 | 365 | 5.9445 | 0.9164 | 6 | 0.86094
36310 | 8.06 | 1 | 365 | 9.214 | 0.47042 | 9 | 0.68446
36314 | 6.9 | 1 | 365 | 7.8879 | 0.81215 | 8 | 0.70009
36320 | 4.48 | 1 | 365 | 5.1214 | 0.26644 | 5 | 0.38789
36928 | 8.4 | 1 | 365 | 9.6027 | 0.24957 | 9 | 0.85229
36940 | 11.7 | 1 | 365 | 13.3752 | 0.81191 | 14 | 0.18711
36831 | 2.915 | 1 | 365 | 3.3324 | 0.68006 | 4 | 0.01243
36727 | 8.84 | 1 | 365 | 10.1057 | 0.25789 | 10 | 0.3636
36911 | 7.7 | 1 | 365 | 8.8025 | 0.64544 | 9 | 0.44793
36949 | 5.775 | 1 | 365 | 6.6019 | 0.23408 | 6 | 0.83595
36941 | 8.8 | 1 | 365 | 10.06 | 0.16622 | 10 | 0.2262
36954 | 4.675 | 1 | 365 | 5.3444 | 0.7133 | 6 | 0.057671
36979 | 6.875 | 1 | 365 | 7.8594 | 0.75486 | 8 | 0.61422
37034 | 6.325 | 1 | 365 | 7.2306 | 0.49447 | 7 | 0.72508
37047 | 3.3 | 1 | 365 | 3.7725 | 0.56233 | 4 | 0.33483
37104 | 11.275 | 1 | 365 | 12.8894 | 0.83797 | 13 | 0.72732
36750 | 10.5 | 1 | 365 | 12.0034 | 0.061968 | 12 | 0.065358
36934 | 14.388 | 1 | 365 | 16.4481 | 0.97177 | 17 | 0.41984
36963 | 4.06 | 1 | 365 | 4.6413 | 0.30396 | 4 | 0.94527
36881 | 6.24 | 1 | 365 | 7.1334 | 0.29968 | 7 | 0.43313
36929 | 4.16 | 1 | 365 | 4.7556 | 0.53312 | 5 | 0.28875
36946 | 3.9 | 1 | 365 | 4.4584 | 0.9373 | 5 | 0.3957
36951 | 4.16 | 1 | 365 | 4.7556 | 0.53312 | 5 | 0.28875
36998 | 4.16 | 1 | 365 | 4.7556 | 0.53312 | 5 | 0.28875
32819 | 10.66 | 1 | 365 | 12.1863 | 0.42863 | 12 | 0.61493
34669 | 7.02 | 1 | 365 | 8.0251 | 0.087144 | 8 | 0.11227
33512 | 5.67 | 1 | 365 | 6.4818 | 0.99346 | 7 | 0.47529
30770 | 9.1 | 1 | 365 | 10.4029 | 0.85371 | 11 | 0.25664
37092 | 14.04 | 1 | 365 | 16.0502 | 0.17429 | 16 | 0.22454
37082 | 4.08 | 1 | 365 | 4.6642 | 0.34979 | 5 | 0.013968
37099 | 5.2 | 1 | 365 | 5.9445 | 0.9164 | 6 | 0.86094
37094 | 3.38 | 1 | 365 | 3.8639 | 0.74566 | 4 | 0.60961
37105 | 10.4 | 1 | 365 | 11.8891 | 0.83281 | 12 | 0.72188
35710 | 6.84 | 1 | 365 | 7.8194 | 0.67465 | 8 | 0.494
33957 | 4.08 | 1 | 365 | 4.6642 | 0.34979 | 5 | 0.013968
35550 | 3.64 | 1 | 365 | 4.1612 | 0.34148 | 4 | 0.50266
31435 | 2.6 | 1 | 365 | 2.9723 | 0.9582 | 3 | 0.93047
37056 | 8.58 | 1 | 365 | 9.8085 | 0.66207 | 10 | 0.47055
37060 | 9.1 | 1 | 365 | 10.4029 | 0.85371 | 11 | 0.25664
37063 | 9.88 | 1 | 365 | 11.2946 | 0.64117 | 11 | 0.93578
37067 | 7.54 | 1 | 365 | 8.6196 | 0.27878 | 8 | 0.89836
37071 | 8.58 | 1 | 365 | 9.8085 | 0.66207 | 10 | 0.47055
37072 | 5.2 | 1 | 365 | 5.9445 | 0.9164 | 6 | 0.86094
36923 | 7.54 | 1 | 365 | 8.6196 | 0.27878 | 8 | 0.89836
36599 | 6.24 | 1 | 365 | 7.1334 | 0.29968 | 7 | 0.43313
36603 | 6.89 | 1 | 365 | 7.8765 | 0.78923 | 8 | 0.66574
36622 | 11.44 | 1 | 365 | 13.078 | 0.21609 | 13 | 0.29407
36620 | 11.61 | 1 | 365 | 13.2723 | 0.60566 | 13 | 0.87798
36638 | 6.27 | 1 | 365 | 7.1677 | 0.36843 | 7 | 0.53617
36618 | 6.375 | 1 | 365 | 7.2878 | 0.60905 | 7 | 0.89682
36636 | 3.18 | 1 | 365 | 3.6353 | 0.28734 | 3 | 0.92265
36597 | 4.578 | 1 | 365 | 5.2335 | 0.49102 | 5 | 0.7245
36510 | 6.76 | 1 | 365 | 7.7279 | 0.49132 | 8 | 0.21922
36579 | 14.715 | 1 | 365 | 16.8219 | 0.72113 | 17 | 0.54302
36046 | 7.28 | 1 | 365 | 8.3224 | 0.68296 | 9 | 0.0053149
36602 | 6.76 | 1 | 365 | 7.7279 | 0.49132 | 8 | 0.21922
36927 | 6.76 | 1 | 365 | 7.7279 | 0.49132 | 8 | 0.21922
36648 | 4.68 | 1 | 365 | 5.3501 | 0.72476 | 6 | 0.074845
36913 | 9.88 | 1 | 365 | 11.2946 | 0.64117 | 11 | 0.93578
36651 | 6.48 | 1 | 365 | 7.4078 | 0.84967 | 8 | 0.25748
36843 | 12.74 | 1 | 365 | 14.5641 | 0.19519 | 14 | 0.7593
36662 | 3.9 | 1 | 365 | 4.4584 | 0.9373 | 5 | 0.3957
36860 | 10.14 | 1 | 365 | 11.5918 | 0.23699 | 11 | 0.82883
36840 | 8.58 | 1 | 365 | 9.8085 | 0.66207 | 10 | 0.47055
36676 | 7.56 | 1 | 365 | 8.6424 | 0.32462 | 8 | 0.96706
35396 | 7.155 | 1 | 365 | 8.1795 | 0.39651 | 8 | 0.57597
36769 | 7.54 | 1 | 365 | 8.6196 | 0.27878 | 8 | 0.89836
36712 | 5.98 | 1 | 365 | 6.8362 | 0.70386 | 7 | 0.54008
36606 | 5.2 | 1 | 365 | 5.9445 | 0.9164 | 6 | 0.86094
36589 | 7.54 | 1 | 365 | 8.6196 | 0.27878 | 8 | 0.89836
36696 | 4.5 | 1 | 365 | 5.1443 | 0.31227 | 5 | 0.45658
36559 | 8.58 | 1 | 365 | 9.8085 | 0.66207 | 10 | 0.47055
36630 | 4.68 | 1 | 365 | 5.3501 | 0.72476 | 6 | 0.074845
36701 | 5.7 | 1 | 365 | 6.5161 | 0.062211 | 6 | 0.57834
30431 | 9.1 | 1 | 365 | 10.4029 | 0.85371 | 11 | 0.25664
36708 | 4.77 | 1 | 365 | 5.453 | 0.93101 | 6 | 0.38398
30335 | 7.54 | 1 | 365 | 8.6196 | 0.27878 | 8 | 0.89836
37213 | 7.28 | 1 | 365 | 8.3224 | 0.68296 | 9 | 0.0053149
36744 | 9.81 | 1 | 365 | 11.2146 | 0.48075 | 11 | 0.69535
37225 | 11.18 | 1 | 365 | 12.7808 | 0.62027 | 13 | 0.40102
17610 | 646.8 | 0.8 | 365 | 591.5271 | 0.77378 | 592 | 0.30084
17631 | 646.8 | 0.8 | 365 | 591.5271 | 0.77378 | 592 | 0.30084
36814 | 9.81 | 1 | 365 | 11.2146 | 0.48075 | 11 | 0.69535
36820 | 6.05 | 1 | 365 | 6.9162 | 0.86428 | 7 | 0.78052
36969 | 7.56 | 1 | 365 | 8.6424 | 0.32462 | 8 | 0.96706
36826 | 12.19 | 1 | 365 | 13.9354 | 0.9348 | 14 | 0.87016
36977 | 7 | 1 | 365 | 8.0023 | 0.041312 | 8 | 0.043572
31469 | 5.72 | 1 | 365 | 6.539 | 0.10804 | 6 | 0.64703
36650 | 10.8 | 1 | 365 | 12.3463 | 0.74945 | 13 | 0.095797
36850 | 7.95 | 1 | 365 | 9.0883 | 0.21835 | 9 | 0.30663
36633 | 9.483 | 1 | 365 | 10.8408 | 0.73139 | 11 | 0.57217
36830 | 7.95 | 1 | 365 | 9.0883 | 0.21835 | 9 | 0.30663
36621 | 7.84 | 1 | 365 | 8.9625 | 0.96627 | 9 | 0.9288
36704 | 8.32 | 1 | 365 | 9.5113 | 0.066245 | 9 | 0.5775
36561 | 4.251 | 1 | 365 | 4.8597 | 0.74166 | 5 | 0.60132
36721 | 7.8 | 1 | 365 | 8.9168 | 0.8746 | 9 | 0.79141
36982 | 10.464 | 1 | 365 | 11.9622 | 0.97947 | 12 | 0.94171
36752 | 4.16 | 1 | 365 | 4.7556 | 0.53312 | 5 | 0.28875
37112 | 14.79 | 1 | 365 | 16.9076 | 0.893 | 17 | 0.80063
36773 | 5.72 | 1 | 365 | 6.539 | 0.10804 | 6 | 0.64703
37116 | 3.825 | 1 | 365 | 4.3727 | 0.76543 | 5 | 0.13809
36774 | 2.75 | 1 | 365 | 3.1437 | 0.30194 | 3 | 0.44569
37117 | 8.25 | 1 | 365 | 9.4312 | 0.90583 | 10 | 0.33707
36777 | 3.3 | 1 | 365 | 3.7725 | 0.56233 | 4 | 0.33483
36783 | 8.4 | 1 | 365 | 9.6027 | 0.24957 | 9 | 0.85229
37121 | 7.395 | 1 | 365 | 8.4538 | 0.9465 | 9 | 0.40032
36785 | 4.125 | 1 | 365 | 4.7156 | 0.45292 | 5 | 0.16853
37123 | 9.35 | 1 | 365 | 10.6887 | 0.42661 | 11 | 0.11534
36787 | 7.975 | 1 | 365 | 9.1169 | 0.27564 | 9 | 0.3925
37125 | 10.45 | 1 | 365 | 11.9462 | 0.94739 | 12 | 0.89362
36790 | 7.5 | 1 | 365 | 8.5739 | 0.18712 | 8 | 0.76097
37122 | 7.8 | 1 | 365 | 8.9168 | 0.8746 | 9 | 0.79141
36792 | 5.355 | 1 | 365 | 6.1217 | 0.2716 | 6 | 0.39333
37133 | 10.2 | 1 | 365 | 11.6604 | 0.37448 | 12 | 0.034919
36794 | 9.9 | 1 | 365 | 11.3175 | 0.687 | 12 | 0.0044804
37136 | 12 | 1 | 365 | 13.7182 | 0.49939 | 14 | 0.21755
36793 | 11 | 1 | 365 | 12.575 | 0.20778 | 12 | 0.78276
37137 | 3.6 | 1 | 365 | 4.1154 | 0.24982 | 4 | 0.36527
36795 | 8.25 | 1 | 365 | 9.4312 | 0.90583 | 10 | 0.33707
37139 | 9.6 | 1 | 365 | 10.9745 | 0.99951 | 11 | 0.97404
36796 | 11 | 1 | 365 | 12.575 | 0.20778 | 12 | 0.78276
37142 | 7.2 | 1 | 365 | 8.2309 | 0.49964 | 8 | 0.73053
36839 | 6.4 | 1 | 365 | 7.3164 | 0.66634 | 7 | 0.98269
36857 | 3.38 | 1 | 365 | 3.8639 | 0.74566 | 4 | 0.60961
36865 | 2.6 | 1 | 365 | 2.9723 | 0.9582 | 3 | 0.93047
32428 | 10.92 | 1 | 365 | 12.4835 | 0.024447 | 12 | 0.50797
37204 | 6.6 | 1 | 365 | 7.545 | 0.12467 | 7 | 0.66965
36878 | 11.44 | 1 | 365 | 13.078 | 0.21609 | 13 | 0.29407
36890 | 7.28 | 1 | 365 | 8.3224 | 0.68296 | 9 | 0.0053149
36893 | 6.24 | 1 | 365 | 7.1334 | 0.29968 | 7 | 0.43313
36896 | 8.32 | 1 | 365 | 9.5113 | 0.066245 | 9 | 0.5775
36495 | 4.48 | 1 | 365 | 5.1214 | 0.26644 | 5 | 0.38789
36889 | 6.76 | 1 | 365 | 7.7279 | 0.49132 | 8 | 0.21922
36516 | 9.24 | 1 | 365 | 10.563 | 0.17453 | 10 | 0.73752
32629 | 7.8 | 1 | 365 | 8.9168 | 0.8746 | 9 | 0.79141
36523 | 4.48 | 1 | 365 | 5.1214 | 0.26644 | 5 | 0.38789
36525 | 7.84 | 1 | 365 | 8.9625 | 0.96627 | 9 | 0.9288
36528 | 7.84 | 1 | 365 | 8.9625 | 0.96627 | 9 | 0.9288
36534 | 4.48 | 1 | 365 | 5.1214 | 0.26644 | 5 | 0.38789
36537 | 6.16 | 1 | 365 | 7.042 | 0.11635 | 7 | 0.15834
36520 | 10.26 | 1 | 365 | 11.729 | 0.51198 | 12 | 0.24101
37233 | 11.34 | 1 | 365 | 12.9637 | 0.98693 | 13 | 0.95059
36531 | 7.15 | 1 | 365 | 8.1737 | 0.38505 | 8 | 0.55879
36541 | 8.415 | 1 | 365 | 9.6199 | 0.28395 | 9 | 0.90381
37238 | 3.9 | 1 | 365 | 4.4584 | 0.9373 | 5 | 0.3957
36549 | 4.25 | 1 | 365 | 4.8585 | 0.73937 | 5 | 0.59788
37052 | 8.1 | 1 | 365 | 9.2598 | 0.56209 | 9 | 0.82185
36538 | 7.25 | 1 | 365 | 8.2881 | 0.61422 | 8 | 0.90227
37240 | 6.2 | 1 | 365 | 7.0877 | 0.20802 | 7 | 0.29574
37303 | 9.3 | 1 | 365 | 10.6316 | 0.31203 | 10 | 0.9436
36547 | 4.59 | 1 | 365 | 5.2472 | 0.51852 | 5 | 0.76571
36903 | 7.59 | 1 | 365 | 8.6767 | 0.39337 | 9 | 0.070102
36533 | 10.464 | 1 | 365 | 11.9622 | 0.97947 | 12 | 0.94171
36433 | 14.49 | 1 | 365 | 16.5647 | 0.20552 | 16 | 0.77019
37346 | 5.7 | 1 | 365 | 6.5161 | 0.062211 | 6 | 0.57834
33268 | 8.58 | 1 | 365 | 9.8085 | 0.66207 | 10 | 0.47055
37006 | 2.85 | 1 | 365 | 3.2581 | 0.53111 | 3 | 0.78917
37039 | 3.5 | 1 | 365 | 4.0011 | 0.020656 | 4 | 0.021786
43682 | 10.92 | 1 | 365 | 12.4835 | 0.024447 | 12 | 0.50797
37026 | 7.5 | 1 | 365 | 8.5739 | 0.18712 | 8 | 0.76097
36508 | 5.72 | 1 | 365 | 6.539 | 0.10804 | 6 | 0.64703
37061 | 9.75 | 1 | 365 | 11.146 | 0.34326 | 11 | 0.48926
34664 | 8.32 | 1 | 365 | 9.5113 | 0.066245 | 9 | 0.5775
37064 | 12 | 1 | 365 | 13.7182 | 0.49939 | 14 | 0.21755
36554 | 8.58 | 1 | 365 | 9.8085 | 0.66207 | 10 | 0.47055
36555 | 2.86 | 1 | 365 | 3.2695 | 0.55402 | 3 | 0.82352
36585 | 3.64 | 1 | 365 | 4.1612 | 0.34148 | 4 | 0.50266
36590 | 4.77 | 1 | 365 | 5.453 | 0.93101 | 6 | 0.38398
37029 | 16.24 | 1 | 365 | 18.5652 | 0.21584 | 18 | 0.78109
36591 | 5.98 | 1 | 365 | 6.8362 | 0.70386 | 7 | 0.54008
37044 | 7.28 | 1 | 365 | 8.3224 | 0.68296 | 9 | 0.0053149
36592 | 2.65 | 1 | 365 | 3.0294 | 0.072782 | 3 | 0.10221
37054 | 6.76 | 1 | 365 | 7.7279 | 0.49132 | 8 | 0.21922
36593 | 5.2 | 1 | 365 | 5.9445 | 0.9164 | 6 | 0.86094
37070 | 7.02 | 1 | 365 | 8.0251 | 0.087144 | 8 | 0.11227
36359 | 13.44 | 1 | 365 | 15.3643 | 0.79932 | 16 | 0.16366
37077 | 13.02 | 1 | 365 | 14.8842 | 0.83684 | 15 | 0.72104
36230 | 3.51 | 1 | 365 | 4.0126 | 0.043572 | 4 | 0.056134
37093 | 8.55 | 1 | 365 | 9.7742 | 0.59332 | 10 | 0.36751
36588 | 8.84 | 1 | 365 | 10.1057 | 0.25789 | 10 | 0.3636
37017 | 6.5 | 1 | 365 | 7.4307 | 0.8955 | 8 | 0.32617
37107 | 5.4 | 1 | 365 | 6.1732 | 0.37473 | 6 | 0.5479
36493 | 19.62 | 1 | 365 | 22.4292 | 0.96151 | 23 | 0.3907
37255 | 5.035 | 1 | 365 | 5.7559 | 0.53829 | 6 | 0.2942
36565 | 9 | 1 | 365 | 10.2886 | 0.62454 | 10 | 0.91316
37287 | 7.8 | 1 | 365 | 8.9168 | 0.8746 | 9 | 0.79141
37048 | 3.9 | 1 | 365 | 4.4584 | 0.9373 | 5 | 0.3957
37015 | 8.58 | 1 | 365 | 9.8085 | 0.66207 | 10 | 0.47055
35803 | 7.25 | 1 | 365 | 8.2881 | 0.61422 | 8 | 0.90227
36249 | 11.7 | 1 | 365 | 13.3752 | 0.81191 | 14 | 0.18711
35810 | 6.76 | 1 | 365 | 7.7279 | 0.49132 | 8 | 0.21922
36891 | 4.42 | 1 | 365 | 5.0529 | 0.12894 | 5 | 0.1818
36461 | 5.88 | 1 | 365 | 6.7219 | 0.4747 | 7 | 0.1966
36464 | 6.14 | 1 | 365 | 7.0191 | 0.070522 | 7 | 0.089647
36993 | 4.94 | 1 | 365 | 5.6473 | 0.32058 | 5 | 0.96789
36469 | 5.6 | 1 | 365 | 6.4018 | 0.83305 | 7 | 0.23486
37276 | 8.925 | 1 | 365 | 10.2029 | 0.45267 | 10 | 0.65555
36475 | 4.76 | 1 | 365 | 5.4415 | 0.90809 | 6 | 0.34963
36478 | 6.16 | 1 | 365 | 7.042 | 0.11635 | 7 | 0.15834
37285 | 5.46 | 1 | 365 | 6.2418 | 0.51222 | 6 | 0.75399
37290 | 2.55 | 1 | 365 | 2.9151 | 0.84362 | 3 | 0.75873
36481 | 10.455 | 1 | 365 | 11.9519 | 0.95885 | 12 | 0.91079
37296 | 6.48 | 1 | 365 | 7.4078 | 0.84967 | 8 | 0.25748
36484 | 12.495 | 1 | 365 | 14.284 | 0.63374 | 14 | 0.91778
37300 | 7.95 | 1 | 365 | 9.0883 | 0.21835 | 9 | 0.30663
36489 | 14.56 | 1 | 365 | 16.6447 | 0.36593 | 17 | 0.01063
37304 | 3.9 | 1 | 365 | 4.4584 | 0.9373 | 5 | 0.3957
37305 | 3.38 | 1 | 365 | 3.8639 | 0.74566 | 4 | 0.60961
36323 | 6.89 | 1 | 365 | 7.8765 | 0.78923 | 8 | 0.66574
37311 | 6.5 | 1 | 365 | 7.4307 | 0.8955 | 8 | 0.32617
32726 | 4.42 | 1 | 365 | 5.0529 | 0.12894 | 5 | 0.1818
35492 | 1.96 | 1 | 365 | 2.2406 | 0.49157 | 2 | 0.7322
37323 | 5.72 | 1 | 365 | 6.539 | 0.10804 | 6 | 0.64703
36308 | 4.59 | 1 | 365 | 5.2472 | 0.51852 | 5 | 0.76571
37331 | 10.4 | 1 | 365 | 11.8891 | 0.83281 | 12 | 0.72188
36474 | 11.13 | 1 | 365 | 12.7236 | 0.50569 | 13 | 0.22928
37340 | 5.565 | 1 | 365 | 6.3618 | 0.75284 | 7 | 0.11464
36480 | 10.4 | 1 | 365 | 11.8891 | 0.83281 | 12 | 0.72188
36324 | 5.46 | 1 | 365 | 6.2418 | 0.51222 | 6 | 0.75399
36473 | 8.8 | 1 | 365 | 10.06 | 0.16622 | 10 | 0.2262
36327 | 5.225 | 1 | 365 | 5.9731 | 0.97369 | 6 | 0.94681
36483 | 6.63 | 1 | 365 | 7.5793 | 0.19341 | 7 | 0.7727
36326 | 11.96 | 1 | 365 | 13.6724 | 0.40773 | 14 | 0.08016
37380 | 15 | 1 | 365 | 17.1477 | 0.37424 | 17 | 0.52194
36329 | 8.58 | 1 | 365 | 9.8085 | 0.66207 | 10 | 0.47055
37417 | 6.615 | 1 | 365 | 7.5621 | 0.15904 | 7 | 0.72118
36334 | 8.67 | 1 | 365 | 9.9114 | 0.86831 | 10 | 0.77968
37415 | 6.63 | 1 | 365 | 7.5793 | 0.19341 | 7 | 0.7727
36330 | 9.36 | 1 | 365 | 10.7002 | 0.44953 | 11 | 0.14969
37442 | 5.1 | 1 | 365 | 5.8302 | 0.68724 | 6 | 0.51746
36332 | 5.2 | 1 | 365 | 5.9445 | 0.9164 | 6 | 0.86094
37368 | 9.69 | 1 | 365 | 11.0774 | 0.20576 | 11 | 0.28317
36338 | 10.14 | 1 | 365 | 11.5918 | 0.23699 | 11 | 0.82883
37375 | 6.6 | 1 | 365 | 7.545 | 0.12467 | 7 | 0.66965
37376 | 7.54 | 1 | 365 | 8.6196 | 0.27878 | 8 | 0.89836
36339 | 7.8 | 1 | 365 | 8.9168 | 0.8746 | 9 | 0.79141
37379 | 11.5 | 1 | 365 | 13.1466 | 0.35358 | 13 | 0.50015
36341 | 8.67 | 1 | 365 | 9.9114 | 0.86831 | 10 | 0.77968
37388 | 4.08 | 1 | 365 | 4.6642 | 0.34979 | 5 | 0.013968
36343 | 3.3 | 1 | 365 | 3.7725 | 0.56233 | 4 | 0.33483
37393 | 5.5 | 1 | 365 | 6.2875 | 0.60389 | 6 | 0.89138
36348 | 3.85 | 1 | 365 | 4.4012 | 0.82272 | 5 | 0.22396
35010 | 4.94 | 1 | 365 | 5.6473 | 0.32058 | 5 | 0.96789
43772 | 9.465 | 1 | 365 | 10.8202 | 0.69015 | 11 | 0.51034
37403 | 7.83 | 1 | 365 | 8.9511 | 0.94335 | 9 | 0.89445
36347 | 3.12 | 1 | 365 | 3.5667 | 0.14984 | 3 | 0.71656
37399 | 7.425 | 1 | 365 | 8.4881 | 0.015249 | 8 | 0.50336
36355 | 5.225 | 1 | 365 | 5.9731 | 0.97369 | 6 | 0.94681
36361 | 11.13 | 1 | 365 | 12.7236 | 0.50569 | 13 | 0.22928
36357 | 9.805 | 1 | 365 | 11.2089 | 0.46929 | 11 | 0.67817
36362 | 5.775 | 1 | 365 | 6.6019 | 0.23408 | 6 | 0.83595
36354 | 5.72 | 1 | 365 | 6.539 | 0.10804 | 6 | 0.64703
36352 | 2.6 | 1 | 365 | 2.9723 | 0.9582 | 3 | 0.93047
36292 | 20.54 | 1 | 365 | 23.4809 | 0.069793 | 23 | 0.55071
41286 | 6.54 | 1 | 365 | 7.4764 | 0.98717 | 8 | 0.46357
35367 | 5.72 | 1 | 365 | 6.539 | 0.10804 | 6 | 0.64703
36370 | 3.85 | 1 | 365 | 4.4012 | 0.82272 | 5 | 0.22396
36350 | 5.72 | 1 | 365 | 6.539 | 0.10804 | 6 | 0.64703
37526 | 5.88 | 1 | 365 | 6.7219 | 0.4747 | 7 | 0.1966
37529 | 7.8 | 1 | 365 | 8.9168 | 0.8746 | 9 | 0.79141
36366 | 7.8 | 1 | 365 | 8.9168 | 0.8746 | 9 | 0.79141
36371 | 5.98 | 1 | 365 | 6.8362 | 0.70386 | 7 | 0.54008
37543 | 11.925 | 1 | 365 | 13.6324 | 0.32752 | 13 | 0.95994
36374 | 8.25 | 1 | 365 | 9.4312 | 0.90583 | 10 | 0.33707
37565 | 9.805 | 1 | 365 | 11.2089 | 0.46929 | 11 | 0.67817
36376 | 8.06 | 1 | 365 | 9.214 | 0.47042 | 9 | 0.68446
37584 | 5.795 | 1 | 365 | 6.6247 | 0.27991 | 6 | 0.90464
36373 | 4.68 | 1 | 365 | 5.3501 | 0.72476 | 6 | 0.074845
37588 | 4.98 | 1 | 365 | 5.693 | 0.41225 | 6 | 0.10528
36379 | 3.12 | 1 | 365 | 3.5667 | 0.14984 | 3 | 0.71656
36381 | 3.85 | 1 | 365 | 4.4012 | 0.82272 | 5 | 0.22396
37593 | 4.725 | 1 | 365 | 5.4015 | 0.82789 | 6 | 0.22941
37599 | 6.725 | 1 | 365 | 7.6879 | 0.41112 | 8 | 0.099003
36377 | 6.89 | 1 | 365 | 7.8765 | 0.78923 | 8 | 0.66574
37604 | 5.285 | 1 | 365 | 6.0417 | 0.11119 | 6 | 0.1529
36387 | 4.4 | 1 | 365 | 5.03 | 0.08311 | 5 | 0.1131
37448 | 5.565 | 1 | 365 | 6.3618 | 0.75284 | 7 | 0.11464
36384 | 5.98 | 1 | 365 | 6.8362 | 0.70386 | 7 | 0.54008
37449 | 7.8 | 1 | 365 | 8.9168 | 0.8746 | 9 | 0.79141
37450 | 3.12 | 1 | 365 | 3.5667 | 0.14984 | 3 | 0.71656
36390 | 9.36 | 1 | 365 | 10.7002 | 0.44953 | 11 | 0.14969
36394 | 4.95 | 1 | 365 | 5.6587 | 0.3435 | 6 | 0.0022402
37452 | 14.04 | 1 | 365 | 16.0502 | 0.17429 | 16 | 0.22454
36388 | 7.8 | 1 | 365 | 8.9168 | 0.8746 | 9 | 0.79141
37455 | 3.38 | 1 | 365 | 3.8639 | 0.74566 | 4 | 0.60961
36400 | 7.7 | 1 | 365 | 8.8025 | 0.64544 | 9 | 0.44793
36398 | 6.24 | 1 | 365 | 7.1334 | 0.29968 | 7 | 0.43313
37456 | 6.375 | 1 | 365 | 7.2878 | 0.60905 | 7 | 0.89682
36402 | 5.46 | 1 | 365 | 6.2418 | 0.51222 | 6 | 0.75399
37472 | 2.08 | 1 | 365 | 2.3778 | 0.76656 | 3 | 0.14438
36406 | 4.94 | 1 | 365 | 5.6473 | 0.32058 | 5 | 0.96789
36397 | 9.975 | 1 | 365 | 11.4032 | 0.85887 | 12 | 0.26209
36410 | 5.46 | 1 | 365 | 6.2418 | 0.51222 | 6 | 0.75399
36416 | 4.94 | 1 | 365 | 5.6473 | 0.32058 | 5 | 0.96789
36409 | 5.61 | 1 | 365 | 6.4132 | 0.85597 | 7 | 0.26921
36424 | 9.15 | 1 | 365 | 10.4601 | 0.96829 | 11 | 0.42838
36427 | 9.36 | 1 | 365 | 10.7002 | 0.44953 | 11 | 0.14969
36442 | 13.26 | 1 | 365 | 15.1586 | 0.38683 | 15 | 0.54539
36449 | 11.985 | 1 | 365 | 13.701 | 0.46502 | 14 | 0.16603
37607 | 8.33 | 1 | 365 | 9.5227 | 0.089161 | 9 | 0.61185
37609 | 7.575 | 1 | 365 | 8.6596 | 0.35899 | 9 | 0.01858
37611 | 7.848 | 1 | 365 | 8.9717 | 0.9846 | 9 | 0.95628
37617 | 16.575 | 1 | 365 | 18.9482 | 0.98354 | 19 | 0.93174
37621 | 13.26 | 1 | 365 | 15.1586 | 0.38683 | 15 | 0.54539
37628 | 8.06 | 1 | 365 | 9.214 | 0.47042 | 9 | 0.68446
37632 | 4.08 | 1 | 365 | 4.6642 | 0.34979 | 5 | 0.013968
37640 | 11.395 | 1 | 365 | 13.0265 | 0.11296 | 13 | 0.1395
37081 | 5.46 | 1 | 365 | 6.2418 | 0.51222 | 6 | 0.75399
37390 | 5.61 | 1 | 365 | 6.4132 | 0.85597 | 7 | 0.26921
37318 | 13.5 | 1 | 365 | 15.4329 | 0.93682 | 16 | 0.36975
37309 | 6 | 1 | 365 | 6.8591 | 0.7497 | 7 | 0.60878
37371 | 9.12 | 1 | 365 | 10.4258 | 0.89954 | 11 | 0.32534
37089 | 11 | 1 | 365 | 12.575 | 0.20778 | 12 | 0.78276
37597 | 13.68 | 1 | 365 | 15.6387 | 0.34931 | 15 | 0.98801
37641 | 4.68 | 1 | 365 | 5.3501 | 0.72476 | 6 | 0.074845
37473 | 6.24 | 1 | 365 | 7.1334 | 0.29968 | 7 | 0.43313
37474 | 8.06 | 1 | 365 | 9.214 | 0.47042 | 9 | 0.68446
37475 | 5.46 | 1 | 365 | 6.2418 | 0.51222 | 6 | 0.75399
37644 | 9.88 | 1 | 365 | 11.2946 | 0.64117 | 11 | 0.93578
37476 | 12.22 | 1 | 365 | 13.9697 | 0.0035475 | 13 | 0.97321
37645 | 11.44 | 1 | 365 | 13.078 | 0.21609 | 13 | 0.29407
37477 | 2.34 | 1 | 365 | 2.675 | 0.36238 | 3 | 0.037423
37646 | 7.28 | 1 | 365 | 8.3224 | 0.68296 | 9 | 0.0053149
37647 | 8.06 | 1 | 365 | 9.214 | 0.47042 | 9 | 0.68446
37650 | 11.1 | 1 | 365 | 12.6893 | 0.43694 | 13 | 0.12624
37652 | 4.905 | 1 | 365 | 5.6073 | 0.24038 | 5 | 0.84767
37657 | 6.55 | 1 | 365 | 7.4878 | 0.010085 | 7 | 0.49791
37478 | 8.84 | 1 | 365 | 10.1057 | 0.25789 | 10 | 0.3636
37674 | 7.521 | 1 | 365 | 8.5979 | 0.23524 | 8 | 0.8331
37675 | 6.84 | 1 | 365 | 7.8194 | 0.67465 | 8 | 0.494
35450 | 13.96 | 1 | 365 | 15.9588 | 0.99096 | 16 | 0.94975
36425 | 4.68 | 1 | 365 | 5.3501 | 0.72476 | 6 | 0.074845
36452 | 7.8 | 1 | 365 | 8.9168 | 0.8746 | 9 | 0.79141
36446 | 6.875 | 1 | 365 | 7.8594 | 0.75486 | 8 | 0.61422
35451 | 3.41 | 1 | 365 | 3.8982 | 0.81441 | 4 | 0.71265
37480 | 15.08 | 1 | 365 | 17.2392 | 0.55757 | 17 | 0.79672
36455 | 7.15 | 1 | 365 | 8.1737 | 0.38505 | 8 | 0.55879
17388 | 10 | 1 | 365 | 11.4318 | 0.91616 | 12 | 0.34796
36453 | 10.25 | 1 | 365 | 11.7176 | 0.48906 | 12 | 0.20666
35271 | 5.58 | 1 | 365 | 6.3789 | 0.78722 | 7 | 0.16616
37479 | 11.44 | 1 | 365 | 13.078 | 0.21609 | 13 | 0.29407
36457 | 5.2 | 1 | 365 | 5.9445 | 0.9164 | 6 | 0.86094
37481 | 2.34 | 1 | 365 | 2.675 | 0.36238 | 3 | 0.037423
37482 | 7.54 | 1 | 365 | 8.6196 | 0.27878 | 8 | 0.89836
36459 | 6.14 | 1 | 365 | 7.0191 | 0.070522 | 7 | 0.089647
34430 | 9.36 | 1 | 365 | 10.7002 | 0.44953 | 11 | 0.14969
37483 | 6.5 | 1 | 365 | 7.4307 | 0.8955 | 8 | 0.32617
30643 | 649.04 | 0.8 | 365 | 593.5756 | 0.88036 | 594 | 0.456
37676 | 4.4 | 1 | 365 | 5.03 | 0.08311 | 5 | 0.1131
37668 | 9.12 | 1 | 365 | 10.4258 | 0.89954 | 11 | 0.32534
37679 | 9.9 | 1 | 365 | 11.3175 | 0.687 | 12 | 0.0044804
36955 | 8.7 | 1 | 365 | 9.9457 | 0.93706 | 10 | 0.88273
37680 | 4.4 | 1 | 365 | 5.03 | 0.08311 | 5 | 0.1131
37682 | 6.05 | 1 | 365 | 6.9162 | 0.86428 | 7 | 0.78052
37685 | 3.3 | 1 | 365 | 3.7725 | 0.56233 | 4 | 0.33483
37690 | 6.05 | 1 | 365 | 6.9162 | 0.86428 | 7 | 0.78052
37692 | 7.425 | 1 | 365 | 8.4881 | 0.015249 | 8 | 0.50336
37694 | 3.3 | 1 | 365 | 3.7725 | 0.56233 | 4 | 0.33483
37696 | 4.95 | 1 | 365 | 5.6587 | 0.3435 | 6 | 0.0022402
37699 | 10.725 | 1 | 365 | 12.2606 | 0.57758 | 12 | 0.83819
37710 | 4.95 | 1 | 365 | 5.6587 | 0.3435 | 6 | 0.0022402
37713 | 7.7 | 1 | 365 | 8.8025 | 0.64544 | 9 | 0.44793
37741 | 5.775 | 1 | 365 | 6.6019 | 0.23408 | 6 | 0.83595
37484 | 2.08 | 1 | 365 | 2.3778 | 0.76656 | 3 | 0.14438
37744 | 2.34 | 1 | 365 | 2.675 | 0.36238 | 3 | 0.037423
37485 | 8.58 | 1 | 365 | 9.8085 | 0.66207 | 10 | 0.47055
37749 | 6.76 | 1 | 365 | 7.7279 | 0.49132 | 8 | 0.21922
37768 | 6.16 | 1 | 365 | 7.042 | 0.11635 | 7 | 0.15834
23562 | 9 | 1 | 365 | 10.2886 | 0.62454 | 10 | 0.91316
37774 | 3.64 | 1 | 365 | 4.1612 | 0.34148 | 4 | 0.50266
23599 | 3.5 | 1 | 365 | 4.0011 | 0.020656 | 4 | 0.021786
37743 | 11.4 | 1 | 365 | 13.0323 | 0.12442 | 13 | 0.15667
37715 | 8.58 | 1 | 365 | 9.8085 | 0.66207 | 10 | 0.47055
37486 | 12.74 | 1 | 365 | 14.5641 | 0.19519 | 14 | 0.7593
37720 | 3.12 | 1 | 365 | 3.5667 | 0.14984 | 3 | 0.71656
37778 | 10.08 | 1 | 365 | 11.5233 | 0.099489 | 11 | 0.62274
31733 | 5.2 | 1 | 365 | 5.9445 | 0.9164 | 6 | 0.86094
37796 | 10.08 | 1 | 365 | 11.5233 | 0.099489 | 11 | 0.62274
37782 | 7 | 1 | 365 | 8.0023 | 0.041312 | 8 | 0.043572
37896 | 4.48 | 1 | 365 | 5.1214 | 0.26644 | 5 | 0.38789
26664 | 7.14 | 1 | 365 | 8.1623 | 0.36214 | 8 | 0.52444
37487 | 7.02 | 1 | 365 | 8.0251 | 0.087144 | 8 | 0.11227
37729 | 12.22 | 1 | 365 | 13.9697 | 0.0035475 | 13 | 0.97321
37901 | 5.88 | 1 | 365 | 6.7219 | 0.4747 | 7 | 0.1966
37848 | 4.68 | 1 | 365 | 5.3501 | 0.72476 | 6 | 0.074845
37909 | 6.16 | 1 | 365 | 7.042 | 0.11635 | 7 | 0.15834
37762 | 5.46 | 1 | 365 | 6.2418 | 0.51222 | 6 | 0.75399
38009 | 6.24 | 1 | 365 | 7.1334 | 0.29968 | 7 | 0.43313
37928 | 3.64 | 1 | 365 | 4.1612 | 0.34148 | 4 | 0.50266
37718 | 5.2 | 1 | 365 | 5.9445 | 0.9164 | 6 | 0.86094
37724 | 4.42 | 1 | 365 | 5.0529 | 0.12894 | 5 | 0.1818
37488 | 5.46 | 1 | 365 | 6.2418 | 0.51222 | 6 | 0.75399
37777 | 6.5 | 1 | 365 | 7.4307 | 0.8955 | 8 | 0.32617
37754 | 3.38 | 1 | 365 | 3.8639 | 0.74566 | 4 | 0.60961
37783 | 3.64 | 1 | 365 | 4.1612 | 0.34148 | 4 | 0.50266
37932 | 8.58 | 1 | 365 | 9.8085 | 0.66207 | 10 | 0.47055
38051 | 5.72 | 1 | 365 | 6.539 | 0.10804 | 6 | 0.64703
38103 | 7.65 | 1 | 365 | 8.7453 | 0.53086 | 9 | 0.27619
37939 | 5.88 | 1 | 365 | 6.7219 | 0.4747 | 7 | 0.1966
21173 | 7.8 | 1 | 365 | 8.9168 | 0.8746 | 9 | 0.79141
37941 | 4.48 | 1 | 365 | 5.1214 | 0.26644 | 5 | 0.38789
37489 | 14.3 | 1 | 365 | 16.3475 | 0.77011 | 17 | 0.11758
37951 | 9.24 | 1 | 365 | 10.563 | 0.17453 | 10 | 0.73752
37948 | 13.52 | 1 | 365 | 15.4558 | 0.98265 | 16 | 0.43844
37490 | 12.22 | 1 | 365 | 13.9697 | 0.0035475 | 13 | 0.97321
37944 | 10.335 | 1 | 365 | 11.8148 | 0.68385 | 12 | 0.49862
37962 | 6.24 | 1 | 365 | 7.1334 | 0.29968 | 7 | 0.43313
37491 | 6.76 | 1 | 365 | 7.7279 | 0.49132 | 8 | 0.21922
37493 | 7.54 | 1 | 365 | 8.6196 | 0.27878 | 8 | 0.89836
37936 | 5.4 | 1 | 365 | 6.1732 | 0.37473 | 6 | 0.5479
37494 | 5.98 | 1 | 365 | 6.8362 | 0.70386 | 7 | 0.54008
37976 | 6.44 | 1 | 365 | 7.3621 | 0.75801 | 8 | 0.12009
37966 | 6.625 | 1 | 365 | 7.5736 | 0.18196 | 7 | 0.75552
36552 | 5.2 | 1 | 365 | 5.9445 | 0.9164 | 6 | 0.86094
37492 | 7.8 | 1 | 365 | 8.9168 | 0.8746 | 9 | 0.79141
37992 | 9.156 | 1 | 365 | 10.467 | 0.98204 | 11 | 0.44899
37495 | 9.36 | 1 | 365 | 10.7002 | 0.44953 | 11 | 0.14969
38046 | 10 | 1 | 365 | 11.4318 | 0.91616 | 12 | 0.34796
37496 | 11.7 | 1 | 365 | 13.3752 | 0.81191 | 14 | 0.18711
38054 | 3.025 | 1 | 365 | 3.4581 | 0.93214 | 4 | 0.39026
37498 | 4.335 | 1 | 365 | 4.9557 | 0.93416 | 5 | 0.88984
37987 | 5.232 | 1 | 365 | 5.9811 | 0.98973 | 6 | 0.97085
37497 | 9.62 | 1 | 365 | 10.9974 | 0.045346 | 11 | 0.042738
37499 | 11.13 | 1 | 365 | 12.7236 | 0.50569 | 13 | 0.22928
33538 | 9.35 | 1 | 365 | 10.6887 | 0.42661 | 11 | 0.11534
37500 | 8.16 | 1 | 365 | 9.3283 | 0.69959 | 10 | 0.027935
38058 | 10.175 | 1 | 365 | 11.6319 | 0.31719 | 11 | 0.94905
38081 | 12 | 1 | 365 | 13.7182 | 0.49939 | 14 | 0.21755
38048 | 8.04 | 1 | 365 | 9.1912 | 0.42459 | 9 | 0.61576
38084 | 11.25 | 1 | 365 | 12.8608 | 0.78068 | 13 | 0.64146
37501 | 3.64 | 1 | 365 | 4.1612 | 0.34148 | 4 | 0.50266
38086 | 11.73 | 1 | 365 | 13.4095 | 0.88066 | 14 | 0.29016
38089 | 6.12 | 1 | 365 | 6.9963 | 0.02469 | 7 | 0.020952
37502 | 3.9 | 1 | 365 | 4.4584 | 0.9373 | 5 | 0.3957
36421 | 8.16 | 1 | 365 | 9.3283 | 0.69959 | 10 | 0.027935
38092 | 8.75 | 1 | 365 | 10.0028 | 0.05164 | 10 | 0.054465
37503 | 6.885 | 1 | 365 | 7.8708 | 0.77778 | 8 | 0.64857
38106 | 15.34 | 1 | 365 | 17.5364 | 0.15339 | 17 | 0.68977
31534 | 6.76 | 1 | 365 | 7.7279 | 0.49132 | 8 | 0.21922
21260 | 5.72 | 1 | 365 | 6.539 | 0.10804 | 6 | 0.64703
18282 | 7.28 | 1 | 365 | 8.3224 | 0.68296 | 9 | 0.0053149
38956 | 8.64 | 1 | 365 | 9.8771 | 0.79956 | 10 | 0.67664
38980 | 10.8 | 1 | 365 | 12.3463 | 0.74945 | 13 | 0.095797
37530 | 8.1 | 1 | 365 | 9.2598 | 0.56209 | 9 | 0.82185
37756 | 5.64 | 1 | 365 | 6.4475 | 0.92471 | 7 | 0.37225
21286 | 4.94 | 1 | 365 | 5.6473 | 0.32058 | 5 | 0.96789
37531 | 5.1 | 1 | 365 | 5.8302 | 0.68724 | 6 | 0.51746
38159 | 10.92 | 1 | 365 | 12.4835 | 0.024447 | 12 | 0.50797
38088 | 4.77 | 1 | 365 | 5.453 | 0.93101 | 6 | 0.38398
21586 | 5.72 | 1 | 365 | 6.539 | 0.10804 | 6 | 0.64703
39671 | 12.04 | 1 | 365 | 13.7639 | 0.59106 | 14 | 0.35494
22800 | 10.14 | 1 | 365 | 11.5918 | 0.23699 | 11 | 0.82883
35609 | 2.86 | 1 | 365 | 3.2695 | 0.55402 | 3 | 0.82352
38342 | 15 | 1 | 365 | 17.1477 | 0.37424 | 17 | 0.52194
38382 | 8.1 | 1 | 365 | 9.2598 | 0.56209 | 9 | 0.82185
37693 | 8.4 | 1 | 365 | 9.6027 | 0.24957 | 9 | 0.85229
36859 | 8.32 | 1 | 365 | 9.5113 | 0.066245 | 9 | 0.5775
40133 | 7.02 | 1 | 365 | 8.0251 | 0.087144 | 8 | 0.11227
38381 | 4.94 | 1 | 365 | 5.6473 | 0.32058 | 5 | 0.96789
40164 | 9.625 | 1 | 365 | 11.0031 | 0.056804 | 11 | 0.059912
38402 | 10.66 | 1 | 365 | 12.1863 | 0.42863 | 12 | 0.61493
38434 | 4.94 | 1 | 365 | 5.6473 | 0.32058 | 5 | 0.96789
40172 | 9.35 | 1 | 365 | 10.6887 | 0.42661 | 11 | 0.11534
38456 | 9.62 | 1 | 365 | 10.9974 | 0.045346 | 11 | 0.042738
38497 | 10.14 | 1 | 365 | 11.5918 | 0.23699 | 11 | 0.82883
36215 | 19.38 | 1 | 365 | 22.1548 | 0.41152 | 22 | 0.56635
38506 | 4.68 | 1 | 365 | 5.3501 | 0.72476 | 6 | 0.074845
38487 | 4.86 | 1 | 365 | 5.5559 | 0.13725 | 5 | 0.69311
39793 | 7.32 | 1 | 365 | 8.3681 | 0.77463 | 9 | 0.14271
38516 | 7.14 | 1 | 365 | 8.1623 | 0.36214 | 8 | 0.52444
38528 | 9.625 | 1 | 365 | 11.0031 | 0.056804 | 11 | 0.059912
38533 | 11.5 | 1 | 365 | 13.1466 | 0.35358 | 13 | 0.50015
40155 | 5.98 | 1 | 365 | 6.8362 | 0.70386 | 7 | 0.54008
37321 | 8.27 | 1 | 365 | 9.4541 | 0.95166 | 10 | 0.40576
38539 | 8.415 | 1 | 365 | 9.6199 | 0.28395 | 9 | 0.90381
38551 | 10.45 | 1 | 365 | 11.9462 | 0.94739 | 12 | 0.89362
38560 | 5.225 | 1 | 365 | 5.9731 | 0.97369 | 6 | 0.94681
38570 | 8.25 | 1 | 365 | 9.4312 | 0.90583 | 10 | 0.33707
38574 | 5.775 | 1 | 365 | 6.6019 | 0.23408 | 6 | 0.83595
38576 | 6.05 | 1 | 365 | 6.9162 | 0.86428 | 7 | 0.78052
21247 | 5.865 | 1 | 365 | 6.7048 | 0.44033 | 7 | 0.14508
38594 | 5.5 | 1 | 365 | 6.2875 | 0.60389 | 6 | 0.89138
38608 | 9.88 | 1 | 365 | 11.2946 | 0.64117 | 11 | 0.93578
38496 | 6.24 | 1 | 365 | 7.1334 | 0.29968 | 7 | 0.43313
38613 | 7.15 | 1 | 365 | 8.1737 | 0.38505 | 8 | 0.55879
26706 | 4.16 | 1 | 365 | 4.7556 | 0.53312 | 5 | 0.28875
38614 | 7.14 | 1 | 365 | 8.1623 | 0.36214 | 8 | 0.52444
38616 | 8.75 | 1 | 365 | 10.0028 | 0.05164 | 10 | 0.054465
38621 | 4.59 | 1 | 365 | 5.2472 | 0.51852 | 5 | 0.76571
38388 | 5.2 | 1 | 365 | 5.9445 | 0.9164 | 6 | 0.86094
38600 | 12 | 1 | 365 | 13.7182 | 0.49939 | 14 | 0.21755
38612 | 9.8 | 1 | 365 | 11.2032 | 0.45784 | 11 | 0.661
38624 | 7.935 | 1 | 365 | 9.0711 | 0.18397 | 9 | 0.25511
37892 | 11.96 | 1 | 365 | 13.6724 | 0.40773 | 14 | 0.08016
38537 | 5.72 | 1 | 365 | 6.539 | 0.10804 | 6 | 0.64703
38544 | 7.8 | 1 | 365 | 8.9168 | 0.8746 | 9 | 0.79141
38007 | 7.02 | 1 | 365 | 8.0251 | 0.087144 | 8 | 0.11227
37950 | 11.7 | 1 | 365 | 13.3752 | 0.81191 | 14 | 0.18711
37937 | 7.8 | 1 | 365 | 8.9168 | 0.8746 | 9 | 0.79141
32035 | 5.2 | 1 | 365 | 5.9445 | 0.9164 | 6 | 0.86094
36847 | 9.54 | 1 | 365 | 10.9059 | 0.86202 | 11 | 0.76795
24167 | 9.62 | 1 | 365 | 10.9974 | 0.045346 | 11 | 0.042738
36916 | 5.2 | 1 | 365 | 5.9445 | 0.9164 | 6 | 0.86094
38209 | 10.66 | 1 | 365 | 12.1863 | 0.42863 | 12 | 0.61493
40184 | 5.775 | 1 | 365 | 6.6019 | 0.23408 | 6 | 0.83595
40188 | 12.1 | 1 | 365 | 13.8325 | 0.72855 | 14 | 0.56103
39602 | 3.27 | 1 | 365 | 3.7382 | 0.49358 | 4 | 0.23178
40183 | 4.68 | 1 | 365 | 5.3501 | 0.72476 | 6 | 0.074845
40201 | 7.83 | 1 | 365 | 8.9511 | 0.94335 | 9 | 0.89445
40205 | 4.42 | 1 | 365 | 5.0529 | 0.12894 | 5 | 0.1818
39668 | 10.5 | 1 | 365 | 12.0034 | 0.061968 | 12 | 0.065358
40213 | 13.75 | 1 | 365 | 15.7187 | 0.50972 | 16 | 0.22845
40223 | 7.28 | 1 | 365 | 8.3224 | 0.68296 | 9 | 0.0053149
40225 | 11.825 | 1 | 365 | 13.5181 | 0.098359 | 13 | 0.61646
40208 | 8.64 | 1 | 365 | 9.8771 | 0.79956 | 10 | 0.67664
40245 | 9.88 | 1 | 365 | 11.2946 | 0.64117 | 11 | 0.93578
40250 | 10.92 | 1 | 365 | 12.4835 | 0.024447 | 12 | 0.50797
40253 | 7.42 | 1 | 365 | 8.4824 | 0.0037907 | 8 | 0.48619
38465 | 5.7 | 1 | 365 | 6.5161 | 0.062211 | 6 | 0.57834
40263 | 6.875 | 1 | 365 | 7.8594 | 0.75486 | 8 | 0.61422
37079 | 10.71 | 1 | 365 | 12.2435 | 0.54321 | 12 | 0.78667
40061 | 14.805 | 1 | 365 | 16.9248 | 0.92737 | 17 | 0.85215
38513 | 10.5 | 1 | 365 | 12.0034 | 0.061968 | 12 | 0.065358
40137 | 4.83 | 1 | 365 | 5.5216 | 0.068505 | 5 | 0.59006
44704 | 5.58 | 1 | 365 | 6.3789 | 0.78722 | 7 | 0.16616
40181 | 10.25 | 1 | 365 | 11.7176 | 0.48906 | 12 | 0.20666
40334 | 13.26 | 1 | 365 | 15.1586 | 0.38683 | 15 | 0.54539
38492 | 9 | 1 | 365 | 10.2886 | 0.62454 | 10 | 0.91316
38499 | 5.13 | 1 | 365 | 5.8645 | 0.75599 | 6 | 0.6205
40358 | 5.46 | 1 | 365 | 6.2418 | 0.51222 | 6 | 0.75399
38454 | 12.06 | 1 | 365 | 13.7868 | 0.63689 | 14 | 0.42364
40242 | 6.555 | 1 | 365 | 7.4935 | 0.021543 | 7 | 0.51509
40379 | 12.24 | 1 | 365 | 13.9925 | 0.04938 | 14 | 0.041903
39051 | 8.415 | 1 | 365 | 9.6199 | 0.28395 | 9 | 0.90381
40268 | 5.67 | 1 | 365 | 6.4818 | 0.99346 | 7 | 0.47529
40408 | 5.2 | 1 | 365 | 5.9445 | 0.9164 | 6 | 0.86094
39072 | 11.5 | 1 | 365 | 13.1466 | 0.35358 | 13 | 0.50015
40441 | 7.975 | 1 | 365 | 9.1169 | 0.27564 | 9 | 0.3925
38841 | 7.54 | 1 | 365 | 8.6196 | 0.27878 | 8 | 0.89836
39093 | 7.75 | 1 | 365 | 8.8596 | 0.76002 | 9 | 0.61967
40447 | 8.16 | 1 | 365 | 9.3283 | 0.69959 | 10 | 0.027935
39110 | 2.55 | 1 | 365 | 2.9151 | 0.84362 | 3 | 0.75873
40436 | 6.05 | 1 | 365 | 6.9162 | 0.86428 | 7 | 0.78052
39131 | 9.75 | 1 | 365 | 11.146 | 0.34326 | 11 | 0.48926
39152 | 10.725 | 1 | 365 | 12.2606 | 0.57758 | 12 | 0.83819
39029 | 6.63 | 1 | 365 | 7.5793 | 0.19341 | 7 | 0.7727
40269 | 8.525 | 1 | 365 | 9.7456 | 0.53603 | 10 | 0.28164
39170 | 7.425 | 1 | 365 | 8.4881 | 0.015249 | 8 | 0.50336
40394 | 10.45 | 1 | 365 | 11.9462 | 0.94739 | 12 | 0.89362
39181 | 8.25 | 1 | 365 | 9.4312 | 0.90583 | 10 | 0.33707
40410 | 9.35 | 1 | 365 | 10.6887 | 0.42661 | 11 | 0.11534
39695 | 5.75 | 1 | 365 | 6.5733 | 0.17679 | 6 | 0.75008
39700 | 9.945 | 1 | 365 | 11.3689 | 0.79012 | 12 | 0.15905
39705 | 3.025 | 1 | 365 | 3.4581 | 0.93214 | 4 | 0.39026
39713 | 11.5 | 1 | 365 | 13.1466 | 0.35358 | 13 | 0.50015
39982 | 5.5 | 1 | 365 | 6.2875 | 0.60389 | 6 | 0.89138
39994 | 4.75 | 1 | 365 | 5.4301 | 0.88518 | 6 | 0.31528
40014 | 10 | 1 | 365 | 11.4318 | 0.91616 | 12 | 0.34796
40034 | 9.075 | 1 | 365 | 10.3744 | 0.79642 | 11 | 0.17077
40076 | 11.5 | 1 | 365 | 13.1466 | 0.35358 | 13 | 0.50015
40093 | 7.395 | 1 | 365 | 8.4538 | 0.9465 | 9 | 0.40032
40111 | 11.22 | 1 | 365 | 12.8265 | 0.71193 | 13 | 0.53841
40123 | 12 | 1 | 365 | 13.7182 | 0.49939 | 14 | 0.21755
40161 | 11.5 | 1 | 365 | 13.1466 | 0.35358 | 13 | 0.50015
39478 | 2.86 | 1 | 365 | 3.2695 | 0.55402 | 3 | 0.82352
39526 | 2.04 | 1 | 365 | 2.3321 | 0.6749 | 3 | 0.0069838
39611 | 3.64 | 1 | 365 | 4.1612 | 0.34148 | 4 | 0.50266
39744 | 2.6 | 1 | 365 | 2.9723 | 0.9582 | 3 | 0.93047
39746 | 7.65 | 1 | 365 | 8.7453 | 0.53086 | 9 | 0.27619
39749 | 7.14 | 1 | 365 | 8.1623 | 0.36214 | 8 | 0.52444
39755 | 4.42 | 1 | 365 | 5.0529 | 0.12894 | 5 | 0.1818
40882 | 5.13 | 1 | 365 | 5.8645 | 0.75599 | 6 | 0.6205
40886 | 5.5 | 1 | 365 | 6.2875 | 0.60389 | 6 | 0.89138
40888 | 5.13 | 1 | 365 | 5.8645 | 0.75599 | 6 | 0.6205
39762 | 2.65 | 1 | 365 | 3.0294 | 0.072782 | 3 | 0.10221
40890 | 4.83 | 1 | 365 | 5.5216 | 0.068505 | 5 | 0.59006
40974 | 22.875 | 1 | 365 | 26.1502 | 0.42072 | 26 | 0.57096
40741 | 9.15 | 1 | 365 | 10.4601 | 0.96829 | 11 | 0.42838
40642 | 9.483 | 1 | 365 | 10.8408 | 0.73139 | 11 | 0.57217
40655 | 9.72 | 1 | 365 | 11.1117 | 0.27451 | 11 | 0.38622
40889 | 9.45 | 1 | 365 | 10.8031 | 0.65577 | 11 | 0.45882
40893 | 8.1 | 1 | 365 | 9.2598 | 0.56209 | 9 | 0.82185
29836 | 249.5 | 0.9 | 365 | 256.7011 | 0.58237 | 257 | 0.28344
31313 | 125.97 | 0.9 | 365 | 129.6057 | 0.80738 | 130 | 0.41313
31312 | 50.7 | 0.9 | 365 | 52.1633 | 0.56644 | 52 | 0.72974
40430 | 5.775 | 1 | 365 | 6.6019 | 0.23408 | 6 | 0.83595
40523 | 3.85 | 1 | 365 | 4.4012 | 0.82272 | 5 | 0.22396
40988 | 7 | 1 | 365 | 8.0023 | 0.041312 | 8 | 0.043572
41016 | 6.5 | 1 | 365 | 7.4307 | 0.8955 | 8 | 0.32617
41028 | 8.32 | 1 | 365 | 9.5113 | 0.066245 | 9 | 0.5775
41020 | 8.8 | 1 | 365 | 10.06 | 0.16622 | 10 | 0.2262
41036 | 7.425 | 1 | 365 | 8.4881 | 0.015249 | 8 | 0.50336
41037 | 8.58 | 1 | 365 | 9.8085 | 0.66207 | 10 | 0.47055
39764 | 3.445 | 1 | 365 | 3.9383 | 0.89462 | 4 | 0.83287
39768 | 4.68 | 1 | 365 | 5.3501 | 0.72476 | 6 | 0.074845
39774 | 11.925 | 1 | 365 | 13.6324 | 0.32752 | 13 | 0.95994
39776 | 5.2 | 1 | 365 | 5.9445 | 0.9164 | 6 | 0.86094
39779 | 7.65 | 1 | 365 | 8.7453 | 0.53086 | 9 | 0.27619
39783 | 9.945 | 1 | 365 | 11.3689 | 0.79012 | 12 | 0.15905
39786 | 7.28 | 1 | 365 | 8.3224 | 0.68296 | 9 | 0.0053149
39790 | 4.68 | 1 | 365 | 5.3501 | 0.72476 | 6 | 0.074845
39798 | 6.24 | 1 | 365 | 7.1334 | 0.29968 | 7 | 0.43313
39804 | 6.5 | 1 | 365 | 7.4307 | 0.8955 | 8 | 0.32617
39811 | 5.98 | 1 | 365 | 6.8362 | 0.70386 | 7 | 0.54008
39814 | 6.24 | 1 | 365 | 7.1334 | 0.29968 | 7 | 0.43313
39821 | 10.92 | 1 | 365 | 12.4835 | 0.024447 | 12 | 0.50797
39836 | 5.46 | 1 | 365 | 6.2418 | 0.51222 | 6 | 0.75399
39842 | 9.36 | 1 | 365 | 10.7002 | 0.44953 | 11 | 0.14969
39863 | 8.58 | 1 | 365 | 9.8085 | 0.66207 | 10 | 0.47055
39873 | 4.42 | 1 | 365 | 5.0529 | 0.12894 | 5 | 0.1818
39876 | 5.865 | 1 | 365 | 6.7048 | 0.44033 | 7 | 0.14508
39889 | 4.42 | 1 | 365 | 5.0529 | 0.12894 | 5 | 0.1818
39887 | 8.06 | 1 | 365 | 9.214 | 0.47042 | 9 | 0.68446
39890 | 11.7 | 1 | 365 | 13.3752 | 0.81191 | 14 | 0.18711
39901 | 7.28 | 1 | 365 | 8.3224 | 0.68296 | 9 | 0.0053149
39950 | 4.94 | 1 | 365 | 5.6473 | 0.32058 | 5 | 0.96789
37325 | 4.16 | 1 | 365 | 4.7556 | 0.53312 | 5 | 0.28875
39924 | 5.72 | 1 | 365 | 6.539 | 0.10804 | 6 | 0.64703
39976 | 6.76 | 1 | 365 | 7.7279 | 0.49132 | 8 | 0.21922
39978 | 8.06 | 1 | 365 | 9.214 | 0.47042 | 9 | 0.68446
40042 | 5.72 | 1 | 365 | 6.539 | 0.10804 | 6 | 0.64703
40063 | 11.7 | 1 | 365 | 13.3752 | 0.81191 | 14 | 0.18711
40115 | 5.2 | 1 | 365 | 5.9445 | 0.9164 | 6 | 0.86094
36855 | 8.32 | 1 | 365 | 9.5113 | 0.066245 | 9 | 0.5775
40247 | 4.125 | 1 | 365 | 4.7156 | 0.45292 | 5 | 0.16853
40203 | 5.2 | 1 | 365 | 5.9445 | 0.9164 | 6 | 0.86094
38900 | 7.28 | 1 | 365 | 8.3224 | 0.68296 | 9 | 0.0053149
40455 | 8.8 | 1 | 365 | 10.06 | 0.16622 | 10 | 0.2262
40456 | 9.9 | 1 | 365 | 11.3175 | 0.687 | 12 | 0.0044804
38725 | 3.9 | 1 | 365 | 4.4584 | 0.9373 | 5 | 0.3957
38751 | 4.94 | 1 | 365 | 5.6473 | 0.32058 | 5 | 0.96789
40473 | 7.7 | 1 | 365 | 8.8025 | 0.64544 | 9 | 0.44793
39088 | 4.94 | 1 | 365 | 5.6473 | 0.32058 | 5 | 0.96789
40513 | 12.75 | 1 | 365 | 14.5755 | 0.2181 | 14 | 0.79365
38745 | 4.68 | 1 | 365 | 5.3501 | 0.72476 | 6 | 0.074845
40505 | 6.5 | 1 | 365 | 7.4307 | 0.8955 | 8 | 0.32617
38797 | 9.62 | 1 | 365 | 10.9974 | 0.045346 | 11 | 0.042738
40982 | 6.6 | 1 | 365 | 7.545 | 0.12467 | 7 | 0.66965
40997 | 9.625 | 1 | 365 | 11.0031 | 0.056804 | 11 | 0.059912
38818 | 4.94 | 1 | 365 | 5.6473 | 0.32058 | 5 | 0.96789
41044 | 7.7 | 1 | 365 | 8.8025 | 0.64544 | 9 | 0.44793
40534 | 4.4 | 1 | 365 | 5.03 | 0.08311 | 5 | 0.1131
41049 | 10.175 | 1 | 365 | 11.6319 | 0.31719 | 11 | 0.94905
41056 | 7.75 | 1 | 365 | 8.8596 | 0.76002 | 9 | 0.61967
38853 | 10.4 | 1 | 365 | 11.8891 | 0.83281 | 12 | 0.72188
41057 | 13.2 | 1 | 365 | 15.09 | 0.24933 | 15 | 0.33931
30704 | 108 | 0.9 | 365 | 111.1171 | 0.74508 | 111 | 0.86217
41061 | 4.75 | 1 | 365 | 5.4301 | 0.88518 | 6 | 0.31528
38943 | 7.02 | 1 | 365 | 8.0251 | 0.087144 | 8 | 0.11227
41067 | 7.8 | 1 | 365 | 8.9168 | 0.8746 | 9 | 0.79141
40567 | 4.68 | 1 | 365 | 5.3501 | 0.72476 | 6 | 0.074845
16337 | 10.71 | 1 | 365 | 12.2435 | 0.54321 | 12 | 0.78667
38997 | 12.74 | 1 | 365 | 14.5641 | 0.19519 | 14 | 0.7593
27380 | 6.5 | 1 | 365 | 7.4307 | 0.8955 | 8 | 0.32617
40591 | 4.95 | 1 | 365 | 5.6587 | 0.3435 | 6 | 0.0022402
33748 | 96.57 | 0.9 | 365 | 99.3572 | 0.17122 | 99 | 0.52842
13991 | 6.375 | 1 | 365 | 7.2878 | 0.60905 | 7 | 0.89682
15759 | 6.63 | 1 | 365 | 7.5793 | 0.19341 | 7 | 0.7727
40639 | 14.04 | 1 | 365 | 16.0502 | 0.17429 | 16 | 0.22454
38639 | 8.84 | 1 | 365 | 10.1057 | 0.25789 | 10 | 0.3636
40723 | 8.525 | 1 | 365 | 9.7456 | 0.53603 | 10 | 0.28164
33934 | 347.7 | 0.9 | 365 | 357.7353 | 0.11539 | 357 | 0.85071
15672 | 5.1 | 1 | 365 | 5.8302 | 0.68724 | 6 | 0.51746
34048 | 127.6 | 0.9 | 365 | 131.2828 | 0.16918 | 131 | 0.45197
40728 | 5.2 | 1 | 365 | 5.9445 | 0.9164 | 6 | 0.86094
16495 | 7.905 | 1 | 365 | 9.0368 | 0.11522 | 9 | 0.15206
34043 | 37.932 | 0.9 | 365 | 39.0268 | 0.23302 | 39 | 0.25981
34112 | 9.88 | 1 | 365 | 11.2946 | 0.64117 | 11 | 0.93578
40733 | 9.36 | 1 | 365 | 10.7002 | 0.44953 | 11 | 0.14969
34125 | 417.06 | 0.9 | 365 | 429.0972 | 0.16723 | 429 | 0.26442
16722 | 5.61 | 1 | 365 | 6.4132 | 0.85597 | 7 | 0.26921
40732 | 9.625 | 1 | 365 | 11.0031 | 0.056804 | 11 | 0.059912
39846 | 4.59 | 1 | 365 | 5.2472 | 0.51852 | 5 | 0.76571
17693 | 3.9 | 1 | 365 | 4.4584 | 0.9373 | 5 | 0.3957
34348 | 784.08 | 0.9 | 365 | 806.7101 | 0.12925 | 806 | 0.83936
34392 | 7.8 | 1 | 365 | 8.9168 | 0.8746 | 9 | 0.79141
38697 | 5.98 | 1 | 365 | 6.8362 | 0.70386 | 7 | 0.54008
17963 | 10.92 | 1 | 365 | 12.4835 | 0.024447 | 12 | 0.50797
36029 | 11.18 | 1 | 365 | 12.7808 | 0.62027 | 13 | 0.40102
29249 | 6.885 | 1 | 365 | 7.8708 | 0.77778 | 8 | 0.64857
40496 | 12.74 | 1 | 365 | 14.5641 | 0.19519 | 14 | 0.7593
31427 | 7.02 | 1 | 365 | 8.0251 | 0.087144 | 8 | 0.11227
27224 | 6.76 | 1 | 365 | 7.7279 | 0.49132 | 8 | 0.21922
40773 | 10.2 | 1 | 365 | 11.6604 | 0.37448 | 12 | 0.034919
40940 | 8.32 | 1 | 365 | 9.5113 | 0.066245 | 9 | 0.5775
40953 | 9.88 | 1 | 365 | 11.2946 | 0.64117 | 11 | 0.93578
40963 | 8.06 | 1 | 365 | 9.214 | 0.47042 | 9 | 0.68446
16589 | 46.8 | 0.9 | 365 | 48.1507 | 0.52287 | 48 | 0.67361
40774 | 10.66 | 1 | 365 | 12.1863 | 0.42863 | 12 | 0.61493
32014 | 127.49 | 0.8 | 365 | 116.5952 | 0.7265 | 117 | 0.32171
34307 | 49.05 | 0.9 | 365 | 50.4657 | 0.16339 | 50 | 0.62907
40776 | 9.9 | 1 | 365 | 11.3175 | 0.687 | 12 | 0.0044804
80 | 1780 | 0.7 | 365 | 1424.4023 | 0.35354 | 1424 | 0.75582
34473 | 31.98 | 0.9 | 365 | 32.903 | 0.95729 | 33 | 0.8603
31113 | 664.34 | 0.9 | 365 | 683.5142 | 0.17096 | 683 | 0.68514
33253 | 136.9 | 0.9 | 365 | 140.8512 | 0.35001 | 141 | 0.20122
34550 | 211.2 | 0.9 | 365 | 217.2957 | 0.59037 | 217 | 0.88602
29931 | 341 | 0.9 | 365 | 350.8419 | 0.29695 | 351 | 0.13889
40779 | 5.232 | 1 | 365 | 5.9811 | 0.98973 | 6 | 0.97085
40780 | 10.791 | 1 | 365 | 12.3361 | 0.72883 | 13 | 0.064884
40778 | 7.02 | 1 | 365 | 8.0251 | 0.087144 | 8 | 0.11227
40783 | 6.9 | 1 | 365 | 7.8879 | 0.81215 | 8 | 0.70009
40784 | 8.32 | 1 | 365 | 9.5113 | 0.066245 | 9 | 0.5775
40785 | 9.6 | 1 | 365 | 10.9745 | 0.99951 | 11 | 0.97404
40788 | 9.36 | 1 | 365 | 10.7002 | 0.44953 | 11 | 0.14969
40789 | 8.58 | 1 | 365 | 9.8085 | 0.66207 | 10 | 0.47055
37636 | 3.57 | 1 | 365 | 4.0812 | 0.18107 | 4 | 0.26222
40790 | 7.54 | 1 | 365 | 8.6196 | 0.27878 | 8 | 0.89836
37677 | 6.9 | 1 | 365 | 7.8879 | 0.81215 | 8 | 0.70009
37684 | 5.5 | 1 | 365 | 6.2875 | 0.60389 | 6 | 0.89138
40791 | 7.54 | 1 | 365 | 8.6196 | 0.27878 | 8 | 0.89836
37683 | 5.83 | 1 | 365 | 6.6647 | 0.36012 | 7 | 0.024861
38040 | 8 | 1 | 365 | 9.1454 | 0.33293 | 9 | 0.47837
38104 | 9.805 | 1 | 365 | 11.2089 | 0.46929 | 11 | 0.67817
40792 | 5.2 | 1 | 365 | 5.9445 | 0.9164 | 6 | 0.86094
40793 | 11.7 | 1 | 365 | 13.3752 | 0.81191 | 14 | 0.18711
39707 | 3.575 | 1 | 365 | 4.0869 | 0.19253 | 4 | 0.2794
38545 | 11.275 | 1 | 365 | 12.8894 | 0.83797 | 13 | 0.72732
40794 | 13.52 | 1 | 365 | 15.4558 | 0.98265 | 16 | 0.43844
40795 | 11.96 | 1 | 365 | 13.6724 | 0.40773 | 14 | 0.08016
40796 | 6.5 | 1 | 365 | 7.4307 | 0.8955 | 8 | 0.32617
34546 | 72.54 | 0.9 | 365 | 74.6336 | 0.61044 | 75 | 0.24409
40798 | 5.98 | 1 | 365 | 6.8362 | 0.70386 | 7 | 0.54008
34540 | 110.86 | 0.9 | 365 | 114.0596 | 0.64369 | 114 | 0.70334
40800 | 12.48 | 1 | 365 | 14.2669 | 0.59937 | 14 | 0.86625
34613 | 383.24 | 0.9 | 365 | 394.3011 | 0.41502 | 394 | 0.7161
40801 | 9.36 | 1 | 365 | 10.7002 | 0.44953 | 11 | 0.14969
34046 | 54.6 | 0.9 | 365 | 56.1759 | 0.61001 | 56 | 0.78588
40802 | 14.82 | 1 | 365 | 16.9419 | 0.96175 | 17 | 0.90368
40803 | 9.88 | 1 | 365 | 11.2946 | 0.64117 | 11 | 0.93578
40840 | 7.02 | 1 | 365 | 8.0251 | 0.087144 | 8 | 0.11227
34622 | 145.08 | 0.9 | 365 | 149.2673 | 0.22088 | 149 | 0.48818
40879 | 3.64 | 1 | 365 | 4.1612 | 0.34148 | 4 | 0.50266
34672 | 537.4 | 0.9 | 365 | 552.9104 | 0.36299 | 553 | 0.27343
40357 | 6.12 | 1 | 365 | 6.9963 | 0.02469 | 7 | 0.020952
34700 | 51.55 | 0.9 | 365 | 53.0378 | 0.31952 | 53 | 0.35736
34708 | 46.97 | 0.9 | 365 | 48.3256 | 0.87348 | 49 | 0.19913
40320 | 6.76 | 1 | 365 | 7.7279 | 0.49132 | 8 | 0.21922
34856 | 64.092 | 0.9 | 365 | 65.9418 | 0.18683 | 66 | 0.12865
39931 | 8.84 | 1 | 365 | 10.1057 | 0.25789 | 10 | 0.3636
34982 | 17.955 | 1 | 365 | 20.5258 | 0.14597 | 20 | 0.67176
35021 | 41.202 | 0.9 | 365 | 42.3912 | 0.97725 | 43 | 0.36842
35045 | 35 | 0.9 | 365 | 36.0102 | 0.1859 | 36 | 0.19607
34963 | 15.12 | 1 | 365 | 17.2849 | 0.64923 | 17 | 0.93412
44129 | 7.42 | 1 | 365 | 8.4824 | 0.0037907 | 8 | 0.48619
35156 | 122.2 | 0.9 | 365 | 125.7269 | 0.031928 | 125 | 0.75886
49200 | 10 | 1 | 365 | 11.4318 | 0.91616 | 12 | 0.34796
35270 | 561.2 | 0.9 | 365 | 577.3974 | 0.44941 | 577 | 0.84676
34965 | 26.125 | 0.9 | 365 | 26.879 | 0.88162 | 27 | 0.76064
36276 | 250.12 | 0.9 | 365 | 257.339 | 0.86109 | 258 | 0.20006
38553 | 6.885 | 1 | 365 | 7.8708 | 0.77778 | 8 | 0.64857
35267 | 417.24 | 0.9 | 365 | 429.2824 | 0.53847 | 429 | 0.82085
36462 | 15.6 | 1 | 365 | 17.8336 | 0.74921 | 18 | 0.58282
34465 | 42.18 | 0.9 | 365 | 43.3974 | 0.99433 | 44 | 0.39173
38899 | 6.24 | 1 | 365 | 7.1334 | 0.29968 | 7 | 0.43313
35063 | 54 | 0.9 | 365 | 55.5585 | 0.37254 | 55 | 0.93109
29924 | 363.48 | 0.9 | 365 | 373.9708 | 0.66093 | 374 | 0.63169
34754 | 60.8 | 0.9 | 365 | 62.5548 | 0.39723 | 62 | 0.95204
7422 | 257.04 | 0.9 | 365 | 264.4587 | 0.13328 | 264 | 0.59197
41136 | 7.975 | 1 | 365 | 9.1169 | 0.27564 | 9 | 0.3925
37672 | 27.5 | 0.9 | 365 | 28.2937 | 0.7175 | 29 | 0.011201
41132 | 9.69 | 1 | 365 | 11.0774 | 0.20576 | 11 | 0.28317
41147 | 6.6 | 1 | 365 | 7.545 | 0.12467 | 7 | 0.66965
41148 | 9.075 | 1 | 365 | 10.3744 | 0.79642 | 11 | 0.17077
41137 | 5.545 | 1 | 365 | 6.3389 | 0.70701 | 7 | 0.045944
38098 | 122.4 | 0.9 | 365 | 125.9327 | 0.44442 | 126 | 0.37713
41162 | 4.68 | 1 | 365 | 5.3501 | 0.72476 | 6 | 0.074845
41168 | 7.2 | 1 | 365 | 8.2309 | 0.49964 | 8 | 0.73053
41176 | 7.975 | 1 | 365 | 9.1169 | 0.27564 | 9 | 0.3925
42319 | 26.775 | 0.9 | 365 | 27.5478 | 0.22222 | 27 | 0.77
41177 | 5.25 | 1 | 365 | 6.0017 | 0.030984 | 6 | 0.032679
43263 | 30.6 | 0.9 | 365 | 31.4832 | 0.1111 | 31 | 0.59428
38010 | 5.98 | 1 | 365 | 6.8362 | 0.70386 | 7 | 0.54008
34673 | 114.4 | 0.9 | 365 | 117.7018 | 0.94478 | 118 | 0.6466
34741 | 158.76 | 0.9 | 365 | 163.3421 | 0.43526 | 163 | 0.77739
34751 | 113.4 | 0.9 | 365 | 116.673 | 0.88233 | 117 | 0.55528
41190 | 8.25 | 1 | 365 | 9.4312 | 0.90583 | 10 | 0.33707
41200 | 10.45 | 1 | 365 | 11.9462 | 0.94739 | 12 | 0.89362
38692 | 6.24 | 1 | 365 | 7.1334 | 0.29968 | 7 | 0.43313
36623 | 4.68 | 1 | 365 | 5.3501 | 0.72476 | 6 | 0.074845
46501 | 57.2 | 0.9 | 365 | 58.8509 | 0.97239 | 59 | 0.8233
41218 | 7.25 | 1 | 365 | 8.2881 | 0.61422 | 8 | 0.90227
34323 | 395.01 | 0.9 | 365 | 406.4108 | 0.69011 | 407 | 0.10089
40217 | 6.095 | 1 | 365 | 6.9677 | 0.9674 | 7 | 0.93508
38772 | 2.86 | 1 | 365 | 3.2695 | 0.55402 | 3 | 0.82352
41232 | 4.75 | 1 | 365 | 5.4301 | 0.88518 | 6 | 0.31528
38847 | 8.32 | 1 | 365 | 9.5113 | 0.066245 | 9 | 0.5775
70 | 2570.04 | 0.7 | 365 | 2056.6128 | 0.68135 | 2057 | 0.29418
38704 | 5.2 | 1 | 365 | 5.9445 | 0.9164 | 6 | 0.86094
41242 | 3.9 | 1 | 365 | 4.4584 | 0.9373 | 5 | 0.3957
41245 | 8.8 | 1 | 365 | 10.06 | 0.16622 | 10 | 0.2262
41246 | 8 | 1 | 365 | 9.1454 | 0.33293 | 9 | 0.47837
41249 | 7.15 | 1 | 365 | 8.1737 | 0.38505 | 8 | 0.55879
50183 | 50.7 | 0.9 | 365 | 52.1633 | 0.56644 | 52 | 0.72974
41250 | 11.5 | 1 | 365 | 13.1466 | 0.35358 | 13 | 0.50015
41253 | 6.875 | 1 | 365 | 7.8594 | 0.75486 | 8 | 0.61422
41236 | 7.02 | 1 | 365 | 8.0251 | 0.087144 | 8 | 0.11227
6174 | 70.68 | 0.9 | 365 | 72.72 | 0.77428 | 73 | 0.49424
38707 | 6.24 | 1 | 365 | 7.1334 | 0.29968 | 7 | 0.43313
34877 | 97.6 | 0.8 | 365 | 89.2595 | 0.92938 | 90 | 0.18887
33187 | 535.7 | 0.8 | 365 | 489.9212 | 0.094953 | 490 | 0.016174
41262 | 5.5 | 1 | 365 | 6.2875 | 0.60389 | 6 | 0.89138
41268 | 4.275 | 1 | 365 | 4.8871 | 0.79666 | 5 | 0.68375
39302 | 3.64 | 1 | 365 | 4.1612 | 0.34148 | 4 | 0.50266
41247 | 13.26 | 1 | 365 | 15.1586 | 0.38683 | 15 | 0.54539
41158 | 8.67 | 1 | 365 | 9.9114 | 0.86831 | 10 | 0.77968
32980 | 649.8 | 0.8 | 365 | 594.2707 | 0.27366 | 594 | 0.54435
32979 | 649.8 | 0.8 | 365 | 594.2707 | 0.27366 | 594 | 0.54435
11199 | 106.02 | 0.9 | 365 | 109.0799 | 0.66142 | 109 | 0.74136
36695 | 3.12 | 1 | 365 | 3.5667 | 0.14984 | 3 | 0.71656
41070 | 9.9 | 1 | 365 | 11.3175 | 0.687 | 12 | 0.0044804
41091 | 3.575 | 1 | 365 | 4.0869 | 0.19253 | 4 | 0.2794
41088 | 11.55 | 1 | 365 | 13.2037 | 0.46816 | 13 | 0.67189
18389 | 11.475 | 1 | 365 | 13.118 | 0.29629 | 13 | 0.41428
18452 | 7.8 | 1 | 365 | 8.9168 | 0.8746 | 9 | 0.79141
41271 | 4.86 | 1 | 365 | 5.5559 | 0.13725 | 5 | 0.69311
41095 | 5.4 | 1 | 365 | 6.1732 | 0.37473 | 6 | 0.5479
41274 | 17.25 | 1 | 365 | 19.7199 | 0.53038 | 20 | 0.25023
41281 | 6.325 | 1 | 365 | 7.2306 | 0.49447 | 7 | 0.72508
41283 | 6.4 | 1 | 365 | 7.3164 | 0.66634 | 7 | 0.98269
39419 | 6.24 | 1 | 365 | 7.1334 | 0.29968 | 7 | 0.43313
41109 | 4.035 | 1 | 365 | 4.6127 | 0.24667 | 4 | 0.8594
41103 | 7.975 | 1 | 365 | 9.1169 | 0.27564 | 9 | 0.3925
41289 | 9.625 | 1 | 365 | 11.0031 | 0.056804 | 11 | 0.059912
41116 | 3.98 | 1 | 365 | 4.5499 | 0.12063 | 4 | 0.67049
41306 | 6.66 | 1 | 365 | 7.6136 | 0.26216 | 7 | 0.87574
41108 | 3.3 | 1 | 365 | 3.7725 | 0.56233 | 4 | 0.33483
41304 | 7.8 | 1 | 365 | 8.9168 | 0.8746 | 9 | 0.79141
32972 | 649.8 | 0.8 | 365 | 594.2707 | 0.27366 | 594 | 0.54435
32973 | 649.8 | 0.8 | 365 | 594.2707 | 0.27366 | 594 | 0.54435
32977 | 649.8 | 0.8 | 365 | 594.2707 | 0.27366 | 594 | 0.54435
41308 | 5 | 1 | 365 | 5.7159 | 0.45808 | 6 | 0.17398
32974 | 649.8 | 0.8 | 365 | 594.2707 | 0.27366 | 594 | 0.54435
41120 | 6.75 | 1 | 365 | 7.7165 | 0.46841 | 8 | 0.18487
41122 | 7.425 | 1 | 365 | 8.4881 | 0.015249 | 8 | 0.50336
41127 | 7.835 | 1 | 365 | 8.9568 | 0.95481 | 9 | 0.91163
41126 | 9.35 | 1 | 365 | 10.6887 | 0.42661 | 11 | 0.11534
37835 | 4.68 | 1 | 365 | 5.3501 | 0.72476 | 6 | 0.074845
31381 | 270.9 | 0.9 | 365 | 278.7187 | 0.7189 | 279 | 0.43761
27274 | 43 | 0.9 | 365 | 44.2411 | 0.68554 | 44 | 0.92661
35658 | 312.48 | 0.9 | 365 | 321.4988 | 0.47575 | 321 | 0.97455
40654 | 4.59 | 1 | 365 | 5.2472 | 0.51852 | 5 | 0.76571
39556 | 7.02 | 1 | 365 | 8.0251 | 0.087144 | 8 | 0.11227
39789 | 3.9 | 1 | 365 | 4.4584 | 0.9373 | 5 | 0.3957
39844 | 8.58 | 1 | 365 | 9.8085 | 0.66207 | 10 | 0.47055
39823 | 8.06 | 1 | 365 | 9.214 | 0.47042 | 9 | 0.68446
39854 | 7.8 | 1 | 365 | 8.9168 | 0.8746 | 9 | 0.79141
40299 | 7.28 | 1 | 365 | 8.3224 | 0.68296 | 9 | 0.0053149
40611 | 11.7 | 1 | 365 | 13.3752 | 0.81191 | 14 | 0.18711
40582 | 7.54 | 1 | 365 | 8.6196 | 0.27878 | 8 | 0.89836
40549 | 5.355 | 1 | 365 | 6.1217 | 0.2716 | 6 | 0.39333
40453 | 9.1 | 1 | 365 | 10.4029 | 0.85371 | 11 | 0.25664
40508 | 8.415 | 1 | 365 | 9.6199 | 0.28395 | 9 | 0.90381
40420 | 5.98 | 1 | 365 | 6.8362 | 0.70386 | 7 | 0.54008
40397 | 14.04 | 1 | 365 | 16.0502 | 0.17429 | 16 | 0.22454
39137 | 5.98 | 1 | 365 | 6.8362 | 0.70386 | 7 | 0.54008
40777 | 9.9 | 1 | 365 | 11.3175 | 0.687 | 12 | 0.0044804
41141 | 4 | 1 | 365 | 4.5727 | 0.16646 | 4 | 0.73918
41244 | 3.64 | 1 | 365 | 4.1612 | 0.34148 | 4 | 0.50266
41252 | 7.14 | 1 | 365 | 8.1623 | 0.36214 | 8 | 0.52444
41276 | 3.9 | 1 | 365 | 4.4584 | 0.9373 | 5 | 0.3957
41294 | 7.95 | 1 | 365 | 9.0883 | 0.21835 | 9 | 0.30663
41266 | 8.48 | 1 | 365 | 9.6942 | 0.4329 | 10 | 0.12707
31076 | 7.02 | 1 | 365 | 8.0251 | 0.087144 | 8 | 0.11227
31318 | 4.725 | 1 | 365 | 5.4015 | 0.82789 | 6 | 0.22941
31339 | 17.92 | 1 | 365 | 20.4858 | 0.065759 | 20 | 0.55154
35579 | 6.05 | 1 | 365 | 6.9162 | 0.86428 | 7 | 0.78052
31919 | 8.84 | 1 | 365 | 10.1057 | 0.25789 | 10 | 0.3636
30022 | 7.562 | 1 | 365 | 8.6447 | 0.3292 | 8 | 0.97393
29737 | 7.8 | 1 | 365 | 8.9168 | 0.8746 | 9 | 0.79141
39796 | 10.965 | 1 | 365 | 12.535 | 0.12757 | 12 | 0.66254
41063 | 14.04 | 1 | 365 | 16.0502 | 0.17429 | 16 | 0.22454
41155 | 13.78 | 1 | 365 | 15.753 | 0.57847 | 16 | 0.33149
38936 | 8.58 | 1 | 365 | 9.8085 | 0.66207 | 10 | 0.47055
41698 | 14.04 | 1 | 365 | 16.0502 | 0.17429 | 16 | 0.22454
41064 | 5.2 | 1 | 365 | 5.9445 | 0.9164 | 6 | 0.86094
41123 | 12.48 | 1 | 365 | 14.2669 | 0.59937 | 14 | 0.86625
39032 | 4.94 | 1 | 365 | 5.6473 | 0.32058 | 5 | 0.96789
41240 | 6.24 | 1 | 365 | 7.1334 | 0.29968 | 7 | 0.43313
39028 | 7.54 | 1 | 365 | 8.6196 | 0.27878 | 8 | 0.89836
39141 | 7.8 | 1 | 365 | 8.9168 | 0.8746 | 9 | 0.79141
39164 | 3.12 | 1 | 365 | 3.5667 | 0.14984 | 3 | 0.71656
39167 | 5.46 | 1 | 365 | 6.2418 | 0.51222 | 6 | 0.75399
41716 | 6.375 | 1 | 365 | 7.2878 | 0.60905 | 7 | 0.89682
41144 | 10.66 | 1 | 365 | 12.1863 | 0.42863 | 12 | 0.61493
39469 | 3.64 | 1 | 365 | 4.1612 | 0.34148 | 4 | 0.50266
39183 | 6.76 | 1 | 365 | 7.7279 | 0.49132 | 8 | 0.21922
41004 | 8.32 | 1 | 365 | 9.5113 | 0.066245 | 9 | 0.5775
41664 | 6.24 | 1 | 365 | 7.1334 | 0.29968 | 7 | 0.43313
40957 | 3.38 | 1 | 365 | 3.8639 | 0.74566 | 4 | 0.60961
39281 | 3.64 | 1 | 365 | 4.1612 | 0.34148 | 4 | 0.50266
40986 | 10.4 | 1 | 365 | 11.8891 | 0.83281 | 12 | 0.72188
41153 | 11.44 | 1 | 365 | 13.078 | 0.21609 | 13 | 0.29407
41093 | 8.32 | 1 | 365 | 9.5113 | 0.066245 | 9 | 0.5775
41104 | 6.5 | 1 | 365 | 7.4307 | 0.8955 | 8 | 0.32617
41681 | 3.9 | 1 | 365 | 4.4584 | 0.9373 | 5 | 0.3957
40991 | 12.22 | 1 | 365 | 13.9697 | 0.0035475 | 13 | 0.97321
40998 | 10.92 | 1 | 365 | 12.4835 | 0.024447 | 12 | 0.50797
41739 | 2.34 | 1 | 365 | 2.675 | 0.36238 | 3 | 0.037423
42349 | 7.02 | 1 | 365 | 8.0251 | 0.087144 | 8 | 0.11227
42361 | 3.38 | 1 | 365 | 3.8639 | 0.74566 | 4 | 0.60961
36690 | 2.55 | 1 | 365 | 2.9151 | 0.84362 | 3 | 0.75873
42366 | 5.72 | 1 | 365 | 6.539 | 0.10804 | 6 | 0.64703
17676 | 7.65 | 1 | 365 | 8.7453 | 0.53086 | 9 | 0.27619
31588 | 4.94 | 1 | 365 | 5.6473 | 0.32058 | 5 | 0.96789
42378 | 10.4 | 1 | 365 | 11.8891 | 0.83281 | 12 | 0.72188
42373 | 7.54 | 1 | 365 | 8.6196 | 0.27878 | 8 | 0.89836
41007 | 9.62 | 1 | 365 | 10.9974 | 0.045346 | 11 | 0.042738
31594 | 5.98 | 1 | 365 | 6.8362 | 0.70386 | 7 | 0.54008
19788 | 7.65 | 1 | 365 | 8.7453 | 0.53086 | 9 | 0.27619
41783 | 8.415 | 1 | 365 | 9.6199 | 0.28395 | 9 | 0.90381
15014 | 3.57 | 1 | 365 | 4.0812 | 0.18107 | 4 | 0.26222
41802 | 3.9 | 1 | 365 | 4.4584 | 0.9373 | 5 | 0.3957
27615 | 11.96 | 1 | 365 | 13.6724 | 0.40773 | 14 | 0.08016
27596 | 8.415 | 1 | 365 | 9.6199 | 0.28395 | 9 | 0.90381
41167 | 8.58 | 1 | 365 | 9.8085 | 0.66207 | 10 | 0.47055
41881 | 11.475 | 1 | 365 | 13.118 | 0.29629 | 13 | 0.41428
41234 | 6.76 | 1 | 365 | 7.7279 | 0.49132 | 8 | 0.21922
27462 | 5.46 | 1 | 365 | 6.2418 | 0.51222 | 6 | 0.75399
41913 | 2.08 | 1 | 365 | 2.3778 | 0.76656 | 3 | 0.14438
21295 | 5.46 | 1 | 365 | 6.2418 | 0.51222 | 6 | 0.75399
21697 | 7.02 | 1 | 365 | 8.0251 | 0.087144 | 8 | 0.11227
42397 | 7.02 | 1 | 365 | 8.0251 | 0.087144 | 8 | 0.11227
21464 | 8.84 | 1 | 365 | 10.1057 | 0.25789 | 10 | 0.3636
20502 | 5.46 | 1 | 365 | 6.2418 | 0.51222 | 6 | 0.75399
27548 | 13.78 | 1 | 365 | 15.753 | 0.57847 | 16 | 0.33149
21024 | 3.64 | 1 | 365 | 4.1612 | 0.34148 | 4 | 0.50266
19678 | 11.18 | 1 | 365 | 12.7808 | 0.62027 | 13 | 0.40102
31425 | 8.58 | 1 | 365 | 9.8085 | 0.66207 | 10 | 0.47055
19512 | 7.54 | 1 | 365 | 8.6196 | 0.27878 | 8 | 0.89836
19534 | 7.28 | 1 | 365 | 8.3224 | 0.68296 | 9 | 0.0053149
19981 | 4.68 | 1 | 365 | 5.3501 | 0.72476 | 6 | 0.074845
20602 | 6.5 | 1 | 365 | 7.4307 | 0.8955 | 8 | 0.32617
20010 | 6.24 | 1 | 365 | 7.1334 | 0.29968 | 7 | 0.43313
17558 | 4.42 | 1 | 365 | 5.0529 | 0.12894 | 5 | 0.1818
19965 | 3.06 | 1 | 365 | 3.4981 | 0.012345 | 3 | 0.51048
20494 | 4.42 | 1 | 365 | 5.0529 | 0.12894 | 5 | 0.1818
31527 | 13 | 1 | 365 | 14.8613 | 0.79101 | 15 | 0.65235
20663 | 8.32 | 1 | 365 | 9.5113 | 0.066245 | 9 | 0.5775
20718 | 10.14 | 1 | 365 | 11.5918 | 0.23699 | 11 | 0.82883
20721 | 7.8 | 1 | 365 | 8.9168 | 0.8746 | 9 | 0.79141
21179 | 7.28 | 1 | 365 | 8.3224 | 0.68296 | 9 | 0.0053149
31426 | 4.68 | 1 | 365 | 5.3501 | 0.72476 | 6 | 0.074845
21198 | 9.62 | 1 | 365 | 10.9974 | 0.045346 | 11 | 0.042738
31223 | 5.2 | 1 | 365 | 5.9445 | 0.9164 | 6 | 0.86094
37827 | 10.92 | 1 | 365 | 12.4835 | 0.024447 | 12 | 0.50797
37828 | 6.76 | 1 | 365 | 7.7279 | 0.49132 | 8 | 0.21922
41677 | 2.86 | 1 | 365 | 3.2695 | 0.55402 | 3 | 0.82352
41667 | 7.02 | 1 | 365 | 8.0251 | 0.087144 | 8 | 0.11227
42864 | 4.5 | 1 | 365 | 5.1443 | 0.31227 | 5 | 0.45658
29642 | 9.1 | 1 | 365 | 10.4029 | 0.85371 | 11 | 0.25664
33792 | 9.69 | 1 | 365 | 11.0774 | 0.20576 | 11 | 0.28317
21482 | 7.02 | 1 | 365 | 8.0251 | 0.087144 | 8 | 0.11227
42916 | 8.84 | 1 | 365 | 10.1057 | 0.25789 | 10 | 0.3636
42902 | 7.02 | 1 | 365 | 8.0251 | 0.087144 | 8 | 0.11227
42905 | 4.68 | 1 | 365 | 5.3501 | 0.72476 | 6 | 0.074845
43040 | 6.885 | 1 | 365 | 7.8708 | 0.77778 | 8 | 0.64857
42890 | 6.5 | 1 | 365 | 7.4307 | 0.8955 | 8 | 0.32617
32339 | 9.88 | 1 | 365 | 11.2946 | 0.64117 | 11 | 0.93578
42899 | 5.98 | 1 | 365 | 6.8362 | 0.70386 | 7 | 0.54008
32525 | 4.845 | 1 | 365 | 5.5387 | 0.10288 | 5 | 0.64159
21484 | 8.32 | 1 | 365 | 9.5113 | 0.066245 | 9 | 0.5775
42927 | 6.5 | 1 | 365 | 7.4307 | 0.8955 | 8 | 0.32617
42418 | 7.14 | 1 | 365 | 8.1623 | 0.36214 | 8 | 0.52444
32588 | 5.865 | 1 | 365 | 6.7048 | 0.44033 | 7 | 0.14508
32948 | 2.08 | 1 | 365 | 2.3778 | 0.76656 | 3 | 0.14438
33261 | 7.02 | 1 | 365 | 8.0251 | 0.087144 | 8 | 0.11227
21487 | 7.28 | 1 | 365 | 8.3224 | 0.68296 | 9 | 0.0053149
42417 | 8.06 | 1 | 365 | 9.214 | 0.47042 | 9 | 0.68446
22303 | 4.68 | 1 | 365 | 5.3501 | 0.72476 | 6 | 0.074845
22253 | 4.42 | 1 | 365 | 5.0529 | 0.12894 | 5 | 0.1818
35917 | 4.94 | 1 | 365 | 5.6473 | 0.32058 | 5 | 0.96789
42450 | 5.98 | 1 | 365 | 6.8362 | 0.70386 | 7 | 0.54008
22389 | 7.28 | 1 | 365 | 8.3224 | 0.68296 | 9 | 0.0053149
42483 | 8.32 | 1 | 365 | 9.5113 | 0.066245 | 9 | 0.5775
21728 | 11.7 | 1 | 365 | 13.3752 | 0.81191 | 14 | 0.18711
35074 | 22.875 | 1 | 365 | 26.1502 | 0.42072 | 26 | 0.57096
41311 | 2.86 | 1 | 365 | 3.2695 | 0.55402 | 3 | 0.82352
39337 | 7.02 | 1 | 365 | 8.0251 | 0.087144 | 8 | 0.11227
41321 | 9.625 | 1 | 365 | 11.0031 | 0.056804 | 11 | 0.059912
41316 | 7.975 | 1 | 365 | 9.1169 | 0.27564 | 9 | 0.3925
41318 | 8.8 | 1 | 365 | 10.06 | 0.16622 | 10 | 0.2262
41332 | 10.45 | 1 | 365 | 11.9462 | 0.94739 | 12 | 0.89362
41337 | 7.15 | 1 | 365 | 8.1737 | 0.38505 | 8 | 0.55879
41345 | 5.225 | 1 | 365 | 5.9731 | 0.97369 | 6 | 0.94681
41314 | 5.72 | 1 | 365 | 6.539 | 0.10804 | 6 | 0.64703
41336 | 4.16 | 1 | 365 | 4.7556 | 0.53312 | 5 | 0.28875
41342 | 6.76 | 1 | 365 | 7.7279 | 0.49132 | 8 | 0.21922
41347 | 9.36 | 1 | 365 | 10.7002 | 0.44953 | 11 | 0.14969
34879 | 147.915 | 0.9 | 365 | 152.1841 | 0.067943 | 152 | 0.25207
44332 | 17.7 | 1 | 365 | 20.2343 | 0.5616 | 20 | 0.79589
37515 | 3.51 | 1 | 365 | 4.0126 | 0.043572 | 4 | 0.056134
41340 | 7.14 | 1 | 365 | 8.1623 | 0.36214 | 8 | 0.52444
41328 | 7.65 | 1 | 365 | 8.7453 | 0.53086 | 9 | 0.27619
39635 | 7.8 | 1 | 365 | 8.9168 | 0.8746 | 9 | 0.79141
40601 | 3.64 | 1 | 365 | 4.1612 | 0.34148 | 4 | 0.50266
43542 | 9.72 | 1 | 365 | 11.1117 | 0.27451 | 11 | 0.38622
44059 | 6.9 | 1 | 365 | 7.8879 | 0.81215 | 8 | 0.70009
44727 | 7.44 | 1 | 365 | 8.5053 | 0.049623 | 8 | 0.55488
41324 | 12.42 | 1 | 365 | 14.1983 | 0.46187 | 14 | 0.66017
41414 | 8.502 | 1 | 365 | 9.7193 | 0.48332 | 10 | 0.20264
41528 | 12.6 | 1 | 365 | 14.4041 | 0.87436 | 15 | 0.27843
41554 | 8.505 | 1 | 365 | 9.7227 | 0.49019 | 10 | 0.21294
41555 | 6.867 | 1 | 365 | 7.8502 | 0.73653 | 8 | 0.58674
40612 | 6.615 | 1 | 365 | 7.5621 | 0.15904 | 7 | 0.72118
40595 | 7.65 | 1 | 365 | 8.7453 | 0.53086 | 9 | 0.27619
40587 | 7.5 | 1 | 365 | 8.5739 | 0.18712 | 8 | 0.76097
40690 | 5.4 | 1 | 365 | 6.1732 | 0.37473 | 6 | 0.5479
40543 | 5.72 | 1 | 365 | 6.539 | 0.10804 | 6 | 0.64703
40695 | 9.45 | 1 | 365 | 10.8031 | 0.65577 | 11 | 0.45882
40736 | 6.3 | 1 | 365 | 7.202 | 0.43718 | 7 | 0.63921
40648 | 8.4 | 1 | 365 | 9.6027 | 0.24957 | 9 | 0.85229
40665 | 5.67 | 1 | 365 | 6.4818 | 0.99346 | 7 | 0.47529
40619 | 5.88 | 1 | 365 | 6.7219 | 0.4747 | 7 | 0.1966
40627 | 9.18 | 1 | 365 | 10.4944 | 0.037035 | 10 | 0.53143
40682 | 3.42 | 1 | 365 | 3.9097 | 0.83733 | 4 | 0.747
40701 | 4.65 | 1 | 365 | 5.3158 | 0.65601 | 5 | 0.9718
41602 | 10.8 | 1 | 365 | 12.3463 | 0.74945 | 13 | 0.095797
41604 | 10.71 | 1 | 365 | 12.2435 | 0.54321 | 12 | 0.78667
41605 | 9.075 | 1 | 365 | 10.3744 | 0.79642 | 11 | 0.17077
41662 | 7.15 | 1 | 365 | 8.1737 | 0.38505 | 8 | 0.55879
41663 | 8.25 | 1 | 365 | 9.4312 | 0.90583 | 10 | 0.33707
41675 | 5.1 | 1 | 365 | 5.8302 | 0.68724 | 6 | 0.51746
42402 | 11.275 | 1 | 365 | 12.8894 | 0.83797 | 13 | 0.72732
42403 | 8.5 | 1 | 365 | 9.717 | 0.47874 | 10 | 0.19577
42408 | 7.15 | 1 | 365 | 8.1737 | 0.38505 | 8 | 0.55879
41461 | 9.45 | 1 | 365 | 10.8031 | 0.65577 | 11 | 0.45882
42533 | 7.8 | 1 | 365 | 8.9168 | 0.8746 | 9 | 0.79141
42584 | 7.83 | 1 | 365 | 8.9511 | 0.94335 | 9 | 0.89445
41859 | 5.985 | 1 | 365 | 6.8419 | 0.71532 | 7 | 0.55725
42648 | 7.02 | 1 | 365 | 8.0251 | 0.087144 | 8 | 0.11227
33942 | 13 | 1 | 365 | 14.8613 | 0.79101 | 15 | 0.65235
42655 | 2.86 | 1 | 365 | 3.2695 | 0.55402 | 3 | 0.82352
33949 | 8.84 | 1 | 365 | 10.1057 | 0.25789 | 10 | 0.3636
42668 | 3.12 | 1 | 365 | 3.5667 | 0.14984 | 3 | 0.71656
34090 | 4.68 | 1 | 365 | 5.3501 | 0.72476 | 6 | 0.074845
42702 | 5.61 | 1 | 365 | 6.4132 | 0.85597 | 7 | 0.26921
34273 | 9.1 | 1 | 365 | 10.4029 | 0.85371 | 11 | 0.25664
42711 | 9.435 | 1 | 365 | 10.7859 | 0.6214 | 11 | 0.4073
41613 | 3.9 | 1 | 365 | 4.4584 | 0.9373 | 5 | 0.3957
42708 | 4.68 | 1 | 365 | 5.3501 | 0.72476 | 6 | 0.074845
42917 | 7.28 | 1 | 365 | 8.3224 | 0.68296 | 9 | 0.0053149
43259 | 5.355 | 1 | 365 | 6.1217 | 0.2716 | 6 | 0.39333
43260 | 8.84 | 1 | 365 | 10.1057 | 0.25789 | 10 | 0.3636
42720 | 7.8 | 1 | 365 | 8.9168 | 0.8746 | 9 | 0.79141
43265 | 3.12 | 1 | 365 | 3.5667 | 0.14984 | 3 | 0.71656
43262 | 8.67 | 1 | 365 | 9.9114 | 0.86831 | 10 | 0.77968
43267 | 6.375 | 1 | 365 | 7.2878 | 0.60905 | 7 | 0.89682
23311 | 5.98 | 1 | 365 | 6.8362 | 0.70386 | 7 | 0.54008
23979 | 7.02 | 1 | 365 | 8.0251 | 0.087144 | 8 | 0.11227
24017 | 5.46 | 1 | 365 | 6.2418 | 0.51222 | 6 | 0.75399
24024 | 3.64 | 1 | 365 | 4.1612 | 0.34148 | 4 | 0.50266
43270 | 11.7 | 1 | 365 | 13.3752 | 0.81191 | 14 | 0.18711
24242 | 8.58 | 1 | 365 | 9.8085 | 0.66207 | 10 | 0.47055
35863 | 4.16 | 1 | 365 | 4.7556 | 0.53312 | 5 | 0.28875
28145 | 4.08 | 1 | 365 | 4.6642 | 0.34979 | 5 | 0.013968
28146 | 4.335 | 1 | 365 | 4.9557 | 0.93416 | 5 | 0.88984
43301 | 5.46 | 1 | 365 | 6.2418 | 0.51222 | 6 | 0.75399
43302 | 3.64 | 1 | 365 | 4.1612 | 0.34148 | 4 | 0.50266
43304 | 12.48 | 1 | 365 | 14.2669 | 0.59937 | 14 | 0.86625
43298 | 7.54 | 1 | 365 | 8.6196 | 0.27878 | 8 | 0.89836
43309 | 5.46 | 1 | 365 | 6.2418 | 0.51222 | 6 | 0.75399
42686 | 11.44 | 1 | 365 | 13.078 | 0.21609 | 13 | 0.29407
43313 | 4.42 | 1 | 365 | 5.0529 | 0.12894 | 5 | 0.1818
42729 | 9.36 | 1 | 365 | 10.7002 | 0.44953 | 11 | 0.14969
43307 | 8.84 | 1 | 365 | 10.1057 | 0.25789 | 10 | 0.3636
43314 | 2.86 | 1 | 365 | 3.2695 | 0.55402 | 3 | 0.82352
42741 | 5.355 | 1 | 365 | 6.1217 | 0.2716 | 6 | 0.39333
43317 | 4.68 | 1 | 365 | 5.3501 | 0.72476 | 6 | 0.074845
42775 | 7.65 | 1 | 365 | 8.7453 | 0.53086 | 9 | 0.27619
43320 | 4.68 | 1 | 365 | 5.3501 | 0.72476 | 6 | 0.074845
25104 | 6.24 | 1 | 365 | 7.1334 | 0.29968 | 7 | 0.43313
42759 | 6.5 | 1 | 365 | 7.4307 | 0.8955 | 8 | 0.32617
25185 | 4.68 | 1 | 365 | 5.3501 | 0.72476 | 6 | 0.074845
42790 | 6.875 | 1 | 365 | 7.8594 | 0.75486 | 8 | 0.61422
25195 | 4.68 | 1 | 365 | 5.3501 | 0.72476 | 6 | 0.074845
28336 | 3.38 | 1 | 365 | 3.8639 | 0.74566 | 4 | 0.60961
42795 | 4.4 | 1 | 365 | 5.03 | 0.08311 | 5 | 0.1131
25223 | 4.16 | 1 | 365 | 4.7556 | 0.53312 | 5 | 0.28875
41355 | 7.8 | 1 | 365 | 8.9168 | 0.8746 | 9 | 0.79141
42833 | 7.28 | 1 | 365 | 8.3224 | 0.68296 | 9 | 0.0053149
43319 | 10.92 | 1 | 365 | 12.4835 | 0.024447 | 12 | 0.50797
43327 | 3.9 | 1 | 365 | 4.4584 | 0.9373 | 5 | 0.3957
42834 | 4.335 | 1 | 365 | 4.9557 | 0.93416 | 5 | 0.88984
41405 | 8.58 | 1 | 365 | 9.8085 | 0.66207 | 10 | 0.47055
43326 | 3.64 | 1 | 365 | 4.1612 | 0.34148 | 4 | 0.50266
42838 | 9.1 | 1 | 365 | 10.4029 | 0.85371 | 11 | 0.25664
41411 | 5.2 | 1 | 365 | 5.9445 | 0.9164 | 6 | 0.86094
43332 | 3.9 | 1 | 365 | 4.4584 | 0.9373 | 5 | 0.3957
41351 | 4.8 | 1 | 365 | 5.4873 | 0.99976 | 6 | 0.48702
43330 | 3.9 | 1 | 365 | 4.4584 | 0.9373 | 5 | 0.3957
41363 | 8.415 | 1 | 365 | 9.6199 | 0.28395 | 9 | 0.90381
43336 | 11.44 | 1 | 365 | 13.078 | 0.21609 | 13 | 0.29407
43329 | 10.66 | 1 | 365 | 12.1863 | 0.42863 | 12 | 0.61493
43343 | 8.32 | 1 | 365 | 9.5113 | 0.066245 | 9 | 0.5775
41597 | 6.48 | 1 | 365 | 7.4078 | 0.84967 | 8 | 0.25748
43337 | 8.215 | 1 | 365 | 9.3912 | 0.82563 | 10 | 0.21685
41348 | 8.415 | 1 | 365 | 9.6199 | 0.28395 | 9 | 0.90381
41349 | 6.875 | 1 | 365 | 7.8594 | 0.75486 | 8 | 0.61422
43344 | 3.12 | 1 | 365 | 3.5667 | 0.14984 | 3 | 0.71656
41367 | 6.5 | 1 | 365 | 7.4307 | 0.8955 | 8 | 0.32617
43342 | 6.12 | 1 | 365 | 6.9963 | 0.02469 | 7 | 0.020952
41388 | 6.6 | 1 | 365 | 7.545 | 0.12467 | 7 | 0.66965
41394 | 4.95 | 1 | 365 | 5.6587 | 0.3435 | 6 | 0.0022402
41684 | 5.865 | 1 | 365 | 6.7048 | 0.44033 | 7 | 0.14508
41427 | 5.75 | 1 | 365 | 6.5733 | 0.17679 | 6 | 0.75008
41425 | 7.7 | 1 | 365 | 8.8025 | 0.64544 | 9 | 0.44793
41441 | 3.924 | 1 | 365 | 4.4858 | 0.9923 | 5 | 0.47814
41520 | 6.25 | 1 | 365 | 7.1449 | 0.3226 | 7 | 0.46747
41525 | 7.975 | 1 | 365 | 9.1169 | 0.27564 | 9 | 0.3925
41446 | 9.81 | 1 | 365 | 11.2146 | 0.48075 | 11 | 0.69535
41530 | 7.15 | 1 | 365 | 8.1737 | 0.38505 | 8 | 0.55879
41537 | 4.125 | 1 | 365 | 4.7156 | 0.45292 | 5 | 0.16853
40705 | 7.848 | 1 | 365 | 8.9717 | 0.9846 | 9 | 0.95628
42036 | 9.135 | 1 | 365 | 10.4429 | 0.93391 | 11 | 0.37686
40568 | 5.46 | 1 | 365 | 6.2418 | 0.51222 | 6 | 0.75399
40660 | 7.62 | 1 | 365 | 8.711 | 0.46211 | 9 | 0.17315
41694 | 5.775 | 1 | 365 | 6.6019 | 0.23408 | 6 | 0.83595
41582 | 9.69 | 1 | 365 | 11.0774 | 0.20576 | 11 | 0.28317
41585 | 3.64 | 1 | 365 | 4.1612 | 0.34148 | 4 | 0.50266
41719 | 2.75 | 1 | 365 | 3.1437 | 0.30194 | 3 | 0.44569
41586 | 8.25 | 1 | 365 | 9.4312 | 0.90583 | 10 | 0.33707
41587 | 9.35 | 1 | 365 | 10.6887 | 0.42661 | 11 | 0.11534
41726 | 4.5 | 1 | 365 | 5.1443 | 0.31227 | 5 | 0.45658
41589 | 5.865 | 1 | 365 | 6.7048 | 0.44033 | 7 | 0.14508
41476 | 5.804 | 1 | 365 | 6.635 | 0.30054 | 6 | 0.93556
41735 | 4.275 | 1 | 365 | 4.8871 | 0.79666 | 5 | 0.68375
41731 | 8.525 | 1 | 365 | 9.7456 | 0.53603 | 10 | 0.28164
41744 | 10.66 | 1 | 365 | 12.1863 | 0.42863 | 12 | 0.61493
41751 | 7.02 | 1 | 365 | 8.0251 | 0.087144 | 8 | 0.11227
41747 | 10 | 1 | 365 | 11.4318 | 0.91616 | 12 | 0.34796
41745 | 3.825 | 1 | 365 | 4.3727 | 0.76543 | 5 | 0.13809
41755 | 13.26 | 1 | 365 | 15.1586 | 0.38683 | 15 | 0.54539
41763 | 9.625 | 1 | 365 | 11.0031 | 0.056804 | 11 | 0.059912
41758 | 7.975 | 1 | 365 | 9.1169 | 0.27564 | 9 | 0.3925
41781 | 12 | 1 | 365 | 13.7182 | 0.49939 | 14 | 0.21755
41773 | 6.25 | 1 | 365 | 7.1449 | 0.3226 | 7 | 0.46747
41792 | 5.61 | 1 | 365 | 6.4132 | 0.85597 | 7 | 0.26921
41795 | 9.075 | 1 | 365 | 10.3744 | 0.79642 | 11 | 0.17077
41804 | 3.5 | 1 | 365 | 4.0011 | 0.020656 | 4 | 0.021786
41815 | 6.325 | 1 | 365 | 7.2306 | 0.49447 | 7 | 0.72508
41821 | 6.325 | 1 | 365 | 7.2306 | 0.49447 | 7 | 0.72508
41832 | 12.1 | 1 | 365 | 13.8325 | 0.72855 | 14 | 0.56103
41824 | 6.6 | 1 | 365 | 7.545 | 0.12467 | 7 | 0.66965
41842 | 8.16 | 1 | 365 | 9.3283 | 0.69959 | 10 | 0.027935
37408 | 6 | 1 | 365 | 6.8591 | 0.7497 | 7 | 0.60878
41862 | 3.85 | 1 | 365 | 4.4012 | 0.82272 | 5 | 0.22396
41866 | 4.845 | 1 | 365 | 5.5387 | 0.10288 | 5 | 0.64159
41877 | 3.025 | 1 | 365 | 3.4581 | 0.93214 | 4 | 0.39026
41907 | 10.45 | 1 | 365 | 11.9462 | 0.94739 | 12 | 0.89362
41912 | 8.25 | 1 | 365 | 9.4312 | 0.90583 | 10 | 0.33707
41917 | 3.64 | 1 | 365 | 4.1612 | 0.34148 | 4 | 0.50266
41923 | 6.325 | 1 | 365 | 7.2306 | 0.49447 | 7 | 0.72508
41925 | 10.175 | 1 | 365 | 11.6319 | 0.31719 | 11 | 0.94905
41933 | 6.875 | 1 | 365 | 7.8594 | 0.75486 | 8 | 0.61422
41944 | 6.325 | 1 | 365 | 7.2306 | 0.49447 | 7 | 0.72508
41878 | 11.75 | 1 | 365 | 13.4324 | 0.92649 | 14 | 0.35885
41950 | 4.675 | 1 | 365 | 5.3444 | 0.7133 | 6 | 0.057671
41930 | 12 | 1 | 365 | 13.7182 | 0.49939 | 14 | 0.21755
41939 | 5.72 | 1 | 365 | 6.539 | 0.10804 | 6 | 0.64703
41955 | 7.7 | 1 | 365 | 8.8025 | 0.64544 | 9 | 0.44793
41957 | 10.75 | 1 | 365 | 12.2892 | 0.63487 | 12 | 0.92406
41964 | 5.775 | 1 | 365 | 6.6019 | 0.23408 | 6 | 0.83595
41968 | 6.05 | 1 | 365 | 6.9162 | 0.86428 | 7 | 0.78052
41971 | 3.85 | 1 | 365 | 4.4012 | 0.82272 | 5 | 0.22396
41970 | 8.25 | 1 | 365 | 9.4312 | 0.90583 | 10 | 0.33707
4341 | 10 | 1 | 365 | 11.4318 | 0.91616 | 12 | 0.34796
37635 | 5.1 | 1 | 365 | 5.8302 | 0.68724 | 6 | 0.51746
42040 | 3.025 | 1 | 365 | 3.4581 | 0.93214 | 4 | 0.39026
42045 | 8.64 | 1 | 365 | 9.8771 | 0.79956 | 10 | 0.67664
42052 | 11.275 | 1 | 365 | 12.8894 | 0.83797 | 13 | 0.72732
42060 | 9.35 | 1 | 365 | 10.6887 | 0.42661 | 11 | 0.11534
42048 | 6.6 | 1 | 365 | 7.545 | 0.12467 | 7 | 0.66965
42061 | 11.55 | 1 | 365 | 13.2037 | 0.46816 | 13 | 0.67189
42064 | 4.125 | 1 | 365 | 4.7156 | 0.45292 | 5 | 0.16853
42067 | 3.825 | 1 | 365 | 4.3727 | 0.76543 | 5 | 0.13809
42073 | 4.4 | 1 | 365 | 5.03 | 0.08311 | 5 | 0.1131
42675 | 10.4 | 1 | 365 | 11.8891 | 0.83281 | 12 | 0.72188
42683 | 12.48 | 1 | 365 | 14.2669 | 0.59937 | 14 | 0.86625
41876 | 9 | 1 | 365 | 10.2886 | 0.62454 | 10 | 0.91316
41481 | 13.86 | 1 | 365 | 15.8445 | 0.7618 | 16 | 0.60627
41498 | 6.475 | 1 | 365 | 7.4021 | 0.83821 | 8 | 0.2403
41536 | 6 | 1 | 365 | 6.8591 | 0.7497 | 7 | 0.60878
42077 | 3.3 | 1 | 365 | 3.7725 | 0.56233 | 4 | 0.33483
42840 | 4.16 | 1 | 365 | 4.7556 | 0.53312 | 5 | 0.28875
15852 | 6.375 | 1 | 365 | 7.2878 | 0.60905 | 7 | 0.89682
42070 | 4 | 1 | 365 | 4.5727 | 0.16646 | 4 | 0.73918
42080 | 6.6 | 1 | 365 | 7.545 | 0.12467 | 7 | 0.66965
22007 | 13 | 1 | 365 | 14.8613 | 0.79101 | 15 | 0.65235
42089 | 6.25 | 1 | 365 | 7.1449 | 0.3226 | 7 | 0.46747
42843 | 8.84 | 1 | 365 | 10.1057 | 0.25789 | 10 | 0.3636
22242 | 6.5 | 1 | 365 | 7.4307 | 0.8955 | 8 | 0.32617
42083 | 9.625 | 1 | 365 | 11.0031 | 0.056804 | 11 | 0.059912
42090 | 7.14 | 1 | 365 | 8.1623 | 0.36214 | 8 | 0.52444
42104 | 3.3 | 1 | 365 | 3.7725 | 0.56233 | 4 | 0.33483
42100 | 6.05 | 1 | 365 | 6.9162 | 0.86428 | 7 | 0.78052
42092 | 5.61 | 1 | 365 | 6.4132 | 0.85597 | 7 | 0.26921
42113 | 7.395 | 1 | 365 | 8.4538 | 0.9465 | 9 | 0.40032
42111 | 7.5 | 1 | 365 | 8.5739 | 0.18712 | 8 | 0.76097
42112 | 4.675 | 1 | 365 | 5.3444 | 0.7133 | 6 | 0.057671
42120 | 9.9 | 1 | 365 | 11.3175 | 0.687 | 12 | 0.0044804
42115 | 10.5 | 1 | 365 | 12.0034 | 0.061968 | 12 | 0.065358
42129 | 12.1 | 1 | 365 | 13.8325 | 0.72855 | 14 | 0.56103
42135 | 3.57 | 1 | 365 | 4.0812 | 0.18107 | 4 | 0.26222
42131 | 9.35 | 1 | 365 | 10.6887 | 0.42661 | 11 | 0.11534
42137 | 11.55 | 1 | 365 | 13.2037 | 0.46816 | 13 | 0.67189
42140 | 5 | 1 | 365 | 5.7159 | 0.45808 | 6 | 0.17398
42151 | 11 | 1 | 365 | 12.575 | 0.20778 | 12 | 0.78276
42849 | 12.74 | 1 | 365 | 14.5641 | 0.19519 | 14 | 0.7593
42139 | 9.435 | 1 | 365 | 10.7859 | 0.6214 | 11 | 0.4073
42162 | 9.88 | 1 | 365 | 11.2946 | 0.64117 | 11 | 0.93578
42149 | 10 | 1 | 365 | 11.4318 | 0.91616 | 12 | 0.34796
23334 | 7.8 | 1 | 365 | 8.9168 | 0.8746 | 9 | 0.79141
42165 | 5.46 | 1 | 365 | 6.2418 | 0.51222 | 6 | 0.75399
42167 | 4.16 | 1 | 365 | 4.7556 | 0.53312 | 5 | 0.28875
42148 | 5.225 | 1 | 365 | 5.9731 | 0.97369 | 6 | 0.94681
42150 | 8.8 | 1 | 365 | 10.06 | 0.16622 | 10 | 0.2262
42176 | 5.7 | 1 | 365 | 6.5161 | 0.062211 | 6 | 0.57834
42214 | 5.565 | 1 | 365 | 6.3618 | 0.75284 | 7 | 0.11464
42182 | 5.2 | 1 | 365 | 5.9445 | 0.9164 | 6 | 0.86094
42209 | 3 | 1 | 365 | 3.4295 | 0.87485 | 4 | 0.30439
42188 | 3.64 | 1 | 365 | 4.1612 | 0.34148 | 4 | 0.50266
42850 | 7.65 | 1 | 365 | 8.7453 | 0.53086 | 9 | 0.27619
42216 | 8.525 | 1 | 365 | 9.7456 | 0.53603 | 10 | 0.28164
42152 | 12.1 | 1 | 365 | 13.8325 | 0.72855 | 14 | 0.56103
23647 | 7.28 | 1 | 365 | 8.3224 | 0.68296 | 9 | 0.0053149
42207 | 10.175 | 1 | 365 | 11.6319 | 0.31719 | 11 | 0.94905
42154 | 6 | 1 | 365 | 6.8591 | 0.7497 | 7 | 0.60878
42153 | 5.75 | 1 | 365 | 6.5733 | 0.17679 | 6 | 0.75008
42219 | 9.99 | 1 | 365 | 11.4204 | 0.89324 | 12 | 0.31361
42155 | 7.395 | 1 | 365 | 8.4538 | 0.9465 | 9 | 0.40032
42227 | 7.5 | 1 | 365 | 8.5739 | 0.18712 | 8 | 0.76097
42221 | 12.25 | 1 | 365 | 14.004 | 0.072296 | 14 | 0.076251
42156 | 7.7 | 1 | 365 | 8.8025 | 0.64544 | 9 | 0.44793
42230 | 6.625 | 1 | 365 | 7.5736 | 0.18196 | 7 | 0.75552
42161 | 7.7 | 1 | 365 | 8.8025 | 0.64544 | 9 | 0.44793
42157 | 7.15 | 1 | 365 | 8.1737 | 0.38505 | 8 | 0.55879
42239 | 11.275 | 1 | 365 | 12.8894 | 0.83797 | 13 | 0.72732
42164 | 5.13 | 1 | 365 | 5.8645 | 0.75599 | 6 | 0.6205
42237 | 5.2 | 1 | 365 | 5.9445 | 0.9164 | 6 | 0.86094
42231 | 9.1 | 1 | 365 | 10.4029 | 0.85371 | 11 | 0.25664
42163 | 8.25 | 1 | 365 | 9.4312 | 0.90583 | 10 | 0.33707
42168 | 4.675 | 1 | 365 | 5.3444 | 0.7133 | 6 | 0.057671
42170 | 5.61 | 1 | 365 | 6.4132 | 0.85597 | 7 | 0.26921
42169 | 7.15 | 1 | 365 | 8.1737 | 0.38505 | 8 | 0.55879
42166 | 12.1 | 1 | 365 | 13.8325 | 0.72855 | 14 | 0.56103
42172 | 6.63 | 1 | 365 | 7.5793 | 0.19341 | 7 | 0.7727
42174 | 10.71 | 1 | 365 | 12.2435 | 0.54321 | 12 | 0.78667
42177 | 10.45 | 1 | 365 | 11.9462 | 0.94739 | 12 | 0.89362
42175 | 5.2 | 1 | 365 | 5.9445 | 0.9164 | 6 | 0.86094
42173 | 4.75 | 1 | 365 | 5.4301 | 0.88518 | 6 | 0.31528
42178 | 8.16 | 1 | 365 | 9.3283 | 0.69959 | 10 | 0.027935
42181 | 5.25 | 1 | 365 | 6.0017 | 0.030984 | 6 | 0.032679
42183 | 10.45 | 1 | 365 | 11.9462 | 0.94739 | 12 | 0.89362
41186 | 4.68 | 1 | 365 | 5.3501 | 0.72476 | 6 | 0.074845
42851 | 7.42 | 1 | 365 | 8.4824 | 0.0037907 | 8 | 0.48619
23653 | 15.08 | 1 | 365 | 17.2392 | 0.55757 | 17 | 0.79672
42854 | 8.84 | 1 | 365 | 10.1057 | 0.25789 | 10 | 0.3636
16649 | 11.475 | 1 | 365 | 13.118 | 0.29629 | 13 | 0.41428
41547 | 11.97 | 1 | 365 | 13.6839 | 0.43064 | 14 | 0.11451
23672 | 7.8 | 1 | 365 | 8.9168 | 0.8746 | 9 | 0.79141
42845 | 7.68 | 1 | 365 | 8.7796 | 0.59961 | 9 | 0.37923
42859 | 10.92 | 1 | 365 | 12.4835 | 0.024447 | 12 | 0.50797
42245 | 4.59 | 1 | 365 | 5.2472 | 0.51852 | 5 | 0.76571
42246 | 10.175 | 1 | 365 | 11.6319 | 0.31719 | 11 | 0.94905
42243 | 11.475 | 1 | 365 | 13.118 | 0.29629 | 13 | 0.41428
42247 | 10.5 | 1 | 365 | 12.0034 | 0.061968 | 12 | 0.065358
24851 | 9.1 | 1 | 365 | 10.4029 | 0.85371 | 11 | 0.25664
42250 | 8.8 | 1 | 365 | 10.06 | 0.16622 | 10 | 0.2262
42866 | 5.98 | 1 | 365 | 6.8362 | 0.70386 | 7 | 0.54008
42251 | 8.8 | 1 | 365 | 10.06 | 0.16622 | 10 | 0.2262
42253 | 9.35 | 1 | 365 | 10.6887 | 0.42661 | 11 | 0.11534
42861 | 8.06 | 1 | 365 | 9.214 | 0.47042 | 9 | 0.68446
42255 | 5 | 1 | 365 | 5.7159 | 0.45808 | 6 | 0.17398
42258 | 4.5 | 1 | 365 | 5.1443 | 0.31227 | 5 | 0.45658
27572 | 5.46 | 1 | 365 | 6.2418 | 0.51222 | 6 | 0.75399
21526 | 7.8 | 1 | 365 | 8.9168 | 0.8746 | 9 | 0.79141
42252 | 11.5 | 1 | 365 | 13.1466 | 0.35358 | 13 | 0.50015
42260 | 10.5 | 1 | 365 | 12.0034 | 0.061968 | 12 | 0.065358
42261 | 3.06 | 1 | 365 | 3.4981 | 0.012345 | 3 | 0.51048
42262 | 4.88 | 1 | 365 | 5.5787 | 0.18309 | 5 | 0.7618
41300 | 16.5 | 1 | 365 | 18.8625 | 0.81166 | 19 | 0.67413
40669 | 4.48 | 1 | 365 | 5.1214 | 0.26644 | 5 | 0.38789
42277 | 4.335 | 1 | 365 | 4.9557 | 0.93416 | 5 | 0.88984
42286 | 3.575 | 1 | 365 | 4.0869 | 0.19253 | 4 | 0.2794
42291 | 5.775 | 1 | 365 | 6.6019 | 0.23408 | 6 | 0.83595
42876 | 8.32 | 1 | 365 | 9.5113 | 0.066245 | 9 | 0.5775
42293 | 8.8 | 1 | 365 | 10.06 | 0.16622 | 10 | 0.2262
42295 | 5.775 | 1 | 365 | 6.6019 | 0.23408 | 6 | 0.83595
42313 | 9.9 | 1 | 365 | 11.3175 | 0.687 | 12 | 0.0044804
42321 | 9.88 | 1 | 365 | 11.2946 | 0.64117 | 11 | 0.93578
42874 | 9.1 | 1 | 365 | 10.4029 | 0.85371 | 11 | 0.25664
42315 | 14.535 | 1 | 365 | 16.6161 | 0.30864 | 16 | 0.92476
42185 | 6.325 | 1 | 365 | 7.2306 | 0.49447 | 7 | 0.72508
21700 | 4.16 | 1 | 365 | 4.7556 | 0.53312 | 5 | 0.28875
42323 | 2.08 | 1 | 365 | 2.3778 | 0.76656 | 3 | 0.14438
42184 | 16 | 1 | 365 | 18.2909 | 0.66586 | 18 | 0.95674
22032 | 9.36 | 1 | 365 | 10.7002 | 0.44953 | 11 | 0.14969
32220 | 12.22 | 1 | 365 | 13.9697 | 0.0035475 | 13 | 0.97321
42190 | 2.75 | 1 | 365 | 3.1437 | 0.30194 | 3 | 0.44569
42326 | 4.68 | 1 | 365 | 5.3501 | 0.72476 | 6 | 0.074845
42879 | 6.76 | 1 | 365 | 7.7279 | 0.49132 | 8 | 0.21922
42328 | 6.76 | 1 | 365 | 7.7279 | 0.49132 | 8 | 0.21922
42187 | 7.15 | 1 | 365 | 8.1737 | 0.38505 | 8 | 0.55879
42330 | 8.84 | 1 | 365 | 10.1057 | 0.25789 | 10 | 0.3636
42191 | 6.25 | 1 | 365 | 7.1449 | 0.3226 | 7 | 0.46747
42331 | 3.64 | 1 | 365 | 4.1612 | 0.34148 | 4 | 0.50266
42192 | 12 | 1 | 365 | 13.7182 | 0.49939 | 14 | 0.21755
42196 | 7 | 1 | 365 | 8.0023 | 0.041312 | 8 | 0.043572
42882 | 3.64 | 1 | 365 | 4.1612 | 0.34148 | 4 | 0.50266
42201 | 6.6 | 1 | 365 | 7.545 | 0.12467 | 7 | 0.66965
43076 | 13.52 | 1 | 365 | 15.4558 | 0.98265 | 16 | 0.43844
42199 | 8.67 | 1 | 365 | 9.9114 | 0.86831 | 10 | 0.77968
41572 | 9.45 | 1 | 365 | 10.8031 | 0.65577 | 11 | 0.45882
42202 | 10.6 | 1 | 365 | 12.1177 | 0.29113 | 12 | 0.40884
43087 | 5.1 | 1 | 365 | 5.8302 | 0.68724 | 6 | 0.51746
43092 | 3 | 1 | 365 | 3.4295 | 0.87485 | 4 | 0.30439
42881 | 9.18 | 1 | 365 | 10.4944 | 0.037035 | 10 | 0.53143
43095 | 11.73 | 1 | 365 | 13.4095 | 0.88066 | 14 | 0.29016
42889 | 3.9 | 1 | 365 | 4.4584 | 0.9373 | 5 | 0.3957
43107 | 7.7 | 1 | 365 | 8.8025 | 0.64544 | 9 | 0.44793
43111 | 3.825 | 1 | 365 | 4.3727 | 0.76543 | 5 | 0.13809
43108 | 6.24 | 1 | 365 | 7.1334 | 0.29968 | 7 | 0.43313
31226 | 6.12 | 1 | 365 | 6.9963 | 0.02469 | 7 | 0.020952
41905 | 5.13 | 1 | 365 | 5.8645 | 0.75599 | 6 | 0.6205
43125 | 5.1 | 1 | 365 | 5.8302 | 0.68724 | 6 | 0.51746
42886 | 5.46 | 1 | 365 | 6.2418 | 0.51222 | 6 | 0.75399
43164 | 6 | 1 | 365 | 6.8591 | 0.7497 | 7 | 0.60878
43173 | 9.18 | 1 | 365 | 10.4944 | 0.037035 | 10 | 0.53143
31390 | 3.38 | 1 | 365 | 3.8639 | 0.74566 | 4 | 0.60961
32221 | 8.06 | 1 | 365 | 9.214 | 0.47042 | 9 | 0.68446
41969 | 12 | 1 | 365 | 13.7182 | 0.49939 | 14 | 0.21755
31378 | 6.76 | 1 | 365 | 7.7279 | 0.49132 | 8 | 0.21922
32520 | 3.9 | 1 | 365 | 4.4584 | 0.9373 | 5 | 0.3957
41962 | 8.85 | 1 | 365 | 10.1171 | 0.2808 | 10 | 0.39794
32545 | 4.16 | 1 | 365 | 4.7556 | 0.53312 | 5 | 0.28875
41985 | 7.905 | 1 | 365 | 9.0368 | 0.11522 | 9 | 0.15206
42010 | 6.6 | 1 | 365 | 7.545 | 0.12467 | 7 | 0.66965
43324 | 5.72 | 1 | 365 | 6.539 | 0.10804 | 6 | 0.64703
42041 | 4.5 | 1 | 365 | 5.1443 | 0.31227 | 5 | 0.45658
42062 | 11.025 | 1 | 365 | 12.6036 | 0.26507 | 12 | 0.86863
42087 | 7.2 | 1 | 365 | 8.2309 | 0.49964 | 8 | 0.73053
36375 | 2.34 | 1 | 365 | 2.675 | 0.36238 | 3 | 0.037423
42107 | 11.4 | 1 | 365 | 13.0323 | 0.12442 | 13 | 0.15667
32245 | 8.58 | 1 | 365 | 9.8085 | 0.66207 | 10 | 0.47055
43359 | 3.6 | 1 | 365 | 4.1154 | 0.24982 | 4 | 0.36527
15906 | 8.415 | 1 | 365 | 9.6199 | 0.28395 | 9 | 0.90381
43367 | 9.36 | 1 | 365 | 10.7002 | 0.44953 | 11 | 0.14969
27437 | 7.395 | 1 | 365 | 8.4538 | 0.9465 | 9 | 0.40032
43377 | 5.4 | 1 | 365 | 6.1732 | 0.37473 | 6 | 0.5479
16778 | 8.67 | 1 | 365 | 9.9114 | 0.86831 | 10 | 0.77968
43383 | 8.4 | 1 | 365 | 9.6027 | 0.24957 | 9 | 0.85229
43387 | 8.7 | 1 | 365 | 9.9457 | 0.93706 | 10 | 0.88273
43404 | 3.3 | 1 | 365 | 3.7725 | 0.56233 | 4 | 0.33483
43415 | 5.4 | 1 | 365 | 6.1732 | 0.37473 | 6 | 0.5479
22228 | 4.42 | 1 | 365 | 5.0529 | 0.12894 | 5 | 0.1818
29058 | 9.88 | 1 | 365 | 11.2946 | 0.64117 | 11 | 0.93578
43408 | 14.88 | 1 | 365 | 17.0105 | 0.099246 | 17 | 0.10976
22224 | 4.94 | 1 | 365 | 5.6473 | 0.32058 | 5 | 0.96789
22741 | 9.88 | 1 | 365 | 11.2946 | 0.64117 | 11 | 0.93578
22307 | 4.94 | 1 | 365 | 5.6473 | 0.32058 | 5 | 0.96789
27169 | 5.72 | 1 | 365 | 6.539 | 0.10804 | 6 | 0.64703
43156 | 6.885 | 1 | 365 | 7.8708 | 0.77778 | 8 | 0.64857
42847 | 8.58 | 1 | 365 | 9.8085 | 0.66207 | 10 | 0.47055
31932 | 4.68 | 1 | 365 | 5.3501 | 0.72476 | 6 | 0.074845
31221 | 4.94 | 1 | 365 | 5.6473 | 0.32058 | 5 | 0.96789
43517 | 13 | 1 | 365 | 14.8613 | 0.79101 | 15 | 0.65235
42839 | 2.08 | 1 | 365 | 2.3778 | 0.76656 | 3 | 0.14438
43536 | 4.2 | 1 | 365 | 4.8014 | 0.62479 | 5 | 0.42614
41864 | 6 | 1 | 365 | 6.8591 | 0.7497 | 7 | 0.60878
43545 | 24.9 | 1 | 365 | 28.4652 | 0.061238 | 28 | 0.52642
43568 | 7.8 | 1 | 365 | 8.9168 | 0.8746 | 9 | 0.79141
43577 | 14.28 | 1 | 365 | 16.3246 | 0.72428 | 17 | 0.048887
43578 | 9.18 | 1 | 365 | 10.4944 | 0.037035 | 10 | 0.53143
43579 | 11.59 | 1 | 365 | 13.2495 | 0.55983 | 13 | 0.80929
43352 | 7.28 | 1 | 365 | 8.3224 | 0.68296 | 9 | 0.0053149
42114 | 4.59 | 1 | 365 | 5.2472 | 0.51852 | 5 | 0.76571
43347 | 8.84 | 1 | 365 | 10.1057 | 0.25789 | 10 | 0.3636
43363 | 11.44 | 1 | 365 | 13.078 | 0.21609 | 13 | 0.29407
43354 | 10.14 | 1 | 365 | 11.5918 | 0.23699 | 11 | 0.82883
43360 | 8.925 | 1 | 365 | 10.2029 | 0.45267 | 10 | 0.65555
43425 | 5.2 | 1 | 365 | 5.9445 | 0.9164 | 6 | 0.86094
43364 | 6.24 | 1 | 365 | 7.1334 | 0.29968 | 7 | 0.43313
43610 | 7.8 | 1 | 365 | 8.9168 | 0.8746 | 9 | 0.79141
43381 | 6.5 | 1 | 365 | 7.4307 | 0.8955 | 8 | 0.32617
43380 | 8.415 | 1 | 365 | 9.6199 | 0.28395 | 9 | 0.90381
43615 | 10.8 | 1 | 365 | 12.3463 | 0.74945 | 13 | 0.095797
43394 | 2.08 | 1 | 365 | 2.3778 | 0.76656 | 3 | 0.14438
43392 | 8.84 | 1 | 365 | 10.1057 | 0.25789 | 10 | 0.3636
43395 | 10.4 | 1 | 365 | 11.8891 | 0.83281 | 12 | 0.72188
44173 | 11.7 | 1 | 365 | 13.3752 | 0.81191 | 14 | 0.18711
43400 | 4.59 | 1 | 365 | 5.2472 | 0.51852 | 5 | 0.76571
43632 | 5.46 | 1 | 365 | 6.2418 | 0.51222 | 6 | 0.75399
44174 | 4.4 | 1 | 365 | 5.03 | 0.08311 | 5 | 0.1131
43436 | 7.54 | 1 | 365 | 8.6196 | 0.27878 | 8 | 0.89836
44185 | 7.44 | 1 | 365 | 8.5053 | 0.049623 | 8 | 0.55488
43439 | 11.7 | 1 | 365 | 13.3752 | 0.81191 | 14 | 0.18711
44205 | 2.475 | 1 | 365 | 2.8294 | 0.67175 | 3 | 0.50112
43450 | 4.94 | 1 | 365 | 5.6473 | 0.32058 | 5 | 0.96789
44207 | 11.77 | 1 | 365 | 13.4552 | 0.97232 | 14 | 0.42755
43483 | 4.42 | 1 | 365 | 5.0529 | 0.12894 | 5 | 0.1818
44044 | 6.24 | 1 | 365 | 7.1334 | 0.29968 | 7 | 0.43313
43492 | 10.4 | 1 | 365 | 11.8891 | 0.83281 | 12 | 0.72188
44046 | 10.5 | 1 | 365 | 12.0034 | 0.061968 | 12 | 0.065358
43497 | 7.54 | 1 | 365 | 8.6196 | 0.27878 | 8 | 0.89836
44063 | 6.9 | 1 | 365 | 7.8879 | 0.81215 | 8 | 0.70009
44001 | 7.02 | 1 | 365 | 8.0251 | 0.087144 | 8 | 0.11227
43502 | 9.88 | 1 | 365 | 11.2946 | 0.64117 | 11 | 0.93578
41819 | 7.56 | 1 | 365 | 8.6424 | 0.32462 | 8 | 0.96706
43636 | 1.55 | 1 | 365 | 1.7719 | 0.552 | 2 | 0.32393
43504 | 10.66 | 1 | 365 | 12.1863 | 0.42863 | 12 | 0.61493
43511 | 3.9 | 1 | 365 | 4.4584 | 0.9373 | 5 | 0.3957
43508 | 15.9 | 1 | 365 | 18.1766 | 0.43669 | 18 | 0.61326
43655 | 6.84 | 1 | 365 | 7.8194 | 0.67465 | 8 | 0.494
44068 | 3.64 | 1 | 365 | 4.1612 | 0.34148 | 4 | 0.50266
43538 | 7.54 | 1 | 365 | 8.6196 | 0.27878 | 8 | 0.89836
43560 | 12.48 | 1 | 365 | 14.2669 | 0.59937 | 14 | 0.86625
44077 | 7.194 | 1 | 365 | 8.224 | 0.48589 | 8 | 0.70992
43570 | 5.2 | 1 | 365 | 5.9445 | 0.9164 | 6 | 0.86094
44081 | 5.13 | 1 | 365 | 5.8645 | 0.75599 | 6 | 0.6205
44443 | 4.94 | 1 | 365 | 5.6473 | 0.32058 | 5 | 0.96789
44083 | 9.12 | 1 | 365 | 10.4258 | 0.89954 | 11 | 0.32534
44444 | 6.24 | 1 | 365 | 7.1334 | 0.29968 | 7 | 0.43313
43614 | 3.24 | 1 | 365 | 3.7039 | 0.42484 | 4 | 0.12874
44085 | 6.48 | 1 | 365 | 7.4078 | 0.84967 | 8 | 0.25748
44086 | 6.48 | 1 | 365 | 7.4078 | 0.84967 | 8 | 0.25748
44445 | 10.66 | 1 | 365 | 12.1863 | 0.42863 | 12 | 0.61493
44088 | 5.94 | 1 | 365 | 6.7905 | 0.6122 | 7 | 0.40269
43662 | 8.7 | 1 | 365 | 9.9457 | 0.93706 | 10 | 0.88273
44449 | 2.34 | 1 | 365 | 2.675 | 0.36238 | 3 | 0.037423
27368 | 5.75 | 1 | 365 | 6.5733 | 0.17679 | 6 | 0.75008
14452 | 14 | 1 | 365 | 16.0045 | 0.082624 | 16 | 0.087144
44089 | 11.34 | 1 | 365 | 12.9637 | 0.98693 | 13 | 0.95059
43109 | 4.335 | 1 | 365 | 4.9557 | 0.93416 | 5 | 0.88984
44455 | 6.5 | 1 | 365 | 7.4307 | 0.8955 | 8 | 0.32617
44090 | 7.02 | 1 | 365 | 8.0251 | 0.087144 | 8 | 0.11227
14590 | 9.945 | 1 | 365 | 11.3689 | 0.79012 | 12 | 0.15905
44091 | 9.18 | 1 | 365 | 10.4944 | 0.037035 | 10 | 0.53143
27424 | 5.355 | 1 | 365 | 6.1217 | 0.2716 | 6 | 0.39333
44407 | 6.24 | 1 | 365 | 7.1334 | 0.29968 | 7 | 0.43313
15779 | 7.905 | 1 | 365 | 9.0368 | 0.11522 | 9 | 0.15206
44283 | 9.12 | 1 | 365 | 10.4258 | 0.89954 | 11 | 0.32534
27426 | 14.025 | 1 | 365 | 16.0331 | 0.13991 | 16 | 0.17301
44312 | 3.3 | 1 | 365 | 3.7725 | 0.56233 | 4 | 0.33483
44292 | 8.04 | 1 | 365 | 9.1912 | 0.42459 | 9 | 0.61576
17512 | 8.06 | 1 | 365 | 9.214 | 0.47042 | 9 | 0.68446
44457 | 7.8 | 1 | 365 | 8.9168 | 0.8746 | 9 | 0.79141
44305 | 5.5 | 1 | 365 | 6.2875 | 0.60389 | 6 | 0.89138
43674 | 10.66 | 1 | 365 | 12.1863 | 0.42863 | 12 | 0.61493
44454 | 4.16 | 1 | 365 | 4.7556 | 0.53312 | 5 | 0.28875
44304 | 10.92 | 1 | 365 | 12.4835 | 0.024447 | 12 | 0.50797
44458 | 9.88 | 1 | 365 | 11.2946 | 0.64117 | 11 | 0.93578
43685 | 6.24 | 1 | 365 | 7.1334 | 0.29968 | 7 | 0.43313
18281 | 5.2 | 1 | 365 | 5.9445 | 0.9164 | 6 | 0.86094
44459 | 9.88 | 1 | 365 | 11.2946 | 0.64117 | 11 | 0.93578
25525 | 3.64 | 1 | 365 | 4.1612 | 0.34148 | 4 | 0.50266
18634 | 5.46 | 1 | 365 | 6.2418 | 0.51222 | 6 | 0.75399
25545 | 4.68 | 1 | 365 | 5.3501 | 0.72476 | 6 | 0.074845
27618 | 6.76 | 1 | 365 | 7.7279 | 0.49132 | 8 | 0.21922
44320 | 5.72 | 1 | 365 | 6.539 | 0.10804 | 6 | 0.64703
20435 | 8.5 | 1 | 365 | 9.717 | 0.47874 | 10 | 0.19577
26683 | 9.1 | 1 | 365 | 10.4029 | 0.85371 | 11 | 0.25664
44460 | 4.42 | 1 | 365 | 5.0529 | 0.12894 | 5 | 0.1818
20503 | 9.88 | 1 | 365 | 11.2946 | 0.64117 | 11 | 0.93578
43696 | 7.8 | 1 | 365 | 8.9168 | 0.8746 | 9 | 0.79141
20601 | 4.86 | 1 | 365 | 5.5559 | 0.13725 | 5 | 0.69311
33557 | 9.36 | 1 | 365 | 10.7002 | 0.44953 | 11 | 0.14969
44323 | 9.156 | 1 | 365 | 10.467 | 0.98204 | 11 | 0.44899
22546 | 6.24 | 1 | 365 | 7.1334 | 0.29968 | 7 | 0.43313
27519 | 15.34 | 1 | 365 | 17.5364 | 0.15339 | 17 | 0.68977
44324 | 10.92 | 1 | 365 | 12.4835 | 0.024447 | 12 | 0.50797
35274 | 58.31 | 0.9 | 365 | 59.9929 | 0.26172 | 60 | 0.25466
26842 | 10.92 | 1 | 365 | 12.4835 | 0.024447 | 12 | 0.50797
44329 | 9.36 | 1 | 365 | 10.7002 | 0.44953 | 11 | 0.14969
26854 | 8.06 | 1 | 365 | 9.214 | 0.47042 | 9 | 0.68446
44462 | 4.16 | 1 | 365 | 4.7556 | 0.53312 | 5 | 0.28875
33565 | 7.8 | 1 | 365 | 8.9168 | 0.8746 | 9 | 0.79141
44461 | 7.685 | 1 | 365 | 8.7853 | 0.61107 | 9 | 0.39641
44463 | 10.66 | 1 | 365 | 12.1863 | 0.42863 | 12 | 0.61493
33869 | 11.7 | 1 | 365 | 13.3752 | 0.81191 | 14 | 0.18711
44466 | 5.36 | 1 | 365 | 6.1274 | 0.28306 | 6 | 0.41051
33963 | 5.72 | 1 | 365 | 6.539 | 0.10804 | 6 | 0.64703
44436 | 12.74 | 1 | 365 | 14.5641 | 0.19519 | 14 | 0.7593
44426 | 3.06 | 1 | 365 | 3.4981 | 0.012345 | 3 | 0.51048
44232 | 6.24 | 1 | 365 | 7.1334 | 0.29968 | 7 | 0.43313
32731 | 10.14 | 1 | 365 | 11.5918 | 0.23699 | 11 | 0.82883
44218 | 6.875 | 1 | 365 | 7.8594 | 0.75486 | 8 | 0.61422
34193 | 4.94 | 1 | 365 | 5.6473 | 0.32058 | 5 | 0.96789
43749 | 8.1 | 1 | 365 | 9.2598 | 0.56209 | 9 | 0.82185
34409 | 7.28 | 1 | 365 | 8.3224 | 0.68296 | 9 | 0.0053149
44401 | 5.94 | 1 | 365 | 6.7905 | 0.6122 | 7 | 0.40269
35942 | 4.42 | 1 | 365 | 5.0529 | 0.12894 | 5 | 0.1818
44423 | 7.65 | 1 | 365 | 8.7453 | 0.53086 | 9 | 0.27619
35959 | 5.72 | 1 | 365 | 6.539 | 0.10804 | 6 | 0.64703
44342 | 11.04 | 1 | 365 | 12.6207 | 0.29944 | 12 | 0.92015
44247 | 16.53 | 1 | 365 | 18.8968 | 0.88041 | 19 | 0.77718
44249 | 13.52 | 1 | 365 | 15.4558 | 0.98265 | 16 | 0.43844
43051 | 5.46 | 1 | 365 | 6.2418 | 0.51222 | 6 | 0.75399
44252 | 5.46 | 1 | 365 | 6.2418 | 0.51222 | 6 | 0.75399
43723 | 3.12 | 1 | 365 | 3.5667 | 0.14984 | 3 | 0.71656
44254 | 5.72 | 1 | 365 | 6.539 | 0.10804 | 6 | 0.64703
43727 | 7.28 | 1 | 365 | 8.3224 | 0.68296 | 9 | 0.0053149
44262 | 8.32 | 1 | 365 | 9.5113 | 0.066245 | 9 | 0.5775
44264 | 11.44 | 1 | 365 | 13.078 | 0.21609 | 13 | 0.29407
44345 | 2.75 | 1 | 365 | 3.1437 | 0.30194 | 3 | 0.44569
44265 | 8.84 | 1 | 365 | 10.1057 | 0.25789 | 10 | 0.3636
43102 | 5.46 | 1 | 365 | 6.2418 | 0.51222 | 6 | 0.75399
44266 | 4.68 | 1 | 365 | 5.3501 | 0.72476 | 6 | 0.074845
35989 | 8.58 | 1 | 365 | 9.8085 | 0.66207 | 10 | 0.47055
44268 | 5.2 | 1 | 365 | 5.9445 | 0.9164 | 6 | 0.86094
44347 | 15 | 1 | 365 | 17.1477 | 0.37424 | 17 | 0.52194
44271 | 5.72 | 1 | 365 | 6.539 | 0.10804 | 6 | 0.64703
43458 | 5.2 | 1 | 365 | 5.9445 | 0.9164 | 6 | 0.86094
44438 | 6.76 | 1 | 365 | 7.7279 | 0.49132 | 8 | 0.21922
44440 | 11.96 | 1 | 365 | 13.6724 | 0.40773 | 14 | 0.08016
43106 | 2.6 | 1 | 365 | 2.9723 | 0.9582 | 3 | 0.93047
37786 | 8.58 | 1 | 365 | 9.8085 | 0.66207 | 10 | 0.47055
39124 | 11.18 | 1 | 365 | 12.7808 | 0.62027 | 13 | 0.40102
42904 | 11.96 | 1 | 365 | 13.6724 | 0.40773 | 14 | 0.08016
32866 | 7.28 | 1 | 365 | 8.3224 | 0.68296 | 9 | 0.0053149
43809 | 13.26 | 1 | 365 | 15.1586 | 0.38683 | 15 | 0.54539
43812 | 4.16 | 1 | 365 | 4.7556 | 0.53312 | 5 | 0.28875
44354 | 3.35 | 1 | 365 | 3.8297 | 0.67691 | 4 | 0.50657
43823 | 7.8 | 1 | 365 | 8.9168 | 0.8746 | 9 | 0.79141
43851 | 5.25 | 1 | 365 | 6.0017 | 0.030984 | 6 | 0.032679
44464 | 5.98 | 1 | 365 | 6.8362 | 0.70386 | 7 | 0.54008
43855 | 3.315 | 1 | 365 | 3.7896 | 0.59671 | 4 | 0.38635
44467 | 5.2 | 1 | 365 | 5.9445 | 0.9164 | 6 | 0.86094
43857 | 6.375 | 1 | 365 | 7.2878 | 0.60905 | 7 | 0.89682
43862 | 5.865 | 1 | 365 | 6.7048 | 0.44033 | 7 | 0.14508
44358 | 3.99 | 1 | 365 | 4.5613 | 0.14355 | 4 | 0.70484
43863 | 6.12 | 1 | 365 | 6.9963 | 0.02469 | 7 | 0.020952
43899 | 8.175 | 1 | 365 | 9.3455 | 0.73396 | 10 | 0.079457
43877 | 7.14 | 1 | 365 | 8.1623 | 0.36214 | 8 | 0.52444
43865 | 10 | 1 | 365 | 11.4318 | 0.91616 | 12 | 0.34796
44375 | 6.54 | 1 | 365 | 7.4764 | 0.98717 | 8 | 0.46357
43868 | 4.845 | 1 | 365 | 5.5387 | 0.10288 | 5 | 0.64159
44382 | 7.56 | 1 | 365 | 8.6424 | 0.32462 | 8 | 0.96706
43870 | 10.25 | 1 | 365 | 11.7176 | 0.48906 | 12 | 0.20666
44813 | 5.72 | 1 | 365 | 6.539 | 0.10804 | 6 | 0.64703
43879 | 5.75 | 1 | 365 | 6.5733 | 0.17679 | 6 | 0.75008
44798 | 4.68 | 1 | 365 | 5.3501 | 0.72476 | 6 | 0.074845
44564 | 5.2 | 1 | 365 | 5.9445 | 0.9164 | 6 | 0.86094
43423 | 8.502 | 1 | 365 | 9.7193 | 0.48332 | 10 | 0.20264
43960 | 5.795 | 1 | 365 | 6.6247 | 0.27991 | 6 | 0.90464
44390 | 6.71 | 1 | 365 | 7.6707 | 0.37674 | 8 | 0.047481
43986 | 9.6 | 1 | 365 | 10.9745 | 0.99951 | 11 | 0.97404
44403 | 6.3 | 1 | 365 | 7.202 | 0.43718 | 7 | 0.63921
43457 | 8.32 | 1 | 365 | 9.5113 | 0.066245 | 9 | 0.5775
44421 | 5.13 | 1 | 365 | 5.8645 | 0.75599 | 6 | 0.6205
44631 | 5.4 | 1 | 365 | 6.1732 | 0.37473 | 6 | 0.5479
24106 | 4.08 | 1 | 365 | 4.6642 | 0.34979 | 5 | 0.013968
44701 | 7.5 | 1 | 365 | 8.5739 | 0.18712 | 8 | 0.76097
44714 | 6 | 1 | 365 | 6.8591 | 0.7497 | 7 | 0.60878
44718 | 4 | 1 | 365 | 4.5727 | 0.16646 | 4 | 0.73918
44724 | 4.88 | 1 | 365 | 5.5787 | 0.18309 | 5 | 0.7618
44734 | 5.4 | 1 | 365 | 6.1732 | 0.37473 | 6 | 0.5479
44741 | 4.845 | 1 | 365 | 5.5387 | 0.10288 | 5 | 0.64159
44470 | 10.36 | 1 | 365 | 11.8433 | 0.74114 | 12 | 0.58449
44473 | 6.54 | 1 | 365 | 7.4764 | 0.98717 | 8 | 0.46357
44477 | 4.578 | 1 | 365 | 5.2335 | 0.49102 | 5 | 0.7245
44498 | 3 | 1 | 365 | 3.4295 | 0.87485 | 4 | 0.30439
44041 | 7.54 | 1 | 365 | 8.6196 | 0.27878 | 8 | 0.89836
33808 | 8.58 | 1 | 365 | 9.8085 | 0.66207 | 10 | 0.47055
21536 | 10.445 | 1 | 365 | 11.9405 | 0.93593 | 12 | 0.87644
31771 | 2.34 | 1 | 365 | 2.675 | 0.36238 | 3 | 0.037423
43998 | 8.58 | 1 | 365 | 9.8085 | 0.66207 | 10 | 0.47055
32214 | 3.64 | 1 | 365 | 4.1612 | 0.34148 | 4 | 0.50266
30857 | 4.94 | 1 | 365 | 5.6473 | 0.32058 | 5 | 0.96789
32438 | 5.355 | 1 | 365 | 6.1217 | 0.2716 | 6 | 0.39333
37681 | 3.12 | 1 | 365 | 3.5667 | 0.14984 | 3 | 0.71656
41080 | 2.86 | 1 | 365 | 3.2695 | 0.55402 | 3 | 0.82352
43257 | 12.22 | 1 | 365 | 13.9697 | 0.0035475 | 13 | 0.97321
43663 | 5.2 | 1 | 365 | 5.9445 | 0.9164 | 6 | 0.86094
43668 | 8.58 | 1 | 365 | 9.8085 | 0.66207 | 10 | 0.47055
44623 | 11.44 | 1 | 365 | 13.078 | 0.21609 | 13 | 0.29407
42392 | 5.46 | 1 | 365 | 6.2418 | 0.51222 | 6 | 0.75399
21086 | 10.92 | 1 | 365 | 12.4835 | 0.024447 | 12 | 0.50797
21285 | 9.1 | 1 | 365 | 10.4029 | 0.85371 | 11 | 0.25664
21517 | 8.06 | 1 | 365 | 9.214 | 0.47042 | 9 | 0.68446
21288 | 4.16 | 1 | 365 | 4.7556 | 0.53312 | 5 | 0.28875
21513 | 5.2 | 1 | 365 | 5.9445 | 0.9164 | 6 | 0.86094
44596 | 12.22 | 1 | 365 | 13.9697 | 0.0035475 | 13 | 0.97321
44597 | 5.72 | 1 | 365 | 6.539 | 0.10804 | 6 | 0.64703
44608 | 5.72 | 1 | 365 | 6.539 | 0.10804 | 6 | 0.64703
44603 | 6.5 | 1 | 365 | 7.4307 | 0.8955 | 8 | 0.32617
44626 | 4.94 | 1 | 365 | 5.6473 | 0.32058 | 5 | 0.96789
44643 | 2.86 | 1 | 365 | 3.2695 | 0.55402 | 3 | 0.82352
44676 | 8.925 | 1 | 365 | 10.2029 | 0.45267 | 10 | 0.65555
44650 | 9.36 | 1 | 365 | 10.7002 | 0.44953 | 11 | 0.14969
44645 | 12.22 | 1 | 365 | 13.9697 | 0.0035475 | 13 | 0.97321
44690 | 8.32 | 1 | 365 | 9.5113 | 0.066245 | 9 | 0.5775
44692 | 8.06 | 1 | 365 | 9.214 | 0.47042 | 9 | 0.68446
44696 | 7.54 | 1 | 365 | 8.6196 | 0.27878 | 8 | 0.89836
44695 | 11.7 | 1 | 365 | 13.3752 | 0.81191 | 14 | 0.18711
44719 | 6.24 | 1 | 365 | 7.1334 | 0.29968 | 7 | 0.43313
44722 | 7.8 | 1 | 365 | 8.9168 | 0.8746 | 9 | 0.79141
44691 | 12.495 | 1 | 365 | 14.284 | 0.63374 | 14 | 0.91778
44742 | 11.96 | 1 | 365 | 13.6724 | 0.40773 | 14 | 0.08016
44728 | 9.62 | 1 | 365 | 10.9974 | 0.045346 | 11 | 0.042738
43666 | 6.76 | 1 | 365 | 7.7279 | 0.49132 | 8 | 0.21922
44198 | 5.98 | 1 | 365 | 6.8362 | 0.70386 | 7 | 0.54008
44124 | 11.44 | 1 | 365 | 13.078 | 0.21609 | 13 | 0.29407
44133 | 4.75 | 1 | 365 | 5.4301 | 0.88518 | 6 | 0.31528
44811 | 4.68 | 1 | 365 | 5.3501 | 0.72476 | 6 | 0.074845
44815 | 8.925 | 1 | 365 | 10.2029 | 0.45267 | 10 | 0.65555
44773 | 4.94 | 1 | 365 | 5.6473 | 0.32058 | 5 | 0.96789
44816 | 7.02 | 1 | 365 | 8.0251 | 0.087144 | 8 | 0.11227
44820 | 6.76 | 1 | 365 | 7.7279 | 0.49132 | 8 | 0.21922
44828 | 9.1 | 1 | 365 | 10.4029 | 0.85371 | 11 | 0.25664
44840 | 7.54 | 1 | 365 | 8.6196 | 0.27878 | 8 | 0.89836
44842 | 3.64 | 1 | 365 | 4.1612 | 0.34148 | 4 | 0.50266
44846 | 2.86 | 1 | 365 | 3.2695 | 0.55402 | 3 | 0.82352
44843 | 11.475 | 1 | 365 | 13.118 | 0.29629 | 13 | 0.41428
44832 | 7.02 | 1 | 365 | 8.0251 | 0.087144 | 8 | 0.11227
44844 | 7.28 | 1 | 365 | 8.3224 | 0.68296 | 9 | 0.0053149
44849 | 4.16 | 1 | 365 | 4.7556 | 0.53312 | 5 | 0.28875
44847 | 11.44 | 1 | 365 | 13.078 | 0.21609 | 13 | 0.29407
44848 | 9.62 | 1 | 365 | 10.9974 | 0.045346 | 11 | 0.042738
44851 | 4.68 | 1 | 365 | 5.3501 | 0.72476 | 6 | 0.074845
44859 | 4.16 | 1 | 365 | 4.7556 | 0.53312 | 5 | 0.28875
44876 | 10.14 | 1 | 365 | 11.5918 | 0.23699 | 11 | 0.82883
44882 | 4.42 | 1 | 365 | 5.0529 | 0.12894 | 5 | 0.1818
44893 | 3.64 | 1 | 365 | 4.1612 | 0.34148 | 4 | 0.50266
44899 | 6.24 | 1 | 365 | 7.1334 | 0.29968 | 7 | 0.43313
44897 | 6.76 | 1 | 365 | 7.7279 | 0.49132 | 8 | 0.21922
44910 | 5.72 | 1 | 365 | 6.539 | 0.10804 | 6 | 0.64703
41776 | 8.16 | 1 | 365 | 9.3283 | 0.69959 | 10 | 0.027935
25530 | 13 | 1 | 365 | 14.8613 | 0.79101 | 15 | 0.65235
43836 | 6.76 | 1 | 365 | 7.7279 | 0.49132 | 8 | 0.21922
43968 | 7.98 | 1 | 365 | 9.1226 | 0.2871 | 9 | 0.40967
31379 | 5.25 | 1 | 365 | 6.0017 | 0.030984 | 6 | 0.032679
30736 | 14 | 1 | 365 | 16.0045 | 0.082624 | 16 | 0.087144
31921 | 95.16 | 0.9 | 365 | 97.9065 | 0.26316 | 98 | 0.16967
44767 | 5.46 | 1 | 365 | 6.2418 | 0.51222 | 6 | 0.75399
44769 | 4.16 | 1 | 365 | 4.7556 | 0.53312 | 5 | 0.28875
43558 | 7.95 | 1 | 365 | 9.0883 | 0.21835 | 9 | 0.30663
43544 | 7.95 | 1 | 365 | 9.0883 | 0.21835 | 9 | 0.30663
43533 | 8.48 | 1 | 365 | 9.6942 | 0.4329 | 10 | 0.12707
43524 | 5.3 | 1 | 365 | 6.0589 | 0.14556 | 6 | 0.20442
44786 | 9.01 | 1 | 365 | 10.3001 | 0.64746 | 10 | 0.94751
44761 | 6.24 | 1 | 365 | 7.1334 | 0.29968 | 7 | 0.43313
43466 | 6.36 | 1 | 365 | 7.2706 | 0.57468 | 7 | 0.8453
44803 | 7.95 | 1 | 365 | 9.0883 | 0.21835 | 9 | 0.30663
43449 | 9.54 | 1 | 365 | 10.9059 | 0.86202 | 11 | 0.76795
43205 | 6.36 | 1 | 365 | 7.2706 | 0.57468 | 7 | 0.8453
43424 | 8.48 | 1 | 365 | 9.6942 | 0.4329 | 10 | 0.12707
43179 | 9.54 | 1 | 365 | 10.9059 | 0.86202 | 11 | 0.76795
43184 | 3.76 | 1 | 365 | 4.2984 | 0.61648 | 4 | 0.91483
43431 | 6.89 | 1 | 365 | 7.8765 | 0.78923 | 8 | 0.66574
43162 | 8.93 | 1 | 365 | 10.2086 | 0.46413 | 10 | 0.67273
43138 | 5.3 | 1 | 365 | 6.0589 | 0.14556 | 6 | 0.20442
43422 | 8.745 | 1 | 365 | 9.9971 | 0.040182 | 10 | 0.037291
43132 | 3.29 | 1 | 365 | 3.7611 | 0.53942 | 4 | 0.30048
43124 | 4.24 | 1 | 365 | 4.8471 | 0.71645 | 5 | 0.56354
43460 | 13.4 | 1 | 365 | 15.3186 | 0.70765 | 16 | 0.026266
43418 | 3.71 | 1 | 365 | 4.2412 | 0.5019 | 4 | 0.74309
43416 | 8.745 | 1 | 365 | 9.9971 | 0.040182 | 10 | 0.037291
43410 | 5.3 | 1 | 365 | 6.0589 | 0.14556 | 6 | 0.20442
43405 | 9.4 | 1 | 365 | 10.7459 | 0.54119 | 11 | 0.28708
43399 | 5.52 | 1 | 365 | 6.3104 | 0.64972 | 6 | 0.96007
43389 | 5.76 | 1 | 365 | 6.5847 | 0.19971 | 6 | 0.78442
43382 | 6.72 | 1 | 365 | 7.6822 | 0.39966 | 8 | 0.081829
43375 | 7.2 | 1 | 365 | 8.2309 | 0.49964 | 8 | 0.73053
43368 | 8.58 | 1 | 365 | 9.8085 | 0.66207 | 10 | 0.47055
43365 | 7.95 | 1 | 365 | 9.0883 | 0.21835 | 9 | 0.30663
43088 | 6 | 1 | 365 | 6.8591 | 0.7497 | 7 | 0.60878
43461 | 8.175 | 1 | 365 | 9.3455 | 0.73396 | 10 | 0.079457
43357 | 6.36 | 1 | 365 | 7.2706 | 0.57468 | 7 | 0.8453
43083 | 5.3 | 1 | 365 | 6.0589 | 0.14556 | 6 | 0.20442
43346 | 6.89 | 1 | 365 | 7.8765 | 0.78923 | 8 | 0.66574
43067 | 7.75 | 1 | 365 | 8.8596 | 0.76002 | 9 | 0.61967
44937 | 7.8 | 1 | 365 | 8.9168 | 0.8746 | 9 | 0.79141
43464 | 6.9 | 1 | 365 | 7.8879 | 0.81215 | 8 | 0.70009
45084 | 6.76 | 1 | 365 | 7.7279 | 0.49132 | 8 | 0.21922
43465 | 10.005 | 1 | 365 | 11.4375 | 0.92762 | 12 | 0.36513
45106 | 9.45 | 1 | 365 | 10.8031 | 0.65577 | 11 | 0.45882
45187 | 7.25 | 1 | 365 | 8.2881 | 0.61422 | 8 | 0.90227
45198 | 5.61 | 1 | 365 | 6.4132 | 0.85597 | 7 | 0.26921
43469 | 9.52 | 1 | 365 | 10.8831 | 0.81618 | 11 | 0.69926
45209 | 11 | 1 | 365 | 12.575 | 0.20778 | 12 | 0.78276
43472 | 5.2 | 1 | 365 | 5.9445 | 0.9164 | 6 | 0.86094
45226 | 11.44 | 1 | 365 | 13.078 | 0.21609 | 13 | 0.29407
45418 | 9.72 | 1 | 365 | 11.1117 | 0.27451 | 11 | 0.38622
45421 | 6.6 | 1 | 365 | 7.545 | 0.12467 | 7 | 0.66965
11140 | 1300 | 1 | 365 | 1486.134 | 0.1008 | 1486 | 0.2348
45422 | 10.08 | 1 | 365 | 11.5233 | 0.099489 | 11 | 0.62274
44011 | 5.46 | 1 | 365 | 6.2418 | 0.51222 | 6 | 0.75399
45408 | 8.96 | 1 | 365 | 10.2429 | 0.53288 | 10 | 0.77577
45405 | 2.75 | 1 | 365 | 3.1437 | 0.30194 | 3 | 0.44569
45424 | 10.2 | 1 | 365 | 11.6604 | 0.37448 | 12 | 0.034919
43476 | 12 | 1 | 365 | 13.7182 | 0.49939 | 14 | 0.21755
27114 | 5.7 | 1 | 365 | 6.5161 | 0.062211 | 6 | 0.57834
45435 | 7.44 | 1 | 365 | 8.5053 | 0.049623 | 8 | 0.55488
44024 | 12.825 | 1 | 365 | 14.6613 | 0.38998 | 15 | 0.051259
45533 | 6.885 | 1 | 365 | 7.8708 | 0.77778 | 8 | 0.64857
44794 | 6.375 | 1 | 365 | 7.2878 | 0.60905 | 7 | 0.89682
44034 | 9 | 1 | 365 | 10.2886 | 0.62454 | 10 | 0.91316
45188 | 13.52 | 1 | 365 | 15.4558 | 0.98265 | 16 | 0.43844
45166 | 3.597 | 1 | 365 | 4.112 | 0.24294 | 4 | 0.35496
44753 | 8.4 | 1 | 365 | 9.6027 | 0.24957 | 9 | 0.85229
45203 | 9 | 1 | 365 | 10.2886 | 0.62454 | 10 | 0.91316
44045 | 5.72 | 1 | 365 | 6.539 | 0.10804 | 6 | 0.64703
44371 | 3.965 | 1 | 365 | 4.5327 | 0.086257 | 4 | 0.61897
44787 | 11.772 | 1 | 365 | 13.4575 | 0.9769 | 14 | 0.43442
45196 | 3.06 | 1 | 365 | 3.4981 | 0.012345 | 3 | 0.51048
45200 | 4.8 | 1 | 365 | 5.4873 | 0.99976 | 6 | 0.48702
43488 | 8.4 | 1 | 365 | 9.6027 | 0.24957 | 9 | 0.85229
45201 | 8.1 | 1 | 365 | 9.2598 | 0.56209 | 9 | 0.82185
45278 | 8.06 | 1 | 365 | 9.214 | 0.47042 | 9 | 0.68446
43512 | 5.72 | 1 | 365 | 6.539 | 0.10804 | 6 | 0.64703
45344 | 8.7 | 1 | 365 | 9.9457 | 0.93706 | 10 | 0.88273
43515 | 2.7 | 1 | 365 | 3.0866 | 0.18736 | 3 | 0.27395
45349 | 9.3 | 1 | 365 | 10.6316 | 0.31203 | 10 | 0.9436
43516 | 5.7 | 1 | 365 | 6.5161 | 0.062211 | 6 | 0.57834
43503 | 4.275 | 1 | 365 | 4.8871 | 0.79666 | 5 | 0.68375
45499 | 5.72 | 1 | 365 | 6.539 | 0.10804 | 6 | 0.64703
45500 | 11.76 | 1 | 365 | 13.4438 | 0.9494 | 14 | 0.3932
43528 | 7.93 | 1 | 365 | 9.0654 | 0.17251 | 9 | 0.23793
45505 | 10 | 1 | 365 | 11.4318 | 0.91616 | 12 | 0.34796
31509 | 12.48 | 1 | 365 | 14.2669 | 0.59937 | 14 | 0.86625
44102 | 4.94 | 1 | 365 | 5.6473 | 0.32058 | 5 | 0.96789
27884 | 15.555 | 1 | 365 | 17.7822 | 0.64609 | 18 | 0.42825
31977 | 3.12 | 1 | 365 | 3.5667 | 0.14984 | 3 | 0.71656
29876 | 3.38 | 1 | 365 | 3.8639 | 0.74566 | 4 | 0.60961
33084 | 5.1 | 1 | 365 | 5.8302 | 0.68724 | 6 | 0.51746
44103 | 9.1 | 1 | 365 | 10.4029 | 0.85371 | 11 | 0.25664
35563 | 3.64 | 1 | 365 | 4.1612 | 0.34148 | 4 | 0.50266
44260 | 2.86 | 1 | 365 | 3.2695 | 0.55402 | 3 | 0.82352
21023 | 4.68 | 1 | 365 | 5.3501 | 0.72476 | 6 | 0.074845
44291 | 6.5 | 1 | 365 | 7.4307 | 0.8955 | 8 | 0.32617
44111 | 3.825 | 1 | 365 | 4.3727 | 0.76543 | 5 | 0.13809
44554 | 9.36 | 1 | 365 | 10.7002 | 0.44953 | 11 | 0.14969
44114 | 4.8 | 1 | 365 | 5.4873 | 0.99976 | 6 | 0.48702
44108 | 7.28 | 1 | 365 | 8.3224 | 0.68296 | 9 | 0.0053149
34456 | 3.12 | 1 | 365 | 3.5667 | 0.14984 | 3 | 0.71656
44116 | 5.04 | 1 | 365 | 5.7616 | 0.54974 | 6 | 0.31137
44121 | 9.88 | 1 | 365 | 11.2946 | 0.64117 | 11 | 0.93578
44237 | 5.98 | 1 | 365 | 6.8362 | 0.70386 | 7 | 0.54008
44571 | 4.16 | 1 | 365 | 4.7556 | 0.53312 | 5 | 0.28875
44586 | 6.24 | 1 | 365 | 7.1334 | 0.29968 | 7 | 0.43313
44576 | 6.5 | 1 | 365 | 7.4307 | 0.8955 | 8 | 0.32617
43543 | 6.3 | 1 | 365 | 7.202 | 0.43718 | 7 | 0.63921
16454 | 12.24 | 1 | 365 | 13.9925 | 0.04938 | 14 | 0.041903
29253 | 5.355 | 1 | 365 | 6.1217 | 0.2716 | 6 | 0.39333
14919 | 10.2 | 1 | 365 | 11.6604 | 0.37448 | 12 | 0.034919
22033 | 9.62 | 1 | 365 | 10.9974 | 0.045346 | 11 | 0.042738
22143 | 12.74 | 1 | 365 | 14.5641 | 0.19519 | 14 | 0.7593
45296 | 5.98 | 1 | 365 | 6.8362 | 0.70386 | 7 | 0.54008
24096 | 7.54 | 1 | 365 | 8.6196 | 0.27878 | 8 | 0.89836
43562 | 8.25 | 1 | 365 | 9.4312 | 0.90583 | 10 | 0.33707
27570 | 10.965 | 1 | 365 | 12.535 | 0.12757 | 12 | 0.66254
31782 | 7.28 | 1 | 365 | 8.3224 | 0.68296 | 9 | 0.0053149
31693 | 5.2 | 1 | 365 | 5.9445 | 0.9164 | 6 | 0.86094
44953 | 3.64 | 1 | 365 | 4.1612 | 0.34148 | 4 | 0.50266
43572 | 6.24 | 1 | 365 | 7.1334 | 0.29968 | 7 | 0.43313
44988 | 4.68 | 1 | 365 | 5.3501 | 0.72476 | 6 | 0.074845
44625 | 5.98 | 1 | 365 | 6.8362 | 0.70386 | 7 | 0.54008
44097 | 22.68 | 1 | 365 | 25.9273 | 0.97385 | 26 | 0.90117
45306 | 11.7 | 1 | 365 | 13.3752 | 0.81191 | 14 | 0.18711
33987 | 304.2 | 0.9 | 365 | 312.9798 | 0.39863 | 313 | 0.37845
45006 | 7.28 | 1 | 365 | 8.3224 | 0.68296 | 9 | 0.0053149
34743 | 60.39 | 0.9 | 365 | 62.133 | 0.55162 | 62 | 0.6846
45037 | 11.44 | 1 | 365 | 13.078 | 0.21609 | 13 | 0.29407
45354 | 5.72 | 1 | 365 | 6.539 | 0.10804 | 6 | 0.64703
45358 | 16.64 | 1 | 365 | 19.0225 | 0.13249 | 19 | 0.15501
27571 | 8.16 | 1 | 365 | 9.3283 | 0.69959 | 10 | 0.027935
45369 | 5.2 | 1 | 365 | 5.9445 | 0.9164 | 6 | 0.86094
45652 | 11.96 | 1 | 365 | 13.6724 | 0.40773 | 14 | 0.08016
29861 | 7.28 | 1 | 365 | 8.3224 | 0.68296 | 9 | 0.0053149
43907 | 3.78 | 1 | 365 | 4.3212 | 0.66231 | 4 | 0.98353
30259 | 5.2 | 1 | 365 | 5.9445 | 0.9164 | 6 | 0.86094
32481 | 4.16 | 1 | 365 | 4.7556 | 0.53312 | 5 | 0.28875
44829 | 5.46 | 1 | 365 | 6.2418 | 0.51222 | 6 | 0.75399
43912 | 9.01 | 1 | 365 | 10.3001 | 0.64746 | 10 | 0.94751
44998 | 9.88 | 1 | 365 | 11.2946 | 0.64117 | 11 | 0.93578
31457 | 11.7 | 1 | 365 | 13.3752 | 0.81191 | 14 | 0.18711
44946 | 7.395 | 1 | 365 | 8.4538 | 0.9465 | 9 | 0.40032
44943 | 2.6 | 1 | 365 | 2.9723 | 0.9582 | 3 | 0.93047
44945 | 7.42 | 1 | 365 | 8.4824 | 0.0037907 | 8 | 0.48619
43918 | 7.848 | 1 | 365 | 8.9717 | 0.9846 | 9 | 0.95628
44962 | 2.295 | 1 | 365 | 2.6236 | 0.25926 | 2 | 0.88286
45004 | 4.335 | 1 | 365 | 4.9557 | 0.93416 | 5 | 0.88984
43903 | 10.791 | 1 | 365 | 12.3361 | 0.72883 | 13 | 0.064884
44970 | 9.1 | 1 | 365 | 10.4029 | 0.85371 | 11 | 0.25664
43906 | 3.9 | 1 | 365 | 4.4584 | 0.9373 | 5 | 0.3957
45026 | 7.54 | 1 | 365 | 8.6196 | 0.27878 | 8 | 0.89836
45015 | 5.46 | 1 | 365 | 6.2418 | 0.51222 | 6 | 0.75399
43921 | 8.4 | 1 | 365 | 9.6027 | 0.24957 | 9 | 0.85229
45019 | 10.455 | 1 | 365 | 11.9519 | 0.95885 | 12 | 0.91079
45046 | 5.2 | 1 | 365 | 5.9445 | 0.9164 | 6 | 0.86094
45058 | 5.98 | 1 | 365 | 6.8362 | 0.70386 | 7 | 0.54008
45060 | 7.65 | 1 | 365 | 8.7453 | 0.53086 | 9 | 0.27619
45059 | 6.375 | 1 | 365 | 7.2878 | 0.60905 | 7 | 0.89682
45054 | 9.1 | 1 | 365 | 10.4029 | 0.85371 | 11 | 0.25664
45083 | 3.445 | 1 | 365 | 3.9383 | 0.89462 | 4 | 0.83287
45076 | 3.315 | 1 | 365 | 3.7896 | 0.59671 | 4 | 0.38635
45794 | 9.72 | 1 | 365 | 11.1117 | 0.27451 | 11 | 0.38622
45798 | 10.455 | 1 | 365 | 11.9519 | 0.95885 | 12 | 0.91079
45802 | 7.75 | 1 | 365 | 8.8596 | 0.76002 | 9 | 0.61967
45859 | 8.25 | 1 | 365 | 9.4312 | 0.90583 | 10 | 0.33707
45861 | 3.64 | 1 | 365 | 4.1612 | 0.34148 | 4 | 0.50266
45863 | 4.2 | 1 | 365 | 4.8014 | 0.62479 | 5 | 0.42614
45508 | 6.615 | 1 | 365 | 7.5621 | 0.15904 | 7 | 0.72118
45896 | 7.56 | 1 | 365 | 8.6424 | 0.32462 | 8 | 0.96706
45736 | 8.58 | 1 | 365 | 9.8085 | 0.66207 | 10 | 0.47055
45745 | 7.28 | 1 | 365 | 8.3224 | 0.68296 | 9 | 0.0053149
45720 | 7.02 | 1 | 365 | 8.0251 | 0.087144 | 8 | 0.11227
32452 | 7.8 | 1 | 365 | 8.9168 | 0.8746 | 9 | 0.79141
32784 | 4.42 | 1 | 365 | 5.0529 | 0.12894 | 5 | 0.1818
27432 | 1.785 | 1 | 365 | 2.0406 | 0.090535 | 2 | 0.13111
29104 | 6.76 | 1 | 365 | 7.7279 | 0.49132 | 8 | 0.21922
32306 | 8.84 | 1 | 365 | 10.1057 | 0.25789 | 10 | 0.3636
32050 | 3.38 | 1 | 365 | 3.8639 | 0.74566 | 4 | 0.60961
32177 | 5.98 | 1 | 365 | 6.8362 | 0.70386 | 7 | 0.54008
45436 | 8.32 | 1 | 365 | 9.5113 | 0.066245 | 9 | 0.5775
32157 | 5.2 | 1 | 365 | 5.9445 | 0.9164 | 6 | 0.86094
32170 | 7.8 | 1 | 365 | 8.9168 | 0.8746 | 9 | 0.79141
32398 | 4.16 | 1 | 365 | 4.7556 | 0.53312 | 5 | 0.28875
32416 | 4.42 | 1 | 365 | 5.0529 | 0.12894 | 5 | 0.1818
32515 | 8.32 | 1 | 365 | 9.5113 | 0.066245 | 9 | 0.5775
45458 | 7.8 | 1 | 365 | 8.9168 | 0.8746 | 9 | 0.79141
43923 | 9.483 | 1 | 365 | 10.8408 | 0.73139 | 11 | 0.57217
32722 | 6.24 | 1 | 365 | 7.1334 | 0.29968 | 7 | 0.43313
34873 | 192.92 | 0.9 | 365 | 198.4881 | 0.8887 | 199 | 0.37676
27874 | 8.06 | 1 | 365 | 9.214 | 0.47042 | 9 | 0.68446
45087 | 9.01 | 1 | 365 | 10.3001 | 0.64746 | 10 | 0.94751
44156 | 6 | 1 | 365 | 6.8591 | 0.7497 | 7 | 0.60878
45073 | 4.94 | 1 | 365 | 5.6473 | 0.32058 | 5 | 0.96789
45092 | 5.61 | 1 | 365 | 6.4132 | 0.85597 | 7 | 0.26921
43932 | 10.464 | 1 | 365 | 11.9622 | 0.97947 | 12 | 0.94171
45097 | 5.46 | 1 | 365 | 6.2418 | 0.51222 | 6 | 0.75399
32982 | 649.8 | 0.8 | 365 | 594.2707 | 0.27366 | 594 | 0.54435
45109 | 10.14 | 1 | 365 | 11.5918 | 0.23699 | 11 | 0.82883
44641 | 57.72 | 0.9 | 365 | 59.3859 | 0.044868 | 59 | 0.43078
36205 | 73 | 0.9 | 365 | 75.1069 | 0.55917 | 75 | 0.6661
45102 | 4.68 | 1 | 365 | 5.3501 | 0.72476 | 6 | 0.074845
37660 | 10.98 | 1 | 365 | 12.5521 | 0.16194 | 12 | 0.71406
45112 | 3.64 | 1 | 365 | 4.1612 | 0.34148 | 4 | 0.50266
45115 | 14.3 | 1 | 365 | 16.3475 | 0.77011 | 17 | 0.11758
43947 | 5.7 | 1 | 365 | 6.5161 | 0.062211 | 6 | 0.57834
45114 | 13.25 | 1 | 365 | 15.1471 | 0.36391 | 15 | 0.51105
43950 | 6.213 | 1 | 365 | 7.1026 | 0.23781 | 7 | 0.34039
45124 | 3.9 | 1 | 365 | 4.4584 | 0.9373 | 5 | 0.3957
45133 | 8.06 | 1 | 365 | 9.214 | 0.47042 | 9 | 0.68446
43951 | 3.75 | 1 | 365 | 4.2869 | 0.59356 | 4 | 0.88049
43957 | 3.38 | 1 | 365 | 3.8639 | 0.74566 | 4 | 0.60961
44025 | 5.2 | 1 | 365 | 5.9445 | 0.9164 | 6 | 0.86094
44026 | 9.1 | 1 | 365 | 10.4029 | 0.85371 | 11 | 0.25664
44027 | 5.2 | 1 | 365 | 5.9445 | 0.9164 | 6 | 0.86094
45134 | 5.83 | 1 | 365 | 6.6647 | 0.36012 | 7 | 0.024861
31442 | 6.76 | 1 | 365 | 7.7279 | 0.49132 | 8 | 0.21922
16845 | 7.8 | 1 | 365 | 8.9168 | 0.8746 | 9 | 0.79141
45123 | 9.36 | 1 | 365 | 10.7002 | 0.44953 | 11 | 0.14969
45135 | 11.96 | 1 | 365 | 13.6724 | 0.40773 | 14 | 0.08016
45504 | 13.515 | 1 | 365 | 15.4501 | 0.97119 | 16 | 0.42127
45149 | 4.335 | 1 | 365 | 4.9557 | 0.93416 | 5 | 0.88984
27913 | 13 | 1 | 365 | 14.8613 | 0.79101 | 15 | 0.65235
32368 | 4.68 | 1 | 365 | 5.3501 | 0.72476 | 6 | 0.074845
45144 | 7.65 | 1 | 365 | 8.7453 | 0.53086 | 9 | 0.27619
45524 | 9.36 | 1 | 365 | 10.7002 | 0.44953 | 11 | 0.14969
45154 | 4.335 | 1 | 365 | 4.9557 | 0.93416 | 5 | 0.88984
29142 | 12.495 | 1 | 365 | 14.284 | 0.63374 | 14 | 0.91778
29238 | 5.2 | 1 | 365 | 5.9445 | 0.9164 | 6 | 0.86094
42892 | 4.94 | 1 | 365 | 5.6473 | 0.32058 | 5 | 0.96789
45165 | 4.16 | 1 | 365 | 4.7556 | 0.53312 | 5 | 0.28875
32397 | 5.98 | 1 | 365 | 6.8362 | 0.70386 | 7 | 0.54008
41729 | 5.1 | 1 | 365 | 5.8302 | 0.68724 | 6 | 0.51746
32421 | 6.5 | 1 | 365 | 7.4307 | 0.8955 | 8 | 0.32617
21262 | 5.2 | 1 | 365 | 5.9445 | 0.9164 | 6 | 0.86094
46147 | 8.32 | 1 | 365 | 9.5113 | 0.066245 | 9 | 0.5775
37065 | 4 | 1 | 365 | 4.5727 | 0.16646 | 4 | 0.73918
45449 | 10.92 | 1 | 365 | 12.4835 | 0.024447 | 12 | 0.50797
41943 | 9.88 | 1 | 365 | 11.2946 | 0.64117 | 11 | 0.93578
46156 | 6.5 | 1 | 365 | 7.4307 | 0.8955 | 8 | 0.32617
42594 | 6.54 | 1 | 365 | 7.4764 | 0.98717 | 8 | 0.46357
42848 | 6.063 | 1 | 365 | 6.9311 | 0.89407 | 7 | 0.82517
46163 | 7.54 | 1 | 365 | 8.6196 | 0.27878 | 8 | 0.89836
42870 | 5.2 | 1 | 365 | 5.9445 | 0.9164 | 6 | 0.86094
41886 | 3.27 | 1 | 365 | 3.7382 | 0.49358 | 4 | 0.23178
44049 | 9.9 | 1 | 365 | 11.3175 | 0.687 | 12 | 0.0044804
5831 | 318.06 | 1 | 365 | 363.5998 | 0.87138 | 364 | 0.47122
44107 | 11 | 1 | 365 | 12.575 | 0.20778 | 12 | 0.78276
44048 | 7.521 | 1 | 365 | 8.5979 | 0.23524 | 8 | 0.8331
44050 | 8.175 | 1 | 365 | 9.3455 | 0.73396 | 10 | 0.079457
45243 | 7.25 | 1 | 365 | 8.2881 | 0.61422 | 8 | 0.90227
38097 | 88.5 | 0.9 | 365 | 91.0543 | 0.52721 | 91 | 0.5815
46189 | 4.24 | 1 | 365 | 4.8471 | 0.71645 | 5 | 0.56354
46225 | 24.2 | 1 | 365 | 27.665 | 0.45711 | 28 | 0.12206
45155 | 6.095 | 1 | 365 | 6.9677 | 0.9674 | 7 | 0.93508
46215 | 5.98 | 1 | 365 | 6.8362 | 0.70386 | 7 | 0.54008
27416 | 4.08 | 1 | 365 | 4.6642 | 0.34979 | 5 | 0.013968
45179 | 9.1 | 1 | 365 | 10.4029 | 0.85371 | 11 | 0.25664
22208 | 5.46 | 1 | 365 | 6.2418 | 0.51222 | 6 | 0.75399
22449 | 6.5 | 1 | 365 | 7.4307 | 0.8955 | 8 | 0.32617
33260 | 8.84 | 1 | 365 | 10.1057 | 0.25789 | 10 | 0.3636
24530 | 5.47 | 1 | 365 | 6.2532 | 0.53514 | 6 | 0.78833
45182 | 17.16 | 1 | 365 | 19.617 | 0.32413 | 19 | 0.9411
29262 | 6.885 | 1 | 365 | 7.8708 | 0.77778 | 8 | 0.64857
33954 | 5.72 | 1 | 365 | 6.539 | 0.10804 | 6 | 0.64703
32715 | 3.12 | 1 | 365 | 3.5667 | 0.14984 | 3 | 0.71656
45631 | 5.72 | 1 | 365 | 6.539 | 0.10804 | 6 | 0.64703
45202 | 11.7 | 1 | 365 | 13.3752 | 0.81191 | 14 | 0.18711
26980 | 4.16 | 1 | 365 | 4.7556 | 0.53312 | 5 | 0.28875
45212 | 8.84 | 1 | 365 | 10.1057 | 0.25789 | 10 | 0.3636
45437 | 8.58 | 1 | 365 | 9.8085 | 0.66207 | 10 | 0.47055
45214 | 4.42 | 1 | 365 | 5.0529 | 0.12894 | 5 | 0.1818
34279 | 5.2 | 1 | 365 | 5.9445 | 0.9164 | 6 | 0.86094
45495 | 8.32 | 1 | 365 | 9.5113 | 0.066245 | 9 | 0.5775
45446 | 8.58 | 1 | 365 | 9.8085 | 0.66207 | 10 | 0.47055
45541 | 7.28 | 1 | 365 | 8.3224 | 0.68296 | 9 | 0.0053149
45452 | 5.46 | 1 | 365 | 6.2418 | 0.51222 | 6 | 0.75399
45562 | 3.64 | 1 | 365 | 4.1612 | 0.34148 | 4 | 0.50266
45519 | 4.16 | 1 | 365 | 4.7556 | 0.53312 | 5 | 0.28875
16769 | 2.45 | 1 | 365 | 2.8008 | 0.61446 | 3 | 0.41525
45528 | 8.91 | 1 | 365 | 10.1857 | 0.4183 | 10 | 0.60403
45677 | 12.48 | 1 | 365 | 14.2669 | 0.59937 | 14 | 0.86625
45553 | 14.56 | 1 | 365 | 16.6447 | 0.36593 | 17 | 0.01063
45633 | 5.98 | 1 | 365 | 6.8362 | 0.70386 | 7 | 0.54008
45288 | 3.975 | 1 | 365 | 4.5441 | 0.10917 | 4 | 0.65331
45283 | 11.44 | 1 | 365 | 13.078 | 0.21609 | 13 | 0.29407
45532 | 8.64 | 1 | 365 | 9.8771 | 0.79956 | 10 | 0.67664
45294 | 6.24 | 1 | 365 | 7.1334 | 0.29968 | 7 | 0.43313
45291 | 15.08 | 1 | 365 | 17.2392 | 0.55757 | 17 | 0.79672
45298 | 11.395 | 1 | 365 | 13.0265 | 0.11296 | 13 | 0.1395
45302 | 12.455 | 1 | 365 | 14.2383 | 0.54208 | 14 | 0.78038
45534 | 12.099 | 1 | 365 | 13.8313 | 0.72626 | 14 | 0.5576
45643 | 4.16 | 1 | 365 | 4.7556 | 0.53312 | 5 | 0.28875
45654 | 7.02 | 1 | 365 | 8.0251 | 0.087144 | 8 | 0.11227
45548 | 8.1 | 1 | 365 | 9.2598 | 0.56209 | 9 | 0.82185
45328 | 9.1 | 1 | 365 | 10.4029 | 0.85371 | 11 | 0.25664
45345 | 13.52 | 1 | 365 | 15.4558 | 0.98265 | 16 | 0.43844
45564 | 4.59 | 1 | 365 | 5.2472 | 0.51852 | 5 | 0.76571
37045 | 9.36 | 1 | 365 | 10.7002 | 0.44953 | 11 | 0.14969
45454 | 10.07 | 1 | 365 | 11.5118 | 0.076573 | 11 | 0.5884
37083 | 7.28 | 1 | 365 | 8.3224 | 0.68296 | 9 | 0.0053149
37938 | 7.28 | 1 | 365 | 8.3224 | 0.68296 | 9 | 0.0053149
45414 | 6.89 | 1 | 365 | 7.8765 | 0.78923 | 8 | 0.66574
45289 | 3.12 | 1 | 365 | 3.5667 | 0.14984 | 3 | 0.71656
45450 | 9.1 | 1 | 365 | 10.4029 | 0.85371 | 11 | 0.25664
28568 | 3.64 | 1 | 365 | 4.1612 | 0.34148 | 4 | 0.50266
45464 | 4.94 | 1 | 365 | 5.6473 | 0.32058 | 5 | 0.96789
45456 | 9.1 | 1 | 365 | 10.4029 | 0.85371 | 11 | 0.25664
45581 | 6 | 1 | 365 | 6.8591 | 0.7497 | 7 | 0.60878
45473 | 2.6 | 1 | 365 | 2.9723 | 0.9582 | 3 | 0.93047
28601 | 6.76 | 1 | 365 | 7.7279 | 0.49132 | 8 | 0.21922
45726 | 2.86 | 1 | 365 | 3.2695 | 0.55402 | 3 | 0.82352
44233 | 7.02 | 1 | 365 | 8.0251 | 0.087144 | 8 | 0.11227
45477 | 4.32 | 1 | 365 | 4.9385 | 0.89978 | 5 | 0.83832
45589 | 3.6 | 1 | 365 | 4.1154 | 0.24982 | 4 | 0.36527
45597 | 8.175 | 1 | 365 | 9.3455 | 0.73396 | 10 | 0.079457
45487 | 6.24 | 1 | 365 | 7.1334 | 0.29968 | 7 | 0.43313
39166 | 4.42 | 1 | 365 | 5.0529 | 0.12894 | 5 | 0.1818
49651 | 3.975 | 1 | 365 | 4.5441 | 0.10917 | 4 | 0.65331
25089 | 9.62 | 1 | 365 | 10.9974 | 0.045346 | 11 | 0.042738
31700 | 8.32 | 1 | 365 | 9.5113 | 0.066245 | 9 | 0.5775
24860 | 8.84 | 1 | 365 | 10.1057 | 0.25789 | 10 | 0.3636
49656 | 4.94 | 1 | 365 | 5.6473 | 0.32058 | 5 | 0.96789
49646 | 6.48 | 1 | 365 | 7.4078 | 0.84967 | 8 | 0.25748
26984 | 5.2 | 1 | 365 | 5.9445 | 0.9164 | 6 | 0.86094
49659 | 7.42 | 1 | 365 | 8.4824 | 0.0037907 | 8 | 0.48619
26992 | 5.46 | 1 | 365 | 6.2418 | 0.51222 | 6 | 0.75399
49658 | 2.86 | 1 | 365 | 3.2695 | 0.55402 | 3 | 0.82352
26993 | 11.44 | 1 | 365 | 13.078 | 0.21609 | 13 | 0.29407
31493 | 9.88 | 1 | 365 | 11.2946 | 0.64117 | 11 | 0.93578
31914 | 7.8 | 1 | 365 | 8.9168 | 0.8746 | 9 | 0.79141
49667 | 6.76 | 1 | 365 | 7.7279 | 0.49132 | 8 | 0.21922
31916 | 9.36 | 1 | 365 | 10.7002 | 0.44953 | 11 | 0.14969
49654 | 5.72 | 1 | 365 | 6.539 | 0.10804 | 6 | 0.64703
49652 | 4.94 | 1 | 365 | 5.6473 | 0.32058 | 5 | 0.96789
49671 | 11.96 | 1 | 365 | 13.6724 | 0.40773 | 14 | 0.08016
49672 | 6.24 | 1 | 365 | 7.1334 | 0.29968 | 7 | 0.43313
49645 | 3.12 | 1 | 365 | 3.5667 | 0.14984 | 3 | 0.71656
49679 | 5.72 | 1 | 365 | 6.539 | 0.10804 | 6 | 0.64703
49696 | 5.13 | 1 | 365 | 5.8645 | 0.75599 | 6 | 0.6205
49634 | 11.96 | 1 | 365 | 13.6724 | 0.40773 | 14 | 0.08016
43514 | 7.54 | 1 | 365 | 8.6196 | 0.27878 | 8 | 0.89836
47152 | 4.42 | 1 | 365 | 5.0529 | 0.12894 | 5 | 0.1818
47159 | 2.6 | 1 | 365 | 2.9723 | 0.9582 | 3 | 0.93047
47166 | 10.66 | 1 | 365 | 12.1863 | 0.42863 | 12 | 0.61493
47167 | 4.42 | 1 | 365 | 5.0529 | 0.12894 | 5 | 0.1818
47168 | 6.76 | 1 | 365 | 7.7279 | 0.49132 | 8 | 0.21922
47173 | 9.88 | 1 | 365 | 11.2946 | 0.64117 | 11 | 0.93578
47190 | 9.88 | 1 | 365 | 11.2946 | 0.64117 | 11 | 0.93578
47194 | 7.8 | 1 | 365 | 8.9168 | 0.8746 | 9 | 0.79141
47195 | 5.355 | 1 | 365 | 6.1217 | 0.2716 | 6 | 0.39333
47191 | 7.8 | 1 | 365 | 8.9168 | 0.8746 | 9 | 0.79141
47196 | 13.78 | 1 | 365 | 15.753 | 0.57847 | 16 | 0.33149
47205 | 8.215 | 1 | 365 | 9.3912 | 0.82563 | 10 | 0.21685
47207 | 6.24 | 1 | 365 | 7.1334 | 0.29968 | 7 | 0.43313
47292 | 5.98 | 1 | 365 | 6.8362 | 0.70386 | 7 | 0.54008
47329 | 4.16 | 1 | 365 | 4.7556 | 0.53312 | 5 | 0.28875
48937 | 3.825 | 1 | 365 | 4.3727 | 0.76543 | 5 | 0.13809
43841 | 4.24 | 1 | 365 | 4.8471 | 0.71645 | 5 | 0.56354
52814 | 32.25 | 0.9 | 365 | 33.1808 | 0.51415 | 33 | 0.69495
49247 | 4.42 | 1 | 365 | 5.0529 | 0.12894 | 5 | 0.1818
49711 | 6.76 | 1 | 365 | 7.7279 | 0.49132 | 8 | 0.21922
49262 | 6.63 | 1 | 365 | 7.5793 | 0.19341 | 7 | 0.7727
49551 | 3.64 | 1 | 365 | 4.1612 | 0.34148 | 4 | 0.50266
49572 | 10.4 | 1 | 365 | 11.8891 | 0.83281 | 12 | 0.72188
49590 | 9.36 | 1 | 365 | 10.7002 | 0.44953 | 11 | 0.14969
49619 | 3.64 | 1 | 365 | 4.1612 | 0.34148 | 4 | 0.50266
49718 | 10.14 | 1 | 365 | 11.5918 | 0.23699 | 11 | 0.82883
49623 | 4.08 | 1 | 365 | 4.6642 | 0.34979 | 5 | 0.013968
49628 | 4.16 | 1 | 365 | 4.7556 | 0.53312 | 5 | 0.28875
49732 | 6.5 | 1 | 365 | 7.4307 | 0.8955 | 8 | 0.32617
49629 | 2.12 | 1 | 365 | 2.4235 | 0.85823 | 3 | 0.28177
49724 | 7.54 | 1 | 365 | 8.6196 | 0.27878 | 8 | 0.89836
49632 | 7.8 | 1 | 365 | 8.9168 | 0.8746 | 9 | 0.79141
49738 | 2.34 | 1 | 365 | 2.675 | 0.36238 | 3 | 0.037423
49751 | 3.64 | 1 | 365 | 4.1612 | 0.34148 | 4 | 0.50266
49785 | 5.46 | 1 | 365 | 6.2418 | 0.51222 | 6 | 0.75399
49787 | 17.595 | 1 | 365 | 20.1143 | 0.32098 | 20 | 0.43524
46306 | 6.27 | 1 | 365 | 7.1677 | 0.36843 | 7 | 0.53617
49789 | 7.14 | 1 | 365 | 8.1623 | 0.36214 | 8 | 0.52444
49788 | 7.54 | 1 | 365 | 8.6196 | 0.27878 | 8 | 0.89836
28257 | 5.46 | 1 | 365 | 6.2418 | 0.51222 | 6 | 0.75399
49790 | 6.24 | 1 | 365 | 7.1334 | 0.29968 | 7 | 0.43313
28769 | 5.98 | 1 | 365 | 6.8362 | 0.70386 | 7 | 0.54008
49793 | 5.2 | 1 | 365 | 5.9445 | 0.9164 | 6 | 0.86094
46315 | 12 | 1 | 365 | 13.7182 | 0.49939 | 14 | 0.21755
49792 | 3.38 | 1 | 365 | 3.8639 | 0.74566 | 4 | 0.60961
46320 | 8.67 | 1 | 365 | 9.9114 | 0.86831 | 10 | 0.77968
42341 | 4.68 | 1 | 365 | 5.3501 | 0.72476 | 6 | 0.074845
49799 | 7.8 | 1 | 365 | 8.9168 | 0.8746 | 9 | 0.79141
49801 | 9.36 | 1 | 365 | 10.7002 | 0.44953 | 11 | 0.14969
41603 | 4.08 | 1 | 365 | 4.6642 | 0.34979 | 5 | 0.013968
46322 | 10.6 | 1 | 365 | 12.1177 | 0.29113 | 12 | 0.40884
49807 | 8.32 | 1 | 365 | 9.5113 | 0.066245 | 9 | 0.5775
32747 | 4.42 | 1 | 365 | 5.0529 | 0.12894 | 5 | 0.1818
46314 | 10.5 | 1 | 365 | 12.0034 | 0.061968 | 12 | 0.065358
49809 | 7.16 | 1 | 365 | 8.1852 | 0.40797 | 8 | 0.59314
32733 | 9.88 | 1 | 365 | 11.2946 | 0.64117 | 11 | 0.93578
49811 | 3.12 | 1 | 365 | 3.5667 | 0.14984 | 3 | 0.71656
23163 | 13 | 1 | 365 | 14.8613 | 0.79101 | 15 | 0.65235
49815 | 3.38 | 1 | 365 | 3.8639 | 0.74566 | 4 | 0.60961
51068 | 4.94 | 1 | 365 | 5.6473 | 0.32058 | 5 | 0.96789
32792 | 7.54 | 1 | 365 | 8.6196 | 0.27878 | 8 | 0.89836
49818 | 6.5 | 1 | 365 | 7.4307 | 0.8955 | 8 | 0.32617
32718 | 7.02 | 1 | 365 | 8.0251 | 0.087144 | 8 | 0.11227
51014 | 4.16 | 1 | 365 | 4.7556 | 0.53312 | 5 | 0.28875
32852 | 10.14 | 1 | 365 | 11.5918 | 0.23699 | 11 | 0.82883
50995 | 4.945 | 1 | 365 | 5.653 | 0.33204 | 5 | 0.98507
33783 | 2.6 | 1 | 365 | 2.9723 | 0.9582 | 3 | 0.93047
51103 | 12.74 | 1 | 365 | 14.5641 | 0.19519 | 14 | 0.7593
49750 | 7.28 | 1 | 365 | 8.3224 | 0.68296 | 9 | 0.0053149
51108 | 6.24 | 1 | 365 | 7.1334 | 0.29968 | 7 | 0.43313
49827 | 4.24 | 1 | 365 | 4.8471 | 0.71645 | 5 | 0.56354
49830 | 5.98 | 1 | 365 | 6.8362 | 0.70386 | 7 | 0.54008
49829 | 3.18 | 1 | 365 | 3.6353 | 0.28734 | 3 | 0.92265
49834 | 13.78 | 1 | 365 | 15.753 | 0.57847 | 16 | 0.33149
49835 | 8.58 | 1 | 365 | 9.8085 | 0.66207 | 10 | 0.47055
49837 | 4.68 | 1 | 365 | 5.3501 | 0.72476 | 6 | 0.074845
49841 | 7.02 | 1 | 365 | 8.0251 | 0.087144 | 8 | 0.11227
49843 | 4.16 | 1 | 365 | 4.7556 | 0.53312 | 5 | 0.28875
49846 | 10 | 1 | 365 | 11.4318 | 0.91616 | 12 | 0.34796
51107 | 5.72 | 1 | 365 | 6.539 | 0.10804 | 6 | 0.64703
49847 | 10.4 | 1 | 365 | 11.8891 | 0.83281 | 12 | 0.72188
51087 | 6.76 | 1 | 365 | 7.7279 | 0.49132 | 8 | 0.21922
49852 | 11.44 | 1 | 365 | 13.078 | 0.21609 | 13 | 0.29407
38520 | 4.335 | 1 | 365 | 4.9557 | 0.93416 | 5 | 0.88984
49853 | 9.36 | 1 | 365 | 10.7002 | 0.44953 | 11 | 0.14969
51096 | 5.2 | 1 | 365 | 5.9445 | 0.9164 | 6 | 0.86094
51110 | 7.8 | 1 | 365 | 8.9168 | 0.8746 | 9 | 0.79141
49854 | 4.94 | 1 | 365 | 5.6473 | 0.32058 | 5 | 0.96789
51083 | 5.98 | 1 | 365 | 6.8362 | 0.70386 | 7 | 0.54008
51218 | 6.76 | 1 | 365 | 7.7279 | 0.49132 | 8 | 0.21922
51078 | 4.16 | 1 | 365 | 4.7556 | 0.53312 | 5 | 0.28875
49856 | 4.16 | 1 | 365 | 4.7556 | 0.53312 | 5 | 0.28875
51016 | 3.9 | 1 | 365 | 4.4584 | 0.9373 | 5 | 0.3957
51076 | 9.62 | 1 | 365 | 10.9974 | 0.045346 | 11 | 0.042738
42853 | 8.48 | 1 | 365 | 9.6942 | 0.4329 | 10 | 0.12707
51092 | 3.12 | 1 | 365 | 3.5667 | 0.14984 | 3 | 0.71656
51634 | 11.18 | 1 | 365 | 12.7808 | 0.62027 | 13 | 0.40102
51811 | 5.46 | 1 | 365 | 6.2418 | 0.51222 | 6 | 0.75399
32284 | 9.88 | 1 | 365 | 11.2946 | 0.64117 | 11 | 0.93578
34823 | 6.875 | 1 | 365 | 7.8594 | 0.75486 | 8 | 0.61422
32875 | 9.1 | 1 | 365 | 10.4029 | 0.85371 | 11 | 0.25664
40055 | 6 | 1 | 365 | 6.8591 | 0.7497 | 7 | 0.60878
43037 | 12 | 1 | 365 | 13.7182 | 0.49939 | 14 | 0.21755
45493 | 8.32 | 1 | 365 | 9.5113 | 0.066245 | 9 | 0.5775
45482 | 13.78 | 1 | 365 | 15.753 | 0.57847 | 16 | 0.33149
46325 | 10.2 | 1 | 365 | 11.6604 | 0.37448 | 12 | 0.034919
46317 | 10.455 | 1 | 365 | 11.9519 | 0.95885 | 12 | 0.91079
46326 | 7.2 | 1 | 365 | 8.2309 | 0.49964 | 8 | 0.73053
46331 | 9.72 | 1 | 365 | 11.1117 | 0.27451 | 11 | 0.38622
49860 | 5.98 | 1 | 365 | 6.8362 | 0.70386 | 7 | 0.54008
49863 | 5.98 | 1 | 365 | 6.8362 | 0.70386 | 7 | 0.54008
46367 | 6.24 | 1 | 365 | 7.1334 | 0.29968 | 7 | 0.43313
49859 | 9.88 | 1 | 365 | 11.2946 | 0.64117 | 11 | 0.93578
49867 | 8.84 | 1 | 365 | 10.1057 | 0.25789 | 10 | 0.3636
46377 | 3.85 | 1 | 365 | 4.4012 | 0.82272 | 5 | 0.22396
46378 | 5.1 | 1 | 365 | 5.8302 | 0.68724 | 6 | 0.51746
49930 | 4.08 | 1 | 365 | 4.6642 | 0.34979 | 5 | 0.013968
46384 | 7.28 | 1 | 365 | 8.3224 | 0.68296 | 9 | 0.0053149
46393 | 12.19 | 1 | 365 | 13.9354 | 0.9348 | 14 | 0.87016
49865 | 5.2 | 1 | 365 | 5.9445 | 0.9164 | 6 | 0.86094
51637 | 3.12 | 1 | 365 | 3.5667 | 0.14984 | 3 | 0.71656
51586 | 4.68 | 1 | 365 | 5.3501 | 0.72476 | 6 | 0.074845
49932 | 2.08 | 1 | 365 | 2.3778 | 0.76656 | 3 | 0.14438
51597 | 13.52 | 1 | 365 | 15.4558 | 0.98265 | 16 | 0.43844
51534 | 5.2 | 1 | 365 | 5.9445 | 0.9164 | 6 | 0.86094
49945 | 3.64 | 1 | 365 | 4.1612 | 0.34148 | 4 | 0.50266
51380 | 2.86 | 1 | 365 | 3.2695 | 0.55402 | 3 | 0.82352
51545 | 5.13 | 1 | 365 | 5.8645 | 0.75599 | 6 | 0.6205
49944 | 8.58 | 1 | 365 | 9.8085 | 0.66207 | 10 | 0.47055
51530 | 6.76 | 1 | 365 | 7.7279 | 0.49132 | 8 | 0.21922
51814 | 5.2 | 1 | 365 | 5.9445 | 0.9164 | 6 | 0.86094
38973 | 9.1 | 1 | 365 | 10.4029 | 0.85371 | 11 | 0.25664
49951 | 8.32 | 1 | 365 | 9.5113 | 0.066245 | 9 | 0.5775
49956 | 7.42 | 1 | 365 | 8.4824 | 0.0037907 | 8 | 0.48619
52071 | 3.38 | 1 | 365 | 3.8639 | 0.74566 | 4 | 0.60961
31923 | 5.72 | 1 | 365 | 6.539 | 0.10804 | 6 | 0.64703
52715 | 34.45 | 0.9 | 365 | 35.4443 | 0.051554 | 35 | 0.49585
52082 | 3.64 | 1 | 365 | 4.1612 | 0.34148 | 4 | 0.50266
49965 | 7.395 | 1 | 365 | 8.4538 | 0.9465 | 9 | 0.40032
52072 | 8.215 | 1 | 365 | 9.3912 | 0.82563 | 10 | 0.21685
49967 | 4.16 | 1 | 365 | 4.7556 | 0.53312 | 5 | 0.28875
35013 | 40.221 | 0.9 | 365 | 41.3819 | 0.95398 | 42 | 0.33584
44975 | 8.745 | 1 | 365 | 9.9971 | 0.040182 | 10 | 0.037291
49972 | 10.4 | 1 | 365 | 11.8891 | 0.83281 | 12 | 0.72188
50088 | 5.46 | 1 | 365 | 6.2418 | 0.51222 | 6 | 0.75399
39676 | 8.745 | 1 | 365 | 9.9971 | 0.040182 | 10 | 0.037291
52084 | 8.06 | 1 | 365 | 9.214 | 0.47042 | 9 | 0.68446
50081 | 9.1 | 1 | 365 | 10.4029 | 0.85371 | 11 | 0.25664
40833 | 4.24 | 1 | 365 | 4.8471 | 0.71645 | 5 | 0.56354
50089 | 5.72 | 1 | 365 | 6.539 | 0.10804 | 6 | 0.64703
50097 | 2.34 | 1 | 365 | 2.675 | 0.36238 | 3 | 0.037423
50005 | 6 | 1 | 365 | 6.8591 | 0.7497 | 7 | 0.60878
52083 | 7.54 | 1 | 365 | 8.6196 | 0.27878 | 8 | 0.89836
40837 | 9.54 | 1 | 365 | 10.9059 | 0.86202 | 11 | 0.76795
40832 | 3.71 | 1 | 365 | 4.2412 | 0.5019 | 4 | 0.74309
50087 | 12 | 1 | 365 | 13.7182 | 0.49939 | 14 | 0.21755
40835 | 5.3 | 1 | 365 | 6.0589 | 0.14556 | 6 | 0.20442
49980 | 3.64 | 1 | 365 | 4.1612 | 0.34148 | 4 | 0.50266
40839 | 5.3 | 1 | 365 | 6.0589 | 0.14556 | 6 | 0.20442
52086 | 6.76 | 1 | 365 | 7.7279 | 0.49132 | 8 | 0.21922
42525 | 3.92 | 1 | 365 | 4.4813 | 0.98313 | 5 | 0.4644
42531 | 3.84 | 1 | 365 | 4.3898 | 0.79981 | 5 | 0.18962
42459 | 7.95 | 1 | 365 | 9.0883 | 0.21835 | 9 | 0.30663
40864 | 4.24 | 1 | 365 | 4.8471 | 0.71645 | 5 | 0.56354
52447 | 11.7 | 1 | 365 | 13.3752 | 0.81191 | 14 | 0.18711
40841 | 4.24 | 1 | 365 | 4.8471 | 0.71645 | 5 | 0.56354
40850 | 5.3 | 1 | 365 | 6.0589 | 0.14556 | 6 | 0.20442
40845 | 5.3 | 1 | 365 | 6.0589 | 0.14556 | 6 | 0.20442
40847 | 5.3 | 1 | 365 | 6.0589 | 0.14556 | 6 | 0.20442
40854 | 7.42 | 1 | 365 | 8.4824 | 0.0037907 | 8 | 0.48619
52442 | 8.58 | 1 | 365 | 9.8085 | 0.66207 | 10 | 0.47055
52386 | 3.9 | 1 | 365 | 4.4584 | 0.9373 | 5 | 0.3957
40856 | 4.24 | 1 | 365 | 4.8471 | 0.71645 | 5 | 0.56354
40867 | 6.36 | 1 | 365 | 7.2706 | 0.57468 | 7 | 0.8453
40844 | 5.3 | 1 | 365 | 6.0589 | 0.14556 | 6 | 0.20442
50078 | 3.64 | 1 | 365 | 4.1612 | 0.34148 | 4 | 0.50266
49984 | 4.16 | 1 | 365 | 4.7556 | 0.53312 | 5 | 0.28875
52378 | 3.38 | 1 | 365 | 3.8639 | 0.74566 | 4 | 0.60961
49987 | 8.58 | 1 | 365 | 9.8085 | 0.66207 | 10 | 0.47055
42568 | 9.54 | 1 | 365 | 10.9059 | 0.86202 | 11 | 0.76795
42716 | 4.8 | 1 | 365 | 5.4873 | 0.99976 | 6 | 0.48702
49991 | 3.24 | 1 | 365 | 3.7039 | 0.42484 | 4 | 0.12874
52298 | 6.625 | 1 | 365 | 7.5736 | 0.18196 | 7 | 0.75552
52188 | 9.36 | 1 | 365 | 10.7002 | 0.44953 | 11 | 0.14969
42705 | 5.3 | 1 | 365 | 6.0589 | 0.14556 | 6 | 0.20442
42622 | 6.12 | 1 | 365 | 6.9963 | 0.02469 | 7 | 0.020952
35659 | 213 | 0.9 | 365 | 219.1476 | 0.30279 | 219 | 0.45039
42541 | 5.3 | 1 | 365 | 6.0589 | 0.14556 | 6 | 0.20442
49996 | 9.36 | 1 | 365 | 10.7002 | 0.44953 | 11 | 0.14969
50754 | 9.62 | 1 | 365 | 10.9974 | 0.045346 | 11 | 0.042738
51630 | 3.57 | 1 | 365 | 4.0812 | 0.18107 | 4 | 0.26222
50090 | 5.2 | 1 | 365 | 5.9445 | 0.9164 | 6 | 0.86094
42591 | 4.77 | 1 | 365 | 5.453 | 0.93101 | 6 | 0.38398
51473 | 11.7 | 1 | 365 | 13.3752 | 0.81191 | 14 | 0.18711
52649 | 3.12 | 1 | 365 | 3.5667 | 0.14984 | 3 | 0.71656
50093 | 5.83 | 1 | 365 | 6.6647 | 0.36012 | 7 | 0.024861
50500 | 11.44 | 1 | 365 | 13.078 | 0.21609 | 13 | 0.29407
50508 | 6.24 | 1 | 365 | 7.1334 | 0.29968 | 7 | 0.43313
42930 | 5.3 | 1 | 365 | 6.0589 | 0.14556 | 6 | 0.20442
42630 | 5.76 | 1 | 365 | 6.5847 | 0.19971 | 6 | 0.78442
42943 | 8.75 | 1 | 365 | 10.0028 | 0.05164 | 10 | 0.054465
42690 | 3.71 | 1 | 365 | 4.2412 | 0.5019 | 4 | 0.74309
42641 | 6.36 | 1 | 365 | 7.2706 | 0.57468 | 7 | 0.8453
42665 | 8.16 | 1 | 365 | 9.3283 | 0.69959 | 10 | 0.027935
42477 | 4.24 | 1 | 365 | 4.8471 | 0.71645 | 5 | 0.56354
42980 | 8.695 | 1 | 365 | 9.94 | 0.9256 | 10 | 0.86555
45078 | 5.3 | 1 | 365 | 6.0589 | 0.14556 | 6 | 0.20442
52387 | 681.6 | 1 | 365 | 779.1915 | 0.96547 | 780 | 0.15695
45067 | 4.24 | 1 | 365 | 4.8471 | 0.71645 | 5 | 0.56354
14352 | 883.5 | 0.9 | 365 | 908.9996 | 0.17846 | 909 | 0.17804
46400 | 8.16 | 1 | 365 | 9.3283 | 0.69959 | 10 | 0.027935
45001 | 6.36 | 1 | 365 | 7.2706 | 0.57468 | 7 | 0.8453
46402 | 9.81 | 1 | 365 | 11.2146 | 0.48075 | 11 | 0.69535
43220 | 7.42 | 1 | 365 | 8.4824 | 0.0037907 | 8 | 0.48619
46424 | 5.7 | 1 | 365 | 6.5161 | 0.062211 | 6 | 0.57834
46430 | 7.83 | 1 | 365 | 8.9511 | 0.94335 | 9 | 0.89445
40927 | 12.22 | 1 | 365 | 13.9697 | 0.0035475 | 13 | 0.97321
38750 | 5.45 | 1 | 365 | 6.2303 | 0.48931 | 6 | 0.71964
40919 | 10.66 | 1 | 365 | 12.1863 | 0.42863 | 12 | 0.61493
39351 | 8.58 | 1 | 365 | 9.8085 | 0.66207 | 10 | 0.47055
42350 | 5.1 | 1 | 365 | 5.8302 | 0.68724 | 6 | 0.51746
50749 | 7.02 | 1 | 365 | 8.0251 | 0.087144 | 8 | 0.11227
34331 | 635 | 0.8 | 365 | 580.7354 | 0.14093 | 580 | 0.87637
50732 | 6.76 | 1 | 365 | 7.7279 | 0.49132 | 8 | 0.21922
50720 | 7.8 | 1 | 365 | 8.9168 | 0.8746 | 9 | 0.79141
52903 | 6.5 | 1 | 365 | 7.4307 | 0.8955 | 8 | 0.32617
52870 | 5.46 | 1 | 365 | 6.2418 | 0.51222 | 6 | 0.75399
50701 | 4.94 | 1 | 365 | 5.6473 | 0.32058 | 5 | 0.96789
40942 | 7.28 | 1 | 365 | 8.3224 | 0.68296 | 9 | 0.0053149
50521 | 7.02 | 1 | 365 | 8.0251 | 0.087144 | 8 | 0.11227
38974 | 11.18 | 1 | 365 | 12.7808 | 0.62027 | 13 | 0.40102
40930 | 12.72 | 1 | 365 | 14.5412 | 0.14936 | 14 | 0.69061
50526 | 4.68 | 1 | 365 | 5.3501 | 0.72476 | 6 | 0.074845
41874 | 7.02 | 1 | 365 | 8.0251 | 0.087144 | 8 | 0.11227
50706 | 13 | 1 | 365 | 14.8613 | 0.79101 | 15 | 0.65235
38069 | 10.14 | 1 | 365 | 11.5918 | 0.23699 | 11 | 0.82883
39474 | 6.24 | 1 | 365 | 7.1334 | 0.29968 | 7 | 0.43313
39172 | 10.26 | 1 | 365 | 11.729 | 0.51198 | 12 | 0.24101
46473 | 10.464 | 1 | 365 | 11.9622 | 0.97947 | 12 | 0.94171
50887 | 4.94 | 1 | 365 | 5.6473 | 0.32058 | 5 | 0.96789
46478 | 3.57 | 1 | 365 | 4.0812 | 0.18107 | 4 | 0.26222
50889 | 3.12 | 1 | 365 | 3.5667 | 0.14984 | 3 | 0.71656
46480 | 11.1 | 1 | 365 | 12.6893 | 0.43694 | 13 | 0.12624
40912 | 12.22 | 1 | 365 | 13.9697 | 0.0035475 | 13 | 0.97321
50896 | 7.8 | 1 | 365 | 8.9168 | 0.8746 | 9 | 0.79141
46793 | 5.355 | 1 | 365 | 6.1217 | 0.2716 | 6 | 0.39333
50880 | 4.16 | 1 | 365 | 4.7556 | 0.53312 | 5 | 0.28875
46794 | 5.3 | 1 | 365 | 6.0589 | 0.14556 | 6 | 0.20442
40810 | 12.455 | 1 | 365 | 14.2383 | 0.54208 | 14 | 0.78038
46795 | 8 | 1 | 365 | 9.1454 | 0.33293 | 9 | 0.47837
50763 | 9.805 | 1 | 365 | 11.2089 | 0.46929 | 11 | 0.67817
40822 | 4.68 | 1 | 365 | 5.3501 | 0.72476 | 6 | 0.074845
38273 | 4.94 | 1 | 365 | 5.6473 | 0.32058 | 5 | 0.96789
38712 | 7.02 | 1 | 365 | 8.0251 | 0.087144 | 8 | 0.11227
39624 | 7.28 | 1 | 365 | 8.3224 | 0.68296 | 9 | 0.0053149
40808 | 5.3 | 1 | 365 | 6.0589 | 0.14556 | 6 | 0.20442
34510 | 118.08 | 0.9 | 365 | 121.488 | 0.53462 | 122 | 0.022641
40725 | 5.98 | 1 | 365 | 6.8362 | 0.70386 | 7 | 0.54008
50780 | 3.12 | 1 | 365 | 3.5667 | 0.14984 | 3 | 0.71656
39345 | 10.66 | 1 | 365 | 12.1863 | 0.42863 | 12 | 0.61493
50744 | 9.54 | 1 | 365 | 10.9059 | 0.86202 | 11 | 0.76795
40921 | 7.28 | 1 | 365 | 8.3224 | 0.68296 | 9 | 0.0053149
52866 | 6.24 | 1 | 365 | 7.1334 | 0.29968 | 7 | 0.43313
45321 | 3.64 | 1 | 365 | 4.1612 | 0.34148 | 4 | 0.50266
42946 | 11.395 | 1 | 365 | 13.0265 | 0.11296 | 13 | 0.1395
50955 | 5.72 | 1 | 365 | 6.539 | 0.10804 | 6 | 0.64703
40283 | 3.12 | 1 | 365 | 3.5667 | 0.14984 | 3 | 0.71656
50784 | 11.66 | 1 | 365 | 13.3295 | 0.72024 | 14 | 0.049721
50758 | 5.72 | 1 | 365 | 6.539 | 0.10804 | 6 | 0.64703
39081 | 5.72 | 1 | 365 | 6.539 | 0.10804 | 6 | 0.64703
39001 | 8.06 | 1 | 365 | 9.214 | 0.47042 | 9 | 0.68446
50952 | 5.72 | 1 | 365 | 6.539 | 0.10804 | 6 | 0.64703
39622 | 10.2 | 1 | 365 | 11.6604 | 0.37448 | 12 | 0.034919
51018 | 4.16 | 1 | 365 | 4.7556 | 0.53312 | 5 | 0.28875
51015 | 12.22 | 1 | 365 | 13.9697 | 0.0035475 | 13 | 0.97321
43707 | 13.78 | 1 | 365 | 15.753 | 0.57847 | 16 | 0.33149
40339 | 14.04 | 1 | 365 | 16.0502 | 0.17429 | 16 | 0.22454
51006 | 4.68 | 1 | 365 | 5.3501 | 0.72476 | 6 | 0.074845
40819 | 12.74 | 1 | 365 | 14.5641 | 0.19519 | 14 | 0.7593
39582 | 8.925 | 1 | 365 | 10.2029 | 0.45267 | 10 | 0.65555
38231 | 7.4 | 1 | 365 | 8.4595 | 0.95796 | 9 | 0.41749
38978 | 5.2 | 1 | 365 | 5.9445 | 0.9164 | 6 | 0.86094
40576 | 6.76 | 1 | 365 | 7.7279 | 0.49132 | 8 | 0.21922
38420 | 5.46 | 1 | 365 | 6.2418 | 0.51222 | 6 | 0.75399
41169 | 5.355 | 1 | 365 | 6.1217 | 0.2716 | 6 | 0.39333
40922 | 7.28 | 1 | 365 | 8.3224 | 0.68296 | 9 | 0.0053149
41396 | 3.9 | 1 | 365 | 4.4584 | 0.9373 | 5 | 0.3957
39296 | 9.36 | 1 | 365 | 10.7002 | 0.44953 | 11 | 0.14969
39405 | 5.1 | 1 | 365 | 5.8302 | 0.68724 | 6 | 0.51746
38505 | 10.335 | 1 | 365 | 11.8148 | 0.68385 | 12 | 0.49862
40241 | 6.24 | 1 | 365 | 7.1334 | 0.29968 | 7 | 0.43313
39898 | 11.7 | 1 | 365 | 13.3752 | 0.81191 | 14 | 0.18711
40805 | 9.62 | 1 | 365 | 10.9974 | 0.045346 | 11 | 0.042738
40855 | 4.24 | 1 | 365 | 4.8471 | 0.71645 | 5 | 0.56354
37920 | 11.44 | 1 | 365 | 13.078 | 0.21609 | 13 | 0.29407
37949 | 4.94 | 1 | 365 | 5.6473 | 0.32058 | 5 | 0.96789
38042 | 3.9 | 1 | 365 | 4.4584 | 0.9373 | 5 | 0.3957
43008 | 2.34 | 1 | 365 | 2.675 | 0.36238 | 3 | 0.037423
41482 | 3.445 | 1 | 365 | 3.9383 | 0.89462 | 4 | 0.83287
41180 | 4.845 | 1 | 365 | 5.5387 | 0.10288 | 5 | 0.64159
41050 | 6.885 | 1 | 365 | 7.8708 | 0.77778 | 8 | 0.64857
43011 | 8.84 | 1 | 365 | 10.1057 | 0.25789 | 10 | 0.3636
11749 | 647 | 0.8 | 365 | 591.71 | 0.14044 | 591 | 0.85041
41075 | 7.975 | 1 | 365 | 9.1169 | 0.27564 | 9 | 0.3925
38932 | 2.7 | 1 | 365 | 3.0866 | 0.18736 | 3 | 0.27395
31280 | 40.875 | 1 | 365 | 46.7275 | 0.6698 | 47 | 0.39729
51019 | 11.73 | 1 | 365 | 13.4095 | 0.88066 | 14 | 0.29016
50996 | 9.88 | 1 | 365 | 11.2946 | 0.64117 | 11 | 0.93578
36768 | 8.84 | 1 | 365 | 10.1057 | 0.25789 | 10 | 0.3636
51010 | 6.5 | 1 | 365 | 7.4307 | 0.8955 | 8 | 0.32617
50974 | 19.76 | 1 | 365 | 22.5892 | 0.28233 | 22 | 0.87157
51000 | 9.36 | 1 | 365 | 10.7002 | 0.44953 | 11 | 0.14969
50975 | 9.88 | 1 | 365 | 11.2946 | 0.64117 | 11 | 0.93578
33992 | 50.22 | 1 | 365 | 57.4105 | 0.084956 | 57 | 0.49546
51027 | 12.75 | 1 | 365 | 14.5755 | 0.2181 | 14 | 0.79365
43459 | 8 | 1 | 365 | 9.1454 | 0.33293 | 9 | 0.47837
51026 | 11.985 | 1 | 365 | 13.701 | 0.46502 | 14 | 0.16603
43552 | 3.75 | 1 | 365 | 4.2869 | 0.59356 | 4 | 0.88049
39458 | 8.06 | 1 | 365 | 9.214 | 0.47042 | 9 | 0.68446
40040 | 4.94 | 1 | 365 | 5.6473 | 0.32058 | 5 | 0.96789
44051 | 11.445 | 1 | 365 | 13.0837 | 0.22755 | 13 | 0.31124
40869 | 9.945 | 1 | 365 | 11.3689 | 0.79012 | 12 | 0.15905
43948 | 6.54 | 1 | 365 | 7.4764 | 0.98717 | 8 | 0.46357
41777 | 4.08 | 1 | 365 | 4.6642 | 0.34979 | 5 | 0.013968
44076 | 6 | 1 | 365 | 6.8591 | 0.7497 | 7 | 0.60878
37859 | 6.5 | 1 | 365 | 7.4307 | 0.8955 | 8 | 0.32617
44318 | 6.27 | 1 | 365 | 7.1677 | 0.36843 | 7 | 0.53617
39224 | 4.59 | 1 | 365 | 5.2472 | 0.51852 | 5 | 0.76571
44346 | 11.76 | 1 | 365 | 13.4438 | 0.9494 | 14 | 0.3932
44351 | 12 | 1 | 365 | 13.7182 | 0.49939 | 14 | 0.21755
40961 | 4.94 | 1 | 365 | 5.6473 | 0.32058 | 5 | 0.96789
44392 | 4.275 | 1 | 365 | 4.8871 | 0.79666 | 5 | 0.68375
41936 | 4.42 | 1 | 365 | 5.0529 | 0.12894 | 5 | 0.1818
44699 | 14.82 | 1 | 365 | 16.9419 | 0.96175 | 17 | 0.90368
38460 | 7.5 | 1 | 365 | 8.5739 | 0.18712 | 8 | 0.76097
43002 | 10.455 | 1 | 365 | 11.9519 | 0.95885 | 12 | 0.91079
44785 | 5.6 | 1 | 365 | 6.4018 | 0.83305 | 7 | 0.23486
35024 | 337.18 | 0.9 | 365 | 346.9117 | 0.41837 | 347 | 0.33006
40911 | 4.94 | 1 | 365 | 5.6473 | 0.32058 | 5 | 0.96789
44796 | 6.555 | 1 | 365 | 7.4935 | 0.021543 | 7 | 0.51509
45161 | 24.9 | 1 | 365 | 28.4652 | 0.061238 | 28 | 0.52642
38502 | 5.46 | 1 | 365 | 6.2418 | 0.51222 | 6 | 0.75399
38878 | 7.8 | 1 | 365 | 8.9168 | 0.8746 | 9 | 0.79141
44394 | 4.65 | 1 | 365 | 5.3158 | 0.65601 | 5 | 0.9718
39722 | 8.06 | 1 | 365 | 9.214 | 0.47042 | 9 | 0.68446
45185 | 6 | 1 | 365 | 6.8591 | 0.7497 | 7 | 0.60878
43498 | 4.5 | 1 | 365 | 5.1443 | 0.31227 | 5 | 0.45658
45510 | 6.51 | 1 | 365 | 7.4421 | 0.91842 | 8 | 0.36052
39500 | 9.945 | 1 | 365 | 11.3689 | 0.79012 | 12 | 0.15905
45206 | 8.37 | 1 | 365 | 9.5684 | 0.18083 | 9 | 0.74924
45506 | 5 | 1 | 365 | 5.7159 | 0.45808 | 6 | 0.17398
45634 | 8.4 | 1 | 365 | 9.6027 | 0.24957 | 9 | 0.85229
39649 | 7.395 | 1 | 365 | 8.4538 | 0.9465 | 9 | 0.40032
52872 | 3.9 | 1 | 365 | 4.4584 | 0.9373 | 5 | 0.3957
39986 | 8.58 | 1 | 365 | 9.8085 | 0.66207 | 10 | 0.47055
38268 | 12.22 | 1 | 365 | 13.9697 | 0.0035475 | 13 | 0.97321
37884 | 13.26 | 1 | 365 | 15.1586 | 0.38683 | 15 | 0.54539
39720 | 14.04 | 1 | 365 | 16.0502 | 0.17429 | 16 | 0.22454
42416 | 9.99 | 1 | 365 | 11.4204 | 0.89324 | 12 | 0.31361
39126 | 6.76 | 1 | 365 | 7.7279 | 0.49132 | 8 | 0.21922
39074 | 11.18 | 1 | 365 | 12.7808 | 0.62027 | 13 | 0.40102
41377 | 13.005 | 1 | 365 | 14.8671 | 0.80247 | 15 | 0.66952
40134 | 9.1 | 1 | 365 | 10.4029 | 0.85371 | 11 | 0.25664
41006 | 7.395 | 1 | 365 | 8.4538 | 0.9465 | 9 | 0.40032
39171 | 3 | 1 | 365 | 3.4295 | 0.87485 | 4 | 0.30439
39677 | 10.92 | 1 | 365 | 12.4835 | 0.024447 | 12 | 0.50797
40878 | 6.76 | 1 | 365 | 7.7279 | 0.49132 | 8 | 0.21922
39974 | 5.13 | 1 | 365 | 5.8645 | 0.75599 | 6 | 0.6205
41650 | 9.62 | 1 | 365 | 10.9974 | 0.045346 | 11 | 0.042738
39279 | 11.96 | 1 | 365 | 13.6724 | 0.40773 | 14 | 0.08016
50506 | 2.86 | 1 | 365 | 3.2695 | 0.55402 | 3 | 0.82352
43009 | 8.745 | 1 | 365 | 9.9971 | 0.040182 | 10 | 0.037291
43000 | 4.7 | 1 | 365 | 5.3729 | 0.7706 | 6 | 0.14354
41329 | 5.46 | 1 | 365 | 6.2418 | 0.51222 | 6 | 0.75399
37120 | 9.625 | 1 | 365 | 11.0031 | 0.056804 | 11 | 0.059912
33906 | 4.16 | 1 | 365 | 4.7556 | 0.53312 | 5 | 0.28875
38072 | 5.98 | 1 | 365 | 6.8362 | 0.70386 | 7 | 0.54008
40081 | 4.94 | 1 | 365 | 5.6473 | 0.32058 | 5 | 0.96789
42566 | 3.38 | 1 | 365 | 3.8639 | 0.74566 | 4 | 0.60961
38255 | 10.4 | 1 | 365 | 11.8891 | 0.83281 | 12 | 0.72188
38078 | 8.84 | 1 | 365 | 10.1057 | 0.25789 | 10 | 0.3636
41963 | 4.16 | 1 | 365 | 4.7556 | 0.53312 | 5 | 0.28875
44075 | 6.54 | 1 | 365 | 7.4764 | 0.98717 | 8 | 0.46357
42692 | 6.76 | 1 | 365 | 7.7279 | 0.49132 | 8 | 0.21922
42616 | 9.88 | 1 | 365 | 11.2946 | 0.64117 | 11 | 0.93578
35452 | 3.3 | 1 | 365 | 3.7725 | 0.56233 | 4 | 0.33483
35724 | 7.42 | 1 | 365 | 8.4824 | 0.0037907 | 8 | 0.48619
35845 | 4.95 | 1 | 365 | 5.6587 | 0.3435 | 6 | 0.0022402
36698 | 7.02 | 1 | 365 | 8.0251 | 0.087144 | 8 | 0.11227
40068 | 2.6 | 1 | 365 | 2.9723 | 0.9582 | 3 | 0.93047
45139 | 11.96 | 1 | 365 | 13.6724 | 0.40773 | 14 | 0.08016
45282 | 5.46 | 1 | 365 | 6.2418 | 0.51222 | 6 | 0.75399
45235 | 11.7 | 1 | 365 | 13.3752 | 0.81191 | 14 | 0.18711
45585 | 6.555 | 1 | 365 | 7.4935 | 0.021543 | 7 | 0.51509
46216 | 8.84 | 1 | 365 | 10.1057 | 0.25789 | 10 | 0.3636
22513 | 7.02 | 1 | 365 | 8.0251 | 0.087144 | 8 | 0.11227
49643 | 5.72 | 1 | 365 | 6.539 | 0.10804 | 6 | 0.64703
50890 | 12.22 | 1 | 365 | 13.9697 | 0.0035475 | 13 | 0.97321
52073 | 8.32 | 1 | 365 | 9.5113 | 0.066245 | 9 | 0.5775
38208 | 9.36 | 1 | 365 | 10.7002 | 0.44953 | 11 | 0.14969
42887 | 3.12 | 1 | 365 | 3.5667 | 0.14984 | 3 | 0.71656
41072 | 10 | 1 | 365 | 11.4318 | 0.91616 | 12 | 0.34796
36862 | 2.86 | 1 | 365 | 3.2695 | 0.55402 | 3 | 0.82352
45426 | 9.12 | 1 | 365 | 10.4258 | 0.89954 | 11 | 0.32534
40806 | 12.19 | 1 | 365 | 13.9354 | 0.9348 | 14 | 0.87016
38368 | 5.98 | 1 | 365 | 6.8362 | 0.70386 | 7 | 0.54008
41858 | 9.88 | 1 | 365 | 11.2946 | 0.64117 | 11 | 0.93578
41724 | 6.76 | 1 | 365 | 7.7279 | 0.49132 | 8 | 0.21922
45788 | 4.32 | 1 | 365 | 4.9385 | 0.89978 | 5 | 0.83832
42592 | 3.38 | 1 | 365 | 3.8639 | 0.74566 | 4 | 0.60961
45768 | 7.52 | 1 | 365 | 8.5967 | 0.23295 | 8 | 0.82967
40767 | 3.71 | 1 | 365 | 4.2412 | 0.5019 | 4 | 0.74309
40195 | 9.1 | 1 | 365 | 10.4029 | 0.85371 | 11 | 0.25664
45749 | 8.58 | 1 | 365 | 9.8085 | 0.66207 | 10 | 0.47055
45713 | 5.04 | 1 | 365 | 5.7616 | 0.54974 | 6 | 0.31137
45697 | 7.42 | 1 | 365 | 8.4824 | 0.0037907 | 8 | 0.48619
39314 | 7.02 | 1 | 365 | 8.0251 | 0.087144 | 8 | 0.11227
41941 | 5.355 | 1 | 365 | 6.1217 | 0.2716 | 6 | 0.39333
40876 | 4.77 | 1 | 365 | 5.453 | 0.93101 | 6 | 0.38398
42952 | 5.2 | 1 | 365 | 5.9445 | 0.9164 | 6 | 0.86094
37840 | 7.28 | 1 | 365 | 8.3224 | 0.68296 | 9 | 0.0053149
46801 | 5.4 | 1 | 365 | 6.1732 | 0.37473 | 6 | 0.5479
46802 | 8.64 | 1 | 365 | 9.8771 | 0.79956 | 10 | 0.67664
46803 | 6 | 1 | 365 | 6.8591 | 0.7497 | 7 | 0.60878
46804 | 17.385 | 1 | 365 | 19.8742 | 0.83974 | 20 | 0.71393
46805 | 9.8 | 1 | 365 | 11.2032 | 0.45784 | 11 | 0.661
46806 | 8.505 | 1 | 365 | 9.7227 | 0.49019 | 10 | 0.21294
46978 | 9.1 | 1 | 365 | 10.4029 | 0.85371 | 11 | 0.25664
46984 | 3.8 | 1 | 365 | 4.3441 | 0.70814 | 5 | 0.052225
38071 | 5.2 | 1 | 365 | 5.9445 | 0.9164 | 6 | 0.86094
46632 | 5.72 | 1 | 365 | 6.539 | 0.10804 | 6 | 0.64703
46829 | 6.9 | 1 | 365 | 7.8879 | 0.81215 | 8 | 0.70009
46792 | 7.56 | 1 | 365 | 8.6424 | 0.32462 | 8 | 0.96706
46518 | 8.06 | 1 | 365 | 9.214 | 0.47042 | 9 | 0.68446
30804 | 12.48 | 1 | 365 | 14.2669 | 0.59937 | 14 | 0.86625
46521 | 6.63 | 1 | 365 | 7.5793 | 0.19341 | 7 | 0.7727
30809 | 11.96 | 1 | 365 | 13.6724 | 0.40773 | 14 | 0.08016
30810 | 10.66 | 1 | 365 | 12.1863 | 0.42863 | 12 | 0.61493
22238 | 4.16 | 1 | 365 | 4.7556 | 0.53312 | 5 | 0.28875
30814 | 11.44 | 1 | 365 | 13.078 | 0.21609 | 13 | 0.29407
30825 | 17.16 | 1 | 365 | 19.617 | 0.32413 | 19 | 0.9411
46847 | 14.31 | 1 | 365 | 16.3589 | 0.79302 | 17 | 0.15193
30826 | 13 | 1 | 365 | 14.8613 | 0.79101 | 15 | 0.65235
30833 | 13 | 1 | 365 | 14.8613 | 0.79101 | 15 | 0.65235
30838 | 21.175 | 1 | 365 | 24.2068 | 0.52497 | 24 | 0.73181
30841 | 12.74 | 1 | 365 | 14.5641 | 0.19519 | 14 | 0.7593
22285 | 5.72 | 1 | 365 | 6.539 | 0.10804 | 6 | 0.64703
47182 | 4.48 | 1 | 365 | 5.1214 | 0.26644 | 5 | 0.38789
22561 | 12.24 | 1 | 365 | 13.9925 | 0.04938 | 14 | 0.041903
46859 | 3.71 | 1 | 365 | 4.2412 | 0.5019 | 4 | 0.74309
30843 | 11.44 | 1 | 365 | 13.078 | 0.21609 | 13 | 0.29407
30846 | 14.04 | 1 | 365 | 16.0502 | 0.17429 | 16 | 0.22454
27872 | 12.48 | 1 | 365 | 14.2669 | 0.59937 | 14 | 0.86625
30848 | 10.4 | 1 | 365 | 11.8891 | 0.83281 | 12 | 0.72188
46869 | 6.84 | 1 | 365 | 7.8194 | 0.67465 | 8 | 0.494
27876 | 7.65 | 1 | 365 | 8.7453 | 0.53086 | 9 | 0.27619
30850 | 10.66 | 1 | 365 | 12.1863 | 0.42863 | 12 | 0.61493
46876 | 3.78 | 1 | 365 | 4.3212 | 0.66231 | 4 | 0.98353
46875 | 4.86 | 1 | 365 | 5.5559 | 0.13725 | 5 | 0.69311
46882 | 5.3 | 1 | 365 | 6.0589 | 0.14556 | 6 | 0.20442
30853 | 11.7 | 1 | 365 | 13.3752 | 0.81191 | 14 | 0.18711
39625 | 6.24 | 1 | 365 | 7.1334 | 0.29968 | 7 | 0.43313
30854 | 12.48 | 1 | 365 | 14.2669 | 0.59937 | 14 | 0.86625
30855 | 13.78 | 1 | 365 | 15.753 | 0.57847 | 16 | 0.33149
46883 | 7.28 | 1 | 365 | 8.3224 | 0.68296 | 9 | 0.0053149
30865 | 17.42 | 1 | 365 | 19.9142 | 0.91995 | 20 | 0.83415
46893 | 4.5 | 1 | 365 | 5.1443 | 0.31227 | 5 | 0.45658
30870 | 12.24 | 1 | 365 | 13.9925 | 0.04938 | 14 | 0.041903
39338 | 9.69 | 1 | 365 | 11.0774 | 0.20576 | 11 | 0.28317
30867 | 15.39 | 1 | 365 | 17.5935 | 0.26797 | 17 | 0.86151
46848 | 7.245 | 1 | 365 | 8.2823 | 0.60276 | 8 | 0.8851
30871 | 10.725 | 1 | 365 | 12.2606 | 0.57758 | 12 | 0.83819
30874 | 13.26 | 1 | 365 | 15.1586 | 0.38683 | 15 | 0.54539
30876 | 10.14 | 1 | 365 | 11.5918 | 0.23699 | 11 | 0.82883
30883 | 10.4 | 1 | 365 | 11.8891 | 0.83281 | 12 | 0.72188
46217 | 9.2 | 1 | 365 | 10.5173 | 0.082867 | 10 | 0.60012
47216 | 3.3 | 1 | 365 | 3.7725 | 0.56233 | 4 | 0.33483
35831 | 5.94 | 1 | 365 | 6.7905 | 0.6122 | 7 | 0.40269
47217 | 8.8 | 1 | 365 | 10.06 | 0.16622 | 10 | 0.2262
43740 | 4.68 | 1 | 365 | 5.3501 | 0.72476 | 6 | 0.074845
47220 | 6.72 | 1 | 365 | 7.6822 | 0.39966 | 8 | 0.081829
46894 | 8.68 | 1 | 365 | 9.9228 | 0.89123 | 10 | 0.81403
38924 | 3.64 | 1 | 365 | 4.1612 | 0.34148 | 4 | 0.50266
44737 | 4.095 | 1 | 365 | 4.6813 | 0.38417 | 5 | 0.06549
43163 | 11.7 | 1 | 365 | 13.3752 | 0.81191 | 14 | 0.18711
42808 | 6.6 | 1 | 365 | 7.545 | 0.12467 | 7 | 0.66965
44208 | 5.98 | 1 | 365 | 6.8362 | 0.70386 | 7 | 0.54008
43952 | 4.905 | 1 | 365 | 5.6073 | 0.24038 | 5 | 0.84767
42977 | 5.035 | 1 | 365 | 5.7559 | 0.53829 | 6 | 0.2942
44224 | 7.8 | 1 | 365 | 8.9168 | 0.8746 | 9 | 0.79141
44100 | 5.2 | 1 | 365 | 5.9445 | 0.9164 | 6 | 0.86094
44227 | 9.88 | 1 | 365 | 11.2946 | 0.64117 | 11 | 0.93578
44087 | 12.48 | 1 | 365 | 14.2669 | 0.59937 | 14 | 0.86625
44257 | 6.5 | 1 | 365 | 7.4307 | 0.8955 | 8 | 0.32617
43272 | 8.84 | 1 | 365 | 10.1057 | 0.25789 | 10 | 0.3636
22133 | 4.94 | 1 | 365 | 5.6473 | 0.32058 | 5 | 0.96789
44357 | 5.67 | 1 | 365 | 6.4818 | 0.99346 | 7 | 0.47529
43264 | 7.28 | 1 | 365 | 8.3224 | 0.68296 | 9 | 0.0053149
44360 | 7.848 | 1 | 365 | 8.9717 | 0.9846 | 9 | 0.95628
43180 | 7.02 | 1 | 365 | 8.0251 | 0.087144 | 8 | 0.11227
23971 | 5.98 | 1 | 365 | 6.8362 | 0.70386 | 7 | 0.54008
43712 | 4.68 | 1 | 365 | 5.3501 | 0.72476 | 6 | 0.074845
28244 | 4.94 | 1 | 365 | 5.6473 | 0.32058 | 5 | 0.96789
21566 | 6.76 | 1 | 365 | 7.7279 | 0.49132 | 8 | 0.21922
29138 | 19.38 | 1 | 365 | 22.1548 | 0.41152 | 22 | 0.56635
25322 | 7.28 | 1 | 365 | 8.3224 | 0.68296 | 9 | 0.0053149
32333 | 7.54 | 1 | 365 | 8.6196 | 0.27878 | 8 | 0.89836
41746 | 7.28 | 1 | 365 | 8.3224 | 0.68296 | 9 | 0.0053149
41635 | 12.74 | 1 | 365 | 14.5641 | 0.19519 | 14 | 0.7593
41620 | 8.58 | 1 | 365 | 9.8085 | 0.66207 | 10 | 0.47055
32107 | 8.84 | 1 | 365 | 10.1057 | 0.25789 | 10 | 0.3636
38241 | 5.98 | 1 | 365 | 6.8362 | 0.70386 | 7 | 0.54008
19825 | 3.38 | 1 | 365 | 3.8639 | 0.74566 | 4 | 0.60961
19518 | 4.42 | 1 | 365 | 5.0529 | 0.12894 | 5 | 0.1818
43724 | 9.36 | 1 | 365 | 10.7002 | 0.44953 | 11 | 0.14969
44079 | 8.58 | 1 | 365 | 9.8085 | 0.66207 | 10 | 0.47055
36974 | 127.53 | 0.9 | 365 | 131.2108 | 0.02481 | 131 | 0.23558
44071 | 3.9 | 1 | 365 | 4.4584 | 0.9373 | 5 | 0.3957
44261 | 9.1 | 1 | 365 | 10.4029 | 0.85371 | 11 | 0.25664
22564 | 4.5 | 1 | 365 | 5.1443 | 0.31227 | 5 | 0.45658
43489 | 5.04 | 1 | 365 | 5.7616 | 0.54974 | 6 | 0.31137
24424 | 15.55 | 1 | 365 | 17.7764 | 0.63463 | 18 | 0.41108
45645 | 4.16 | 1 | 365 | 4.7556 | 0.53312 | 5 | 0.28875
45474 | 7.28 | 1 | 365 | 8.3224 | 0.68296 | 9 | 0.0053149
45461 | 5.98 | 1 | 365 | 6.8362 | 0.70386 | 7 | 0.54008
45513 | 13.78 | 1 | 365 | 15.753 | 0.57847 | 16 | 0.33149
43103 | 5.28 | 1 | 365 | 6.036 | 0.099732 | 6 | 0.13572
43187 | 9.54 | 1 | 365 | 10.9059 | 0.86202 | 11 | 0.76795
43456 | 11.66 | 1 | 365 | 13.3295 | 0.72024 | 14 | 0.049721
45984 | 9.54 | 1 | 365 | 10.9059 | 0.86202 | 11 | 0.76795
45806 | 8.48 | 1 | 365 | 9.6942 | 0.4329 | 10 | 0.12707
45797 | 5.3 | 1 | 365 | 6.0589 | 0.14556 | 6 | 0.20442
41869 | 9.35 | 1 | 365 | 10.6887 | 0.42661 | 11 | 0.11534
31864 | 4.68 | 1 | 365 | 5.3501 | 0.72476 | 6 | 0.074845
41848 | 10.5 | 1 | 365 | 12.0034 | 0.061968 | 12 | 0.065358
41669 | 5.775 | 1 | 365 | 6.6019 | 0.23408 | 6 | 0.83595
27361 | 8.75 | 1 | 365 | 10.0028 | 0.05164 | 10 | 0.054465
41437 | 7.65 | 1 | 365 | 8.7453 | 0.53086 | 9 | 0.27619
51367 | 3.71 | 1 | 365 | 4.2412 | 0.5019 | 4 | 0.74309
41409 | 5.865 | 1 | 365 | 6.7048 | 0.44033 | 7 | 0.14508
43929 | 9.25 | 1 | 365 | 10.5744 | 0.19745 | 10 | 0.77186
42793 | 6.36 | 1 | 365 | 7.2706 | 0.57468 | 7 | 0.8453
43924 | 4.75 | 1 | 365 | 5.4301 | 0.88518 | 6 | 0.31528
43910 | 10 | 1 | 365 | 11.4318 | 0.91616 | 12 | 0.34796
43904 | 11.985 | 1 | 365 | 13.701 | 0.46502 | 14 | 0.16603
43901 | 8.75 | 1 | 365 | 10.0028 | 0.05164 | 10 | 0.054465
32146 | 5.2 | 1 | 365 | 5.9445 | 0.9164 | 6 | 0.86094
29920 | 6.5 | 1 | 365 | 7.4307 | 0.8955 | 8 | 0.32617
43897 | 6.75 | 1 | 365 | 7.7165 | 0.46841 | 8 | 0.18487
16930 | 10.455 | 1 | 365 | 11.9519 | 0.95885 | 12 | 0.91079
20722 | 3.64 | 1 | 365 | 4.1612 | 0.34148 | 4 | 0.50266
16720 | 5.2 | 1 | 365 | 5.9445 | 0.9164 | 6 | 0.86094
43880 | 5.5 | 1 | 365 | 6.2875 | 0.60389 | 6 | 0.89138
43881 | 11.7 | 1 | 365 | 13.3752 | 0.81191 | 14 | 0.18711
43873 | 9.5 | 1 | 365 | 10.8602 | 0.77035 | 11 | 0.63056
42523 | 9.9 | 1 | 365 | 11.3175 | 0.687 | 12 | 0.0044804
42242 | 5.61 | 1 | 365 | 6.4132 | 0.85597 | 7 | 0.26921
42236 | 12.22 | 1 | 365 | 13.9697 | 0.0035475 | 13 | 0.97321
42233 | 6.6 | 1 | 365 | 7.545 | 0.12467 | 7 | 0.66965
42195 | 9.9 | 1 | 365 | 11.3175 | 0.687 | 12 | 0.0044804
41976 | 9.25 | 1 | 365 | 10.5744 | 0.19745 | 10 | 0.77186
42740 | 14.85 | 1 | 365 | 16.9762 | 0.030498 | 17 | 0.0067206
44902 | 10.25 | 1 | 365 | 11.7176 | 0.48906 | 12 | 0.20666
43178 | 8.525 | 1 | 365 | 9.7456 | 0.53603 | 10 | 0.28164
42619 | 9.54 | 1 | 365 | 10.9059 | 0.86202 | 11 | 0.76795
43541 | 5.5 | 1 | 365 | 6.2875 | 0.60389 | 6 | 0.89138
44903 | 14.04 | 1 | 365 | 16.0502 | 0.17429 | 16 | 0.22454
44800 | 7.395 | 1 | 365 | 8.4538 | 0.9465 | 9 | 0.40032
44890 | 9.18 | 1 | 365 | 10.4944 | 0.037035 | 10 | 0.53143
42436 | 3.85 | 1 | 365 | 4.4012 | 0.82272 | 5 | 0.22396
44974 | 7 | 1 | 365 | 8.0023 | 0.041312 | 8 | 0.043572
42768 | 11.55 | 1 | 365 | 13.2037 | 0.46816 | 13 | 0.67189
45689 | 6.36 | 1 | 365 | 7.2706 | 0.57468 | 7 | 0.8453
45670 | 8.84 | 1 | 365 | 10.1057 | 0.25789 | 10 | 0.3636
45337 | 9.54 | 1 | 365 | 10.9059 | 0.86202 | 11 | 0.76795
20951 | 12.22 | 1 | 365 | 13.9697 | 0.0035475 | 13 | 0.97321
18387 | 13 | 1 | 365 | 14.8613 | 0.79101 | 15 | 0.65235
27625 | 6.5 | 1 | 365 | 7.4307 | 0.8955 | 8 | 0.32617
36367 | 8.67 | 1 | 365 | 9.9114 | 0.86831 | 10 | 0.77968
31521 | 6.5 | 1 | 365 | 7.4307 | 0.8955 | 8 | 0.32617
31444 | 5.98 | 1 | 365 | 6.8362 | 0.70386 | 7 | 0.54008
18630 | 5.2 | 1 | 365 | 5.9445 | 0.9164 | 6 | 0.86094
42920 | 11.66 | 1 | 365 | 13.3295 | 0.72024 | 14 | 0.049721
31451 | 7.02 | 1 | 365 | 8.0251 | 0.087144 | 8 | 0.11227
40831 | 4.77 | 1 | 365 | 5.453 | 0.93101 | 6 | 0.38398
31513 | 6.76 | 1 | 365 | 7.7279 | 0.49132 | 8 | 0.21922
31464 | 13.78 | 1 | 365 | 15.753 | 0.57847 | 16 | 0.33149
30225 | 9.36 | 1 | 365 | 10.7002 | 0.44953 | 11 | 0.14969
27944 | 9.62 | 1 | 365 | 10.9974 | 0.045346 | 11 | 0.042738
32129 | 4.68 | 1 | 365 | 5.3501 | 0.72476 | 6 | 0.074845
32422 | 6.76 | 1 | 365 | 7.7279 | 0.49132 | 8 | 0.21922
30785 | 10.14 | 1 | 365 | 11.5918 | 0.23699 | 11 | 0.82883
30797 | 12.74 | 1 | 365 | 14.5641 | 0.19519 | 14 | 0.7593
30806 | 15.6 | 1 | 365 | 17.8336 | 0.74921 | 18 | 0.58282
30882 | 13.26 | 1 | 365 | 15.1586 | 0.38683 | 15 | 0.54539
30885 | 11.7 | 1 | 365 | 13.3752 | 0.81191 | 14 | 0.18711
30887 | 10.92 | 1 | 365 | 12.4835 | 0.024447 | 12 | 0.50797
30886 | 13.26 | 1 | 365 | 15.1586 | 0.38683 | 15 | 0.54539
30889 | 12.48 | 1 | 365 | 14.2669 | 0.59937 | 14 | 0.86625
30901 | 13.26 | 1 | 365 | 15.1586 | 0.38683 | 15 | 0.54539
30902 | 10.66 | 1 | 365 | 12.1863 | 0.42863 | 12 | 0.61493
30903 | 10.4 | 1 | 365 | 11.8891 | 0.83281 | 12 | 0.72188
32198 | 7.54 | 1 | 365 | 8.6196 | 0.27878 | 8 | 0.89836
30905 | 10.92 | 1 | 365 | 12.4835 | 0.024447 | 12 | 0.50797
30907 | 10.2 | 1 | 365 | 11.6604 | 0.37448 | 12 | 0.034919
24719 | 4.59 | 1 | 365 | 5.2472 | 0.51852 | 5 | 0.76571
30908 | 14.04 | 1 | 365 | 16.0502 | 0.17429 | 16 | 0.22454
32197 | 5.72 | 1 | 365 | 6.539 | 0.10804 | 6 | 0.64703
30915 | 10.71 | 1 | 365 | 12.2435 | 0.54321 | 12 | 0.78667
26981 | 7.28 | 1 | 365 | 8.3224 | 0.68296 | 9 | 0.0053149
30916 | 11.7 | 1 | 365 | 13.3752 | 0.81191 | 14 | 0.18711
30918 | 10.66 | 1 | 365 | 12.1863 | 0.42863 | 12 | 0.61493
30919 | 10.26 | 1 | 365 | 11.729 | 0.51198 | 12 | 0.24101
30229 | 4.68 | 1 | 365 | 5.3501 | 0.72476 | 6 | 0.074845
32191 | 4.16 | 1 | 365 | 4.7556 | 0.53312 | 5 | 0.28875
30803 | 10.14 | 1 | 365 | 11.5918 | 0.23699 | 11 | 0.82883
32169 | 5.98 | 1 | 365 | 6.8362 | 0.70386 | 7 | 0.54008
31626 | 14.56 | 1 | 365 | 16.6447 | 0.36593 | 17 | 0.01063
32249 | 11.18 | 1 | 365 | 12.7808 | 0.62027 | 13 | 0.40102
31653 | 12.74 | 1 | 365 | 14.5641 | 0.19519 | 14 | 0.7593
26932 | 5.75 | 1 | 365 | 6.5733 | 0.17679 | 6 | 0.75008
32142 | 8.84 | 1 | 365 | 10.1057 | 0.25789 | 10 | 0.3636
31716 | 12.48 | 1 | 365 | 14.2669 | 0.59937 | 14 | 0.86625
32271 | 5.2 | 1 | 365 | 5.9445 | 0.9164 | 6 | 0.86094
32203 | 8.32 | 1 | 365 | 9.5113 | 0.066245 | 9 | 0.5775
31629 | 12.48 | 1 | 365 | 14.2669 | 0.59937 | 14 | 0.86625
46706 | 4.68 | 1 | 365 | 5.3501 | 0.72476 | 6 | 0.074845
32732 | 15.675 | 1 | 365 | 17.9193 | 0.92108 | 18 | 0.84043
32735 | 13.26 | 1 | 365 | 15.1586 | 0.38683 | 15 | 0.54539
32215 | 13 | 1 | 365 | 14.8613 | 0.79101 | 15 | 0.65235
32759 | 11.44 | 1 | 365 | 13.078 | 0.21609 | 13 | 0.29407
27171 | 7.8 | 1 | 365 | 8.9168 | 0.8746 | 9 | 0.79141
31000 | 10.4 | 1 | 365 | 11.8891 | 0.83281 | 12 | 0.72188
31941 | 4.42 | 1 | 365 | 5.0529 | 0.12894 | 5 | 0.1818
32155 | 4.68 | 1 | 365 | 5.3501 | 0.72476 | 6 | 0.074845
27269 | 4.42 | 1 | 365 | 5.0529 | 0.12894 | 5 | 0.1818
32136 | 4.16 | 1 | 365 | 4.7556 | 0.53312 | 5 | 0.28875
47726 | 4.94 | 1 | 365 | 5.6473 | 0.32058 | 5 | 0.96789
47344 | 8.06 | 1 | 365 | 9.214 | 0.47042 | 9 | 0.68446
47733 | 4.16 | 1 | 365 | 4.7556 | 0.53312 | 5 | 0.28875
32246 | 6.5 | 1 | 365 | 7.4307 | 0.8955 | 8 | 0.32617
32130 | 9.36 | 1 | 365 | 10.7002 | 0.44953 | 11 | 0.14969
47393 | 5.2 | 1 | 365 | 5.9445 | 0.9164 | 6 | 0.86094
32153 | 11.18 | 1 | 365 | 12.7808 | 0.62027 | 13 | 0.40102
31770 | 8.58 | 1 | 365 | 9.8085 | 0.66207 | 10 | 0.47055
32173 | 11.18 | 1 | 365 | 12.7808 | 0.62027 | 13 | 0.40102
30995 | 3.9 | 1 | 365 | 4.4584 | 0.9373 | 5 | 0.3957
32219 | 5.72 | 1 | 365 | 6.539 | 0.10804 | 6 | 0.64703
32372 | 9.88 | 1 | 365 | 11.2946 | 0.64117 | 11 | 0.93578
32564 | 9.62 | 1 | 365 | 10.9974 | 0.045346 | 11 | 0.042738
32400 | 13 | 1 | 365 | 14.8613 | 0.79101 | 15 | 0.65235
25653 | 12.22 | 1 | 365 | 13.9697 | 0.0035475 | 13 | 0.97321
32332 | 4.42 | 1 | 365 | 5.0529 | 0.12894 | 5 | 0.1818
47786 | 7.28 | 1 | 365 | 8.3224 | 0.68296 | 9 | 0.0053149
30832 | 7.28 | 1 | 365 | 8.3224 | 0.68296 | 9 | 0.0053149
47448 | 10.4 | 1 | 365 | 11.8891 | 0.83281 | 12 | 0.72188
32500 | 6.24 | 1 | 365 | 7.1334 | 0.29968 | 7 | 0.43313
31684 | 8.58 | 1 | 365 | 9.8085 | 0.66207 | 10 | 0.47055
32566 | 6.5 | 1 | 365 | 7.4307 | 0.8955 | 8 | 0.32617
47422 | 4.68 | 1 | 365 | 5.3501 | 0.72476 | 6 | 0.074845
32411 | 7.54 | 1 | 365 | 8.6196 | 0.27878 | 8 | 0.89836
32828 | 11.44 | 1 | 365 | 13.078 | 0.21609 | 13 | 0.29407
44594 | 7.28 | 1 | 365 | 8.3224 | 0.68296 | 9 | 0.0053149
32490 | 5.72 | 1 | 365 | 6.539 | 0.10804 | 6 | 0.64703
31686 | 9.88 | 1 | 365 | 11.2946 | 0.64117 | 11 | 0.93578
24258 | 13.26 | 1 | 365 | 15.1586 | 0.38683 | 15 | 0.54539
32658 | 6.24 | 1 | 365 | 7.1334 | 0.29968 | 7 | 0.43313
32652 | 4.94 | 1 | 365 | 5.6473 | 0.32058 | 5 | 0.96789
32424 | 5.98 | 1 | 365 | 6.8362 | 0.70386 | 7 | 0.54008
32518 | 8.06 | 1 | 365 | 9.214 | 0.47042 | 9 | 0.68446
24243 | 7.54 | 1 | 365 | 8.6196 | 0.27878 | 8 | 0.89836
33252 | 8.06 | 1 | 365 | 9.214 | 0.47042 | 9 | 0.68446
48013 | 7.54 | 1 | 365 | 8.6196 | 0.27878 | 8 | 0.89836
32713 | 11.18 | 1 | 365 | 12.7808 | 0.62027 | 13 | 0.40102
33129 | 8.84 | 1 | 365 | 10.1057 | 0.25789 | 10 | 0.3636
32811 | 5.72 | 1 | 365 | 6.539 | 0.10804 | 6 | 0.64703
31884 | 8.58 | 1 | 365 | 9.8085 | 0.66207 | 10 | 0.47055
32719 | 7.28 | 1 | 365 | 8.3224 | 0.68296 | 9 | 0.0053149
29627 | 4.94 | 1 | 365 | 5.6473 | 0.32058 | 5 | 0.96789
32086 | 13.26 | 1 | 365 | 15.1586 | 0.38683 | 15 | 0.54539
47391 | 8.32 | 1 | 365 | 9.5113 | 0.066245 | 9 | 0.5775
32918 | 7.8 | 1 | 365 | 8.9168 | 0.8746 | 9 | 0.79141
33088 | 9.1 | 1 | 365 | 10.4029 | 0.85371 | 11 | 0.25664
32656 | 7.28 | 1 | 365 | 8.3224 | 0.68296 | 9 | 0.0053149
32325 | 4.42 | 1 | 365 | 5.0529 | 0.12894 | 5 | 0.1818
47958 | 4.94 | 1 | 365 | 5.6473 | 0.32058 | 5 | 0.96789
32756 | 12.74 | 1 | 365 | 14.5641 | 0.19519 | 14 | 0.7593
47348 | 11.44 | 1 | 365 | 13.078 | 0.21609 | 13 | 0.29407
37097 | 9.88 | 1 | 365 | 11.2946 | 0.64117 | 11 | 0.93578
36514 | 7.54 | 1 | 365 | 8.6196 | 0.27878 | 8 | 0.89836
37738 | 6.5 | 1 | 365 | 7.4307 | 0.8955 | 8 | 0.32617
37085 | 11.18 | 1 | 365 | 12.7808 | 0.62027 | 13 | 0.40102
36688 | 4.19 | 1 | 365 | 4.7899 | 0.60187 | 5 | 0.3918
37413 | 5.72 | 1 | 365 | 6.539 | 0.10804 | 6 | 0.64703
35584 | 8.32 | 1 | 365 | 9.5113 | 0.066245 | 9 | 0.5775
37018 | 5.72 | 1 | 365 | 6.539 | 0.10804 | 6 | 0.64703
23314 | 9.36 | 1 | 365 | 10.7002 | 0.44953 | 11 | 0.14969
32072 | 7.28 | 1 | 365 | 8.3224 | 0.68296 | 9 | 0.0053149
34402 | 4.68 | 1 | 365 | 5.3501 | 0.72476 | 6 | 0.074845
47989 | 5.2 | 1 | 365 | 5.9445 | 0.9164 | 6 | 0.86094
34278 | 5.72 | 1 | 365 | 6.539 | 0.10804 | 6 | 0.64703
48344 | 4.94 | 1 | 365 | 5.6473 | 0.32058 | 5 | 0.96789
34100 | 8.58 | 1 | 365 | 9.8085 | 0.66207 | 10 | 0.47055
32335 | 8.58 | 1 | 365 | 9.8085 | 0.66207 | 10 | 0.47055
47738 | 7.905 | 1 | 365 | 9.0368 | 0.11522 | 9 | 0.15206
48341 | 5.2 | 1 | 365 | 5.9445 | 0.9164 | 6 | 0.86094
32338 | 4.68 | 1 | 365 | 5.3501 | 0.72476 | 6 | 0.074845
34289 | 4.68 | 1 | 365 | 5.3501 | 0.72476 | 6 | 0.074845
34319 | 12.22 | 1 | 365 | 13.9697 | 0.0035475 | 13 | 0.97321
42906 | 6.24 | 1 | 365 | 7.1334 | 0.29968 | 7 | 0.43313
33744 | 7.28 | 1 | 365 | 8.3224 | 0.68296 | 9 | 0.0053149
32449 | 5.46 | 1 | 365 | 6.2418 | 0.51222 | 6 | 0.75399
31398 | 13 | 1 | 365 | 14.8613 | 0.79101 | 15 | 0.65235
33295 | 4.42 | 1 | 365 | 5.0529 | 0.12894 | 5 | 0.1818
32716 | 7.8 | 1 | 365 | 8.9168 | 0.8746 | 9 | 0.79141
33543 | 8.06 | 1 | 365 | 9.214 | 0.47042 | 9 | 0.68446
34188 | 5.98 | 1 | 365 | 6.8362 | 0.70386 | 7 | 0.54008
48343 | 5.865 | 1 | 365 | 6.7048 | 0.44033 | 7 | 0.14508
33510 | 8.58 | 1 | 365 | 9.8085 | 0.66207 | 10 | 0.47055
34123 | 7.02 | 1 | 365 | 8.0251 | 0.087144 | 8 | 0.11227
34082 | 7.02 | 1 | 365 | 8.0251 | 0.087144 | 8 | 0.11227
33564 | 2.86 | 1 | 365 | 3.2695 | 0.55402 | 3 | 0.82352
32295 | 7.28 | 1 | 365 | 8.3224 | 0.68296 | 9 | 0.0053149
32709 | 4.94 | 1 | 365 | 5.6473 | 0.32058 | 5 | 0.96789
33311 | 5.2 | 1 | 365 | 5.9445 | 0.9164 | 6 | 0.86094
32675 | 8.84 | 1 | 365 | 10.1057 | 0.25789 | 10 | 0.3636
32343 | 7.54 | 1 | 365 | 8.6196 | 0.27878 | 8 | 0.89836
34310 | 10.14 | 1 | 365 | 11.5918 | 0.23699 | 11 | 0.82883
33607 | 4.68 | 1 | 365 | 5.3501 | 0.72476 | 6 | 0.074845
33778 | 5.72 | 1 | 365 | 6.539 | 0.10804 | 6 | 0.64703
37109 | 5.72 | 1 | 365 | 6.539 | 0.10804 | 6 | 0.64703
32812 | 8.58 | 1 | 365 | 9.8085 | 0.66207 | 10 | 0.47055
32947 | 10.4 | 1 | 365 | 11.8891 | 0.83281 | 12 | 0.72188
37293 | 6.405 | 1 | 365 | 7.3221 | 0.6778 | 7 | 0.99987
48361 | 4.42 | 1 | 365 | 5.0529 | 0.12894 | 5 | 0.1818
33227 | 4.94 | 1 | 365 | 5.6473 | 0.32058 | 5 | 0.96789
32950 | 4.16 | 1 | 365 | 4.7556 | 0.53312 | 5 | 0.28875
33317 | 8.58 | 1 | 365 | 9.8085 | 0.66207 | 10 | 0.47055
34277 | 3.12 | 1 | 365 | 3.5667 | 0.14984 | 3 | 0.71656
33491 | 9.88 | 1 | 365 | 11.2946 | 0.64117 | 11 | 0.93578
35850 | 7.54 | 1 | 365 | 8.6196 | 0.27878 | 8 | 0.89836
35618 | 8.32 | 1 | 365 | 9.5113 | 0.066245 | 9 | 0.5775
34077 | 6.76 | 1 | 365 | 7.7279 | 0.49132 | 8 | 0.21922
36976 | 4.16 | 1 | 365 | 4.7556 | 0.53312 | 5 | 0.28875
36926 | 7.28 | 1 | 365 | 8.3224 | 0.68296 | 9 | 0.0053149
34444 | 4.94 | 1 | 365 | 5.6473 | 0.32058 | 5 | 0.96789
33528 | 7.02 | 1 | 365 | 8.0251 | 0.087144 | 8 | 0.11227
37118 | 10.14 | 1 | 365 | 11.5918 | 0.23699 | 11 | 0.82883
34405 | 3.38 | 1 | 365 | 3.8639 | 0.74566 | 4 | 0.60961
34221 | 7.28 | 1 | 365 | 8.3224 | 0.68296 | 9 | 0.0053149
34395 | 5.46 | 1 | 365 | 6.2418 | 0.51222 | 6 | 0.75399
38360 | 4.42 | 1 | 365 | 5.0529 | 0.12894 | 5 | 0.1818
35882 | 5.98 | 1 | 365 | 6.8362 | 0.70386 | 7 | 0.54008
36931 | 6.5 | 1 | 365 | 7.4307 | 0.8955 | 8 | 0.32617
34426 | 2.6 | 1 | 365 | 2.9723 | 0.9582 | 3 | 0.93047
33493 | 7.28 | 1 | 365 | 8.3224 | 0.68296 | 9 | 0.0053149
32610 | 7.28 | 1 | 365 | 8.3224 | 0.68296 | 9 | 0.0053149
48366 | 3.64 | 1 | 365 | 4.1612 | 0.34148 | 4 | 0.50266
35980 | 7.8 | 1 | 365 | 8.9168 | 0.8746 | 9 | 0.79141
37106 | 3.38 | 1 | 365 | 3.8639 | 0.74566 | 4 | 0.60961
32640 | 5.98 | 1 | 365 | 6.8362 | 0.70386 | 7 | 0.54008
38809 | 6.76 | 1 | 365 | 7.7279 | 0.49132 | 8 | 0.21922
37753 | 5.98 | 1 | 365 | 6.8362 | 0.70386 | 7 | 0.54008
34388 | 4.42 | 1 | 365 | 5.0529 | 0.12894 | 5 | 0.1818
37733 | 6.76 | 1 | 365 | 7.7279 | 0.49132 | 8 | 0.21922
40967 | 9.36 | 1 | 365 | 10.7002 | 0.44953 | 11 | 0.14969
33653 | 8.32 | 1 | 365 | 9.5113 | 0.066245 | 9 | 0.5775
32991 | 10.2 | 1 | 365 | 11.6604 | 0.37448 | 12 | 0.034919
33075 | 16.575 | 1 | 365 | 18.9482 | 0.98354 | 19 | 0.93174
33078 | 14.79 | 1 | 365 | 16.9076 | 0.893 | 17 | 0.80063
33081 | 10.5 | 1 | 365 | 12.0034 | 0.061968 | 12 | 0.065358
33080 | 11.44 | 1 | 365 | 13.078 | 0.21609 | 13 | 0.29407
42674 | 7.42 | 1 | 365 | 8.4824 | 0.0037907 | 8 | 0.48619
33875 | 10.2 | 1 | 365 | 11.6604 | 0.37448 | 12 | 0.034919
43061 | 8.25 | 1 | 365 | 9.4312 | 0.90583 | 10 | 0.33707
34434 | 13 | 1 | 365 | 14.8613 | 0.79101 | 15 | 0.65235
45903 | 6 | 1 | 365 | 6.8591 | 0.7497 | 7 | 0.60878
36734 | 7.28 | 1 | 365 | 8.3224 | 0.68296 | 9 | 0.0053149
45323 | 5.7 | 1 | 365 | 6.5161 | 0.062211 | 6 | 0.57834
35949 | 5.2 | 1 | 365 | 5.9445 | 0.9164 | 6 | 0.86094
43778 | 11.925 | 1 | 365 | 13.6324 | 0.32752 | 13 | 0.95994
35953 | 10.92 | 1 | 365 | 12.4835 | 0.024447 | 12 | 0.50797
44721 | 9 | 1 | 365 | 10.2886 | 0.62454 | 10 | 0.91316
44391 | 6.5 | 1 | 365 | 7.4307 | 0.8955 | 8 | 0.32617
36854 | 15.86 | 1 | 365 | 18.1308 | 0.34503 | 18 | 0.47586
44908 | 7.905 | 1 | 365 | 9.0368 | 0.11522 | 9 | 0.15206
36888 | 10.4 | 1 | 365 | 11.8891 | 0.83281 | 12 | 0.72188
42783 | 5.225 | 1 | 365 | 5.9731 | 0.97369 | 6 | 0.94681
42770 | 5.225 | 1 | 365 | 5.9731 | 0.97369 | 6 | 0.94681
41811 | 5.25 | 1 | 365 | 6.0017 | 0.030984 | 6 | 0.032679
46405 | 2.04 | 1 | 365 | 2.3321 | 0.6749 | 3 | 0.0069838
43353 | 9.8 | 1 | 365 | 11.2032 | 0.45784 | 11 | 0.661
46456 | 9.36 | 1 | 365 | 10.7002 | 0.44953 | 11 | 0.14969
43370 | 3.6 | 1 | 365 | 4.1154 | 0.24982 | 4 | 0.36527
45020 | 10.455 | 1 | 365 | 11.9519 | 0.95885 | 12 | 0.91079
42613 | 4.505 | 1 | 365 | 5.15 | 0.32373 | 5 | 0.47376
44836 | 5.75 | 1 | 365 | 6.5733 | 0.17679 | 6 | 0.75008
43821 | 3.06 | 1 | 365 | 3.4981 | 0.012345 | 3 | 0.51048
44468 | 11.39 | 1 | 365 | 13.0208 | 0.10151 | 13 | 0.12233
44680 | 5.72 | 1 | 365 | 6.539 | 0.10804 | 6 | 0.64703
44839 | 2.188 | 1 | 365 | 2.5013 | 0.014056 | 2 | 0.51533
45795 | 14.7 | 1 | 365 | 16.8047 | 0.68676 | 17 | 0.4915
44757 | 14.04 | 1 | 365 | 16.0502 | 0.17429 | 16 | 0.22454
44898 | 5.1 | 1 | 365 | 5.8302 | 0.68724 | 6 | 0.51746
44858 | 9.88 | 1 | 365 | 11.2946 | 0.64117 | 11 | 0.93578
47255 | 5.565 | 1 | 365 | 6.3618 | 0.75284 | 7 | 0.11464
47346 | 5.2 | 1 | 365 | 5.9445 | 0.9164 | 6 | 0.86094
45033 | 6 | 1 | 365 | 6.8591 | 0.7497 | 7 | 0.60878
39347 | 7.28 | 1 | 365 | 8.3224 | 0.68296 | 9 | 0.0053149
44732 | 4.42 | 1 | 365 | 5.0529 | 0.12894 | 5 | 0.1818
45131 | 4.16 | 1 | 365 | 4.7556 | 0.53312 | 5 | 0.28875
45127 | 4.77 | 1 | 365 | 5.453 | 0.93101 | 6 | 0.38398
45228 | 5.1 | 1 | 365 | 5.8302 | 0.68724 | 6 | 0.51746
43174 | 7.28 | 1 | 365 | 8.3224 | 0.68296 | 9 | 0.0053149
45223 | 6.76 | 1 | 365 | 7.7279 | 0.49132 | 8 | 0.21922
45186 | 10.4 | 1 | 365 | 11.8891 | 0.83281 | 12 | 0.72188
39148 | 3.315 | 1 | 365 | 3.7896 | 0.59671 | 4 | 0.38635
45152 | 15.6 | 1 | 365 | 17.8336 | 0.74921 | 18 | 0.58282
32433 | 13 | 1 | 365 | 14.8613 | 0.79101 | 15 | 0.65235
45501 | 3.57 | 1 | 365 | 4.0812 | 0.18107 | 4 | 0.26222
46158 | 10.66 | 1 | 365 | 12.1863 | 0.42863 | 12 | 0.61493
48016 | 6.48 | 1 | 365 | 7.4078 | 0.84967 | 8 | 0.25748
45310 | 2.6 | 1 | 365 | 2.9723 | 0.9582 | 3 | 0.93047
40874 | 15.9 | 1 | 365 | 18.1766 | 0.43669 | 18 | 0.61326
39062 | 3.8 | 1 | 365 | 4.3441 | 0.70814 | 5 | 0.052225
42649 | 3.85 | 1 | 365 | 4.4012 | 0.82272 | 5 | 0.22396
42554 | 3.85 | 1 | 365 | 4.4012 | 0.82272 | 5 | 0.22396
44906 | 8.925 | 1 | 365 | 10.2029 | 0.45267 | 10 | 0.65555
42553 | 17.6 | 1 | 365 | 20.12 | 0.33244 | 20 | 0.45241
42637 | 7.425 | 1 | 365 | 8.4881 | 0.015249 | 8 | 0.50336
32267 | 13 | 1 | 365 | 14.8613 | 0.79101 | 15 | 0.65235
47121 | 8.58 | 1 | 365 | 9.8085 | 0.66207 | 10 | 0.47055
47175 | 4.16 | 1 | 365 | 4.7556 | 0.53312 | 5 | 0.28875
44939 | 7.28 | 1 | 365 | 8.3224 | 0.68296 | 9 | 0.0053149
45021 | 5.2 | 1 | 365 | 5.9445 | 0.9164 | 6 | 0.86094
45460 | 11.44 | 1 | 365 | 13.078 | 0.21609 | 13 | 0.29407
45466 | 4.94 | 1 | 365 | 5.6473 | 0.32058 | 5 | 0.96789
44868 | 4.16 | 1 | 365 | 4.7556 | 0.53312 | 5 | 0.28875
44705 | 7.54 | 1 | 365 | 8.6196 | 0.27878 | 8 | 0.89836
49636 | 8.58 | 1 | 365 | 9.8085 | 0.66207 | 10 | 0.47055
44642 | 12.74 | 1 | 365 | 14.5641 | 0.19519 | 14 | 0.7593
44637 | 6.375 | 1 | 365 | 7.2878 | 0.60905 | 7 | 0.89682
49641 | 3.8 | 1 | 365 | 4.3441 | 0.70814 | 5 | 0.052225
49647 | 3.64 | 1 | 365 | 4.1612 | 0.34148 | 4 | 0.50266
49682 | 7.395 | 1 | 365 | 8.4538 | 0.9465 | 9 | 0.40032
36947 | 12.74 | 1 | 365 | 14.5641 | 0.19519 | 14 | 0.7593
33216 | 5.46 | 1 | 365 | 6.2418 | 0.51222 | 6 | 0.75399
31671 | 5.2 | 1 | 365 | 5.9445 | 0.9164 | 6 | 0.86094
33278 | 9.36 | 1 | 365 | 10.7002 | 0.44953 | 11 | 0.14969
38949 | 4.42 | 1 | 365 | 5.0529 | 0.12894 | 5 | 0.1818
35561 | 10.66 | 1 | 365 | 12.1863 | 0.42863 | 12 | 0.61493
37765 | 4.68 | 1 | 365 | 5.3501 | 0.72476 | 6 | 0.074845
28087 | 6.24 | 1 | 365 | 7.1334 | 0.29968 | 7 | 0.43313
38886 | 4.42 | 1 | 365 | 5.0529 | 0.12894 | 5 | 0.1818
48426 | 2.6 | 1 | 365 | 2.9723 | 0.9582 | 3 | 0.93047
41691 | 4.42 | 1 | 365 | 5.0529 | 0.12894 | 5 | 0.1818
37091 | 14.535 | 1 | 365 | 16.6161 | 0.30864 | 16 | 0.92476
37970 | 6.5 | 1 | 365 | 7.4307 | 0.8955 | 8 | 0.32617
39157 | 9.62 | 1 | 365 | 10.9974 | 0.045346 | 11 | 0.042738
37781 | 8.58 | 1 | 365 | 9.8085 | 0.66207 | 10 | 0.47055
48415 | 7.02 | 1 | 365 | 8.0251 | 0.087144 | 8 | 0.11227
28827 | 9.36 | 1 | 365 | 10.7002 | 0.44953 | 11 | 0.14969
38526 | 4.68 | 1 | 365 | 5.3501 | 0.72476 | 6 | 0.074845
43099 | 3.9 | 1 | 365 | 4.4584 | 0.9373 | 5 | 0.3957
37983 | 5.2 | 1 | 365 | 5.9445 | 0.9164 | 6 | 0.86094
39326 | 8.32 | 1 | 365 | 9.5113 | 0.066245 | 9 | 0.5775
41264 | 6.5 | 1 | 365 | 7.4307 | 0.8955 | 8 | 0.32617
40966 | 6.24 | 1 | 365 | 7.1334 | 0.29968 | 7 | 0.43313
40994 | 3.9 | 1 | 365 | 4.4584 | 0.9373 | 5 | 0.3957
48432 | 3.64 | 1 | 365 | 4.1612 | 0.34148 | 4 | 0.50266
41101 | 11.96 | 1 | 365 | 13.6724 | 0.40773 | 14 | 0.08016
39294 | 9.1 | 1 | 365 | 10.4029 | 0.85371 | 11 | 0.25664
36972 | 6.24 | 1 | 365 | 7.1334 | 0.29968 | 7 | 0.43313
44269 | 2.6 | 1 | 365 | 2.9723 | 0.9582 | 3 | 0.93047
44541 | 3.38 | 1 | 365 | 3.8639 | 0.74566 | 4 | 0.60961
48488 | 4.16 | 1 | 365 | 4.7556 | 0.53312 | 5 | 0.28875
43216 | 7.15 | 1 | 365 | 8.1737 | 0.38505 | 8 | 0.55879
43166 | 9.075 | 1 | 365 | 10.3744 | 0.79642 | 11 | 0.17077
44885 | 3.57 | 1 | 365 | 4.0812 | 0.18107 | 4 | 0.26222
42281 | 5.5 | 1 | 365 | 6.2875 | 0.60389 | 6 | 0.89138
42688 | 5.775 | 1 | 365 | 6.6019 | 0.23408 | 6 | 0.83595
42643 | 7.975 | 1 | 365 | 9.1169 | 0.27564 | 9 | 0.3925
27221 | 7.54 | 1 | 365 | 8.6196 | 0.27878 | 8 | 0.89836
42634 | 6.6 | 1 | 365 | 7.545 | 0.12467 | 7 | 0.66965
42301 | 7.975 | 1 | 365 | 9.1169 | 0.27564 | 9 | 0.3925
44973 | 4.16 | 1 | 365 | 4.7556 | 0.53312 | 5 | 0.28875
42275 | 5.225 | 1 | 365 | 5.9731 | 0.97369 | 6 | 0.94681
42627 | 5.225 | 1 | 365 | 5.9731 | 0.97369 | 6 | 0.94681
42615 | 5.775 | 1 | 365 | 6.6019 | 0.23408 | 6 | 0.83595
42620 | 4.4 | 1 | 365 | 5.03 | 0.08311 | 5 | 0.1131
44824 | 4.335 | 1 | 365 | 4.9557 | 0.93416 | 5 | 0.88984
43722 | 9.36 | 1 | 365 | 10.7002 | 0.44953 | 11 | 0.14969
42476 | 9.54 | 1 | 365 | 10.9059 | 0.86202 | 11 | 0.76795
44684 | 5.46 | 1 | 365 | 6.2418 | 0.51222 | 6 | 0.75399
44950 | 10.5 | 1 | 365 | 12.0034 | 0.061968 | 12 | 0.065358
39143 | 3.64 | 1 | 365 | 4.1612 | 0.34148 | 4 | 0.50266
39346 | 8.32 | 1 | 365 | 9.5113 | 0.066245 | 9 | 0.5775
45322 | 7.8 | 1 | 365 | 8.9168 | 0.8746 | 9 | 0.79141
44949 | 4.94 | 1 | 365 | 5.6473 | 0.32058 | 5 | 0.96789
41002 | 5.72 | 1 | 365 | 6.539 | 0.10804 | 6 | 0.64703
45034 | 9 | 1 | 365 | 10.2886 | 0.62454 | 10 | 0.91316
45438 | 3.9 | 1 | 365 | 4.4584 | 0.9373 | 5 | 0.3957
44867 | 5.75 | 1 | 365 | 6.5733 | 0.17679 | 6 | 0.75008
42545 | 3.025 | 1 | 365 | 3.4581 | 0.93214 | 4 | 0.39026
42480 | 3.025 | 1 | 365 | 3.4581 | 0.93214 | 4 | 0.39026
45014 | 6.885 | 1 | 365 | 7.8708 | 0.77778 | 8 | 0.64857
42820 | 6.05 | 1 | 365 | 6.9162 | 0.86428 | 7 | 0.78052
44880 | 2.55 | 1 | 365 | 2.9151 | 0.84362 | 3 | 0.75873
45025 | 6.63 | 1 | 365 | 7.5793 | 0.19341 | 7 | 0.7727
42776 | 5.775 | 1 | 365 | 6.6019 | 0.23408 | 6 | 0.83595
42669 | 4.95 | 1 | 365 | 5.6587 | 0.3435 | 6 | 0.0022402
42829 | 5.225 | 1 | 365 | 5.9731 | 0.97369 | 6 | 0.94681
42826 | 11 | 1 | 365 | 12.575 | 0.20778 | 12 | 0.78276
44744 | 8.8 | 1 | 365 | 10.06 | 0.16622 | 10 | 0.2262
42271 | 7.7 | 1 | 365 | 8.8025 | 0.64544 | 9 | 0.44793
26758 | 12.22 | 1 | 365 | 13.9697 | 0.0035475 | 13 | 0.97321
42423 | 13.2 | 1 | 365 | 15.09 | 0.24933 | 15 | 0.33931
42805 | 8.25 | 1 | 365 | 9.4312 | 0.90583 | 10 | 0.33707
44997 | 5.75 | 1 | 365 | 6.5733 | 0.17679 | 6 | 0.75008
42437 | 9.075 | 1 | 365 | 10.3744 | 0.79642 | 11 | 0.17077
42800 | 9.35 | 1 | 365 | 10.6887 | 0.42661 | 11 | 0.11534
44730 | 5.225 | 1 | 365 | 5.9731 | 0.97369 | 6 | 0.94681
44961 | 4.59 | 1 | 365 | 5.2472 | 0.51852 | 5 | 0.76571
42203 | 3.85 | 1 | 365 | 4.4012 | 0.82272 | 5 | 0.22396
42223 | 8.525 | 1 | 365 | 9.7456 | 0.53603 | 10 | 0.28164
44862 | 10.5 | 1 | 365 | 12.0034 | 0.061968 | 12 | 0.065358
44873 | 6.12 | 1 | 365 | 6.9963 | 0.02469 | 7 | 0.020952
42567 | 3.85 | 1 | 365 | 4.4012 | 0.82272 | 5 | 0.22396
44819 | 10.5 | 1 | 365 | 12.0034 | 0.061968 | 12 | 0.065358
44971 | 10.71 | 1 | 365 | 12.2435 | 0.54321 | 12 | 0.78667
42778 | 8.48 | 1 | 365 | 9.6942 | 0.4329 | 10 | 0.12707
42299 | 5.5 | 1 | 365 | 6.2875 | 0.60389 | 6 | 0.89138
44367 | 10.92 | 1 | 365 | 12.4835 | 0.024447 | 12 | 0.50797
42442 | 8.525 | 1 | 365 | 9.7456 | 0.53603 | 10 | 0.28164
31895 | 5.72 | 1 | 365 | 6.539 | 0.10804 | 6 | 0.64703
44584 | 6.5 | 1 | 365 | 7.4307 | 0.8955 | 8 | 0.32617
36730 | 6.24 | 1 | 365 | 7.1334 | 0.29968 | 7 | 0.43313
39301 | 7.54 | 1 | 365 | 8.6196 | 0.27878 | 8 | 0.89836
38491 | 9.69 | 1 | 365 | 11.0774 | 0.20576 | 11 | 0.28317
38041 | 5.2 | 1 | 365 | 5.9445 | 0.9164 | 6 | 0.86094
44559 | 5.98 | 1 | 365 | 6.8362 | 0.70386 | 7 | 0.54008
42942 | 4.16 | 1 | 365 | 4.7556 | 0.53312 | 5 | 0.28875
34451 | 2.86 | 1 | 365 | 3.2695 | 0.55402 | 3 | 0.82352
48670 | 4.16 | 1 | 365 | 4.7556 | 0.53312 | 5 | 0.28875
44591 | 8.06 | 1 | 365 | 9.214 | 0.47042 | 9 | 0.68446
36678 | 8.84 | 1 | 365 | 10.1057 | 0.25789 | 10 | 0.3636
48397 | 4.68 | 1 | 365 | 5.3501 | 0.72476 | 6 | 0.074845
48645 | 6.24 | 1 | 365 | 7.1334 | 0.29968 | 7 | 0.43313
31888 | 5.98 | 1 | 365 | 6.8362 | 0.70386 | 7 | 0.54008
44678 | 7.54 | 1 | 365 | 8.6196 | 0.27878 | 8 | 0.89836
24332 | 13 | 1 | 365 | 14.8613 | 0.79101 | 15 | 0.65235
44127 | 4.68 | 1 | 365 | 5.3501 | 0.72476 | 6 | 0.074845
48629 | 4.68 | 1 | 365 | 5.3501 | 0.72476 | 6 | 0.074845
41654 | 9.1 | 1 | 365 | 10.4029 | 0.85371 | 11 | 0.25664
39003 | 6.5 | 1 | 365 | 7.4307 | 0.8955 | 8 | 0.32617
33546 | 7.28 | 1 | 365 | 8.3224 | 0.68296 | 9 | 0.0053149
43669 | 9.62 | 1 | 365 | 10.9974 | 0.045346 | 11 | 0.042738
48615 | 8.06 | 1 | 365 | 9.214 | 0.47042 | 9 | 0.68446
41626 | 8.58 | 1 | 365 | 9.8085 | 0.66207 | 10 | 0.47055
44150 | 5.2 | 1 | 365 | 5.9445 | 0.9164 | 6 | 0.86094
43283 | 4.16 | 1 | 365 | 4.7556 | 0.53312 | 5 | 0.28875
32282 | 10.4 | 1 | 365 | 11.8891 | 0.83281 | 12 | 0.72188
48735 | 3.64 | 1 | 365 | 4.1612 | 0.34148 | 4 | 0.50266
42447 | 14.575 | 1 | 365 | 16.6618 | 0.4003 | 17 | 0.062152
48643 | 4.94 | 1 | 365 | 5.6473 | 0.32058 | 5 | 0.96789
41730 | 5.98 | 1 | 365 | 6.8362 | 0.70386 | 7 | 0.54008
48733 | 4.94 | 1 | 365 | 5.6473 | 0.32058 | 5 | 0.96789
43289 | 13 | 1 | 365 | 14.8613 | 0.79101 | 15 | 0.65235
48605 | 2.08 | 1 | 365 | 2.3778 | 0.76656 | 3 | 0.14438
48599 | 5.72 | 1 | 365 | 6.539 | 0.10804 | 6 | 0.64703
45441 | 12.74 | 1 | 365 | 14.5641 | 0.19519 | 14 | 0.7593
48576 | 9.62 | 1 | 365 | 10.9974 | 0.045346 | 11 | 0.042738
48694 | 6.5 | 1 | 365 | 7.4307 | 0.8955 | 8 | 0.32617
48635 | 10.66 | 1 | 365 | 12.1863 | 0.42863 | 12 | 0.61493
48671 | 3.06 | 1 | 365 | 3.4981 | 0.012345 | 3 | 0.51048
48654 | 3.9 | 1 | 365 | 4.4584 | 0.9373 | 5 | 0.3957
40941 | 3.9 | 1 | 365 | 4.4584 | 0.9373 | 5 | 0.3957
44831 | 4 | 1 | 365 | 4.5727 | 0.16646 | 4 | 0.73918
44632 | 7.65 | 1 | 365 | 8.7453 | 0.53086 | 9 | 0.27619
42307 | 4.675 | 1 | 365 | 5.3444 | 0.7133 | 6 | 0.057671
44607 | 12.1 | 1 | 365 | 13.8325 | 0.72855 | 14 | 0.56103
42302 | 5.98 | 1 | 365 | 6.8362 | 0.70386 | 7 | 0.54008
42682 | 5.225 | 1 | 365 | 5.9731 | 0.97369 | 6 | 0.94681
42924 | 9.625 | 1 | 365 | 11.0031 | 0.056804 | 11 | 0.059912
42296 | 7.425 | 1 | 365 | 8.4881 | 0.015249 | 8 | 0.50336
44889 | 4.845 | 1 | 365 | 5.5387 | 0.10288 | 5 | 0.64159
31712 | 2.6 | 1 | 365 | 2.9723 | 0.9582 | 3 | 0.93047
44747 | 16.25 | 1 | 365 | 18.5767 | 0.23876 | 18 | 0.81544
42590 | 4.95 | 1 | 365 | 5.6587 | 0.3435 | 6 | 0.0022402
25190 | 9.1 | 1 | 365 | 10.4029 | 0.85371 | 11 | 0.25664
42475 | 7.7 | 1 | 365 | 8.8025 | 0.64544 | 9 | 0.44793
42440 | 6.5 | 1 | 365 | 7.4307 | 0.8955 | 8 | 0.32617
42593 | 11.18 | 1 | 365 | 12.7808 | 0.62027 | 13 | 0.40102
47132 | 10.5 | 1 | 365 | 12.0034 | 0.061968 | 12 | 0.065358
31859 | 6.5 | 1 | 365 | 7.4307 | 0.8955 | 8 | 0.32617
23603 | 3.9 | 1 | 365 | 4.4584 | 0.9373 | 5 | 0.3957
23668 | 8.32 | 1 | 365 | 9.5113 | 0.066245 | 9 | 0.5775
23850 | 5.72 | 1 | 365 | 6.539 | 0.10804 | 6 | 0.64703
23980 | 9.62 | 1 | 365 | 10.9974 | 0.045346 | 11 | 0.042738
23923 | 11.44 | 1 | 365 | 13.078 | 0.21609 | 13 | 0.29407
32352 | 5.2 | 1 | 365 | 5.9445 | 0.9164 | 6 | 0.86094
31663 | 5.2 | 1 | 365 | 5.9445 | 0.9164 | 6 | 0.86094
24050 | 7.02 | 1 | 365 | 8.0251 | 0.087144 | 8 | 0.11227
28125 | 7.02 | 1 | 365 | 8.0251 | 0.087144 | 8 | 0.11227
31714 | 5.46 | 1 | 365 | 6.2418 | 0.51222 | 6 | 0.75399
25192 | 7.28 | 1 | 365 | 8.3224 | 0.68296 | 9 | 0.0053149
46566 | 6.76 | 1 | 365 | 7.7279 | 0.49132 | 8 | 0.21922
33731 | 9.9 | 1 | 365 | 11.3175 | 0.687 | 12 | 0.0044804
35800 | 1.34 | 1 | 365 | 1.5319 | 0.070765 | 1 | 0.60263
37115 | 12.6 | 1 | 365 | 14.4041 | 0.87436 | 15 | 0.27843
39387 | 13.08 | 1 | 365 | 14.9528 | 0.97434 | 15 | 0.92713
51654 | 105 | 0.9 | 365 | 108.0305 | 0.55771 | 108 | 0.58822
43299 | 10.78 | 1 | 365 | 12.3235 | 0.70362 | 13 | 0.027101
44035 | 7.02 | 1 | 365 | 8.0251 | 0.087144 | 8 | 0.11227
42119 | 4.86 | 1 | 365 | 5.5559 | 0.13725 | 5 | 0.69311
35307 | 51.84 | 0.9 | 365 | 53.3362 | 0.91764 | 54 | 0.25384
42297 | 5.98 | 1 | 365 | 6.8362 | 0.70386 | 7 | 0.54008
46597 | 5.98 | 1 | 365 | 6.8362 | 0.70386 | 7 | 0.54008
42471 | 4.95 | 1 | 365 | 5.6587 | 0.3435 | 6 | 0.0022402
25222 | 5.72 | 1 | 365 | 6.539 | 0.10804 | 6 | 0.64703
28560 | 6.76 | 1 | 365 | 7.7279 | 0.49132 | 8 | 0.21922
42780 | 8.25 | 1 | 365 | 9.4312 | 0.90583 | 10 | 0.33707
25536 | 5.98 | 1 | 365 | 6.8362 | 0.70386 | 7 | 0.54008
25331 | 9.36 | 1 | 365 | 10.7002 | 0.44953 | 11 | 0.14969
44600 | 9.35 | 1 | 365 | 10.6887 | 0.42661 | 11 | 0.11534
44814 | 12.96 | 1 | 365 | 14.8156 | 0.69934 | 15 | 0.51496
43933 | 8.25 | 1 | 365 | 9.4312 | 0.90583 | 10 | 0.33707
26710 | 4.68 | 1 | 365 | 5.3501 | 0.72476 | 6 | 0.074845
27920 | 5.72 | 1 | 365 | 6.539 | 0.10804 | 6 | 0.64703
32535 | 10.92 | 1 | 365 | 12.4835 | 0.024447 | 12 | 0.50797
46568 | 3.9 | 1 | 365 | 4.4584 | 0.9373 | 5 | 0.3957
32551 | 6.24 | 1 | 365 | 7.1334 | 0.29968 | 7 | 0.43313
32582 | 8.58 | 1 | 365 | 9.8085 | 0.66207 | 10 | 0.47055
32587 | 4.94 | 1 | 365 | 5.6473 | 0.32058 | 5 | 0.96789
45445 | 9.36 | 1 | 365 | 10.7002 | 0.44953 | 11 | 0.14969
32655 | 5.46 | 1 | 365 | 6.2418 | 0.51222 | 6 | 0.75399
40130 | 8.58 | 1 | 365 | 9.8085 | 0.66207 | 10 | 0.47055
33121 | 3.12 | 1 | 365 | 3.5667 | 0.14984 | 3 | 0.71656
41376 | 6.5 | 1 | 365 | 7.4307 | 0.8955 | 8 | 0.32617
33775 | 4.94 | 1 | 365 | 5.6473 | 0.32058 | 5 | 0.96789
42160 | 6.6 | 1 | 365 | 7.545 | 0.12467 | 7 | 0.66965
13758 | 8.67 | 1 | 365 | 9.9114 | 0.86831 | 10 | 0.77968
30949 | 3.9 | 1 | 365 | 4.4584 | 0.9373 | 5 | 0.3957
33180 | 10.4 | 1 | 365 | 11.8891 | 0.83281 | 12 | 0.72188
36973 | 16.38 | 1 | 365 | 18.7253 | 0.53667 | 19 | 0.26196
40880 | 11.34 | 1 | 365 | 12.9637 | 0.98693 | 13 | 0.95059
50709 | 3.12 | 1 | 365 | 3.5667 | 0.14984 | 3 | 0.71656
52048 | 14.04 | 1 | 365 | 16.0502 | 0.17429 | 16 | 0.22454
44860 | 9 | 1 | 365 | 10.2886 | 0.62454 | 10 | 0.91316
31627 | 3.9 | 1 | 365 | 4.4584 | 0.9373 | 5 | 0.3957
42764 | 11 | 1 | 365 | 12.575 | 0.20778 | 12 | 0.78276
44117 | 4.68 | 1 | 365 | 5.3501 | 0.72476 | 6 | 0.074845
44021 | 7.54 | 1 | 365 | 8.6196 | 0.27878 | 8 | 0.89836
32922 | 4.68 | 1 | 365 | 5.3501 | 0.72476 | 6 | 0.074845
42661 | 6.89 | 1 | 365 | 7.8765 | 0.78923 | 8 | 0.66574
42633 | 5.3 | 1 | 365 | 6.0589 | 0.14556 | 6 | 0.20442
42815 | 3.18 | 1 | 365 | 3.6353 | 0.28734 | 3 | 0.92265
43048 | 10.335 | 1 | 365 | 11.8148 | 0.68385 | 12 | 0.49862
44492 | 5.83 | 1 | 365 | 6.6647 | 0.36012 | 7 | 0.024861
27500 | 4.845 | 1 | 365 | 5.5387 | 0.10288 | 5 | 0.64159
30032 | 9.1 | 1 | 365 | 10.4029 | 0.85371 | 11 | 0.25664
40786 | 7.8 | 1 | 365 | 8.9168 | 0.8746 | 9 | 0.79141
36639 | 24.9 | 1 | 365 | 28.4652 | 0.061238 | 28 | 0.52642
46851 | 7.5 | 1 | 365 | 8.5739 | 0.18712 | 8 | 0.76097
45731 | 10.6 | 1 | 365 | 12.1177 | 0.29113 | 12 | 0.40884
45357 | 13.52 | 1 | 365 | 15.4558 | 0.98265 | 16 | 0.43844
43657 | 13 | 1 | 365 | 14.8613 | 0.79101 | 15 | 0.65235
32115 | 10.92 | 1 | 365 | 12.4835 | 0.024447 | 12 | 0.50797
42814 | 5.775 | 1 | 365 | 6.6019 | 0.23408 | 6 | 0.83595
44766 | 6.885 | 1 | 365 | 7.8708 | 0.77778 | 8 | 0.64857
44483 | 7.42 | 1 | 365 | 8.4824 | 0.0037907 | 8 | 0.48619
42485 | 10.865 | 1 | 365 | 12.4207 | 0.89841 | 13 | 0.31906
44805 | 4.335 | 1 | 365 | 4.9557 | 0.93416 | 5 | 0.88984
44485 | 8.48 | 1 | 365 | 9.6942 | 0.4329 | 10 | 0.12707
44807 | 5.355 | 1 | 365 | 6.1217 | 0.2716 | 6 | 0.39333
42624 | 7.42 | 1 | 365 | 8.4824 | 0.0037907 | 8 | 0.48619
31013 | 8.58 | 1 | 365 | 9.8085 | 0.66207 | 10 | 0.47055
48790 | 12.22 | 1 | 365 | 13.9697 | 0.0035475 | 13 | 0.97321
48781 | 7.28 | 1 | 365 | 8.3224 | 0.68296 | 9 | 0.0053149
29228 | 6.76 | 1 | 365 | 7.7279 | 0.49132 | 8 | 0.21922
48649 | 8.58 | 1 | 365 | 9.8085 | 0.66207 | 10 | 0.47055
44940 | 9.62 | 1 | 365 | 10.9974 | 0.045346 | 11 | 0.042738
48712 | 9.1 | 1 | 365 | 10.4029 | 0.85371 | 11 | 0.25664
48701 | 4.42 | 1 | 365 | 5.0529 | 0.12894 | 5 | 0.1818
48693 | 4.68 | 1 | 365 | 5.3501 | 0.72476 | 6 | 0.074845
48729 | 8.84 | 1 | 365 | 10.1057 | 0.25789 | 10 | 0.3636
44239 | 6.76 | 1 | 365 | 7.7279 | 0.49132 | 8 | 0.21922
48771 | 5.72 | 1 | 365 | 6.539 | 0.10804 | 6 | 0.64703
48772 | 6.24 | 1 | 365 | 7.1334 | 0.29968 | 7 | 0.43313
48766 | 7.28 | 1 | 365 | 8.3224 | 0.68296 | 9 | 0.0053149
41636 | 2.34 | 1 | 365 | 2.675 | 0.36238 | 3 | 0.037423
48655 | 4.16 | 1 | 365 | 4.7556 | 0.53312 | 5 | 0.28875
48623 | 11.7 | 1 | 365 | 13.3752 | 0.81191 | 14 | 0.18711
48590 | 5.2 | 1 | 365 | 5.9445 | 0.9164 | 6 | 0.86094
48595 | 6.24 | 1 | 365 | 7.1334 | 0.29968 | 7 | 0.43313
48390 | 5.46 | 1 | 365 | 6.2418 | 0.51222 | 6 | 0.75399
40975 | 5.2 | 1 | 365 | 5.9445 | 0.9164 | 6 | 0.86094
38929 | 5.2 | 1 | 365 | 5.9445 | 0.9164 | 6 | 0.86094
32178 | 9.36 | 1 | 365 | 10.7002 | 0.44953 | 11 | 0.14969
43258 | 7.28 | 1 | 365 | 8.3224 | 0.68296 | 9 | 0.0053149
32247 | 8.32 | 1 | 365 | 9.5113 | 0.066245 | 9 | 0.5775
32212 | 7.28 | 1 | 365 | 8.3224 | 0.68296 | 9 | 0.0053149
29631 | 7.54 | 1 | 365 | 8.6196 | 0.27878 | 8 | 0.89836
31939 | 5.72 | 1 | 365 | 6.539 | 0.10804 | 6 | 0.64703
31938 | 4.42 | 1 | 365 | 5.0529 | 0.12894 | 5 | 0.1818
26990 | 7.28 | 1 | 365 | 8.3224 | 0.68296 | 9 | 0.0053149
31833 | 6.5 | 1 | 365 | 7.4307 | 0.8955 | 8 | 0.32617
31742 | 5.46 | 1 | 365 | 6.2418 | 0.51222 | 6 | 0.75399
24173 | 5.46 | 1 | 365 | 6.2418 | 0.51222 | 6 | 0.75399
23853 | 10.66 | 1 | 365 | 12.1863 | 0.42863 | 12 | 0.61493
22394 | 4.16 | 1 | 365 | 4.7556 | 0.53312 | 5 | 0.28875
48815 | 10.14 | 1 | 365 | 11.5918 | 0.23699 | 11 | 0.82883
48803 | 3.12 | 1 | 365 | 3.5667 | 0.14984 | 3 | 0.71656
32562 | 4.42 | 1 | 365 | 5.0529 | 0.12894 | 5 | 0.1818
48795 | 6.24 | 1 | 365 | 7.1334 | 0.29968 | 7 | 0.43313
34420 | 4.42 | 1 | 365 | 5.0529 | 0.12894 | 5 | 0.1818
48661 | 6.24 | 1 | 365 | 7.1334 | 0.29968 | 7 | 0.43313
48505 | 5.72 | 1 | 365 | 6.539 | 0.10804 | 6 | 0.64703
36873 | 3.38 | 1 | 365 | 3.8639 | 0.74566 | 4 | 0.60961
33287 | 4.42 | 1 | 365 | 5.0529 | 0.12894 | 5 | 0.1818
44878 | 9.1 | 1 | 365 | 10.4029 | 0.85371 | 11 | 0.25664
46822 | 15 | 1 | 365 | 17.1477 | 0.37424 | 17 | 0.52194
46981 | 5.98 | 1 | 365 | 6.8362 | 0.70386 | 7 | 0.54008
47005 | 3.9 | 1 | 365 | 4.4584 | 0.9373 | 5 | 0.3957
52313 | 15.12 | 1 | 365 | 17.2849 | 0.64923 | 17 | 0.93412
49783 | 5.865 | 1 | 365 | 6.7048 | 0.44033 | 7 | 0.14508
49849 | 4.16 | 1 | 365 | 4.7556 | 0.53312 | 5 | 0.28875
47185 | 2.34 | 1 | 365 | 2.675 | 0.36238 | 3 | 0.037423
47254 | 7.8 | 1 | 365 | 8.9168 | 0.8746 | 9 | 0.79141
44865 | 4.5 | 1 | 365 | 5.1443 | 0.31227 | 5 | 0.45658
44881 | 7.395 | 1 | 365 | 8.4538 | 0.9465 | 9 | 0.40032
38151 | 7.28 | 1 | 365 | 8.3224 | 0.68296 | 9 | 0.0053149
44883 | 11.5 | 1 | 365 | 13.1466 | 0.35358 | 13 | 0.50015
38165 | 5.72 | 1 | 365 | 6.539 | 0.10804 | 6 | 0.64703
49968 | 6.12 | 1 | 365 | 6.9963 | 0.02469 | 7 | 0.020952
50699 | 10.4 | 1 | 365 | 11.8891 | 0.83281 | 12 | 0.72188
38211 | 6.76 | 1 | 365 | 7.7279 | 0.49132 | 8 | 0.21922
44911 | 4.335 | 1 | 365 | 4.9557 | 0.93416 | 5 | 0.88984
45022 | 7.905 | 1 | 365 | 9.0368 | 0.11522 | 9 | 0.15206
45032 | 4.75 | 1 | 365 | 5.4301 | 0.88518 | 6 | 0.31528
42714 | 10.175 | 1 | 365 | 11.6319 | 0.31719 | 11 | 0.94905
44628 | 7.425 | 1 | 365 | 8.4881 | 0.015249 | 8 | 0.50336
42305 | 12.1 | 1 | 365 | 13.8325 | 0.72855 | 14 | 0.56103
44606 | 7.5 | 1 | 365 | 8.5739 | 0.18712 | 8 | 0.76097
44967 | 10.75 | 1 | 365 | 12.2892 | 0.63487 | 12 | 0.92406
42746 | 9.075 | 1 | 365 | 10.3744 | 0.79642 | 11 | 0.17077
42654 | 12.1 | 1 | 365 | 13.8325 | 0.72855 | 14 | 0.56103
42457 | 12.48 | 1 | 365 | 14.2669 | 0.59937 | 14 | 0.86625
44630 | 11 | 1 | 365 | 12.575 | 0.20778 | 12 | 0.78276
32413 | 9.36 | 1 | 365 | 10.7002 | 0.44953 | 11 | 0.14969
41892 | 7.28 | 1 | 365 | 8.3224 | 0.68296 | 9 | 0.0053149
48650 | 2.34 | 1 | 365 | 2.675 | 0.36238 | 3 | 0.037423
32945 | 9.88 | 1 | 365 | 11.2946 | 0.64117 | 11 | 0.93578
48920 | 5.98 | 1 | 365 | 6.8362 | 0.70386 | 7 | 0.54008
48935 | 7.02 | 1 | 365 | 8.0251 | 0.087144 | 8 | 0.11227
48932 | 5.2 | 1 | 365 | 5.9445 | 0.9164 | 6 | 0.86094
48934 | 4.94 | 1 | 365 | 5.6473 | 0.32058 | 5 | 0.96789
32736 | 4.94 | 1 | 365 | 5.6473 | 0.32058 | 5 | 0.96789
32501 | 9.1 | 1 | 365 | 10.4029 | 0.85371 | 11 | 0.25664
48952 | 4.16 | 1 | 365 | 4.7556 | 0.53312 | 5 | 0.28875
33066 | 5.72 | 1 | 365 | 6.539 | 0.10804 | 6 | 0.64703
48942 | 3.38 | 1 | 365 | 3.8639 | 0.74566 | 4 | 0.60961
39256 | 7.02 | 1 | 365 | 8.0251 | 0.087144 | 8 | 0.11227
48962 | 7.28 | 1 | 365 | 8.3224 | 0.68296 | 9 | 0.0053149
31229 | 5.98 | 1 | 365 | 6.8362 | 0.70386 | 7 | 0.54008
32761 | 16.83 | 1 | 365 | 19.2397 | 0.5679 | 19 | 0.80762
48947 | 3.9 | 1 | 365 | 4.4584 | 0.9373 | 5 | 0.3957
48898 | 11.44 | 1 | 365 | 13.078 | 0.21609 | 13 | 0.29407
48943 | 11.18 | 1 | 365 | 12.7808 | 0.62027 | 13 | 0.40102
48625 | 5.72 | 1 | 365 | 6.539 | 0.10804 | 6 | 0.64703
48987 | 8.58 | 1 | 365 | 9.8085 | 0.66207 | 10 | 0.47055
48683 | 4.16 | 1 | 365 | 4.7556 | 0.53312 | 5 | 0.28875
34367 | 9.36 | 1 | 365 | 10.7002 | 0.44953 | 11 | 0.14969
48726 | 6.5 | 1 | 365 | 7.4307 | 0.8955 | 8 | 0.32617
48953 | 9.88 | 1 | 365 | 11.2946 | 0.64117 | 11 | 0.93578
33497 | 4.68 | 1 | 365 | 5.3501 | 0.72476 | 6 | 0.074845
48923 | 2.6 | 1 | 365 | 2.9723 | 0.9582 | 3 | 0.93047
49001 | 7.28 | 1 | 365 | 8.3224 | 0.68296 | 9 | 0.0053149
48659 | 4.68 | 1 | 365 | 5.3501 | 0.72476 | 6 | 0.074845
48702 | 15.08 | 1 | 365 | 17.2392 | 0.55757 | 17 | 0.79672
45305 | 9.54 | 1 | 365 | 10.9059 | 0.86202 | 11 | 0.76795
45326 | 7.95 | 1 | 365 | 9.0883 | 0.21835 | 9 | 0.30663
48631 | 10.4 | 1 | 365 | 11.8891 | 0.83281 | 12 | 0.72188
45119 | 6.36 | 1 | 365 | 7.2706 | 0.57468 | 7 | 0.8453
45233 | 13.78 | 1 | 365 | 15.753 | 0.57847 | 16 | 0.33149
48227 | 24.525 | 1 | 365 | 28.0365 | 0.20188 | 28 | 0.23837
31057 | 8.37 | 1 | 365 | 9.5684 | 0.18083 | 9 | 0.74924
32365 | 9.92 | 1 | 365 | 11.3403 | 0.73283 | 12 | 0.073176
33024 | 9.9 | 1 | 365 | 11.3175 | 0.687 | 12 | 0.0044804
33887 | 12.24 | 1 | 365 | 13.9925 | 0.04938 | 14 | 0.041903
36009 | 10.72 | 1 | 365 | 12.2549 | 0.56612 | 12 | 0.82101
35513 | 13.02 | 1 | 365 | 14.8842 | 0.83684 | 15 | 0.72104
36539 | 8.1 | 1 | 365 | 9.2598 | 0.56209 | 9 | 0.82185
36679 | 9.92 | 1 | 365 | 11.3403 | 0.73283 | 12 | 0.073176
42878 | 2.34 | 1 | 365 | 2.675 | 0.36238 | 3 | 0.037423
31391 | 3.38 | 1 | 365 | 3.8639 | 0.74566 | 4 | 0.60961
49367 | 3.825 | 1 | 365 | 4.3727 | 0.76543 | 5 | 0.13809
42289 | 11.55 | 1 | 365 | 13.2037 | 0.46816 | 13 | 0.67189
42532 | 4.675 | 1 | 365 | 5.3444 | 0.7133 | 6 | 0.057671
43677 | 10.14 | 1 | 365 | 11.5918 | 0.23699 | 11 | 0.82883
48922 | 12.22 | 1 | 365 | 13.9697 | 0.0035475 | 13 | 0.97321
48913 | 11.18 | 1 | 365 | 12.7808 | 0.62027 | 13 | 0.40102
37837 | 4.94 | 1 | 365 | 5.6473 | 0.32058 | 5 | 0.96789
48912 | 11.18 | 1 | 365 | 12.7808 | 0.62027 | 13 | 0.40102
32666 | 9.1 | 1 | 365 | 10.4029 | 0.85371 | 11 | 0.25664
37851 | 6.76 | 1 | 365 | 7.7279 | 0.49132 | 8 | 0.21922
48933 | 4.68 | 1 | 365 | 5.3501 | 0.72476 | 6 | 0.074845
48906 | 4.94 | 1 | 365 | 5.6473 | 0.32058 | 5 | 0.96789
19931 | 8.67 | 1 | 365 | 9.9114 | 0.86831 | 10 | 0.77968
48709 | 6.76 | 1 | 365 | 7.7279 | 0.49132 | 8 | 0.21922
24164 | 4.94 | 1 | 365 | 5.6473 | 0.32058 | 5 | 0.96789
37817 | 6.76 | 1 | 365 | 7.7279 | 0.49132 | 8 | 0.21922
48908 | 7.54 | 1 | 365 | 8.6196 | 0.27878 | 8 | 0.89836
41293 | 16.2 | 1 | 365 | 18.5195 | 0.12418 | 18 | 0.6437
48925 | 8.84 | 1 | 365 | 10.1057 | 0.25789 | 10 | 0.3636
26879 | 5.2 | 1 | 365 | 5.9445 | 0.9164 | 6 | 0.86094
48899 | 4.68 | 1 | 365 | 5.3501 | 0.72476 | 6 | 0.074845
48989 | 12.22 | 1 | 365 | 13.9697 | 0.0035475 | 13 | 0.97321
47443 | 3.64 | 1 | 365 | 4.1612 | 0.34148 | 4 | 0.50266
40636 | 10.8 | 1 | 365 | 12.3463 | 0.74945 | 13 | 0.095797
48761 | 2.34 | 1 | 365 | 2.675 | 0.36238 | 3 | 0.037423
47482 | 7.8 | 1 | 365 | 8.9168 | 0.8746 | 9 | 0.79141
48905 | 7.8 | 1 | 365 | 8.9168 | 0.8746 | 9 | 0.79141
32863 | 8.06 | 1 | 365 | 9.214 | 0.47042 | 9 | 0.68446
48916 | 9.88 | 1 | 365 | 11.2946 | 0.64117 | 11 | 0.93578
48663 | 9.62 | 1 | 365 | 10.9974 | 0.045346 | 11 | 0.042738
37845 | 4.275 | 1 | 365 | 4.8871 | 0.79666 | 5 | 0.68375
32730 | 4.42 | 1 | 365 | 5.0529 | 0.12894 | 5 | 0.1818
38202 | 5.775 | 1 | 365 | 6.6019 | 0.23408 | 6 | 0.83595
49012 | 5.46 | 1 | 365 | 6.2418 | 0.51222 | 6 | 0.75399
48948 | 5.98 | 1 | 365 | 6.8362 | 0.70386 | 7 | 0.54008
45750 | 11.7 | 1 | 365 | 13.3752 | 0.81191 | 14 | 0.18711
34394 | 4.94 | 1 | 365 | 5.6473 | 0.32058 | 5 | 0.96789
36837 | 3.38 | 1 | 365 | 3.8639 | 0.74566 | 4 | 0.60961
37740 | 7.28 | 1 | 365 | 8.3224 | 0.68296 | 9 | 0.0053149
48975 | 6.5 | 1 | 365 | 7.4307 | 0.8955 | 8 | 0.32617
27864 | 5.355 | 1 | 365 | 6.1217 | 0.2716 | 6 | 0.39333
33068 | 4.94 | 1 | 365 | 5.6473 | 0.32058 | 5 | 0.96789
24031 | 10.92 | 1 | 365 | 12.4835 | 0.024447 | 12 | 0.50797
25554 | 5.2 | 1 | 365 | 5.9445 | 0.9164 | 6 | 0.86094
37227 | 3.85 | 1 | 365 | 4.4012 | 0.82272 | 5 | 0.22396
32377 | 4.16 | 1 | 365 | 4.7556 | 0.53312 | 5 | 0.28875
39880 | 4.95 | 1 | 365 | 5.6587 | 0.3435 | 6 | 0.0022402
37286 | 4.4 | 1 | 365 | 5.03 | 0.08311 | 5 | 0.1131
40574 | 7.28 | 1 | 365 | 8.3224 | 0.68296 | 9 | 0.0053149
49719 | 3.06 | 1 | 365 | 3.4981 | 0.012345 | 3 | 0.51048
49778 | 2.86 | 1 | 365 | 3.2695 | 0.55402 | 3 | 0.82352
50757 | 5.98 | 1 | 365 | 6.8362 | 0.70386 | 7 | 0.54008
49774 | 9.62 | 1 | 365 | 10.9974 | 0.045346 | 11 | 0.042738
37398 | 8.06 | 1 | 365 | 9.214 | 0.47042 | 9 | 0.68446
36301 | 3.3 | 1 | 365 | 3.7725 | 0.56233 | 4 | 0.33483
51080 | 12.22 | 1 | 365 | 13.9697 | 0.0035475 | 13 | 0.97321
37767 | 4.94 | 1 | 365 | 5.6473 | 0.32058 | 5 | 0.96789
51373 | 11.925 | 1 | 365 | 13.6324 | 0.32752 | 13 | 0.95994
50954 | 6.12 | 1 | 365 | 6.9963 | 0.02469 | 7 | 0.020952
47973 | 3.64 | 1 | 365 | 4.1612 | 0.34148 | 4 | 0.50266
38045 | 5.72 | 1 | 365 | 6.539 | 0.10804 | 6 | 0.64703
52869 | 6.24 | 1 | 365 | 7.1334 | 0.29968 | 7 | 0.43313
35950 | 5.72 | 1 | 365 | 6.539 | 0.10804 | 6 | 0.64703
49938 | 9.36 | 1 | 365 | 10.7002 | 0.44953 | 11 | 0.14969
28074 | 7.65 | 1 | 365 | 8.7453 | 0.53086 | 9 | 0.27619
49946 | 10.14 | 1 | 365 | 11.5918 | 0.23699 | 11 | 0.82883
49078 | 2.86 | 1 | 365 | 3.2695 | 0.55402 | 3 | 0.82352
48597 | 5.2 | 1 | 365 | 5.9445 | 0.9164 | 6 | 0.86094
43176 | 6.36 | 1 | 365 | 7.2706 | 0.57468 | 7 | 0.8453
49961 | 5.46 | 1 | 365 | 6.2418 | 0.51222 | 6 | 0.75399
37867 | 2.08 | 1 | 365 | 2.3778 | 0.76656 | 3 | 0.14438
49833 | 9.36 | 1 | 365 | 10.7002 | 0.44953 | 11 | 0.14969
39042 | 5.61 | 1 | 365 | 6.4132 | 0.85597 | 7 | 0.26921
41412 | 9.1 | 1 | 365 | 10.4029 | 0.85371 | 11 | 0.25664
37942 | 3.64 | 1 | 365 | 4.1612 | 0.34148 | 4 | 0.50266
49099 | 13.26 | 1 | 365 | 15.1586 | 0.38683 | 15 | 0.54539
39269 | 4.16 | 1 | 365 | 4.7556 | 0.53312 | 5 | 0.28875
44082 | 3.9 | 1 | 365 | 4.4584 | 0.9373 | 5 | 0.3957
32542 | 5.72 | 1 | 365 | 6.539 | 0.10804 | 6 | 0.64703
48992 | 12.22 | 1 | 365 | 13.9697 | 0.0035475 | 13 | 0.97321
48961 | 7.54 | 1 | 365 | 8.6196 | 0.27878 | 8 | 0.89836
49082 | 4.16 | 1 | 365 | 4.7556 | 0.53312 | 5 | 0.28875
33135 | 6.5 | 1 | 365 | 7.4307 | 0.8955 | 8 | 0.32617
48964 | 7.54 | 1 | 365 | 8.6196 | 0.27878 | 8 | 0.89836
34085 | 9.1 | 1 | 365 | 10.4029 | 0.85371 | 11 | 0.25664
36952 | 5.46 | 1 | 365 | 6.2418 | 0.51222 | 6 | 0.75399
48983 | 3.12 | 1 | 365 | 3.5667 | 0.14984 | 3 | 0.71656
45709 | 5.2 | 1 | 365 | 5.9445 | 0.9164 | 6 | 0.86094
48486 | 9.1 | 1 | 365 | 10.4029 | 0.85371 | 11 | 0.25664
39870 | 4.94 | 1 | 365 | 5.6473 | 0.32058 | 5 | 0.96789
48999 | 7.54 | 1 | 365 | 8.6196 | 0.27878 | 8 | 0.89836
39935 | 4.68 | 1 | 365 | 5.3501 | 0.72476 | 6 | 0.074845
38649 | 4.42 | 1 | 365 | 5.0529 | 0.12894 | 5 | 0.1818
49010 | 3.64 | 1 | 365 | 4.1612 | 0.34148 | 4 | 0.50266
49007 | 12.48 | 1 | 365 | 14.2669 | 0.59937 | 14 | 0.86625
49018 | 5.98 | 1 | 365 | 6.8362 | 0.70386 | 7 | 0.54008
36665 | 6.24 | 1 | 365 | 7.1334 | 0.29968 | 7 | 0.43313
36938 | 6.5 | 1 | 365 | 7.4307 | 0.8955 | 8 | 0.32617
49050 | 8.58 | 1 | 365 | 9.8085 | 0.66207 | 10 | 0.47055
37844 | 4.94 | 1 | 365 | 5.6473 | 0.32058 | 5 | 0.96789
49073 | 6.5 | 1 | 365 | 7.4307 | 0.8955 | 8 | 0.32617
49087 | 7.8 | 1 | 365 | 8.9168 | 0.8746 | 9 | 0.79141
49074 | 5.2 | 1 | 365 | 5.9445 | 0.9164 | 6 | 0.86094
38721 | 7.28 | 1 | 365 | 8.3224 | 0.68296 | 9 | 0.0053149
37087 | 4.68 | 1 | 365 | 5.3501 | 0.72476 | 6 | 0.074845
49101 | 4.42 | 1 | 365 | 5.0529 | 0.12894 | 5 | 0.1818
49103 | 4.42 | 1 | 365 | 5.0529 | 0.12894 | 5 | 0.1818
37406 | 5.98 | 1 | 365 | 6.8362 | 0.70386 | 7 | 0.54008
49094 | 8.58 | 1 | 365 | 9.8085 | 0.66207 | 10 | 0.47055
29179 | 7.28 | 1 | 365 | 8.3224 | 0.68296 | 9 | 0.0053149
33779 | 4.42 | 1 | 365 | 5.0529 | 0.12894 | 5 | 0.1818
41299 | 8.06 | 1 | 365 | 9.214 | 0.47042 | 9 | 0.68446
29596 | 13 | 1 | 365 | 14.8613 | 0.79101 | 15 | 0.65235
38906 | 21.06 | 1 | 365 | 24.0754 | 0.26143 | 24 | 0.3368
49117 | 13 | 1 | 365 | 14.8613 | 0.79101 | 15 | 0.65235
41875 | 5.2 | 1 | 365 | 5.9445 | 0.9164 | 6 | 0.86094
37943 | 7.28 | 1 | 365 | 8.3224 | 0.68296 | 9 | 0.0053149
43672 | 4.16 | 1 | 365 | 4.7556 | 0.53312 | 5 | 0.28875
39307 | 11.18 | 1 | 365 | 12.7808 | 0.62027 | 13 | 0.40102
43676 | 6.5 | 1 | 365 | 7.4307 | 0.8955 | 8 | 0.32617
39485 | 3.12 | 1 | 365 | 3.5667 | 0.14984 | 3 | 0.71656
39177 | 3.64 | 1 | 365 | 4.1612 | 0.34148 | 4 | 0.50266
48446 | 13 | 1 | 365 | 14.8613 | 0.79101 | 15 | 0.65235
32227 | 5.46 | 1 | 365 | 6.2418 | 0.51222 | 6 | 0.75399
35929 | 7.28 | 1 | 365 | 8.3224 | 0.68296 | 9 | 0.0053149
24443 | 5.2 | 1 | 365 | 5.9445 | 0.9164 | 6 | 0.86094
35032 | 37.5 | 0.9 | 365 | 38.5823 | 0.34204 | 38 | 0.92437
45107 | 2.86 | 1 | 365 | 3.2695 | 0.55402 | 3 | 0.82352
38094 | 3.825 | 1 | 365 | 4.3727 | 0.76543 | 5 | 0.13809
46879 | 7.695 | 1 | 365 | 8.7968 | 0.63399 | 9 | 0.43076
37545 | 3.3 | 1 | 365 | 3.7725 | 0.56233 | 4 | 0.33483
48893 | 9.62 | 1 | 365 | 10.9974 | 0.045346 | 11 | 0.042738
39012 | 6.5 | 1 | 365 | 7.4307 | 0.8955 | 8 | 0.32617
32317 | 9.92 | 1 | 365 | 11.3403 | 0.73283 | 12 | 0.073176
43224 | 10.6 | 1 | 365 | 12.1177 | 0.29113 | 12 | 0.40884
33046 | 9.92 | 1 | 365 | 11.3403 | 0.73283 | 12 | 0.073176
24119 | 9.62 | 1 | 365 | 10.9974 | 0.045346 | 11 | 0.042738
44622 | 7.14 | 1 | 365 | 8.1623 | 0.36214 | 8 | 0.52444
32482 | 5.2 | 1 | 365 | 5.9445 | 0.9164 | 6 | 0.86094
32102 | 12.48 | 1 | 365 | 14.2669 | 0.59937 | 14 | 0.86625
48515 | 4.42 | 1 | 365 | 5.0529 | 0.12894 | 5 | 0.1818
22946 | 4.94 | 1 | 365 | 5.6473 | 0.32058 | 5 | 0.96789
48968 | 5.2 | 1 | 365 | 5.9445 | 0.9164 | 6 | 0.86094
44806 | 4.675 | 1 | 365 | 5.3444 | 0.7133 | 6 | 0.057671
47451 | 7 | 1 | 365 | 8.0023 | 0.041312 | 8 | 0.043572
48988 | 4.42 | 1 | 365 | 5.0529 | 0.12894 | 5 | 0.1818
47748 | 9.18 | 1 | 365 | 10.4944 | 0.037035 | 10 | 0.53143
49212 | 4.68 | 1 | 365 | 5.3501 | 0.72476 | 6 | 0.074845
48998 | 9.88 | 1 | 365 | 11.2946 | 0.64117 | 11 | 0.93578
49249 | 5.1 | 1 | 365 | 5.8302 | 0.68724 | 6 | 0.51746
49251 | 6.12 | 1 | 365 | 6.9963 | 0.02469 | 7 | 0.020952
50796 | 6.12 | 1 | 365 | 6.9963 | 0.02469 | 7 | 0.020952
28226 | 5.46 | 1 | 365 | 6.2418 | 0.51222 | 6 | 0.75399
49217 | 7.28 | 1 | 365 | 8.3224 | 0.68296 | 9 | 0.0053149
51338 | 4.8 | 1 | 365 | 5.4873 | 0.99976 | 6 | 0.48702
32639 | 2.08 | 1 | 365 | 2.3778 | 0.76656 | 3 | 0.14438
37996 | 7.54 | 1 | 365 | 8.6196 | 0.27878 | 8 | 0.89836
49222 | 3.9 | 1 | 365 | 4.4584 | 0.9373 | 5 | 0.3957
46906 | 8.4 | 1 | 365 | 9.6027 | 0.24957 | 9 | 0.85229
38131 | 6.12 | 1 | 365 | 6.9963 | 0.02469 | 7 | 0.020952
49123 | 3.38 | 1 | 365 | 3.8639 | 0.74566 | 4 | 0.60961
48756 | 5.2 | 1 | 365 | 5.9445 | 0.9164 | 6 | 0.86094
46914 | 9.54 | 1 | 365 | 10.9059 | 0.86202 | 11 | 0.76795
42891 | 4.94 | 1 | 365 | 5.6473 | 0.32058 | 5 | 0.96789
31373 | 7.8 | 1 | 365 | 8.9168 | 0.8746 | 9 | 0.79141
38037 | 7.54 | 1 | 365 | 8.6196 | 0.27878 | 8 | 0.89836
36657 | 7.2 | 1 | 365 | 8.2309 | 0.49964 | 8 | 0.73053
52599 | 7.82 | 1 | 365 | 8.9397 | 0.92044 | 9 | 0.8601
45610 | 7.8 | 1 | 365 | 8.9168 | 0.8746 | 9 | 0.79141
49289 | 7.8 | 1 | 365 | 8.9168 | 0.8746 | 9 | 0.79141
47300 | 2.8 | 1 | 365 | 3.2009 | 0.41652 | 3 | 0.61743
37697 | 7.54 | 1 | 365 | 8.6196 | 0.27878 | 8 | 0.89836
36868 | 3.64 | 1 | 365 | 4.1612 | 0.34148 | 4 | 0.50266
21539 | 8.06 | 1 | 365 | 9.214 | 0.47042 | 9 | 0.68446
37795 | 4.94 | 1 | 365 | 5.6473 | 0.32058 | 5 | 0.96789
33795 | 9.88 | 1 | 365 | 11.2946 | 0.64117 | 11 | 0.93578
22305 | 4.16 | 1 | 365 | 4.7556 | 0.53312 | 5 | 0.28875
41128 | 7.28 | 1 | 365 | 8.3224 | 0.68296 | 9 | 0.0053149
41243 | 10.4 | 1 | 365 | 11.8891 | 0.83281 | 12 | 0.72188
43661 | 5.2 | 1 | 365 | 5.9445 | 0.9164 | 6 | 0.86094
43658 | 8.06 | 1 | 365 | 9.214 | 0.47042 | 9 | 0.68446
49803 | 6.5 | 1 | 365 | 7.4307 | 0.8955 | 8 | 0.32617
45691 | 3.9 | 1 | 365 | 4.4584 | 0.9373 | 5 | 0.3957
23166 | 13 | 1 | 365 | 14.8613 | 0.79101 | 15 | 0.65235
25197 | 4.16 | 1 | 365 | 4.7556 | 0.53312 | 5 | 0.28875
47321 | 3.825 | 1 | 365 | 4.3727 | 0.76543 | 5 | 0.13809
23154 | 6.76 | 1 | 365 | 7.7279 | 0.49132 | 8 | 0.21922
47602 | 2.835 | 1 | 365 | 3.2409 | 0.49673 | 3 | 0.73765
42306 | 9.075 | 1 | 365 | 10.3744 | 0.79642 | 11 | 0.17077
47326 | 7.28 | 1 | 365 | 8.3224 | 0.68296 | 9 | 0.0053149
49133 | 7.84 | 1 | 365 | 8.9625 | 0.96627 | 9 | 0.9288
47616 | 7.905 | 1 | 365 | 9.0368 | 0.11522 | 9 | 0.15206
24732 | 7.02 | 1 | 365 | 8.0251 | 0.087144 | 8 | 0.11227
47330 | 4.2 | 1 | 365 | 4.8014 | 0.62479 | 5 | 0.42614
47308 | 5.415 | 1 | 365 | 6.1903 | 0.4091 | 6 | 0.59942
48461 | 8.1 | 1 | 365 | 9.2598 | 0.56209 | 9 | 0.82185
48473 | 4.05 | 1 | 365 | 4.6299 | 0.28104 | 4 | 0.91092
48161 | 4.48 | 1 | 365 | 5.1214 | 0.26644 | 5 | 0.38789
25186 | 9.1 | 1 | 365 | 10.4029 | 0.85371 | 11 | 0.25664
48490 | 8.829 | 1 | 365 | 10.0931 | 0.23268 | 10 | 0.32581
48493 | 8.829 | 1 | 365 | 10.0931 | 0.23268 | 10 | 0.32581
47408 | 4.59 | 1 | 365 | 5.2472 | 0.51852 | 5 | 0.76571
48500 | 10.137 | 1 | 365 | 11.5884 | 0.23011 | 11 | 0.81853
49219 | 6.5 | 1 | 365 | 7.4307 | 0.8955 | 8 | 0.32617
48498 | 8.28 | 1 | 365 | 9.4655 | 0.97458 | 10 | 0.44011
23155 | 3.9 | 1 | 365 | 4.4584 | 0.9373 | 5 | 0.3957
48533 | 7.194 | 1 | 365 | 8.224 | 0.48589 | 8 | 0.70992
48230 | 6.625 | 1 | 365 | 7.5736 | 0.18196 | 7 | 0.75552
23759 | 13 | 1 | 365 | 14.8613 | 0.79101 | 15 | 0.65235
48244 | 6.24 | 1 | 365 | 7.1334 | 0.29968 | 7 | 0.43313
48548 | 13.25 | 1 | 365 | 15.1471 | 0.36391 | 15 | 0.51105
48554 | 18.24 | 1 | 365 | 20.8516 | 0.79908 | 21 | 0.65068
45710 | 5.46 | 1 | 365 | 6.2418 | 0.51222 | 6 | 0.75399
49816 | 8.58 | 1 | 365 | 9.8085 | 0.66207 | 10 | 0.47055
47462 | 3.64 | 1 | 365 | 4.1612 | 0.34148 | 4 | 0.50266
48710 | 7.54 | 1 | 365 | 8.6196 | 0.27878 | 8 | 0.89836
48677 | 8.84 | 1 | 365 | 10.1057 | 0.25789 | 10 | 0.3636
49062 | 5.559 | 1 | 365 | 6.3549 | 0.73909 | 7 | 0.094031
48641 | 10.14 | 1 | 365 | 11.5918 | 0.23699 | 11 | 0.82883
47092 | 6.9 | 1 | 365 | 7.8879 | 0.81215 | 8 | 0.70009
49147 | 6.84 | 1 | 365 | 7.8194 | 0.67465 | 8 | 0.494
48636 | 6.24 | 1 | 365 | 7.1334 | 0.29968 | 7 | 0.43313
49225 | 2.86 | 1 | 365 | 3.2695 | 0.55402 | 3 | 0.82352
30799 | 11 | 1 | 365 | 12.575 | 0.20778 | 12 | 0.78276
30802 | 13.26 | 1 | 365 | 15.1586 | 0.38683 | 15 | 0.54539
49152 | 7.875 | 1 | 365 | 9.0025 | 0.046476 | 9 | 0.049019
49124 | 8.84 | 1 | 365 | 10.1057 | 0.25789 | 10 | 0.3636
28008 | 5.46 | 1 | 365 | 6.2418 | 0.51222 | 6 | 0.75399
25098 | 4.68 | 1 | 365 | 5.3501 | 0.72476 | 6 | 0.074845
16960 | 10.71 | 1 | 365 | 12.2435 | 0.54321 | 12 | 0.78667
48248 | 7.93 | 1 | 365 | 9.0654 | 0.17251 | 9 | 0.23793
32273 | 4.68 | 1 | 365 | 5.3501 | 0.72476 | 6 | 0.074845
47589 | 5.5 | 1 | 365 | 6.2875 | 0.60389 | 6 | 0.89138
30852 | 9.62 | 1 | 365 | 10.9974 | 0.045346 | 11 | 0.042738
48257 | 13.005 | 1 | 365 | 14.8671 | 0.80247 | 15 | 0.66952
48608 | 8.58 | 1 | 365 | 9.8085 | 0.66207 | 10 | 0.47055
32186 | 5.2 | 1 | 365 | 5.9445 | 0.9164 | 6 | 0.86094
29244 | 6.895 | 1 | 365 | 7.8822 | 0.80069 | 8 | 0.68292
52542 | 5.79 | 1 | 365 | 6.619 | 0.26846 | 6 | 0.88747
49169 | 6.21 | 1 | 365 | 7.0991 | 0.23094 | 7 | 0.33008
36937 | 3.12 | 1 | 365 | 3.5667 | 0.14984 | 3 | 0.71656
52545 | 6.28 | 1 | 365 | 7.1792 | 0.39135 | 7 | 0.57052
38787 | 5.46 | 1 | 365 | 6.2418 | 0.51222 | 6 | 0.75399
32264 | 7.54 | 1 | 365 | 8.6196 | 0.27878 | 8 | 0.89836
50176 | 13 | 1 | 365 | 14.8613 | 0.79101 | 15 | 0.65235
48281 | 6.27 | 1 | 365 | 7.1677 | 0.36843 | 7 | 0.53617
49026 | 4.68 | 1 | 365 | 5.3501 | 0.72476 | 6 | 0.074845
33638 | 3.12 | 1 | 365 | 3.5667 | 0.14984 | 3 | 0.71656
48722 | 6.5 | 1 | 365 | 7.4307 | 0.8955 | 8 | 0.32617
50168 | 5.46 | 1 | 365 | 6.2418 | 0.51222 | 6 | 0.75399
48648 | 6.5 | 1 | 365 | 7.4307 | 0.8955 | 8 | 0.32617
48542 | 11.44 | 1 | 365 | 13.078 | 0.21609 | 13 | 0.29407
47629 | 7.02 | 1 | 365 | 8.0251 | 0.087144 | 8 | 0.11227
35915 | 10.14 | 1 | 365 | 11.5918 | 0.23699 | 11 | 0.82883
48907 | 3.12 | 1 | 365 | 3.5667 | 0.14984 | 3 | 0.71656
47630 | 5.886 | 1 | 365 | 6.7288 | 0.48845 | 7 | 0.21721
49322 | 7.194 | 1 | 365 | 8.224 | 0.48589 | 8 | 0.70992
48821 | 5.2 | 1 | 365 | 5.9445 | 0.9164 | 6 | 0.86094
48812 | 4.42 | 1 | 365 | 5.0529 | 0.12894 | 5 | 0.1818
48996 | 2.86 | 1 | 365 | 3.2695 | 0.55402 | 3 | 0.82352
49023 | 7.54 | 1 | 365 | 8.6196 | 0.27878 | 8 | 0.89836
45472 | 7.28 | 1 | 365 | 8.3224 | 0.68296 | 9 | 0.0053149
49248 | 5.72 | 1 | 365 | 6.539 | 0.10804 | 6 | 0.64703
36322 | 24.75 | 1 | 365 | 28.2937 | 0.7175 | 29 | 0.011201
50557 | 6.24 | 1 | 365 | 7.1334 | 0.29968 | 7 | 0.43313
49235 | 7.15 | 1 | 365 | 8.1737 | 0.38505 | 8 | 0.55879
50787 | 3.9 | 1 | 365 | 4.4584 | 0.9373 | 5 | 0.3957
47487 | 21.655 | 1 | 365 | 24.7556 | 0.62494 | 25 | 0.38051
49302 | 9.69 | 1 | 365 | 11.0774 | 0.20576 | 11 | 0.28317
36203 | 21.175 | 1 | 365 | 24.2068 | 0.52497 | 24 | 0.73181
48994 | 8.58 | 1 | 365 | 9.8085 | 0.66207 | 10 | 0.47055
50671 | 6.12 | 1 | 365 | 6.9963 | 0.02469 | 7 | 0.020952
36199 | 4 | 1 | 365 | 4.5727 | 0.16646 | 4 | 0.73918
52747 | 5.67 | 1 | 365 | 6.4818 | 0.99346 | 7 | 0.47529
36259 | 6 | 1 | 365 | 6.8591 | 0.7497 | 7 | 0.60878
45467 | 5.2 | 1 | 365 | 5.9445 | 0.9164 | 6 | 0.86094
48651 | 6 | 1 | 365 | 6.8591 | 0.7497 | 7 | 0.60878
47646 | 3.9 | 1 | 365 | 4.4584 | 0.9373 | 5 | 0.3957
36155 | 12.765 | 1 | 365 | 14.5927 | 0.25248 | 14 | 0.84517
50792 | 4.42 | 1 | 365 | 5.0529 | 0.12894 | 5 | 0.1818
49329 | 10.791 | 1 | 365 | 12.3361 | 0.72883 | 13 | 0.064884
48941 | 7.8 | 1 | 365 | 8.9168 | 0.8746 | 9 | 0.79141
50454 | 17.82 | 1 | 365 | 20.3715 | 0.8366 | 21 | 0.20806
38532 | 8.67 | 1 | 365 | 9.9114 | 0.86831 | 10 | 0.77968
43427 | 16.83 | 1 | 365 | 19.2397 | 0.5679 | 19 | 0.80762
36190 | 7.194 | 1 | 365 | 8.224 | 0.48589 | 8 | 0.70992
25617 | 16.32 | 1 | 365 | 18.6567 | 0.39917 | 19 | 0.055871
42304 | 8.8 | 1 | 365 | 10.06 | 0.16622 | 10 | 0.2262
50686 | 10.8 | 1 | 365 | 12.3463 | 0.74945 | 13 | 0.095797
43890 | 5 | 1 | 365 | 5.7159 | 0.45808 | 6 | 0.17398
46818 | 9 | 1 | 365 | 10.2886 | 0.62454 | 10 | 0.91316
36252 | 7.02 | 1 | 365 | 8.0251 | 0.087144 | 8 | 0.11227
38522 | 9 | 1 | 365 | 10.2886 | 0.62454 | 10 | 0.91316
36713 | 6.325 | 1 | 365 | 7.2306 | 0.49447 | 7 | 0.72508
37961 | 7.02 | 1 | 365 | 8.0251 | 0.087144 | 8 | 0.11227
49229 | 10.14 | 1 | 365 | 11.5918 | 0.23699 | 11 | 0.82883
43981 | 5.5 | 1 | 365 | 6.2875 | 0.60389 | 6 | 0.89138
46556 | 4.68 | 1 | 365 | 5.3501 | 0.72476 | 6 | 0.074845
46130 | 10.455 | 1 | 365 | 11.9519 | 0.95885 | 12 | 0.91079
38461 | 8.75 | 1 | 365 | 10.0028 | 0.05164 | 10 | 0.054465
49161 | 12.426 | 1 | 365 | 14.2052 | 0.47562 | 14 | 0.68078
38421 | 8.16 | 1 | 365 | 9.3283 | 0.69959 | 10 | 0.027935
43650 | 9.975 | 1 | 365 | 11.4032 | 0.85887 | 12 | 0.26209
49003 | 4.68 | 1 | 365 | 5.3501 | 0.72476 | 6 | 0.074845
40799 | 8.06 | 1 | 365 | 9.214 | 0.47042 | 9 | 0.68446
50788 | 5.72 | 1 | 365 | 6.539 | 0.10804 | 6 | 0.64703
50791 | 7.8 | 1 | 365 | 8.9168 | 0.8746 | 9 | 0.79141
49685 | 3.64 | 1 | 365 | 4.1612 | 0.34148 | 4 | 0.50266
36226 | 13.2 | 1 | 365 | 15.09 | 0.24933 | 15 | 0.33931
32493 | 9.1 | 1 | 365 | 10.4029 | 0.85371 | 11 | 0.25664
46464 | 8.16 | 1 | 365 | 9.3283 | 0.69959 | 10 | 0.027935
37712 | 5.2 | 1 | 365 | 5.9445 | 0.9164 | 6 | 0.86094
34872 | 11.8 | 0.9 | 365 | 12.1406 | 0.022069 | 12 | 0.16264
37151 | 8.4 | 1 | 365 | 9.6027 | 0.24957 | 9 | 0.85229
47636 | 9.62 | 1 | 365 | 10.9974 | 0.045346 | 11 | 0.042738
51557 | 3.6 | 1 | 365 | 4.1154 | 0.24982 | 4 | 0.36527
50815 | 10.66 | 1 | 365 | 12.1863 | 0.42863 | 12 | 0.61493
47639 | 5.98 | 1 | 365 | 6.8362 | 0.70386 | 7 | 0.54008
36216 | 6.54 | 1 | 365 | 7.4764 | 0.98717 | 8 | 0.46357
48587 | 7.8 | 1 | 365 | 8.9168 | 0.8746 | 9 | 0.79141
49688 | 6.24 | 1 | 365 | 7.1334 | 0.29968 | 7 | 0.43313
36198 | 9.12 | 1 | 365 | 10.4258 | 0.89954 | 11 | 0.32534
48911 | 9.1 | 1 | 365 | 10.4029 | 0.85371 | 11 | 0.25664
50816 | 4.94 | 1 | 365 | 5.6473 | 0.32058 | 5 | 0.96789
49836 | 5.72 | 1 | 365 | 6.539 | 0.10804 | 6 | 0.64703
49142 | 4.94 | 1 | 365 | 5.6473 | 0.32058 | 5 | 0.96789
48930 | 13 | 1 | 365 | 14.8613 | 0.79101 | 15 | 0.65235
50825 | 2.75 | 1 | 365 | 3.1437 | 0.30194 | 3 | 0.44569
32669 | 12.74 | 1 | 365 | 14.5641 | 0.19519 | 14 | 0.7593
45035 | 4.08 | 1 | 365 | 4.6642 | 0.34979 | 5 | 0.013968
48921 | 13.26 | 1 | 365 | 15.1586 | 0.38683 | 15 | 0.54539
35060 | 3592.9 | 0.8 | 365 | 3285.8651 | 0.8377 | 3286 | 0.70284
63 | 5992 | 0.7 | 365 | 4794.9542 | 0.95415 | 4795 | 0.90834
16832 | 7.54 | 1 | 365 | 8.6196 | 0.27878 | 8 | 0.89836
48309 | 7.848 | 1 | 365 | 8.9717 | 0.9846 | 9 | 0.95628
49954 | 5.61 | 1 | 365 | 6.4132 | 0.85597 | 7 | 0.26921
40493 | 9.88 | 1 | 365 | 11.2946 | 0.64117 | 11 | 0.93578
50795 | 7.8 | 1 | 365 | 8.9168 | 0.8746 | 9 | 0.79141
40387 | 6.76 | 1 | 365 | 7.7279 | 0.49132 | 8 | 0.21922
40853 | 3.445 | 1 | 365 | 3.9383 | 0.89462 | 4 | 0.83287
50938 | 9.88 | 1 | 365 | 11.2946 | 0.64117 | 11 | 0.93578
49690 | 7.28 | 1 | 365 | 8.3224 | 0.68296 | 9 | 0.0053149
47643 | 4.94 | 1 | 365 | 5.6473 | 0.32058 | 5 | 0.96789
52419 | 11.118 | 1 | 365 | 12.7099 | 0.47819 | 13 | 0.18806
41623 | 10.14 | 1 | 365 | 11.5918 | 0.23699 | 11 | 0.82883
33100 | 4.68 | 1 | 365 | 5.3501 | 0.72476 | 6 | 0.074845
52458 | 5.4 | 1 | 365 | 6.1732 | 0.37473 | 6 | 0.5479
32380 | 7.54 | 1 | 365 | 8.6196 | 0.27878 | 8 | 0.89836
36080 | 9.24 | 1 | 365 | 10.563 | 0.17453 | 10 | 0.73752
30844 | 5.72 | 1 | 365 | 6.539 | 0.10804 | 6 | 0.64703
31005 | 4.68 | 1 | 365 | 5.3501 | 0.72476 | 6 | 0.074845
46382 | 10.92 | 1 | 365 | 12.4835 | 0.024447 | 12 | 0.50797
30989 | 13 | 1 | 365 | 14.8613 | 0.79101 | 15 | 0.65235
49821 | 5.98 | 1 | 365 | 6.8362 | 0.70386 | 7 | 0.54008
35796 | 5.94 | 1 | 365 | 6.7905 | 0.6122 | 7 | 0.40269
49042 | 4.16 | 1 | 365 | 4.7556 | 0.53312 | 5 | 0.28875
36052 | 4.4 | 1 | 365 | 5.03 | 0.08311 | 5 | 0.1131
48611 | 5.2 | 1 | 365 | 5.9445 | 0.9164 | 6 | 0.86094
48469 | 4.68 | 1 | 365 | 5.3501 | 0.72476 | 6 | 0.074845
43104 | 9.62 | 1 | 365 | 10.9974 | 0.045346 | 11 | 0.042738
48668 | 4.94 | 1 | 365 | 5.6473 | 0.32058 | 5 | 0.96789
23709 | 5.2 | 1 | 365 | 5.9445 | 0.9164 | 6 | 0.86094
48951 | 2.86 | 1 | 365 | 3.2695 | 0.55402 | 3 | 0.82352
49709 | 5.4 | 1 | 365 | 6.1732 | 0.37473 | 6 | 0.5479
48732 | 9.1 | 1 | 365 | 10.4029 | 0.85371 | 11 | 0.25664
35782 | 9.18 | 1 | 365 | 10.4944 | 0.037035 | 10 | 0.53143
49708 | 4.16 | 1 | 365 | 4.7556 | 0.53312 | 5 | 0.28875
50054 | 7.28 | 1 | 365 | 8.3224 | 0.68296 | 9 | 0.0053149
49712 | 4.16 | 1 | 365 | 4.7556 | 0.53312 | 5 | 0.28875
32349 | 3.12 | 1 | 365 | 3.5667 | 0.14984 | 3 | 0.71656
43867 | 24.705 | 1 | 365 | 28.2423 | 0.61437 | 28 | 0.85664
32384 | 8.06 | 1 | 365 | 9.214 | 0.47042 | 9 | 0.68446
50065 | 5.72 | 1 | 365 | 6.539 | 0.10804 | 6 | 0.64703
30860 | 13 | 1 | 365 | 14.8613 | 0.79101 | 15 | 0.65235
43791 | 5.1 | 1 | 365 | 5.8302 | 0.68724 | 6 | 0.51746
35549 | 15.39 | 1 | 365 | 17.5935 | 0.26797 | 17 | 0.86151
31943 | 6.24 | 1 | 365 | 7.1334 | 0.29968 | 7 | 0.43313
48944 | 7.28 | 1 | 365 | 8.3224 | 0.68296 | 9 | 0.0053149
35702 | 4.68 | 1 | 365 | 5.3501 | 0.72476 | 6 | 0.074845
45351 | 9.1 | 1 | 365 | 10.4029 | 0.85371 | 11 | 0.25664
49713 | 6.5 | 1 | 365 | 7.4307 | 0.8955 | 8 | 0.32617
48811 | 5.72 | 1 | 365 | 6.539 | 0.10804 | 6 | 0.64703
49934 | 5.61 | 1 | 365 | 6.4132 | 0.85597 | 7 | 0.26921
49714 | 3.3 | 1 | 365 | 3.7725 | 0.56233 | 4 | 0.33483
45639 | 11.7 | 1 | 365 | 13.3752 | 0.81191 | 14 | 0.18711
36157 | 4.05 | 1 | 365 | 4.6299 | 0.28104 | 4 | 0.91092
16801 | 22.44 | 1 | 365 | 25.653 | 0.42386 | 26 | 0.076822
52893 | 9.9 | 1 | 365 | 11.3175 | 0.687 | 12 | 0.0044804
52812 | 7.68 | 1 | 365 | 8.7796 | 0.59961 | 9 | 0.37923
48392 | 3.12 | 1 | 365 | 3.5667 | 0.14984 | 3 | 0.71656
52811 | 7.9 | 1 | 365 | 9.0311 | 0.10377 | 9 | 0.13489
52773 | 3.9 | 1 | 365 | 4.4584 | 0.9373 | 5 | 0.3957
41221 | 4.94 | 1 | 365 | 5.6473 | 0.32058 | 5 | 0.96789
52785 | 8.32 | 1 | 365 | 9.5113 | 0.066245 | 9 | 0.5775
48970 | 8.06 | 1 | 365 | 9.214 | 0.47042 | 9 | 0.68446
46888 | 4.42 | 1 | 365 | 5.0529 | 0.12894 | 5 | 0.1818
52714 | 10.2 | 1 | 365 | 11.6604 | 0.37448 | 12 | 0.034919
48945 | 5.72 | 1 | 365 | 6.539 | 0.10804 | 6 | 0.64703
44563 | 13 | 1 | 365 | 14.8613 | 0.79101 | 15 | 0.65235
49875 | 9.62 | 1 | 365 | 10.9974 | 0.045346 | 11 | 0.042738
44579 | 6.5 | 1 | 365 | 7.4307 | 0.8955 | 8 | 0.32617
52699 | 8.64 | 1 | 365 | 9.8771 | 0.79956 | 10 | 0.67664
48928 | 7.54 | 1 | 365 | 8.6196 | 0.27878 | 8 | 0.89836
52621 | 5.355 | 1 | 365 | 6.1217 | 0.2716 | 6 | 0.39333
37823 | 11.7 | 1 | 365 | 13.3752 | 0.81191 | 14 | 0.18711
49876 | 5.04 | 1 | 365 | 5.7616 | 0.54974 | 6 | 0.31137
33574 | 3.38 | 1 | 365 | 3.8639 | 0.74566 | 4 | 0.60961
52456 | 8.4 | 1 | 365 | 9.6027 | 0.24957 | 9 | 0.85229
29610 | 10.92 | 1 | 365 | 12.4835 | 0.024447 | 12 | 0.50797
49085 | 3.38 | 1 | 365 | 3.8639 | 0.74566 | 4 | 0.60961
52219 | 7.95 | 1 | 365 | 9.0883 | 0.21835 | 9 | 0.30663
49139 | 7.28 | 1 | 365 | 8.3224 | 0.68296 | 9 | 0.0053149
52218 | 5.72 | 1 | 365 | 6.539 | 0.10804 | 6 | 0.64703
47650 | 6.21 | 1 | 365 | 7.0991 | 0.23094 | 7 | 0.33008
47652 | 8.502 | 1 | 365 | 9.7193 | 0.48332 | 10 | 0.20264
47221 | 7.28 | 1 | 365 | 8.3224 | 0.68296 | 9 | 0.0053149
52217 | 9.18 | 1 | 365 | 10.4944 | 0.037035 | 10 | 0.53143
52011 | 7.6 | 1 | 365 | 8.6882 | 0.41628 | 9 | 0.10445
49691 | 5.98 | 1 | 365 | 6.8362 | 0.70386 | 7 | 0.54008
51759 | 6.875 | 1 | 365 | 7.8594 | 0.75486 | 8 | 0.61422
51757 | 6.63 | 1 | 365 | 7.5793 | 0.19341 | 7 | 0.7727
49693 | 6.76 | 1 | 365 | 7.7279 | 0.49132 | 8 | 0.21922
47653 | 10.005 | 1 | 365 | 11.4375 | 0.92762 | 12 | 0.36513
51596 | 4.05 | 1 | 365 | 4.6299 | 0.28104 | 4 | 0.91092
51221 | 14.85 | 1 | 365 | 16.9762 | 0.030498 | 17 | 0.0067206
49692 | 5.98 | 1 | 365 | 6.8362 | 0.70386 | 7 | 0.54008
47657 | 8.1 | 1 | 365 | 9.2598 | 0.56209 | 9 | 0.82185
49881 | 4.16 | 1 | 365 | 4.7556 | 0.53312 | 5 | 0.28875
49695 | 7.02 | 1 | 365 | 8.0251 | 0.087144 | 8 | 0.11227
46431 | 3.06 | 1 | 365 | 3.4981 | 0.012345 | 3 | 0.51048
49697 | 5.46 | 1 | 365 | 6.2418 | 0.51222 | 6 | 0.75399
47669 | 7.194 | 1 | 365 | 8.224 | 0.48589 | 8 | 0.70992
49694 | 5.46 | 1 | 365 | 6.2418 | 0.51222 | 6 | 0.75399
50291 | 8.37 | 1 | 365 | 9.5684 | 0.18083 | 9 | 0.74924
47677 | 3.78 | 1 | 365 | 4.3212 | 0.66231 | 4 | 0.98353
49899 | 5.865 | 1 | 365 | 6.7048 | 0.44033 | 7 | 0.14508
47675 | 5.3 | 1 | 365 | 6.0589 | 0.14556 | 6 | 0.20442
51250 | 5.98 | 1 | 365 | 6.8362 | 0.70386 | 7 | 0.54008
51245 | 7.28 | 1 | 365 | 8.3224 | 0.68296 | 9 | 0.0053149
47682 | 5.985 | 1 | 365 | 6.8419 | 0.71532 | 7 | 0.55725
51257 | 4.68 | 1 | 365 | 5.3501 | 0.72476 | 6 | 0.074845
47683 | 6.5 | 1 | 365 | 7.4307 | 0.8955 | 8 | 0.32617
51260 | 7.56 | 1 | 365 | 8.6424 | 0.32462 | 8 | 0.96706
47684 | 4.8 | 1 | 365 | 5.4873 | 0.99976 | 6 | 0.48702
48224 | 6.213 | 1 | 365 | 7.1026 | 0.23781 | 7 | 0.34039
50844 | 7.28 | 1 | 365 | 8.3224 | 0.68296 | 9 | 0.0053149
42773 | 10.07 | 1 | 365 | 11.5118 | 0.076573 | 11 | 0.5884
51301 | 9.99 | 1 | 365 | 11.4204 | 0.89324 | 12 | 0.31361
49698 | 7.8 | 1 | 365 | 8.9168 | 0.8746 | 9 | 0.79141
49702 | 6.76 | 1 | 365 | 7.7279 | 0.49132 | 8 | 0.21922
51303 | 5.985 | 1 | 365 | 6.8419 | 0.71532 | 7 | 0.55725
51311 | 6.75 | 1 | 365 | 7.7165 | 0.46841 | 8 | 0.18487
48850 | 9.45 | 1 | 365 | 10.8031 | 0.65577 | 11 | 0.45882
46814 | 10.6 | 1 | 365 | 12.1177 | 0.29113 | 12 | 0.40884
49438 | 3 | 1 | 365 | 3.4295 | 0.87485 | 4 | 0.30439
49485 | 6.48 | 1 | 365 | 7.4078 | 0.84967 | 8 | 0.25748
49922 | 6.84 | 1 | 365 | 7.8194 | 0.67465 | 8 | 0.494
53226 | 3.64 | 1 | 365 | 4.1612 | 0.34148 | 4 | 0.50266
49486 | 10.8 | 1 | 365 | 12.3463 | 0.74945 | 13 | 0.095797
49195 | 10.8 | 1 | 365 | 12.3463 | 0.74945 | 13 | 0.095797
49493 | 6 | 1 | 365 | 6.8591 | 0.7497 | 7 | 0.60878
47322 | 5.46 | 1 | 365 | 6.2418 | 0.51222 | 6 | 0.75399
49507 | 6.213 | 1 | 365 | 7.1026 | 0.23781 | 7 | 0.34039
49035 | 8.84 | 1 | 365 | 10.1057 | 0.25789 | 10 | 0.3636
49516 | 5.025 | 1 | 365 | 5.7445 | 0.51537 | 6 | 0.25985
48990 | 13.75 | 1 | 365 | 15.7187 | 0.50972 | 16 | 0.22845
48892 | 8.64 | 1 | 365 | 9.8771 | 0.79956 | 10 | 0.67664
49703 | 7.8 | 1 | 365 | 8.9168 | 0.8746 | 9 | 0.79141
48765 | 6.24 | 1 | 365 | 7.1334 | 0.29968 | 7 | 0.43313
49704 | 5.2 | 1 | 365 | 5.9445 | 0.9164 | 6 | 0.86094
49872 | 7.6 | 1 | 365 | 8.6882 | 0.41628 | 9 | 0.10445
48750 | 7.28 | 1 | 365 | 8.3224 | 0.68296 | 9 | 0.0053149
48730 | 5.94 | 1 | 365 | 6.7905 | 0.6122 | 7 | 0.40269
49410 | 6.44 | 1 | 365 | 7.3621 | 0.75801 | 8 | 0.12009
51732 | 4.2 | 1 | 365 | 4.8014 | 0.62479 | 5 | 0.42614
49397 | 8.16 | 1 | 365 | 9.3283 | 0.69959 | 10 | 0.027935
48667 | 7.125 | 1 | 365 | 8.1452 | 0.32776 | 8 | 0.47292
50814 | 7.54 | 1 | 365 | 8.6196 | 0.27878 | 8 | 0.89836
51733 | 10.26 | 1 | 365 | 11.729 | 0.51198 | 12 | 0.24101
46892 | 7.02 | 1 | 365 | 8.0251 | 0.087144 | 8 | 0.11227
48152 | 6.63 | 1 | 365 | 7.5793 | 0.19341 | 7 | 0.7727
47599 | 10.08 | 1 | 365 | 11.5233 | 0.099489 | 11 | 0.62274
32124 | 5.72 | 1 | 365 | 6.539 | 0.10804 | 6 | 0.64703
48111 | 10.14 | 1 | 365 | 11.5918 | 0.23699 | 11 | 0.82883
50026 | 7.29 | 1 | 365 | 8.3338 | 0.70588 | 9 | 0.039663
47698 | 7.56 | 1 | 365 | 8.6424 | 0.32462 | 8 | 0.96706
47674 | 7.93 | 1 | 365 | 9.0654 | 0.17251 | 9 | 0.23793
50034 | 6.5 | 1 | 365 | 7.4307 | 0.8955 | 8 | 0.32617
48609 | 5.355 | 1 | 365 | 6.1217 | 0.2716 | 6 | 0.39333
47642 | 11.34 | 1 | 365 | 12.9637 | 0.98693 | 13 | 0.95059
57 | 5992 | 0.7 | 365 | 4794.9542 | 0.95415 | 4795 | 0.90834
50648 | 13.515 | 1 | 365 | 15.4501 | 0.97119 | 16 | 0.42127
43946 | 20.13 | 1 | 365 | 23.0122 | 0.83256 | 23 | 0.84478
51803 | 8.64 | 1 | 365 | 9.8771 | 0.79956 | 10 | 0.67664
42310 | 2.75 | 1 | 365 | 3.1437 | 0.30194 | 3 | 0.44569
50841 | 5.2 | 1 | 365 | 5.9445 | 0.9164 | 6 | 0.86094
44638 | 5.46 | 1 | 365 | 6.2418 | 0.51222 | 6 | 0.75399
51462 | 5.2 | 1 | 365 | 5.9445 | 0.9164 | 6 | 0.86094
44595 | 13 | 1 | 365 | 14.8613 | 0.79101 | 15 | 0.65235
48754 | 5.46 | 1 | 365 | 6.2418 | 0.51222 | 6 | 0.75399
50858 | 7.54 | 1 | 365 | 8.6196 | 0.27878 | 8 | 0.89836
50804 | 4.42 | 1 | 365 | 5.0529 | 0.12894 | 5 | 0.1818
51291 | 4.68 | 1 | 365 | 5.3501 | 0.72476 | 6 | 0.074845
48767 | 5.98 | 1 | 365 | 6.8362 | 0.70386 | 7 | 0.54008
49196 | 7.02 | 1 | 365 | 8.0251 | 0.087144 | 8 | 0.11227
50793 | 15.6 | 1 | 365 | 17.8336 | 0.74921 | 18 | 0.58282
49199 | 2.43 | 1 | 365 | 2.7779 | 0.56863 | 3 | 0.34655
38374 | 2.86 | 1 | 365 | 3.2695 | 0.55402 | 3 | 0.82352
48939 | 5.2 | 1 | 365 | 5.9445 | 0.9164 | 6 | 0.86094
48997 | 4.68 | 1 | 365 | 5.3501 | 0.72476 | 6 | 0.074845
48681 | 5.72 | 1 | 365 | 6.539 | 0.10804 | 6 | 0.64703
49197 | 6.5 | 1 | 365 | 7.4307 | 0.8955 | 8 | 0.32617
52548 | 11.4 | 1 | 365 | 13.0323 | 0.12442 | 13 | 0.15667
51981 | 12.426 | 1 | 365 | 14.2052 | 0.47562 | 14 | 0.68078
52334 | 5.98 | 1 | 365 | 6.8362 | 0.70386 | 7 | 0.54008
51427 | 5.5 | 1 | 365 | 6.2875 | 0.60389 | 6 | 0.89138
42467 | 6.24 | 1 | 365 | 7.1334 | 0.29968 | 7 | 0.43313
51426 | 7.315 | 1 | 365 | 8.3624 | 0.76317 | 9 | 0.12553
51422 | 12 | 1 | 365 | 13.7182 | 0.49939 | 14 | 0.21755
42685 | 8.84 | 1 | 365 | 10.1057 | 0.25789 | 10 | 0.3636
51419 | 10.75 | 1 | 365 | 12.2892 | 0.63487 | 12 | 0.92406
45256 | 12.48 | 1 | 365 | 14.2669 | 0.59937 | 14 | 0.86625
44433 | 4.95 | 1 | 365 | 5.6587 | 0.3435 | 6 | 0.0022402
45043 | 6.5 | 1 | 365 | 7.4307 | 0.8955 | 8 | 0.32617
44402 | 13 | 1 | 365 | 14.8613 | 0.79101 | 15 | 0.65235
51337 | 5.5 | 1 | 365 | 6.2875 | 0.60389 | 6 | 0.89138
44493 | 2.28 | 1 | 365 | 2.6065 | 0.22488 | 2 | 0.83133
46903 | 4.48 | 1 | 365 | 5.1214 | 0.26644 | 5 | 0.38789
47594 | 3.36 | 1 | 365 | 3.8411 | 0.69983 | 4 | 0.54091
46865 | 7.02 | 1 | 365 | 8.0251 | 0.087144 | 8 | 0.11227
47595 | 8.91 | 1 | 365 | 10.1857 | 0.4183 | 10 | 0.60403
46855 | 4.4 | 1 | 365 | 5.03 | 0.08311 | 5 | 0.1131
46434 | 9.18 | 1 | 365 | 10.4944 | 0.037035 | 10 | 0.53143
45178 | 8.7 | 1 | 365 | 9.9457 | 0.93706 | 10 | 0.88273
46437 | 9.8 | 1 | 365 | 11.2032 | 0.45784 | 11 | 0.661
48273 | 11.685 | 1 | 365 | 13.3581 | 0.77753 | 14 | 0.13559
46861 | 9.36 | 1 | 365 | 10.7002 | 0.44953 | 11 | 0.14969
45606 | 8.4 | 1 | 365 | 9.6027 | 0.24957 | 9 | 0.85229
45604 | 7.56 | 1 | 365 | 8.6424 | 0.32462 | 8 | 0.96706
44201 | 9.156 | 1 | 365 | 10.467 | 0.98204 | 11 | 0.44899
47298 | 5.232 | 1 | 365 | 5.9811 | 0.98973 | 6 | 0.97085
46347 | 7.65 | 1 | 365 | 8.7453 | 0.53086 | 9 | 0.27619
48302 | 6.72 | 1 | 365 | 7.6822 | 0.39966 | 8 | 0.081829
46394 | 10.8 | 1 | 365 | 12.3463 | 0.74945 | 13 | 0.095797
46836 | 4.105 | 1 | 365 | 4.6928 | 0.40708 | 5 | 0.099838
46475 | 8.96 | 1 | 365 | 10.2429 | 0.53288 | 10 | 0.77577
43963 | 8.7 | 1 | 365 | 9.9457 | 0.93706 | 10 | 0.88273
45781 | 10.8 | 1 | 365 | 12.3463 | 0.74945 | 13 | 0.095797
47353 | 6 | 1 | 365 | 6.8591 | 0.7497 | 7 | 0.60878
45374 | 7.04 | 1 | 365 | 8.048 | 0.13298 | 8 | 0.18096
45236 | 6 | 1 | 365 | 6.8591 | 0.7497 | 7 | 0.60878
46221 | 7.68 | 1 | 365 | 8.7796 | 0.59961 | 9 | 0.37923
46009 | 3.92 | 1 | 365 | 4.4813 | 0.98313 | 5 | 0.4644
47309 | 6.885 | 1 | 365 | 7.8708 | 0.77778 | 8 | 0.64857
49198 | 6.63 | 1 | 365 | 7.5793 | 0.19341 | 7 | 0.7727
45742 | 6.72 | 1 | 365 | 7.6822 | 0.39966 | 8 | 0.081829
46116 | 5.98 | 1 | 365 | 6.8362 | 0.70386 | 7 | 0.54008
46718 | 3.38 | 1 | 365 | 3.8639 | 0.74566 | 4 | 0.60961
36758 | 6.16 | 1 | 365 | 7.042 | 0.11635 | 7 | 0.15834
43971 | 6.76 | 1 | 365 | 7.7279 | 0.49132 | 8 | 0.21922
47214 | 7.68 | 1 | 365 | 8.7796 | 0.59961 | 9 | 0.37923
36511 | 3.08 | 1 | 365 | 3.521 | 0.058177 | 3 | 0.57917
36253 | 6.6 | 1 | 365 | 7.545 | 0.12467 | 7 | 0.66965
43976 | 4.16 | 1 | 365 | 4.7556 | 0.53312 | 5 | 0.28875
43974 | 6.76 | 1 | 365 | 7.7279 | 0.49132 | 8 | 0.21922
36518 | 10.51 | 1 | 365 | 12.0148 | 0.084884 | 12 | 0.099706
40894 | 11.96 | 1 | 365 | 13.6724 | 0.40773 | 14 | 0.08016
37383 | 6.05 | 1 | 365 | 6.9162 | 0.86428 | 7 | 0.78052
36702 | 3.725 | 1 | 365 | 4.2583 | 0.53627 | 4 | 0.79462
36071 | 13 | 1 | 365 | 14.8613 | 0.79101 | 15 | 0.65235
36742 | 5.64 | 1 | 365 | 6.4475 | 0.92471 | 7 | 0.37225
48991 | 5.98 | 1 | 365 | 6.8362 | 0.70386 | 7 | 0.54008
36391 | 4.53 | 1 | 365 | 5.1786 | 0.38102 | 5 | 0.55963
39019 | 6.5 | 1 | 365 | 7.4307 | 0.8955 | 8 | 0.32617
37205 | 5.47 | 1 | 365 | 6.2532 | 0.53514 | 6 | 0.78833
37220 | 4.035 | 1 | 365 | 4.6127 | 0.24667 | 4 | 0.8594
36898 | 6.3 | 1 | 365 | 7.202 | 0.43718 | 7 | 0.63921
43969 | 4.94 | 1 | 365 | 5.6473 | 0.32058 | 5 | 0.96789
36674 | 12.13 | 1 | 365 | 13.8668 | 0.7973 | 14 | 0.66408
51335 | 3.66 | 1 | 365 | 4.184 | 0.38731 | 4 | 0.57135
51138 | 4.08 | 1 | 365 | 4.6642 | 0.34979 | 5 | 0.013968
37605 | 8.47 | 1 | 365 | 9.6827 | 0.40999 | 10 | 0.092722
51085 | 5.5 | 1 | 365 | 6.2875 | 0.60389 | 6 | 0.89138
50800 | 5.775 | 1 | 365 | 6.6019 | 0.23408 | 6 | 0.83595
42316 | 9 | 1 | 365 | 10.2886 | 0.62454 | 10 | 0.91316
53455 | 3.64 | 1 | 365 | 4.1612 | 0.34148 | 4 | 0.50266
43056 | 8.4 | 1 | 365 | 9.6027 | 0.24957 | 9 | 0.85229
38407 | 7.425 | 1 | 365 | 8.4881 | 0.015249 | 8 | 0.50336
52469 | 7.54 | 1 | 365 | 8.6196 | 0.27878 | 8 | 0.89836
52875 | 6.885 | 1 | 365 | 7.8708 | 0.77778 | 8 | 0.64857
35920 | 3.775 | 1 | 365 | 4.3155 | 0.65085 | 4 | 0.96635
50689 | 5.94 | 1 | 365 | 6.7905 | 0.6122 | 7 | 0.40269
48297 | 6.48 | 1 | 365 | 7.4078 | 0.84967 | 8 | 0.25748
47495 | 5.185 | 1 | 365 | 5.9274 | 0.88203 | 6 | 0.80942
48181 | 5.985 | 1 | 365 | 6.8419 | 0.71532 | 7 | 0.55725
48193 | 6.48 | 1 | 365 | 7.4078 | 0.84967 | 8 | 0.25748
49578 | 3.51 | 1 | 365 | 4.0126 | 0.043572 | 4 | 0.056134
49861 | 5.67 | 1 | 365 | 6.4818 | 0.99346 | 7 | 0.47529
50016 | 4.5 | 1 | 365 | 5.1443 | 0.31227 | 5 | 0.45658
50201 | 3.5 | 1 | 365 | 4.0011 | 0.020656 | 4 | 0.021786
52874 | 3.135 | 1 | 365 | 3.5839 | 0.18422 | 3 | 0.76809
50202 | 6.75 | 1 | 365 | 7.7165 | 0.46841 | 8 | 0.18487
52490 | 8.175 | 1 | 365 | 9.3455 | 0.73396 | 10 | 0.079457
51336 | 11.5 | 1 | 365 | 13.1466 | 0.35358 | 13 | 0.50015
47370 | 5.7 | 1 | 365 | 6.5161 | 0.062211 | 6 | 0.57834
52754 | 12 | 1 | 365 | 13.7182 | 0.49939 | 14 | 0.21755
43136 | 9.9 | 1 | 365 | 11.3175 | 0.687 | 12 | 0.0044804
46282 | 8.1 | 1 | 365 | 9.2598 | 0.56209 | 9 | 0.82185
44149 | 5.04 | 1 | 365 | 5.7616 | 0.54974 | 6 | 0.31137
44157 | 5.4 | 1 | 365 | 6.1732 | 0.37473 | 6 | 0.5479
52593 | 4.25 | 1 | 365 | 4.8585 | 0.73937 | 5 | 0.59788
44134 | 10.8 | 1 | 365 | 12.3463 | 0.74945 | 13 | 0.095797
43922 | 5.4 | 1 | 365 | 6.1732 | 0.37473 | 6 | 0.5479
52585 | 3.12 | 1 | 365 | 3.5667 | 0.14984 | 3 | 0.71656
52473 | 5.7 | 1 | 365 | 6.5161 | 0.062211 | 6 | 0.57834
43468 | 6.75 | 1 | 365 | 7.7165 | 0.46841 | 8 | 0.18487
47325 | 4.095 | 1 | 365 | 4.6813 | 0.38417 | 5 | 0.06549
52588 | 4.86 | 1 | 365 | 5.5559 | 0.13725 | 5 | 0.69311
44074 | 5.72 | 1 | 365 | 6.539 | 0.10804 | 6 | 0.64703
52587 | 6.3 | 1 | 365 | 7.202 | 0.43718 | 7 | 0.63921
32194 | 4.94 | 1 | 365 | 5.6473 | 0.32058 | 5 | 0.96789
37935 | 4.94 | 1 | 365 | 5.6473 | 0.32058 | 5 | 0.96789
32132 | 5.46 | 1 | 365 | 6.2418 | 0.51222 | 6 | 0.75399
32254 | 5.2 | 1 | 365 | 5.9445 | 0.9164 | 6 | 0.86094
45459 | 3.64 | 1 | 365 | 4.1612 | 0.34148 | 4 | 0.50266
52601 | 11.1 | 1 | 365 | 12.6893 | 0.43694 | 13 | 0.12624
45176 | 11.7 | 1 | 365 | 13.3752 | 0.81191 | 14 | 0.18711
45171 | 10.8 | 1 | 365 | 12.3463 | 0.74945 | 13 | 0.095797
41539 | 8.829 | 1 | 365 | 10.0931 | 0.23268 | 10 | 0.32581
38682 | 10.4 | 1 | 365 | 11.8891 | 0.83281 | 12 | 0.72188
41519 | 11.655 | 1 | 365 | 13.3238 | 0.70878 | 14 | 0.032547
43378 | 4.16 | 1 | 365 | 4.7556 | 0.53312 | 5 | 0.28875
44374 | 4.845 | 1 | 365 | 5.5387 | 0.10288 | 5 | 0.64159
43484 | 10.8 | 1 | 365 | 12.3463 | 0.74945 | 13 | 0.095797
43142 | 4.94 | 1 | 365 | 5.6473 | 0.32058 | 5 | 0.96789
43573 | 1.88 | 1 | 365 | 2.1492 | 0.30824 | 2 | 0.45742
41206 | 6 | 1 | 365 | 6.8591 | 0.7497 | 7 | 0.60878
42885 | 11.7 | 1 | 365 | 13.3752 | 0.81191 | 14 | 0.18711
43386 | 8.67 | 1 | 365 | 9.9114 | 0.86831 | 10 | 0.77968
41984 | 7.685 | 1 | 365 | 8.7853 | 0.61107 | 9 | 0.39641
43571 | 5.32 | 1 | 365 | 6.0817 | 0.1914 | 6 | 0.27311
41467 | 10.35 | 1 | 365 | 11.8319 | 0.71823 | 12 | 0.55014
43553 | 5.13 | 1 | 365 | 5.8645 | 0.75599 | 6 | 0.6205
43328 | 6.6 | 1 | 365 | 7.545 | 0.12467 | 7 | 0.66965
38838 | 10.865 | 1 | 365 | 12.4207 | 0.89841 | 13 | 0.31906
43374 | 4.16 | 1 | 365 | 4.7556 | 0.53312 | 5 | 0.28875
41512 | 8.505 | 1 | 365 | 9.7227 | 0.49019 | 10 | 0.21294
43523 | 3.99 | 1 | 365 | 4.5613 | 0.14355 | 4 | 0.70484
40384 | 10.2 | 1 | 365 | 11.6604 | 0.37448 | 12 | 0.034919
42410 | 5.1 | 1 | 365 | 5.8302 | 0.68724 | 6 | 0.51746
53479 | 8.47 | 1 | 365 | 9.6827 | 0.40999 | 10 | 0.092722
44925 | 10.6 | 1 | 365 | 12.1177 | 0.29113 | 12 | 0.40884
47303 | 10.5 | 1 | 365 | 12.0034 | 0.061968 | 12 | 0.065358
49156 | 7.2 | 1 | 365 | 8.2309 | 0.49964 | 8 | 0.73053
39068 | 9.01 | 1 | 365 | 10.3001 | 0.64746 | 10 | 0.94751
48531 | 9.12 | 1 | 365 | 10.4258 | 0.89954 | 11 | 0.32534
46891 | 12 | 1 | 365 | 13.7182 | 0.49939 | 14 | 0.21755
41119 | 19.8 | 1 | 365 | 22.635 | 0.374 | 23 | 0.0089608
48267 | 9.975 | 1 | 365 | 11.4032 | 0.85887 | 12 | 0.26209
44569 | 4.16 | 1 | 365 | 4.7556 | 0.53312 | 5 | 0.28875
40306 | 12 | 1 | 365 | 13.7182 | 0.49939 | 14 | 0.21755
41317 | 18.55 | 1 | 365 | 21.206 | 0.50948 | 21 | 0.71547
40996 | 23.7 | 1 | 365 | 27.0934 | 0.3113 | 27 | 0.40467
36177 | 7.02 | 1 | 365 | 8.0251 | 0.087144 | 8 | 0.11227
40259 | 7.8 | 1 | 365 | 8.9168 | 0.8746 | 9 | 0.79141
46809 | 14.03 | 1 | 365 | 16.0388 | 0.15137 | 16 | 0.19019
46329 | 24 | 1 | 365 | 27.4363 | 0.99878 | 28 | 0.4351
45516 | 11.59 | 1 | 365 | 13.2495 | 0.55983 | 13 | 0.80929
44784 | 11.285 | 1 | 365 | 12.9008 | 0.86089 | 13 | 0.76167
45169 | 5.04 | 1 | 365 | 5.7616 | 0.54974 | 6 | 0.31137
41989 | 8.235 | 1 | 365 | 9.4141 | 0.87146 | 10 | 0.28555
41546 | 11.34 | 1 | 365 | 12.9637 | 0.98693 | 13 | 0.95059
43955 | 11.59 | 1 | 365 | 13.2495 | 0.55983 | 13 | 0.80929
45261 | 3.6 | 1 | 365 | 4.1154 | 0.24982 | 4 | 0.36527
36262 | 21.255 | 1 | 365 | 24.2983 | 0.7083 | 25 | 0.006589
41259 | 8.06 | 1 | 365 | 9.214 | 0.47042 | 9 | 0.68446
44179 | 9 | 1 | 365 | 10.2886 | 0.62454 | 10 | 0.91316
43956 | 7.1 | 1 | 365 | 8.1166 | 0.27047 | 8 | 0.38705
40848 | 9.15 | 1 | 365 | 10.4601 | 0.96829 | 11 | 0.42838
36689 | 7.125 | 1 | 365 | 8.1452 | 0.32776 | 8 | 0.47292
36385 | 7.28 | 1 | 365 | 8.3224 | 0.68296 | 9 | 0.0053149
36396 | 4.96 | 1 | 365 | 5.6702 | 0.36642 | 6 | 0.036588
36273 | 10 | 1 | 365 | 11.4318 | 0.91616 | 12 | 0.34796
46833 | 5.355 | 1 | 365 | 6.1217 | 0.2716 | 6 | 0.39333
46856 | 8.96 | 1 | 365 | 10.2429 | 0.53288 | 10 | 0.77577
46276 | 5.2 | 1 | 365 | 5.9445 | 0.9164 | 6 | 0.86094
33319 | 6.63 | 1 | 365 | 7.5793 | 0.19341 | 7 | 0.7727
48971 | 5.72 | 1 | 365 | 6.539 | 0.10804 | 6 | 0.64703
48695 | 6.76 | 1 | 365 | 7.7279 | 0.49132 | 8 | 0.21922
44155 | 10.26 | 1 | 365 | 11.729 | 0.51198 | 12 | 0.24101
44578 | 10.95 | 1 | 365 | 12.5178 | 0.093195 | 12 | 0.61102
36078 | 11 | 1 | 365 | 12.575 | 0.20778 | 12 | 0.78276
35772 | 7.84 | 1 | 365 | 8.9625 | 0.96627 | 9 | 0.9288
52216 | 8.1 | 1 | 365 | 9.2598 | 0.56209 | 9 | 0.82185
44750 | 12.925 | 1 | 365 | 14.7756 | 0.61914 | 15 | 0.39474
48788 | 8.32 | 1 | 365 | 9.5113 | 0.066245 | 9 | 0.5775
47457 | 2.35 | 1 | 365 | 2.6865 | 0.3853 | 3 | 0.071771
50203 | 10.8 | 1 | 365 | 12.3463 | 0.74945 | 13 | 0.095797
42744 | 8.525 | 1 | 365 | 9.7456 | 0.53603 | 10 | 0.28164
49313 | 8.06 | 1 | 365 | 9.214 | 0.47042 | 9 | 0.68446
48678 | 5.46 | 1 | 365 | 6.2418 | 0.51222 | 6 | 0.75399
51976 | 6.21 | 1 | 365 | 7.0991 | 0.23094 | 7 | 0.33008
45269 | 5.1 | 1 | 365 | 5.8302 | 0.68724 | 6 | 0.51746
36303 | 5.39 | 1 | 365 | 6.1617 | 0.35181 | 6 | 0.51355
42871 | 5.46 | 1 | 365 | 6.2418 | 0.51222 | 6 | 0.75399
52025 | 7.6 | 1 | 365 | 8.6882 | 0.41628 | 9 | 0.10445
39807 | 4.59 | 1 | 365 | 5.2472 | 0.51852 | 5 | 0.76571
36605 | 12.426 | 1 | 365 | 14.2052 | 0.47562 | 14 | 0.68078
42071 | 10.08 | 1 | 365 | 11.5233 | 0.099489 | 11 | 0.62274
36584 | 6.725 | 1 | 365 | 7.6879 | 0.41112 | 8 | 0.099003
36302 | 5.225 | 1 | 365 | 5.9731 | 0.97369 | 6 | 0.94681
36901 | 8.4 | 1 | 365 | 9.6027 | 0.24957 | 9 | 0.85229
50669 | 6.2 | 1 | 365 | 7.0877 | 0.20802 | 7 | 0.29574
36981 | 4.95 | 1 | 365 | 5.6587 | 0.3435 | 6 | 0.0022402
36356 | 4.95 | 1 | 365 | 5.6587 | 0.3435 | 6 | 0.0022402
49842 | 10.325 | 1 | 365 | 11.8033 | 0.66094 | 12 | 0.46427
36471 | 10.08 | 1 | 365 | 11.5233 | 0.099489 | 11 | 0.62274
37073 | 8.8 | 1 | 365 | 10.06 | 0.16622 | 10 | 0.2262
48301 | 5.4 | 1 | 365 | 6.1732 | 0.37473 | 6 | 0.5479
36509 | 15.4 | 1 | 365 | 17.605 | 0.29089 | 17 | 0.89586
48555 | 7.6 | 1 | 365 | 8.6882 | 0.41628 | 9 | 0.10445
37590 | 3.92 | 1 | 365 | 4.4813 | 0.98313 | 5 | 0.4644
37177 | 4.68 | 1 | 365 | 5.3501 | 0.72476 | 6 | 0.074845
36716 | 9.52 | 1 | 365 | 10.8831 | 0.81618 | 11 | 0.69926
45172 | 12.4 | 1 | 365 | 14.1754 | 0.41604 | 14 | 0.59147
45588 | 7.02 | 1 | 365 | 8.0251 | 0.087144 | 8 | 0.11227
47287 | 10.2 | 1 | 365 | 11.6604 | 0.37448 | 12 | 0.034919
36731 | 4.675 | 1 | 365 | 5.3444 | 0.7133 | 6 | 0.057671
45204 | 11.78 | 1 | 365 | 13.4667 | 0.99524 | 14 | 0.4619
45518 | 7.125 | 1 | 365 | 8.1452 | 0.32776 | 8 | 0.47292
37540 | 4.59 | 1 | 365 | 5.2472 | 0.51852 | 5 | 0.76571
36530 | 336 | 0.9 | 365 | 345.6976 | 0.98468 | 346 | 0.68231
36587 | 6.72 | 1 | 365 | 7.6822 | 0.39966 | 8 | 0.081829
37254 | 3.92 | 1 | 365 | 4.4813 | 0.98313 | 5 | 0.4644
36524 | 10.2 | 1 | 365 | 11.6604 | 0.37448 | 12 | 0.034919
36501 | 3.06 | 1 | 365 | 3.4981 | 0.012345 | 3 | 0.51048
45527 | 5.25 | 1 | 365 | 6.0017 | 0.030984 | 6 | 0.032679
37234 | 4.08 | 1 | 365 | 4.6642 | 0.34979 | 5 | 0.013968
45618 | 7.28 | 1 | 365 | 8.3224 | 0.68296 | 9 | 0.0053149
38321 | 2.86 | 1 | 365 | 3.2695 | 0.55402 | 3 | 0.82352
45622 | 5.4 | 1 | 365 | 6.1732 | 0.37473 | 6 | 0.5479
37558 | 4.59 | 1 | 365 | 5.2472 | 0.51852 | 5 | 0.76571
36434 | 9.35 | 1 | 365 | 10.6887 | 0.42661 | 11 | 0.11534
41899 | 10.25 | 1 | 365 | 11.7176 | 0.48906 | 12 | 0.20666
38347 | 5.46 | 1 | 365 | 6.2418 | 0.51222 | 6 | 0.75399
42098 | 9.75 | 1 | 365 | 11.146 | 0.34326 | 11 | 0.48926
36300 | 7.14 | 1 | 365 | 8.1623 | 0.36214 | 8 | 0.52444
41919 | 4.16 | 1 | 365 | 4.7556 | 0.53312 | 5 | 0.28875
37542 | 5.46 | 1 | 365 | 6.2418 | 0.51222 | 6 | 0.75399
42136 | 5.875 | 1 | 365 | 6.7162 | 0.46324 | 7 | 0.17943
47274 | 9.9 | 1 | 365 | 11.3175 | 0.687 | 12 | 0.0044804
46396 | 2.48 | 1 | 365 | 2.8351 | 0.68321 | 3 | 0.51829
46810 | 9.9 | 1 | 365 | 11.3175 | 0.687 | 12 | 0.0044804
46421 | 5.1 | 1 | 365 | 5.8302 | 0.68724 | 6 | 0.51746
47277 | 7.848 | 1 | 365 | 8.9717 | 0.9846 | 9 | 0.95628
46451 | 10.64 | 1 | 365 | 12.1634 | 0.38279 | 12 | 0.54623
44072 | 4.5 | 1 | 365 | 5.1443 | 0.31227 | 5 | 0.45658
49243 | 6.725 | 1 | 365 | 7.6879 | 0.41112 | 8 | 0.099003
36488 | 4.4 | 1 | 365 | 5.03 | 0.08311 | 5 | 0.1131
36905 | 3.28 | 1 | 365 | 3.7496 | 0.5165 | 4 | 0.26613
38799 | 4.68 | 1 | 365 | 5.3501 | 0.72476 | 6 | 0.074845
35798 | 12.12 | 1 | 365 | 13.8553 | 0.77439 | 14 | 0.62973
35986 | 9.156 | 1 | 365 | 10.467 | 0.98204 | 11 | 0.44899
35977 | 9.36 | 1 | 365 | 10.7002 | 0.44953 | 11 | 0.14969
35968 | 7.521 | 1 | 365 | 8.5979 | 0.23524 | 8 | 0.8331
35802 | 8.06 | 1 | 365 | 9.214 | 0.47042 | 9 | 0.68446
35793 | 6.63 | 1 | 365 | 7.5793 | 0.19341 | 7 | 0.7727
38392 | 4.4 | 1 | 365 | 5.03 | 0.08311 | 5 | 0.1131
36378 | 6.72 | 1 | 365 | 7.6822 | 0.39966 | 8 | 0.081829
37236 | 3.92 | 1 | 365 | 4.4813 | 0.98313 | 5 | 0.4644
44066 | 10.8 | 1 | 365 | 12.3463 | 0.74945 | 13 | 0.095797
36607 | 7.975 | 1 | 365 | 9.1169 | 0.27564 | 9 | 0.3925
37041 | 10.36 | 1 | 365 | 11.8433 | 0.74114 | 12 | 0.58449
37242 | 7.28 | 1 | 365 | 8.3224 | 0.68296 | 9 | 0.0053149
36492 | 7.56 | 1 | 365 | 8.6424 | 0.32462 | 8 | 0.96706
49252 | 10.36 | 1 | 365 | 11.8433 | 0.74114 | 12 | 0.58449
44028 | 6.25 | 1 | 365 | 7.1449 | 0.3226 | 7 | 0.46747
50039 | 11.4 | 1 | 365 | 13.0323 | 0.12442 | 13 | 0.15667
49253 | 10.64 | 1 | 365 | 12.1634 | 0.38279 | 12 | 0.54623
49747 | 6.24 | 1 | 365 | 7.1334 | 0.29968 | 7 | 0.43313
49254 | 5.6 | 1 | 365 | 6.4018 | 0.83305 | 7 | 0.23486
47428 | 6.72 | 1 | 365 | 7.6822 | 0.39966 | 8 | 0.081829
49311 | 10 | 1 | 365 | 11.4318 | 0.91616 | 12 | 0.34796
44029 | 9.75 | 1 | 365 | 11.146 | 0.34326 | 11 | 0.48926
43763 | 5.4 | 1 | 365 | 6.1732 | 0.37473 | 6 | 0.5479
44812 | 12 | 1 | 365 | 13.7182 | 0.49939 | 14 | 0.21755
49304 | 11.055 | 1 | 365 | 12.6379 | 0.33381 | 12 | 0.97167
45167 | 6 | 1 | 365 | 6.8591 | 0.7497 | 7 | 0.60878
42320 | 11.66 | 1 | 365 | 13.3295 | 0.72024 | 14 | 0.049721
35688 | 325 | 0.9 | 365 | 334.3802 | 0.29768 | 334 | 0.67783
49522 | 9.81 | 1 | 365 | 11.2146 | 0.48075 | 11 | 0.69535
44743 | 8.925 | 1 | 365 | 10.2029 | 0.45267 | 10 | 0.65555
46311 | 10.545 | 1 | 365 | 12.0548 | 0.16509 | 12 | 0.21992
44735 | 5.75 | 1 | 365 | 6.5733 | 0.17679 | 6 | 0.75008
42606 | 9.6 | 1 | 365 | 10.9745 | 0.99951 | 11 | 0.97404
42749 | 10.8 | 1 | 365 | 12.3463 | 0.74945 | 13 | 0.095797
49689 | 7.28 | 1 | 365 | 8.3224 | 0.68296 | 9 | 0.0053149
44700 | 6.375 | 1 | 365 | 7.2878 | 0.60905 | 7 | 0.89682
44624 | 6.5 | 1 | 365 | 7.4307 | 0.8955 | 8 | 0.32617
44621 | 3.315 | 1 | 365 | 3.7896 | 0.59671 | 4 | 0.38635
45623 | 6.44 | 1 | 365 | 7.3621 | 0.75801 | 8 | 0.12009
43024 | 6.625 | 1 | 365 | 7.5736 | 0.18196 | 7 | 0.75552
38702 | 6.9 | 1 | 365 | 7.8879 | 0.81215 | 8 | 0.70009
36760 | 4.56 | 1 | 365 | 5.2129 | 0.44977 | 5 | 0.66267
43499 | 9 | 1 | 365 | 10.2886 | 0.62454 | 10 | 0.91316
36707 | 4.4 | 1 | 365 | 5.03 | 0.08311 | 5 | 0.1131
43539 | 5.355 | 1 | 365 | 6.1217 | 0.2716 | 6 | 0.39333
46149 | 7.8 | 1 | 365 | 8.9168 | 0.8746 | 9 | 0.79141
36677 | 5.775 | 1 | 365 | 6.6019 | 0.23408 | 6 | 0.83595
38222 | 7.84 | 1 | 365 | 8.9625 | 0.96627 | 9 | 0.9288
36331 | 3.85 | 1 | 365 | 4.4012 | 0.82272 | 5 | 0.22396
36732 | 5.2 | 1 | 365 | 5.9445 | 0.9164 | 6 | 0.86094
36458 | 5.5 | 1 | 365 | 6.2875 | 0.60389 | 6 | 0.89138
38683 | 4.95 | 1 | 365 | 5.6587 | 0.3435 | 6 | 0.0022402
36466 | 14.025 | 1 | 365 | 16.0331 | 0.13991 | 16 | 0.17301
38349 | 4.94 | 1 | 365 | 5.6473 | 0.32058 | 5 | 0.96789
38482 | 3.85 | 1 | 365 | 4.4012 | 0.82272 | 5 | 0.22396
36711 | 11 | 1 | 365 | 12.575 | 0.20778 | 12 | 0.78276
38277 | 6.76 | 1 | 365 | 7.7279 | 0.49132 | 8 | 0.21922
37014 | 4.316 | 1 | 365 | 4.934 | 0.89061 | 5 | 0.82458
36930 | 7.15 | 1 | 365 | 8.1737 | 0.38505 | 8 | 0.55879
36733 | 3.85 | 1 | 365 | 4.4012 | 0.82272 | 5 | 0.22396
36817 | 5.225 | 1 | 365 | 5.9731 | 0.97369 | 6 | 0.94681
38800 | 4.16 | 1 | 365 | 4.7556 | 0.53312 | 5 | 0.28875
36870 | 5.415 | 1 | 365 | 6.1903 | 0.4091 | 6 | 0.59942
37582 | 7.15 | 1 | 365 | 8.1737 | 0.38505 | 8 | 0.55879
38145 | 5.6 | 1 | 365 | 6.4018 | 0.83305 | 7 | 0.23486
37629 | 5.6 | 1 | 365 | 6.4018 | 0.83305 | 7 | 0.23486
36468 | 4.235 | 1 | 365 | 4.8414 | 0.70499 | 5 | 0.54636
44031 | 7.5 | 1 | 365 | 8.5739 | 0.18712 | 8 | 0.76097
36006 | 8.67 | 1 | 365 | 9.9114 | 0.86831 | 10 | 0.77968
37431 | 9.81 | 1 | 365 | 11.2146 | 0.48075 | 11 | 0.69535
36315 | 6.56 | 1 | 365 | 7.4993 | 0.033001 | 7 | 0.53226
37459 | 9.5 | 1 | 365 | 10.8602 | 0.77035 | 11 | 0.63056
44032 | 6.5 | 1 | 365 | 7.4307 | 0.8955 | 8 | 0.32617
42308 | 8.829 | 1 | 365 | 10.0931 | 0.23268 | 10 | 0.32581
38995 | 6.6 | 1 | 365 | 7.545 | 0.12467 | 7 | 0.66965
36193 | 8.55 | 1 | 365 | 9.7742 | 0.59332 | 10 | 0.36751
44033 | 3.5 | 1 | 365 | 4.0011 | 0.020656 | 4 | 0.021786
36202 | 13.5 | 1 | 365 | 15.4329 | 0.93682 | 16 | 0.36975
36389 | 11.03 | 1 | 365 | 12.6093 | 0.27652 | 12 | 0.8858
36867 | 4.2 | 1 | 365 | 4.8014 | 0.62479 | 5 | 0.42614
36028 | 4.4 | 1 | 365 | 5.03 | 0.08311 | 5 | 0.1131
43550 | 8.505 | 1 | 365 | 9.7227 | 0.49019 | 10 | 0.21294
38137 | 7.96 | 1 | 365 | 9.0997 | 0.24126 | 9 | 0.34098
38123 | 4.95 | 1 | 365 | 5.6587 | 0.3435 | 6 | 0.0022402
36496 | 3.92 | 1 | 365 | 4.4813 | 0.98313 | 5 | 0.4644
36404 | 8.4 | 1 | 365 | 9.6027 | 0.24957 | 9 | 0.85229
43297 | 6 | 1 | 365 | 6.8591 | 0.7497 | 7 | 0.60878
35663 | 12.29 | 1 | 365 | 14.0497 | 0.16396 | 14 | 0.21364
41039 | 13.734 | 1 | 365 | 15.7004 | 0.47305 | 16 | 0.17349
37207 | 3.11 | 1 | 365 | 3.5553 | 0.12693 | 3 | 0.68222
37165 | 15.525 | 1 | 365 | 17.7479 | 0.57734 | 18 | 0.32521
44060 | 10.5 | 1 | 365 | 12.0034 | 0.061968 | 12 | 0.065358
43369 | 5.61 | 1 | 365 | 6.4132 | 0.85597 | 7 | 0.26921
38489 | 5.5 | 1 | 365 | 6.2875 | 0.60389 | 6 | 0.89138
51061 | 6.6 | 1 | 365 | 7.545 | 0.12467 | 7 | 0.66965
46751 | 8.16 | 1 | 365 | 9.3283 | 0.69959 | 10 | 0.027935
43966 | 4.42 | 1 | 365 | 5.0529 | 0.12894 | 5 | 0.1818
44482 | 6.76 | 1 | 365 | 7.7279 | 0.49132 | 8 | 0.21922
36529 | 7.15 | 1 | 365 | 8.1737 | 0.38505 | 8 | 0.55879
36218 | 6.76 | 1 | 365 | 7.7279 | 0.49132 | 8 | 0.21922
44343 | 11.04 | 1 | 365 | 12.6207 | 0.29944 | 12 | 0.92015
36200 | 10.4 | 1 | 365 | 11.8891 | 0.83281 | 12 | 0.72188
51031 | 5.2 | 1 | 365 | 5.9445 | 0.68724 | 6 | 0.63178
36337 | 9.705 | 1 | 365 | 11.0946 | 0.24013 | 11 | 0.3347
44073 | 4.25 | 1 | 365 | 4.8585 | 0.73937 | 5 | 0.59788
38393 | 5.1 | 1 | 365 | 5.8302 | 0.68724 | 6 | 0.51746
38887 | 7.65 | 1 | 365 | 8.7453 | 0.53086 | 9 | 0.27619
41960 | 7.905 | 1 | 365 | 9.0368 | 0.11522 | 9 | 0.15206
43210 | 7.7 | 1 | 365 | 8.8025 | 0.64544 | 9 | 0.44793
44777 | 3.42 | 1 | 365 | 3.9097 | 0.83733 | 4 | 0.747
39190 | 8.16 | 1 | 365 | 9.3283 | 0.69959 | 10 | 0.027935
44061 | 8.4 | 1 | 365 | 9.6027 | 0.24957 | 9 | 0.85229
38589 | 4.08 | 1 | 365 | 4.6642 | 0.34979 | 5 | 0.013968
44570 | 11.96 | 1 | 365 | 13.6724 | 0.40773 | 14 | 0.08016
38926 | 8.415 | 1 | 365 | 9.6199 | 0.28395 | 9 | 0.90381
38518 | 5.61 | 1 | 365 | 6.4132 | 0.85597 | 7 | 0.26921
38603 | 3.57 | 1 | 365 | 4.0812 | 0.18107 | 4 | 0.26222
38840 | 4.335 | 1 | 365 | 4.9557 | 0.93416 | 5 | 0.88984
38597 | 9.435 | 1 | 365 | 10.7859 | 0.6214 | 11 | 0.4073
38583 | 4.845 | 1 | 365 | 5.5387 | 0.10288 | 5 | 0.64159
39049 | 3.315 | 1 | 365 | 3.7896 | 0.59671 | 4 | 0.38635
39129 | 4.845 | 1 | 365 | 5.5387 | 0.10288 | 5 | 0.64159
39009 | 5.355 | 1 | 365 | 6.1217 | 0.2716 | 6 | 0.39333
38979 | 5.865 | 1 | 365 | 6.7048 | 0.44033 | 7 | 0.14508
36175 | 4.08 | 1 | 365 | 4.6642 | 0.34979 | 5 | 0.013968
38964 | 8.16 | 1 | 365 | 9.3283 | 0.69959 | 10 | 0.027935
38945 | 5.61 | 1 | 365 | 6.4132 | 0.85597 | 7 | 0.26921
36111 | 8.06 | 1 | 365 | 9.214 | 0.47042 | 9 | 0.68446
36187 | 16.35 | 1 | 365 | 18.691 | 0.46792 | 19 | 0.15891
36160 | 5.67 | 1 | 365 | 6.4818 | 0.99346 | 7 | 0.47529
36011 | 8.625 | 1 | 365 | 9.8599 | 0.76519 | 10 | 0.62512
38993 | 7.65 | 1 | 365 | 8.7453 | 0.53086 | 9 | 0.27619
44411 | 5.25 | 1 | 365 | 6.0017 | 0.030984 | 6 | 0.032679
41505 | 9.135 | 1 | 365 | 10.4429 | 0.93391 | 11 | 0.37686
47412 | 5.2 | 1 | 365 | 5.9445 | 0.9164 | 6 | 0.86094
41998 | 5.985 | 1 | 365 | 6.8419 | 0.71532 | 7 | 0.55725
41484 | 9.156 | 1 | 365 | 10.467 | 0.98204 | 11 | 0.44899
41489 | 9.156 | 1 | 365 | 10.467 | 0.98204 | 11 | 0.44899
43475 | 8.502 | 1 | 365 | 9.7193 | 0.48332 | 10 | 0.20264
38419 | 3.825 | 1 | 365 | 4.3727 | 0.76543 | 5 | 0.13809
39202 | 9.435 | 1 | 365 | 10.7859 | 0.6214 | 11 | 0.4073
49257 | 7.84 | 1 | 365 | 8.9625 | 0.96627 | 9 | 0.9288
38414 | 2.805 | 1 | 365 | 3.2066 | 0.42798 | 3 | 0.6346
38586 | 7.75 | 1 | 365 | 8.8596 | 0.76002 | 9 | 0.61967
39163 | 4.59 | 1 | 365 | 5.2472 | 0.51852 | 5 | 0.76571
38524 | 8.67 | 1 | 365 | 9.9114 | 0.86831 | 10 | 0.77968
36975 | 10.464 | 1 | 365 | 11.9622 | 0.97947 | 12 | 0.94171
36965 | 13.455 | 1 | 365 | 15.3815 | 0.83369 | 16 | 0.21518
35758 | 9.25 | 1 | 365 | 10.5744 | 0.19745 | 10 | 0.77186
35761 | 10 | 1 | 365 | 11.4318 | 0.91616 | 12 | 0.34796
44419 | 12.25 | 1 | 365 | 14.004 | 0.072296 | 14 | 0.076251
49804 | 8.64 | 1 | 365 | 9.8771 | 0.79956 | 10 | 0.67664
42431 | 8.48 | 1 | 365 | 9.6942 | 0.4329 | 10 | 0.12707
35991 | 7.245 | 1 | 365 | 8.2823 | 0.60276 | 8 | 0.8851
39220 | 4.24 | 1 | 365 | 4.8471 | 0.71645 | 5 | 0.56354
43089 | 4.16 | 1 | 365 | 4.7556 | 0.53312 | 5 | 0.28875
30350 | 6.095 | 1 | 365 | 6.9677 | 0.9674 | 7 | 0.93508
43403 | 5.4 | 1 | 365 | 6.1732 | 0.37473 | 6 | 0.5479
44720 | 4.34 | 1 | 365 | 4.9614 | 0.94561 | 5 | 0.90701
33328 | 5.98 | 1 | 365 | 6.8362 | 0.70386 | 7 | 0.54008
42058 | 5.565 | 1 | 365 | 6.3618 | 0.75284 | 7 | 0.11464
36147 | 7.59 | 1 | 365 | 8.6767 | 0.39337 | 9 | 0.070102
33637 | 14.04 | 1 | 365 | 16.0502 | 0.17429 | 16 | 0.22454
46827 | 6.825 | 1 | 365 | 7.8022 | 0.64028 | 8 | 0.44248
36127 | 7.28 | 1 | 365 | 8.3224 | 0.68296 | 9 | 0.0053149
33880 | 2.6 | 1 | 365 | 2.9723 | 0.9582 | 3 | 0.93047
46379 | 8.48 | 1 | 365 | 9.6942 | 0.4329 | 10 | 0.12707
34080 | 5.46 | 1 | 365 | 6.2418 | 0.51222 | 6 | 0.75399
35998 | 9.483 | 1 | 365 | 10.8408 | 0.73139 | 11 | 0.57217
44715 | 6 | 1 | 365 | 6.8591 | 0.7497 | 7 | 0.60878
36346 | 5.5 | 1 | 365 | 6.2875 | 0.60389 | 6 | 0.89138
36116 | 13.77 | 1 | 365 | 15.7416 | 0.55555 | 16 | 0.29714
40347 | 9.6 | 1 | 365 | 10.9745 | 0.99951 | 11 | 0.97404
44397 | 12 | 1 | 365 | 13.7182 | 0.49939 | 14 | 0.21755
48833 | 9.45 | 1 | 365 | 10.8031 | 0.65577 | 11 | 0.45882
45515 | 5.1 | 1 | 365 | 5.8302 | 0.68724 | 6 | 0.51746
36417 | 7.84 | 1 | 365 | 8.9625 | 0.96627 | 9 | 0.9288
42038 | 9.3 | 1 | 365 | 10.6316 | 0.31203 | 10 | 0.9436
37566 | 8.68 | 1 | 365 | 9.9228 | 0.89123 | 10 | 0.81403
44379 | 9.01 | 1 | 365 | 10.3001 | 0.64746 | 10 | 0.94751
44203 | 3.3 | 1 | 365 | 3.7725 | 0.56233 | 4 | 0.33483
49041 | 10.865 | 1 | 365 | 12.4207 | 0.89841 | 13 | 0.31906
43670 | 9.99 | 1 | 365 | 11.4204 | 0.89324 | 12 | 0.31361
43447 | 6.93 | 1 | 365 | 7.9222 | 0.8809 | 8 | 0.80314
38850 | 2.65 | 1 | 365 | 3.0294 | 0.072782 | 3 | 0.10221
47293 | 6.16 | 1 | 365 | 7.042 | 0.11635 | 7 | 0.15834
43613 | 4.2 | 1 | 365 | 4.8014 | 0.62479 | 5 | 0.42614
36763 | 4.76 | 1 | 365 | 5.4415 | 0.90809 | 6 | 0.34963
41179 | 3.06 | 1 | 365 | 3.4981 | 0.012345 | 3 | 0.51048
36736 | 7 | 1 | 365 | 8.0023 | 0.041312 | 8 | 0.043572
35948 | 7 | 1 | 365 | 8.0023 | 0.041312 | 8 | 0.043572
38478 | 7.65 | 1 | 365 | 8.7453 | 0.53086 | 9 | 0.27619
36372 | 5.61 | 1 | 365 | 6.4132 | 0.85597 | 7 | 0.26921
48829 | 12.4 | 1 | 365 | 14.1754 | 0.41604 | 14 | 0.59147
47267 | 24.5 | 1 | 365 | 28.0079 | 0.14459 | 28 | 0.1525
36705 | 10.45 | 1 | 365 | 11.9462 | 0.94739 | 12 | 0.89362
38928 | 7.95 | 1 | 365 | 9.0883 | 0.21835 | 9 | 0.30663
48280 | 9.405 | 1 | 365 | 10.7516 | 0.55265 | 11 | 0.30426
48557 | 6.213 | 1 | 365 | 7.1026 | 0.23781 | 7 | 0.34039
36666 | 4.085 | 1 | 365 | 4.6699 | 0.36125 | 5 | 0.031142
41487 | 7.848 | 1 | 365 | 8.9717 | 0.9846 | 9 | 0.95628
44544 | 4.59 | 1 | 365 | 5.2472 | 0.51852 | 5 | 0.76571
36383 | 6.6 | 1 | 365 | 7.545 | 0.12467 | 7 | 0.66965
43876 | 10.8 | 1 | 365 | 12.3463 | 0.74945 | 13 | 0.095797
36110 | 4.68 | 1 | 365 | 5.3501 | 0.72476 | 6 | 0.074845
33149 | 7.28 | 1 | 365 | 8.3224 | 0.68296 | 9 | 0.0053149
36201 | 9.2 | 1 | 365 | 10.5173 | 0.082867 | 10 | 0.60012
36035 | 18 | 1 | 365 | 20.5772 | 0.24909 | 20 | 0.82633
35765 | 10.14 | 1 | 365 | 11.5918 | 0.23699 | 11 | 0.82883
36192 | 13.68 | 1 | 365 | 15.6387 | 0.34931 | 15 | 0.98801
49728 | 11.22 | 1 | 365 | 12.8265 | 0.71193 | 13 | 0.53841
42751 | 7.15 | 1 | 365 | 8.1737 | 0.38505 | 8 | 0.55879
36195 | 7.98 | 1 | 365 | 9.1226 | 0.2871 | 9 | 0.40967
42709 | 10.6 | 1 | 365 | 12.1177 | 0.29113 | 12 | 0.40884
36185 | 7.59 | 1 | 365 | 8.6767 | 0.39337 | 9 | 0.070102
42382 | 6.6 | 1 | 365 | 7.545 | 0.12467 | 7 | 0.66965
49245 | 7.02 | 1 | 365 | 8.0251 | 0.087144 | 8 | 0.11227
41683 | 7.5 | 1 | 365 | 8.5739 | 0.18712 | 8 | 0.76097
36450 | 5.865 | 1 | 365 | 6.7048 | 0.44033 | 7 | 0.14508
43086 | 6.9 | 1 | 365 | 7.8879 | 0.81215 | 8 | 0.70009
41708 | 9.9 | 1 | 365 | 11.3175 | 0.687 | 12 | 0.0044804
42050 | 7.02 | 1 | 365 | 8.0251 | 0.087144 | 8 | 0.11227
36685 | 7.28 | 1 | 365 | 8.3224 | 0.68296 | 9 | 0.0053149
44430 | 2.85 | 1 | 365 | 3.2581 | 0.53111 | 3 | 0.78917
50752 | 7.54 | 1 | 365 | 8.6196 | 0.27878 | 8 | 0.89836
42130 | 1.88 | 1 | 365 | 2.1492 | 0.30824 | 2 | 0.45742
52330 | 9.01 | 1 | 365 | 10.3001 | 0.64746 | 10 | 0.94751
40731 | 4.77 | 1 | 365 | 5.453 | 0.93101 | 6 | 0.38398
43702 | 9.9 | 1 | 365 | 11.3175 | 0.687 | 12 | 0.0044804
38556 | 8.1 | 1 | 365 | 9.2598 | 0.56209 | 9 | 0.82185
36170 | 10.37 | 1 | 365 | 11.8548 | 0.76406 | 12 | 0.61883
46723 | 7.6 | 1 | 365 | 8.6882 | 0.41628 | 9 | 0.10445
41085 | 6 | 1 | 365 | 6.8591 | 0.7497 | 7 | 0.60878
36686 | 30.78 | 0.9 | 365 | 31.6684 | 0.48235 | 32 | 0.15072
36256 | 8.4 | 1 | 365 | 9.6027 | 0.24957 | 9 | 0.85229
36245 | 7.02 | 1 | 365 | 8.0251 | 0.087144 | 8 | 0.11227
44225 | 6.1 | 1 | 365 | 6.9734 | 0.97886 | 7 | 0.95226
35051 | 11.7 | 1 | 365 | 13.3752 | 0.81191 | 14 | 0.18711
44231 | 5.7 | 1 | 365 | 6.5161 | 0.062211 | 6 | 0.57834
44243 | 4.41 | 1 | 365 | 5.0414 | 0.10603 | 5 | 0.14745
38259 | 22.89 | 1 | 365 | 26.1674 | 0.45509 | 26 | 0.62248
48861 | 9.52 | 1 | 365 | 10.8831 | 0.81618 | 11 | 0.69926
50138 | 4.16 | 1 | 365 | 4.7556 | 0.53312 | 5 | 0.28875
37429 | 6.75 | 1 | 365 | 7.7165 | 0.46841 | 8 | 0.18487
43417 | 9.92 | 1 | 365 | 11.3403 | 0.73283 | 12 | 0.073176
37547 | 5.215 | 1 | 365 | 5.9617 | 0.95078 | 6 | 0.91246
36987 | 4.76 | 1 | 365 | 5.4415 | 0.90809 | 6 | 0.34963
36312 | 11 | 1 | 365 | 12.575 | 0.20778 | 12 | 0.78276
38356 | 10.36 | 1 | 365 | 11.8433 | 0.74114 | 12 | 0.58449
50786 | 10 | 1 | 365 | 11.4318 | 0.91616 | 12 | 0.34796
44297 | 13 | 1 | 365 | 14.8613 | 0.79101 | 15 | 0.65235
44707 | 10.8 | 1 | 365 | 12.3463 | 0.74945 | 13 | 0.095797
43158 | 5.83 | 1 | 365 | 6.6647 | 0.36012 | 7 | 0.024861
39034 | 8.16 | 1 | 365 | 9.3283 | 0.69959 | 10 | 0.027935
38922 | 7.905 | 1 | 365 | 9.0368 | 0.11522 | 9 | 0.15206
38588 | 4.59 | 1 | 365 | 5.2472 | 0.51852 | 5 | 0.76571
38579 | 7.5 | 1 | 365 | 8.5739 | 0.18712 | 8 | 0.76097
38559 | 7.905 | 1 | 365 | 9.0368 | 0.11522 | 9 | 0.15206
38500 | 8.5 | 1 | 365 | 9.717 | 0.47874 | 10 | 0.19577
38517 | 7.905 | 1 | 365 | 9.0368 | 0.11522 | 9 | 0.15206
38549 | 8.925 | 1 | 365 | 10.2029 | 0.45267 | 10 | 0.65555
38511 | 9.25 | 1 | 365 | 10.5744 | 0.19745 | 10 | 0.77186
50897 | 8.75 | 1 | 365 | 10.0028 | 0.05164 | 10 | 0.054465
36522 | 9.36 | 1 | 365 | 10.7002 | 0.44953 | 11 | 0.14969
38820 | 11.7 | 1 | 365 | 13.3752 | 0.81191 | 14 | 0.18711
38133 | 11.275 | 1 | 365 | 12.8894 | 0.83797 | 13 | 0.72732
47087 | 6.3 | 1 | 365 | 7.202 | 0.43718 | 7 | 0.63921
41307 | 98.7 | 0.9 | 365 | 101.5487 | 0.56425 | 102 | 0.11293
35757 | 14.271 | 1 | 365 | 16.3143 | 0.70365 | 17 | 0.017974
51417 | 3.65 | 1 | 365 | 4.1726 | 0.3644 | 4 | 0.53701
47421 | 5.46 | 1 | 365 | 6.2418 | 0.51222 | 6 | 0.75399
49715 | 3.12 | 1 | 365 | 3.5667 | 0.14984 | 3 | 0.71656
47655 | 4.578 | 1 | 365 | 5.2335 | 0.49102 | 5 | 0.7245
47667 | 5.886 | 1 | 365 | 6.7288 | 0.48845 | 7 | 0.21721
38332 | 8.5 | 1 | 365 | 9.717 | 0.47874 | 10 | 0.19577
36848 | 4.68 | 1 | 365 | 5.3501 | 0.72476 | 6 | 0.074845
45425 | 9.12 | 1 | 365 | 10.4258 | 0.89954 | 11 | 0.32534
77 | 4107.06 | 0.7 | 365 | 3286.5762 | 0.26309 | 3286 | 0.83928
50645 | 5.985 | 1 | 365 | 6.8419 | 0.71532 | 7 | 0.55725
50829 | 6.3 | 1 | 365 | 7.202 | 0.43718 | 7 | 0.63921
52757 | 7.8 | 1 | 365 | 8.9168 | 0.8746 | 9 | 0.79141
52764 | 8.215 | 1 | 365 | 9.3912 | 0.82563 | 10 | 0.21685
52774 | 6.36 | 1 | 365 | 7.2706 | 0.57468 | 7 | 0.8453
52876 | 12 | 1 | 365 | 13.7182 | 0.49939 | 14 | 0.21755
52821 | 5.7 | 1 | 365 | 6.5161 | 0.062211 | 6 | 0.57834
52595 | 6.6 | 1 | 365 | 7.545 | 0.12467 | 7 | 0.66965
52580 | 10.8 | 1 | 365 | 12.3463 | 0.74945 | 13 | 0.095797
13233 | 2415.42 | 0.8 | 365 | 2209.0079 | 0.17209 | 2209 | 0.17996
248 | 5996.02 | 0.7 | 365 | 4798.1711 | 0.40276 | 4798 | 0.57386
12463 | 1384.32 | 1 | 365 | 1582.5269 | 0.32986 | 1582 | 0.8568
35445 | 5.72 | 1 | 365 | 6.539 | 0.10804 | 6 | 0.64703
36420 | 5.98 | 1 | 365 | 6.8362 | 0.70386 | 7 | 0.54008
33375 | 2.6 | 1 | 365 | 2.9723 | 0.9582 | 3 | 0.93047
48541 | 5.83 | 1 | 365 | 6.6647 | 0.36012 | 7 | 0.024861
43985 | 7.15 | 1 | 365 | 8.1737 | 0.38505 | 8 | 0.55879
36260 | 4.86 | 1 | 365 | 5.5559 | 0.13725 | 5 | 0.69311
42317 | 12.3 | 1 | 365 | 14.0611 | 0.18688 | 14 | 0.24799
44634 | 6.87 | 1 | 365 | 7.8536 | 0.7434 | 8 | 0.59705
41774 | 7.5 | 1 | 365 | 8.5739 | 0.18712 | 8 | 0.76097
36174 | 7.44 | 1 | 365 | 8.5053 | 0.049623 | 8 | 0.55488
32567 | 12.6 | 1 | 365 | 14.4041 | 0.87436 | 15 | 0.27843
39185 | 8.925 | 1 | 365 | 10.2029 | 0.45267 | 10 | 0.65555
40391 | 14.04 | 1 | 365 | 16.0502 | 0.17429 | 16 | 0.22454
46443 | 8.4 | 1 | 365 | 9.6027 | 0.24957 | 9 | 0.85229
48853 | 5.04 | 1 | 365 | 5.7616 | 0.54974 | 6 | 0.31137
49683 | 5.72 | 1 | 365 | 6.539 | 0.10804 | 6 | 0.64703
49165 | 8.1 | 1 | 365 | 9.2598 | 0.56209 | 9 | 0.82185
49684 | 4.2 | 1 | 365 | 4.8014 | 0.62479 | 5 | 0.42614
52422 | 5.7 | 1 | 365 | 6.5161 | 0.062211 | 6 | 0.57834
46816 | 5.13 | 1 | 365 | 5.8645 | 0.75599 | 6 | 0.6205
45557 | 8.7 | 1 | 365 | 9.9457 | 0.93706 | 10 | 0.88273
48275 | 9.12 | 1 | 365 | 10.4258 | 0.89954 | 11 | 0.32534
45578 | 6.24 | 1 | 365 | 7.1334 | 0.29968 | 7 | 0.43313
49181 | 4.86 | 1 | 365 | 5.5559 | 0.13725 | 5 | 0.69311
52454 | 7.56 | 1 | 365 | 8.6424 | 0.32462 | 8 | 0.96706
52415 | 4.095 | 1 | 365 | 4.6813 | 0.38417 | 5 | 0.06549
52579 | 7.56 | 1 | 365 | 8.6424 | 0.32462 | 8 | 0.96706
45734 | 9.35 | 1 | 365 | 10.6887 | 0.42661 | 11 | 0.11534
36221 | 171.11 | 0.9 | 365 | 176.0486 | 0.90657 | 176 | 0.95515
35486 | 12.19 | 1 | 365 | 13.9354 | 0.9348 | 14 | 0.87016
35363 | 9 | 1 | 365 | 10.2886 | 0.62454 | 10 | 0.91316
35918 | 8.4 | 1 | 365 | 9.6027 | 0.24957 | 9 | 0.85229
31573 | 109.14 | 0.9 | 365 | 112.29 | 0.096273 | 112 | 0.38627
36853 | 8.745 | 1 | 365 | 9.9971 | 0.040182 | 10 | 0.037291
37289 | 9.3 | 1 | 365 | 10.6316 | 0.31203 | 10 | 0.9436
32868 | 40.32 | 0.9 | 365 | 41.4837 | 0.15816 | 41 | 0.64188
43817 | 7.56 | 1 | 365 | 8.6424 | 0.32462 | 8 | 0.96706
34657 | 318.7 | 0.9 | 365 | 327.8983 | 0.30422 | 328 | 0.20254
34742 | 74.4 | 0.9 | 365 | 76.5473 | 0.44661 | 76 | 0.99394
38655 | 6.6 | 1 | 365 | 7.545 | 0.12467 | 7 | 0.66965
34738 | 249.6 | 0.9 | 365 | 256.804 | 0.78862 | 257 | 0.59257
34655 | 53.68 | 0.9 | 365 | 55.2293 | 0.71255 | 55 | 0.94186
34715 | 224.64 | 0.9 | 365 | 231.1236 | 0.30976 | 231 | 0.43332
46011 | 7.8 | 1 | 365 | 8.9168 | 0.8746 | 9 | 0.79141
45996 | 4.77 | 1 | 365 | 5.453 | 0.93101 | 6 | 0.38398
46472 | 10.14 | 1 | 365 | 11.5918 | 0.23699 | 11 | 0.82883
43204 | 6.36 | 1 | 365 | 7.2706 | 0.57468 | 7 | 0.8453
50923 | 10.64 | 1 | 365 | 12.1634 | 0.38279 | 12 | 0.54623
45403 | 4.335 | 1 | 365 | 4.9557 | 0.93416 | 5 | 0.88984
37982 | 3.515 | 1 | 365 | 4.0183 | 0.05503 | 4 | 0.073308
43219 | 4.24 | 1 | 365 | 4.8471 | 0.71645 | 5 | 0.56354
44609 | 4.95 | 1 | 365 | 5.6587 | 0.3435 | 6 | 0.0022402
48387 | 3 | 1 | 365 | 3.4295 | 0.87485 | 4 | 0.30439
43864 | 8.8 | 1 | 365 | 10.06 | 0.16622 | 10 | 0.2262
15072 | 4.08 | 1 | 365 | 4.6642 | 0.34979 | 5 | 0.013968
42789 | 7.15 | 1 | 365 | 8.1737 | 0.38505 | 8 | 0.55879
45444 | 13.86 | 1 | 365 | 15.8445 | 0.7618 | 16 | 0.60627
29188 | 7.395 | 1 | 365 | 8.4538 | 0.9465 | 9 | 0.40032
29741 | 3.12 | 1 | 365 | 3.5667 | 0.14984 | 3 | 0.71656
42466 | 10.6 | 1 | 365 | 12.1177 | 0.29113 | 12 | 0.40884
42671 | 10.6 | 1 | 365 | 12.1177 | 0.29113 | 12 | 0.40884
42698 | 9.805 | 1 | 365 | 11.2089 | 0.46929 | 11 | 0.67817
45052 | 3.5 | 1 | 365 | 4.0011 | 0.020656 | 4 | 0.021786
45122 | 5.565 | 1 | 365 | 6.3618 | 0.75284 | 7 | 0.11464
42463 | 5.83 | 1 | 365 | 6.6647 | 0.36012 | 7 | 0.024861
44887 | 5 | 1 | 365 | 5.7159 | 0.45808 | 6 | 0.17398
44892 | 10.25 | 1 | 365 | 11.7176 | 0.48906 | 12 | 0.20666
42769 | 6.89 | 1 | 365 | 7.8765 | 0.78923 | 8 | 0.66574
45044 | 11.5 | 1 | 365 | 13.1466 | 0.35358 | 13 | 0.50015
44399 | 8.84 | 1 | 365 | 10.1057 | 0.25789 | 10 | 0.3636
42752 | 11.55 | 1 | 365 | 13.2037 | 0.46816 | 13 | 0.67189
48229 | 8.82 | 1 | 365 | 10.0828 | 0.21205 | 10 | 0.2949
41894 | 5.5 | 1 | 365 | 6.2875 | 0.60389 | 6 | 0.89138
41531 | 8.19 | 1 | 365 | 9.3626 | 0.76834 | 10 | 0.13098
43036 | 6.875 | 1 | 365 | 7.8594 | 0.75486 | 8 | 0.61422
48017 | 9.9 | 1 | 365 | 11.3175 | 0.687 | 12 | 0.0044804
45661 | 9.625 | 1 | 365 | 11.0031 | 0.056804 | 11 | 0.059912
43235 | 13.2 | 1 | 365 | 15.09 | 0.24933 | 15 | 0.33931
42715 | 7.15 | 1 | 365 | 8.1737 | 0.38505 | 8 | 0.55879
43938 | 5.775 | 1 | 365 | 6.6019 | 0.23408 | 6 | 0.83595
44822 | 7.975 | 1 | 365 | 9.1169 | 0.27564 | 9 | 0.3925
44850 | 5.5 | 1 | 365 | 6.2875 | 0.60389 | 6 | 0.89138
48030 | 12 | 1 | 365 | 13.7182 | 0.49939 | 14 | 0.21755
42765 | 4.95 | 1 | 365 | 5.6587 | 0.3435 | 6 | 0.0022402
44826 | 8.1 | 1 | 365 | 9.2598 | 0.56209 | 9 | 0.82185
44871 | 8.16 | 1 | 365 | 9.3283 | 0.69959 | 10 | 0.027935
44916 | 10.2 | 1 | 365 | 11.6604 | 0.37448 | 12 | 0.034919
44983 | 6.63 | 1 | 365 | 7.5793 | 0.19341 | 7 | 0.7727
45013 | 3.57 | 1 | 365 | 4.0812 | 0.18107 | 4 | 0.26222
45063 | 9 | 1 | 365 | 10.2886 | 0.62454 | 10 | 0.91316
44780 | 9.9 | 1 | 365 | 11.3175 | 0.687 | 12 | 0.0044804
45041 | 10.25 | 1 | 365 | 11.7176 | 0.48906 | 12 | 0.20666
42802 | 8.32 | 1 | 365 | 9.5113 | 0.066245 | 9 | 0.5775
47596 | 8.06 | 1 | 365 | 9.214 | 0.47042 | 9 | 0.68446
42779 | 11.825 | 1 | 365 | 13.5181 | 0.098359 | 13 | 0.61646
42787 | 11 | 1 | 365 | 12.575 | 0.20778 | 12 | 0.78276
42792 | 6.875 | 1 | 365 | 7.8594 | 0.75486 | 8 | 0.61422
42581 | 4.24 | 1 | 365 | 4.8471 | 0.71645 | 5 | 0.56354
42645 | 9.275 | 1 | 365 | 10.603 | 0.25474 | 10 | 0.85773
43126 | 6.095 | 1 | 365 | 6.9677 | 0.9674 | 7 | 0.93508
43884 | 6.325 | 1 | 365 | 7.2306 | 0.49447 | 7 | 0.72508
48969 | 6.89 | 1 | 365 | 7.8765 | 0.78923 | 8 | 0.66574
42571 | 7.155 | 1 | 365 | 8.1795 | 0.39651 | 8 | 0.57597
44907 | 8.5 | 1 | 365 | 9.717 | 0.47874 | 10 | 0.19577
44782 | 4.335 | 1 | 365 | 4.9557 | 0.93416 | 5 | 0.88984
48033 | 5.5 | 1 | 365 | 6.2875 | 0.60389 | 6 | 0.89138
42535 | 12.375 | 1 | 365 | 14.1469 | 0.35875 | 14 | 0.5056
47984 | 3.06 | 1 | 365 | 3.4981 | 0.012345 | 3 | 0.51048
48534 | 6.12 | 1 | 365 | 6.9963 | 0.02469 | 7 | 0.020952
47992 | 9.3 | 1 | 365 | 10.6316 | 0.31203 | 10 | 0.9436
47312 | 7.54 | 1 | 365 | 8.6196 | 0.27878 | 8 | 0.89836
49301 | 11.73 | 1 | 365 | 13.4095 | 0.88066 | 14 | 0.29016
32185 | 4.16 | 1 | 365 | 4.7556 | 0.53312 | 5 | 0.28875
49348 | 7.54 | 1 | 365 | 8.6196 | 0.27878 | 8 | 0.89836
42272 | 8.525 | 1 | 365 | 9.7456 | 0.53603 | 10 | 0.28164
46043 | 6.05 | 1 | 365 | 6.9162 | 0.86428 | 7 | 0.78052
42573 | 7.975 | 1 | 365 | 9.1169 | 0.27564 | 9 | 0.3925
47900 | 10.45 | 1 | 365 | 11.9462 | 0.94739 | 12 | 0.89362
44740 | 11.5 | 1 | 365 | 13.1466 | 0.35358 | 13 | 0.50015
47878 | 8.25 | 1 | 365 | 9.4312 | 0.90583 | 10 | 0.33707
44979 | 5.25 | 1 | 365 | 6.0017 | 0.030984 | 6 | 0.032679
42830 | 4.4 | 1 | 365 | 5.03 | 0.08311 | 5 | 0.1131
44904 | 6.25 | 1 | 365 | 7.1449 | 0.3226 | 7 | 0.46747
53282 | 6.6 | 1 | 365 | 7.545 | 0.12467 | 7 | 0.66965
43020 | 7.95 | 1 | 365 | 9.0883 | 0.21835 | 9 | 0.30663
43803 | 11.925 | 1 | 365 | 13.6324 | 0.32752 | 13 | 0.95994
42730 | 8.48 | 1 | 365 | 9.6942 | 0.4329 | 10 | 0.12707
47209 | 7.42 | 1 | 365 | 8.4824 | 0.0037907 | 8 | 0.48619
43065 | 9.54 | 1 | 365 | 10.9059 | 0.86202 | 11 | 0.76795
51711 | 6.63 | 1 | 365 | 7.5793 | 0.19341 | 7 | 0.7727
47380 | 3.445 | 1 | 365 | 3.9383 | 0.89462 | 4 | 0.83287
43942 | 4.505 | 1 | 365 | 5.15 | 0.32373 | 5 | 0.47376
45129 | 4.24 | 1 | 365 | 4.8471 | 0.71645 | 5 | 0.56354
43824 | 3.71 | 1 | 365 | 4.2412 | 0.5019 | 4 | 0.74309
43069 | 6.89 | 1 | 365 | 7.8765 | 0.78923 | 8 | 0.66574
43586 | 4.68 | 1 | 365 | 5.3501 | 0.72476 | 6 | 0.074845
43159 | 12.1 | 1 | 365 | 13.8325 | 0.72855 | 14 | 0.56103
44830 | 9.075 | 1 | 365 | 10.3744 | 0.79642 | 11 | 0.17077
48023 | 3.64 | 1 | 365 | 4.1612 | 0.34148 | 4 | 0.50266
51332 | 8.4 | 1 | 365 | 9.6027 | 0.24957 | 9 | 0.85229
43034 | 9.54 | 1 | 365 | 10.9059 | 0.86202 | 11 | 0.76795
43546 | 9.35 | 1 | 365 | 10.6887 | 0.42661 | 11 | 0.11534
50927 | 4.8 | 1 | 365 | 5.4873 | 0.99976 | 6 | 0.48702
45029 | 5.86 | 1 | 365 | 6.699 | 0.42887 | 7 | 0.1279
43939 | 6.36 | 1 | 365 | 7.2706 | 0.57468 | 7 | 0.8453
44659 | 6.885 | 1 | 365 | 7.8708 | 0.77778 | 8 | 0.64857
42538 | 4.675 | 1 | 365 | 5.3444 | 0.7133 | 6 | 0.057671
43199 | 5.565 | 1 | 365 | 6.3618 | 0.75284 | 7 | 0.11464
42782 | 8.25 | 1 | 365 | 9.4312 | 0.90583 | 10 | 0.33707
44774 | 12.75 | 1 | 365 | 14.5755 | 0.2181 | 14 | 0.79365
44620 | 5.865 | 1 | 365 | 6.7048 | 0.44033 | 7 | 0.14508
43891 | 11 | 1 | 365 | 12.575 | 0.20778 | 12 | 0.78276
44410 | 8.32 | 1 | 365 | 9.5113 | 0.066245 | 9 | 0.5775
44760 | 7.425 | 1 | 365 | 8.4881 | 0.015249 | 8 | 0.50336
44383 | 9.36 | 1 | 365 | 10.7002 | 0.44953 | 11 | 0.14969
44853 | 7.42 | 1 | 365 | 8.4824 | 0.0037907 | 8 | 0.48619
42680 | 7.975 | 1 | 365 | 9.1169 | 0.27564 | 9 | 0.3925
44884 | 14 | 1 | 365 | 16.0045 | 0.082624 | 16 | 0.087144
42290 | 3.85 | 1 | 365 | 4.4012 | 0.82272 | 5 | 0.22396
42738 | 10.725 | 1 | 365 | 12.2606 | 0.57758 | 12 | 0.83819
44968 | 4.59 | 1 | 365 | 5.2472 | 0.51852 | 5 | 0.76571
47968 | 8.25 | 1 | 365 | 9.4312 | 0.90583 | 10 | 0.33707
44869 | 6 | 1 | 365 | 6.8591 | 0.7497 | 7 | 0.60878
42732 | 11.55 | 1 | 365 | 13.2037 | 0.46816 | 13 | 0.67189
44611 | 11.75 | 1 | 365 | 13.4324 | 0.92649 | 14 | 0.35885
44823 | 10.71 | 1 | 365 | 12.2435 | 0.54321 | 12 | 0.78667
48077 | 9.1 | 1 | 365 | 10.4029 | 0.85371 | 11 | 0.25664
42639 | 6.36 | 1 | 365 | 7.2706 | 0.57468 | 7 | 0.8453
46522 | 12 | 1 | 365 | 13.7182 | 0.49939 | 14 | 0.21755
42646 | 8.58 | 1 | 365 | 9.8085 | 0.66207 | 10 | 0.47055
44334 | 6.16 | 1 | 365 | 7.042 | 0.11635 | 7 | 0.15834
43996 | 9.62 | 1 | 365 | 10.9974 | 0.045346 | 11 | 0.042738
42953 | 10.07 | 1 | 365 | 11.5118 | 0.076573 | 11 | 0.5884
49080 | 3.12 | 1 | 365 | 3.5667 | 0.14984 | 3 | 0.71656
42650 | 4.77 | 1 | 365 | 5.453 | 0.93101 | 6 | 0.38398
51699 | 8.58 | 1 | 365 | 9.8085 | 0.66207 | 10 | 0.47055
51686 | 11.18 | 1 | 365 | 12.7808 | 0.62027 | 13 | 0.40102
51690 | 8.06 | 1 | 365 | 9.214 | 0.47042 | 9 | 0.68446
51703 | 5.72 | 1 | 365 | 6.539 | 0.10804 | 6 | 0.64703
51706 | 10.4 | 1 | 365 | 11.8891 | 0.83281 | 12 | 0.72188
51702 | 4.42 | 1 | 365 | 5.0529 | 0.12894 | 5 | 0.1818
32602 | 9.36 | 1 | 365 | 10.7002 | 0.44953 | 11 | 0.14969
51685 | 6.24 | 1 | 365 | 7.1334 | 0.29968 | 7 | 0.43313
50840 | 6.9 | 1 | 365 | 7.8879 | 0.81215 | 8 | 0.70009
42660 | 3.18 | 1 | 365 | 3.6353 | 0.28734 | 3 | 0.92265
44296 | 7.8 | 1 | 365 | 8.9168 | 0.8746 | 9 | 0.79141
42667 | 8.745 | 1 | 365 | 9.9971 | 0.040182 | 10 | 0.037291
44976 | 5.5 | 1 | 365 | 6.2875 | 0.60389 | 6 | 0.89138
43190 | 5.775 | 1 | 365 | 6.6019 | 0.23408 | 6 | 0.83595
42726 | 6.325 | 1 | 365 | 7.2306 | 0.49447 | 7 | 0.72508
44276 | 7.28 | 1 | 365 | 8.3224 | 0.68296 | 9 | 0.0053149
44834 | 9.35 | 1 | 365 | 10.6887 | 0.42661 | 11 | 0.11534
42287 | 14.3 | 1 | 365 | 16.3475 | 0.77011 | 17 | 0.11758
51698 | 8.06 | 1 | 365 | 9.214 | 0.47042 | 9 | 0.68446
51672 | 4.16 | 1 | 365 | 4.7556 | 0.53312 | 5 | 0.28875
51701 | 6.24 | 1 | 365 | 7.1334 | 0.29968 | 7 | 0.43313
36182 | 7.848 | 1 | 365 | 8.9717 | 0.9846 | 9 | 0.95628
49402 | 8 | 1 | 365 | 9.1454 | 0.33293 | 9 | 0.47837
51684 | 3.64 | 1 | 365 | 4.1612 | 0.34148 | 4 | 0.50266
29207 | 10.92 | 1 | 365 | 12.4835 | 0.024447 | 12 | 0.50797
51681 | 6.24 | 1 | 365 | 7.1334 | 0.29968 | 7 | 0.43313
51708 | 6.24 | 1 | 365 | 7.1334 | 0.29968 | 7 | 0.43313
50809 | 8.84 | 1 | 365 | 10.1057 | 0.25789 | 10 | 0.3636
41845 | 7.32 | 1 | 365 | 8.3681 | 0.77463 | 9 | 0.14271
44530 | 11.78 | 1 | 365 | 13.4667 | 0.99524 | 14 | 0.4619
44387 | 5.04 | 1 | 365 | 5.7616 | 0.54974 | 6 | 0.31137
45716 | 6.2 | 1 | 365 | 7.0877 | 0.20802 | 7 | 0.29574
42719 | 11.275 | 1 | 365 | 12.8894 | 0.83797 | 13 | 0.72732
44396 | 10.66 | 1 | 365 | 12.1863 | 0.42863 | 12 | 0.61493
46001 | 6.75 | 1 | 365 | 7.7165 | 0.46841 | 8 | 0.18487
42445 | 3.575 | 1 | 365 | 4.0869 | 0.19253 | 4 | 0.2794
44801 | 6.6 | 1 | 365 | 7.545 | 0.12467 | 7 | 0.66965
36336 | 8.55 | 1 | 365 | 9.7742 | 0.59332 | 10 | 0.36751
44827 | 2 | 1 | 365 | 2.2864 | 0.58323 | 2 | 0.86959
42750 | 3.85 | 1 | 365 | 4.4012 | 0.82272 | 5 | 0.22396
42283 | 11.825 | 1 | 365 | 13.5181 | 0.098359 | 13 | 0.61646
43225 | 8.215 | 1 | 365 | 9.3912 | 0.82563 | 10 | 0.21685
42493 | 2.915 | 1 | 365 | 3.3324 | 0.68006 | 4 | 0.01243
42693 | 8.525 | 1 | 365 | 9.7456 | 0.53603 | 10 | 0.28164
45038 | 3.315 | 1 | 365 | 3.7896 | 0.59671 | 4 | 0.38635
42733 | 14.3 | 1 | 365 | 16.3475 | 0.77011 | 17 | 0.11758
45018 | 10.25 | 1 | 365 | 11.7176 | 0.48906 | 12 | 0.20666
44270 | 8.1 | 1 | 365 | 9.2598 | 0.56209 | 9 | 0.82185
42809 | 10.07 | 1 | 365 | 11.5118 | 0.076573 | 11 | 0.5884
44488 | 9.25 | 1 | 365 | 10.5744 | 0.19745 | 10 | 0.77186
49221 | 6.5 | 1 | 365 | 7.4307 | 0.8955 | 8 | 0.32617
49213 | 8.58 | 1 | 365 | 9.8085 | 0.66207 | 10 | 0.47055
43236 | 7.155 | 1 | 365 | 8.1795 | 0.39651 | 8 | 0.57597
50857 | 4.16 | 1 | 365 | 4.7556 | 0.53312 | 5 | 0.28875
49105 | 5.46 | 1 | 365 | 6.2418 | 0.51222 | 6 | 0.75399
42631 | 10.6 | 1 | 365 | 12.1177 | 0.29113 | 12 | 0.40884
50864 | 11.44 | 1 | 365 | 13.078 | 0.21609 | 13 | 0.29407
50828 | 7.28 | 1 | 365 | 8.3224 | 0.68296 | 9 | 0.0053149
42544 | 11 | 1 | 365 | 12.575 | 0.20778 | 12 | 0.78276
45064 | 5.865 | 1 | 365 | 6.7048 | 0.44033 | 7 | 0.14508
50881 | 11.7 | 1 | 365 | 13.3752 | 0.81191 | 14 | 0.18711
42725 | 9.35 | 1 | 365 | 10.6887 | 0.42661 | 11 | 0.11534
50900 | 7.8 | 1 | 365 | 8.9168 | 0.8746 | 9 | 0.79141
42713 | 7.95 | 1 | 365 | 9.0883 | 0.21835 | 9 | 0.30663
42653 | 7.95 | 1 | 365 | 9.0883 | 0.21835 | 9 | 0.30663
41668 | 2.6 | 1 | 365 | 2.9723 | 0.9582 | 3 | 0.93047
42635 | 8.215 | 1 | 365 | 9.3912 | 0.82563 | 10 | 0.21685
48634 | 5.98 | 1 | 365 | 6.8362 | 0.70386 | 7 | 0.54008
44996 | 10.965 | 1 | 365 | 12.535 | 0.12757 | 12 | 0.66254
42294 | 6.875 | 1 | 365 | 7.8594 | 0.75486 | 8 | 0.61422
42666 | 9.54 | 1 | 365 | 10.9059 | 0.86202 | 11 | 0.76795
43222 | 6.89 | 1 | 365 | 7.8765 | 0.78923 | 8 | 0.66574
42611 | 5.83 | 1 | 365 | 6.6647 | 0.36012 | 7 | 0.024861
45070 | 11 | 1 | 365 | 12.575 | 0.20778 | 12 | 0.78276
50945 | 5.72 | 1 | 365 | 6.539 | 0.10804 | 6 | 0.64703
35809 | 5.4 | 1 | 365 | 6.1732 | 0.37473 | 6 | 0.5479
42617 | 4.4 | 1 | 365 | 5.03 | 0.08311 | 5 | 0.1131
42623 | 10.6 | 1 | 365 | 12.1177 | 0.29113 | 12 | 0.40884
35808 | 6.93 | 1 | 365 | 7.9222 | 0.8809 | 8 | 0.80314
43241 | 2.915 | 1 | 365 | 3.3324 | 0.68006 | 4 | 0.01243
31912 | 10.14 | 1 | 365 | 11.5918 | 0.23699 | 11 | 0.82883
43242 | 3.18 | 1 | 365 | 3.6353 | 0.28734 | 3 | 0.92265
42626 | 10.6 | 1 | 365 | 12.1177 | 0.29113 | 12 | 0.40884
41310 | 11.725 | 1 | 365 | 13.4038 | 0.8692 | 14 | 0.27298
44616 | 6 | 1 | 365 | 6.8591 | 0.7497 | 7 | 0.60878
45031 | 4.335 | 1 | 365 | 4.9557 | 0.93416 | 5 | 0.88984
35734 | 7.88 | 1 | 365 | 9.0083 | 0.057934 | 9 | 0.066192
48715 | 9.36 | 1 | 365 | 10.7002 | 0.44953 | 11 | 0.14969
48454 | 5.2 | 1 | 365 | 5.9445 | 0.9164 | 6 | 0.86094
32071 | 3.9 | 1 | 365 | 4.4584 | 0.9373 | 5 | 0.3957
49009 | 7.28 | 1 | 365 | 8.3224 | 0.68296 | 9 | 0.0053149
46630 | 6.375 | 1 | 365 | 7.2878 | 0.60905 | 7 | 0.89682
51354 | 8.58 | 1 | 365 | 9.8085 | 0.66207 | 10 | 0.47055
51361 | 3.64 | 1 | 365 | 4.1612 | 0.34148 | 4 | 0.50266
51370 | 5.72 | 1 | 365 | 6.539 | 0.10804 | 6 | 0.64703
51371 | 2.86 | 1 | 365 | 3.2695 | 0.55402 | 3 | 0.82352
51425 | 6.24 | 1 | 365 | 7.1334 | 0.29968 | 7 | 0.43313
49002 | 5.46 | 1 | 365 | 6.2418 | 0.51222 | 6 | 0.75399
30988 | 10.92 | 1 | 365 | 12.4835 | 0.024447 | 12 | 0.50797
48457 | 7.54 | 1 | 365 | 8.6196 | 0.27878 | 8 | 0.89836
49084 | 5.2 | 1 | 365 | 5.9445 | 0.9164 | 6 | 0.86094
49004 | 3.64 | 1 | 365 | 4.1612 | 0.34148 | 4 | 0.50266
49005 | 9.88 | 1 | 365 | 11.2946 | 0.64117 | 11 | 0.93578
48917 | 5.72 | 1 | 365 | 6.539 | 0.10804 | 6 | 0.64703
52478 | 11.685 | 1 | 365 | 13.3581 | 0.77753 | 14 | 0.13559
35674 | 9.12 | 1 | 365 | 10.4258 | 0.89954 | 11 | 0.32534
51356 | 3.12 | 1 | 365 | 3.5667 | 0.14984 | 3 | 0.71656
52598 | 11.025 | 1 | 365 | 12.6036 | 0.26507 | 12 | 0.86863
53225 | 7.29 | 1 | 365 | 8.3338 | 0.70588 | 9 | 0.039663
52597 | 12.48 | 1 | 365 | 14.2669 | 0.59937 | 14 | 0.86625
52796 | 7.68 | 1 | 365 | 8.7796 | 0.59961 | 9 | 0.37923
48653 | 10.4 | 1 | 365 | 11.8891 | 0.83281 | 12 | 0.72188
44434 | 5 | 1 | 365 | 5.7159 | 0.45808 | 6 | 0.17398
45314 | 11.96 | 1 | 365 | 13.6724 | 0.40773 | 14 | 0.08016
51610 | 6.5 | 1 | 365 | 7.4307 | 0.8955 | 8 | 0.32617
51614 | 7.28 | 1 | 365 | 8.3224 | 0.68296 | 9 | 0.0053149
51616 | 4.94 | 1 | 365 | 5.6473 | 0.32058 | 5 | 0.96789
51617 | 4.94 | 1 | 365 | 5.6473 | 0.32058 | 5 | 0.96789
45330 | 2.08 | 1 | 365 | 2.3778 | 0.76656 | 3 | 0.14438
34294 | 3.38 | 1 | 365 | 3.8639 | 0.74566 | 4 | 0.60961
44220 | 7.8 | 1 | 365 | 8.9168 | 0.8746 | 9 | 0.79141
52797 | 10.4 | 1 | 365 | 11.8891 | 0.83281 | 12 | 0.72188
52885 | 7.875 | 1 | 365 | 9.0025 | 0.046476 | 9 | 0.049019
51664 | 7.54 | 1 | 365 | 8.6196 | 0.27878 | 8 | 0.89836
51662 | 7.02 | 1 | 365 | 8.0251 | 0.087144 | 8 | 0.11227
48780 | 7.28 | 1 | 365 | 8.3224 | 0.68296 | 9 | 0.0053149
49230 | 13 | 1 | 365 | 14.8613 | 0.79101 | 15 | 0.65235
51605 | 4.42 | 1 | 365 | 5.0529 | 0.12894 | 5 | 0.1818
51603 | 5.2 | 1 | 365 | 5.9445 | 0.9164 | 6 | 0.86094
51787 | 6.24 | 1 | 365 | 7.1334 | 0.29968 | 7 | 0.43313
51784 | 3.64 | 1 | 365 | 4.1612 | 0.34148 | 4 | 0.50266
51781 | 12.48 | 1 | 365 | 14.2669 | 0.59937 | 14 | 0.86625
51778 | 5.2 | 1 | 365 | 5.9445 | 0.9164 | 6 | 0.86094
51789 | 5.46 | 1 | 365 | 6.2418 | 0.51222 | 6 | 0.75399
22918 | 9.1 | 1 | 365 | 10.4029 | 0.85371 | 11 | 0.25664
32319 | 10.4 | 1 | 365 | 11.8891 | 0.83281 | 12 | 0.72188
33873 | 7.02 | 1 | 365 | 8.0251 | 0.087144 | 8 | 0.11227
38991 | 3.38 | 1 | 365 | 3.8639 | 0.74566 | 4 | 0.60961
48751 | 4.42 | 1 | 365 | 5.0529 | 0.12894 | 5 | 0.1818
51358 | 8.06 | 1 | 365 | 9.214 | 0.47042 | 9 | 0.68446
51359 | 5.46 | 1 | 365 | 6.2418 | 0.51222 | 6 | 0.75399
51770 | 5.72 | 1 | 365 | 6.539 | 0.10804 | 6 | 0.64703
51768 | 9.1 | 1 | 365 | 10.4029 | 0.85371 | 11 | 0.25664
51720 | 3.12 | 1 | 365 | 3.5667 | 0.14984 | 3 | 0.71656
49110 | 5.46 | 1 | 365 | 6.2418 | 0.51222 | 6 | 0.75399
51801 | 4.77 | 1 | 365 | 5.453 | 0.93101 | 6 | 0.38398
51765 | 9.36 | 1 | 365 | 10.7002 | 0.44953 | 11 | 0.14969
51844 | 2.34 | 1 | 365 | 2.675 | 0.36238 | 3 | 0.037423
51840 | 7.02 | 1 | 365 | 8.0251 | 0.087144 | 8 | 0.11227
52894 | 6.6 | 1 | 365 | 7.545 | 0.12467 | 7 | 0.66965
52901 | 9.6 | 1 | 365 | 10.9745 | 0.99951 | 11 | 0.97404
51810 | 10.66 | 1 | 365 | 12.1863 | 0.42863 | 12 | 0.61493
43113 | 8.575 | 1 | 365 | 9.8028 | 0.65061 | 10 | 0.45338
29902 | 6.5 | 1 | 365 | 7.4307 | 0.8955 | 8 | 0.32617
51831 | 4.16 | 1 | 365 | 4.7556 | 0.53312 | 5 | 0.28875
52953 | 5.46 | 1 | 365 | 6.2418 | 0.51222 | 6 | 0.75399
51232 | 7.02 | 1 | 365 | 8.0251 | 0.087144 | 8 | 0.11227
39272 | 8.32 | 1 | 365 | 9.5113 | 0.066245 | 9 | 0.5775
41156 | 5.98 | 1 | 365 | 6.8362 | 0.70386 | 7 | 0.54008
51229 | 6.76 | 1 | 365 | 7.7279 | 0.49132 | 8 | 0.21922
37695 | 3.12 | 1 | 365 | 3.5667 | 0.14984 | 3 | 0.71656
51821 | 4.68 | 1 | 365 | 5.3501 | 0.72476 | 6 | 0.074845
51820 | 2.6 | 1 | 365 | 2.9723 | 0.9582 | 3 | 0.93047
48642 | 9.36 | 1 | 365 | 10.7002 | 0.44953 | 11 | 0.14969
51819 | 4.94 | 1 | 365 | 5.6473 | 0.32058 | 5 | 0.96789
51818 | 4.16 | 1 | 365 | 4.7556 | 0.53312 | 5 | 0.28875
49226 | 2.34 | 1 | 365 | 2.675 | 0.36238 | 3 | 0.037423
51809 | 5.98 | 1 | 365 | 6.8362 | 0.70386 | 7 | 0.54008
51806 | 7.28 | 1 | 365 | 8.3224 | 0.68296 | 9 | 0.0053149
48633 | 9.1 | 1 | 365 | 10.4029 | 0.85371 | 11 | 0.25664
34352 | 11.7 | 1 | 365 | 13.3752 | 0.81191 | 14 | 0.18711
48656 | 3.64 | 1 | 365 | 4.1612 | 0.34148 | 4 | 0.50266
48436 | 6.5 | 1 | 365 | 7.4307 | 0.8955 | 8 | 0.32617
43275 | 7.28 | 1 | 365 | 8.3224 | 0.68296 | 9 | 0.0053149
51791 | 3.12 | 1 | 365 | 3.5667 | 0.14984 | 3 | 0.71656
51797 | 4.68 | 1 | 365 | 5.3501 | 0.72476 | 6 | 0.074845
37862 | 3.64 | 1 | 365 | 4.1612 | 0.34148 | 4 | 0.50266
34274 | 8.32 | 1 | 365 | 9.5113 | 0.066245 | 9 | 0.5775
33680 | 4.42 | 1 | 365 | 5.0529 | 0.12894 | 5 | 0.1818
47368 | 7.54 | 1 | 365 | 8.6196 | 0.27878 | 8 | 0.89836
53106 | 12.4 | 1 | 365 | 14.1754 | 0.41604 | 14 | 0.59147
53108 | 13.76 | 1 | 365 | 15.7302 | 0.53264 | 16 | 0.26279
45453 | 2.34 | 1 | 365 | 2.675 | 0.36238 | 3 | 0.037423
51794 | 2.34 | 1 | 365 | 2.675 | 0.36238 | 3 | 0.037423
51796 | 11.96 | 1 | 365 | 13.6724 | 0.40773 | 14 | 0.08016
51785 | 4.16 | 1 | 365 | 4.7556 | 0.53312 | 5 | 0.28875
51749 | 6.5 | 1 | 365 | 7.4307 | 0.8955 | 8 | 0.32617
51906 | 4.59 | 1 | 365 | 5.2472 | 0.51852 | 5 | 0.76571
24250 | 6.76 | 1 | 365 | 7.7279 | 0.49132 | 8 | 0.21922
51756 | 7.54 | 1 | 365 | 8.6196 | 0.27878 | 8 | 0.89836
51600 | 8.58 | 1 | 365 | 9.8085 | 0.66207 | 10 | 0.47055
51852 | 7.02 | 1 | 365 | 8.0251 | 0.087144 | 8 | 0.11227
24264 | 5.2 | 1 | 365 | 5.9445 | 0.9164 | 6 | 0.86094
37967 | 15.6 | 1 | 365 | 17.8336 | 0.74921 | 18 | 0.58282
53109 | 8.96 | 1 | 365 | 10.2429 | 0.53288 | 10 | 0.77577
33644 | 7.02 | 1 | 365 | 8.0251 | 0.087144 | 8 | 0.11227
27727 | 9 | 1 | 365 | 10.2886 | 0.62454 | 10 | 0.91316
51535 | 5.2 | 1 | 365 | 5.9445 | 0.9164 | 6 | 0.86094
51563 | 8.06 | 1 | 365 | 9.214 | 0.47042 | 9 | 0.68446
22138 | 5.98 | 1 | 365 | 6.8362 | 0.70386 | 7 | 0.54008
30531 | 4.68 | 1 | 365 | 5.3501 | 0.72476 | 6 | 0.074845
31962 | 11.18 | 1 | 365 | 12.7808 | 0.62027 | 13 | 0.40102
51406 | 8.06 | 1 | 365 | 9.214 | 0.47042 | 9 | 0.68446
51621 | 5.98 | 1 | 365 | 6.8362 | 0.70386 | 7 | 0.54008
16626 | 6.885 | 1 | 365 | 7.8708 | 0.77778 | 8 | 0.64857
50906 | 7.02 | 1 | 365 | 8.0251 | 0.087144 | 8 | 0.11227
35614 | 7.54 | 1 | 365 | 8.6196 | 0.27878 | 8 | 0.89836
51872 | 12.22 | 1 | 365 | 13.9697 | 0.0035475 | 13 | 0.97321
33097 | 6.5 | 1 | 365 | 7.4307 | 0.8955 | 8 | 0.32617
51836 | 9.36 | 1 | 365 | 10.7002 | 0.44953 | 11 | 0.14969
51835 | 4.42 | 1 | 365 | 5.0529 | 0.12894 | 5 | 0.1818
51849 | 3.9 | 1 | 365 | 4.4584 | 0.9373 | 5 | 0.3957
51846 | 8.58 | 1 | 365 | 9.8085 | 0.66207 | 10 | 0.47055
51936 | 7.28 | 1 | 365 | 8.3224 | 0.68296 | 9 | 0.0053149
51935 | 9.88 | 1 | 365 | 11.2946 | 0.64117 | 11 | 0.93578
29921 | 2.805 | 1 | 365 | 3.2066 | 0.42798 | 3 | 0.6346
53218 | 5.58 | 1 | 365 | 6.3789 | 0.78722 | 7 | 0.16616
51571 | 11.18 | 1 | 365 | 12.7808 | 0.62027 | 13 | 0.40102
51577 | 6.24 | 1 | 365 | 7.1334 | 0.29968 | 7 | 0.43313
51567 | 8.32 | 1 | 365 | 9.5113 | 0.066245 | 9 | 0.5775
51560 | 6.5 | 1 | 365 | 7.4307 | 0.8955 | 8 | 0.32617
51566 | 5.46 | 1 | 365 | 6.2418 | 0.51222 | 6 | 0.75399
53220 | 11.025 | 1 | 365 | 12.6036 | 0.26507 | 12 | 0.86863
51564 | 8.32 | 1 | 365 | 9.5113 | 0.066245 | 9 | 0.5775
50876 | 9.62 | 1 | 365 | 10.9974 | 0.045346 | 11 | 0.042738
49211 | 6.76 | 1 | 365 | 7.7279 | 0.49132 | 8 | 0.21922
53221 | 6.84 | 1 | 365 | 7.8194 | 0.67465 | 8 | 0.494
48666 | 9.36 | 1 | 365 | 10.7002 | 0.44953 | 11 | 0.14969
51934 | 8.84 | 1 | 365 | 10.1057 | 0.25789 | 10 | 0.3636
51125 | 8.64 | 1 | 365 | 9.8771 | 0.79956 | 10 | 0.67664
51933 | 5.2 | 1 | 365 | 5.9445 | 0.9164 | 6 | 0.86094
50851 | 8.06 | 1 | 365 | 9.214 | 0.47042 | 9 | 0.68446
50813 | 5.72 | 1 | 365 | 6.539 | 0.10804 | 6 | 0.64703
51930 | 6.76 | 1 | 365 | 7.7279 | 0.49132 | 8 | 0.21922
51718 | 7.54 | 1 | 365 | 8.6196 | 0.27878 | 8 | 0.89836
51668 | 4.16 | 1 | 365 | 4.7556 | 0.53312 | 5 | 0.28875
46261 | 13.8 | 1 | 365 | 15.7759 | 0.6243 | 16 | 0.40018
44503 | 4.48 | 1 | 365 | 5.1214 | 0.26644 | 5 | 0.38789
51585 | 7.02 | 1 | 365 | 8.0251 | 0.087144 | 8 | 0.11227
51918 | 5.98 | 1 | 365 | 6.8362 | 0.70386 | 7 | 0.54008
48904 | 7.54 | 1 | 365 | 8.6196 | 0.27878 | 8 | 0.89836
44226 | 9.88 | 1 | 365 | 11.2946 | 0.64117 | 11 | 0.93578
50950 | 6.24 | 1 | 365 | 7.1334 | 0.29968 | 7 | 0.43313
44285 | 8.06 | 1 | 365 | 9.214 | 0.47042 | 9 | 0.68446
51587 | 2.86 | 1 | 365 | 3.2695 | 0.55402 | 3 | 0.82352
51579 | 8.84 | 1 | 365 | 10.1057 | 0.25789 | 10 | 0.3636
51924 | 5.98 | 1 | 365 | 6.8362 | 0.70386 | 7 | 0.54008
48646 | 6.24 | 1 | 365 | 7.1334 | 0.29968 | 7 | 0.43313
48764 | 5.2 | 1 | 365 | 5.9445 | 0.9164 | 6 | 0.86094
49098 | 4.68 | 1 | 365 | 5.3501 | 0.72476 | 6 | 0.074845
48679 | 5.98 | 1 | 365 | 6.8362 | 0.70386 | 7 | 0.54008
45276 | 9.315 | 1 | 365 | 10.6487 | 0.3464 | 10 | 0.99512
48809 | 10.14 | 1 | 365 | 11.5918 | 0.23699 | 11 | 0.82883
49218 | 10.66 | 1 | 365 | 12.1863 | 0.42863 | 12 | 0.61493
48744 | 2.08 | 1 | 365 | 2.3778 | 0.76656 | 3 | 0.14438
48689 | 10.66 | 1 | 365 | 12.1863 | 0.42863 | 12 | 0.61493
50885 | 13.26 | 1 | 365 | 15.1586 | 0.38683 | 15 | 0.54539
51753 | 10.66 | 1 | 365 | 12.1863 | 0.42863 | 12 | 0.61493
48938 | 8.06 | 1 | 365 | 9.214 | 0.47042 | 9 | 0.68446
51748 | 6.24 | 1 | 365 | 7.1334 | 0.29968 | 7 | 0.43313
51746 | 9.36 | 1 | 365 | 10.7002 | 0.44953 | 11 | 0.14969
51747 | 6.5 | 1 | 365 | 7.4307 | 0.8955 | 8 | 0.32617
51745 | 4.16 | 1 | 365 | 4.7556 | 0.53312 | 5 | 0.28875
51736 | 9.62 | 1 | 365 | 10.9974 | 0.045346 | 11 | 0.042738
51735 | 7.02 | 1 | 365 | 8.0251 | 0.087144 | 8 | 0.11227
51717 | 5.46 | 1 | 365 | 6.2418 | 0.51222 | 6 | 0.75399
51730 | 7.02 | 1 | 365 | 8.0251 | 0.087144 | 8 | 0.11227
50812 | 9.62 | 1 | 365 | 10.9974 | 0.045346 | 11 | 0.042738
51729 | 3.64 | 1 | 365 | 4.1612 | 0.34148 | 4 | 0.50266
51719 | 3.64 | 1 | 365 | 4.1612 | 0.34148 | 4 | 0.50266
51724 | 2.34 | 1 | 365 | 2.675 | 0.36238 | 3 | 0.037423
51673 | 9.36 | 1 | 365 | 10.7002 | 0.44953 | 11 | 0.14969
37463 | 6.72 | 1 | 365 | 7.6822 | 0.39966 | 8 | 0.081829
33290 | 5.46 | 1 | 365 | 6.2418 | 0.51222 | 6 | 0.75399
51910 | 9.88 | 1 | 365 | 11.2946 | 0.64117 | 11 | 0.93578
49923 | 9.9 | 1 | 365 | 11.3175 | 0.687 | 12 | 0.0044804
36999 | 9.1 | 1 | 365 | 10.4029 | 0.85371 | 11 | 0.25664
51939 | 3.9 | 1 | 365 | 4.4584 | 0.9373 | 5 | 0.3957
51917 | 5.72 | 1 | 365 | 6.539 | 0.10804 | 6 | 0.64703
51920 | 7.02 | 1 | 365 | 8.0251 | 0.087144 | 8 | 0.11227
52065 | 3.64 | 1 | 365 | 4.1612 | 0.34148 | 4 | 0.50266
36669 | 8.32 | 1 | 365 | 9.5113 | 0.066245 | 9 | 0.5775
52056 | 3.38 | 1 | 365 | 3.8639 | 0.74566 | 4 | 0.60961
34414 | 5.2 | 1 | 365 | 5.9445 | 0.9164 | 6 | 0.86094
33486 | 7.54 | 1 | 365 | 8.6196 | 0.27878 | 8 | 0.89836
32231 | 10.92 | 1 | 365 | 12.4835 | 0.024447 | 12 | 0.50797
49948 | 10.2 | 1 | 365 | 11.6604 | 0.37448 | 12 | 0.034919
31766 | 7.28 | 1 | 365 | 8.3224 | 0.68296 | 9 | 0.0053149
21537 | 4.94 | 1 | 365 | 5.6473 | 0.32058 | 5 | 0.96789
51967 | 9.62 | 1 | 365 | 10.9974 | 0.045346 | 11 | 0.042738
52019 | 4.94 | 1 | 365 | 5.6473 | 0.32058 | 5 | 0.96789
52017 | 8.84 | 1 | 365 | 10.1057 | 0.25789 | 10 | 0.3636
43827 | 9.45 | 1 | 365 | 10.8031 | 0.65577 | 11 | 0.45882
51980 | 13.26 | 1 | 365 | 15.1586 | 0.38683 | 15 | 0.54539
43917 | 10.14 | 1 | 365 | 11.5918 | 0.23699 | 11 | 0.82883
51973 | 6.5 | 1 | 365 | 7.4307 | 0.8955 | 8 | 0.32617
51962 | 6.5 | 1 | 365 | 7.4307 | 0.8955 | 8 | 0.32617
36261 | 7.56 | 1 | 365 | 8.6424 | 0.32462 | 8 | 0.96706
49016 | 4.16 | 1 | 365 | 4.7556 | 0.53312 | 5 | 0.28875
44693 | 6.21 | 1 | 365 | 7.0991 | 0.23094 | 7 | 0.33008
48918 | 12.22 | 1 | 365 | 13.9697 | 0.0035475 | 13 | 0.97321
50069 | 13.725 | 1 | 365 | 15.6901 | 0.45243 | 16 | 0.14258
52110 | 10.92 | 1 | 365 | 12.4835 | 0.024447 | 12 | 0.50797
52050 | 4.68 | 1 | 365 | 5.3501 | 0.72476 | 6 | 0.074845
48674 | 4.94 | 1 | 365 | 5.6473 | 0.32058 | 5 | 0.96789
48967 | 5.72 | 1 | 365 | 6.539 | 0.10804 | 6 | 0.64703
31969 | 4.68 | 1 | 365 | 5.3501 | 0.72476 | 6 | 0.074845
52149 | 9.88 | 1 | 365 | 11.2946 | 0.64117 | 11 | 0.93578
52148 | 7.8 | 1 | 365 | 8.9168 | 0.8746 | 9 | 0.79141
52147 | 4.16 | 1 | 365 | 4.7556 | 0.53312 | 5 | 0.28875
52146 | 2.34 | 1 | 365 | 2.675 | 0.36238 | 3 | 0.037423
52135 | 9.945 | 1 | 365 | 11.3689 | 0.79012 | 12 | 0.15905
32032 | 3.9 | 1 | 365 | 4.4584 | 0.9373 | 5 | 0.3957
52132 | 5.72 | 1 | 365 | 6.539 | 0.10804 | 6 | 0.64703
27349 | 7.8 | 1 | 365 | 8.9168 | 0.8746 | 9 | 0.79141
52240 | 7.8 | 1 | 365 | 8.9168 | 0.8746 | 9 | 0.79141
32222 | 6.76 | 1 | 365 | 7.7279 | 0.49132 | 8 | 0.21922
52256 | 7.54 | 1 | 365 | 8.6196 | 0.27878 | 8 | 0.89836
52255 | 8.06 | 1 | 365 | 9.214 | 0.47042 | 9 | 0.68446
52468 | 6.24 | 1 | 365 | 7.1334 | 0.29968 | 7 | 0.43313
52257 | 5.46 | 1 | 365 | 6.2418 | 0.51222 | 6 | 0.75399
52260 | 3.64 | 1 | 365 | 4.1612 | 0.34148 | 4 | 0.50266
52251 | 12.22 | 1 | 365 | 13.9697 | 0.0035475 | 13 | 0.97321
52246 | 8.32 | 1 | 365 | 9.5113 | 0.066245 | 9 | 0.5775
52243 | 5.46 | 1 | 365 | 6.2418 | 0.51222 | 6 | 0.75399
52254 | 5.98 | 1 | 365 | 6.8362 | 0.70386 | 7 | 0.54008
52253 | 9.88 | 1 | 365 | 11.2946 | 0.64117 | 11 | 0.93578
52249 | 8.06 | 1 | 365 | 9.214 | 0.47042 | 9 | 0.68446
52245 | 7.8 | 1 | 365 | 8.9168 | 0.8746 | 9 | 0.79141
52236 | 8.84 | 1 | 365 | 10.1057 | 0.25789 | 10 | 0.3636
52232 | 9.1 | 1 | 365 | 10.4029 | 0.85371 | 11 | 0.25664
52230 | 9.62 | 1 | 365 | 10.9974 | 0.045346 | 11 | 0.042738
52226 | 16.9 | 1 | 365 | 19.3197 | 0.72831 | 20 | 0.048052
52208 | 4.94 | 1 | 365 | 5.6473 | 0.32058 | 5 | 0.96789
52186 | 5.2 | 1 | 365 | 5.9445 | 0.9164 | 6 | 0.86094
52202 | 3.38 | 1 | 365 | 3.8639 | 0.74566 | 4 | 0.60961
52302 | 4.68 | 1 | 365 | 5.3501 | 0.72476 | 6 | 0.074845
52301 | 8.58 | 1 | 365 | 9.8085 | 0.66207 | 10 | 0.47055
52314 | 6.5 | 1 | 365 | 7.4307 | 0.8955 | 8 | 0.32617
52287 | 12.48 | 1 | 365 | 14.2669 | 0.59937 | 14 | 0.86625
52290 | 8.06 | 1 | 365 | 9.214 | 0.47042 | 9 | 0.68446
52600 | 6 | 1 | 365 | 6.8591 | 0.7497 | 7 | 0.60878
52286 | 4.42 | 1 | 365 | 5.0529 | 0.12894 | 5 | 0.1818
52285 | 4.94 | 1 | 365 | 5.6473 | 0.32058 | 5 | 0.96789
52284 | 3.9 | 1 | 365 | 4.4584 | 0.9373 | 5 | 0.3957
52281 | 3.38 | 1 | 365 | 3.8639 | 0.74566 | 4 | 0.60961
52279 | 4.16 | 1 | 365 | 4.7556 | 0.53312 | 5 | 0.28875
51985 | 9.9 | 1 | 365 | 11.3175 | 0.687 | 12 | 0.0044804
52278 | 4.94 | 1 | 365 | 5.6473 | 0.32058 | 5 | 0.96789
32248 | 77.805 | 0.9 | 365 | 80.0506 | 0.46926 | 80 | 0.51987
34773 | 175.76 | 0.9 | 365 | 180.8328 | 0.49699 | 181 | 0.32977
34766 | 252.34 | 0.9 | 365 | 259.623 | 0.43974 | 260 | 0.06278
34583 | 113.84 | 0.9 | 365 | 117.1257 | 0.78981 | 117 | 0.91546
34814 | 84.18 | 0.9 | 365 | 86.6096 | 0.61741 | 87 | 0.22701
34726 | 340.38 | 0.9 | 365 | 350.204 | 0.018229 | 350 | 0.22228
34761 | 170.73 | 0.9 | 365 | 175.6576 | 0.12284 | 175 | 0.78045
28927 | 4.68 | 1 | 365 | 5.3501 | 0.72476 | 6 | 0.074845
52268 | 5.2 | 1 | 365 | 5.9445 | 0.9164 | 6 | 0.86094
52231 | 3.38 | 1 | 365 | 3.8639 | 0.74566 | 4 | 0.60961
52271 | 3.64 | 1 | 365 | 4.1612 | 0.34148 | 4 | 0.50266
51795 | 5.72 | 1 | 365 | 6.539 | 0.10804 | 6 | 0.64703
52098 | 2.08 | 1 | 365 | 2.3778 | 0.76656 | 3 | 0.14438
52310 | 7.54 | 1 | 365 | 8.6196 | 0.27878 | 8 | 0.89836
52101 | 5.46 | 1 | 365 | 6.2418 | 0.51222 | 6 | 0.75399
52244 | 6.5 | 1 | 365 | 7.4307 | 0.8955 | 8 | 0.32617
38507 | 3.38 | 1 | 365 | 3.8639 | 0.74566 | 4 | 0.60961
52227 | 7.8 | 1 | 365 | 8.9168 | 0.8746 | 9 | 0.79141
52095 | 3.64 | 1 | 365 | 4.1612 | 0.34148 | 4 | 0.50266
52200 | 3.9 | 1 | 365 | 4.4584 | 0.9373 | 5 | 0.3957
52094 | 9.36 | 1 | 365 | 10.7002 | 0.44953 | 11 | 0.14969
42309 | 4.68 | 1 | 365 | 5.3501 | 0.72476 | 6 | 0.074845
52205 | 10.92 | 1 | 365 | 12.4835 | 0.024447 | 12 | 0.50797
21515 | 5.2 | 1 | 365 | 5.9445 | 0.9164 | 6 | 0.86094
52295 | 9.36 | 1 | 365 | 10.7002 | 0.44953 | 11 | 0.14969
52057 | 10.4 | 1 | 365 | 11.8891 | 0.83281 | 12 | 0.72188
52070 | 9.1 | 1 | 365 | 10.4029 | 0.85371 | 11 | 0.25664
52081 | 10.92 | 1 | 365 | 12.4835 | 0.024447 | 12 | 0.50797
51763 | 3.9 | 1 | 365 | 4.4584 | 0.9373 | 5 | 0.3957
52382 | 12.48 | 1 | 365 | 14.2669 | 0.59937 | 14 | 0.86625
34975 | 28.35 | 0.9 | 365 | 29.1682 | 0.47058 | 29 | 0.63882
52381 | 8.84 | 1 | 365 | 10.1057 | 0.25789 | 10 | 0.3636
52350 | 6.76 | 1 | 365 | 7.7279 | 0.49132 | 8 | 0.21922
52347 | 8.32 | 1 | 365 | 9.5113 | 0.066245 | 9 | 0.5775
52358 | 7.28 | 1 | 365 | 8.3224 | 0.68296 | 9 | 0.0053149
52357 | 8.06 | 1 | 365 | 9.214 | 0.47042 | 9 | 0.68446
37955 | 6.76 | 1 | 365 | 7.7279 | 0.49132 | 8 | 0.21922
21322 | 9.396 | 1 | 365 | 10.7413 | 0.53202 | 11 | 0.27334
15886 | 11.22 | 1 | 365 | 12.8265 | 0.71193 | 13 | 0.53841
52393 | 4.68 | 1 | 365 | 5.3501 | 0.72476 | 6 | 0.074845
52345 | 2.34 | 1 | 365 | 2.675 | 0.36238 | 3 | 0.037423
49405 | 12.6 | 1 | 365 | 14.4041 | 0.87436 | 15 | 0.27843
52346 | 4.42 | 1 | 365 | 5.0529 | 0.12894 | 5 | 0.1818
52338 | 6.76 | 1 | 365 | 7.7279 | 0.49132 | 8 | 0.21922
52333 | 10.92 | 1 | 365 | 12.4835 | 0.024447 | 12 | 0.50797
52332 | 11.18 | 1 | 365 | 12.7808 | 0.62027 | 13 | 0.40102
52322 | 4.68 | 1 | 365 | 5.3501 | 0.72476 | 6 | 0.074845
52315 | 8.32 | 1 | 365 | 9.5113 | 0.066245 | 9 | 0.5775
52312 | 8.06 | 1 | 365 | 9.214 | 0.47042 | 9 | 0.68446
51734 | 12.74 | 1 | 365 | 14.5641 | 0.19519 | 14 | 0.7593
43934 | 92.16 | 0.9 | 365 | 94.8199 | 0.075798 | 94 | 0.89572
52076 | 7.8 | 1 | 365 | 8.9168 | 0.8746 | 9 | 0.79141
37870 | 5.2 | 1 | 365 | 5.9445 | 0.9164 | 6 | 0.86094
52470 | 9.1 | 1 | 365 | 10.4029 | 0.85371 | 11 | 0.25664
52463 | 13.26 | 1 | 365 | 15.1586 | 0.38683 | 15 | 0.54539
52459 | 9.36 | 1 | 365 | 10.7002 | 0.44953 | 11 | 0.14969
52133 | 1.56 | 1 | 365 | 1.7834 | 0.57492 | 2 | 0.35828
52453 | 10.4 | 1 | 365 | 11.8891 | 0.83281 | 12 | 0.72188
52130 | 6.24 | 1 | 365 | 7.1334 | 0.29968 | 7 | 0.43313
37027 | 101.4 | 0.9 | 365 | 104.3266 | 0.13288 | 104 | 0.45948
52125 | 13.52 | 1 | 365 | 15.4558 | 0.98265 | 16 | 0.43844
52122 | 9.36 | 1 | 365 | 10.7002 | 0.44953 | 11 | 0.14969
52155 | 8.84 | 1 | 365 | 10.1057 | 0.25789 | 10 | 0.3636
52364 | 9.36 | 1 | 365 | 10.7002 | 0.44953 | 11 | 0.14969
44502 | 6.72 | 1 | 365 | 7.6822 | 0.39966 | 8 | 0.081829
50843 | 12.22 | 1 | 365 | 13.9697 | 0.0035475 | 13 | 0.97321
52424 | 4.42 | 1 | 365 | 5.0529 | 0.12894 | 5 | 0.1818
36497 | 10.66 | 1 | 365 | 12.1863 | 0.42863 | 12 | 0.61493
52433 | 9.88 | 1 | 365 | 11.2946 | 0.64117 | 11 | 0.93578
52174 | 8.06 | 1 | 365 | 9.214 | 0.47042 | 9 | 0.68446
52170 | 4.94 | 1 | 365 | 5.6473 | 0.32058 | 5 | 0.96789
32387 | 8.32 | 1 | 365 | 9.5113 | 0.066245 | 9 | 0.5775
52168 | 10.4 | 1 | 365 | 11.8891 | 0.83281 | 12 | 0.72188
32111 | 16.64 | 1 | 365 | 19.0225 | 0.13249 | 19 | 0.15501
52117 | 13 | 1 | 365 | 14.8613 | 0.79101 | 15 | 0.65235
52118 | 12.74 | 1 | 365 | 14.5641 | 0.19519 | 14 | 0.7593
51937 | 11.7 | 1 | 365 | 13.3752 | 0.81191 | 14 | 0.18711
52178 | 10.4 | 1 | 365 | 11.8891 | 0.83281 | 12 | 0.72188
32663 | 8.06 | 1 | 365 | 9.214 | 0.47042 | 9 | 0.68446
51926 | 6.24 | 1 | 365 | 7.1334 | 0.29968 | 7 | 0.43313
49140 | 8.06 | 1 | 365 | 9.214 | 0.47042 | 9 | 0.68446
52392 | 4.16 | 1 | 365 | 4.7556 | 0.53312 | 5 | 0.28875
52390 | 8.58 | 1 | 365 | 9.8085 | 0.66207 | 10 | 0.47055
52385 | 11.7 | 1 | 365 | 13.3752 | 0.81191 | 14 | 0.18711
30218 | 7.28 | 1 | 365 | 8.3224 | 0.68296 | 9 | 0.0053149
52488 | 7.54 | 1 | 365 | 8.6196 | 0.27878 | 8 | 0.89836
52536 | 7.28 | 1 | 365 | 8.3224 | 0.68296 | 9 | 0.0053149
52150 | 4.16 | 1 | 365 | 4.7556 | 0.53312 | 5 | 0.28875
52534 | 7.54 | 1 | 365 | 8.6196 | 0.27878 | 8 | 0.89836
45367 | 8.84 | 1 | 365 | 10.1057 | 0.25789 | 10 | 0.3636
52068 | 3.64 | 1 | 365 | 4.1612 | 0.34148 | 4 | 0.50266
52516 | 2.86 | 1 | 365 | 3.2695 | 0.55402 | 3 | 0.82352
49681 | 8.97 | 1 | 365 | 10.2543 | 0.5558 | 10 | 0.81012
52499 | 4.16 | 1 | 365 | 4.7556 | 0.53312 | 5 | 0.28875
52138 | 8.32 | 1 | 365 | 9.5113 | 0.066245 | 9 | 0.5775
52139 | 3.825 | 1 | 365 | 4.3727 | 0.76543 | 5 | 0.13809
52532 | 7.8 | 1 | 365 | 8.9168 | 0.8746 | 9 | 0.79141
52140 | 4.94 | 1 | 365 | 5.6473 | 0.32058 | 5 | 0.96789
52505 | 13 | 1 | 365 | 14.8613 | 0.79101 | 15 | 0.65235
52141 | 8.58 | 1 | 365 | 9.8085 | 0.66207 | 10 | 0.47055
52502 | 7.02 | 1 | 365 | 8.0251 | 0.087144 | 8 | 0.11227
52121 | 5.2 | 1 | 365 | 5.9445 | 0.9164 | 6 | 0.86094
52489 | 5.2 | 1 | 365 | 5.9445 | 0.9164 | 6 | 0.86094
52116 | 5.2 | 1 | 365 | 5.9445 | 0.9164 | 6 | 0.86094
52482 | 5.46 | 1 | 365 | 6.2418 | 0.51222 | 6 | 0.75399
46255 | 7.29 | 1 | 365 | 8.3338 | 0.70588 | 9 | 0.039663
52479 | 7.8 | 1 | 365 | 8.9168 | 0.8746 | 9 | 0.79141
52111 | 6.76 | 1 | 365 | 7.7279 | 0.49132 | 8 | 0.21922
52475 | 7.54 | 1 | 365 | 8.6196 | 0.27878 | 8 | 0.89836
52165 | 7.28 | 1 | 365 | 8.3224 | 0.68296 | 9 | 0.0053149
52438 | 3.64 | 1 | 365 | 4.1612 | 0.34148 | 4 | 0.50266
43973 | 4.42 | 1 | 365 | 5.0529 | 0.12894 | 5 | 0.1818
51822 | 5.98 | 1 | 365 | 6.8362 | 0.70386 | 7 | 0.54008
52154 | 6.5 | 1 | 365 | 7.4307 | 0.8955 | 8 | 0.32617
51812 | 5.98 | 1 | 365 | 6.8362 | 0.70386 | 7 | 0.54008
43989 | 9 | 1 | 365 | 10.2886 | 0.62454 | 10 | 0.91316
29881 | 7.8 | 1 | 365 | 8.9168 | 0.8746 | 9 | 0.79141
50737 | 2.75 | 1 | 365 | 3.1437 | 0.30194 | 3 | 0.44569
52461 | 13 | 1 | 365 | 14.8613 | 0.79101 | 15 | 0.65235
52460 | 3.64 | 1 | 365 | 4.1612 | 0.34148 | 4 | 0.50266
50746 | 6 | 1 | 365 | 6.8591 | 0.7497 | 7 | 0.60878
52464 | 9.62 | 1 | 365 | 10.9974 | 0.045346 | 11 | 0.042738
52439 | 3.38 | 1 | 365 | 3.8639 | 0.74566 | 4 | 0.60961
52466 | 4.16 | 1 | 365 | 4.7556 | 0.53312 | 5 | 0.28875
52467 | 5.72 | 1 | 365 | 6.539 | 0.10804 | 6 | 0.64703
49114 | 6.5 | 1 | 365 | 7.4307 | 0.8955 | 8 | 0.32617
31690 | 7.28 | 1 | 365 | 8.3224 | 0.68296 | 9 | 0.0053149
52527 | 13 | 1 | 365 | 14.8613 | 0.79101 | 15 | 0.65235
50873 | 4.335 | 1 | 365 | 4.9557 | 0.93416 | 5 | 0.88984
52417 | 5.46 | 1 | 365 | 6.2418 | 0.51222 | 6 | 0.75399
52423 | 5.2 | 1 | 365 | 5.9445 | 0.9164 | 6 | 0.86094
52493 | 2.06 | 1 | 365 | 2.355 | 0.72073 | 3 | 0.07568
52484 | 6.24 | 1 | 365 | 7.1334 | 0.29968 | 7 | 0.43313
51998 | 8.32 | 1 | 365 | 9.5113 | 0.066245 | 9 | 0.5775
52481 | 7.02 | 1 | 365 | 8.0251 | 0.087144 | 8 | 0.11227
52604 | 5.1 | 1 | 365 | 5.8302 | 0.68724 | 6 | 0.51746
52480 | 8.32 | 1 | 365 | 9.5113 | 0.066245 | 9 | 0.5775
52624 | 11.985 | 1 | 365 | 13.701 | 0.46502 | 14 | 0.16603
52517 | 6.76 | 1 | 365 | 7.7279 | 0.49132 | 8 | 0.21922
52745 | 8.4 | 1 | 365 | 9.6027 | 0.24957 | 9 | 0.85229
52003 | 13 | 1 | 365 | 14.8613 | 0.79101 | 15 | 0.65235
52526 | 3.64 | 1 | 365 | 4.1612 | 0.34148 | 4 | 0.50266
52629 | 5.98 | 1 | 365 | 6.8362 | 0.70386 | 7 | 0.54008
52519 | 9.88 | 1 | 365 | 11.2946 | 0.64117 | 11 | 0.93578
28200 | 6.76 | 1 | 365 | 7.7279 | 0.49132 | 8 | 0.21922
52506 | 3.64 | 1 | 365 | 4.1612 | 0.34148 | 4 | 0.50266
52503 | 10.66 | 1 | 365 | 12.1863 | 0.42863 | 12 | 0.61493
52497 | 4.94 | 1 | 365 | 5.6473 | 0.32058 | 5 | 0.96789
52372 | 10.14 | 1 | 365 | 11.5918 | 0.23699 | 11 | 0.82883
28231 | 4.16 | 1 | 365 | 4.7556 | 0.53312 | 5 | 0.28875
52501 | 7.02 | 1 | 365 | 8.0251 | 0.087144 | 8 | 0.11227
33549 | 4.68 | 1 | 365 | 5.3501 | 0.72476 | 6 | 0.074845
49233 | 4.94 | 1 | 365 | 5.6473 | 0.32058 | 5 | 0.96789
48703 | 5.46 | 1 | 365 | 6.2418 | 0.51222 | 6 | 0.75399
43751 | 15.08 | 1 | 365 | 17.2392 | 0.55757 | 17 | 0.79672
52203 | 6.24 | 1 | 365 | 7.1334 | 0.29968 | 7 | 0.43313
48776 | 7.28 | 1 | 365 | 8.3224 | 0.68296 | 9 | 0.0053149
52182 | 7.28 | 1 | 365 | 8.3224 | 0.68296 | 9 | 0.0053149
52561 | 8.32 | 1 | 365 | 9.5113 | 0.066245 | 9 | 0.5775
52166 | 12.48 | 1 | 365 | 14.2669 | 0.59937 | 14 | 0.86625
32274 | 8.84 | 1 | 365 | 10.1057 | 0.25789 | 10 | 0.3636
26680 | 7.28 | 1 | 365 | 8.3224 | 0.68296 | 9 | 0.0053149
52556 | 7.54 | 1 | 365 | 8.6196 | 0.27878 | 8 | 0.89836
52153 | 5.46 | 1 | 365 | 6.2418 | 0.51222 | 6 | 0.75399
48606 | 8.84 | 1 | 365 | 10.1057 | 0.25789 | 10 | 0.3636
52197 | 9.88 | 1 | 365 | 11.2946 | 0.64117 | 11 | 0.93578
52128 | 9.1 | 1 | 365 | 10.4029 | 0.85371 | 11 | 0.25664
52566 | 9.88 | 1 | 365 | 11.2946 | 0.64117 | 11 | 0.93578
52509 | 7.54 | 1 | 365 | 8.6196 | 0.27878 | 8 | 0.89836
51813 | 4.68 | 1 | 365 | 5.3501 | 0.72476 | 6 | 0.074845
52613 | 4.68 | 1 | 365 | 5.3501 | 0.72476 | 6 | 0.074845
52123 | 7.02 | 1 | 365 | 8.0251 | 0.087144 | 8 | 0.11227
52572 | 4.16 | 1 | 365 | 4.7556 | 0.53312 | 5 | 0.28875
51739 | 6.24 | 1 | 365 | 7.1334 | 0.29968 | 7 | 0.43313
52552 | 6.5 | 1 | 365 | 7.4307 | 0.8955 | 8 | 0.32617
52611 | 4.94 | 1 | 365 | 5.6473 | 0.32058 | 5 | 0.96789
36487 | 5.46 | 1 | 365 | 6.2418 | 0.51222 | 6 | 0.75399
52577 | 10.92 | 1 | 365 | 12.4835 | 0.024447 | 12 | 0.50797
52430 | 11.96 | 1 | 365 | 13.6724 | 0.40773 | 14 | 0.08016
22418 | 13.26 | 1 | 365 | 15.1586 | 0.38683 | 15 | 0.54539
34128 | 4.16 | 1 | 365 | 4.7556 | 0.53312 | 5 | 0.28875
33485 | 6.76 | 1 | 365 | 7.7279 | 0.49132 | 8 | 0.21922
29169 | 9.1 | 1 | 365 | 10.4029 | 0.85371 | 11 | 0.25664
33790 | 10.4 | 1 | 365 | 11.8891 | 0.83281 | 12 | 0.72188
31740 | 3.9 | 1 | 365 | 4.4584 | 0.9373 | 5 | 0.3957
33629 | 3.64 | 1 | 365 | 4.1612 | 0.34148 | 4 | 0.50266
52789 | 8.84 | 1 | 365 | 10.1057 | 0.25789 | 10 | 0.3636
52782 | 8.84 | 1 | 365 | 10.1057 | 0.25789 | 10 | 0.3636
52787 | 13 | 1 | 365 | 14.8613 | 0.79101 | 15 | 0.65235
52771 | 10.4 | 1 | 365 | 11.8891 | 0.83281 | 12 | 0.72188
52769 | 4.94 | 1 | 365 | 5.6473 | 0.32058 | 5 | 0.96789
52766 | 9.62 | 1 | 365 | 10.9974 | 0.045346 | 11 | 0.042738
52761 | 2.86 | 1 | 365 | 3.2695 | 0.55402 | 3 | 0.82352
52759 | 2.6 | 1 | 365 | 2.9723 | 0.9582 | 3 | 0.93047
52160 | 4.68 | 1 | 365 | 5.3501 | 0.72476 | 6 | 0.074845
44202 | 11.96 | 1 | 365 | 13.6724 | 0.40773 | 14 | 0.08016
52791 | 5.98 | 1 | 365 | 6.8362 | 0.70386 | 7 | 0.54008
52718 | 5.72 | 1 | 365 | 6.539 | 0.10804 | 6 | 0.64703
52684 | 4.42 | 1 | 365 | 5.0529 | 0.12894 | 5 | 0.1818
52436 | 8.84 | 1 | 365 | 10.1057 | 0.25789 | 10 | 0.3636
52210 | 4.42 | 1 | 365 | 5.0529 | 0.12894 | 5 | 0.1818
52209 | 2.08 | 1 | 365 | 2.3778 | 0.76656 | 3 | 0.14438
52521 | 8.06 | 1 | 365 | 9.214 | 0.47042 | 9 | 0.68446
44589 | 4.94 | 1 | 365 | 5.6473 | 0.32058 | 5 | 0.96789
52844 | 5.98 | 1 | 365 | 6.8362 | 0.70386 | 7 | 0.54008
52854 | 6.5 | 1 | 365 | 7.4307 | 0.8955 | 8 | 0.32617
52573 | 5.98 | 1 | 365 | 6.8362 | 0.70386 | 7 | 0.54008
52432 | 5.98 | 1 | 365 | 6.8362 | 0.70386 | 7 | 0.54008
52465 | 9.1 | 1 | 365 | 10.4029 | 0.85371 | 11 | 0.25664
52837 | 2.86 | 1 | 365 | 3.2695 | 0.55402 | 3 | 0.82352
46328 | 11.7 | 1 | 365 | 13.3752 | 0.81191 | 14 | 0.18711
52591 | 3.64 | 1 | 365 | 4.1612 | 0.34148 | 4 | 0.50266
52592 | 5.61 | 1 | 365 | 6.4132 | 0.85597 | 7 | 0.26921
50006 | 7.245 | 1 | 365 | 8.2823 | 0.60276 | 8 | 0.8851
52455 | 3.9 | 1 | 365 | 4.4584 | 0.9373 | 5 | 0.3957
52914 | 9.72 | 1 | 365 | 11.1117 | 0.27451 | 11 | 0.38622
52351 | 8.84 | 1 | 365 | 10.1057 | 0.25789 | 10 | 0.3636
52340 | 7.02 | 1 | 365 | 8.0251 | 0.087144 | 8 | 0.11227
52915 | 12.6 | 1 | 365 | 14.4041 | 0.87436 | 15 | 0.27843
52925 | 7.2 | 1 | 365 | 8.2309 | 0.49964 | 8 | 0.73053
32420 | 5.2 | 1 | 365 | 5.9445 | 0.9164 | 6 | 0.86094
32392 | 7.28 | 1 | 365 | 8.3224 | 0.68296 | 9 | 0.0053149
52895 | 3.9 | 1 | 365 | 4.4584 | 0.9373 | 5 | 0.3957
52889 | 6.5 | 1 | 365 | 7.4307 | 0.8955 | 8 | 0.32617
52778 | 5.2 | 1 | 365 | 5.9445 | 0.9164 | 6 | 0.86094
52881 | 8.06 | 1 | 365 | 9.214 | 0.47042 | 9 | 0.68446
52880 | 11.96 | 1 | 365 | 13.6724 | 0.40773 | 14 | 0.08016
52877 | 7.02 | 1 | 365 | 8.0251 | 0.087144 | 8 | 0.11227
52756 | 9.1 | 1 | 365 | 10.4029 | 0.85371 | 11 | 0.25664
47434 | 11.2 | 1 | 365 | 12.8036 | 0.6661 | 13 | 0.46972
47414 | 6.6 | 1 | 365 | 7.545 | 0.12467 | 7 | 0.66965
48936 | 4.42 | 1 | 365 | 5.0529 | 0.12894 | 5 | 0.1818
49883 | 7.65 | 1 | 365 | 8.7453 | 0.53086 | 9 | 0.27619
43997 | 4.75 | 1 | 365 | 5.4301 | 0.88518 | 6 | 0.31528
48296 | 4.96 | 1 | 365 | 5.6702 | 0.36642 | 6 | 0.036588
52928 | 7.02 | 1 | 365 | 8.0251 | 0.087144 | 8 | 0.11227
47401 | 2.6 | 1 | 365 | 2.9723 | 0.9582 | 3 | 0.93047
52920 | 6.5 | 1 | 365 | 7.4307 | 0.8955 | 8 | 0.32617
48506 | 11.48 | 1 | 365 | 13.1237 | 0.30775 | 13 | 0.43146
52515 | 8.58 | 1 | 365 | 9.8085 | 0.66207 | 10 | 0.47055
47343 | 7.56 | 1 | 365 | 8.6424 | 0.32462 | 8 | 0.96706
51767 | 13 | 1 | 365 | 14.8613 | 0.79101 | 15 | 0.65235
46901 | 10.92 | 1 | 365 | 12.4835 | 0.024447 | 12 | 0.50797
52916 | 8.32 | 1 | 365 | 9.5113 | 0.066245 | 9 | 0.5775
48603 | 9.1 | 1 | 365 | 10.4029 | 0.85371 | 11 | 0.25664
46900 | 5.045 | 1 | 365 | 5.7673 | 0.5612 | 6 | 0.32855
47301 | 8.12 | 1 | 365 | 9.2826 | 0.60792 | 9 | 0.89054
46491 | 11.2 | 1 | 365 | 12.8036 | 0.6661 | 13 | 0.46972
45197 | 8.25 | 1 | 365 | 9.4312 | 0.90583 | 10 | 0.33707
44775 | 5.985 | 1 | 365 | 6.8419 | 0.71532 | 7 | 0.55725
44731 | 7.5 | 1 | 365 | 8.5739 | 0.18712 | 8 | 0.76097
43509 | 6.3 | 1 | 365 | 7.202 | 0.43718 | 7 | 0.63921
43574 | 4.96 | 1 | 365 | 5.6702 | 0.36642 | 6 | 0.036588
43486 | 7.194 | 1 | 365 | 8.224 | 0.48589 | 8 | 0.70992
38022 | 10.66 | 1 | 365 | 12.1863 | 0.42863 | 12 | 0.61493
52720 | 11.7 | 1 | 365 | 13.3752 | 0.81191 | 14 | 0.18711
52633 | 10.14 | 1 | 365 | 11.5918 | 0.23699 | 11 | 0.82883
52112 | 9.1 | 1 | 365 | 10.4029 | 0.85371 | 11 | 0.25664
44272 | 5.2 | 1 | 365 | 5.9445 | 0.9164 | 6 | 0.86094
43510 | 8.4 | 1 | 365 | 9.6027 | 0.24957 | 9 | 0.85229
39222 | 12.22 | 1 | 365 | 13.9697 | 0.0035475 | 13 | 0.97321
52730 | 6.24 | 1 | 365 | 7.1334 | 0.29968 | 7 | 0.43313
41995 | 3.597 | 1 | 365 | 4.112 | 0.24294 | 4 | 0.35496
52729 | 8.32 | 1 | 365 | 9.5113 | 0.066245 | 9 | 0.5775
43501 | 7.848 | 1 | 365 | 8.9717 | 0.9846 | 9 | 0.95628
52617 | 5.72 | 1 | 365 | 6.539 | 0.10804 | 6 | 0.64703
27535 | 5.46 | 1 | 365 | 6.2418 | 0.51222 | 6 | 0.75399
34072 | 4.42 | 1 | 365 | 5.0529 | 0.12894 | 5 | 0.1818
52669 | 6.5 | 1 | 365 | 7.4307 | 0.8955 | 8 | 0.32617
48662 | 3.64 | 1 | 365 | 4.1612 | 0.34148 | 4 | 0.50266
52678 | 2.6 | 1 | 365 | 2.9723 | 0.9582 | 3 | 0.93047
24948 | 7.8 | 1 | 365 | 8.9168 | 0.8746 | 9 | 0.79141
52648 | 5.46 | 1 | 365 | 6.2418 | 0.51222 | 6 | 0.75399
52768 | 3.12 | 1 | 365 | 3.5667 | 0.14984 | 3 | 0.71656
52642 | 8.06 | 1 | 365 | 9.214 | 0.47042 | 9 | 0.68446
38571 | 7 | 1 | 365 | 8.0023 | 0.041312 | 8 | 0.043572
52722 | 5.98 | 1 | 365 | 6.8362 | 0.70386 | 7 | 0.54008
48266 | 7.245 | 1 | 365 | 8.2823 | 0.60276 | 8 | 0.8851
53013 | 3.64 | 1 | 365 | 4.1612 | 0.34148 | 4 | 0.50266
52349 | 8.06 | 1 | 365 | 9.214 | 0.47042 | 9 | 0.68446
31848 | 3.9 | 1 | 365 | 4.4584 | 0.9373 | 5 | 0.3957
31890 | 7.28 | 1 | 365 | 8.3224 | 0.68296 | 9 | 0.0053149
53063 | 5.565 | 1 | 365 | 6.3618 | 0.75284 | 7 | 0.11464
53010 | 5.72 | 1 | 365 | 6.539 | 0.10804 | 6 | 0.64703
53002 | 11.655 | 1 | 365 | 13.3238 | 0.70878 | 14 | 0.032547
32390 | 3.64 | 1 | 365 | 4.1612 | 0.34148 | 4 | 0.50266
53003 | 6.36 | 1 | 365 | 7.2706 | 0.57468 | 7 | 0.8453
38468 | 3.315 | 1 | 365 | 3.7896 | 0.59671 | 4 | 0.38635
53023 | 2.86 | 1 | 365 | 3.2695 | 0.55402 | 3 | 0.82352
52362 | 8.84 | 1 | 365 | 10.1057 | 0.25789 | 10 | 0.3636
53134 | 8.96 | 1 | 365 | 10.2429 | 0.53288 | 10 | 0.77577
52437 | 2.86 | 1 | 365 | 3.2695 | 0.55402 | 3 | 0.82352
52792 | 9.36 | 1 | 365 | 10.7002 | 0.44953 | 11 | 0.14969
52375 | 1.82 | 1 | 365 | 2.0806 | 0.17074 | 2 | 0.25133
52992 | 13 | 1 | 365 | 14.8613 | 0.79101 | 15 | 0.65235
53048 | 2.86 | 1 | 365 | 3.2695 | 0.55402 | 3 | 0.82352
51625 | 6.76 | 1 | 365 | 7.7279 | 0.49132 | 8 | 0.21922
38290 | 5.46 | 1 | 365 | 6.2418 | 0.51222 | 6 | 0.75399
52431 | 2.08 | 1 | 365 | 2.3778 | 0.76656 | 3 | 0.14438
53022 | 11.18 | 1 | 365 | 12.7808 | 0.62027 | 13 | 0.40102
44708 | 12 | 1 | 365 | 13.7182 | 0.49939 | 14 | 0.21755
53037 | 7.8 | 1 | 365 | 8.9168 | 0.8746 | 9 | 0.79141
42430 | 8.06 | 1 | 365 | 9.214 | 0.47042 | 9 | 0.68446
53120 | 8.58 | 1 | 365 | 9.8085 | 0.66207 | 10 | 0.47055
53122 | 6.5 | 1 | 365 | 7.4307 | 0.8955 | 8 | 0.32617
53128 | 7.8 | 1 | 365 | 8.9168 | 0.8746 | 9 | 0.79141
52982 | 6.5 | 1 | 365 | 7.4307 | 0.8955 | 8 | 0.32617
53129 | 4.94 | 1 | 365 | 5.6473 | 0.32058 | 5 | 0.96789
36960 | 4.42 | 1 | 365 | 5.0529 | 0.12894 | 5 | 0.1818
53125 | 6.76 | 1 | 365 | 7.7279 | 0.49132 | 8 | 0.21922
52990 | 8.58 | 1 | 365 | 9.8085 | 0.66207 | 10 | 0.47055
47742 | 5.865 | 1 | 365 | 6.7048 | 0.44033 | 7 | 0.14508
52979 | 9.62 | 1 | 365 | 10.9974 | 0.045346 | 11 | 0.042738
25327 | 9.62 | 1 | 365 | 10.9974 | 0.045346 | 11 | 0.042738
52973 | 8.84 | 1 | 365 | 10.1057 | 0.25789 | 10 | 0.3636
18309 | 6.24 | 1 | 365 | 7.1334 | 0.29968 | 7 | 0.43313
46830 | 6.375 | 1 | 365 | 7.2878 | 0.60905 | 7 | 0.89682
24021 | 2.86 | 1 | 365 | 3.2695 | 0.55402 | 3 | 0.82352
22748 | 5.61 | 1 | 365 | 6.4132 | 0.85597 | 7 | 0.26921
52772 | 7.02 | 1 | 365 | 8.0251 | 0.087144 | 8 | 0.11227
46857 | 4.48 | 1 | 365 | 5.1214 | 0.26644 | 5 | 0.38789
44352 | 7.8 | 1 | 365 | 8.9168 | 0.8746 | 9 | 0.79141
52777 | 4.68 | 1 | 365 | 5.3501 | 0.72476 | 6 | 0.074845
52957 | 4.42 | 1 | 365 | 5.0529 | 0.12894 | 5 | 0.1818
52927 | 5.2 | 1 | 365 | 5.9445 | 0.9164 | 6 | 0.86094
13845 | 4.08 | 1 | 365 | 4.6642 | 0.34979 | 5 | 0.013968
53209 | 8.84 | 1 | 365 | 10.1057 | 0.25789 | 10 | 0.3636
42298 | 6.05 | 1 | 365 | 6.9162 | 0.86428 | 7 | 0.78052
53206 | 4.16 | 1 | 365 | 4.7556 | 0.53312 | 5 | 0.28875
52946 | 4.42 | 1 | 365 | 5.0529 | 0.12894 | 5 | 0.1818
42292 | 3.3 | 1 | 365 | 3.7725 | 0.56233 | 4 | 0.33483
35966 | 1.56 | 1 | 365 | 1.7834 | 0.57492 | 2 | 0.35828
52997 | 5.72 | 1 | 365 | 6.539 | 0.10804 | 6 | 0.64703
52949 | 2.34 | 1 | 365 | 2.675 | 0.36238 | 3 | 0.037423
37402 | 4.16 | 1 | 365 | 4.7556 | 0.53312 | 5 | 0.28875
52999 | 6.24 | 1 | 365 | 7.1334 | 0.29968 | 7 | 0.43313
38634 | 5.72 | 1 | 365 | 6.539 | 0.10804 | 6 | 0.64703
53009 | 2.86 | 1 | 365 | 3.2695 | 0.55402 | 3 | 0.82352
34316 | 8.06 | 1 | 365 | 9.214 | 0.47042 | 9 | 0.68446
47244 | 5.46 | 1 | 365 | 6.2418 | 0.51222 | 6 | 0.75399
32141 | 4.94 | 1 | 365 | 5.6473 | 0.32058 | 5 | 0.96789
53036 | 9.62 | 1 | 365 | 10.9974 | 0.045346 | 11 | 0.042738
53034 | 7.8 | 1 | 365 | 8.9168 | 0.8746 | 9 | 0.79141
25657 | 4.68 | 1 | 365 | 5.3501 | 0.72476 | 6 | 0.074845
53029 | 7.28 | 1 | 365 | 8.3224 | 0.68296 | 9 | 0.0053149
53028 | 5.72 | 1 | 365 | 6.539 | 0.10804 | 6 | 0.64703
53024 | 5.46 | 1 | 365 | 6.2418 | 0.51222 | 6 | 0.75399
28004 | 5.46 | 1 | 365 | 6.2418 | 0.51222 | 6 | 0.75399
47603 | 3.99 | 1 | 365 | 4.5613 | 0.14355 | 4 | 0.70484
53215 | 8.06 | 1 | 365 | 9.214 | 0.47042 | 9 | 0.68446
53195 | 5.72 | 1 | 365 | 6.539 | 0.10804 | 6 | 0.64703
36815 | 3.57 | 1 | 365 | 4.0812 | 0.18107 | 4 | 0.26222
42005 | 11.772 | 1 | 365 | 13.4575 | 0.9769 | 14 | 0.43442
52890 | 7.28 | 1 | 365 | 8.3224 | 0.68296 | 9 | 0.0053149
46493 | 5.61 | 1 | 365 | 6.4132 | 0.85597 | 7 | 0.26921
52530 | 5.2 | 1 | 365 | 5.9445 | 0.9164 | 6 | 0.86094
33771 | 5.98 | 1 | 365 | 6.8362 | 0.70386 | 7 | 0.54008
52355 | 2.6 | 1 | 365 | 2.9723 | 0.9582 | 3 | 0.93047
51606 | 10.4 | 1 | 365 | 11.8891 | 0.83281 | 12 | 0.72188
46327 | 11.4 | 1 | 365 | 13.0323 | 0.12442 | 13 | 0.15667
53085 | 7.8 | 1 | 365 | 8.9168 | 0.8746 | 9 | 0.79141
48664 | 3.38 | 1 | 365 | 3.8639 | 0.74566 | 4 | 0.60961
52520 | 8.06 | 1 | 365 | 9.214 | 0.47042 | 9 | 0.68446
53088 | 2.08 | 1 | 365 | 2.3778 | 0.76656 | 3 | 0.14438
50901 | 8.84 | 1 | 365 | 10.1057 | 0.25789 | 10 | 0.3636
52537 | 3.12 | 1 | 365 | 3.5667 | 0.14984 | 3 | 0.71656
51995 | 4.68 | 1 | 365 | 5.3501 | 0.72476 | 6 | 0.074845
52538 | 9.1 | 1 | 365 | 10.4029 | 0.85371 | 11 | 0.25664
43699 | 10.14 | 1 | 365 | 11.5918 | 0.23699 | 11 | 0.82883
52115 | 3.9 | 1 | 365 | 4.4584 | 0.9373 | 5 | 0.3957
49045 | 3.38 | 1 | 365 | 3.8639 | 0.74566 | 4 | 0.60961
52158 | 8.84 | 1 | 365 | 10.1057 | 0.25789 | 10 | 0.3636
51790 | 3.64 | 1 | 365 | 4.1612 | 0.34148 | 4 | 0.50266
51575 | 5.72 | 1 | 365 | 6.539 | 0.10804 | 6 | 0.64703
49526 | 7.54 | 1 | 365 | 8.6196 | 0.27878 | 8 | 0.89836
52628 | 13 | 1 | 365 | 14.8613 | 0.79101 | 15 | 0.65235
51931 | 11.18 | 1 | 365 | 12.7808 | 0.62027 | 13 | 0.40102
52732 | 4.94 | 1 | 365 | 5.6473 | 0.32058 | 5 | 0.96789
52291 | 4.16 | 1 | 365 | 4.7556 | 0.53312 | 5 | 0.28875
52360 | 10.14 | 1 | 365 | 11.5918 | 0.23699 | 11 | 0.82883
39115 | 4.25 | 1 | 365 | 4.8585 | 0.73937 | 5 | 0.59788
29112 | 7.8 | 1 | 365 | 8.9168 | 0.8746 | 9 | 0.79141
47356 | 2.6 | 1 | 365 | 2.9723 | 0.9582 | 3 | 0.93047
52498 | 6.24 | 1 | 365 | 7.1334 | 0.29968 | 7 | 0.43313
32857 | 4.42 | 1 | 365 | 5.0529 | 0.12894 | 5 | 0.1818
22512 | 4.42 | 1 | 365 | 5.0529 | 0.12894 | 5 | 0.1818
41113 | 7.28 | 1 | 365 | 8.3224 | 0.68296 | 9 | 0.0053149
23472 | 7.8 | 1 | 365 | 8.9168 | 0.8746 | 9 | 0.79141
43735 | 3.64 | 1 | 365 | 4.1612 | 0.34148 | 4 | 0.50266
32168 | 8.58 | 1 | 365 | 9.8085 | 0.66207 | 10 | 0.47055
45177 | 8.06 | 1 | 365 | 9.214 | 0.47042 | 9 | 0.68446
33689 | 2.86 | 1 | 365 | 3.2695 | 0.55402 | 3 | 0.82352
34421 | 10.92 | 1 | 365 | 12.4835 | 0.024447 | 12 | 0.50797
44216 | 4.16 | 1 | 365 | 4.7556 | 0.53312 | 5 | 0.28875
53373 | 7.56 | 1 | 365 | 8.6424 | 0.32462 | 8 | 0.96706
46799 | 7.98 | 1 | 365 | 9.1226 | 0.2871 | 9 | 0.40967
44647 | 6.5 | 1 | 365 | 7.4307 | 0.8955 | 8 | 0.32617
49220 | 7.02 | 1 | 365 | 8.0251 | 0.087144 | 8 | 0.11227
45512 | 4.96 | 1 | 365 | 5.6702 | 0.36642 | 6 | 0.036588
53086 | 7.02 | 1 | 365 | 8.0251 | 0.087144 | 8 | 0.11227
45543 | 4.16 | 1 | 365 | 4.7556 | 0.53312 | 5 | 0.28875
48816 | 4.16 | 1 | 365 | 4.7556 | 0.53312 | 5 | 0.28875
45514 | 8.12 | 1 | 365 | 9.2826 | 0.60792 | 9 | 0.89054
48676 | 8.06 | 1 | 365 | 9.214 | 0.47042 | 9 | 0.68446
48628 | 11.18 | 1 | 365 | 12.7808 | 0.62027 | 13 | 0.40102
51072 | 7.28 | 1 | 365 | 8.3224 | 0.68296 | 9 | 0.0053149
50904 | 4.16 | 1 | 365 | 4.7556 | 0.53312 | 5 | 0.28875
50970 | 13 | 1 | 365 | 14.8613 | 0.79101 | 15 | 0.65235
51942 | 10.4 | 1 | 365 | 11.8891 | 0.83281 | 12 | 0.72188
50963 | 7.54 | 1 | 365 | 8.6196 | 0.27878 | 8 | 0.89836
45195 | 6.27 | 1 | 365 | 7.1677 | 0.36843 | 7 | 0.53617
51622 | 6.24 | 1 | 365 | 7.1334 | 0.29968 | 7 | 0.43313
52228 | 5.98 | 1 | 365 | 6.8362 | 0.70386 | 7 | 0.54008
46312 | 8.82 | 1 | 365 | 10.0828 | 0.21205 | 10 | 0.2949
33393 | 7.8 | 1 | 365 | 8.9168 | 0.8746 | 9 | 0.79141
52462 | 9.1 | 1 | 365 | 10.4029 | 0.85371 | 11 | 0.25664
50654 | 4.76 | 1 | 365 | 5.4415 | 0.90809 | 6 | 0.34963
37811 | 8.32 | 1 | 365 | 9.5113 | 0.066245 | 9 | 0.5775
51737 | 2.86 | 1 | 365 | 3.2695 | 0.55402 | 3 | 0.82352
52282 | 2.34 | 1 | 365 | 2.675 | 0.36238 | 3 | 0.037423
46349 | 9.6 | 1 | 365 | 10.9745 | 0.99951 | 11 | 0.97404
53323 | 8.58 | 1 | 365 | 9.8085 | 0.66207 | 10 | 0.47055
53346 | 3.38 | 1 | 365 | 3.8639 | 0.74566 | 4 | 0.60961
53349 | 6.24 | 1 | 365 | 7.1334 | 0.29968 | 7 | 0.43313
53351 | 5.72 | 1 | 365 | 6.539 | 0.10804 | 6 | 0.64703
53354 | 2.08 | 1 | 365 | 2.3778 | 0.76656 | 3 | 0.14438
45620 | 5.1 | 1 | 365 | 5.8302 | 0.68724 | 6 | 0.51746
53360 | 5.2 | 1 | 365 | 5.9445 | 0.9164 | 6 | 0.86094
53368 | 5.46 | 1 | 365 | 6.2418 | 0.51222 | 6 | 0.75399
53353 | 4.16 | 1 | 365 | 4.7556 | 0.53312 | 5 | 0.28875
53357 | 4.16 | 1 | 365 | 4.7556 | 0.53312 | 5 | 0.28875
52525 | 4.94 | 1 | 365 | 5.6473 | 0.32058 | 5 | 0.96789
52476 | 12.48 | 1 | 365 | 14.2669 | 0.59937 | 14 | 0.86625
29773 | 4.16 | 1 | 365 | 4.7556 | 0.53312 | 5 | 0.28875
53534 | 3.9 | 1 | 365 | 4.4584 | 0.9373 | 5 | 0.3957
53535 | 6.76 | 1 | 365 | 7.7279 | 0.49132 | 8 | 0.21922
53541 | 7.28 | 1 | 365 | 8.3224 | 0.68296 | 9 | 0.0053149
53547 | 4.94 | 1 | 365 | 5.6473 | 0.32058 | 5 | 0.96789
46376 | 4.65 | 1 | 365 | 5.3158 | 0.65601 | 5 | 0.9718
53542 | 6.5 | 1 | 365 | 7.4307 | 0.8955 | 8 | 0.32617
53235 | 6.75 | 1 | 365 | 7.7165 | 0.46841 | 8 | 0.18487
53548 | 2.6 | 1 | 365 | 2.9723 | 0.9582 | 3 | 0.93047
48849 | 10.08 | 1 | 365 | 11.5233 | 0.099489 | 11 | 0.62274
53140 | 7.56 | 1 | 365 | 8.6424 | 0.32462 | 8 | 0.96706
52850 | 5.46 | 1 | 365 | 6.2418 | 0.51222 | 6 | 0.75399
32395 | 7.8 | 1 | 365 | 8.9168 | 0.8746 | 9 | 0.79141
48686 | 5.865 | 1 | 365 | 6.7048 | 0.44033 | 7 | 0.14508
37728 | 6.24 | 1 | 365 | 7.1334 | 0.29968 | 7 | 0.43313
51618 | 5.2 | 1 | 365 | 5.9445 | 0.9164 | 6 | 0.86094
23109 | 1.785 | 1 | 365 | 2.0406 | 0.090535 | 2 | 0.13111
51847 | 9.62 | 1 | 365 | 10.9974 | 0.045346 | 11 | 0.042738
51834 | 14.79 | 1 | 365 | 16.9076 | 0.893 | 17 | 0.80063
47644 | 9.8 | 1 | 365 | 11.2032 | 0.45784 | 11 | 0.661
46388 | 9 | 1 | 365 | 10.2886 | 0.62454 | 10 | 0.91316
53069 | 5.72 | 1 | 365 | 6.539 | 0.10804 | 6 | 0.64703
53247 | 13.68 | 1 | 365 | 15.6387 | 0.34931 | 15 | 0.98801
32590 | 4.42 | 1 | 365 | 5.0529 | 0.12894 | 5 | 0.1818
53065 | 10.92 | 1 | 365 | 12.4835 | 0.024447 | 12 | 0.50797
46441 | 6.72 | 1 | 365 | 7.6822 | 0.39966 | 8 | 0.081829
53055 | 9.36 | 1 | 365 | 10.7002 | 0.44953 | 11 | 0.14969
46446 | 5.61 | 1 | 365 | 6.4132 | 0.85597 | 7 | 0.26921
52570 | 11.7 | 1 | 365 | 13.3752 | 0.81191 | 14 | 0.18711
53021 | 10.92 | 1 | 365 | 12.4835 | 0.024447 | 12 | 0.50797
46449 | 7.84 | 1 | 365 | 8.9625 | 0.96627 | 9 | 0.9288
46450 | 7.194 | 1 | 365 | 8.224 | 0.48589 | 8 | 0.70992
52152 | 7.02 | 1 | 365 | 8.0251 | 0.087144 | 8 | 0.11227
53026 | 3.9 | 1 | 365 | 4.4584 | 0.9373 | 5 | 0.3957
53032 | 7.28 | 1 | 365 | 8.3224 | 0.68296 | 9 | 0.0053149
53068 | 6.76 | 1 | 365 | 7.7279 | 0.49132 | 8 | 0.21922
53083 | 4.42 | 1 | 365 | 5.0529 | 0.12894 | 5 | 0.1818
53066 | 13 | 1 | 365 | 14.8613 | 0.79101 | 15 | 0.65235
53285 | 7.56 | 1 | 365 | 8.6424 | 0.32462 | 8 | 0.96706
53080 | 7.02 | 1 | 365 | 8.0251 | 0.087144 | 8 | 0.11227
53049 | 9.1 | 1 | 365 | 10.4029 | 0.85371 | 11 | 0.25664
53046 | 10.14 | 1 | 365 | 11.5918 | 0.23699 | 11 | 0.82883
47297 | 12.753 | 1 | 365 | 14.579 | 0.22498 | 14 | 0.80395
53287 | 5.5 | 1 | 365 | 6.2875 | 0.60389 | 6 | 0.89138
32591 | 3.38 | 1 | 365 | 3.8639 | 0.74566 | 4 | 0.60961
51578 | 2.6 | 1 | 365 | 2.9723 | 0.9582 | 3 | 0.93047
28850 | 4.42 | 1 | 365 | 5.0529 | 0.12894 | 5 | 0.1818
51833 | 4.94 | 1 | 365 | 5.6473 | 0.32058 | 5 | 0.96789
23606 | 9.88 | 1 | 365 | 11.2946 | 0.64117 | 11 | 0.93578
37760 | 8.06 | 1 | 365 | 9.214 | 0.47042 | 9 | 0.68446
52318 | 11.96 | 1 | 365 | 13.6724 | 0.40773 | 14 | 0.08016
46479 | 4.48 | 1 | 365 | 5.1214 | 0.26644 | 5 | 0.38789
35066 | 7.6 | 1 | 365 | 8.6882 | 0.41628 | 9 | 0.10445
51355 | 8.58 | 1 | 365 | 9.8085 | 0.66207 | 10 | 0.47055
48491 | 8.4 | 1 | 365 | 9.6027 | 0.24957 | 9 | 0.85229
53313 | 12.825 | 1 | 365 | 14.6613 | 0.38998 | 15 | 0.051259
42051 | 9 | 1 | 365 | 10.2886 | 0.62454 | 10 | 0.91316
43548 | 6.93 | 1 | 365 | 7.9222 | 0.8809 | 8 | 0.80314
41897 | 8.7 | 1 | 365 | 9.9457 | 0.93706 | 10 | 0.88273
46497 | 4.72 | 1 | 365 | 5.3958 | 0.81643 | 6 | 0.21224
53461 | 5.1 | 1 | 365 | 5.8302 | 0.68724 | 6 | 0.51746
43477 | 5.559 | 1 | 365 | 6.3549 | 0.73909 | 7 | 0.094031
49059 | 8.505 | 1 | 365 | 9.7227 | 0.49019 | 10 | 0.21294
53470 | 6.84 | 1 | 365 | 7.8194 | 0.67465 | 8 | 0.494
43719 | 5.1 | 1 | 365 | 5.8302 | 0.68724 | 6 | 0.51746
41560 | 9.483 | 1 | 365 | 10.8408 | 0.73139 | 11 | 0.57217
43671 | 11.4 | 1 | 365 | 13.0323 | 0.12442 | 13 | 0.15667
43714 | 5.1 | 1 | 365 | 5.8302 | 0.68724 | 6 | 0.51746
46324 | 10.8 | 1 | 365 | 12.3463 | 0.74945 | 13 | 0.095797
48841 | 7.29 | 1 | 365 | 8.3338 | 0.70588 | 9 | 0.039663
41579 | 8.19 | 1 | 365 | 9.3626 | 0.76834 | 10 | 0.13098
48858 | 6.72 | 1 | 365 | 7.6822 | 0.39966 | 8 | 0.081829
42031 | 6.3 | 1 | 365 | 7.202 | 0.43718 | 7 | 0.63921
46370 | 7.13 | 1 | 365 | 8.1509 | 0.33922 | 8 | 0.4901
50672 | 4.578 | 1 | 365 | 5.2335 | 0.49102 | 5 | 0.7245
48476 | 7.28 | 1 | 365 | 8.3224 | 0.68296 | 9 | 0.0053149
45550 | 7.32 | 1 | 365 | 8.3681 | 0.77463 | 9 | 0.14271
44412 | 6.84 | 1 | 365 | 7.8194 | 0.67465 | 8 | 0.494
48560 | 4.96 | 1 | 365 | 5.6702 | 0.36642 | 6 | 0.036588
48870 | 9.235 | 1 | 365 | 10.5573 | 0.16307 | 10 | 0.72034
53670 | 9.88 | 1 | 365 | 11.2946 | 0.64117 | 11 | 0.93578
43915 | 5.985 | 1 | 365 | 6.8419 | 0.71532 | 7 | 0.55725
44080 | 10.5 | 1 | 365 | 12.0034 | 0.061968 | 12 | 0.065358
53673 | 9.6 | 1 | 365 | 10.9745 | 0.99951 | 11 | 0.97404
53681 | 9.805 | 1 | 365 | 11.2089 | 0.46929 | 11 | 0.67817
49034 | 5.32 | 1 | 365 | 6.0817 | 0.1914 | 6 | 0.27311
49877 | 24.8 | 1 | 365 | 28.3509 | 0.83208 | 29 | 0.18294
49044 | 10.23 | 1 | 365 | 11.6947 | 0.44323 | 12 | 0.13796
44697 | 3.75 | 1 | 365 | 4.2869 | 0.59356 | 4 | 0.88049
44376 | 4.275 | 1 | 365 | 4.8871 | 0.79666 | 5 | 0.68375
43494 | 8.25 | 1 | 365 | 9.4312 | 0.90583 | 10 | 0.33707
49049 | 8.06 | 1 | 365 | 9.214 | 0.47042 | 9 | 0.68446
44340 | 6.75 | 1 | 365 | 7.7165 | 0.46841 | 8 | 0.18487
49179 | 8.91 | 1 | 365 | 10.1857 | 0.4183 | 10 | 0.60403
49176 | 4.95 | 1 | 365 | 5.6587 | 0.3435 | 6 | 0.0022402
44070 | 5.5 | 1 | 365 | 6.2875 | 0.60389 | 6 | 0.89138
49891 | 11.22 | 1 | 365 | 12.8265 | 0.71193 | 13 | 0.53841
44350 | 10.71 | 1 | 365 | 12.2435 | 0.54321 | 12 | 0.78667
50279 | 10.64 | 1 | 365 | 12.1634 | 0.38279 | 12 | 0.54623
45470 | 12.69 | 1 | 365 | 14.507 | 0.080607 | 14 | 0.58756
43822 | 6.6 | 1 | 365 | 7.545 | 0.12467 | 7 | 0.66965
43758 | 8.7 | 1 | 365 | 9.9457 | 0.93706 | 10 | 0.88273
44316 | 8.5 | 1 | 365 | 9.717 | 0.47874 | 10 | 0.19577
45095 | 7.42 | 1 | 365 | 8.4824 | 0.0037907 | 8 | 0.48619
49489 | 6.84 | 1 | 365 | 7.8194 | 0.67465 | 8 | 0.494
44003 | 6.76 | 1 | 365 | 7.7279 | 0.49132 | 8 | 0.21922
35925 | 5.4 | 1 | 365 | 6.1732 | 0.37473 | 6 | 0.5479
44765 | 11.44 | 1 | 365 | 13.078 | 0.21609 | 13 | 0.29407
38288 | 2.6 | 1 | 365 | 2.9723 | 0.9582 | 3 | 0.93047
46487 | 7.125 | 1 | 365 | 8.1452 | 0.32776 | 8 | 0.47292
35954 | 6.66 | 1 | 365 | 7.6136 | 0.26216 | 7 | 0.87574
45583 | 5.7 | 1 | 365 | 6.5161 | 0.062211 | 6 | 0.57834
44746 | 7.98 | 1 | 365 | 9.1226 | 0.2871 | 9 | 0.40967
51249 | 14.835 | 1 | 365 | 16.9591 | 0.99612 | 17 | 0.9552
48832 | 6.095 | 1 | 365 | 6.9677 | 0.9674 | 7 | 0.93508
50289 | 8.1 | 1 | 365 | 9.2598 | 0.56209 | 9 | 0.82185
50655 | 6.9 | 1 | 365 | 7.8879 | 0.81215 | 8 | 0.70009
53102 | 9.88 | 1 | 365 | 11.2946 | 0.64117 | 11 | 0.93578
43914 | 5.695 | 1 | 365 | 6.5104 | 0.050753 | 6 | 0.56116
42029 | 6.5 | 1 | 365 | 7.4307 | 0.8955 | 8 | 0.32617
46904 | 10.791 | 1 | 365 | 12.3361 | 0.72883 | 13 | 0.064884
49440 | 5 | 1 | 365 | 5.7159 | 0.45808 | 6 | 0.17398
49995 | 4.42 | 1 | 365 | 5.0529 | 0.12894 | 5 | 0.1818
46877 | 6.6 | 1 | 365 | 7.545 | 0.12467 | 7 | 0.66965
43454 | 5.7 | 1 | 365 | 6.5161 | 0.062211 | 6 | 0.57834
47591 | 24 | 1 | 365 | 27.4363 | 0.99878 | 28 | 0.4351
49731 | 7.875 | 1 | 365 | 9.0025 | 0.046476 | 9 | 0.049019
47670 | 7.2 | 1 | 365 | 8.2309 | 0.49964 | 8 | 0.73053
48502 | 7.56 | 1 | 365 | 8.6424 | 0.32462 | 8 | 0.96706
46368 | 7.245 | 1 | 365 | 8.2823 | 0.60276 | 8 | 0.8851
46911 | 12.4 | 1 | 365 | 14.1754 | 0.41604 | 14 | 0.59147
46895 | 7.04 | 1 | 365 | 8.048 | 0.13298 | 8 | 0.18096
46796 | 8.68 | 1 | 365 | 9.9228 | 0.89123 | 10 | 0.81403
46886 | 7.5 | 1 | 365 | 8.5739 | 0.18712 | 8 | 0.76097
50157 | 6.93 | 1 | 365 | 7.9222 | 0.8809 | 8 | 0.80314
41565 | 9.135 | 1 | 365 | 10.4429 | 0.93391 | 11 | 0.37686
46890 | 8.4 | 1 | 365 | 9.6027 | 0.24957 | 9 | 0.85229
48855 | 6.16 | 1 | 365 | 7.042 | 0.11635 | 7 | 0.15834
44723 | 5.58 | 1 | 365 | 6.3789 | 0.78722 | 7 | 0.16616
47617 | 14.88 | 1 | 365 | 17.0105 | 0.099246 | 17 | 0.10976
41937 | 5.7 | 1 | 365 | 6.5161 | 0.062211 | 6 | 0.57834
45565 | 8.19 | 1 | 365 | 9.3626 | 0.76834 | 10 | 0.13098
50001 | 11.73 | 1 | 365 | 13.4095 | 0.88066 | 14 | 0.29016
43455 | 5.52 | 1 | 365 | 6.3104 | 0.64972 | 6 | 0.96007
49886 | 7.65 | 1 | 365 | 8.7453 | 0.53086 | 9 | 0.27619
45205 | 5.415 | 1 | 365 | 6.1903 | 0.4091 | 6 | 0.59942
49917 | 10.965 | 1 | 365 | 12.535 | 0.12757 | 12 | 0.66254
48566 | 9.69 | 1 | 365 | 11.0774 | 0.20576 | 11 | 0.28317
44754 | 12.6 | 1 | 365 | 14.4041 | 0.87436 | 15 | 0.27843
45218 | 4.578 | 1 | 365 | 5.2335 | 0.49102 | 5 | 0.7245
49997 | 5.2 | 1 | 365 | 5.9445 | 0.9164 | 6 | 0.86094
48881 | 6.48 | 1 | 365 | 7.4078 | 0.84967 | 8 | 0.25748
49730 | 12.426 | 1 | 365 | 14.2052 | 0.47562 | 14 | 0.68078
49729 | 12.426 | 1 | 365 | 14.2052 | 0.47562 | 14 | 0.68078
46867 | 3.92 | 1 | 365 | 4.4813 | 0.98313 | 5 | 0.4644
49064 | 3.78 | 1 | 365 | 4.3212 | 0.66231 | 4 | 0.98353
49185 | 6.213 | 1 | 365 | 7.1026 | 0.23781 | 7 | 0.34039
41993 | 6.84 | 1 | 365 | 7.8194 | 0.67465 | 8 | 0.494
47284 | 11.4 | 1 | 365 | 13.0323 | 0.12442 | 13 | 0.15667
43928 | 12 | 1 | 365 | 13.7182 | 0.49939 | 14 | 0.21755
46488 | 8.64 | 1 | 365 | 9.8771 | 0.79956 | 10 | 0.67664
43208 | 6.05 | 1 | 365 | 6.9162 | 0.86428 | 7 | 0.78052
42742 | 4.125 | 1 | 365 | 4.7156 | 0.45292 | 5 | 0.16853
42443 | 6.24 | 1 | 365 | 7.1334 | 0.29968 | 7 | 0.43313
42718 | 8.48 | 1 | 365 | 9.6942 | 0.4329 | 10 | 0.12707
42604 | 11 | 1 | 365 | 12.575 | 0.20778 | 12 | 0.78276
42607 | 3.575 | 1 | 365 | 4.0869 | 0.19253 | 4 | 0.2794
42754 | 7.15 | 1 | 365 | 8.1737 | 0.38505 | 8 | 0.55879
42441 | 5.225 | 1 | 365 | 5.9731 | 0.97369 | 6 | 0.94681
42788 | 11 | 1 | 365 | 12.575 | 0.20778 | 12 | 0.78276
34666 | 109.2 | 0.9 | 365 | 112.3517 | 0.22002 | 112 | 0.57175
42704 | 9.625 | 1 | 365 | 11.0031 | 0.056804 | 11 | 0.059912
42579 | 5.225 | 1 | 365 | 5.9731 | 0.97369 | 6 | 0.94681
42540 | 9.075 | 1 | 365 | 10.3744 | 0.79642 | 11 | 0.17077
46481 | 11.73 | 1 | 365 | 13.4095 | 0.88066 | 14 | 0.29016
42539 | 4.24 | 1 | 365 | 4.8471 | 0.71645 | 5 | 0.56354
43549 | 3.15 | 1 | 365 | 3.601 | 0.21859 | 3 | 0.81961
46354 | 9.99 | 1 | 365 | 11.4204 | 0.89324 | 12 | 0.31361
43941 | 10.464 | 1 | 365 | 11.9622 | 0.97947 | 12 | 0.94171
53854 | 8.215 | 1 | 365 | 9.3912 | 0.82563 | 10 | 0.21685
46452 | 11.73 | 1 | 365 | 13.4095 | 0.88066 | 14 | 0.29016
46342 | 20.16 | 1 | 365 | 23.0465 | 0.19898 | 23 | 0.24549
47319 | 6.51 | 1 | 365 | 7.4421 | 0.91842 | 8 | 0.36052
47624 | 7.194 | 1 | 365 | 8.224 | 0.48589 | 8 | 0.70992
44064 | 3.75 | 1 | 365 | 4.2869 | 0.59356 | 4 | 0.88049
51294 | 5.5 | 1 | 365 | 6.2875 | 0.60389 | 6 | 0.89138
46839 | 11.73 | 1 | 365 | 13.4095 | 0.88066 | 14 | 0.29016
46838 | 0.765 | 1 | 365 | 0.87453 | 0.75309 | 1 | 0.62762
49529 | 5.49 | 1 | 365 | 6.2761 | 0.58097 | 6 | 0.85703
46281 | 6.5 | 1 | 365 | 7.4307 | 0.8955 | 8 | 0.32617
47177 | 6.25 | 1 | 365 | 7.1449 | 0.3226 | 7 | 0.46747
47228 | 5.6 | 1 | 365 | 6.4018 | 0.83305 | 7 | 0.23486
46643 | 6.76 | 1 | 365 | 7.7279 | 0.49132 | 8 | 0.21922
46102 | 8.32 | 1 | 365 | 9.5113 | 0.066245 | 9 | 0.5775
46955 | 8.32 | 1 | 365 | 9.5113 | 0.066245 | 9 | 0.5775
46962 | 5.98 | 1 | 365 | 6.8362 | 0.70386 | 7 | 0.54008
46957 | 6.24 | 1 | 365 | 7.1334 | 0.29968 | 7 | 0.43313
45199 | 9 | 1 | 365 | 10.2886 | 0.62454 | 10 | 0.91316
48856 | 11.07 | 1 | 365 | 12.655 | 0.36819 | 13 | 0.023192
51318 | 10.4 | 1 | 365 | 11.8891 | 0.83281 | 12 | 0.72188
46503 | 3.12 | 1 | 365 | 3.5667 | 0.14984 | 3 | 0.71656
49735 | 8.55 | 1 | 365 | 9.7742 | 0.59332 | 10 | 0.36751
46496 | 6.76 | 1 | 365 | 7.7279 | 0.49132 | 8 | 0.21922
46483 | 4.24 | 1 | 365 | 4.8471 | 0.71645 | 5 | 0.56354
46823 | 11.655 | 1 | 365 | 13.3238 | 0.70878 | 14 | 0.032547
46611 | 8.32 | 1 | 365 | 9.5113 | 0.066245 | 9 | 0.5775
49469 | 7.98 | 1 | 365 | 9.1226 | 0.2871 | 9 | 0.40967
46959 | 6.24 | 1 | 365 | 7.1334 | 0.29968 | 7 | 0.43313
50235 | 10.8 | 1 | 365 | 12.3463 | 0.74945 | 13 | 0.095797
49163 | 4.41 | 1 | 365 | 5.0414 | 0.10603 | 5 | 0.14745
46661 | 5.2 | 1 | 365 | 5.9445 | 0.9164 | 6 | 0.86094
46004 | 3.64 | 1 | 365 | 4.1612 | 0.34148 | 4 | 0.50266
46374 | 5.88 | 1 | 365 | 6.7219 | 0.4747 | 7 | 0.1966
46508 | 3.76 | 1 | 365 | 4.2984 | 0.61648 | 4 | 0.91483
46433 | 6.48 | 1 | 365 | 7.4078 | 0.84967 | 8 | 0.25748
46076 | 3.38 | 1 | 365 | 3.8639 | 0.74566 | 4 | 0.60961
46030 | 4.16 | 1 | 365 | 4.7556 | 0.53312 | 5 | 0.28875
46070 | 6.5 | 1 | 365 | 7.4307 | 0.8955 | 8 | 0.32617
46034 | 4.68 | 1 | 365 | 5.3501 | 0.72476 | 6 | 0.074845
46080 | 7.54 | 1 | 365 | 8.6196 | 0.27878 | 8 | 0.89836
46090 | 8.84 | 1 | 365 | 10.1057 | 0.25789 | 10 | 0.3636
47662 | 9.69 | 1 | 365 | 11.0774 | 0.20576 | 11 | 0.28317
46097 | 5.2 | 1 | 365 | 5.9445 | 0.9164 | 6 | 0.86094
46896 | 7.125 | 1 | 365 | 8.1452 | 0.32776 | 8 | 0.47292
47431 | 8.5 | 1 | 365 | 9.717 | 0.47874 | 10 | 0.19577
49172 | 6.72 | 1 | 365 | 7.6822 | 0.39966 | 8 | 0.081829
47374 | 6.24 | 1 | 365 | 7.1334 | 0.29968 | 7 | 0.43313
46854 | 6.3 | 1 | 365 | 7.202 | 0.43718 | 7 | 0.63921
50558 | 9.3 | 1 | 365 | 10.6316 | 0.31203 | 10 | 0.9436
48496 | 5.04 | 1 | 365 | 5.7616 | 0.54974 | 6 | 0.31137
50688 | 4.86 | 1 | 365 | 5.5559 | 0.13725 | 5 | 0.69311
46334 | 9.12 | 1 | 365 | 10.4258 | 0.89954 | 11 | 0.32534
46358 | 5.1 | 1 | 365 | 5.8302 | 0.68724 | 6 | 0.51746
51429 | 5.2 | 1 | 365 | 5.9445 | 0.9164 | 6 | 0.86094
44646 | 10.71 | 1 | 365 | 12.2435 | 0.54321 | 12 | 0.78667
42691 | 9.35 | 1 | 365 | 10.6887 | 0.42661 | 11 | 0.11534
42678 | 9.9 | 1 | 365 | 11.3175 | 0.687 | 12 | 0.0044804
45605 | 4.76 | 1 | 365 | 5.4415 | 0.90809 | 6 | 0.34963
37613 | 5.1 | 1 | 365 | 5.8302 | 0.68724 | 6 | 0.51746
44566 | 8.25 | 1 | 365 | 9.4312 | 0.90583 | 10 | 0.33707
45607 | 6.75 | 1 | 365 | 7.7165 | 0.46841 | 8 | 0.18487
48508 | 3.78 | 1 | 365 | 4.3212 | 0.66231 | 4 | 0.98353
47600 | 9.75 | 1 | 365 | 11.146 | 0.34326 | 11 | 0.48926
46850 | 6.44 | 1 | 365 | 7.3621 | 0.75801 | 8 | 0.12009
46828 | 6 | 1 | 365 | 6.8591 | 0.7497 | 7 | 0.60878
51286 | 12.09 | 1 | 365 | 13.821 | 0.70564 | 14 | 0.52668
44040 | 9.81 | 1 | 365 | 11.2146 | 0.48075 | 11 | 0.69535
47672 | 9.075 | 1 | 365 | 10.3744 | 0.79642 | 11 | 0.17077
41956 | 7.875 | 1 | 365 | 9.0025 | 0.046476 | 9 | 0.049019
44745 | 5.72 | 1 | 365 | 6.539 | 0.10804 | 6 | 0.64703
43931 | 8.96 | 1 | 365 | 10.2429 | 0.53288 | 10 | 0.77577
46392 | 4.96 | 1 | 365 | 5.6702 | 0.36642 | 6 | 0.036588
53946 | 10.6 | 1 | 365 | 12.1177 | 0.29113 | 12 | 0.40884
53111 | 9.6 | 1 | 365 | 10.9745 | 0.99951 | 11 | 0.97404
34049 | 129.2 | 0.9 | 365 | 132.929 | 0.46911 | 133 | 0.39808
32968 | 681.065 | 0.9 | 365 | 700.7219 | 0.66551 | 701 | 0.3874
49452 | 9.945 | 1 | 365 | 11.3689 | 0.79012 | 12 | 0.15905
32971 | 176.8 | 0.9 | 365 | 181.9028 | 0.64194 | 182 | 0.54474
51289 | 4.59 | 1 | 365 | 5.2472 | 0.51852 | 5 | 0.76571
34603 | 54.9 | 0.9 | 365 | 56.4845 | 0.22875 | 56 | 0.71327
49323 | 7.65 | 1 | 365 | 8.7453 | 0.53086 | 9 | 0.27619
41563 | 10.791 | 1 | 365 | 12.3361 | 0.72883 | 13 | 0.064884
34755 | 124 | 0.9 | 365 | 127.5789 | 0.74435 | 128 | 0.32323
50148 | 8.502 | 1 | 365 | 9.7193 | 0.48332 | 10 | 0.20264
34684 | 202.8 | 0.9 | 365 | 208.6532 | 0.26575 | 208 | 0.91897
35298 | 265.98 | 0.9 | 365 | 273.6567 | 0.57162 | 274 | 0.22834
44388 | 11.78 | 1 | 365 | 13.4667 | 0.99524 | 14 | 0.4619
35299 | 269.39 | 0.9 | 365 | 277.1651 | 0.60459 | 277 | 0.76972
32959 | 649.8 | 0.8 | 365 | 594.2707 | 0.27366 | 594 | 0.54435
47621 | 5.58 | 1 | 365 | 6.3789 | 0.78722 | 7 | 0.16616
32966 | 649.8 | 0.8 | 365 | 594.2707 | 0.27366 | 594 | 0.54435
46492 | 8.4 | 1 | 365 | 9.6027 | 0.24957 | 9 | 0.85229
32969 | 649.8 | 0.8 | 365 | 594.2707 | 0.27366 | 594 | 0.54435
44413 | 17.325 | 1 | 365 | 19.8056 | 0.70225 | 20 | 0.50784
46422 | 4.905 | 1 | 365 | 5.6073 | 0.24038 | 5 | 0.84767
47914 | 4.42 | 1 | 365 | 5.0529 | 0.12894 | 5 | 0.1818
44062 | 5.4 | 1 | 365 | 6.1732 | 0.37473 | 6 | 0.5479
42670 | 11.13 | 1 | 365 | 12.7236 | 0.50569 | 13 | 0.22928
44905 | 9.69 | 1 | 365 | 11.0774 | 0.20576 | 11 | 0.28317
43444 | 5.75 | 1 | 365 | 6.5733 | 0.17679 | 6 | 0.75008
42557 | 6.625 | 1 | 365 | 7.5736 | 0.18196 | 7 | 0.75552
44425 | 4.905 | 1 | 365 | 5.6073 | 0.24038 | 5 | 0.84767
49067 | 5.865 | 1 | 365 | 6.7048 | 0.44033 | 7 | 0.14508
41453 | 15.696 | 1 | 365 | 17.9434 | 0.9692 | 18 | 0.91256
48513 | 8.96 | 1 | 365 | 10.2429 | 0.53288 | 10 | 0.77577
48847 | 5.7 | 1 | 365 | 6.5161 | 0.062211 | 6 | 0.57834
44058 | 4.905 | 1 | 365 | 5.6073 | 0.24038 | 5 | 0.84767
47612 | 3.6 | 1 | 365 | 4.1154 | 0.24982 | 4 | 0.36527
43531 | 13.23 | 1 | 365 | 15.1243 | 0.31808 | 15 | 0.44235
41542 | 6.54 | 1 | 365 | 7.4764 | 0.98717 | 8 | 0.46357
48485 | 7.75 | 1 | 365 | 8.8596 | 0.76002 | 9 | 0.61967
51251 | 14.79 | 1 | 365 | 16.9076 | 0.893 | 17 | 0.80063
50280 | 6.84 | 1 | 365 | 7.8194 | 0.67465 | 8 | 0.494
41978 | 11.655 | 1 | 365 | 13.3238 | 0.70878 | 14 | 0.032547
49157 | 3.924 | 1 | 365 | 4.4858 | 0.9923 | 5 | 0.47814
49885 | 9.45 | 1 | 365 | 10.8031 | 0.65577 | 11 | 0.45882
49478 | 10.464 | 1 | 365 | 11.9622 | 0.97947 | 12 | 0.94171
49019 | 8.1 | 1 | 365 | 9.2598 | 0.56209 | 9 | 0.82185
48481 | 10.5 | 1 | 365 | 12.0034 | 0.061968 | 12 | 0.065358
44057 | 5 | 1 | 365 | 5.7159 | 0.45808 | 6 | 0.17398
34757 | 145.08 | 0.9 | 365 | 149.2673 | 0.22088 | 149 | 0.48818
34562 | 209.56 | 0.9 | 365 | 215.6083 | 0.20794 | 215 | 0.81626
36229 | 237.05 | 0.9 | 365 | 243.8917 | 0.90482 | 244 | 0.79655
34733 | 475.84 | 0.9 | 365 | 489.5737 | 0.3983 | 489 | 0.972
34527 | 102.024 | 0.9 | 365 | 104.9686 | 0.41985 | 105 | 0.38846
34537 | 106.6 | 0.9 | 365 | 109.6767 | 0.85764 | 110 | 0.53433
46288 | 5.2 | 1 | 365 | 5.9445 | 0.9164 | 6 | 0.86094
46165 | 5.2 | 1 | 365 | 5.9445 | 0.9164 | 6 | 0.86094
42712 | 12.1 | 1 | 365 | 13.8325 | 0.72855 | 14 | 0.56103
48638 | 3.12 | 1 | 365 | 3.5667 | 0.14984 | 3 | 0.71656
45497 | 4.575 | 1 | 365 | 5.23 | 0.48414 | 5 | 0.71419
41595 | 10.35 | 1 | 365 | 11.8319 | 0.71823 | 12 | 0.55014
43175 | 3.64 | 1 | 365 | 4.1612 | 0.34148 | 4 | 0.50266
42753 | 3.575 | 1 | 365 | 4.0869 | 0.19253 | 4 | 0.2794
42811 | 11.22 | 1 | 365 | 12.8265 | 0.71193 | 13 | 0.53841
42736 | 6.6 | 1 | 365 | 7.545 | 0.12467 | 7 | 0.66965
41946 | 4.59 | 1 | 365 | 5.2472 | 0.51852 | 5 | 0.76571
38558 | 6.12 | 1 | 365 | 6.9963 | 0.02469 | 7 | 0.020952
38498 | 7.395 | 1 | 365 | 8.4538 | 0.9465 | 9 | 0.40032
38447 | 8.25 | 1 | 365 | 9.4312 | 0.90583 | 10 | 0.33707
38398 | 6.12 | 1 | 365 | 6.9963 | 0.02469 | 7 | 0.020952
38791 | 6.12 | 1 | 365 | 6.9963 | 0.02469 | 7 | 0.020952
38439 | 7.25 | 1 | 365 | 8.2881 | 0.61422 | 8 | 0.90227
38568 | 6.75 | 1 | 365 | 7.7165 | 0.46841 | 8 | 0.18487
48516 | 4.96 | 1 | 365 | 5.6702 | 0.36642 | 6 | 0.036588
38946 | 7.14 | 1 | 365 | 8.1623 | 0.36214 | 8 | 0.52444
44113 | 6 | 1 | 365 | 6.8591 | 0.7497 | 7 | 0.60878
39196 | 4.08 | 1 | 365 | 4.6642 | 0.34979 | 5 | 0.013968
38540 | 7.14 | 1 | 365 | 8.1623 | 0.36214 | 8 | 0.52444
38557 | 5.1 | 1 | 365 | 5.8302 | 0.68724 | 6 | 0.51746
44095 | 4.05 | 1 | 365 | 4.6299 | 0.28104 | 4 | 0.91092
38458 | 4 | 1 | 365 | 4.5727 | 0.16646 | 4 | 0.73918
36124 | 11.7 | 1 | 365 | 13.3752 | 0.81191 | 14 | 0.18711
51366 | 6.24 | 1 | 365 | 7.1334 | 0.29968 | 7 | 0.43313
48977 | 6.24 | 1 | 365 | 7.1334 | 0.29968 | 7 | 0.43313
51612 | 5.72 | 1 | 365 | 6.539 | 0.10804 | 6 | 0.64703
51766 | 3.64 | 1 | 365 | 4.1612 | 0.34148 | 4 | 0.50266
47587 | 17.28 | 1 | 365 | 19.7542 | 0.59912 | 20 | 0.35327
44501 | 11.025 | 1 | 365 | 12.6036 | 0.26507 | 12 | 0.86863
52748 | 9.45 | 1 | 365 | 10.8031 | 0.65577 | 11 | 0.45882
21535 | 2145 | 0.9 | 365 | 2206.909 | 0.96469 | 2207 | 0.87368
1454 | 1266.35 | 1 | 365 | 1447.666 | 0.98792 | 1448 | 0.65391
52594 | 10.2 | 1 | 365 | 11.6604 | 0.37448 | 12 | 0.034919
46885 | 10.44 | 1 | 365 | 11.9348 | 0.92447 | 12 | 0.85927
46864 | 8.4 | 1 | 365 | 9.6027 | 0.24957 | 9 | 0.85229
46832 | 6.09 | 1 | 365 | 6.962 | 0.95594 | 7 | 0.91791
46477 | 11.22 | 1 | 365 | 12.8265 | 0.71193 | 13 | 0.53841
45192 | 6 | 1 | 365 | 6.8591 | 0.7497 | 7 | 0.60878
46910 | 9.9 | 1 | 365 | 11.3175 | 0.687 | 12 | 0.0044804
53289 | 12.96 | 1 | 365 | 14.8156 | 0.69934 | 15 | 0.51496
48291 | 8.99 | 1 | 365 | 10.2772 | 0.60163 | 10 | 0.87882
51308 | 12.4 | 1 | 365 | 14.1754 | 0.41604 | 14 | 0.59147
44039 | 16.24 | 1 | 365 | 18.5652 | 0.21584 | 18 | 0.78109
45559 | 7.975 | 1 | 365 | 9.1169 | 0.27564 | 9 | 0.3925
45592 | 7.975 | 1 | 365 | 9.1169 | 0.27564 | 9 | 0.3925
53314 | 3.3 | 1 | 365 | 3.7725 | 0.56233 | 4 | 0.33483
53775 | 10.725 | 1 | 365 | 12.2606 | 0.57758 | 12 | 0.83819
53332 | 11.2 | 1 | 365 | 12.8036 | 0.6661 | 13 | 0.46972
53312 | 8.48 | 1 | 365 | 9.6942 | 0.4329 | 10 | 0.12707
53493 | 5.32 | 1 | 365 | 6.0817 | 0.1914 | 6 | 0.27311
53506 | 6.095 | 1 | 365 | 6.9677 | 0.9674 | 7 | 0.93508
53492 | 10.335 | 1 | 365 | 11.8148 | 0.68385 | 12 | 0.49862
53777 | 11.55 | 1 | 365 | 13.2037 | 0.46816 | 13 | 0.67189
53309 | 6.12 | 1 | 365 | 6.9963 | 0.02469 | 7 | 0.020952
35738 | 9 | 1 | 365 | 10.2886 | 0.62454 | 10 | 0.91316
52960 | 9.9 | 1 | 365 | 11.3175 | 0.687 | 12 | 0.0044804
51225 | 2.34 | 1 | 365 | 2.675 | 0.36238 | 3 | 0.037423
53793 | 4.675 | 1 | 365 | 5.3444 | 0.7133 | 6 | 0.057671
49314 | 7.44 | 1 | 365 | 8.5053 | 0.049623 | 8 | 0.55488
53788 | 10.6 | 1 | 365 | 12.1177 | 0.29113 | 12 | 0.40884
52045 | 2.34 | 1 | 365 | 2.675 | 0.36238 | 3 | 0.037423
52015 | 4.42 | 1 | 365 | 5.0529 | 0.12894 | 5 | 0.1818
53785 | 8.48 | 1 | 365 | 9.6942 | 0.4329 | 10 | 0.12707
52634 | 6.76 | 1 | 365 | 7.7279 | 0.49132 | 8 | 0.21922
53776 | 6.325 | 1 | 365 | 7.2306 | 0.49447 | 7 | 0.72508
53060 | 10.5 | 1 | 365 | 12.0034 | 0.061968 | 12 | 0.065358
47316 | 8.12 | 1 | 365 | 9.2826 | 0.60792 | 9 | 0.89054
42300 | 14.3 | 1 | 365 | 16.3475 | 0.77011 | 17 | 0.11758
53403 | 11.07 | 1 | 365 | 12.655 | 0.36819 | 13 | 0.023192
42455 | 18.15 | 1 | 365 | 20.7487 | 0.59283 | 21 | 0.34155
53409 | 10.545 | 1 | 365 | 12.0548 | 0.16509 | 12 | 0.21992
43201 | 5.225 | 1 | 365 | 5.9731 | 0.97369 | 6 | 0.94681
44636 | 7.65 | 1 | 365 | 8.7453 | 0.53086 | 9 | 0.27619
53418 | 7.56 | 1 | 365 | 8.6424 | 0.32462 | 8 | 0.96706
53562 | 4.94 | 1 | 365 | 5.6473 | 0.32058 | 5 | 0.96789
53137 | 8.58 | 1 | 365 | 9.8085 | 0.66207 | 10 | 0.47055
42469 | 7.685 | 1 | 365 | 8.7853 | 0.61107 | 9 | 0.39641
38645 | 5.2 | 1 | 365 | 5.9445 | 0.9164 | 6 | 0.86094
53380 | 9.1 | 1 | 365 | 10.4029 | 0.85371 | 11 | 0.25664
50217 | 20.46 | 1 | 365 | 23.3895 | 0.88646 | 24 | 0.27593
42303 | 10.45 | 1 | 365 | 11.9462 | 0.94739 | 12 | 0.89362
35601 | 13.4 | 1 | 365 | 15.3186 | 0.70765 | 16 | 0.026266
53391 | 12.48 | 1 | 365 | 14.2669 | 0.59937 | 14 | 0.86625
53868 | 4.24 | 1 | 365 | 4.8471 | 0.71645 | 5 | 0.56354
53399 | 4.16 | 1 | 365 | 4.7556 | 0.53312 | 5 | 0.28875
53420 | 4.94 | 1 | 365 | 5.6473 | 0.32058 | 5 | 0.96789
53419 | 9.36 | 1 | 365 | 10.7002 | 0.44953 | 11 | 0.14969
53421 | 7.54 | 1 | 365 | 8.6196 | 0.27878 | 8 | 0.89836
53371 | 4.42 | 1 | 365 | 5.0529 | 0.12894 | 5 | 0.1818
42798 | 4.125 | 1 | 365 | 4.7156 | 0.45292 | 5 | 0.16853
53382 | 5.98 | 1 | 365 | 6.8362 | 0.70386 | 7 | 0.54008
43519 | 4.83 | 1 | 365 | 5.5216 | 0.068505 | 5 | 0.59006
46913 | 24.885 | 1 | 365 | 28.448 | 0.026864 | 28 | 0.4749
50012 | 9.88 | 1 | 365 | 11.2946 | 0.64117 | 11 | 0.93578
48303 | 6.16 | 1 | 365 | 7.042 | 0.11635 | 7 | 0.15834
41947 | 4.725 | 1 | 365 | 5.4015 | 0.82789 | 6 | 0.22941
50226 | 6.25 | 1 | 365 | 7.1449 | 0.3226 | 7 | 0.46747
53880 | 4.24 | 1 | 365 | 4.8471 | 0.71645 | 5 | 0.56354
49717 | 6.24 | 1 | 365 | 7.1334 | 0.29968 | 7 | 0.43313
53860 | 3.975 | 1 | 365 | 4.5441 | 0.10917 | 4 | 0.65331
46465 | 9.99 | 1 | 365 | 11.4204 | 0.89324 | 12 | 0.31361
53859 | 5.3 | 1 | 365 | 6.0589 | 0.14556 | 6 | 0.20442
53947 | 4.24 | 1 | 365 | 4.8471 | 0.71645 | 5 | 0.56354
53950 | 8.48 | 1 | 365 | 9.6942 | 0.4329 | 10 | 0.12707
43433 | 10.395 | 1 | 365 | 11.8834 | 0.82135 | 12 | 0.7047
48877 | 12.6 | 1 | 365 | 14.4041 | 0.87436 | 15 | 0.27843
53797 | 5 | 1 | 365 | 5.7159 | 0.45808 | 6 | 0.17398
53948 | 8.745 | 1 | 365 | 9.9971 | 0.040182 | 10 | 0.037291
53945 | 8.745 | 1 | 365 | 9.9971 | 0.040182 | 10 | 0.037291
53944 | 6.095 | 1 | 365 | 6.9677 | 0.9674 | 7 | 0.93508
53951 | 9.54 | 1 | 365 | 10.9059 | 0.86202 | 11 | 0.76795
53796 | 6.875 | 1 | 365 | 7.8594 | 0.75486 | 8 | 0.61422
53786 | 5.565 | 1 | 365 | 6.3618 | 0.75284 | 7 | 0.11464
49488 | 6.16 | 1 | 365 | 7.042 | 0.11635 | 7 | 0.15834
46485 | 4.335 | 1 | 365 | 4.9557 | 0.93416 | 5 | 0.88984
49334 | 5.559 | 1 | 365 | 6.3549 | 0.73909 | 7 | 0.094031
50166 | 4.96 | 1 | 365 | 5.6702 | 0.36642 | 6 | 0.036588
41928 | 12.285 | 1 | 365 | 14.044 | 0.1525 | 14 | 0.19647
51510 | 13.5 | 1 | 365 | 15.4329 | 0.93682 | 16 | 0.36975
51824 | 3.315 | 1 | 365 | 3.7896 | 0.59671 | 4 | 0.38635
52213 | 7.29 | 1 | 365 | 8.3338 | 0.70588 | 9 | 0.039663
52273 | 13.23 | 1 | 365 | 15.1243 | 0.31808 | 15 | 0.44235
50003 | 8.99 | 1 | 365 | 10.2772 | 0.60163 | 10 | 0.87882
49186 | 10.53 | 1 | 365 | 12.0377 | 0.13072 | 12 | 0.1684
49025 | 5.886 | 1 | 365 | 6.7288 | 0.48845 | 7 | 0.21721
47626 | 5.98 | 1 | 365 | 6.8362 | 0.70386 | 7 | 0.54008
53795 | 3.445 | 1 | 365 | 3.9383 | 0.89462 | 4 | 0.83287
53862 | 5.3 | 1 | 365 | 6.0589 | 0.14556 | 6 | 0.20442
53801 | 3.445 | 1 | 365 | 3.9383 | 0.89462 | 4 | 0.83287
53783 | 11.275 | 1 | 365 | 12.8894 | 0.83797 | 13 | 0.72732
53802 | 7.425 | 1 | 365 | 8.4881 | 0.015249 | 8 | 0.50336
42763 | 7.425 | 1 | 365 | 8.4881 | 0.015249 | 8 | 0.50336
53877 | 7.155 | 1 | 365 | 8.1795 | 0.39651 | 8 | 0.57597
53780 | 5.1 | 1 | 365 | 5.8302 | 0.68724 | 6 | 0.51746
43091 | 3.18 | 1 | 365 | 3.6353 | 0.28734 | 3 | 0.92265
43227 | 4.4 | 1 | 365 | 5.03 | 0.08311 | 5 | 0.1131
43490 | 9.01 | 1 | 365 | 10.3001 | 0.64746 | 10 | 0.94751
43123 | 8.215 | 1 | 365 | 9.3912 | 0.82563 | 10 | 0.21685
46526 | 6.36 | 1 | 365 | 7.2706 | 0.57468 | 7 | 0.8453
53425 | 11.7 | 1 | 365 | 13.3752 | 0.81191 | 14 | 0.18711
53469 | 11.18 | 1 | 365 | 12.7808 | 0.62027 | 13 | 0.40102
53397 | 13 | 1 | 365 | 14.8613 | 0.79101 | 15 | 0.65235
26678 | 4.16 | 1 | 365 | 4.7556 | 0.53312 | 5 | 0.28875
53641 | 3.9 | 1 | 365 | 4.4584 | 0.9373 | 5 | 0.3957
53389 | 9.555 | 1 | 365 | 10.9231 | 0.89639 | 11 | 0.81948
53512 | 8.84 | 1 | 365 | 10.1057 | 0.25789 | 10 | 0.3636
53481 | 3.38 | 1 | 365 | 3.8639 | 0.74566 | 4 | 0.60961
53480 | 5.46 | 1 | 365 | 6.2418 | 0.51222 | 6 | 0.75399
43193 | 9.805 | 1 | 365 | 11.2089 | 0.46929 | 11 | 0.67817
53471 | 5.46 | 1 | 365 | 6.2418 | 0.51222 | 6 | 0.75399
43146 | 5.565 | 1 | 365 | 6.3618 | 0.75284 | 7 | 0.11464
53429 | 4.42 | 1 | 365 | 5.0529 | 0.12894 | 5 | 0.1818
43243 | 9.35 | 1 | 365 | 10.6887 | 0.42661 | 11 | 0.11534
53463 | 5.72 | 1 | 365 | 6.539 | 0.10804 | 6 | 0.64703
53449 | 10.66 | 1 | 365 | 12.1863 | 0.42863 | 12 | 0.61493
53446 | 9.62 | 1 | 365 | 10.9974 | 0.045346 | 11 | 0.042738
16670 | 9.88 | 1 | 365 | 11.2946 | 0.64117 | 11 | 0.93578
46291 | 8.32 | 1 | 365 | 9.5113 | 0.066245 | 9 | 0.5775
28366 | 4.16 | 1 | 365 | 4.7556 | 0.53312 | 5 | 0.28875
49512 | 10.66 | 1 | 365 | 12.1863 | 0.42863 | 12 | 0.61493
31650 | 9.88 | 1 | 365 | 11.2946 | 0.64117 | 11 | 0.93578
22301 | 5.46 | 1 | 365 | 6.2418 | 0.51222 | 6 | 0.75399
53474 | 3.64 | 1 | 365 | 4.1612 | 0.34148 | 4 | 0.50266
45137 | 8.48 | 1 | 365 | 9.6942 | 0.4329 | 10 | 0.12707
42758 | 14.575 | 1 | 365 | 16.6618 | 0.4003 | 17 | 0.062152
27166 | 8.58 | 1 | 365 | 9.8085 | 0.66207 | 10 | 0.47055
31401 | 9.18 | 1 | 365 | 10.4944 | 0.037035 | 10 | 0.53143
27718 | 4.59 | 1 | 365 | 5.2472 | 0.51852 | 5 | 0.76571
37899 | 3.9 | 1 | 365 | 4.4584 | 0.9373 | 5 | 0.3957
27684 | 8.925 | 1 | 365 | 10.2029 | 0.45267 | 10 | 0.65555
20662 | 6.76 | 1 | 365 | 7.7279 | 0.49132 | 8 | 0.21922
37883 | 10.4 | 1 | 365 | 11.8891 | 0.83281 | 12 | 0.72188
29254 | 7.28 | 1 | 365 | 8.3224 | 0.68296 | 9 | 0.0053149
42585 | 10.07 | 1 | 365 | 11.5118 | 0.076573 | 11 | 0.5884
27584 | 5.61 | 1 | 365 | 6.4132 | 0.85597 | 7 | 0.26921
42791 | 6.6 | 1 | 365 | 7.545 | 0.12467 | 7 | 0.66965
51886 | 7.02 | 1 | 365 | 8.0251 | 0.087144 | 8 | 0.11227
42796 | 4.24 | 1 | 365 | 4.8471 | 0.71645 | 5 | 0.56354
36542 | 8.06 | 1 | 365 | 9.214 | 0.47042 | 9 | 0.68446
34270 | 5.25 | 1 | 365 | 6.0017 | 0.030984 | 6 | 0.032679
27553 | 9.18 | 1 | 365 | 10.4944 | 0.037035 | 10 | 0.53143
33125 | 6.24 | 1 | 365 | 7.1334 | 0.29968 | 7 | 0.43313
27489 | 5.355 | 1 | 365 | 6.1217 | 0.2716 | 6 | 0.39333
33460 | 2.86 | 1 | 365 | 3.2695 | 0.55402 | 3 | 0.82352
42797 | 12.1 | 1 | 365 | 13.8325 | 0.72855 | 14 | 0.56103
52107 | 8.32 | 1 | 365 | 9.5113 | 0.066245 | 9 | 0.5775
51944 | 11.7 | 1 | 365 | 13.3752 | 0.81191 | 14 | 0.18711
53827 | 4.94 | 1 | 365 | 5.6473 | 0.32058 | 5 | 0.96789
39353 | 10.66 | 1 | 365 | 12.1863 | 0.42863 | 12 | 0.61493
42931 | 5.3 | 1 | 365 | 6.0589 | 0.14556 | 6 | 0.20442
42662 | 9.9 | 1 | 365 | 11.3175 | 0.687 | 12 | 0.0044804
34312 | 4.16 | 1 | 365 | 4.7556 | 0.53312 | 5 | 0.28875
42673 | 7.42 | 1 | 365 | 8.4824 | 0.0037907 | 8 | 0.48619
19685 | 4.68 | 1 | 365 | 5.3501 | 0.72476 | 6 | 0.074845
53823 | 3.12 | 1 | 365 | 3.5667 | 0.14984 | 3 | 0.71656
17405 | 9.88 | 1 | 365 | 11.2946 | 0.64117 | 11 | 0.93578
42632 | 6.6 | 1 | 365 | 7.545 | 0.12467 | 7 | 0.66965
51751 | 9.88 | 1 | 365 | 11.2946 | 0.64117 | 11 | 0.93578
38806 | 4.94 | 1 | 365 | 5.6473 | 0.32058 | 5 | 0.96789
42629 | 11 | 1 | 365 | 12.575 | 0.20778 | 12 | 0.78276
42642 | 9.9 | 1 | 365 | 11.3175 | 0.687 | 12 | 0.0044804
53583 | 5.98 | 1 | 365 | 6.8362 | 0.70386 | 7 | 0.54008
51769 | 10.4 | 1 | 365 | 11.8891 | 0.83281 | 12 | 0.72188
52353 | 2.86 | 1 | 365 | 3.2695 | 0.55402 | 3 | 0.82352
42801 | 3.3 | 1 | 365 | 3.7725 | 0.56233 | 4 | 0.33483
53008 | 7.02 | 1 | 365 | 8.0251 | 0.087144 | 8 | 0.11227
41914 | 3.9 | 1 | 365 | 4.4584 | 0.9373 | 5 | 0.3957
52995 | 7.02 | 1 | 365 | 8.0251 | 0.087144 | 8 | 0.11227
51604 | 15.86 | 1 | 365 | 18.1308 | 0.34503 | 18 | 0.47586
43155 | 4.505 | 1 | 365 | 5.15 | 0.32373 | 5 | 0.47376
52994 | 5.72 | 1 | 365 | 6.539 | 0.10804 | 6 | 0.64703
52993 | 6.5 | 1 | 365 | 7.4307 | 0.8955 | 8 | 0.32617
48760 | 17.94 | 1 | 365 | 20.5086 | 0.11159 | 20 | 0.62024
53119 | 9.88 | 1 | 365 | 11.2946 | 0.64117 | 11 | 0.93578
43206 | 7.425 | 1 | 365 | 8.4881 | 0.015249 | 8 | 0.50336
45547 | 10.4 | 1 | 365 | 11.8891 | 0.83281 | 12 | 0.72188
52969 | 12.48 | 1 | 365 | 14.2669 | 0.59937 | 14 | 0.86625
52967 | 6.76 | 1 | 365 | 7.7279 | 0.49132 | 8 | 0.21922
52945 | 5.98 | 1 | 365 | 6.8362 | 0.70386 | 7 | 0.54008
44965 | 3.64 | 1 | 365 | 4.1612 | 0.34148 | 4 | 0.50266
43717 | 8.32 | 1 | 365 | 9.5113 | 0.066245 | 9 | 0.5775
42819 | 5.5 | 1 | 365 | 6.2875 | 0.60389 | 6 | 0.89138
39363 | 3.9 | 1 | 365 | 4.4584 | 0.9373 | 5 | 0.3957
52937 | 12.48 | 1 | 365 | 14.2669 | 0.59937 | 14 | 0.86625
41494 | 3.9 | 1 | 365 | 4.4584 | 0.9373 | 5 | 0.3957
52948 | 6.76 | 1 | 365 | 7.7279 | 0.49132 | 8 | 0.21922
52926 | 10.4 | 1 | 365 | 11.8891 | 0.83281 | 12 | 0.72188
52991 | 6.24 | 1 | 365 | 7.1334 | 0.29968 | 7 | 0.43313
52763 | 2.34 | 1 | 365 | 2.675 | 0.36238 | 3 | 0.037423
52726 | 3.9 | 1 | 365 | 4.4584 | 0.9373 | 5 | 0.3957
43853 | 4.505 | 1 | 365 | 5.15 | 0.32373 | 5 | 0.47376
45417 | 4.59 | 1 | 365 | 5.2472 | 0.51852 | 5 | 0.76571
43532 | 3.825 | 1 | 365 | 4.3727 | 0.76543 | 5 | 0.13809
45413 | 7.65 | 1 | 365 | 8.7453 | 0.53086 | 9 | 0.27619
45412 | 5.355 | 1 | 365 | 6.1217 | 0.2716 | 6 | 0.39333
45803 | 3.06 | 1 | 365 | 3.4981 | 0.012345 | 3 | 0.51048
53539 | 7.28 | 1 | 365 | 8.3224 | 0.68296 | 9 | 0.0053149
53792 | 2.86 | 1 | 365 | 3.2695 | 0.55402 | 3 | 0.82352
53756 | 4.94 | 1 | 365 | 5.6473 | 0.32058 | 5 | 0.96789
53755 | 6.76 | 1 | 365 | 7.7279 | 0.49132 | 8 | 0.21922
52044 | 11.44 | 1 | 365 | 13.078 | 0.21609 | 13 | 0.29407
53977 | 7.28 | 1 | 365 | 8.3224 | 0.68296 | 9 | 0.0053149
53974 | 7.8 | 1 | 365 | 8.9168 | 0.8746 | 9 | 0.79141
36333 | 4.578 | 1 | 365 | 5.2335 | 0.49102 | 5 | 0.7245
53971 | 2.08 | 1 | 365 | 2.3778 | 0.76656 | 3 | 0.14438
53924 | 16.12 | 1 | 365 | 18.4281 | 0.94085 | 19 | 0.36891
52685 | 10.92 | 1 | 365 | 12.4835 | 0.024447 | 12 | 0.50797
53893 | 8.84 | 1 | 365 | 10.1057 | 0.25789 | 10 | 0.3636
52650 | 7.02 | 1 | 365 | 8.0251 | 0.087144 | 8 | 0.11227
52631 | 10.14 | 1 | 365 | 11.5918 | 0.23699 | 11 | 0.82883
53959 | 4.16 | 1 | 365 | 4.7556 | 0.53312 | 5 | 0.28875
52583 | 9.88 | 1 | 365 | 11.2946 | 0.64117 | 11 | 0.93578
46916 | 7.56 | 1 | 365 | 8.6424 | 0.32462 | 8 | 0.96706
52513 | 5.2 | 1 | 365 | 5.9445 | 0.9164 | 6 | 0.86094
20829 | 2.08 | 1 | 365 | 2.3778 | 0.76656 | 3 | 0.14438
52474 | 8.58 | 1 | 365 | 9.8085 | 0.66207 | 10 | 0.47055
52434 | 10.4 | 1 | 365 | 11.8891 | 0.83281 | 12 | 0.72188
53697 | 6.24 | 1 | 365 | 7.1334 | 0.29968 | 7 | 0.43313
53915 | 13 | 1 | 365 | 14.8613 | 0.79101 | 15 | 0.65235
53687 | 3.64 | 1 | 365 | 4.1612 | 0.34148 | 4 | 0.50266
53890 | 7.8 | 1 | 365 | 8.9168 | 0.8746 | 9 | 0.79141
53685 | 7.02 | 1 | 365 | 8.0251 | 0.087144 | 8 | 0.11227
53920 | 12.48 | 1 | 365 | 14.2669 | 0.59937 | 14 | 0.86625
53678 | 4.94 | 1 | 365 | 5.6473 | 0.32058 | 5 | 0.96789
53656 | 9.88 | 1 | 365 | 11.2946 | 0.64117 | 11 | 0.93578
53674 | 10.14 | 1 | 365 | 11.5918 | 0.23699 | 11 | 0.82883
53672 | 7.8 | 1 | 365 | 8.9168 | 0.8746 | 9 | 0.79141
53665 | 3.38 | 1 | 365 | 3.8639 | 0.74566 | 4 | 0.60961
53869 | 5.98 | 1 | 365 | 6.8362 | 0.70386 | 7 | 0.54008
53653 | 5.72 | 1 | 365 | 6.539 | 0.10804 | 6 | 0.64703
53567 | 6.5 | 1 | 365 | 7.4307 | 0.8955 | 8 | 0.32617
53565 | 13 | 1 | 365 | 14.8613 | 0.79101 | 15 | 0.65235
53876 | 11.96 | 1 | 365 | 13.6724 | 0.40773 | 14 | 0.08016
53561 | 9.1 | 1 | 365 | 10.4029 | 0.85371 | 11 | 0.25664
53560 | 7.02 | 1 | 365 | 8.0251 | 0.087144 | 8 | 0.11227
53655 | 9.62 | 1 | 365 | 10.9974 | 0.045346 | 11 | 0.042738
34571 | 650 | 0.9 | 365 | 668.7603 | 0.59536 | 669 | 0.35566
53651 | 3.38 | 1 | 365 | 3.8639 | 0.74566 | 4 | 0.60961
53552 | 8.06 | 1 | 365 | 9.214 | 0.47042 | 9 | 0.68446
54084 | 3.9 | 1 | 365 | 4.4584 | 0.9373 | 5 | 0.3957
53529 | 3.9 | 1 | 365 | 4.4584 | 0.9373 | 5 | 0.3957
54056 | 8.06 | 1 | 365 | 9.214 | 0.47042 | 9 | 0.68446
35923 | 64.005 | 0.9 | 365 | 65.8523 | 0.0073939 | 65 | 0.85971
53999 | 5.72 | 1 | 365 | 6.539 | 0.10804 | 6 | 0.64703
53576 | 8.58 | 1 | 365 | 9.8085 | 0.66207 | 10 | 0.47055
53308 | 4.16 | 1 | 365 | 4.7556 | 0.53312 | 5 | 0.28875
34506 | 30.24 | 0.9 | 365 | 31.1128 | 0.36862 | 31 | 0.48141
53632 | 13 | 1 | 365 | 14.8613 | 0.79101 | 15 | 0.65235
54042 | 8.84 | 1 | 365 | 10.1057 | 0.25789 | 10 | 0.3636
53061 | 6.24 | 1 | 365 | 7.1334 | 0.29968 | 7 | 0.43313
53030 | 8.06 | 1 | 365 | 9.214 | 0.47042 | 9 | 0.68446
52810 | 9.62 | 1 | 365 | 10.9974 | 0.045346 | 11 | 0.042738
53845 | 5.98 | 1 | 365 | 6.8362 | 0.70386 | 7 | 0.54008
53865 | 9.1 | 1 | 365 | 10.4029 | 0.85371 | 11 | 0.25664
53196 | 4.68 | 1 | 365 | 5.3501 | 0.72476 | 6 | 0.074845
34987 | 7.8 | 1 | 365 | 8.9168 | 0.8746 | 9 | 0.79141
53374 | 8.32 | 1 | 365 | 9.5113 | 0.066245 | 9 | 0.5775
53105 | 8.32 | 1 | 365 | 9.5113 | 0.066245 | 9 | 0.5775
53874 | 3.12 | 1 | 365 | 3.5667 | 0.14984 | 3 | 0.71656
53649 | 9.62 | 1 | 365 | 10.9974 | 0.045346 | 11 | 0.042738
36444 | 7.8 | 1 | 365 | 8.9168 | 0.8746 | 9 | 0.79141
53870 | 8.58 | 1 | 365 | 9.8085 | 0.66207 | 10 | 0.47055
53643 | 6.76 | 1 | 365 | 7.7279 | 0.49132 | 8 | 0.21922
44574 | 5.13 | 1 | 365 | 5.8645 | 0.75599 | 6 | 0.6205
53866 | 17.68 | 1 | 365 | 20.2114 | 0.51577 | 20 | 0.72719
53851 | 7.02 | 1 | 365 | 8.0251 | 0.087144 | 8 | 0.11227
53640 | 11.96 | 1 | 365 | 13.6724 | 0.40773 | 14 | 0.08016
44568 | 9.98 | 1 | 365 | 11.4089 | 0.87033 | 12 | 0.27926
53615 | 6.24 | 1 | 365 | 7.1334 | 0.29968 | 7 | 0.43313
44542 | 8.19 | 1 | 365 | 9.3626 | 0.76834 | 10 | 0.13098
53585 | 3.64 | 1 | 365 | 4.1612 | 0.34148 | 4 | 0.50266
53832 | 10.66 | 1 | 365 | 12.1863 | 0.42863 | 12 | 0.61493
53564 | 11.18 | 1 | 365 | 12.7808 | 0.62027 | 13 | 0.40102
53856 | 7.54 | 1 | 365 | 8.6196 | 0.27878 | 8 | 0.89836
53546 | 9.88 | 1 | 365 | 11.2946 | 0.64117 | 11 | 0.93578
51972 | 13.545 | 1 | 365 | 15.4844 | 0.039939 | 15 | 0.52431
52223 | 5.98 | 1 | 365 | 6.8362 | 0.70386 | 7 | 0.54008
52546 | 14.1 | 1 | 365 | 16.1188 | 0.31179 | 16 | 0.43062
52331 | 7.215 | 1 | 365 | 8.248 | 0.53401 | 8 | 0.78205
52233 | 9.95 | 1 | 365 | 11.3746 | 0.80158 | 12 | 0.17622
52237 | 8.82 | 1 | 365 | 10.0828 | 0.21205 | 10 | 0.2949
52701 | 13.77 | 1 | 365 | 15.7416 | 0.55555 | 16 | 0.29714
52711 | 5.61 | 1 | 365 | 6.4132 | 0.85597 | 7 | 0.26921
52809 | 7.8 | 1 | 365 | 8.9168 | 0.8746 | 9 | 0.79141
52941 | 12.15 | 1 | 365 | 13.8896 | 0.84313 | 14 | 0.73277
52911 | 13 | 1 | 365 | 14.8613 | 0.79101 | 15 | 0.65235
52912 | 4.86 | 1 | 365 | 5.5559 | 0.13725 | 5 | 0.69311
53025 | 8.1 | 1 | 365 | 9.2598 | 0.56209 | 9 | 0.82185
53097 | 8.5 | 1 | 365 | 9.717 | 0.47874 | 10 | 0.19577
53142 | 6.48 | 1 | 365 | 7.4078 | 0.84967 | 8 | 0.25748
53143 | 10.4 | 1 | 365 | 11.8891 | 0.83281 | 12 | 0.72188
53144 | 5.8 | 1 | 365 | 6.6304 | 0.29137 | 6 | 0.92182
53133 | 12.255 | 1 | 365 | 14.0097 | 0.083754 | 14 | 0.093425
44551 | 12.24 | 1 | 365 | 13.9925 | 0.04938 | 14 | 0.041903
39792 | 8.8 | 1 | 365 | 10.06 | 0.16622 | 10 | 0.2262
37211 | 7.7 | 1 | 365 | 8.8025 | 0.64544 | 9 | 0.44793
38312 | 4.125 | 1 | 365 | 4.7156 | 0.45292 | 5 | 0.16853
41014 | 5.04 | 1 | 365 | 5.7616 | 0.54974 | 6 | 0.31137
36454 | 7.935 | 1 | 365 | 9.0711 | 0.18397 | 9 | 0.25511
36482 | 3.33 | 1 | 365 | 3.8068 | 0.63108 | 4 | 0.43787
36729 | 5.125 | 1 | 365 | 5.8588 | 0.74453 | 6 | 0.60333
36463 | 5.125 | 1 | 365 | 5.8588 | 0.74453 | 6 | 0.60333
36659 | 9.755 | 1 | 365 | 11.1517 | 0.35471 | 11 | 0.50643
37839 | 4.235 | 1 | 365 | 4.8414 | 0.70499 | 5 | 0.54636
39922 | 6.325 | 1 | 365 | 7.2306 | 0.49447 | 7 | 0.72508
36479 | 9 | 1 | 365 | 10.2886 | 0.62454 | 10 | 0.91316
35995 | 15.86 | 1 | 365 | 18.1308 | 0.34503 | 18 | 0.47586
53350 | 5.04 | 1 | 365 | 5.7616 | 0.54974 | 6 | 0.31137
53617 | 7 | 1 | 365 | 8.0023 | 0.041312 | 8 | 0.043572
53668 | 10.8 | 1 | 365 | 12.3463 | 0.74945 | 13 | 0.095797
36437 | 3.315 | 1 | 365 | 3.7896 | 0.59671 | 4 | 0.38635
53457 | 7.5 | 1 | 365 | 8.5739 | 0.18712 | 8 | 0.76097
36506 | 8.195 | 1 | 365 | 9.3684 | 0.77979 | 10 | 0.14815
53731 | 8.8 | 1 | 365 | 10.06 | 0.16622 | 10 | 0.2262
53770 | 5.98 | 1 | 365 | 6.8362 | 0.70386 | 7 | 0.54008
36380 | 5.88 | 1 | 365 | 6.7219 | 0.4747 | 7 | 0.1966
53759 | 6.615 | 1 | 365 | 7.5621 | 0.15904 | 7 | 0.72118
36872 | 8.455 | 1 | 365 | 9.6656 | 0.37561 | 10 | 0.0412
53885 | 14.49 | 1 | 365 | 16.5647 | 0.20552 | 16 | 0.77019
38116 | 9.9 | 1 | 365 | 11.3175 | 0.687 | 12 | 0.0044804
37193 | 8.8 | 1 | 365 | 10.06 | 0.16622 | 10 | 0.2262
53834 | 3.38 | 1 | 365 | 3.8639 | 0.74566 | 4 | 0.60961
36440 | 7.7 | 1 | 365 | 8.8025 | 0.64544 | 9 | 0.44793
53888 | 6.84 | 1 | 365 | 7.8194 | 0.67465 | 8 | 0.494
35981 | 3.59 | 1 | 365 | 4.104 | 0.2269 | 4 | 0.33092
53444 | 4.86 | 1 | 365 | 5.5559 | 0.13725 | 5 | 0.69311
36612 | 7.72 | 1 | 365 | 8.8253 | 0.69128 | 9 | 0.51663
36364 | 4.125 | 1 | 365 | 4.7156 | 0.45292 | 5 | 0.16853
36360 | 9.21 | 1 | 365 | 10.5287 | 0.10578 | 10 | 0.63447
36505 | 10.51 | 1 | 365 | 12.0148 | 0.084884 | 12 | 0.099706
38198 | 3.025 | 1 | 365 | 3.4581 | 0.93214 | 4 | 0.39026
36697 | 3.07 | 1 | 365 | 3.5096 | 0.035261 | 3 | 0.54482
36753 | 13.12 | 1 | 365 | 14.9985 | 0.066002 | 15 | 0.064524
36755 | 9.76 | 1 | 365 | 11.1574 | 0.36617 | 11 | 0.52361
36761 | 6.14 | 1 | 365 | 7.0191 | 0.070522 | 7 | 0.089647
36866 | 9.35 | 1 | 365 | 10.6887 | 0.42661 | 11 | 0.11534
38846 | 8.84 | 1 | 365 | 10.1057 | 0.25789 | 10 | 0.3636
36751 | 9.78 | 1 | 365 | 11.1803 | 0.412 | 11 | 0.5923
36741 | 3.565 | 1 | 365 | 4.0754 | 0.16961 | 4 | 0.24505
37279 | 7.28 | 1 | 365 | 8.3224 | 0.68296 | 9 | 0.0053149
39775 | 4.95 | 1 | 365 | 5.6587 | 0.3435 | 6 | 0.0022402
43837 | 5.565 | 1 | 365 | 6.3618 | 0.75284 | 7 | 0.11464
43826 | 3.445 | 1 | 365 | 3.9383 | 0.89462 | 4 | 0.83287
38722 | 4.845 | 1 | 365 | 5.5387 | 0.10288 | 5 | 0.64159
38171 | 8.25 | 1 | 365 | 9.4312 | 0.90583 | 10 | 0.33707
43847 | 10.6 | 1 | 365 | 12.1177 | 0.29113 | 12 | 0.40884
39830 | 4.68 | 1 | 365 | 5.3501 | 0.72476 | 6 | 0.074845
37075 | 4.48 | 1 | 365 | 5.1214 | 0.26644 | 5 | 0.38789
38146 | 8.845 | 1 | 365 | 10.1114 | 0.26934 | 10 | 0.38077
38201 | 6.24 | 1 | 365 | 7.1334 | 0.29968 | 7 | 0.43313
37537 | 9.69 | 1 | 365 | 11.0774 | 0.20576 | 11 | 0.28317
37078 | 4.125 | 1 | 365 | 4.7156 | 0.45292 | 5 | 0.16853
36984 | 5.225 | 1 | 365 | 5.9731 | 0.97369 | 6 | 0.94681
40318 | 6.05 | 1 | 365 | 6.9162 | 0.86428 | 7 | 0.78052
38760 | 3.12 | 1 | 365 | 3.5667 | 0.14984 | 3 | 0.71656
38011 | 5.72 | 1 | 365 | 6.539 | 0.10804 | 6 | 0.64703
36739 | 2.86 | 1 | 365 | 3.2695 | 0.55402 | 3 | 0.82352
44171 | 3.92 | 1 | 365 | 4.4813 | 0.98313 | 5 | 0.4644
41031 | 4.335 | 1 | 365 | 4.9557 | 0.93416 | 5 | 0.88984
38863 | 7.975 | 1 | 365 | 9.1169 | 0.27564 | 9 | 0.3925
36042 | 17.36 | 1 | 365 | 19.8456 | 0.78245 | 20 | 0.62806
38494 | 7.975 | 1 | 365 | 9.1169 | 0.27564 | 9 | 0.3925
37033 | 4.125 | 1 | 365 | 4.7156 | 0.45292 | 5 | 0.16853
37260 | 3.025 | 1 | 365 | 3.4581 | 0.93214 | 4 | 0.39026
38852 | 4.4 | 1 | 365 | 5.03 | 0.08311 | 5 | 0.1131
44338 | 6.12 | 1 | 365 | 6.9963 | 0.02469 | 7 | 0.020952
44951 | 12.75 | 1 | 365 | 14.5755 | 0.2181 | 14 | 0.79365
39851 | 3.9 | 1 | 365 | 4.4584 | 0.9373 | 5 | 0.3957
37000 | 4.48 | 1 | 365 | 5.1214 | 0.26644 | 5 | 0.38789
35756 | 14 | 1 | 365 | 16.0045 | 0.082624 | 16 | 0.087144
12300 | 418.19 | 1 | 365 | 478.0664 | 0.3309 | 478 | 0.39734
35753 | 11 | 1 | 365 | 12.575 | 0.20778 | 12 | 0.78276
39850 | 4.125 | 1 | 365 | 4.7156 | 0.45292 | 5 | 0.16853
37230 | 4.4 | 1 | 365 | 5.03 | 0.08311 | 5 | 0.1131
38676 | 3.85 | 1 | 365 | 4.4012 | 0.82272 | 5 | 0.22396
46629 | 9.9 | 1 | 365 | 11.3175 | 0.687 | 12 | 0.0044804
39087 | 6.325 | 1 | 365 | 7.2306 | 0.49447 | 7 | 0.72508
39769 | 4.4 | 1 | 365 | 5.03 | 0.08311 | 5 | 0.1131
37995 | 4.8 | 1 | 365 | 5.4873 | 0.99976 | 6 | 0.48702
38249 | 5.2 | 1 | 365 | 5.9445 | 0.9164 | 6 | 0.86094
36885 | 10.36 | 1 | 365 | 11.8433 | 0.74114 | 12 | 0.58449
38140 | 4.68 | 1 | 365 | 5.3501 | 0.72476 | 6 | 0.074845
38923 | 5.2 | 1 | 365 | 5.9445 | 0.9164 | 6 | 0.86094
38807 | 5.2 | 1 | 365 | 5.9445 | 0.9164 | 6 | 0.86094
38785 | 5.72 | 1 | 365 | 6.539 | 0.10804 | 6 | 0.64703
37356 | 8.06 | 1 | 365 | 9.214 | 0.47042 | 9 | 0.68446
37158 | 3.9 | 1 | 365 | 4.4584 | 0.9373 | 5 | 0.3957
37347 | 6.76 | 1 | 365 | 7.7279 | 0.49132 | 8 | 0.21922
37199 | 3.38 | 1 | 365 | 3.8639 | 0.74566 | 4 | 0.60961
39073 | 4.16 | 1 | 365 | 4.7556 | 0.53312 | 5 | 0.28875
37196 | 5.2 | 1 | 365 | 5.9445 | 0.9164 | 6 | 0.86094
38303 | 5.72 | 1 | 365 | 6.539 | 0.10804 | 6 | 0.64703
37534 | 3.64 | 1 | 365 | 4.1612 | 0.34148 | 4 | 0.50266
38376 | 6.05 | 1 | 365 | 6.9162 | 0.86428 | 7 | 0.78052
37533 | 4.16 | 1 | 365 | 4.7556 | 0.53312 | 5 | 0.28875
37999 | 4.42 | 1 | 365 | 5.0529 | 0.12894 | 5 | 0.1818
38244 | 6.24 | 1 | 365 | 7.1334 | 0.29968 | 7 | 0.43313
37355 | 4.68 | 1 | 365 | 5.3501 | 0.72476 | 6 | 0.074845
35985 | 7.96 | 1 | 365 | 9.0997 | 0.24126 | 9 | 0.34098
37885 | 4.675 | 1 | 365 | 5.3444 | 0.7133 | 6 | 0.057671
35838 | 8.829 | 1 | 365 | 10.0931 | 0.23268 | 10 | 0.32581
35760 | 9.156 | 1 | 365 | 10.467 | 0.98204 | 11 | 0.44899
38813 | 7.8 | 1 | 365 | 8.9168 | 0.8746 | 9 | 0.79141
37248 | 8.32 | 1 | 365 | 9.5113 | 0.066245 | 9 | 0.5775
47018 | 8.58 | 1 | 365 | 9.8085 | 0.66207 | 10 | 0.47055
39928 | 5.2 | 1 | 365 | 5.9445 | 0.9164 | 6 | 0.86094
47021 | 3.99 | 1 | 365 | 4.5613 | 0.14355 | 4 | 0.70484
38125 | 8.58 | 1 | 365 | 9.8085 | 0.66207 | 10 | 0.47055
47025 | 6.5 | 1 | 365 | 7.4307 | 0.8955 | 8 | 0.32617
39802 | 4.95 | 1 | 365 | 5.6587 | 0.3435 | 6 | 0.0022402
47027 | 6.24 | 1 | 365 | 7.1334 | 0.29968 | 7 | 0.43313
47030 | 13.26 | 1 | 365 | 15.1586 | 0.38683 | 15 | 0.54539
39098 | 7.15 | 1 | 365 | 8.1737 | 0.38505 | 8 | 0.55879
38854 | 4.125 | 1 | 365 | 4.7156 | 0.45292 | 5 | 0.16853
36491 | 4.4 | 1 | 365 | 5.03 | 0.08311 | 5 | 0.1131
36438 | 4.4 | 1 | 365 | 5.03 | 0.08311 | 5 | 0.1131
37163 | 4.16 | 1 | 365 | 4.7556 | 0.53312 | 5 | 0.28875
47044 | 9.88 | 1 | 365 | 11.2946 | 0.64117 | 11 | 0.93578
38233 | 6.24 | 1 | 365 | 7.1334 | 0.29968 | 7 | 0.43313
37327 | 5.6 | 1 | 365 | 6.4018 | 0.83305 | 7 | 0.23486
38422 | 4.68 | 1 | 365 | 5.3501 | 0.72476 | 6 | 0.074845
36536 | 4.4 | 1 | 365 | 5.03 | 0.08311 | 5 | 0.1131
38192 | 6.24 | 1 | 365 | 7.1334 | 0.29968 | 7 | 0.43313
37927 | 5.72 | 1 | 365 | 6.539 | 0.10804 | 6 | 0.64703
36422 | 6.875 | 1 | 365 | 7.8594 | 0.75486 | 8 | 0.61422
37182 | 5.32 | 1 | 365 | 6.0817 | 0.1914 | 6 | 0.27311
38747 | 5.6 | 1 | 365 | 6.4018 | 0.83305 | 7 | 0.23486
40235 | 5.2 | 1 | 365 | 5.9445 | 0.9164 | 6 | 0.86094
38433 | 3.64 | 1 | 365 | 4.1612 | 0.34148 | 4 | 0.50266
38640 | 5.88 | 1 | 365 | 6.7219 | 0.4747 | 7 | 0.1966
37162 | 5.2 | 1 | 365 | 5.9445 | 0.9164 | 6 | 0.86094
47047 | 7.98 | 1 | 365 | 9.1226 | 0.2871 | 9 | 0.40967
37704 | 24.26 | 1 | 365 | 27.7335 | 0.5946 | 28 | 0.32815
36726 | 7.47 | 1 | 365 | 8.5396 | 0.11837 | 8 | 0.65793
47052 | 7.8 | 1 | 365 | 8.9168 | 0.8746 | 9 | 0.79141
39805 | 6.05 | 1 | 365 | 6.9162 | 0.86428 | 7 | 0.78052
36756 | 7.2 | 1 | 365 | 8.2309 | 0.49964 | 8 | 0.73053
39861 | 5.225 | 1 | 365 | 5.9731 | 0.97369 | 6 | 0.94681
47105 | 9.62 | 1 | 365 | 10.9974 | 0.045346 | 11 | 0.042738
37272 | 7.15 | 1 | 365 | 8.1737 | 0.38505 | 8 | 0.55879
38669 | 5.225 | 1 | 365 | 5.9731 | 0.97369 | 6 | 0.94681
47106 | 4.16 | 1 | 365 | 4.7556 | 0.53312 | 5 | 0.28875
36369 | 4.125 | 1 | 365 | 4.7156 | 0.45292 | 5 | 0.16853
47107 | 8.32 | 1 | 365 | 9.5113 | 0.066245 | 9 | 0.5775
47110 | 4.94 | 1 | 365 | 5.6473 | 0.32058 | 5 | 0.96789
39372 | 4.2 | 1 | 365 | 4.8014 | 0.62479 | 5 | 0.42614
39864 | 3.85 | 1 | 365 | 4.4012 | 0.82272 | 5 | 0.22396
38339 | 5.225 | 1 | 365 | 5.9731 | 0.97369 | 6 | 0.94681
47112 | 3.9 | 1 | 365 | 4.4584 | 0.9373 | 5 | 0.3957
36485 | 7.18 | 1 | 365 | 8.208 | 0.4538 | 8 | 0.66184
47114 | 6.24 | 1 | 365 | 7.1334 | 0.29968 | 7 | 0.43313
47117 | 9.88 | 1 | 365 | 11.2946 | 0.64117 | 11 | 0.93578
36365 | 3.07 | 1 | 365 | 3.5096 | 0.035261 | 3 | 0.54482
36382 | 6.66 | 1 | 365 | 7.6136 | 0.26216 | 7 | 0.87574
47034 | 10.66 | 1 | 365 | 12.1863 | 0.42863 | 12 | 0.61493
36386 | 7.96 | 1 | 365 | 9.0997 | 0.24126 | 9 | 0.34098
36500 | 10.25 | 1 | 365 | 11.7176 | 0.48906 | 12 | 0.20666
37717 | 6.72 | 1 | 365 | 7.6822 | 0.39966 | 8 | 0.081829
36399 | 7.18 | 1 | 365 | 8.208 | 0.4538 | 8 | 0.66184
36667 | 6.14 | 1 | 365 | 7.0191 | 0.070522 | 7 | 0.089647
36015 | 5.905 | 1 | 365 | 6.7505 | 0.53199 | 7 | 0.28247
36502 | 4.605 | 1 | 365 | 5.2643 | 0.55289 | 5 | 0.81724
36307 | 5.88 | 1 | 365 | 6.7219 | 0.4747 | 7 | 0.1966
38269 | 4.16 | 1 | 365 | 4.7556 | 0.53312 | 5 | 0.28875
37157 | 3.12 | 1 | 365 | 3.5667 | 0.14984 | 3 | 0.71656
36368 | 9.235 | 1 | 365 | 10.5573 | 0.16307 | 10 | 0.72034
38224 | 4.42 | 1 | 365 | 5.0529 | 0.12894 | 5 | 0.1818
36038 | 7.18 | 1 | 365 | 8.208 | 0.4538 | 8 | 0.66184
44771 | 10.791 | 1 | 365 | 12.3361 | 0.72883 | 13 | 0.064884
44733 | 13.5 | 1 | 365 | 15.4329 | 0.93682 | 16 | 0.36975
37893 | 7.8 | 1 | 365 | 8.9168 | 0.8746 | 9 | 0.79141
36296 | 13.12 | 1 | 365 | 14.9985 | 0.066002 | 15 | 0.064524
47050 | 6.5 | 1 | 365 | 7.4307 | 0.8955 | 8 | 0.32617
38181 | 6.5 | 1 | 365 | 7.4307 | 0.8955 | 8 | 0.32617
47119 | 7.8 | 1 | 365 | 8.9168 | 0.8746 | 9 | 0.79141
47122 | 3.38 | 1 | 365 | 3.8639 | 0.74566 | 4 | 0.60961
47124 | 11.7 | 1 | 365 | 13.3752 | 0.81191 | 14 | 0.18711
47126 | 5.72 | 1 | 365 | 6.539 | 0.10804 | 6 | 0.64703
36735 | 5.6 | 1 | 365 | 6.4018 | 0.83305 | 7 | 0.23486
47140 | 5.72 | 1 | 365 | 6.539 | 0.10804 | 6 | 0.64703
38977 | 9.8 | 1 | 365 | 11.2032 | 0.45784 | 11 | 0.661
47143 | 8.91 | 1 | 365 | 10.1857 | 0.4183 | 10 | 0.60403
38223 | 6.05 | 1 | 365 | 6.9162 | 0.86428 | 7 | 0.78052
47146 | 6.76 | 1 | 365 | 7.7279 | 0.49132 | 8 | 0.21922
37931 | 3.64 | 1 | 365 | 4.1612 | 0.34148 | 4 | 0.50266
35957 | 5.13 | 1 | 365 | 5.8645 | 0.75599 | 6 | 0.6205
37156 | 10.4 | 1 | 365 | 11.8891 | 0.83281 | 12 | 0.72188
45525 | 7.44 | 1 | 365 | 8.5053 | 0.049623 | 8 | 0.55488
47149 | 5.98 | 1 | 365 | 6.8362 | 0.70386 | 7 | 0.54008
44779 | 8.04 | 1 | 365 | 9.1912 | 0.42459 | 9 | 0.61576
47154 | 4.94 | 1 | 365 | 5.6473 | 0.32058 | 5 | 0.96789
38126 | 10.92 | 1 | 365 | 12.4835 | 0.024447 | 12 | 0.50797
47155 | 3.12 | 1 | 365 | 3.5667 | 0.14984 | 3 | 0.71656
38279 | 7.28 | 1 | 365 | 8.3224 | 0.68296 | 9 | 0.0053149
36472 | 11.55 | 1 | 365 | 13.2037 | 0.46816 | 13 | 0.67189
39810 | 6.16 | 1 | 365 | 7.042 | 0.11635 | 7 | 0.15834
38651 | 3.025 | 1 | 365 | 3.4581 | 0.93214 | 4 | 0.39026
37359 | 8.4 | 1 | 365 | 9.6027 | 0.24957 | 9 | 0.85229
47157 | 4.42 | 1 | 365 | 5.0529 | 0.12894 | 5 | 0.1818
47161 | 5.98 | 1 | 365 | 6.8362 | 0.70386 | 7 | 0.54008
37745 | 4.68 | 1 | 365 | 5.3501 | 0.72476 | 6 | 0.074845
47162 | 8.32 | 1 | 365 | 9.5113 | 0.066245 | 9 | 0.5775
47163 | 4.16 | 1 | 365 | 4.7556 | 0.53312 | 5 | 0.28875
38792 | 10.14 | 1 | 365 | 11.5918 | 0.23699 | 11 | 0.82883
39845 | 4.48 | 1 | 365 | 5.1214 | 0.26644 | 5 | 0.38789
39881 | 7.8 | 1 | 365 | 8.9168 | 0.8746 | 9 | 0.79141
39064 | 5.88 | 1 | 365 | 6.7219 | 0.4747 | 7 | 0.1966
39130 | 11.7 | 1 | 365 | 13.3752 | 0.81191 | 14 | 0.18711
47170 | 8.58 | 1 | 365 | 9.8085 | 0.66207 | 10 | 0.47055
47336 | 9.156 | 1 | 365 | 10.467 | 0.98204 | 11 | 0.44899
47171 | 6.76 | 1 | 365 | 7.7279 | 0.49132 | 8 | 0.21922
37924 | 10.08 | 1 | 365 | 11.5233 | 0.099489 | 11 | 0.62274
53967 | 9.625 | 1 | 365 | 11.0031 | 0.056804 | 11 | 0.059912
47172 | 8.06 | 1 | 365 | 9.214 | 0.47042 | 9 | 0.68446
38628 | 5.215 | 1 | 365 | 5.9617 | 0.95078 | 6 | 0.91246
37155 | 9.52 | 1 | 365 | 10.8831 | 0.81618 | 11 | 0.69926
36909 | 5.98 | 1 | 365 | 6.8362 | 0.70386 | 7 | 0.54008
38440 | 6.5 | 1 | 365 | 7.4307 | 0.8955 | 8 | 0.32617
38654 | 4.94 | 1 | 365 | 5.6473 | 0.32058 | 5 | 0.96789
53973 | 8.84 | 1 | 365 | 10.1057 | 0.25789 | 10 | 0.3636
38380 | 2.6 | 1 | 365 | 2.9723 | 0.9582 | 3 | 0.93047
53975 | 9.1 | 1 | 365 | 10.4029 | 0.85371 | 11 | 0.25664
39089 | 4.845 | 1 | 365 | 5.5387 | 0.10288 | 5 | 0.64159
53978 | 10.53 | 1 | 365 | 12.0377 | 0.13072 | 12 | 0.1684
53985 | 5.232 | 1 | 365 | 5.9811 | 0.98973 | 6 | 0.97085
54013 | 7.75 | 1 | 365 | 8.8596 | 0.76002 | 9 | 0.61967
54014 | 10.545 | 1 | 365 | 12.0548 | 0.16509 | 12 | 0.21992
54015 | 11.2 | 1 | 365 | 12.8036 | 0.6661 | 13 | 0.46972
54020 | 6.12 | 1 | 365 | 6.9963 | 0.02469 | 7 | 0.020952
54058 | 10.335 | 1 | 365 | 11.8148 | 0.68385 | 12 | 0.49862
54091 | 2.34 | 1 | 365 | 2.675 | 0.36238 | 3 | 0.037423
54089 | 7.28 | 1 | 365 | 8.3224 | 0.68296 | 9 | 0.0053149
37757 | 6.05 | 1 | 365 | 6.9162 | 0.86428 | 7 | 0.78052
49470 | 6.48 | 1 | 365 | 7.4078 | 0.84967 | 8 | 0.25748
38266 | 5.5 | 1 | 365 | 6.2875 | 0.60389 | 6 | 0.89138
39806 | 9.075 | 1 | 365 | 10.3744 | 0.79642 | 11 | 0.17077
38134 | 7.98 | 1 | 365 | 9.1226 | 0.2871 | 9 | 0.40967
38633 | 8.55 | 1 | 365 | 9.7742 | 0.59332 | 10 | 0.36751
38367 | 5.775 | 1 | 365 | 6.6019 | 0.23408 | 6 | 0.83595
38395 | 4.79 | 1 | 365 | 5.4758 | 0.97684 | 6 | 0.45267
38197 | 7.975 | 1 | 365 | 9.1169 | 0.27564 | 9 | 0.3925
38960 | 6.24 | 1 | 365 | 7.1334 | 0.29968 | 7 | 0.43313
38728 | 3.9 | 1 | 365 | 4.4584 | 0.9373 | 5 | 0.3957
38696 | 2.6 | 1 | 365 | 2.9723 | 0.9582 | 3 | 0.93047
37592 | 8.58 | 1 | 365 | 9.8085 | 0.66207 | 10 | 0.47055
43355 | 3.64 | 1 | 365 | 4.1612 | 0.34148 | 4 | 0.50266
41608 | 4.68 | 1 | 365 | 5.3501 | 0.72476 | 6 | 0.074845
37790 | 5.72 | 1 | 365 | 6.539 | 0.10804 | 6 | 0.64703
38677 | 6.76 | 1 | 365 | 7.7279 | 0.49132 | 8 | 0.21922
37259 | 3.85 | 1 | 365 | 4.4012 | 0.82272 | 5 | 0.22396
36512 | 4.605 | 1 | 365 | 5.2643 | 0.55289 | 5 | 0.81724
36616 | 8.455 | 1 | 365 | 9.6656 | 0.37561 | 10 | 0.0412
36515 | 4.605 | 1 | 365 | 5.2643 | 0.55289 | 5 | 0.81724
37231 | 6.325 | 1 | 365 | 7.2306 | 0.49447 | 7 | 0.72508
41630 | 4.95 | 1 | 365 | 5.6587 | 0.3435 | 6 | 0.0022402
38167 | 4.76 | 1 | 365 | 5.4415 | 0.90809 | 6 | 0.34963
42694 | 7.7 | 1 | 365 | 8.8025 | 0.64544 | 9 | 0.44793
42812 | 6.6 | 1 | 365 | 7.545 | 0.12467 | 7 | 0.66965
48367 | 8.48 | 1 | 365 | 9.6942 | 0.4329 | 10 | 0.12707
52053 | 13 | 1 | 365 | 14.8613 | 0.79101 | 15 | 0.65235
52612 | 2.86 | 1 | 365 | 3.2695 | 0.55402 | 3 | 0.82352
53135 | 12.15 | 1 | 365 | 13.8896 | 0.84313 | 14 | 0.73277
35926 | 8.28 | 1 | 365 | 9.4655 | 0.97458 | 10 | 0.44011
53039 | 11.18 | 1 | 365 | 12.7808 | 0.62027 | 13 | 0.40102
48746 | 9.1 | 1 | 365 | 10.4029 | 0.85371 | 11 | 0.25664
52276 | 12.48 | 1 | 365 | 14.2669 | 0.59937 | 14 | 0.86625
53093 | 7.02 | 1 | 365 | 8.0251 | 0.087144 | 8 | 0.11227
53064 | 6.5 | 1 | 365 | 7.4307 | 0.8955 | 8 | 0.32617
53040 | 6.5 | 1 | 365 | 7.4307 | 0.8955 | 8 | 0.32617
31925 | 9.1 | 1 | 365 | 10.4029 | 0.85371 | 11 | 0.25664
53238 | 9.62 | 1 | 365 | 10.9974 | 0.045346 | 11 | 0.042738
53293 | 9.12 | 1 | 365 | 10.4258 | 0.89954 | 11 | 0.32534
53683 | 7.8 | 1 | 365 | 8.9168 | 0.8746 | 9 | 0.79141
44196 | 6.3 | 1 | 365 | 7.202 | 0.43718 | 7 | 0.63921
42658 | 3.575 | 1 | 365 | 4.0869 | 0.19253 | 4 | 0.2794
42563 | 9.1 | 1 | 365 | 10.4029 | 0.85371 | 11 | 0.25664
53949 | 6.095 | 1 | 365 | 6.9677 | 0.9674 | 7 | 0.93508
53778 | 6.6 | 1 | 365 | 7.545 | 0.12467 | 7 | 0.66965
53779 | 4.77 | 1 | 365 | 5.453 | 0.93101 | 6 | 0.38398
29047 | 6.12 | 1 | 365 | 6.9963 | 0.02469 | 7 | 0.020952
15954 | 11.22 | 1 | 365 | 12.8265 | 0.71193 | 13 | 0.53841
53626 | 5.2 | 1 | 365 | 5.9445 | 0.9164 | 6 | 0.86094
53516 | 5.98 | 1 | 365 | 6.8362 | 0.70386 | 7 | 0.54008
53450 | 6.24 | 1 | 365 | 7.1334 | 0.29968 | 7 | 0.43313
53472 | 5.2 | 1 | 365 | 5.9445 | 0.9164 | 6 | 0.86094
53578 | 4.94 | 1 | 365 | 5.6473 | 0.32058 | 5 | 0.96789
53487 | 3.9 | 1 | 365 | 4.4584 | 0.9373 | 5 | 0.3957
53597 | 10.92 | 1 | 365 | 12.4835 | 0.024447 | 12 | 0.50797
54024 | 4.59 | 1 | 365 | 5.2472 | 0.51852 | 5 | 0.76571
53895 | 6.5 | 1 | 365 | 7.4307 | 0.8955 | 8 | 0.32617
16203 | 9.435 | 1 | 365 | 10.7859 | 0.6214 | 11 | 0.4073
14636 | 2.55 | 1 | 365 | 2.9151 | 0.84362 | 3 | 0.75873
53899 | 3.64 | 1 | 365 | 4.1612 | 0.34148 | 4 | 0.50266
54068 | 9.1 | 1 | 365 | 10.4029 | 0.85371 | 11 | 0.25664
54048 | 10.4 | 1 | 365 | 11.8891 | 0.83281 | 12 | 0.72188
31352 | 14.3 | 1 | 365 | 16.3475 | 0.77011 | 17 | 0.11758
53984 | 11.44 | 1 | 365 | 13.078 | 0.21609 | 13 | 0.29407
34953 | 24.9 | 1 | 365 | 28.4652 | 0.061238 | 28 | 0.52642
52627 | 6.6 | 1 | 365 | 7.545 | 0.12467 | 7 | 0.66965
53145 | 9.99 | 1 | 365 | 11.4204 | 0.89324 | 12 | 0.31361
53586 | 5.98 | 1 | 365 | 6.8362 | 0.70386 | 7 | 0.54008
54080 | 12.6 | 1 | 365 | 14.4041 | 0.87436 | 15 | 0.27843
38327 | 3.47 | 1 | 365 | 3.9668 | 0.95191 | 4 | 0.91874
54081 | 8.06 | 1 | 365 | 9.214 | 0.47042 | 9 | 0.68446
38150 | 3.64 | 1 | 365 | 4.1612 | 0.34148 | 4 | 0.50266
38345 | 14.3 | 1 | 365 | 16.3475 | 0.77011 | 17 | 0.11758
37933 | 10.14 | 1 | 365 | 11.5918 | 0.23699 | 11 | 0.82883
54111 | 3.72 | 1 | 365 | 4.2526 | 0.52481 | 4 | 0.77744
53988 | 17.16 | 1 | 365 | 19.617 | 0.32413 | 19 | 0.9411
38122 | 4.125 | 1 | 365 | 4.7156 | 0.45292 | 5 | 0.16853
36342 | 8.95 | 1 | 365 | 10.2315 | 0.50996 | 10 | 0.74142
36412 | 11.265 | 1 | 365 | 12.8779 | 0.81505 | 13 | 0.69298
38108 | 3.12 | 1 | 365 | 3.5667 | 0.14984 | 3 | 0.71656
54112 | 4.35 | 1 | 365 | 4.9728 | 0.96853 | 5 | 0.94136
41097 | 4.42 | 1 | 365 | 5.0529 | 0.12894 | 5 | 0.1818
54127 | 9.25 | 1 | 365 | 10.5744 | 0.19745 | 10 | 0.77186
39862 | 3.575 | 1 | 365 | 4.0869 | 0.19253 | 4 | 0.2794
36498 | 9.495 | 1 | 365 | 10.8545 | 0.75889 | 11 | 0.61339
39767 | 6.875 | 1 | 365 | 7.8594 | 0.75486 | 8 | 0.61422
37596 | 6.05 | 1 | 365 | 6.9162 | 0.86428 | 7 | 0.78052
36856 | 7.935 | 1 | 365 | 9.0711 | 0.18397 | 9 | 0.25511
37624 | 9.36 | 1 | 365 | 10.7002 | 0.44953 | 11 | 0.14969
54113 | 11.4 | 1 | 365 | 13.0323 | 0.12442 | 13 | 0.15667
54115 | 10.545 | 1 | 365 | 12.0548 | 0.16509 | 12 | 0.21992
54131 | 9.28 | 1 | 365 | 10.6087 | 0.2662 | 10 | 0.87491
36858 | 6.68 | 1 | 365 | 7.6364 | 0.30799 | 7 | 0.94444
38789 | 3.775 | 1 | 365 | 4.3155 | 0.65085 | 4 | 0.96635
38710 | 4.42 | 1 | 365 | 5.0529 | 0.12894 | 5 | 0.1818
38240 | 7.8 | 1 | 365 | 8.9168 | 0.8746 | 9 | 0.79141
37252 | 7.15 | 1 | 365 | 8.1737 | 0.38505 | 8 | 0.55879
39364 | 6.875 | 1 | 365 | 7.8594 | 0.75486 | 8 | 0.61422
39913 | 3.08 | 1 | 365 | 3.521 | 0.058177 | 3 | 0.57917
38121 | 8.415 | 1 | 365 | 9.6199 | 0.28395 | 9 | 0.90381
38916 | 6.065 | 1 | 365 | 6.9334 | 0.89865 | 7 | 0.83204
38300 | 9.88 | 1 | 365 | 11.2946 | 0.64117 | 11 | 0.93578
38839 | 4.42 | 1 | 365 | 5.0529 | 0.12894 | 5 | 0.1818
38218 | 5.72 | 1 | 365 | 6.539 | 0.10804 | 6 | 0.64703
37181 | 3.92 | 1 | 365 | 4.4813 | 0.98313 | 5 | 0.4644
36849 | 5.125 | 1 | 365 | 5.8588 | 0.74453 | 6 | 0.60333
36609 | 6.92 | 1 | 365 | 7.9108 | 0.85798 | 8 | 0.76879
36026 | 7.7 | 1 | 365 | 8.8025 | 0.64544 | 9 | 0.44793
41674 | 6.24 | 1 | 365 | 7.1334 | 0.29968 | 7 | 0.43313
36401 | 4.605 | 1 | 365 | 5.2643 | 0.55289 | 5 | 0.81724
37807 | 5.46 | 1 | 365 | 6.2418 | 0.51222 | 6 | 0.75399
39859 | 5.72 | 1 | 365 | 6.539 | 0.10804 | 6 | 0.64703
39123 | 7.425 | 1 | 365 | 8.4881 | 0.015249 | 8 | 0.50336
47248 | 5.2 | 1 | 365 | 5.9445 | 0.9164 | 6 | 0.86094
38817 | 5.2 | 1 | 365 | 5.9445 | 0.9164 | 6 | 0.86094
36503 | 4.68 | 1 | 365 | 5.3501 | 0.72476 | 6 | 0.074845
38348 | 4.42 | 1 | 365 | 5.0529 | 0.12894 | 5 | 0.1818
37824 | 6.05 | 1 | 365 | 6.9162 | 0.86428 | 7 | 0.78052
37251 | 7.02 | 1 | 365 | 8.0251 | 0.087144 | 8 | 0.11227
36291 | 7.675 | 1 | 365 | 8.7739 | 0.58815 | 9 | 0.36206
37256 | 6.47 | 1 | 365 | 7.3964 | 0.82676 | 8 | 0.22313
44195 | 6.76 | 1 | 365 | 7.7279 | 0.49132 | 8 | 0.21922
38206 | 4.94 | 1 | 365 | 5.6473 | 0.32058 | 5 | 0.96789
37952 | 4.68 | 1 | 365 | 5.3501 | 0.72476 | 6 | 0.074845
38681 | 7.7 | 1 | 365 | 8.8025 | 0.64544 | 9 | 0.44793
38658 | 8.96 | 1 | 365 | 10.2429 | 0.53288 | 10 | 0.77577
47153 | 6.76 | 1 | 365 | 7.7279 | 0.49132 | 8 | 0.21922
44924 | 8.06 | 1 | 365 | 9.214 | 0.47042 | 9 | 0.68446
41024 | 4.48 | 1 | 365 | 5.1214 | 0.26644 | 5 | 0.38789
47176 | 8.06 | 1 | 365 | 9.214 | 0.47042 | 9 | 0.68446
47178 | 9.88 | 1 | 365 | 11.2946 | 0.64117 | 11 | 0.93578
42841 | 3.12 | 1 | 365 | 3.5667 | 0.14984 | 3 | 0.71656
47180 | 6.24 | 1 | 365 | 7.1334 | 0.29968 | 7 | 0.43313
38214 | 6.24 | 1 | 365 | 7.1334 | 0.29968 | 7 | 0.43313
47183 | 7.8 | 1 | 365 | 8.9168 | 0.8746 | 9 | 0.79141
38435 | 3.64 | 1 | 365 | 4.1612 | 0.34148 | 4 | 0.50266
37603 | 4.675 | 1 | 365 | 5.3444 | 0.7133 | 6 | 0.057671
47406 | 10.92 | 1 | 365 | 12.4835 | 0.024447 | 12 | 0.50797
47536 | 10.14 | 1 | 365 | 11.5918 | 0.23699 | 11 | 0.82883
37280 | 3.3 | 1 | 365 | 3.7725 | 0.56233 | 4 | 0.33483
37190 | 6.05 | 1 | 365 | 6.9162 | 0.86428 | 7 | 0.78052
47184 | 8.58 | 1 | 365 | 9.8085 | 0.66207 | 10 | 0.47055
37218 | 4.2 | 1 | 365 | 4.8014 | 0.62479 | 5 | 0.42614
47186 | 5.2 | 1 | 365 | 5.9445 | 0.9164 | 6 | 0.86094
42186 | 3.9 | 1 | 365 | 4.4584 | 0.9373 | 5 | 0.3957
47188 | 4.16 | 1 | 365 | 4.7556 | 0.53312 | 5 | 0.28875
47189 | 4.68 | 1 | 365 | 5.3501 | 0.72476 | 6 | 0.074845
54174 | 8.19 | 1 | 365 | 9.3626 | 0.76834 | 10 | 0.13098
54175 | 6.625 | 1 | 365 | 7.5736 | 0.18196 | 7 | 0.75552
47486 | 9.36 | 1 | 365 | 10.7002 | 0.44953 | 11 | 0.14969
54181 | 5.46 | 1 | 365 | 6.2418 | 0.51222 | 6 | 0.75399
54176 | 9.69 | 1 | 365 | 11.0774 | 0.20576 | 11 | 0.28317
47494 | 3.38 | 1 | 365 | 3.8639 | 0.74566 | 4 | 0.60961
47314 | 9.315 | 1 | 365 | 10.6487 | 0.3464 | 10 | 0.99512
54184 | 7.155 | 1 | 365 | 8.1795 | 0.39651 | 8 | 0.57597
54187 | 8.55 | 1 | 365 | 9.7742 | 0.59332 | 10 | 0.36751
54217 | 4.4 | 1 | 365 | 5.03 | 0.08311 | 5 | 0.1131
54198 | 7.02 | 1 | 365 | 8.0251 | 0.087144 | 8 | 0.11227
51855 | 6.76 | 1 | 365 | 7.7279 | 0.49132 | 8 | 0.21922
43496 | 3.3 | 1 | 365 | 3.7725 | 0.56233 | 4 | 0.33483
53193 | 5.46 | 1 | 365 | 6.2418 | 0.51222 | 6 | 0.75399
32120 | 7.54 | 1 | 365 | 8.6196 | 0.27878 | 8 | 0.89836
49093 | 7.02 | 1 | 365 | 8.0251 | 0.087144 | 8 | 0.11227
53901 | 5.72 | 1 | 365 | 6.539 | 0.10804 | 6 | 0.64703
39874 | 5.46 | 1 | 365 | 6.2418 | 0.51222 | 6 | 0.75399
31101 | 2267.7 | 0.8 | 365 | 2073.9114 | 0.35808 | 2074 | 0.26951
32078 | 7.02 | 1 | 365 | 8.0251 | 0.087144 | 8 | 0.11227
32967 | 649.8 | 0.8 | 365 | 594.2707 | 0.27366 | 594 | 0.54435
38485 | 10.08 | 1 | 365 | 11.5233 | 0.099489 | 11 | 0.62274
28101 | 4.845 | 1 | 365 | 5.5387 | 0.10288 | 5 | 0.64159
1441 | 2773.26 | 0.7 | 365 | 2219.2348 | 0.67289 | 2219 | 0.90765
47522 | 5.72 | 1 | 365 | 6.539 | 0.10804 | 6 | 0.64703
26714 | 5.72 | 1 | 365 | 6.539 | 0.10804 | 6 | 0.64703
31249 | 715.05 | 1 | 365 | 817.4309 | 0.62002 | 818 | 0.05088
23063 | 1.53 | 1 | 365 | 1.7491 | 0.50617 | 2 | 0.25524
47527 | 4.68 | 1 | 365 | 5.3501 | 0.72476 | 6 | 0.074845
27825 | 8.84 | 1 | 365 | 10.1057 | 0.25789 | 10 | 0.3636
47531 | 5.13 | 1 | 365 | 5.8645 | 0.75599 | 6 | 0.6205
22046 | 6.24 | 1 | 365 | 7.1334 | 0.29968 | 7 | 0.43313
47534 | 3.64 | 1 | 365 | 4.1612 | 0.34148 | 4 | 0.50266
53536 | 7.8 | 1 | 365 | 8.9168 | 0.8746 | 9 | 0.79141
53491 | 9.88 | 1 | 365 | 11.2946 | 0.64117 | 11 | 0.93578
47541 | 9.69 | 1 | 365 | 11.0774 | 0.20576 | 11 | 0.28317
47544 | 7.7 | 1 | 365 | 8.8025 | 0.64544 | 9 | 0.44793
35866 | 777.48 | 1 | 365 | 888.7996 | 0.68561 | 889 | 0.48519
38715 | 8.55 | 1 | 365 | 9.7742 | 0.59332 | 10 | 0.36751
38866 | 5.98 | 1 | 365 | 6.8362 | 0.70386 | 7 | 0.54008
38638 | 2.34 | 1 | 365 | 2.675 | 0.36238 | 3 | 0.037423
38441 | 5.72 | 1 | 365 | 6.539 | 0.10804 | 6 | 0.64703
47546 | 6.5 | 1 | 365 | 7.4307 | 0.8955 | 8 | 0.32617
38950 | 11.96 | 1 | 365 | 13.6724 | 0.40773 | 14 | 0.08016
47548 | 7.8 | 1 | 365 | 8.9168 | 0.8746 | 9 | 0.79141
31574 | 64.26 | 0.9 | 365 | 66.1147 | 0.53332 | 66 | 0.64799
47550 | 9.1 | 1 | 365 | 10.4029 | 0.85371 | 11 | 0.25664
47936 | 5.2 | 1 | 365 | 5.9445 | 0.9164 | 6 | 0.86094
49362 | 2.08 | 1 | 365 | 2.3778 | 0.76656 | 3 | 0.14438
47940 | 6.76 | 1 | 365 | 7.7279 | 0.49132 | 8 | 0.21922
49364 | 5.46 | 1 | 365 | 6.2418 | 0.51222 | 6 | 0.75399
47948 | 8.32 | 1 | 365 | 9.5113 | 0.066245 | 9 | 0.5775
47950 | 2.86 | 1 | 365 | 3.2695 | 0.55402 | 3 | 0.82352
50134 | 6.5 | 1 | 365 | 7.4307 | 0.8955 | 8 | 0.32617
54255 | 3.025 | 1 | 365 | 3.4581 | 0.93214 | 4 | 0.39026
49365 | 11.18 | 1 | 365 | 12.7808 | 0.62027 | 13 | 0.40102
49378 | 15.08 | 1 | 365 | 17.2392 | 0.55757 | 17 | 0.79672
49593 | 17.385 | 1 | 365 | 19.8742 | 0.83974 | 20 | 0.71393
50142 | 7.02 | 1 | 365 | 8.0251 | 0.087144 | 8 | 0.11227
49366 | 8.06 | 1 | 365 | 9.214 | 0.47042 | 9 | 0.68446
49368 | 7.8 | 1 | 365 | 8.9168 | 0.8746 | 9 | 0.79141
50149 | 5.2 | 1 | 365 | 5.9445 | 0.9164 | 6 | 0.86094
49380 | 6.555 | 1 | 365 | 7.4935 | 0.021543 | 7 | 0.51509
49900 | 9.45 | 1 | 365 | 10.8031 | 0.65577 | 11 | 0.45882
52892 | 5.83 | 1 | 365 | 6.6647 | 0.36012 | 7 | 0.024861
44330 | 9.25 | 1 | 365 | 10.5744 | 0.19745 | 10 | 0.77186
50273 | 4.96 | 1 | 365 | 5.6702 | 0.36642 | 6 | 0.036588
53873 | 11.7 | 1 | 365 | 13.3752 | 0.81191 | 14 | 0.18711
41535 | 6.3 | 1 | 365 | 7.202 | 0.43718 | 7 | 0.63921
53001 | 6.3 | 1 | 365 | 7.202 | 0.43718 | 7 | 0.63921
53251 | 4.88 | 1 | 365 | 5.5787 | 0.18309 | 5 | 0.7618
53290 | 8.19 | 1 | 365 | 9.3626 | 0.76834 | 10 | 0.13098
48517 | 11.4 | 1 | 365 | 13.0323 | 0.12442 | 13 | 0.15667
52584 | 8.265 | 1 | 365 | 9.4484 | 0.94021 | 10 | 0.38859
49382 | 6.5 | 1 | 365 | 7.4307 | 0.8955 | 8 | 0.32617
53794 | 2.915 | 1 | 365 | 3.3324 | 0.68006 | 4 | 0.01243
46470 | 11.48 | 1 | 365 | 13.1237 | 0.30775 | 13 | 0.43146
49022 | 11.4 | 1 | 365 | 13.0323 | 0.12442 | 13 | 0.15667
25778 | 10.4 | 1 | 365 | 11.8891 | 0.83281 | 12 | 0.72188
27620 | 6.54 | 1 | 365 | 7.4764 | 0.98717 | 8 | 0.46357
49385 | 9.36 | 1 | 365 | 10.7002 | 0.44953 | 11 | 0.14969
49538 | 8.52 | 1 | 365 | 9.7399 | 0.52457 | 10 | 0.26446
49565 | 4.42 | 1 | 365 | 5.0529 | 0.12894 | 5 | 0.1818
49573 | 9.36 | 1 | 365 | 10.7002 | 0.44953 | 11 | 0.14969
49576 | 7.8 | 1 | 365 | 8.9168 | 0.8746 | 9 | 0.79141
49580 | 6.76 | 1 | 365 | 7.7279 | 0.49132 | 8 | 0.21922
49582 | 5.46 | 1 | 365 | 6.2418 | 0.51222 | 6 | 0.75399
36683 | 14.025 | 1 | 365 | 16.0331 | 0.13991 | 16 | 0.17301
49589 | 5.46 | 1 | 365 | 6.2418 | 0.51222 | 6 | 0.75399
49376 | 9.36 | 1 | 365 | 10.7002 | 0.44953 | 11 | 0.14969
50159 | 3.9 | 1 | 365 | 4.4584 | 0.9373 | 5 | 0.3957
49374 | 9.88 | 1 | 365 | 11.2946 | 0.64117 | 11 | 0.93578
50162 | 9.62 | 1 | 365 | 10.9974 | 0.045346 | 11 | 0.042738
39858 | 7.425 | 1 | 365 | 8.4881 | 0.015249 | 8 | 0.50336
50167 | 9.975 | 1 | 365 | 11.4032 | 0.85887 | 12 | 0.26209
37734 | 5.32 | 1 | 365 | 6.0817 | 0.1914 | 6 | 0.27311
39855 | 11.275 | 1 | 365 | 12.8894 | 0.83797 | 13 | 0.72732
39060 | 8.8 | 1 | 365 | 10.06 | 0.16622 | 10 | 0.2262
47252 | 4.16 | 1 | 365 | 4.7556 | 0.53312 | 5 | 0.28875
50169 | 8.32 | 1 | 365 | 9.5113 | 0.066245 | 9 | 0.5775
41076 | 7.41 | 1 | 365 | 8.471 | 0.98087 | 9 | 0.45184
50170 | 9.1 | 1 | 365 | 10.4029 | 0.85371 | 11 | 0.25664
50715 | 5.98 | 1 | 365 | 6.8362 | 0.70386 | 7 | 0.54008
50719 | 10.4 | 1 | 365 | 11.8891 | 0.83281 | 12 | 0.72188
37245 | 12.1 | 1 | 365 | 13.8325 | 0.72855 | 14 | 0.56103
39856 | 4.16 | 1 | 365 | 4.7556 | 0.53312 | 5 | 0.28875
37770 | 5.72 | 1 | 365 | 6.539 | 0.10804 | 6 | 0.64703
38675 | 4.125 | 1 | 365 | 4.7156 | 0.45292 | 5 | 0.16853
36014 | 5.62 | 1 | 365 | 6.4247 | 0.87888 | 7 | 0.30355
38261 | 5.98 | 1 | 365 | 6.8362 | 0.70386 | 7 | 0.54008
38759 | 8.265 | 1 | 365 | 9.4484 | 0.94021 | 10 | 0.38859
39841 | 5.72 | 1 | 365 | 6.539 | 0.10804 | 6 | 0.64703
50727 | 4.68 | 1 | 365 | 5.3501 | 0.72476 | 6 | 0.074845
49523 | 8.835 | 1 | 365 | 10.1 | 0.24643 | 10 | 0.34642
50943 | 7.8 | 1 | 365 | 8.9168 | 0.8746 | 9 | 0.79141
39070 | 15.12 | 1 | 365 | 17.2849 | 0.64923 | 17 | 0.93412
50973 | 13.26 | 1 | 365 | 15.1586 | 0.38683 | 15 | 0.54539
38894 | 5.72 | 1 | 365 | 6.539 | 0.10804 | 6 | 0.64703
51023 | 13.26 | 1 | 365 | 15.1586 | 0.38683 | 15 | 0.54539
41621 | 6.76 | 1 | 365 | 7.7279 | 0.49132 | 8 | 0.21922
50946 | 3.9 | 1 | 365 | 4.4584 | 0.9373 | 5 | 0.3957
41045 | 3.38 | 1 | 365 | 3.8639 | 0.74566 | 4 | 0.60961
50947 | 2.08 | 1 | 365 | 2.3778 | 0.76656 | 3 | 0.14438
47285 | 3.38 | 1 | 365 | 3.8639 | 0.74566 | 4 | 0.60961
40278 | 7.8 | 1 | 365 | 8.9168 | 0.8746 | 9 | 0.79141
50949 | 6.5 | 1 | 365 | 7.4307 | 0.8955 | 8 | 0.32617
50971 | 4.42 | 1 | 365 | 5.0529 | 0.12894 | 5 | 0.1818
37812 | 4.16 | 1 | 365 | 4.7556 | 0.53312 | 5 | 0.28875
37172 | 11 | 1 | 365 | 12.575 | 0.20778 | 12 | 0.78276
51002 | 5.72 | 1 | 365 | 6.539 | 0.10804 | 6 | 0.64703
51003 | 9.88 | 1 | 365 | 11.2946 | 0.64117 | 11 | 0.93578
43338 | 5.98 | 1 | 365 | 6.8362 | 0.70386 | 7 | 0.54008
39778 | 4.16 | 1 | 365 | 4.7556 | 0.53312 | 5 | 0.28875
38132 | 5.88 | 1 | 365 | 6.7219 | 0.4747 | 7 | 0.1966
51005 | 5.2 | 1 | 365 | 5.9445 | 0.9164 | 6 | 0.86094
39825 | 12.1 | 1 | 365 | 13.8325 | 0.72855 | 14 | 0.56103
51007 | 9.36 | 1 | 365 | 10.7002 | 0.44953 | 11 | 0.14969
38872 | 4.95 | 1 | 365 | 5.6587 | 0.3435 | 6 | 0.0022402
51008 | 5.72 | 1 | 365 | 6.539 | 0.10804 | 6 | 0.64703
38310 | 5.4 | 1 | 365 | 6.1732 | 0.37473 | 6 | 0.5479
51009 | 4.16 | 1 | 365 | 4.7556 | 0.53312 | 5 | 0.28875
39884 | 3.12 | 1 | 365 | 3.5667 | 0.14984 | 3 | 0.71656
38190 | 4.16 | 1 | 365 | 4.7556 | 0.53312 | 5 | 0.28875
51011 | 5.98 | 1 | 365 | 6.8362 | 0.70386 | 7 | 0.54008
51013 | 3.64 | 1 | 365 | 4.1612 | 0.34148 | 4 | 0.50266
36945 | 4.56 | 1 | 365 | 5.2129 | 0.44977 | 5 | 0.66267
36740 | 6.47 | 1 | 365 | 7.3964 | 0.82676 | 8 | 0.22313
35988 | 5.125 | 1 | 365 | 5.8588 | 0.74453 | 6 | 0.60333
51021 | 7.02 | 1 | 365 | 8.0251 | 0.087144 | 8 | 0.11227
37904 | 7.975 | 1 | 365 | 9.1169 | 0.27564 | 9 | 0.3925
38860 | 6.24 | 1 | 365 | 7.1334 | 0.29968 | 7 | 0.43313
51022 | 8.32 | 1 | 365 | 9.5113 | 0.066245 | 9 | 0.5775
39848 | 4.94 | 1 | 365 | 5.6473 | 0.32058 | 5 | 0.96789
38322 | 8.68 | 1 | 365 | 9.9228 | 0.89123 | 10 | 0.81403
51025 | 3.64 | 1 | 365 | 4.1612 | 0.34148 | 4 | 0.50266
39872 | 3.64 | 1 | 365 | 4.1612 | 0.34148 | 4 | 0.50266
50139 | 7.95 | 1 | 365 | 9.0883 | 0.21835 | 9 | 0.30663
51148 | 15.08 | 1 | 365 | 17.2392 | 0.55757 | 17 | 0.79672
51149 | 13.26 | 1 | 365 | 15.1586 | 0.38683 | 15 | 0.54539
51146 | 9.1 | 1 | 365 | 10.4029 | 0.85371 | 11 | 0.25664
50944 | 5.2 | 1 | 365 | 5.9445 | 0.9164 | 6 | 0.86094
51147 | 6.5 | 1 | 365 | 7.4307 | 0.8955 | 8 | 0.32617
51150 | 7.54 | 1 | 365 | 8.6196 | 0.27878 | 8 | 0.89836
51159 | 2.08 | 1 | 365 | 2.3778 | 0.76656 | 3 | 0.14438
51167 | 4.16 | 1 | 365 | 4.7556 | 0.53312 | 5 | 0.28875
37776 | 9.8 | 1 | 365 | 11.2032 | 0.45784 | 11 | 0.661
51168 | 7.41 | 1 | 365 | 8.471 | 0.98087 | 9 | 0.45184
38679 | 3.64 | 1 | 365 | 4.1612 | 0.34148 | 4 | 0.50266
51185 | 2.6 | 1 | 365 | 2.9723 | 0.9582 | 3 | 0.93047
37217 | 8.84 | 1 | 365 | 10.1057 | 0.25789 | 10 | 0.3636
51169 | 7.28 | 1 | 365 | 8.3224 | 0.68296 | 9 | 0.0053149
41338 | 10.545 | 1 | 365 | 12.0548 | 0.16509 | 12 | 0.21992
51188 | 9.88 | 1 | 365 | 11.2946 | 0.64117 | 11 | 0.93578
51191 | 8.58 | 1 | 365 | 9.8085 | 0.66207 | 10 | 0.47055
51195 | 6.76 | 1 | 365 | 7.7279 | 0.49132 | 8 | 0.21922
36319 | 6.14 | 1 | 365 | 7.0191 | 0.070522 | 7 | 0.089647
49584 | 5.46 | 1 | 365 | 6.2418 | 0.51222 | 6 | 0.75399
39813 | 5.2 | 1 | 365 | 5.9445 | 0.9164 | 6 | 0.86094
47127 | 9.12 | 1 | 365 | 10.4258 | 0.89954 | 11 | 0.32534
36897 | 6.24 | 1 | 365 | 7.1334 | 0.29968 | 7 | 0.43313
51197 | 3.38 | 1 | 365 | 3.8639 | 0.74566 | 4 | 0.60961
37746 | 7.28 | 1 | 365 | 8.3224 | 0.68296 | 9 | 0.0053149
51228 | 3.12 | 1 | 365 | 3.5667 | 0.14984 | 3 | 0.71656
51296 | 8.25 | 1 | 365 | 9.4312 | 0.90583 | 10 | 0.33707
37169 | 4.16 | 1 | 365 | 4.7556 | 0.53312 | 5 | 0.28875
49442 | 6.5 | 1 | 365 | 7.4307 | 0.8955 | 8 | 0.32617
39839 | 5.46 | 1 | 365 | 6.2418 | 0.51222 | 6 | 0.75399
37834 | 3.9 | 1 | 365 | 4.4584 | 0.9373 | 5 | 0.3957
39056 | 5.2 | 1 | 365 | 5.9445 | 0.9164 | 6 | 0.86094
36737 | 5.46 | 1 | 365 | 6.2418 | 0.51222 | 6 | 0.75399
46979 | 10.36 | 1 | 365 | 11.8433 | 0.74114 | 12 | 0.58449
51399 | 6.76 | 1 | 365 | 7.7279 | 0.49132 | 8 | 0.21922
46033 | 8.25 | 1 | 365 | 9.4312 | 0.90583 | 10 | 0.33707
51400 | 9.62 | 1 | 365 | 10.9974 | 0.045346 | 11 | 0.042738
38693 | 3.64 | 1 | 365 | 4.1612 | 0.34148 | 4 | 0.50266
37876 | 5.2 | 1 | 365 | 5.9445 | 0.9164 | 6 | 0.86094
38026 | 4.16 | 1 | 365 | 4.7556 | 0.53312 | 5 | 0.28875
51401 | 8.32 | 1 | 365 | 9.5113 | 0.066245 | 9 | 0.5775
38338 | 7.54 | 1 | 365 | 8.6196 | 0.27878 | 8 | 0.89836
39005 | 5.98 | 1 | 365 | 6.8362 | 0.70386 | 7 | 0.54008
51402 | 5.98 | 1 | 365 | 6.8362 | 0.70386 | 7 | 0.54008
38864 | 6.05 | 1 | 365 | 6.9162 | 0.86428 | 7 | 0.78052
38182 | 3.85 | 1 | 365 | 4.4012 | 0.82272 | 5 | 0.22396
51410 | 12.22 | 1 | 365 | 13.9697 | 0.0035475 | 13 | 0.97321
36499 | 5.98 | 1 | 365 | 6.8362 | 0.70386 | 7 | 0.54008
51411 | 13.52 | 1 | 365 | 15.4558 | 0.98265 | 16 | 0.43844
38635 | 4.42 | 1 | 365 | 5.0529 | 0.12894 | 5 | 0.1818
51413 | 11.44 | 1 | 365 | 13.078 | 0.21609 | 13 | 0.29407
39382 | 5.2 | 1 | 365 | 5.9445 | 0.9164 | 6 | 0.86094
38183 | 5.2 | 1 | 365 | 5.9445 | 0.9164 | 6 | 0.86094
51412 | 11.7 | 1 | 365 | 13.3752 | 0.81191 | 14 | 0.18711
37023 | 5.805 | 1 | 365 | 6.6362 | 0.30283 | 6 | 0.93899
37178 | 4.16 | 1 | 365 | 4.7556 | 0.53312 | 5 | 0.28875
36922 | 8.47 | 1 | 365 | 9.6827 | 0.40999 | 10 | 0.092722
37953 | 8.12 | 1 | 365 | 9.2826 | 0.60792 | 9 | 0.89054
38646 | 4.845 | 1 | 365 | 5.5387 | 0.10288 | 5 | 0.64159
36661 | 7.7 | 1 | 365 | 8.8025 | 0.64544 | 9 | 0.44793
36876 | 4.085 | 1 | 365 | 4.6699 | 0.36125 | 5 | 0.031142
38711 | 8.4 | 1 | 365 | 9.6027 | 0.24957 | 9 | 0.85229
47238 | 3.515 | 1 | 365 | 4.0183 | 0.05503 | 4 | 0.073308
38271 | 6.56 | 1 | 365 | 7.4993 | 0.033001 | 7 | 0.53226
37249 | 4.4 | 1 | 365 | 5.03 | 0.08311 | 5 | 0.1131
37030 | 5.4 | 1 | 365 | 6.1732 | 0.37473 | 6 | 0.5479
41651 | 11.96 | 1 | 365 | 13.6724 | 0.40773 | 14 | 0.08016
38869 | 6.14 | 1 | 365 | 7.0191 | 0.070522 | 7 | 0.089647
39899 | 11.76 | 1 | 365 | 13.4438 | 0.9494 | 14 | 0.3932
38632 | 7.28 | 1 | 365 | 8.3224 | 0.68296 | 9 | 0.0053149
37957 | 3.85 | 1 | 365 | 4.4012 | 0.82272 | 5 | 0.22396
35771 | 8.25 | 1 | 365 | 9.4312 | 0.90583 | 10 | 0.33707
43025 | 4.4 | 1 | 365 | 5.03 | 0.08311 | 5 | 0.1131
43629 | 8.82 | 1 | 365 | 10.0828 | 0.21205 | 10 | 0.2949
38816 | 4.605 | 1 | 365 | 5.2643 | 0.55289 | 5 | 0.81724
37748 | 6.92 | 1 | 365 | 7.9108 | 0.85798 | 8 | 0.76879
37183 | 7.935 | 1 | 365 | 9.0711 | 0.18397 | 9 | 0.25511
41649 | 5.5 | 1 | 365 | 6.2875 | 0.60389 | 6 | 0.89138
38708 | 4.4 | 1 | 365 | 5.03 | 0.08311 | 5 | 0.1131
49449 | 10.92 | 1 | 365 | 12.4835 | 0.024447 | 12 | 0.50797
38387 | 8.32 | 1 | 365 | 9.5113 | 0.066245 | 9 | 0.5775
37007 | 5.905 | 1 | 365 | 6.7505 | 0.53199 | 7 | 0.28247
46277 | 10.4 | 1 | 365 | 11.8891 | 0.83281 | 12 | 0.72188
35797 | 7.8 | 1 | 365 | 8.9168 | 0.8746 | 9 | 0.79141
52746 | 8.67 | 1 | 365 | 9.9114 | 0.86831 | 10 | 0.77968
46110 | 10.4 | 1 | 365 | 11.8891 | 0.83281 | 12 | 0.72188
46956 | 13.26 | 1 | 365 | 15.1586 | 0.38683 | 15 | 0.54539
38913 | 5.72 | 1 | 365 | 6.539 | 0.10804 | 6 | 0.64703
39747 | 8.59 | 1 | 365 | 9.8199 | 0.68498 | 10 | 0.5049
38821 | 4.035 | 1 | 365 | 4.6127 | 0.24667 | 4 | 0.8594
37209 | 5.12 | 1 | 365 | 5.8531 | 0.73307 | 6 | 0.58616
41393 | 3.3 | 1 | 365 | 3.7725 | 0.56233 | 4 | 0.33483
38717 | 3.575 | 1 | 365 | 4.0869 | 0.19253 | 4 | 0.2794
47222 | 12.1 | 1 | 365 | 13.8325 | 0.72855 | 14 | 0.56103
38880 | 5.545 | 1 | 365 | 6.3389 | 0.70701 | 7 | 0.045944
37191 | 8.195 | 1 | 365 | 9.3684 | 0.77979 | 10 | 0.14815
36989 | 4.605 | 1 | 365 | 5.2643 | 0.55289 | 5 | 0.81724
36877 | 5.1 | 1 | 365 | 5.8302 | 0.68724 | 6 | 0.51746
37203 | 7.18 | 1 | 365 | 8.208 | 0.4538 | 8 | 0.66184
36958 | 7.44 | 1 | 365 | 8.5053 | 0.049623 | 8 | 0.55488
38143 | 7.8 | 1 | 365 | 8.9168 | 0.8746 | 9 | 0.79141
37362 | 3.12 | 1 | 365 | 3.5667 | 0.14984 | 3 | 0.71656
51155 | 4.94 | 1 | 365 | 5.6473 | 0.32058 | 5 | 0.96789
39751 | 8.715 | 1 | 365 | 9.9628 | 0.97143 | 10 | 0.93425
38830 | 6.66 | 1 | 365 | 7.6136 | 0.26216 | 7 | 0.87574
38734 | 5.72 | 1 | 365 | 6.539 | 0.10804 | 6 | 0.64703
38805 | 3.9 | 1 | 365 | 4.4584 | 0.9373 | 5 | 0.3957
38769 | 7.28 | 1 | 365 | 8.3224 | 0.68296 | 9 | 0.0053149
39782 | 6.24 | 1 | 365 | 7.1334 | 0.29968 | 7 | 0.43313
38257 | 6.47 | 1 | 365 | 7.3964 | 0.82676 | 8 | 0.22313
38627 | 7.315 | 1 | 365 | 8.3624 | 0.76317 | 9 | 0.12553
38476 | 10.57 | 1 | 365 | 12.0834 | 0.22238 | 12 | 0.30579
49517 | 5.98 | 1 | 365 | 6.8362 | 0.70386 | 7 | 0.54008
39082 | 11.025 | 1 | 365 | 12.6036 | 0.26507 | 12 | 0.86863
38394 | 4.5 | 1 | 365 | 5.1443 | 0.31227 | 5 | 0.45658
42537 | 10.71 | 1 | 365 | 12.2435 | 0.54321 | 12 | 0.78667
41967 | 6.3 | 1 | 365 | 7.202 | 0.43718 | 7 | 0.63921
42110 | 12 | 1 | 365 | 13.7182 | 0.49939 | 14 | 0.21755
41924 | 12 | 1 | 365 | 13.7182 | 0.49939 | 14 | 0.21755
38375 | 9.135 | 1 | 365 | 10.4429 | 0.93391 | 11 | 0.37686
41195 | 8.19 | 1 | 365 | 9.3626 | 0.76834 | 10 | 0.13098
38325 | 7.2 | 1 | 365 | 8.2309 | 0.49964 | 8 | 0.73053
47358 | 6.3 | 1 | 365 | 7.202 | 0.43718 | 7 | 0.63921
47103 | 5.1 | 1 | 365 | 5.8302 | 0.68724 | 6 | 0.51746
47096 | 7.2 | 1 | 365 | 8.2309 | 0.49964 | 8 | 0.73053
46290 | 7.8 | 1 | 365 | 8.9168 | 0.8746 | 9 | 0.79141
47116 | 9.6 | 1 | 365 | 10.9745 | 0.99951 | 11 | 0.97404
44359 | 4.56 | 1 | 365 | 5.2129 | 0.44977 | 5 | 0.66267
46197 | 11.25 | 1 | 365 | 12.8608 | 0.78068 | 13 | 0.64146
47458 | 24.64 | 1 | 365 | 28.168 | 0.46542 | 28 | 0.63337
48725 | 11.6 | 1 | 365 | 13.2609 | 0.58275 | 13 | 0.84363
50115 | 11.6 | 1 | 365 | 13.2609 | 0.58275 | 13 | 0.84363
49772 | 11.6 | 1 | 365 | 13.2609 | 0.58275 | 13 | 0.84363
35931 | 6.213 | 1 | 365 | 7.1026 | 0.23781 | 7 | 0.34039
36131 | 12.426 | 1 | 365 | 14.2052 | 0.47562 | 14 | 0.68078
36135 | 7.194 | 1 | 365 | 8.224 | 0.48589 | 8 | 0.70992
36142 | 12.42 | 1 | 365 | 14.1983 | 0.46187 | 14 | 0.66017
36163 | 9.81 | 1 | 365 | 11.2146 | 0.48075 | 11 | 0.69535
37522 | 7.02 | 1 | 365 | 8.0251 | 0.087144 | 8 | 0.11227
38875 | 6.56 | 1 | 365 | 7.4993 | 0.033001 | 7 | 0.53226
42888 | 3.02 | 1 | 365 | 3.4524 | 0.92068 | 4 | 0.37308
36835 | 4.605 | 1 | 365 | 5.2643 | 0.55289 | 5 | 0.81724
37216 | 3.85 | 1 | 365 | 4.4012 | 0.82272 | 5 | 0.22396
36882 | 6.375 | 1 | 365 | 7.2878 | 0.60905 | 7 | 0.89682
39849 | 8.715 | 1 | 365 | 9.9628 | 0.97143 | 10 | 0.93425
38836 | 7.15 | 1 | 365 | 8.1737 | 0.38505 | 8 | 0.55879
47235 | 6.76 | 1 | 365 | 7.7279 | 0.49132 | 8 | 0.21922
37625 | 4.345 | 1 | 365 | 4.9671 | 0.95707 | 5 | 0.92419
37228 | 7.84 | 1 | 365 | 8.9625 | 0.96627 | 9 | 0.9288
50807 | 5.72 | 1 | 365 | 6.539 | 0.10804 | 6 | 0.64703
38733 | 4.11 | 1 | 365 | 4.6985 | 0.41854 | 5 | 0.11701
38189 | 12.1 | 1 | 365 | 13.8325 | 0.72855 | 14 | 0.56103
39794 | 8.68 | 1 | 365 | 9.9228 | 0.89123 | 10 | 0.81403
43255 | 6.76 | 1 | 365 | 7.7279 | 0.49132 | 8 | 0.21922
50644 | 4.42 | 1 | 365 | 5.0529 | 0.12894 | 5 | 0.1818
39030 | 6.27 | 1 | 365 | 7.1677 | 0.36843 | 7 | 0.53617
38306 | 6.6 | 1 | 365 | 7.545 | 0.12467 | 7 | 0.66965
39920 | 5.6 | 1 | 365 | 6.4018 | 0.83305 | 7 | 0.23486
39091 | 9.1 | 1 | 365 | 10.4029 | 0.85371 | 11 | 0.25664
51181 | 4.94 | 1 | 365 | 5.6473 | 0.32058 | 5 | 0.96789
38796 | 4.2 | 1 | 365 | 4.8014 | 0.62479 | 5 | 0.42614
36363 | 8.715 | 1 | 365 | 9.9628 | 0.97143 | 10 | 0.93425
38299 | 5.88 | 1 | 365 | 6.7219 | 0.4747 | 7 | 0.1966
39112 | 8.58 | 1 | 365 | 9.8085 | 0.66207 | 10 | 0.47055
39094 | 9.1 | 1 | 365 | 10.4029 | 0.85371 | 11 | 0.25664
51157 | 10.08 | 1 | 365 | 11.5233 | 0.099489 | 11 | 0.62274
38107 | 4.845 | 1 | 365 | 5.5387 | 0.10288 | 5 | 0.64159
38212 | 9.36 | 1 | 365 | 10.7002 | 0.44953 | 11 | 0.14969
47231 | 7.28 | 1 | 365 | 8.3224 | 0.68296 | 9 | 0.0053149
51584 | 7.28 | 1 | 365 | 8.3224 | 0.68296 | 9 | 0.0053149
39784 | 6.05 | 1 | 365 | 6.9162 | 0.86428 | 7 | 0.78052
49492 | 4.16 | 1 | 365 | 4.7556 | 0.53312 | 5 | 0.28875
50707 | 4.68 | 1 | 365 | 5.3501 | 0.72476 | 6 | 0.074845
41052 | 7.15 | 1 | 365 | 8.1737 | 0.38505 | 8 | 0.55879
37275 | 3.575 | 1 | 365 | 4.0869 | 0.19253 | 4 | 0.2794
38842 | 8.195 | 1 | 365 | 9.3684 | 0.77979 | 10 | 0.14815
39392 | 8.195 | 1 | 365 | 9.3684 | 0.77979 | 10 | 0.14815
39075 | 7.15 | 1 | 365 | 8.1737 | 0.38505 | 8 | 0.55879
38685 | 6.325 | 1 | 365 | 7.2306 | 0.49447 | 7 | 0.72508
39869 | 4.68 | 1 | 365 | 5.3501 | 0.72476 | 6 | 0.074845
38501 | 10.4 | 1 | 365 | 11.8891 | 0.83281 | 12 | 0.72188
38663 | 8.59 | 1 | 365 | 9.8199 | 0.68498 | 10 | 0.5049
37875 | 12.32 | 1 | 365 | 14.084 | 0.23271 | 14 | 0.31669
39843 | 3.12 | 1 | 365 | 3.5667 | 0.14984 | 3 | 0.71656
37370 | 12.48 | 1 | 365 | 14.2669 | 0.59937 | 14 | 0.86625
37257 | 5.88 | 1 | 365 | 6.7219 | 0.4747 | 7 | 0.1966
38283 | 6.76 | 1 | 365 | 7.7279 | 0.49132 | 8 | 0.21922
47247 | 7.02 | 1 | 365 | 8.0251 | 0.087144 | 8 | 0.11227
37771 | 7.8 | 1 | 365 | 8.9168 | 0.8746 | 9 | 0.79141
47240 | 4.16 | 1 | 365 | 4.7556 | 0.53312 | 5 | 0.28875
38877 | 5.72 | 1 | 365 | 6.539 | 0.10804 | 6 | 0.64703
39105 | 5.2 | 1 | 365 | 5.9445 | 0.9164 | 6 | 0.86094
53056 | 24.99 | 1 | 365 | 28.5681 | 0.26748 | 28 | 0.83555
44456 | 119.025 | 0.9 | 365 | 122.4603 | 0.48363 | 122 | 0.94393
29889 | 456.94 | 0.9 | 365 | 470.1282 | 0.41791 | 470 | 0.54612
35678 | 148.18 | 0.9 | 365 | 152.4568 | 0.61449 | 153 | 0.071264
52626 | 7.6 | 1 | 365 | 8.6882 | 0.41628 | 9 | 0.10445
51397 | 6.76 | 1 | 365 | 7.7279 | 0.49132 | 8 | 0.21922
51201 | 8.32 | 1 | 365 | 9.5113 | 0.066245 | 9 | 0.5775
45336 | 22.26 | 1 | 365 | 25.4472 | 0.011372 | 25 | 0.45856
51628 | 9.36 | 1 | 365 | 10.7002 | 0.44953 | 11 | 0.14969
51629 | 8.84 | 1 | 365 | 10.1057 | 0.25789 | 10 | 0.3636
51638 | 6.76 | 1 | 365 | 7.7279 | 0.49132 | 8 | 0.21922
51639 | 5.2 | 1 | 365 | 5.9445 | 0.9164 | 6 | 0.86094
51640 | 7.02 | 1 | 365 | 8.0251 | 0.087144 | 8 | 0.11227
41973 | 7.28 | 1 | 365 | 8.3224 | 0.68296 | 9 | 0.0053149
51641 | 7.28 | 1 | 365 | 8.3224 | 0.68296 | 9 | 0.0053149
51643 | 4.42 | 1 | 365 | 5.0529 | 0.12894 | 5 | 0.1818
51644 | 5.98 | 1 | 365 | 6.8362 | 0.70386 | 7 | 0.54008
51645 | 7.02 | 1 | 365 | 8.0251 | 0.087144 | 8 | 0.11227
51680 | 3.9 | 1 | 365 | 4.4584 | 0.9373 | 5 | 0.3957
51682 | 2.86 | 1 | 365 | 3.2695 | 0.55402 | 3 | 0.82352
51683 | 7.28 | 1 | 365 | 8.3224 | 0.68296 | 9 | 0.0053149
51687 | 5.1 | 1 | 365 | 5.8302 | 0.68724 | 6 | 0.51746
51691 | 4.42 | 1 | 365 | 5.0529 | 0.12894 | 5 | 0.1818
51694 | 7.28 | 1 | 365 | 8.3224 | 0.68296 | 9 | 0.0053149
51695 | 2.86 | 1 | 365 | 3.2695 | 0.55402 | 3 | 0.82352
51696 | 9.88 | 1 | 365 | 11.2946 | 0.64117 | 11 | 0.93578
51697 | 7.28 | 1 | 365 | 8.3224 | 0.68296 | 9 | 0.0053149
51938 | 3.12 | 1 | 365 | 3.5667 | 0.14984 | 3 | 0.71656
49096 | 6.25 | 1 | 365 | 7.1449 | 0.3226 | 7 | 0.46747
51964 | 7.8 | 1 | 365 | 8.9168 | 0.8746 | 9 | 0.79141
36486 | 9.96 | 1 | 365 | 11.3861 | 0.8245 | 12 | 0.21057
37801 | 4.68 | 1 | 365 | 5.3501 | 0.72476 | 6 | 0.074845
37247 | 4.42 | 1 | 365 | 5.0529 | 0.12894 | 5 | 0.1818
37154 | 4.42 | 1 | 365 | 5.0529 | 0.12894 | 5 | 0.1818
38264 | 3.64 | 1 | 365 | 4.1612 | 0.34148 | 4 | 0.50266
51968 | 9.36 | 1 | 365 | 10.7002 | 0.44953 | 11 | 0.14969
51969 | 6.76 | 1 | 365 | 7.7279 | 0.49132 | 8 | 0.21922
51971 | 3.64 | 1 | 365 | 4.1612 | 0.34148 | 4 | 0.50266
51975 | 5.2 | 1 | 365 | 5.9445 | 0.9164 | 6 | 0.86094
51978 | 5.46 | 1 | 365 | 6.2418 | 0.51222 | 6 | 0.75399
51983 | 4.42 | 1 | 365 | 5.0529 | 0.12894 | 5 | 0.1818
51982 | 8.8 | 1 | 365 | 10.06 | 0.16622 | 10 | 0.2262
51987 | 9.36 | 1 | 365 | 10.7002 | 0.44953 | 11 | 0.14969
51984 | 3.38 | 1 | 365 | 3.8639 | 0.74566 | 4 | 0.60961
51990 | 5.72 | 1 | 365 | 6.539 | 0.10804 | 6 | 0.64703
51993 | 8.06 | 1 | 365 | 9.214 | 0.47042 | 9 | 0.68446
51999 | 5.2 | 1 | 365 | 5.9445 | 0.9164 | 6 | 0.86094
52013 | 6.24 | 1 | 365 | 7.1334 | 0.29968 | 7 | 0.43313
52001 | 5.72 | 1 | 365 | 6.539 | 0.10804 | 6 | 0.64703
52004 | 4.68 | 1 | 365 | 5.3501 | 0.72476 | 6 | 0.074845
41699 | 12.32 | 1 | 365 | 14.084 | 0.23271 | 14 | 0.31669
37175 | 7.8 | 1 | 365 | 8.9168 | 0.8746 | 9 | 0.79141
38362 | 8.58 | 1 | 365 | 9.8085 | 0.66207 | 10 | 0.47055
38672 | 2.86 | 1 | 365 | 3.2695 | 0.55402 | 3 | 0.82352
51588 | 12.22 | 1 | 365 | 13.9697 | 0.0035475 | 13 | 0.97321
49479 | 3.64 | 1 | 365 | 4.1612 | 0.34148 | 4 | 0.50266
39753 | 5.72 | 1 | 365 | 6.539 | 0.10804 | 6 | 0.64703
51192 | 12.22 | 1 | 365 | 13.9697 | 0.0035475 | 13 | 0.97321
38272 | 9.88 | 1 | 365 | 11.2946 | 0.64117 | 11 | 0.93578
38350 | 5.46 | 1 | 365 | 6.2418 | 0.51222 | 6 | 0.75399
38861 | 6.56 | 1 | 365 | 7.4993 | 0.033001 | 7 | 0.53226
41353 | 7.28 | 1 | 365 | 8.3224 | 0.68296 | 9 | 0.0053149
41624 | 6.065 | 1 | 365 | 6.9334 | 0.89865 | 7 | 0.83204
39750 | 12.04 | 1 | 365 | 13.7639 | 0.59106 | 14 | 0.35494
36655 | 5.5 | 1 | 365 | 6.2875 | 0.60389 | 6 | 0.89138
47775 | 10.865 | 1 | 365 | 12.4207 | 0.89841 | 13 | 0.31906
52043 | 9.01 | 1 | 365 | 10.3001 | 0.64746 | 10 | 0.94751
38892 | 7.5 | 1 | 365 | 8.5739 | 0.18712 | 8 | 0.76097
46587 | 4.2 | 1 | 365 | 4.8014 | 0.62479 | 5 | 0.42614
48627 | 9.6 | 1 | 365 | 10.9745 | 0.99951 | 11 | 0.97404
52175 | 9.1 | 1 | 365 | 10.4029 | 0.85371 | 11 | 0.25664
52177 | 8.58 | 1 | 365 | 9.8085 | 0.66207 | 10 | 0.47055
52180 | 2.52 | 1 | 365 | 2.8808 | 0.77487 | 3 | 0.65569
52181 | 7.8 | 1 | 365 | 8.9168 | 0.8746 | 9 | 0.79141
52183 | 4.16 | 1 | 365 | 4.7556 | 0.53312 | 5 | 0.28875
52185 | 3.9 | 1 | 365 | 4.4584 | 0.9373 | 5 | 0.3957
47111 | 6 | 1 | 365 | 6.8591 | 0.7497 | 7 | 0.60878
36189 | 7.56 | 1 | 365 | 8.6424 | 0.32462 | 8 | 0.96706
40771 | 4.2 | 1 | 365 | 4.8014 | 0.62479 | 5 | 0.42614
46258 | 14.26 | 1 | 365 | 16.3017 | 0.67844 | 16 | 0.98019
46241 | 14.4 | 1 | 365 | 16.4618 | 0.99927 | 17 | 0.46106
44119 | 10.71 | 1 | 365 | 12.2435 | 0.54321 | 12 | 0.78667
52307 | 4.42 | 1 | 365 | 5.0529 | 0.12894 | 5 | 0.1818
50855 | 11.7 | 1 | 365 | 13.3752 | 0.81191 | 14 | 0.18711
52308 | 3.38 | 1 | 365 | 3.8639 | 0.74566 | 4 | 0.60961
35799 | 10.08 | 1 | 365 | 11.5233 | 0.099489 | 11 | 0.62274
52311 | 5.72 | 1 | 365 | 6.539 | 0.10804 | 6 | 0.64703
35740 | 8.7 | 1 | 365 | 9.9457 | 0.93706 | 10 | 0.88273
52317 | 5.72 | 1 | 365 | 6.539 | 0.10804 | 6 | 0.64703
32066 | 10.4 | 1 | 365 | 11.8891 | 0.83281 | 12 | 0.72188
52319 | 3.38 | 1 | 365 | 3.8639 | 0.74566 | 4 | 0.60961
47637 | 8.505 | 1 | 365 | 9.7227 | 0.49019 | 10 | 0.21294
37428 | 8.829 | 1 | 365 | 10.0931 | 0.23268 | 10 | 0.32581
36005 | 30.5 | 0.9 | 365 | 31.3803 | 0.90486 | 32 | 0.28515
52325 | 4.42 | 1 | 365 | 5.0529 | 0.12894 | 5 | 0.1818
38701 | 6.05 | 1 | 365 | 6.9162 | 0.86428 | 7 | 0.78052
52324 | 5.46 | 1 | 365 | 6.2418 | 0.51222 | 6 | 0.75399
38670 | 4.48 | 1 | 365 | 5.1214 | 0.26644 | 5 | 0.38789
49953 | 5.4 | 1 | 365 | 6.1732 | 0.37473 | 6 | 0.5479
49487 | 5.72 | 1 | 365 | 6.539 | 0.10804 | 6 | 0.64703
52336 | 4.16 | 1 | 365 | 4.7556 | 0.53312 | 5 | 0.28875
50725 | 8.54 | 1 | 365 | 9.7628 | 0.5704 | 10 | 0.33316
52337 | 3.9 | 1 | 365 | 4.4584 | 0.9373 | 5 | 0.3957
52342 | 6.5 | 1 | 365 | 7.4307 | 0.8955 | 8 | 0.32617
50980 | 3.9 | 1 | 365 | 4.4584 | 0.9373 | 5 | 0.3957
40838 | 5.61 | 1 | 365 | 6.4132 | 0.85597 | 7 | 0.26921
41285 | 3.9 | 1 | 365 | 4.4584 | 0.9373 | 5 | 0.3957
41642 | 9.24 | 1 | 365 | 10.563 | 0.17453 | 10 | 0.73752
46943 | 13.26 | 1 | 365 | 15.1586 | 0.38683 | 15 | 0.54539
42314 | 3.9 | 1 | 365 | 4.4584 | 0.9373 | 5 | 0.3957
41227 | 5.4 | 1 | 365 | 6.1732 | 0.37473 | 6 | 0.5479
46075 | 13.26 | 1 | 365 | 15.1586 | 0.38683 | 15 | 0.54539
41889 | 3.38 | 1 | 365 | 3.8639 | 0.74566 | 4 | 0.60961
46094 | 13.52 | 1 | 365 | 15.4558 | 0.98265 | 16 | 0.43844
43611 | 4.68 | 1 | 365 | 5.3501 | 0.72476 | 6 | 0.074845
43585 | 7.24 | 1 | 365 | 8.2766 | 0.5913 | 8 | 0.86792
48696 | 7.98 | 1 | 365 | 9.1226 | 0.2871 | 9 | 0.40967
43984 | 6.3 | 1 | 365 | 7.202 | 0.43718 | 7 | 0.63921
47467 | 10.8 | 1 | 365 | 12.3463 | 0.74945 | 13 | 0.095797
36210 | 7.56 | 1 | 365 | 8.6424 | 0.32462 | 8 | 0.96706
43252 | 9.18 | 1 | 365 | 10.4944 | 0.037035 | 10 | 0.53143
43612 | 7.8 | 1 | 365 | 8.9168 | 0.8746 | 9 | 0.79141
35924 | 6.555 | 1 | 365 | 7.4935 | 0.021543 | 7 | 0.51509
52802 | 6.5 | 1 | 365 | 7.4307 | 0.8955 | 8 | 0.32617
52705 | 9.36 | 1 | 365 | 10.7002 | 0.44953 | 11 | 0.14969
52801 | 6.5 | 1 | 365 | 7.4307 | 0.8955 | 8 | 0.32617
52803 | 7.54 | 1 | 365 | 8.6196 | 0.27878 | 8 | 0.89836
52707 | 4.16 | 1 | 365 | 4.7556 | 0.53312 | 5 | 0.28875
52828 | 6.5 | 1 | 365 | 7.4307 | 0.8955 | 8 | 0.32617
52800 | 7.02 | 1 | 365 | 8.0251 | 0.087144 | 8 | 0.11227
52799 | 5.2 | 1 | 365 | 5.9445 | 0.9164 | 6 | 0.86094
52830 | 5.46 | 1 | 365 | 6.2418 | 0.51222 | 6 | 0.75399
52833 | 6.5 | 1 | 365 | 7.4307 | 0.8955 | 8 | 0.32617
52962 | 5.2 | 1 | 365 | 5.9445 | 0.9164 | 6 | 0.86094
52826 | 6.5 | 1 | 365 | 7.4307 | 0.8955 | 8 | 0.32617
52836 | 4.16 | 1 | 365 | 4.7556 | 0.53312 | 5 | 0.28875
52838 | 3.64 | 1 | 365 | 4.1612 | 0.34148 | 4 | 0.50266
52965 | 4.16 | 1 | 365 | 4.7556 | 0.53312 | 5 | 0.28875
52839 | 5.2 | 1 | 365 | 5.9445 | 0.9164 | 6 | 0.86094
52968 | 9.88 | 1 | 365 | 11.2946 | 0.64117 | 11 | 0.93578
52959 | 8.58 | 1 | 365 | 9.8085 | 0.66207 | 10 | 0.47055
52955 | 2.08 | 1 | 365 | 2.3778 | 0.76656 | 3 | 0.14438
52954 | 5.2 | 1 | 365 | 5.9445 | 0.9164 | 6 | 0.86094
52859 | 5.2 | 1 | 365 | 5.9445 | 0.9164 | 6 | 0.86094
52855 | 8.32 | 1 | 365 | 9.5113 | 0.066245 | 9 | 0.5775
52853 | 4.42 | 1 | 365 | 5.0529 | 0.12894 | 5 | 0.1818
52851 | 6.5 | 1 | 365 | 7.4307 | 0.8955 | 8 | 0.32617
52848 | 4.68 | 1 | 365 | 5.3501 | 0.72476 | 6 | 0.074845
53073 | 5.225 | 1 | 365 | 5.9731 | 0.97369 | 6 | 0.94681
53092 | 7.28 | 1 | 365 | 8.3224 | 0.68296 | 9 | 0.0053149
53090 | 6.24 | 1 | 365 | 7.1334 | 0.29968 | 7 | 0.43313
53076 | 6.76 | 1 | 365 | 7.7279 | 0.49132 | 8 | 0.21922
53079 | 4.68 | 1 | 365 | 5.3501 | 0.72476 | 6 | 0.074845
53075 | 9.36 | 1 | 365 | 10.7002 | 0.44953 | 11 | 0.14969
53074 | 4.16 | 1 | 365 | 4.7556 | 0.53312 | 5 | 0.28875
53324 | 6.24 | 1 | 365 | 7.1334 | 0.29968 | 7 | 0.43313
52846 | 9.88 | 1 | 365 | 11.2946 | 0.64117 | 11 | 0.93578
52858 | 7.8 | 1 | 365 | 8.9168 | 0.8746 | 9 | 0.79141
52964 | 6.3 | 1 | 365 | 7.202 | 0.43718 | 7 | 0.63921
53091 | 5.2 | 1 | 365 | 5.9445 | 0.9164 | 6 | 0.86094
53094 | 7.02 | 1 | 365 | 8.0251 | 0.087144 | 8 | 0.11227
37568 | 7.28 | 1 | 365 | 8.3224 | 0.68296 | 9 | 0.0053149
51230 | 9.1 | 1 | 365 | 10.4029 | 0.85371 | 11 | 0.25664
39757 | 4.68 | 1 | 365 | 5.3501 | 0.72476 | 6 | 0.074845
41619 | 8.58 | 1 | 365 | 9.8085 | 0.66207 | 10 | 0.47055
51389 | 9.88 | 1 | 365 | 11.2946 | 0.64117 | 11 | 0.93578
50660 | 4.68 | 1 | 365 | 5.3501 | 0.72476 | 6 | 0.074845
51565 | 7.54 | 1 | 365 | 8.6196 | 0.27878 | 8 | 0.89836
38023 | 5.125 | 1 | 365 | 5.8588 | 0.74453 | 6 | 0.60333
51390 | 4.16 | 1 | 365 | 4.7556 | 0.53312 | 5 | 0.28875
36995 | 6.14 | 1 | 365 | 7.0191 | 0.070522 | 7 | 0.089647
36687 | 3.565 | 1 | 365 | 4.0754 | 0.16961 | 4 | 0.24505
51391 | 7.28 | 1 | 365 | 8.3224 | 0.68296 | 9 | 0.0053149
36991 | 4.605 | 1 | 365 | 5.2643 | 0.55289 | 5 | 0.81724
51187 | 5.385 | 1 | 365 | 6.156 | 0.34035 | 6 | 0.49638
38935 | 5.2 | 1 | 365 | 5.9445 | 0.9164 | 6 | 0.86094
38245 | 10.25 | 1 | 365 | 11.7176 | 0.48906 | 12 | 0.20666
51393 | 8.06 | 1 | 365 | 9.214 | 0.47042 | 9 | 0.68446
49613 | 8.4 | 1 | 365 | 9.6027 | 0.24957 | 9 | 0.85229
45039 | 7.02 | 1 | 365 | 8.0251 | 0.087144 | 8 | 0.11227
47855 | 8.505 | 1 | 365 | 9.7227 | 0.49019 | 10 | 0.21294
44259 | 4.76 | 1 | 365 | 5.4415 | 0.90809 | 6 | 0.34963
36023 | 8.175 | 1 | 365 | 9.3455 | 0.73396 | 10 | 0.079457
44294 | 8.82 | 1 | 365 | 10.0828 | 0.21205 | 10 | 0.2949
44532 | 3.315 | 1 | 365 | 3.7896 | 0.59671 | 4 | 0.38635
44146 | 8.82 | 1 | 365 | 10.0828 | 0.21205 | 10 | 0.2949
44526 | 4.5 | 1 | 365 | 5.1443 | 0.31227 | 5 | 0.45658
44365 | 4.905 | 1 | 365 | 5.6073 | 0.24038 | 5 | 0.84767
51464 | 6.24 | 1 | 365 | 7.1334 | 0.29968 | 7 | 0.43313
44588 | 11.1 | 1 | 365 | 12.6893 | 0.43694 | 13 | 0.12624
36113 | 5.6 | 1 | 365 | 6.4018 | 0.83305 | 7 | 0.23486
36181 | 8.28 | 1 | 365 | 9.4655 | 0.97458 | 10 | 0.44011
37464 | 9.156 | 1 | 365 | 10.467 | 0.98204 | 11 | 0.44899
44515 | 5.5 | 1 | 365 | 6.2875 | 0.60389 | 6 | 0.89138
44522 | 10.8 | 1 | 365 | 12.3463 | 0.74945 | 13 | 0.095797
44521 | 8.505 | 1 | 365 | 9.7227 | 0.49019 | 10 | 0.21294
44739 | 8.68 | 1 | 365 | 9.9228 | 0.89123 | 10 | 0.81403
46710 | 3.92 | 1 | 365 | 4.4813 | 0.98313 | 5 | 0.4644
45574 | 4.5 | 1 | 365 | 5.1443 | 0.31227 | 5 | 0.45658
43463 | 12.285 | 1 | 365 | 14.044 | 0.1525 | 14 | 0.19647
50143 | 7.8 | 1 | 365 | 8.9168 | 0.8746 | 9 | 0.79141
44152 | 5.7 | 1 | 365 | 6.5161 | 0.062211 | 6 | 0.57834
51030 | 10.23 | 1 | 365 | 11.6947 | 0.44323 | 12 | 0.13796
49707 | 4.2 | 1 | 365 | 4.8014 | 0.62479 | 5 | 0.42614
40846 | 9.69 | 1 | 365 | 11.0774 | 0.20576 | 11 | 0.28317
44144 | 8.505 | 1 | 365 | 9.7227 | 0.49019 | 10 | 0.21294
46528 | 5.7 | 1 | 365 | 6.5161 | 0.062211 | 6 | 0.57834
46369 | 13 | 1 | 365 | 14.8613 | 0.79101 | 15 | 0.65235
44153 | 6 | 1 | 365 | 6.8591 | 0.7497 | 7 | 0.60878
42536 | 4.8 | 1 | 365 | 5.4873 | 0.99976 | 6 | 0.48702
50845 | 5.7 | 1 | 365 | 6.5161 | 0.062211 | 6 | 0.57834
37016 | 9.6 | 1 | 365 | 10.9745 | 0.99951 | 11 | 0.97404
47135 | 12.48 | 1 | 365 | 14.2669 | 0.59937 | 14 | 0.86625
44135 | 12 | 1 | 365 | 13.7182 | 0.49939 | 14 | 0.21755
44138 | 9.3 | 1 | 365 | 10.6316 | 0.31203 | 10 | 0.9436
44162 | 6.75 | 1 | 365 | 7.7165 | 0.46841 | 8 | 0.18487
44192 | 3.9 | 1 | 365 | 4.4584 | 0.9373 | 5 | 0.3957
44682 | 4.5 | 1 | 365 | 5.1443 | 0.31227 | 5 | 0.45658
36344 | 9.6 | 1 | 365 | 10.9745 | 0.99951 | 11 | 0.97404
47671 | 3.64 | 1 | 365 | 4.1612 | 0.34148 | 4 | 0.50266
49328 | 7.14 | 1 | 365 | 8.1623 | 0.36214 | 8 | 0.52444
46404 | 5 | 1 | 365 | 5.7159 | 0.45808 | 6 | 0.17398
51048 | 7.54 | 1 | 365 | 8.6196 | 0.27878 | 8 | 0.89836
47013 | 10.08 | 1 | 365 | 11.5233 | 0.099489 | 11 | 0.62274
44409 | 9.36 | 1 | 365 | 10.7002 | 0.44953 | 11 | 0.14969
44516 | 2.04 | 1 | 365 | 2.3321 | 0.6749 | 3 | 0.0069838
49321 | 10.71 | 1 | 365 | 12.2435 | 0.54321 | 12 | 0.78667
45393 | 11.2 | 1 | 365 | 12.8036 | 0.6661 | 13 | 0.46972
51129 | 11.47 | 1 | 365 | 13.1123 | 0.28484 | 13 | 0.39711
35766 | 14.84 | 1 | 365 | 16.9648 | 0.0075814 | 16 | 0.97237
43537 | 6.9 | 1 | 365 | 7.8879 | 0.81215 | 8 | 0.70009
49950 | 8.12 | 1 | 365 | 9.2826 | 0.60792 | 9 | 0.89054
50146 | 7.28 | 1 | 365 | 8.3224 | 0.68296 | 9 | 0.0053149
48221 | 10 | 1 | 365 | 11.4318 | 0.91616 | 12 | 0.34796
44875 | 15.81 | 1 | 365 | 18.0737 | 0.23045 | 18 | 0.30412
49737 | 11.115 | 1 | 365 | 12.7064 | 0.47131 | 13 | 0.17776
47342 | 12.18 | 1 | 365 | 13.9239 | 0.91188 | 14 | 0.83582
51290 | 8.235 | 1 | 365 | 9.4141 | 0.87146 | 10 | 0.28555
44725 | 12 | 1 | 365 | 13.7182 | 0.49939 | 14 | 0.21755
51264 | 12.426 | 1 | 365 | 14.2052 | 0.47562 | 14 | 0.68078
49187 | 6.84 | 1 | 365 | 7.8194 | 0.67465 | 8 | 0.494
45503 | 11.4 | 1 | 365 | 13.0323 | 0.12442 | 13 | 0.15667
44053 | 7.875 | 1 | 365 | 9.0025 | 0.046476 | 9 | 0.049019
47405 | 10.25 | 1 | 365 | 11.7176 | 0.48906 | 12 | 0.20666
49644 | 12.29 | 1 | 365 | 14.0497 | 0.16396 | 14 | 0.21364
51206 | 7.8 | 1 | 365 | 8.9168 | 0.8746 | 9 | 0.79141
44255 | 9.765 | 1 | 365 | 11.1632 | 0.37763 | 11 | 0.54078
45773 | 9.8 | 1 | 365 | 11.2032 | 0.45784 | 11 | 0.661
49158 | 7.36 | 1 | 365 | 8.4138 | 0.86629 | 9 | 0.2801
49525 | 5.58 | 1 | 365 | 6.3789 | 0.78722 | 7 | 0.16616
46767 | 6.21 | 1 | 365 | 7.0991 | 0.23094 | 7 | 0.33008
54525 | 3.9 | 1 | 365 | 4.4584 | 0.9373 | 5 | 0.3957
44178 | 9.45 | 1 | 365 | 10.8031 | 0.65577 | 11 | 0.45882
37176 | 10.1 | 1 | 365 | 11.5461 | 0.14532 | 11 | 0.69144
36179 | 4.68 | 1 | 365 | 5.3501 | 0.72476 | 6 | 0.074845
38313 | 5.88 | 1 | 365 | 6.7219 | 0.4747 | 7 | 0.1966
37374 | 4.68 | 1 | 365 | 5.3501 | 0.72476 | 6 | 0.074845
46707 | 9.075 | 1 | 365 | 10.3744 | 0.79642 | 11 | 0.17077
47268 | 3.64 | 1 | 365 | 4.1612 | 0.34148 | 4 | 0.50266
44353 | 7.5 | 1 | 365 | 8.5739 | 0.18712 | 8 | 0.76097
47233 | 6.24 | 1 | 365 | 7.1334 | 0.29968 | 7 | 0.43313
37168 | 3.3 | 1 | 365 | 3.7725 | 0.56233 | 4 | 0.33483
54888 | 29.64 | 0.9 | 365 | 30.4955 | 0.13115 | 30 | 0.62662
37766 | 4.48 | 1 | 365 | 5.1214 | 0.26644 | 5 | 0.38789
54140 | 62.4 | 0.9 | 365 | 64.201 | 0.69715 | 64 | 0.89814
38915 | 5.225 | 1 | 365 | 5.9731 | 0.97369 | 6 | 0.94681
38779 | 7.56 | 1 | 365 | 8.6424 | 0.32462 | 8 | 0.96706
41606 | 10.4 | 1 | 365 | 11.8891 | 0.83281 | 12 | 0.72188
50086 | 3.135 | 1 | 365 | 3.5839 | 0.18422 | 3 | 0.76809
52221 | 13.26 | 1 | 365 | 15.1586 | 0.38683 | 15 | 0.54539
38958 | 3.9 | 1 | 365 | 4.4584 | 0.9373 | 5 | 0.3957
51573 | 3.18 | 1 | 365 | 3.6353 | 0.28734 | 3 | 0.92265
38680 | 4.95 | 1 | 365 | 5.6587 | 0.3435 | 6 | 0.0022402
38341 | 8.4 | 1 | 365 | 9.6027 | 0.24957 | 9 | 0.85229
43451 | 9.765 | 1 | 365 | 11.1632 | 0.37763 | 11 | 0.54078
41550 | 11.39 | 1 | 365 | 13.0208 | 0.10151 | 13 | 0.12233
49649 | 6.24 | 1 | 365 | 7.1334 | 0.29968 | 7 | 0.43313
44870 | 11.44 | 1 | 365 | 13.078 | 0.21609 | 13 | 0.29407
46702 | 11.7 | 1 | 365 | 13.3752 | 0.81191 | 14 | 0.18711
44022 | 3.12 | 1 | 365 | 3.5667 | 0.14984 | 3 | 0.71656
18133 | 10.4 | 1 | 365 | 11.8891 | 0.83281 | 12 | 0.72188
44447 | 12.96 | 1 | 365 | 14.8156 | 0.69934 | 15 | 0.51496
40955 | 5.7 | 1 | 365 | 6.5161 | 0.062211 | 6 | 0.57834
44295 | 10.92 | 1 | 365 | 12.4835 | 0.024447 | 12 | 0.50797
44640 | 6.24 | 1 | 365 | 7.1334 | 0.29968 | 7 | 0.43313
51046 | 5.2 | 1 | 365 | 5.9445 | 0.9164 | 6 | 0.86094
44598 | 7.28 | 1 | 365 | 8.3224 | 0.68296 | 9 | 0.0053149
40892 | 7.28 | 1 | 365 | 8.3224 | 0.68296 | 9 | 0.0053149
51679 | 9.36 | 1 | 365 | 10.7002 | 0.44953 | 11 | 0.14969
49675 | 5.2 | 1 | 365 | 5.9445 | 0.9164 | 6 | 0.86094
50441 | 10.5 | 1 | 365 | 12.0034 | 0.061968 | 12 | 0.065358
35964 | 9.156 | 1 | 365 | 10.467 | 0.98204 | 11 | 0.44899
51675 | 9.36 | 1 | 365 | 10.7002 | 0.44953 | 11 | 0.14969
48425 | 15.08 | 1 | 365 | 17.2392 | 0.55757 | 17 | 0.79672
36152 | 17.004 | 1 | 365 | 19.4386 | 0.96664 | 20 | 0.40527
44509 | 7.2 | 1 | 365 | 8.2309 | 0.49964 | 8 | 0.73053
36138 | 5.232 | 1 | 365 | 5.9811 | 0.98973 | 6 | 0.97085
36209 | 10.72 | 1 | 365 | 12.2549 | 0.56612 | 12 | 0.82101
51045 | 6.5 | 1 | 365 | 7.4307 | 0.8955 | 8 | 0.32617
46992 | 10.2 | 1 | 365 | 11.6604 | 0.37448 | 12 | 0.034919
50443 | 9.16 | 1 | 365 | 10.4715 | 0.9912 | 11 | 0.46273
44122 | 10.395 | 1 | 365 | 11.8834 | 0.82135 | 12 | 0.7047
45429 | 11.77 | 1 | 365 | 13.4552 | 0.97232 | 14 | 0.42755
36349 | 13.545 | 1 | 365 | 15.4844 | 0.039939 | 15 | 0.52431
49937 | 6.213 | 1 | 365 | 7.1026 | 0.23781 | 7 | 0.34039
35785 | 5.61 | 1 | 365 | 6.4132 | 0.85597 | 7 | 0.26921
49760 | 8.4 | 1 | 365 | 9.6027 | 0.24957 | 9 | 0.85229
44610 | 9.483 | 1 | 365 | 10.8408 | 0.73139 | 11 | 0.57217
53219 | 0.765 | 1 | 365 | 0.87453 | 0.75309 | 1 | 0.62762
51927 | 11.96 | 1 | 365 | 13.6724 | 0.40773 | 14 | 0.08016
48785 | 5.1 | 1 | 365 | 5.8302 | 0.68724 | 6 | 0.51746
41990 | 10.464 | 1 | 365 | 11.9622 | 0.97947 | 12 | 0.94171
53014 | 9.88 | 1 | 365 | 11.2946 | 0.64117 | 11 | 0.93578
42003 | 6.9 | 1 | 365 | 7.8879 | 0.81215 | 8 | 0.70009
41517 | 7.848 | 1 | 365 | 8.9717 | 0.9846 | 9 | 0.95628
47433 | 5.7 | 1 | 365 | 6.5161 | 0.062211 | 6 | 0.57834
47483 | 5.2 | 1 | 365 | 5.9445 | 0.9164 | 6 | 0.86094
50254 | 6.12 | 1 | 365 | 6.9963 | 0.02469 | 7 | 0.020952
44306 | 12.92 | 1 | 365 | 14.7699 | 0.60768 | 15 | 0.37756
43618 | 9.765 | 1 | 365 | 11.1632 | 0.37763 | 11 | 0.54078
43936 | 6.16 | 1 | 365 | 7.042 | 0.11635 | 7 | 0.15834
46245 | 9.5 | 1 | 365 | 10.8602 | 0.77035 | 11 | 0.63056
48086 | 6.5 | 1 | 365 | 7.4307 | 0.8955 | 8 | 0.32617
50470 | 10.137 | 1 | 365 | 11.5884 | 0.23011 | 11 | 0.81853
44180 | 2.25 | 1 | 365 | 2.5722 | 0.15614 | 2 | 0.72829
44520 | 14.025 | 1 | 365 | 16.0331 | 0.13991 | 16 | 0.17301
36166 | 20.8 | 1 | 365 | 23.7781 | 0.66561 | 24 | 0.44376
45702 | 6.9 | 1 | 365 | 7.8879 | 0.81215 | 8 | 0.70009
47120 | 9.12 | 1 | 365 | 10.4258 | 0.89954 | 11 | 0.32534
49190 | 3.9 | 1 | 365 | 4.4584 | 0.9373 | 5 | 0.3957
43626 | 6.5 | 1 | 365 | 7.4307 | 0.8955 | 8 | 0.32617
42411 | 6.76 | 1 | 365 | 7.7279 | 0.49132 | 8 | 0.21922
44929 | 6.6 | 1 | 365 | 7.545 | 0.12467 | 7 | 0.66965
44681 | 8 | 1 | 365 | 9.1454 | 0.33293 | 9 | 0.47837
45309 | 8.32 | 1 | 365 | 9.5113 | 0.066245 | 9 | 0.5775
44672 | 9.36 | 1 | 365 | 10.7002 | 0.44953 | 11 | 0.14969
49771 | 7.28 | 1 | 365 | 8.3224 | 0.68296 | 9 | 0.0053149
36212 | 5.232 | 1 | 365 | 5.9811 | 0.98973 | 6 | 0.97085
43114 | 6.24 | 1 | 365 | 7.1334 | 0.29968 | 7 | 0.43313
49259 | 4.4 | 1 | 365 | 5.03 | 0.08311 | 5 | 0.1131
50998 | 4.24 | 1 | 365 | 4.8471 | 0.71645 | 5 | 0.56354
43119 | 7.02 | 1 | 365 | 8.0251 | 0.087144 | 8 | 0.11227
44303 | 8.82 | 1 | 365 | 10.0828 | 0.21205 | 10 | 0.2949
45759 | 9.135 | 1 | 365 | 10.4429 | 0.93391 | 11 | 0.37686
43959 | 2.44 | 1 | 365 | 2.7894 | 0.59154 | 3 | 0.3809
35754 | 12.04 | 1 | 365 | 13.7639 | 0.59106 | 14 | 0.35494
44429 | 17.68 | 1 | 365 | 20.2114 | 0.51577 | 20 | 0.72719
44507 | 9.156 | 1 | 365 | 10.467 | 0.98204 | 11 | 0.44899
44168 | 8.55 | 1 | 365 | 9.7742 | 0.59332 | 10 | 0.36751
44450 | 7.02 | 1 | 365 | 8.0251 | 0.087144 | 8 | 0.11227
44683 | 6.24 | 1 | 365 | 7.1334 | 0.29968 | 7 | 0.43313
44439 | 6.24 | 1 | 365 | 7.1334 | 0.29968 | 7 | 0.43313
44235 | 9 | 1 | 365 | 10.2886 | 0.62454 | 10 | 0.91316
36298 | 7.84 | 1 | 365 | 8.9625 | 0.96627 | 9 | 0.9288
44686 | 10.5 | 1 | 365 | 12.0034 | 0.061968 | 12 | 0.065358
36162 | 5.559 | 1 | 365 | 6.3549 | 0.73909 | 7 | 0.094031
43619 | 11.4 | 1 | 365 | 13.0323 | 0.12442 | 13 | 0.15667
44927 | 4.725 | 1 | 365 | 5.4015 | 0.82789 | 6 | 0.22941
35972 | 9.36 | 1 | 365 | 10.7002 | 0.44953 | 11 | 0.14969
48660 | 8.06 | 1 | 365 | 9.214 | 0.47042 | 9 | 0.68446
43630 | 14.4 | 1 | 365 | 16.4618 | 0.99927 | 17 | 0.46106
47601 | 5.1 | 1 | 365 | 5.8302 | 0.68724 | 6 | 0.51746
53437 | 10.14 | 1 | 365 | 11.5918 | 0.23699 | 11 | 0.82883
22628 | 11.475 | 1 | 365 | 13.118 | 0.29629 | 13 | 0.41428
37567 | 9.52 | 1 | 365 | 10.8831 | 0.81618 | 11 | 0.69926
38825 | 8.96 | 1 | 365 | 10.2429 | 0.53288 | 10 | 0.77577
39754 | 4.16 | 1 | 365 | 4.7556 | 0.53312 | 5 | 0.28875
39763 | 4.94 | 1 | 365 | 5.6473 | 0.32058 | 5 | 0.96789
36660 | 7.425 | 1 | 365 | 8.4881 | 0.015249 | 8 | 0.50336
41678 | 6.6 | 1 | 365 | 7.545 | 0.12467 | 7 | 0.66965
43038 | 7.95 | 1 | 365 | 9.0883 | 0.21835 | 9 | 0.30663
47660 | 8.265 | 1 | 365 | 9.4484 | 0.94021 | 10 | 0.38859
53805 | 11.97 | 1 | 365 | 13.6839 | 0.43064 | 14 | 0.11451
53787 | 3.71 | 1 | 365 | 4.2412 | 0.5019 | 4 | 0.74309
51449 | 6.48 | 1 | 365 | 7.4078 | 0.84967 | 8 | 0.25748
37663 | 135.94 | 1 | 365 | 155.4039 | 0.52228 | 155 | 0.92617
43426 | 10.791 | 1 | 365 | 12.3361 | 0.72883 | 13 | 0.064884
37352 | 9.075 | 1 | 365 | 10.3744 | 0.79642 | 11 | 0.17077
39781 | 8.96 | 1 | 365 | 10.2429 | 0.53288 | 10 | 0.77577
39820 | 7.425 | 1 | 365 | 8.4881 | 0.015249 | 8 | 0.50336
40273 | 7.84 | 1 | 365 | 8.9625 | 0.96627 | 9 | 0.9288
37201 | 8.32 | 1 | 365 | 9.5113 | 0.066245 | 9 | 0.5775
37080 | 6.6 | 1 | 365 | 7.545 | 0.12467 | 7 | 0.66965
37010 | 9.24 | 1 | 365 | 10.563 | 0.17453 | 10 | 0.73752
47037 | 8.84 | 1 | 365 | 10.1057 | 0.25789 | 10 | 0.3636
38305 | 2.6 | 1 | 365 | 2.9723 | 0.9582 | 3 | 0.93047
38136 | 4.68 | 1 | 365 | 5.3501 | 0.72476 | 6 | 0.074845
38694 | 3.64 | 1 | 365 | 4.1612 | 0.34148 | 4 | 0.50266
37601 | 9.24 | 1 | 365 | 10.563 | 0.17453 | 10 | 0.73752
38326 | 3.64 | 1 | 365 | 4.1612 | 0.34148 | 4 | 0.50266
51627 | 4.16 | 1 | 365 | 4.7556 | 0.53312 | 5 | 0.28875
37940 | 9.36 | 1 | 365 | 10.7002 | 0.44953 | 11 | 0.14969
36863 | 9.12 | 1 | 365 | 10.4258 | 0.89954 | 11 | 0.32534
36819 | 7.7 | 1 | 365 | 8.8025 | 0.64544 | 9 | 0.44793
50131 | 21.58 | 1 | 365 | 24.6698 | 0.45307 | 25 | 0.1229
51145 | 15.08 | 1 | 365 | 17.2392 | 0.55757 | 17 | 0.79672
35804 | 17.004 | 1 | 365 | 19.4386 | 0.96664 | 20 | 0.40527
42482 | 10.335 | 1 | 365 | 11.8148 | 0.68385 | 12 | 0.49862
53162 | 5.3 | 1 | 365 | 6.0589 | 0.14556 | 6 | 0.20442
53167 | 9.01 | 1 | 365 | 10.3001 | 0.64746 | 10 | 0.94751
45190 | 9.975 | 1 | 365 | 11.4032 | 0.85887 | 12 | 0.26209
42360 | 6.48 | 1 | 365 | 7.4078 | 0.84967 | 8 | 0.25748
44799 | 7.194 | 1 | 365 | 8.224 | 0.48589 | 8 | 0.70992
45614 | 7.875 | 1 | 365 | 9.0025 | 0.046476 | 9 | 0.049019
42016 | 6.867 | 1 | 365 | 7.8502 | 0.73653 | 8 | 0.58674
44366 | 5.04 | 1 | 365 | 5.7616 | 0.54974 | 6 | 0.31137
51049 | 6 | 1 | 365 | 6.8591 | 0.7497 | 7 | 0.60878
37229 | 3.9 | 1 | 365 | 4.4584 | 0.9373 | 5 | 0.3957
38477 | 5.2 | 1 | 365 | 5.9445 | 0.9164 | 6 | 0.86094
38004 | 4.95 | 1 | 365 | 5.6587 | 0.3435 | 6 | 0.0022402
38891 | 8.32 | 1 | 365 | 9.5113 | 0.066245 | 9 | 0.5775
38256 | 5.2 | 1 | 365 | 5.9445 | 0.9164 | 6 | 0.86094
37833 | 6.24 | 1 | 365 | 7.1334 | 0.29968 | 7 | 0.43313
38401 | 5.98 | 1 | 365 | 6.8362 | 0.70386 | 7 | 0.54008
38018 | 3.64 | 1 | 365 | 4.1612 | 0.34148 | 4 | 0.50266
37161 | 6.5 | 1 | 365 | 7.4307 | 0.8955 | 8 | 0.32617
38665 | 6.27 | 1 | 365 | 7.1677 | 0.36843 | 7 | 0.53617
47042 | 14.04 | 1 | 365 | 16.0502 | 0.17429 | 16 | 0.22454
36460 | 4.605 | 1 | 365 | 5.2643 | 0.55289 | 5 | 0.81724
37363 | 3.515 | 1 | 365 | 4.0183 | 0.05503 | 4 | 0.073308
38766 | 5.225 | 1 | 365 | 5.9731 | 0.97369 | 6 | 0.94681
47115 | 3.38 | 1 | 365 | 3.8639 | 0.74566 | 4 | 0.60961
47165 | 8.58 | 1 | 365 | 9.8085 | 0.66207 | 10 | 0.47055
39761 | 5.47 | 1 | 365 | 6.2532 | 0.53514 | 6 | 0.78833
39822 | 9.36 | 1 | 365 | 10.7002 | 0.44953 | 11 | 0.14969
38698 | 5.415 | 1 | 365 | 6.1903 | 0.4091 | 6 | 0.59942
38149 | 8.58 | 1 | 365 | 9.8085 | 0.66207 | 10 | 0.47055
36004 | 10.77 | 1 | 365 | 12.312 | 0.6807 | 12 | 0.99275
37153 | 5.72 | 1 | 365 | 6.539 | 0.10804 | 6 | 0.64703
47179 | 9.88 | 1 | 365 | 11.2946 | 0.64117 | 11 | 0.93578
38311 | 5.98 | 1 | 365 | 6.8362 | 0.70386 | 7 | 0.54008
37354 | 4.68 | 1 | 365 | 5.3501 | 0.72476 | 6 | 0.074845
47363 | 3.9 | 1 | 365 | 4.4584 | 0.9373 | 5 | 0.3957
37638 | 7.425 | 1 | 365 | 8.4881 | 0.015249 | 8 | 0.50336
37214 | 5.72 | 1 | 365 | 6.539 | 0.10804 | 6 | 0.64703
37764 | 6.47 | 1 | 365 | 7.3964 | 0.82676 | 8 | 0.22313
44587 | 6.24 | 1 | 365 | 7.1334 | 0.29968 | 7 | 0.43313
42663 | 8.32 | 1 | 365 | 9.5113 | 0.066245 | 9 | 0.5775
44565 | 10.92 | 1 | 365 | 12.4835 | 0.024447 | 12 | 0.50797
36069 | 4.42 | 1 | 365 | 5.0529 | 0.12894 | 5 | 0.1818
51034 | 11.4 | 1 | 365 | 13.0323 | 0.12442 | 13 | 0.15667
35293 | 36.54 | 0.9 | 365 | 37.5946 | 0.36208 | 37 | 0.9567
54903 | 7.84 | 1 | 365 | 8.9625 | 0.96627 | 9 | 0.9288
48834 | 2.1 | 1 | 365 | 2.4007 | 0.81239 | 3 | 0.21307
54906 | 7.04 | 1 | 365 | 8.048 | 0.13298 | 8 | 0.18096
55124 | 3.5 | 1 | 365 | 4.0011 | 0.020656 | 4 | 0.021786
49524 | 4.25 | 1 | 365 | 4.8585 | 0.73937 | 5 | 0.59788
55125 | 4.5 | 1 | 365 | 5.1443 | 0.31227 | 5 | 0.45658
47665 | 7.695 | 1 | 365 | 8.7968 | 0.63399 | 9 | 0.43076
55133 | 5.565 | 1 | 365 | 6.3618 | 0.75284 | 7 | 0.11464
55134 | 6.93 | 1 | 365 | 7.9222 | 0.8809 | 8 | 0.80314
47315 | 11.025 | 1 | 365 | 12.6036 | 0.26507 | 12 | 0.86863
52293 | 3.9 | 1 | 365 | 4.4584 | 0.9373 | 5 | 0.3957
55343 | 9.3 | 1 | 365 | 10.6316 | 0.31203 | 10 | 0.9436
55346 | 3.315 | 1 | 365 | 3.7896 | 0.59671 | 4 | 0.38635
52211 | 8.4 | 1 | 365 | 9.6027 | 0.24957 | 9 | 0.85229
55347 | 4.16 | 1 | 365 | 4.7556 | 0.53312 | 5 | 0.28875
44321 | 8.32 | 1 | 365 | 9.5113 | 0.066245 | 9 | 0.5775
55396 | 5.12 | 1 | 365 | 5.8531 | 0.73307 | 6 | 0.58616
55526 | 7.848 | 1 | 365 | 8.9717 | 0.9846 | 9 | 0.95628
55397 | 2.08 | 1 | 365 | 2.3778 | 0.76656 | 3 | 0.14438
54110 | 9.01 | 1 | 365 | 10.3001 | 0.64746 | 10 | 0.94751
55706 | 8.1 | 1 | 365 | 9.2598 | 0.56209 | 9 | 0.82185
55716 | 3.57 | 1 | 365 | 4.0812 | 0.18107 | 4 | 0.26222
55717 | 4.68 | 1 | 365 | 5.3501 | 0.72476 | 6 | 0.074845
55723 | 4.68 | 1 | 365 | 5.3501 | 0.72476 | 6 | 0.074845
55761 | 4.8 | 1 | 365 | 5.4873 | 0.99976 | 6 | 0.48702
49455 | 10.83 | 1 | 365 | 12.3806 | 0.8182 | 13 | 0.19884
55734 | 5.04 | 1 | 365 | 5.7616 | 0.54974 | 6 | 0.31137
55736 | 4.2 | 1 | 365 | 4.8014 | 0.62479 | 5 | 0.42614
44078 | 13.64 | 1 | 365 | 15.593 | 0.25764 | 15 | 0.85062
44553 | 9.8 | 1 | 365 | 11.2032 | 0.45784 | 11 | 0.661
55926 | 13.25 | 1 | 365 | 15.1471 | 0.36391 | 15 | 0.51105
46740 | 7.5 | 1 | 365 | 8.5739 | 0.18712 | 8 | 0.76097
50024 | 7.685 | 1 | 365 | 8.7853 | 0.61107 | 9 | 0.39641
41315 | 6.03 | 1 | 365 | 6.8934 | 0.81844 | 7 | 0.71182
56006 | 9.3 | 1 | 365 | 10.6316 | 0.31203 | 10 | 0.9436
36527 | 15.4 | 1 | 365 | 17.605 | 0.29089 | 17 | 0.89586
56027 | 6.095 | 1 | 365 | 6.9677 | 0.9674 | 7 | 0.93508
48142 | 7.425 | 1 | 365 | 8.4881 | 0.015249 | 8 | 0.50336
56028 | 3 | 1 | 365 | 3.4295 | 0.87485 | 4 | 0.30439
41850 | 6.84 | 1 | 365 | 7.8194 | 0.67465 | 8 | 0.494
36143 | 19.38 | 1 | 365 | 22.1548 | 0.41152 | 22 | 0.56635
56057 | 10.8 | 1 | 365 | 12.3463 | 0.74945 | 13 | 0.095797
56059 | 12 | 1 | 365 | 13.7182 | 0.49939 | 14 | 0.21755
40891 | 10.14 | 1 | 365 | 11.5918 | 0.23699 | 11 | 0.82883
35886 | 794.53 | 1 | 365 | 908.2908 | 0.75766 | 909 | 0.048466
56234 | 5.1 | 1 | 365 | 5.8302 | 0.68724 | 6 | 0.51746
39067 | 7.28 | 1 | 365 | 8.3224 | 0.68296 | 9 | 0.0053149
56232 | 7.95 | 1 | 365 | 9.0883 | 0.21835 | 9 | 0.30663
19530 | 3298.4 | 0.8 | 365 | 3016.5319 | 0.93297 | 3017 | 0.4649
56297 | 11.66 | 1 | 365 | 13.3295 | 0.72024 | 14 | 0.049721
56298 | 5.886 | 1 | 365 | 6.7288 | 0.48845 | 7 | 0.21721
50600 | 5.83 | 1 | 365 | 6.6647 | 0.36012 | 7 | 0.024861
56360 | 12.19 | 1 | 365 | 13.9354 | 0.9348 | 14 | 0.87016
47430 | 8.835 | 1 | 365 | 10.1 | 0.24643 | 10 | 0.34642
52931 | 10.5 | 1 | 365 | 12.0034 | 0.061968 | 12 | 0.065358
51153 | 5.565 | 1 | 365 | 6.3618 | 0.75284 | 7 | 0.11464
45571 | 7 | 1 | 365 | 8.0023 | 0.041312 | 8 | 0.043572
51258 | 5.13 | 1 | 365 | 5.8645 | 0.75599 | 6 | 0.6205
46898 | 6.09 | 1 | 365 | 6.962 | 0.95594 | 7 | 0.91791
49454 | 13.8 | 1 | 365 | 15.7759 | 0.6243 | 16 | 0.40018
46417 | 5.13 | 1 | 365 | 5.8645 | 0.75599 | 6 | 0.6205
48549 | 6.54 | 1 | 365 | 7.4764 | 0.98717 | 8 | 0.46357
53677 | 9.18 | 1 | 365 | 10.4944 | 0.037035 | 10 | 0.53143
46721 | 11.44 | 1 | 365 | 13.078 | 0.21609 | 13 | 0.29407
47664 | 4.125 | 1 | 365 | 4.7156 | 0.45292 | 5 | 0.16853
47647 | 3.06 | 1 | 365 | 3.4981 | 0.012345 | 3 | 0.51048
46109 | 4.42 | 1 | 365 | 5.0529 | 0.12894 | 5 | 0.1818
28446 | 4.2 | 1 | 365 | 4.8014 | 0.62479 | 5 | 0.42614
48298 | 6.76 | 1 | 365 | 7.7279 | 0.49132 | 8 | 0.21922
49878 | 17.94 | 1 | 365 | 20.5086 | 0.11159 | 20 | 0.62024
44414 | 10.5 | 1 | 365 | 12.0034 | 0.061968 | 12 | 0.065358
50007 | 17 | 1 | 365 | 19.4341 | 0.95747 | 20 | 0.39153
51307 | 7.521 | 1 | 365 | 8.5979 | 0.23524 | 8 | 0.8331
46811 | 7.5 | 1 | 365 | 8.5739 | 0.18712 | 8 | 0.76097
49740 | 6 | 1 | 365 | 6.8591 | 0.7497 | 7 | 0.60878
48876 | 10.2 | 1 | 365 | 11.6604 | 0.37448 | 12 | 0.034919
50027 | 9 | 1 | 365 | 10.2886 | 0.62454 | 10 | 0.91316
41508 | 19.765 | 1 | 365 | 22.595 | 0.29379 | 22 | 0.88874
50029 | 10.5 | 1 | 365 | 12.0034 | 0.061968 | 12 | 0.065358
49166 | 7.56 | 1 | 365 | 8.6424 | 0.32462 | 8 | 0.96706
48880 | 12 | 1 | 365 | 13.7182 | 0.49939 | 14 | 0.21755
53297 | 24.96 | 1 | 365 | 28.5338 | 0.19874 | 28 | 0.73251
50659 | 5.83 | 1 | 365 | 6.6647 | 0.36012 | 7 | 0.024861
50222 | 5.4 | 1 | 365 | 6.1732 | 0.37473 | 6 | 0.5479
51321 | 5.1 | 1 | 365 | 5.8302 | 0.68724 | 6 | 0.51746
48843 | 6.48 | 1 | 365 | 7.4078 | 0.84967 | 8 | 0.25748
49308 | 11.7 | 1 | 365 | 13.3752 | 0.81191 | 14 | 0.18711
53887 | 4.575 | 1 | 365 | 5.23 | 0.48414 | 5 | 0.71419
51310 | 8.7 | 1 | 365 | 9.9457 | 0.93706 | 10 | 0.88273
46387 | 4.2 | 1 | 365 | 4.8014 | 0.62479 | 5 | 0.42614
48844 | 11.395 | 1 | 365 | 13.0265 | 0.11296 | 13 | 0.1395
48835 | 5.565 | 1 | 365 | 6.3618 | 0.75284 | 7 | 0.11464
47335 | 7.95 | 1 | 365 | 9.0883 | 0.21835 | 9 | 0.30663
47668 | 9.81 | 1 | 365 | 11.2146 | 0.48075 | 11 | 0.69535
46444 | 11.73 | 1 | 365 | 13.4095 | 0.88066 | 14 | 0.29016
48290 | 9.86 | 1 | 365 | 11.2718 | 0.59533 | 11 | 0.86709
46476 | 7.25 | 1 | 365 | 8.2881 | 0.61422 | 8 | 0.90227
45224 | 5.7 | 1 | 365 | 6.5161 | 0.062211 | 6 | 0.57834
48879 | 10.8 | 1 | 365 | 12.3463 | 0.74945 | 13 | 0.095797
51255 | 11.34 | 1 | 365 | 12.9637 | 0.98693 | 13 | 0.95059
45219 | 13.44 | 1 | 365 | 15.3643 | 0.79932 | 16 | 0.16366
50676 | 9.9 | 1 | 365 | 11.3175 | 0.687 | 12 | 0.0044804
46887 | 5 | 1 | 365 | 5.7159 | 0.45808 | 6 | 0.17398
49170 | 3.64 | 1 | 365 | 4.1612 | 0.34148 | 4 | 0.50266
49887 | 9.36 | 1 | 365 | 10.7002 | 0.44953 | 11 | 0.14969
46362 | 9 | 1 | 365 | 10.2886 | 0.62454 | 10 | 0.91316
54541 | 6.25 | 1 | 365 | 7.1449 | 0.3226 | 7 | 0.46747
46458 | 5 | 1 | 365 | 5.7159 | 0.45808 | 6 | 0.17398
47332 | 1.06 | 1 | 365 | 1.2118 | 0.42911 | 1 | 0.64088
46500 | 6 | 1 | 365 | 6.8591 | 0.7497 | 7 | 0.60878
46453 | 5 | 1 | 365 | 5.7159 | 0.45808 | 6 | 0.17398
48875 | 4.24 | 1 | 365 | 4.8471 | 0.71645 | 5 | 0.56354
44790 | 7.65 | 1 | 365 | 8.7453 | 0.53086 | 9 | 0.27619
43958 | 6.3 | 1 | 365 | 7.202 | 0.43718 | 7 | 0.63921
46800 | 8.215 | 1 | 365 | 9.3912 | 0.82563 | 10 | 0.21685
43569 | 10.395 | 1 | 365 | 11.8834 | 0.82135 | 12 | 0.7047
46860 | 7.75 | 1 | 365 | 8.8596 | 0.76002 | 9 | 0.61967
49333 | 3 | 1 | 365 | 3.4295 | 0.87485 | 4 | 0.30439
48288 | 7.125 | 1 | 365 | 8.1452 | 0.32776 | 8 | 0.47292
47334 | 10.395 | 1 | 365 | 11.8834 | 0.82135 | 12 | 0.7047
46846 | 9.3 | 1 | 365 | 10.6316 | 0.31203 | 10 | 0.9436
49999 | 13.77 | 1 | 365 | 15.7416 | 0.55555 | 16 | 0.29714
43487 | 6.3 | 1 | 365 | 7.202 | 0.43718 | 7 | 0.63921
50230 | 9.25 | 1 | 365 | 10.5744 | 0.19745 | 10 | 0.77186
45587 | 11.118 | 1 | 365 | 12.7099 | 0.47819 | 13 | 0.18806
50673 | 5 | 1 | 365 | 5.7159 | 0.45808 | 6 | 0.17398
50225 | 6.48 | 1 | 365 | 7.4078 | 0.84967 | 8 | 0.25748
48551 | 5.886 | 1 | 365 | 6.7288 | 0.48845 | 7 | 0.21721
46373 | 6.93 | 1 | 365 | 7.9222 | 0.8809 | 8 | 0.80314
51285 | 6.51 | 1 | 365 | 7.4421 | 0.91842 | 8 | 0.36052
50021 | 10.5 | 1 | 365 | 12.0034 | 0.061968 | 12 | 0.065358
49745 | 11.4 | 1 | 365 | 13.0323 | 0.12442 | 13 | 0.15667
51302 | 5 | 1 | 365 | 5.7159 | 0.45808 | 6 | 0.17398
51266 | 8.175 | 1 | 365 | 9.3455 | 0.73396 | 10 | 0.079457
51127 | 8.55 | 1 | 365 | 9.7742 | 0.59332 | 10 | 0.36751
49463 | 14.805 | 1 | 365 | 16.9248 | 0.92737 | 17 | 0.85215
54922 | 11.34 | 1 | 365 | 12.9637 | 0.98693 | 13 | 0.95059
54931 | 10.8 | 1 | 365 | 12.3463 | 0.74945 | 13 | 0.095797
54939 | 12 | 1 | 365 | 13.7182 | 0.49939 | 14 | 0.21755
54948 | 5.7 | 1 | 365 | 6.5161 | 0.062211 | 6 | 0.57834
54974 | 10.8 | 1 | 365 | 12.3463 | 0.74945 | 13 | 0.095797
54980 | 3.18 | 1 | 365 | 3.6353 | 0.28734 | 3 | 0.92265
54998 | 3.924 | 1 | 365 | 4.4858 | 0.9923 | 5 | 0.47814
55009 | 4.578 | 1 | 365 | 5.2335 | 0.49102 | 5 | 0.7245
41583 | 16.695 | 1 | 365 | 19.0854 | 0.25853 | 19 | 0.34392
42021 | 6 | 1 | 365 | 6.8591 | 0.7497 | 7 | 0.60878
41574 | 4.905 | 1 | 365 | 5.6073 | 0.24038 | 5 | 0.84767
41577 | 11.34 | 1 | 365 | 12.9637 | 0.98693 | 13 | 0.95059
49736 | 4.59 | 1 | 365 | 5.2472 | 0.51852 | 5 | 0.76571
51086 | 7.5 | 1 | 365 | 8.5739 | 0.18712 | 8 | 0.76097
51305 | 5.7 | 1 | 365 | 6.5161 | 0.062211 | 6 | 0.57834
50150 | 4.59 | 1 | 365 | 5.2472 | 0.51852 | 5 | 0.76571
46915 | 12 | 1 | 365 | 13.7182 | 0.49939 | 14 | 0.21755
50721 | 7.54 | 1 | 365 | 8.6196 | 0.27878 | 8 | 0.89836
49722 | 10.08 | 1 | 365 | 11.5233 | 0.099489 | 11 | 0.62274
50022 | 6.5 | 1 | 365 | 7.4307 | 0.8955 | 8 | 0.32617
51319 | 4.68 | 1 | 365 | 5.3501 | 0.72476 | 6 | 0.074845
50683 | 11.4 | 1 | 365 | 13.0323 | 0.12442 | 13 | 0.15667
47659 | 6.72 | 1 | 365 | 7.6822 | 0.39966 | 8 | 0.081829
49748 | 6.6 | 1 | 365 | 7.545 | 0.12467 | 7 | 0.66965
36816 | 7.15 | 1 | 365 | 8.1737 | 0.38505 | 8 | 0.55879
48287 | 4.845 | 1 | 365 | 5.5387 | 0.10288 | 5 | 0.64159
48479 | 7.14 | 1 | 365 | 8.1623 | 0.36214 | 8 | 0.52444
49913 | 9.975 | 1 | 365 | 11.4032 | 0.85887 | 12 | 0.26209
49998 | 6.76 | 1 | 365 | 7.7279 | 0.49132 | 8 | 0.21922
51320 | 7.28 | 1 | 365 | 8.3224 | 0.68296 | 9 | 0.0053149
45612 | 5 | 1 | 365 | 5.7159 | 0.45808 | 6 | 0.17398
50658 | 4.16 | 1 | 365 | 4.7556 | 0.53312 | 5 | 0.28875
51248 | 5.415 | 1 | 365 | 6.1903 | 0.4091 | 6 | 0.59942
41570 | 7.56 | 1 | 365 | 8.6424 | 0.32462 | 8 | 0.96706
50663 | 6.6 | 1 | 365 | 7.545 | 0.12467 | 7 | 0.66965
49327 | 7.65 | 1 | 365 | 8.7453 | 0.53086 | 9 | 0.27619
35254 | 151.2 | 0.9 | 365 | 155.5639 | 0.84311 | 156 | 0.40704
47113 | 16.64 | 1 | 365 | 19.0225 | 0.13249 | 19 | 0.15501
52581 | 8.16 | 1 | 365 | 9.3283 | 0.69959 | 10 | 0.027935
47094 | 8.32 | 1 | 365 | 9.5113 | 0.066245 | 9 | 0.5775
47204 | 7.28 | 1 | 365 | 8.3224 | 0.68296 | 9 | 0.0053149
48103 | 13 | 1 | 365 | 14.8613 | 0.79101 | 15 | 0.65235
54114 | 10.8 | 1 | 365 | 12.3463 | 0.74945 | 13 | 0.095797
47337 | 7.54 | 1 | 365 | 8.6196 | 0.27878 | 8 | 0.89836
47365 | 7.905 | 1 | 365 | 9.0368 | 0.11522 | 9 | 0.15206
47460 | 4.94 | 1 | 365 | 5.6473 | 0.32058 | 5 | 0.96789
47282 | 6.24 | 1 | 365 | 7.1334 | 0.29968 | 7 | 0.43313
49256 | 4.68 | 1 | 365 | 5.3501 | 0.72476 | 6 | 0.074845
49363 | 4.59 | 1 | 365 | 5.2472 | 0.51852 | 5 | 0.76571
49370 | 8.32 | 1 | 365 | 9.5113 | 0.066245 | 9 | 0.5775
49383 | 13.78 | 1 | 365 | 15.753 | 0.57847 | 16 | 0.33149
49394 | 9.88 | 1 | 365 | 11.2946 | 0.64117 | 11 | 0.93578
49401 | 5.72 | 1 | 365 | 6.539 | 0.10804 | 6 | 0.64703
49404 | 4.94 | 1 | 365 | 5.6473 | 0.32058 | 5 | 0.96789
49420 | 14.04 | 1 | 365 | 16.0502 | 0.17429 | 16 | 0.22454
49421 | 15.6 | 1 | 365 | 17.8336 | 0.74921 | 18 | 0.58282
49426 | 7.54 | 1 | 365 | 8.6196 | 0.27878 | 8 | 0.89836
49433 | 4.335 | 1 | 365 | 4.9557 | 0.93416 | 5 | 0.88984
49448 | 13.26 | 1 | 365 | 15.1586 | 0.38683 | 15 | 0.54539
49459 | 9.36 | 1 | 365 | 10.7002 | 0.44953 | 11 | 0.14969
49471 | 4.16 | 1 | 365 | 4.7556 | 0.53312 | 5 | 0.28875
49481 | 2.08 | 1 | 365 | 2.3778 | 0.76656 | 3 | 0.14438
49468 | 7.28 | 1 | 365 | 8.3224 | 0.68296 | 9 | 0.0053149
49490 | 5.98 | 1 | 365 | 6.8362 | 0.70386 | 7 | 0.54008
49515 | 7.8 | 1 | 365 | 8.9168 | 0.8746 | 9 | 0.79141
49979 | 11.925 | 1 | 365 | 13.6324 | 0.32752 | 13 | 0.95994
49532 | 7.54 | 1 | 365 | 8.6196 | 0.27878 | 8 | 0.89836
49556 | 5.98 | 1 | 365 | 6.8362 | 0.70386 | 7 | 0.54008
50480 | 8.32 | 1 | 365 | 9.5113 | 0.066245 | 9 | 0.5775
49553 | 10.14 | 1 | 365 | 11.5918 | 0.23699 | 11 | 0.82883
49588 | 2.34 | 1 | 365 | 2.675 | 0.36238 | 3 | 0.037423
49606 | 12.74 | 1 | 365 | 14.5641 | 0.19519 | 14 | 0.7593
49614 | 3.975 | 1 | 365 | 4.5441 | 0.10917 | 4 | 0.65331
49620 | 4.16 | 1 | 365 | 4.7556 | 0.53312 | 5 | 0.28875
49633 | 7.42 | 1 | 365 | 8.4824 | 0.0037907 | 8 | 0.48619
49637 | 5.83 | 1 | 365 | 6.6647 | 0.36012 | 7 | 0.024861
49648 | 12.74 | 1 | 365 | 14.5641 | 0.19519 | 14 | 0.7593
49775 | 9.805 | 1 | 365 | 11.2089 | 0.46929 | 11 | 0.67817
49660 | 6.24 | 1 | 365 | 7.1334 | 0.29968 | 7 | 0.43313
50492 | 6.5 | 1 | 365 | 7.4307 | 0.8955 | 8 | 0.32617
49665 | 9.88 | 1 | 365 | 11.2946 | 0.64117 | 11 | 0.93578
49680 | 7.54 | 1 | 365 | 8.6196 | 0.27878 | 8 | 0.89836
50514 | 11.96 | 1 | 365 | 13.6724 | 0.40773 | 14 | 0.08016
49784 | 9.88 | 1 | 365 | 11.2946 | 0.64117 | 11 | 0.93578
50528 | 7.54 | 1 | 365 | 8.6196 | 0.27878 | 8 | 0.89836
49786 | 5.46 | 1 | 365 | 6.2418 | 0.51222 | 6 | 0.75399
50724 | 3.38 | 1 | 365 | 3.8639 | 0.74566 | 4 | 0.60961
49806 | 8.06 | 1 | 365 | 9.214 | 0.47042 | 9 | 0.68446
50747 | 10.14 | 1 | 365 | 11.5918 | 0.23699 | 11 | 0.82883
50733 | 3.9 | 1 | 365 | 4.4584 | 0.9373 | 5 | 0.3957
49817 | 4.16 | 1 | 365 | 4.7556 | 0.53312 | 5 | 0.28875
49831 | 8.32 | 1 | 365 | 9.5113 | 0.066245 | 9 | 0.5775
50823 | 9.88 | 1 | 365 | 11.2946 | 0.64117 | 11 | 0.93578
49832 | 2.6 | 1 | 365 | 2.9723 | 0.9582 | 3 | 0.93047
50762 | 4.505 | 1 | 365 | 5.15 | 0.32373 | 5 | 0.47376
50775 | 6.5 | 1 | 365 | 7.4307 | 0.8955 | 8 | 0.32617
50761 | 3.12 | 1 | 365 | 3.5667 | 0.14984 | 3 | 0.71656
50728 | 3.12 | 1 | 365 | 3.5667 | 0.14984 | 3 | 0.71656
51017 | 8.84 | 1 | 365 | 10.1057 | 0.25789 | 10 | 0.3636
50989 | 5.2 | 1 | 365 | 5.9445 | 0.9164 | 6 | 0.86094
50999 | 12.74 | 1 | 365 | 14.5641 | 0.19519 | 14 | 0.7593
50981 | 2.08 | 1 | 365 | 2.3778 | 0.76656 | 3 | 0.14438
51024 | 5.46 | 1 | 365 | 6.2418 | 0.51222 | 6 | 0.75399
51097 | 3.9 | 1 | 365 | 4.4584 | 0.9373 | 5 | 0.3957
51098 | 7.28 | 1 | 365 | 8.3224 | 0.68296 | 9 | 0.0053149
50968 | 8.25 | 1 | 365 | 9.4312 | 0.90583 | 10 | 0.33707
51094 | 7.54 | 1 | 365 | 8.6196 | 0.27878 | 8 | 0.89836
51792 | 13.52 | 1 | 365 | 15.4558 | 0.98265 | 16 | 0.43844
49848 | 5.98 | 1 | 365 | 6.8362 | 0.70386 | 7 | 0.54008
49857 | 6.885 | 1 | 365 | 7.8708 | 0.77778 | 8 | 0.64857
51775 | 3.24 | 1 | 365 | 3.7039 | 0.42484 | 4 | 0.12874
49866 | 2.08 | 1 | 365 | 2.3778 | 0.76656 | 3 | 0.14438
49929 | 13.26 | 1 | 365 | 15.1586 | 0.38683 | 15 | 0.54539
49931 | 7.28 | 1 | 365 | 8.3224 | 0.68296 | 9 | 0.0053149
49943 | 3.06 | 1 | 365 | 3.4981 | 0.012345 | 3 | 0.51048
49941 | 8.58 | 1 | 365 | 9.8085 | 0.66207 | 10 | 0.47055
49936 | 10.66 | 1 | 365 | 12.1863 | 0.42863 | 12 | 0.61493
49949 | 10.14 | 1 | 365 | 11.5918 | 0.23699 | 11 | 0.82883
49952 | 3.64 | 1 | 365 | 4.1612 | 0.34148 | 4 | 0.50266
49955 | 6.375 | 1 | 365 | 7.2878 | 0.60905 | 7 | 0.89682
49960 | 4.94 | 1 | 365 | 5.6473 | 0.32058 | 5 | 0.96789
49966 | 4.77 | 1 | 365 | 5.453 | 0.93101 | 6 | 0.38398
49969 | 4.24 | 1 | 365 | 4.8471 | 0.71645 | 5 | 0.56354
49974 | 7.8 | 1 | 365 | 8.9168 | 0.8746 | 9 | 0.79141
49976 | 6.76 | 1 | 365 | 7.7279 | 0.49132 | 8 | 0.21922
49977 | 7.02 | 1 | 365 | 8.0251 | 0.087144 | 8 | 0.11227
39120 | 4.94 | 1 | 365 | 5.6473 | 0.32058 | 5 | 0.96789
40753 | 4.42 | 1 | 365 | 5.0529 | 0.12894 | 5 | 0.1818
41825 | 10.92 | 1 | 365 | 12.4835 | 0.024447 | 12 | 0.50797
38602 | 8.32 | 1 | 365 | 9.5113 | 0.066245 | 9 | 0.5775
42676 | 7.8 | 1 | 365 | 8.9168 | 0.8746 | 9 | 0.79141
40693 | 7.54 | 1 | 365 | 8.6196 | 0.27878 | 8 | 0.89836
52923 | 9.62 | 1 | 365 | 10.9974 | 0.045346 | 11 | 0.042738
47378 | 2.34 | 1 | 365 | 2.675 | 0.36238 | 3 | 0.037423
42212 | 7.83 | 1 | 365 | 8.9511 | 0.94335 | 9 | 0.89445
40579 | 2.86 | 1 | 365 | 3.2695 | 0.55402 | 3 | 0.82352
41392 | 6.24 | 1 | 365 | 7.1334 | 0.29968 | 7 | 0.43313
39545 | 3.64 | 1 | 365 | 4.1612 | 0.34148 | 4 | 0.50266
39061 | 8.58 | 1 | 365 | 9.8085 | 0.66207 | 10 | 0.47055
52643 | 4.42 | 1 | 365 | 5.0529 | 0.12894 | 5 | 0.1818
52638 | 9.69 | 1 | 365 | 11.0774 | 0.20576 | 11 | 0.28317
38065 | 6.24 | 1 | 365 | 7.1334 | 0.29968 | 7 | 0.43313
41382 | 9.36 | 1 | 365 | 10.7002 | 0.44953 | 11 | 0.14969
38730 | 5.72 | 1 | 365 | 6.539 | 0.10804 | 6 | 0.64703
45936 | 2.86 | 1 | 365 | 3.2695 | 0.55402 | 3 | 0.82352
38178 | 11.96 | 1 | 365 | 13.6724 | 0.40773 | 14 | 0.08016
41918 | 7.28 | 1 | 365 | 8.3224 | 0.68296 | 9 | 0.0053149
38055 | 4.68 | 1 | 365 | 5.3501 | 0.72476 | 6 | 0.074845
42945 | 5.355 | 1 | 365 | 6.1217 | 0.2716 | 6 | 0.39333
40697 | 9.54 | 1 | 365 | 10.9059 | 0.86202 | 11 | 0.76795
40007 | 3.12 | 1 | 365 | 3.5667 | 0.14984 | 3 | 0.71656
38216 | 7.28 | 1 | 365 | 8.3224 | 0.68296 | 9 | 0.0053149
37631 | 8.84 | 1 | 365 | 10.1057 | 0.25789 | 10 | 0.3636
38826 | 2.86 | 1 | 365 | 3.2695 | 0.55402 | 3 | 0.82352
43607 | 11.96 | 1 | 365 | 13.6724 | 0.40773 | 14 | 0.08016
38898 | 6.63 | 1 | 365 | 7.5793 | 0.19341 | 7 | 0.7727
40171 | 12.48 | 1 | 365 | 14.2669 | 0.59937 | 14 | 0.86625
43784 | 5.1 | 1 | 365 | 5.8302 | 0.68724 | 6 | 0.51746
39189 | 7.8 | 1 | 365 | 8.9168 | 0.8746 | 9 | 0.79141
51548 | 9.36 | 1 | 365 | 10.7002 | 0.44953 | 11 | 0.14969
51817 | 4.335 | 1 | 365 | 4.9557 | 0.93416 | 5 | 0.88984
53234 | 12.1 | 1 | 365 | 13.8325 | 0.72855 | 14 | 0.56103
51783 | 9.1 | 1 | 365 | 10.4029 | 0.85371 | 11 | 0.25664
47148 | 2.08 | 1 | 365 | 2.3778 | 0.76656 | 3 | 0.14438
52075 | 14.82 | 1 | 365 | 16.9419 | 0.96175 | 17 | 0.90368
50734 | 7.54 | 1 | 365 | 8.6196 | 0.27878 | 8 | 0.89836
51304 | 4.16 | 1 | 365 | 4.7556 | 0.53312 | 5 | 0.28875
51324 | 3.38 | 1 | 365 | 3.8639 | 0.74566 | 4 | 0.60961
52059 | 8.84 | 1 | 365 | 10.1057 | 0.25789 | 10 | 0.3636
52051 | 4.42 | 1 | 365 | 5.0529 | 0.12894 | 5 | 0.1818
52069 | 9.62 | 1 | 365 | 10.9974 | 0.045346 | 11 | 0.042738
52055 | 2.295 | 1 | 365 | 2.6236 | 0.25926 | 2 | 0.88286
52052 | 7.905 | 1 | 365 | 9.0368 | 0.11522 | 9 | 0.15206
52085 | 4.16 | 1 | 365 | 4.7556 | 0.53312 | 5 | 0.28875
52010 | 9.1 | 1 | 365 | 10.4029 | 0.85371 | 11 | 0.25664
52006 | 12.22 | 1 | 365 | 13.9697 | 0.0035475 | 13 | 0.97321
51953 | 3.9 | 1 | 365 | 4.4584 | 0.9373 | 5 | 0.3957
52374 | 5.61 | 1 | 365 | 6.4132 | 0.85597 | 7 | 0.26921
52429 | 6.63 | 1 | 365 | 7.5793 | 0.19341 | 7 | 0.7727
52435 | 4.08 | 1 | 365 | 4.6642 | 0.34979 | 5 | 0.013968
52450 | 11.7 | 1 | 365 | 13.3752 | 0.81191 | 14 | 0.18711
52449 | 4.16 | 1 | 365 | 4.7556 | 0.53312 | 5 | 0.28875
52686 | 5.1 | 1 | 365 | 5.8302 | 0.68724 | 6 | 0.51746
52656 | 4.845 | 1 | 365 | 5.5387 | 0.10288 | 5 | 0.64159
43909 | 13.52 | 1 | 365 | 15.4558 | 0.98265 | 16 | 0.43844
40219 | 10.4 | 1 | 365 | 11.8891 | 0.83281 | 12 | 0.72188
38284 | 6.36 | 1 | 365 | 7.2706 | 0.57468 | 7 | 0.8453
52653 | 6.36 | 1 | 365 | 7.2706 | 0.57468 | 7 | 0.8453
52654 | 4.08 | 1 | 365 | 4.6642 | 0.34979 | 5 | 0.013968
52655 | 4.845 | 1 | 365 | 5.5387 | 0.10288 | 5 | 0.64159
40324 | 6.36 | 1 | 365 | 7.2706 | 0.57468 | 7 | 0.8453
52379 | 4.59 | 1 | 365 | 5.2472 | 0.51852 | 5 | 0.76571
52339 | 8.415 | 1 | 365 | 9.6199 | 0.28395 | 9 | 0.90381
48029 | 9.435 | 1 | 365 | 10.7859 | 0.6214 | 11 | 0.4073
52306 | 4.94 | 1 | 365 | 5.6473 | 0.32058 | 5 | 0.96789
52483 | 14.04 | 1 | 365 | 16.0502 | 0.17429 | 16 | 0.22454
52303 | 6.76 | 1 | 365 | 7.7279 | 0.49132 | 8 | 0.21922
52300 | 7.8 | 1 | 365 | 8.9168 | 0.8746 | 9 | 0.79141
41754 | 5.2 | 1 | 365 | 5.9445 | 0.9164 | 6 | 0.86094
37916 | 7.54 | 1 | 365 | 8.6196 | 0.27878 | 8 | 0.89836
40761 | 18.615 | 1 | 365 | 21.2803 | 0.65843 | 21 | 0.93873
42068 | 7.02 | 1 | 365 | 8.0251 | 0.087144 | 8 | 0.11227
51954 | 4.247 | 1 | 365 | 4.8551 | 0.73249 | 5 | 0.58758
43710 | 9.945 | 1 | 365 | 11.3689 | 0.79012 | 12 | 0.15905
51957 | 10.14 | 1 | 365 | 11.5918 | 0.23699 | 11 | 0.82883
38833 | 8.32 | 1 | 365 | 9.5113 | 0.066245 | 9 | 0.5775
52487 | 7.65 | 1 | 365 | 8.7453 | 0.53086 | 9 | 0.27619
41290 | 8.84 | 1 | 365 | 10.1057 | 0.25789 | 10 | 0.3636
51911 | 2.04 | 1 | 365 | 2.3321 | 0.6749 | 3 | 0.0069838
39330 | 6.12 | 1 | 365 | 6.9963 | 0.02469 | 7 | 0.020952
51826 | 4.845 | 1 | 365 | 5.5387 | 0.10288 | 5 | 0.64159
38521 | 10.66 | 1 | 365 | 12.1863 | 0.42863 | 12 | 0.61493
39308 | 7.8 | 1 | 365 | 8.9168 | 0.8746 | 9 | 0.79141
52639 | 6.885 | 1 | 365 | 7.8708 | 0.77778 | 8 | 0.64857
43186 | 5.2 | 1 | 365 | 5.9445 | 0.9164 | 6 | 0.86094
39054 | 6.24 | 1 | 365 | 7.1334 | 0.29968 | 7 | 0.43313
52635 | 10.455 | 1 | 365 | 11.9519 | 0.95885 | 12 | 0.91079
52637 | 8.16 | 1 | 365 | 9.3283 | 0.69959 | 10 | 0.027935
52910 | 2.55 | 1 | 365 | 2.9151 | 0.84362 | 3 | 0.75873
52871 | 3.8 | 1 | 365 | 4.3441 | 0.70814 | 5 | 0.052225
52652 | 8.415 | 1 | 365 | 9.6199 | 0.28395 | 9 | 0.90381
52744 | 5.1 | 1 | 365 | 5.8302 | 0.68724 | 6 | 0.51746
52610 | 2.86 | 1 | 365 | 3.2695 | 0.55402 | 3 | 0.82352
54874 | 2353 | 0.9 | 365 | 2420.9123 | 0.9552 | 2421 | 0.86749
52646 | 8.58 | 1 | 365 | 9.8085 | 0.66207 | 10 | 0.47055
30694 | 5.98 | 1 | 365 | 6.8362 | 0.70386 | 7 | 0.54008
52651 | 7.02 | 1 | 365 | 8.0251 | 0.087144 | 8 | 0.11227
52689 | 4.42 | 1 | 365 | 5.0529 | 0.12894 | 5 | 0.1818
52692 | 3.57 | 1 | 365 | 4.0812 | 0.18107 | 4 | 0.26222
52740 | 4.42 | 1 | 365 | 5.0529 | 0.12894 | 5 | 0.1818
40575 | 4.42 | 1 | 365 | 5.0529 | 0.12894 | 5 | 0.1818
40315 | 7.02 | 1 | 365 | 8.0251 | 0.087144 | 8 | 0.11227
40198 | 16.12 | 1 | 365 | 18.4281 | 0.94085 | 19 | 0.36891
42126 | 7.8 | 1 | 365 | 8.9168 | 0.8746 | 9 | 0.79141
42215 | 4.05 | 1 | 365 | 4.6299 | 0.28104 | 4 | 0.91092
40597 | 14.3 | 1 | 365 | 16.3475 | 0.77011 | 17 | 0.11758
45779 | 10.14 | 1 | 365 | 11.5918 | 0.23699 | 11 | 0.82883
39723 | 5.2 | 1 | 365 | 5.9445 | 0.9164 | 6 | 0.86094
41884 | 11.22 | 1 | 365 | 12.8265 | 0.71193 | 13 | 0.53841
40206 | 7.905 | 1 | 365 | 9.0368 | 0.11522 | 9 | 0.15206
48082 | 6.24 | 1 | 365 | 7.1334 | 0.29968 | 7 | 0.43313
40661 | 18.2 | 1 | 365 | 20.8059 | 0.70741 | 21 | 0.51329
41552 | 3.38 | 1 | 365 | 3.8639 | 0.74566 | 4 | 0.60961
43082 | 4.59 | 1 | 365 | 5.2472 | 0.51852 | 5 | 0.76571
37898 | 3.9 | 1 | 365 | 4.4584 | 0.9373 | 5 | 0.3957
41759 | 5.72 | 1 | 365 | 6.539 | 0.10804 | 6 | 0.64703
40517 | 10.455 | 1 | 365 | 11.9519 | 0.95885 | 12 | 0.91079
41272 | 7.8 | 1 | 365 | 8.9168 | 0.8746 | 9 | 0.79141
42681 | 8.84 | 1 | 365 | 10.1057 | 0.25789 | 10 | 0.3636
40403 | 10.66 | 1 | 365 | 12.1863 | 0.42863 | 12 | 0.61493
40483 | 12.48 | 1 | 365 | 14.2669 | 0.59937 | 14 | 0.86625
40204 | 7.8 | 1 | 365 | 8.9168 | 0.8746 | 9 | 0.79141
41060 | 10.66 | 1 | 365 | 12.1863 | 0.42863 | 12 | 0.61493
38737 | 8.67 | 1 | 365 | 9.9114 | 0.86831 | 10 | 0.77968
52632 | 3.825 | 1 | 365 | 4.3727 | 0.76543 | 5 | 0.13809
52798 | 8.32 | 1 | 365 | 9.5113 | 0.066245 | 9 | 0.5775
40811 | 19.08 | 1 | 365 | 21.8119 | 0.72403 | 22 | 0.53591
37794 | 7.8 | 1 | 365 | 8.9168 | 0.8746 | 9 | 0.79141
40472 | 5.72 | 1 | 365 | 6.539 | 0.10804 | 6 | 0.64703
53000 | 7.02 | 1 | 365 | 8.0251 | 0.087144 | 8 | 0.11227
52868 | 11.22 | 1 | 365 | 12.8265 | 0.71193 | 13 | 0.53841
52512 | 6.885 | 1 | 365 | 7.8708 | 0.77778 | 8 | 0.64857
40343 | 5.46 | 1 | 365 | 6.2418 | 0.51222 | 6 | 0.75399
52496 | 12.24 | 1 | 365 | 13.9925 | 0.04938 | 14 | 0.041903
51434 | 3.12 | 1 | 365 | 3.5667 | 0.14984 | 3 | 0.71656
41538 | 6.76 | 1 | 365 | 7.7279 | 0.49132 | 8 | 0.21922
40918 | 8.58 | 1 | 365 | 9.8085 | 0.66207 | 10 | 0.47055
38265 | 9.54 | 1 | 365 | 10.9059 | 0.86202 | 11 | 0.76795
38315 | 2.86 | 1 | 365 | 3.2695 | 0.55402 | 3 | 0.82352
52980 | 3.38 | 1 | 365 | 3.8639 | 0.74566 | 4 | 0.60961
52976 | 9.945 | 1 | 365 | 11.3689 | 0.79012 | 12 | 0.15905
52978 | 9.435 | 1 | 365 | 10.7859 | 0.6214 | 11 | 0.4073
55325 | 13.005 | 1 | 365 | 14.8671 | 0.80247 | 15 | 0.66952
55704 | 3.924 | 1 | 365 | 4.4858 | 0.9923 | 5 | 0.47814
55801 | 6.5 | 1 | 365 | 7.4307 | 0.8955 | 8 | 0.32617
56363 | 4.5 | 1 | 365 | 5.1443 | 0.31227 | 5 | 0.45658
44369 | 4.25 | 1 | 365 | 4.8585 | 0.73937 | 5 | 0.59788
44702 | 9.715 | 1 | 365 | 11.106 | 0.26305 | 11 | 0.36904
45211 | 7.5 | 1 | 365 | 8.5739 | 0.18712 | 8 | 0.76097
46366 | 6.5 | 1 | 365 | 7.4307 | 0.8955 | 8 | 0.32617
43527 | 7.98 | 1 | 365 | 9.1226 | 0.2871 | 9 | 0.40967
44355 | 9.66 | 1 | 365 | 11.0431 | 0.13701 | 11 | 0.18013
47681 | 4.16 | 1 | 365 | 4.7556 | 0.53312 | 5 | 0.28875
52918 | 2.805 | 1 | 365 | 3.2066 | 0.42798 | 3 | 0.6346
41882 | 12.255 | 1 | 365 | 14.0097 | 0.083754 | 14 | 0.093425
43953 | 11.772 | 1 | 365 | 13.4575 | 0.9769 | 14 | 0.43442
52936 | 4.335 | 1 | 365 | 4.9557 | 0.93416 | 5 | 0.88984
41370 | 14.25 | 1 | 365 | 16.2903 | 0.65553 | 16 | 0.94584
52972 | 3.8 | 1 | 365 | 4.3441 | 0.70814 | 5 | 0.052225
35289 | 32.445 | 1 | 365 | 37.0905 | 0.35148 | 37 | 0.44196
44361 | 24.75 | 1 | 365 | 28.2937 | 0.7175 | 29 | 0.011201
43491 | 9.6 | 1 | 365 | 10.9745 | 0.99951 | 11 | 0.97404
43493 | 6.3 | 1 | 365 | 7.202 | 0.43718 | 7 | 0.63921
38967 | 5.72 | 1 | 365 | 6.539 | 0.10804 | 6 | 0.64703
46031 | 7.54 | 1 | 365 | 8.6196 | 0.27878 | 8 | 0.89836
38064 | 6.63 | 1 | 365 | 7.5793 | 0.19341 | 7 | 0.7727
38200 | 9.1 | 1 | 365 | 10.4029 | 0.85371 | 11 | 0.25664
39531 | 8.32 | 1 | 365 | 9.5113 | 0.066245 | 9 | 0.5775
41893 | 8.58 | 1 | 365 | 9.8085 | 0.66207 | 10 | 0.47055
52924 | 4.59 | 1 | 365 | 5.2472 | 0.51852 | 5 | 0.76571
40931 | 6.76 | 1 | 365 | 7.7279 | 0.49132 | 8 | 0.21922
42427 | 3.64 | 1 | 365 | 4.1612 | 0.34148 | 4 | 0.50266
37843 | 5.46 | 1 | 365 | 6.2418 | 0.51222 | 6 | 0.75399
50625 | 11.96 | 1 | 365 | 13.6724 | 0.40773 | 14 | 0.08016
42342 | 4.68 | 1 | 365 | 5.3501 | 0.72476 | 6 | 0.074845
52896 | 4.86 | 1 | 365 | 5.5559 | 0.13725 | 5 | 0.69311
38754 | 8.67 | 1 | 365 | 9.9114 | 0.86831 | 10 | 0.77968
40332 | 7.54 | 1 | 365 | 8.6196 | 0.27878 | 8 | 0.89836
52899 | 9.18 | 1 | 365 | 10.4944 | 0.037035 | 10 | 0.53143
40577 | 16.64 | 1 | 365 | 19.0225 | 0.13249 | 19 | 0.15501
40679 | 7.28 | 1 | 365 | 8.3224 | 0.68296 | 9 | 0.0053149
52867 | 12.24 | 1 | 365 | 13.9925 | 0.04938 | 14 | 0.041903
52888 | 3.825 | 1 | 365 | 4.3727 | 0.76543 | 5 | 0.13809
40069 | 7.14 | 1 | 365 | 8.1623 | 0.36214 | 8 | 0.52444
52891 | 3.38 | 1 | 365 | 3.8639 | 0.74566 | 4 | 0.60961
52861 | 5.1 | 1 | 365 | 5.8302 | 0.68724 | 6 | 0.51746
41327 | 9.62 | 1 | 365 | 10.9974 | 0.045346 | 11 | 0.042738
38753 | 4.42 | 1 | 365 | 5.0529 | 0.12894 | 5 | 0.1818
52864 | 6.5 | 1 | 365 | 7.4307 | 0.8955 | 8 | 0.32617
41702 | 7.395 | 1 | 365 | 8.4538 | 0.9465 | 9 | 0.40032
52860 | 3.57 | 1 | 365 | 4.0812 | 0.18107 | 4 | 0.26222
52862 | 6.12 | 1 | 365 | 6.9963 | 0.02469 | 7 | 0.020952
38070 | 7.8 | 1 | 365 | 8.9168 | 0.8746 | 9 | 0.79141
52741 | 5.46 | 1 | 365 | 6.2418 | 0.51222 | 6 | 0.75399
39324 | 3.12 | 1 | 365 | 3.5667 | 0.14984 | 3 | 0.71656
39448 | 3.825 | 1 | 365 | 4.3727 | 0.76543 | 5 | 0.13809
39268 | 6.12 | 1 | 365 | 6.9963 | 0.02469 | 7 | 0.020952
41659 | 2.55 | 1 | 365 | 2.9151 | 0.84362 | 3 | 0.75873
41559 | 2.915 | 1 | 365 | 3.3324 | 0.68006 | 4 | 0.01243
40540 | 10.4 | 1 | 365 | 11.8891 | 0.83281 | 12 | 0.72188
39184 | 3.9 | 1 | 365 | 4.4584 | 0.9373 | 5 | 0.3957
40862 | 6.24 | 1 | 365 | 7.1334 | 0.29968 | 7 | 0.43313
40647 | 5.2 | 1 | 365 | 5.9445 | 0.9164 | 6 | 0.86094
39036 | 6.12 | 1 | 365 | 6.9963 | 0.02469 | 7 | 0.020952
40737 | 8.84 | 1 | 365 | 10.1057 | 0.25789 | 10 | 0.3636
39999 | 11.18 | 1 | 365 | 12.7808 | 0.62027 | 13 | 0.40102
40573 | 8.58 | 1 | 365 | 9.8085 | 0.66207 | 10 | 0.47055
37989 | 2.805 | 1 | 365 | 3.2066 | 0.42798 | 3 | 0.6346
40374 | 7.02 | 1 | 365 | 8.0251 | 0.087144 | 8 | 0.11227
40905 | 5.46 | 1 | 365 | 6.2418 | 0.51222 | 6 | 0.75399
43407 | 3.12 | 1 | 365 | 3.5667 | 0.14984 | 3 | 0.71656
40898 | 13.78 | 1 | 365 | 15.753 | 0.57847 | 16 | 0.33149
38798 | 11.985 | 1 | 365 | 13.701 | 0.46502 | 14 | 0.16603
41464 | 4.77 | 1 | 365 | 5.453 | 0.93101 | 6 | 0.38398
38955 | 5.2 | 1 | 365 | 5.9445 | 0.9164 | 6 | 0.86094
40923 | 7.95 | 1 | 365 | 9.0883 | 0.21835 | 9 | 0.30663
39025 | 5.98 | 1 | 365 | 6.8362 | 0.70386 | 7 | 0.54008
41549 | 8.925 | 1 | 365 | 10.2029 | 0.45267 | 10 | 0.65555
38396 | 6.63 | 1 | 365 | 7.5793 | 0.19341 | 7 | 0.7727
43681 | 9.69 | 1 | 365 | 11.0774 | 0.20576 | 11 | 0.28317
42608 | 11.7 | 1 | 365 | 13.3752 | 0.81191 | 14 | 0.18711
41291 | 6.375 | 1 | 365 | 7.2878 | 0.60905 | 7 | 0.89682
38043 | 2.55 | 1 | 365 | 2.9151 | 0.84362 | 3 | 0.75873
38788 | 11.18 | 1 | 365 | 12.7808 | 0.62027 | 13 | 0.40102
41357 | 7.8 | 1 | 365 | 8.9168 | 0.8746 | 9 | 0.79141
45000 | 2.08 | 1 | 365 | 2.3778 | 0.76656 | 3 | 0.14438
38709 | 9.62 | 1 | 365 | 10.9974 | 0.045346 | 11 | 0.042738
41145 | 5.72 | 1 | 365 | 6.539 | 0.10804 | 6 | 0.64703
39223 | 6.24 | 1 | 365 | 7.1334 | 0.29968 | 7 | 0.43313
43608 | 6.24 | 1 | 365 | 7.1334 | 0.29968 | 7 | 0.43313
45942 | 5.46 | 1 | 365 | 6.2418 | 0.51222 | 6 | 0.75399
42002 | 7.65 | 1 | 365 | 8.7453 | 0.53086 | 9 | 0.27619
39071 | 8.58 | 1 | 365 | 9.8085 | 0.66207 | 10 | 0.47055
39117 | 2.08 | 1 | 365 | 2.3778 | 0.76656 | 3 | 0.14438
39502 | 9.62 | 1 | 365 | 10.9974 | 0.045346 | 11 | 0.042738
41331 | 9.54 | 1 | 365 | 10.9059 | 0.86202 | 11 | 0.76795
41415 | 10.4 | 1 | 365 | 11.8891 | 0.83281 | 12 | 0.72188
39350 | 14.04 | 1 | 365 | 16.0502 | 0.17429 | 16 | 0.22454
40526 | 5.98 | 1 | 365 | 6.8362 | 0.70386 | 7 | 0.54008
40477 | 5.46 | 1 | 365 | 6.2418 | 0.51222 | 6 | 0.75399
40207 | 4.845 | 1 | 365 | 5.5387 | 0.10288 | 5 | 0.64159
38855 | 13.26 | 1 | 365 | 15.1586 | 0.38683 | 15 | 0.54539
38917 | 7.54 | 1 | 365 | 8.6196 | 0.27878 | 8 | 0.89836
39598 | 5.865 | 1 | 365 | 6.7048 | 0.44033 | 7 | 0.14508
39498 | 6.24 | 1 | 365 | 7.1334 | 0.29968 | 7 | 0.43313
38060 | 11.44 | 1 | 365 | 13.078 | 0.21609 | 13 | 0.29407
39227 | 3.38 | 1 | 365 | 3.8639 | 0.74566 | 4 | 0.60961
41267 | 4.845 | 1 | 365 | 5.5387 | 0.10288 | 5 | 0.64159
39719 | 7.54 | 1 | 365 | 8.6196 | 0.27878 | 8 | 0.89836
39573 | 3.64 | 1 | 365 | 4.1612 | 0.34148 | 4 | 0.50266
39168 | 9.62 | 1 | 365 | 10.9974 | 0.045346 | 11 | 0.042738
39587 | 6.5 | 1 | 365 | 7.4307 | 0.8955 | 8 | 0.32617
39420 | 3.64 | 1 | 365 | 4.1612 | 0.34148 | 4 | 0.50266
39425 | 2.86 | 1 | 365 | 3.2695 | 0.55402 | 3 | 0.82352
41588 | 13.52 | 1 | 365 | 15.4558 | 0.98265 | 16 | 0.43844
40504 | 6.76 | 1 | 365 | 7.7279 | 0.49132 | 8 | 0.21922
41208 | 12.48 | 1 | 365 | 14.2669 | 0.59937 | 14 | 0.86625
38436 | 4.94 | 1 | 365 | 5.6473 | 0.32058 | 5 | 0.96789
39955 | 4.16 | 1 | 365 | 4.7556 | 0.53312 | 5 | 0.28875
41334 | 3.9 | 1 | 365 | 4.4584 | 0.9373 | 5 | 0.3957
40497 | 2.08 | 1 | 365 | 2.3778 | 0.76656 | 3 | 0.14438
41486 | 9.88 | 1 | 365 | 11.2946 | 0.64117 | 11 | 0.93578
41765 | 10.92 | 1 | 365 | 12.4835 | 0.024447 | 12 | 0.50797
40908 | 6.76 | 1 | 365 | 7.7279 | 0.49132 | 8 | 0.21922
40680 | 12.48 | 1 | 365 | 14.2669 | 0.59937 | 14 | 0.86625
38695 | 11.18 | 1 | 365 | 12.7808 | 0.62027 | 13 | 0.40102
38068 | 9.88 | 1 | 365 | 11.2946 | 0.64117 | 11 | 0.93578
37822 | 11.18 | 1 | 365 | 12.7808 | 0.62027 | 13 | 0.40102
41172 | 6.76 | 1 | 365 | 7.7279 | 0.49132 | 8 | 0.21922
40739 | 6.24 | 1 | 365 | 7.1334 | 0.29968 | 7 | 0.43313
38927 | 10.66 | 1 | 365 | 12.1863 | 0.42863 | 12 | 0.61493
41496 | 8.215 | 1 | 365 | 9.3912 | 0.82563 | 10 | 0.21685
38976 | 5.46 | 1 | 365 | 6.2418 | 0.51222 | 6 | 0.75399
45442 | 4.335 | 1 | 365 | 4.9557 | 0.93416 | 5 | 0.88984
46002 | 5.46 | 1 | 365 | 6.2418 | 0.51222 | 6 | 0.75399
39249 | 8.06 | 1 | 365 | 9.214 | 0.47042 | 9 | 0.68446
38074 | 7.905 | 1 | 365 | 9.0368 | 0.11522 | 9 | 0.15206
45978 | 7.65 | 1 | 365 | 8.7453 | 0.53086 | 9 | 0.27619
40754 | 7.02 | 1 | 365 | 8.0251 | 0.087144 | 8 | 0.11227
39095 | 12.22 | 1 | 365 | 13.9697 | 0.0035475 | 13 | 0.97321
42034 | 10.92 | 1 | 365 | 12.4835 | 0.024447 | 12 | 0.50797
39965 | 4.94 | 1 | 365 | 5.6473 | 0.32058 | 5 | 0.96789
43044 | 5.98 | 1 | 365 | 6.8362 | 0.70386 | 7 | 0.54008
40700 | 6.24 | 1 | 365 | 7.1334 | 0.29968 | 7 | 0.43313
42059 | 13.52 | 1 | 365 | 15.4558 | 0.98265 | 16 | 0.43844
37965 | 6.76 | 1 | 365 | 7.7279 | 0.49132 | 8 | 0.21922
40452 | 7.02 | 1 | 365 | 8.0251 | 0.087144 | 8 | 0.11227
41301 | 6.5 | 1 | 365 | 7.4307 | 0.8955 | 8 | 0.32617
42197 | 5.2 | 1 | 365 | 5.9445 | 0.9164 | 6 | 0.86094
39243 | 4.16 | 1 | 365 | 4.7556 | 0.53312 | 5 | 0.28875
41360 | 6.89 | 1 | 365 | 7.8765 | 0.78923 | 8 | 0.66574
43079 | 6.12 | 1 | 365 | 6.9963 | 0.02469 | 7 | 0.020952
41915 | 15.86 | 1 | 365 | 18.1308 | 0.34503 | 18 | 0.47586
37581 | 8.32 | 1 | 365 | 9.5113 | 0.066245 | 9 | 0.5775
40536 | 12.22 | 1 | 365 | 13.9697 | 0.0035475 | 13 | 0.97321
48053 | 5.2 | 1 | 365 | 5.9445 | 0.9164 | 6 | 0.86094
41791 | 6.5 | 1 | 365 | 7.4307 | 0.8955 | 8 | 0.32617
39247 | 6.63 | 1 | 365 | 7.5793 | 0.19341 | 7 | 0.7727
40719 | 4.16 | 1 | 365 | 4.7556 | 0.53312 | 5 | 0.28875
38699 | 9.1 | 1 | 365 | 10.4029 | 0.85371 | 11 | 0.25664
43705 | 5.3 | 1 | 365 | 6.0589 | 0.14556 | 6 | 0.20442
39943 | 5.3 | 1 | 365 | 6.0589 | 0.14556 | 6 | 0.20442
41440 | 9.275 | 1 | 365 | 10.603 | 0.25474 | 10 | 0.85773
41902 | 6.24 | 1 | 365 | 7.1334 | 0.29968 | 7 | 0.43313
40637 | 8.32 | 1 | 365 | 9.5113 | 0.066245 | 9 | 0.5775
39447 | 9.36 | 1 | 365 | 10.7002 | 0.44953 | 11 | 0.14969
39564 | 5.98 | 1 | 365 | 6.8362 | 0.70386 | 7 | 0.54008
39295 | 7.28 | 1 | 365 | 8.3224 | 0.68296 | 9 | 0.0053149
40429 | 11.7 | 1 | 365 | 13.3752 | 0.81191 | 14 | 0.18711
41580 | 8.48 | 1 | 365 | 9.6942 | 0.4329 | 10 | 0.12707
41687 | 6.76 | 1 | 365 | 7.7279 | 0.49132 | 8 | 0.21922
39683 | 9.88 | 1 | 365 | 11.2946 | 0.64117 | 11 | 0.93578
43687 | 2.08 | 1 | 365 | 2.3778 | 0.76656 | 3 | 0.14438
37980 | 2.55 | 1 | 365 | 2.9151 | 0.84362 | 3 | 0.75873
44736 | 7.28 | 1 | 365 | 8.3224 | 0.68296 | 9 | 0.0053149
37622 | 6.24 | 1 | 365 | 7.1334 | 0.29968 | 7 | 0.43313
42039 | 5.035 | 1 | 365 | 5.7559 | 0.53829 | 6 | 0.2942
40626 | 5.2 | 1 | 365 | 5.9445 | 0.9164 | 6 | 0.86094
47882 | 9.1 | 1 | 365 | 10.4029 | 0.85371 | 11 | 0.25664
40011 | 5.98 | 1 | 365 | 6.8362 | 0.70386 | 7 | 0.54008
39642 | 6.24 | 1 | 365 | 7.1334 | 0.29968 | 7 | 0.43313
43576 | 2.6 | 1 | 365 | 2.9723 | 0.9582 | 3 | 0.93047
40825 | 15.6 | 1 | 365 | 17.8336 | 0.74921 | 18 | 0.58282
40944 | 13.78 | 1 | 365 | 15.753 | 0.57847 | 16 | 0.33149
42409 | 9.18 | 1 | 365 | 10.4944 | 0.037035 | 10 | 0.53143
40292 | 10.14 | 1 | 365 | 11.5918 | 0.23699 | 11 | 0.82883
42006 | 2.34 | 1 | 365 | 2.675 | 0.36238 | 3 | 0.037423
40644 | 6.375 | 1 | 365 | 7.2878 | 0.60905 | 7 | 0.89682
40943 | 6.76 | 1 | 365 | 7.7279 | 0.49132 | 8 | 0.21922
39195 | 10.14 | 1 | 365 | 11.5918 | 0.23699 | 11 | 0.82883
38857 | 6.5 | 1 | 365 | 7.4307 | 0.8955 | 8 | 0.32617
40451 | 7.8 | 1 | 365 | 8.9168 | 0.8746 | 9 | 0.79141
46607 | 5.1 | 1 | 365 | 5.8302 | 0.68724 | 6 | 0.51746
47993 | 7.65 | 1 | 365 | 8.7453 | 0.53086 | 9 | 0.27619
46157 | 8.48 | 1 | 365 | 9.6942 | 0.4329 | 10 | 0.12707
40962 | 14.04 | 1 | 365 | 16.0502 | 0.17429 | 16 | 0.22454
39380 | 5.565 | 1 | 365 | 6.3618 | 0.75284 | 7 | 0.11464
40377 | 8.32 | 1 | 365 | 9.5113 | 0.066245 | 9 | 0.5775
39435 | 3.12 | 1 | 365 | 3.5667 | 0.14984 | 3 | 0.71656
40468 | 5.46 | 1 | 365 | 6.2418 | 0.51222 | 6 | 0.75399
42364 | 2.65 | 1 | 365 | 3.0294 | 0.072782 | 3 | 0.10221
38076 | 6.24 | 1 | 365 | 7.1334 | 0.29968 | 7 | 0.43313
43693 | 12.48 | 1 | 365 | 14.2669 | 0.59937 | 14 | 0.86625
40000 | 8.84 | 1 | 365 | 10.1057 | 0.25789 | 10 | 0.3636
40215 | 10.14 | 1 | 365 | 11.5918 | 0.23699 | 11 | 0.82883
42383 | 6.76 | 1 | 365 | 7.7279 | 0.49132 | 8 | 0.21922
38034 | 8.06 | 1 | 365 | 9.214 | 0.47042 | 9 | 0.68446
39607 | 5.98 | 1 | 365 | 6.8362 | 0.70386 | 7 | 0.54008
40652 | 7.54 | 1 | 365 | 8.6196 | 0.27878 | 8 | 0.89836
40378 | 5.61 | 1 | 365 | 6.4132 | 0.85597 | 7 | 0.26921
40010 | 13.515 | 1 | 365 | 15.4501 | 0.97119 | 16 | 0.42127
41653 | 3.825 | 1 | 365 | 4.3727 | 0.76543 | 5 | 0.13809
38169 | 3.18 | 1 | 365 | 3.6353 | 0.28734 | 3 | 0.92265
41058 | 7.02 | 1 | 365 | 8.0251 | 0.087144 | 8 | 0.11227
43071 | 4.59 | 1 | 365 | 5.2472 | 0.51852 | 5 | 0.76571
40564 | 15.08 | 1 | 365 | 17.2392 | 0.55757 | 17 | 0.79672
37626 | 7.54 | 1 | 365 | 8.6196 | 0.27878 | 8 | 0.89836
38592 | 4.335 | 1 | 365 | 4.9557 | 0.93416 | 5 | 0.88984
38087 | 7.02 | 1 | 365 | 8.0251 | 0.087144 | 8 | 0.11227
41302 | 4.94 | 1 | 365 | 5.6473 | 0.32058 | 5 | 0.96789
40928 | 4.94 | 1 | 365 | 5.6473 | 0.32058 | 5 | 0.96789
41497 | 5.46 | 1 | 365 | 6.2418 | 0.51222 | 6 | 0.75399
10587 | 647 | 0.8 | 365 | 591.71 | 0.14044 | 591 | 0.85041
38157 | 9.1 | 1 | 365 | 10.4029 | 0.85371 | 11 | 0.25664
50656 | 6 | 1 | 365 | 6.8591 | 0.7497 | 7 | 0.60878
50696 | 6.6 | 1 | 365 | 7.545 | 0.12467 | 7 | 0.66965
40818 | 3.12 | 1 | 365 | 3.5667 | 0.14984 | 3 | 0.71656
50286 | 7.02 | 1 | 365 | 8.0251 | 0.087144 | 8 | 0.11227
50670 | 9.58 | 1 | 365 | 10.9517 | 0.95368 | 11 | 0.90535
39198 | 3.445 | 1 | 365 | 3.9383 | 0.89462 | 4 | 0.83287
37755 | 6.3 | 1 | 365 | 7.202 | 0.43718 | 7 | 0.63921
53020 | 6.63 | 1 | 365 | 7.5793 | 0.19341 | 7 | 0.7727
37219 | 3.9 | 1 | 365 | 4.4584 | 0.9373 | 5 | 0.3957
38940 | 5.98 | 1 | 365 | 6.8362 | 0.70386 | 7 | 0.54008
38291 | 3.12 | 1 | 365 | 3.5667 | 0.14984 | 3 | 0.71656
40932 | 8.58 | 1 | 365 | 9.8085 | 0.66207 | 10 | 0.47055
39772 | 10.92 | 1 | 365 | 12.4835 | 0.024447 | 12 | 0.50797
37544 | 6.5 | 1 | 365 | 7.4307 | 0.8955 | 8 | 0.32617
37021 | 5.125 | 1 | 365 | 5.8588 | 0.74453 | 6 | 0.60333
41121 | 8.33 | 1 | 365 | 9.5227 | 0.089161 | 9 | 0.61185
47445 | 7.8 | 1 | 365 | 8.9168 | 0.8746 | 9 | 0.79141
39752 | 6.76 | 1 | 365 | 7.7279 | 0.49132 | 8 | 0.21922
38280 | 9.35 | 1 | 365 | 10.6887 | 0.42661 | 11 | 0.11534
41695 | 9.36 | 1 | 365 | 10.7002 | 0.44953 | 11 | 0.14969
45907 | 4.16 | 1 | 365 | 4.7556 | 0.53312 | 5 | 0.28875
36521 | 7.18 | 1 | 365 | 8.208 | 0.4538 | 8 | 0.66184
39837 | 12.32 | 1 | 365 | 14.084 | 0.23271 | 14 | 0.31669
51562 | 5.3 | 1 | 365 | 6.0589 | 0.14556 | 6 | 0.20442
37548 | 4.4 | 1 | 365 | 5.03 | 0.08311 | 5 | 0.1131
38961 | 5.46 | 1 | 365 | 6.2418 | 0.51222 | 6 | 0.75399
52184 | 7.54 | 1 | 365 | 8.6196 | 0.27878 | 8 | 0.89836
38199 | 4.68 | 1 | 365 | 5.3501 | 0.72476 | 6 | 0.074845
42414 | 11.66 | 1 | 365 | 13.3295 | 0.72024 | 14 | 0.049721
46044 | 3.64 | 1 | 365 | 4.1612 | 0.34148 | 4 | 0.50266
40871 | 4.845 | 1 | 365 | 5.5387 | 0.10288 | 5 | 0.64159
38873 | 6.76 | 1 | 365 | 7.7279 | 0.49132 | 8 | 0.21922
40906 | 4.16 | 1 | 365 | 4.7556 | 0.53312 | 5 | 0.28875
37960 | 4.42 | 1 | 365 | 5.0529 | 0.12894 | 5 | 0.1818
38893 | 6.5 | 1 | 365 | 7.4307 | 0.8955 | 8 | 0.32617
40276 | 4.08 | 1 | 365 | 4.6642 | 0.34979 | 5 | 0.013968
40683 | 4.68 | 1 | 365 | 5.3501 | 0.72476 | 6 | 0.074845
49757 | 2.86 | 1 | 365 | 3.2695 | 0.55402 | 3 | 0.82352
40622 | 4.42 | 1 | 365 | 5.0529 | 0.12894 | 5 | 0.1818
42394 | 4.16 | 1 | 365 | 4.7556 | 0.53312 | 5 | 0.28875
40146 | 4.16 | 1 | 365 | 4.7556 | 0.53312 | 5 | 0.28875
41715 | 6.375 | 1 | 365 | 7.2878 | 0.60905 | 7 | 0.89682
40499 | 4.42 | 1 | 365 | 5.0529 | 0.12894 | 5 | 0.1818
50231 | 11.96 | 1 | 365 | 13.6724 | 0.40773 | 14 | 0.08016
39083 | 5.98 | 1 | 365 | 6.8362 | 0.70386 | 7 | 0.54008
39334 | 7.8 | 1 | 365 | 8.9168 | 0.8746 | 9 | 0.79141
41797 | 10.4 | 1 | 365 | 11.8891 | 0.83281 | 12 | 0.72188
40256 | 14.04 | 1 | 365 | 16.0502 | 0.17429 | 16 | 0.22454
41040 | 8.84 | 1 | 365 | 10.1057 | 0.25789 | 10 | 0.3636
57124 | 860 | 0.9 | 365 | 884.8213 | 0.71078 | 885 | 0.5321
41965 | 3.825 | 1 | 365 | 4.3727 | 0.76543 | 5 | 0.13809
38302 | 10.14 | 1 | 365 | 11.5918 | 0.23699 | 11 | 0.82883
40319 | 7.28 | 1 | 365 | 8.3224 | 0.68296 | 9 | 0.0053149
40199 | 4.845 | 1 | 365 | 5.5387 | 0.10288 | 5 | 0.64159
50427 | 8.32 | 1 | 365 | 9.5113 | 0.066245 | 9 | 0.5775
41679 | 4.94 | 1 | 365 | 5.6473 | 0.32058 | 5 | 0.96789
41005 | 4.42 | 1 | 365 | 5.0529 | 0.12894 | 5 | 0.1818
39696 | 3.64 | 1 | 365 | 4.1612 | 0.34148 | 4 | 0.50266
39970 | 9.1 | 1 | 365 | 10.4029 | 0.85371 | 11 | 0.25664
42044 | 9.275 | 1 | 365 | 10.603 | 0.25474 | 10 | 0.85773
41038 | 4.16 | 1 | 365 | 4.7556 | 0.53312 | 5 | 0.28875
39356 | 11.96 | 1 | 365 | 13.6724 | 0.40773 | 14 | 0.08016
41217 | 8.415 | 1 | 365 | 9.6199 | 0.28395 | 9 | 0.90381
41055 | 11.44 | 1 | 365 | 13.078 | 0.21609 | 13 | 0.29407
39669 | 9.88 | 1 | 365 | 11.2946 | 0.64117 | 11 | 0.93578
39577 | 6.5 | 1 | 365 | 7.4307 | 0.8955 | 8 | 0.32617
38147 | 2.6 | 1 | 365 | 2.9723 | 0.9582 | 3 | 0.93047
41062 | 10.335 | 1 | 365 | 11.8148 | 0.68385 | 12 | 0.49862
40445 | 4.94 | 1 | 365 | 5.6473 | 0.32058 | 5 | 0.96789
40418 | 14.04 | 1 | 365 | 16.0502 | 0.17429 | 16 | 0.22454
42194 | 13.52 | 1 | 365 | 15.4558 | 0.98265 | 16 | 0.43844
38024 | 6.625 | 1 | 365 | 7.5736 | 0.18196 | 7 | 0.75552
39971 | 9.01 | 1 | 365 | 10.3001 | 0.64746 | 10 | 0.94751
40744 | 8.48 | 1 | 365 | 9.6942 | 0.4329 | 10 | 0.12707
38595 | 7.28 | 1 | 365 | 8.3224 | 0.68296 | 9 | 0.0053149
38210 | 10.92 | 1 | 365 | 12.4835 | 0.024447 | 12 | 0.50797
42937 | 5.2 | 1 | 365 | 5.9445 | 0.9164 | 6 | 0.86094
50504 | 3.38 | 1 | 365 | 3.8639 | 0.74566 | 4 | 0.60961
42381 | 5.98 | 1 | 365 | 6.8362 | 0.70386 | 7 | 0.54008
42600 | 11.44 | 1 | 365 | 13.078 | 0.21609 | 13 | 0.29407
42012 | 9.1 | 1 | 365 | 10.4029 | 0.85371 | 11 | 0.25664
42371 | 6.885 | 1 | 365 | 7.8708 | 0.77778 | 8 | 0.64857
42995 | 13.78 | 1 | 365 | 15.753 | 0.57847 | 16 | 0.33149
40300 | 2.6 | 1 | 365 | 2.9723 | 0.9582 | 3 | 0.93047
40673 | 5.2 | 1 | 365 | 5.9445 | 0.9164 | 6 | 0.86094
39724 | 10.92 | 1 | 365 | 12.4835 | 0.024447 | 12 | 0.50797
41196 | 8.32 | 1 | 365 | 9.5113 | 0.066245 | 9 | 0.5775
40643 | 6.375 | 1 | 365 | 7.2878 | 0.60905 | 7 | 0.89682
38295 | 5.2 | 1 | 365 | 5.9445 | 0.9164 | 6 | 0.86094
41458 | 4.16 | 1 | 365 | 4.7556 | 0.53312 | 5 | 0.28875
39563 | 5.61 | 1 | 365 | 6.4132 | 0.85597 | 7 | 0.26921
43711 | 4.94 | 1 | 365 | 5.6473 | 0.32058 | 5 | 0.96789
39583 | 5.46 | 1 | 365 | 6.2418 | 0.51222 | 6 | 0.75399
40530 | 2.86 | 1 | 365 | 3.2695 | 0.55402 | 3 | 0.82352
41846 | 10.14 | 1 | 365 | 11.5918 | 0.23699 | 11 | 0.82883
38160 | 9.1 | 1 | 365 | 10.4029 | 0.85371 | 11 | 0.25664
40533 | 14.04 | 1 | 365 | 16.0502 | 0.17429 | 16 | 0.22454
38975 | 10.92 | 1 | 365 | 12.4835 | 0.024447 | 12 | 0.50797
47416 | 10.455 | 1 | 365 | 11.9519 | 0.95885 | 12 | 0.91079
41202 | 12.22 | 1 | 365 | 13.9697 | 0.0035475 | 13 | 0.97321
48474 | 4.16 | 1 | 365 | 4.7556 | 0.53312 | 5 | 0.28875
37881 | 7.8 | 1 | 365 | 8.9168 | 0.8746 | 9 | 0.79141
41224 | 2.86 | 1 | 365 | 3.2695 | 0.55402 | 3 | 0.82352
39266 | 5.98 | 1 | 365 | 6.8362 | 0.70386 | 7 | 0.54008
39214 | 4.16 | 1 | 365 | 4.7556 | 0.53312 | 5 | 0.28875
45048 | 3.12 | 1 | 365 | 3.5667 | 0.14984 | 3 | 0.71656
40872 | 5.46 | 1 | 365 | 6.2418 | 0.51222 | 6 | 0.75399
39995 | 7.02 | 1 | 365 | 8.0251 | 0.087144 | 8 | 0.11227
38749 | 11.18 | 1 | 365 | 12.7808 | 0.62027 | 13 | 0.40102
40221 | 7.54 | 1 | 365 | 8.6196 | 0.27878 | 8 | 0.89836
38185 | 9.805 | 1 | 365 | 11.2089 | 0.46929 | 11 | 0.67817
41887 | 4.08 | 1 | 365 | 4.6642 | 0.34979 | 5 | 0.013968
38323 | 6.375 | 1 | 365 | 7.2878 | 0.60905 | 7 | 0.89682
41575 | 2.86 | 1 | 365 | 3.2695 | 0.55402 | 3 | 0.82352
39218 | 8.84 | 1 | 365 | 10.1057 | 0.25789 | 10 | 0.3636
39127 | 5.98 | 1 | 365 | 6.8362 | 0.70386 | 7 | 0.54008
39956 | 13.26 | 1 | 365 | 15.1586 | 0.38683 | 15 | 0.54539
40143 | 5.72 | 1 | 365 | 6.539 | 0.10804 | 6 | 0.64703
40036 | 3.12 | 1 | 365 | 3.5667 | 0.14984 | 3 | 0.71656
42386 | 3.9 | 1 | 365 | 4.4584 | 0.9373 | 5 | 0.3957
43031 | 3.9 | 1 | 365 | 4.4584 | 0.9373 | 5 | 0.3957
39967 | 11.44 | 1 | 365 | 13.078 | 0.21609 | 13 | 0.29407
39731 | 10.92 | 1 | 365 | 12.4835 | 0.024447 | 12 | 0.50797
39712 | 8.06 | 1 | 365 | 9.214 | 0.47042 | 9 | 0.68446
40552 | 10.4 | 1 | 365 | 11.8891 | 0.83281 | 12 | 0.72188
39014 | 2.04 | 1 | 365 | 2.3321 | 0.6749 | 3 | 0.0069838
40917 | 10.07 | 1 | 365 | 11.5118 | 0.076573 | 11 | 0.5884
42322 | 3.825 | 1 | 365 | 4.3727 | 0.76543 | 5 | 0.13809
41895 | 5.46 | 1 | 365 | 6.2418 | 0.51222 | 6 | 0.75399
42404 | 5.035 | 1 | 365 | 5.7559 | 0.53829 | 6 | 0.2942
40520 | 12.22 | 1 | 365 | 13.9697 | 0.0035475 | 13 | 0.97321
38739 | 7.02 | 1 | 365 | 8.0251 | 0.087144 | 8 | 0.11227
40293 | 4.335 | 1 | 365 | 4.9557 | 0.93416 | 5 | 0.88984
40465 | 6.625 | 1 | 365 | 7.5736 | 0.18196 | 7 | 0.75552
42599 | 3.64 | 1 | 365 | 4.1612 | 0.34148 | 4 | 0.50266
38080 | 6.5 | 1 | 365 | 7.4307 | 0.8955 | 8 | 0.32617
39199 | 9.62 | 1 | 365 | 10.9974 | 0.045346 | 11 | 0.042738
39496 | 4.59 | 1 | 365 | 5.2472 | 0.51852 | 5 | 0.76571
39992 | 6.76 | 1 | 365 | 7.7279 | 0.49132 | 8 | 0.21922
40311 | 10.4 | 1 | 365 | 11.8891 | 0.83281 | 12 | 0.72188
41949 | 2.86 | 1 | 365 | 3.2695 | 0.55402 | 3 | 0.82352
47904 | 13.26 | 1 | 365 | 15.1586 | 0.38683 | 15 | 0.54539
43726 | 9.69 | 1 | 365 | 11.0774 | 0.20576 | 11 | 0.28317
38703 | 6.76 | 1 | 365 | 7.7279 | 0.49132 | 8 | 0.21922
38495 | 4.68 | 1 | 365 | 5.3501 | 0.72476 | 6 | 0.074845
40768 | 6.76 | 1 | 365 | 7.7279 | 0.49132 | 8 | 0.21922
42549 | 6.095 | 1 | 365 | 6.9677 | 0.9674 | 7 | 0.93508
41189 | 7.685 | 1 | 365 | 8.7853 | 0.61107 | 9 | 0.39641
42659 | 13.25 | 1 | 365 | 15.1471 | 0.36391 | 15 | 0.51105
39065 | 14.04 | 1 | 365 | 16.0502 | 0.17429 | 16 | 0.22454
38547 | 5.2 | 1 | 365 | 5.9445 | 0.9164 | 6 | 0.86094
38742 | 6.76 | 1 | 365 | 7.7279 | 0.49132 | 8 | 0.21922
41511 | 3.38 | 1 | 365 | 3.8639 | 0.74566 | 4 | 0.60961
40746 | 8.415 | 1 | 365 | 9.6199 | 0.28395 | 9 | 0.90381
38803 | 15.555 | 1 | 365 | 17.7822 | 0.64609 | 18 | 0.42825
1400 | 2694 | 1 | 365 | 3079.7269 | 0.6135 | 3080 | 0.34042
46980 | 7.6 | 1 | 365 | 8.6882 | 0.41628 | 9 | 0.10445
42760 | 8.25 | 1 | 365 | 9.4312 | 0.90583 | 10 | 0.33707
38113 | 4.77 | 1 | 365 | 5.453 | 0.93101 | 6 | 0.38398
41953 | 6.24 | 1 | 365 | 7.1334 | 0.29968 | 7 | 0.43313
49812 | 7.68 | 1 | 365 | 8.7796 | 0.59961 | 9 | 0.37923
51689 | 15.86 | 1 | 365 | 18.1308 | 0.34503 | 18 | 0.47586
39354 | 7.28 | 1 | 365 | 8.3224 | 0.68296 | 9 | 0.0053149
32265 | 6.76 | 1 | 365 | 7.7279 | 0.49132 | 8 | 0.21922
40345 | 7.54 | 1 | 365 | 8.6196 | 0.27878 | 8 | 0.89836
52258 | 6.76 | 1 | 365 | 7.7279 | 0.49132 | 8 | 0.21922
41784 | 2.34 | 1 | 365 | 2.675 | 0.36238 | 3 | 0.037423
41346 | 6.12 | 1 | 365 | 6.9963 | 0.02469 | 7 | 0.020952
52114 | 8.06 | 1 | 365 | 9.214 | 0.47042 | 9 | 0.68446
38267 | 10.6 | 1 | 365 | 12.1177 | 0.29113 | 12 | 0.40884
37620 | 10.66 | 1 | 365 | 12.1863 | 0.42863 | 12 | 0.61493
39384 | 10.4 | 1 | 365 | 11.8891 | 0.83281 | 12 | 0.72188
40064 | 7.02 | 1 | 365 | 8.0251 | 0.087144 | 8 | 0.11227
39590 | 3.12 | 1 | 365 | 3.5667 | 0.14984 | 3 | 0.71656
49769 | 9.6 | 1 | 365 | 10.9745 | 0.99951 | 11 | 0.97404
41910 | 9.1 | 1 | 365 | 10.4029 | 0.85371 | 11 | 0.25664
38453 | 4.42 | 1 | 365 | 5.0529 | 0.12894 | 5 | 0.1818
37422 | 8.413 | 1 | 365 | 9.6176 | 0.27937 | 9 | 0.89694
42075 | 4.68 | 1 | 365 | 5.3501 | 0.72476 | 6 | 0.074845
39530 | 6.5 | 1 | 365 | 7.4307 | 0.8955 | 8 | 0.32617
45396 | 4.41 | 1 | 365 | 5.0414 | 0.10603 | 5 | 0.14745
40735 | 9.88 | 1 | 365 | 11.2946 | 0.64117 | 11 | 0.93578
39681 | 2.34 | 1 | 365 | 2.675 | 0.36238 | 3 | 0.037423
44580 | 6.4 | 1 | 365 | 7.3164 | 0.66634 | 7 | 0.98269
38056 | 6.5 | 1 | 365 | 7.4307 | 0.8955 | 8 | 0.32617
44065 | 5.99 | 1 | 365 | 6.8476 | 0.72678 | 7 | 0.57443
38727 | 5.2 | 1 | 365 | 5.9445 | 0.9164 | 6 | 0.86094
39439 | 6.76 | 1 | 365 | 7.7279 | 0.49132 | 8 | 0.21922
38236 | 11.13 | 1 | 365 | 12.7236 | 0.50569 | 13 | 0.22928
37736 | 3.64 | 1 | 365 | 4.1612 | 0.34148 | 4 | 0.50266
53147 | 5.2 | 1 | 365 | 5.9445 | 0.9164 | 6 | 0.86094
40176 | 5.98 | 1 | 365 | 6.8362 | 0.70386 | 7 | 0.54008
40866 | 9.36 | 1 | 365 | 10.7002 | 0.44953 | 11 | 0.14969
54086 | 9.86 | 1 | 365 | 11.2718 | 0.59533 | 11 | 0.86709
50152 | 8.58 | 1 | 365 | 9.8085 | 0.66207 | 10 | 0.47055
41470 | 4.68 | 1 | 365 | 5.3501 | 0.72476 | 6 | 0.074845
40029 | 11.7 | 1 | 365 | 13.3752 | 0.81191 | 14 | 0.18711
51199 | 8.32 | 1 | 365 | 9.5113 | 0.066245 | 9 | 0.5775
38581 | 8.84 | 1 | 365 | 10.1057 | 0.25789 | 10 | 0.3636
44131 | 8.68 | 1 | 365 | 9.9228 | 0.89123 | 10 | 0.81403
50918 | 16.2 | 1 | 365 | 18.5195 | 0.12418 | 18 | 0.6437
36183 | 11.385 | 1 | 365 | 13.0151 | 0.090048 | 13 | 0.10515
37035 | 7.521 | 1 | 365 | 8.5979 | 0.23524 | 8 | 0.8331
44582 | 10.4 | 1 | 365 | 11.8891 | 0.83281 | 12 | 0.72188
46759 | 7.705 | 1 | 365 | 8.8082 | 0.6569 | 9 | 0.4651
44137 | 9.9 | 1 | 365 | 11.3175 | 0.687 | 12 | 0.0044804
40364 | 9.36 | 1 | 365 | 10.7002 | 0.44953 | 11 | 0.14969
44356 | 9.45 | 1 | 365 | 10.8031 | 0.65577 | 11 | 0.45882
51001 | 6.3 | 1 | 365 | 7.202 | 0.43718 | 7 | 0.63921
43033 | 5.98 | 1 | 365 | 6.8362 | 0.70386 | 7 | 0.54008
46462 | 13.5 | 1 | 365 | 15.4329 | 0.93682 | 16 | 0.36975
40024 | 14.04 | 1 | 365 | 16.0502 | 0.17429 | 16 | 0.22454
53364 | 5.2 | 1 | 365 | 5.9445 | 0.9164 | 6 | 0.86094
49933 | 8.64 | 1 | 365 | 9.8771 | 0.79956 | 10 | 0.67664
43684 | 7.28 | 1 | 365 | 8.3224 | 0.68296 | 9 | 0.0053149
39409 | 4.16 | 1 | 365 | 4.7556 | 0.53312 | 5 | 0.28875
40981 | 8.84 | 1 | 365 | 10.1057 | 0.25789 | 10 | 0.3636
48903 | 10.4 | 1 | 365 | 11.8891 | 0.83281 | 12 | 0.72188
40821 | 3.12 | 1 | 365 | 3.5667 | 0.14984 | 3 | 0.71656
38758 | 7.7 | 1 | 365 | 8.8025 | 0.64544 | 9 | 0.44793
39640 | 8.32 | 1 | 365 | 9.5113 | 0.066245 | 9 | 0.5775
50155 | 6.84 | 1 | 365 | 7.8194 | 0.67465 | 8 | 0.494
49855 | 5.7 | 1 | 365 | 6.5161 | 0.062211 | 6 | 0.57834
40538 | 9.88 | 1 | 365 | 11.2946 | 0.64117 | 11 | 0.93578
79 | 3001.2 | 0.7 | 365 | 2401.6383 | 0.31856 | 2401 | 0.95683
40714 | 5.3 | 1 | 365 | 6.0589 | 0.14556 | 6 | 0.20442
42923 | 5.2 | 1 | 365 | 5.9445 | 0.9164 | 6 | 0.86094
50712 | 12.22 | 1 | 365 | 13.9697 | 0.0035475 | 13 | 0.97321
39084 | 6.095 | 1 | 365 | 6.9677 | 0.9674 | 7 | 0.93508
52919 | 14.025 | 1 | 365 | 16.0331 | 0.13991 | 16 | 0.17301
40933 | 8.745 | 1 | 365 | 9.9971 | 0.040182 | 10 | 0.037291
41725 | 4.16 | 1 | 365 | 4.7556 | 0.53312 | 5 | 0.28875
39158 | 2.86 | 1 | 365 | 3.2695 | 0.55402 | 3 | 0.82352
39125 | 3.12 | 1 | 365 | 3.5667 | 0.14984 | 3 | 0.71656
40945 | 4.68 | 1 | 365 | 5.3501 | 0.72476 | 6 | 0.074845
40602 | 5.98 | 1 | 365 | 6.8362 | 0.70386 | 7 | 0.54008
50306 | 8.925 | 1 | 365 | 10.2029 | 0.45267 | 10 | 0.65555
55344 | 8.37 | 1 | 365 | 9.5684 | 0.18083 | 9 | 0.74924
42365 | 6.5 | 1 | 365 | 7.4307 | 0.8955 | 8 | 0.32617
46812 | 16.24 | 1 | 365 | 18.5652 | 0.21584 | 18 | 0.78109
40764 | 3.06 | 1 | 365 | 3.4981 | 0.012345 | 3 | 0.51048
35116 | 301.34 | 0.9 | 365 | 310.0373 | 0.50001 | 310 | 0.53728
38987 | 3.12 | 1 | 365 | 3.5667 | 0.14984 | 3 | 0.71656
48857 | 20.4 | 1 | 365 | 23.3209 | 0.74897 | 24 | 0.069838
41460 | 8.06 | 1 | 365 | 9.214 | 0.47042 | 9 | 0.68446
51109 | 3.8 | 1 | 365 | 4.3441 | 0.70814 | 5 | 0.052225
41632 | 3.12 | 1 | 365 | 3.5667 | 0.14984 | 3 | 0.71656
50471 | 6.375 | 1 | 365 | 7.2878 | 0.60905 | 7 | 0.89682
39244 | 6.76 | 1 | 365 | 7.7279 | 0.49132 | 8 | 0.21922
39139 | 6.63 | 1 | 365 | 7.5793 | 0.19341 | 7 | 0.7727
47609 | 7.525 | 1 | 365 | 8.6024 | 0.24441 | 8 | 0.84684
48522 | 11.4 | 1 | 365 | 13.0323 | 0.12442 | 13 | 0.15667
38457 | 4.08 | 1 | 365 | 4.6642 | 0.34979 | 5 | 0.013968
49721 | 7.15 | 1 | 365 | 8.1737 | 0.38505 | 8 | 0.55879
41980 | 5.98 | 1 | 365 | 6.8362 | 0.70386 | 7 | 0.54008
40830 | 8.06 | 1 | 365 | 9.214 | 0.47042 | 9 | 0.68446
41680 | 10.4 | 1 | 365 | 11.8891 | 0.83281 | 12 | 0.72188
38215 | 10.4 | 1 | 365 | 11.8891 | 0.83281 | 12 | 0.72188
38519 | 7.42 | 1 | 365 | 8.4824 | 0.0037907 | 8 | 0.48619
40338 | 9.69 | 1 | 365 | 11.0774 | 0.20576 | 11 | 0.28317
41463 | 6.24 | 1 | 365 | 7.1334 | 0.29968 | 7 | 0.43313
39659 | 7.395 | 1 | 365 | 8.4538 | 0.9465 | 9 | 0.40032
41834 | 10.965 | 1 | 365 | 12.535 | 0.12757 | 12 | 0.66254
41071 | 6.76 | 1 | 365 | 7.7279 | 0.49132 | 8 | 0.21922
41010 | 4.68 | 1 | 365 | 5.3501 | 0.72476 | 6 | 0.074845
45920 | 7.02 | 1 | 365 | 8.0251 | 0.087144 | 8 | 0.11227
41164 | 7.14 | 1 | 365 | 8.1623 | 0.36214 | 8 | 0.52444
42918 | 7.28 | 1 | 365 | 8.3224 | 0.68296 | 9 | 0.0053149
39423 | 3.06 | 1 | 365 | 3.4981 | 0.012345 | 3 | 0.51048
40218 | 5.46 | 1 | 365 | 6.2418 | 0.51222 | 6 | 0.75399
39169 | 11.7 | 1 | 365 | 13.3752 | 0.81191 | 14 | 0.18711
41029 | 7.28 | 1 | 365 | 8.3224 | 0.68296 | 9 | 0.0053149
38444 | 10.455 | 1 | 365 | 11.9519 | 0.95885 | 12 | 0.91079
37993 | 13.52 | 1 | 365 | 15.4558 | 0.98265 | 16 | 0.43844
39452 | 9.54 | 1 | 365 | 10.9059 | 0.86202 | 11 | 0.76795
41779 | 6.885 | 1 | 365 | 7.8708 | 0.77778 | 8 | 0.64857
39516 | 9.88 | 1 | 365 | 11.2946 | 0.64117 | 11 | 0.93578
50532 | 7.8 | 1 | 365 | 8.9168 | 0.8746 | 9 | 0.79141
42015 | 9.88 | 1 | 365 | 11.2946 | 0.64117 | 11 | 0.93578
38462 | 10.4 | 1 | 365 | 11.8891 | 0.83281 | 12 | 0.72188
41471 | 9.36 | 1 | 365 | 10.7002 | 0.44953 | 11 | 0.14969
39250 | 8.06 | 1 | 365 | 9.214 | 0.47042 | 9 | 0.68446
39492 | 6.095 | 1 | 365 | 6.9677 | 0.9674 | 7 | 0.93508
41086 | 7.54 | 1 | 365 | 8.6196 | 0.27878 | 8 | 0.89836
39077 | 6.63 | 1 | 365 | 7.5793 | 0.19341 | 7 | 0.7727
42085 | 5.46 | 1 | 365 | 6.2418 | 0.51222 | 6 | 0.75399
38221 | 5.1 | 1 | 365 | 5.8302 | 0.68724 | 6 | 0.51746
41770 | 5.61 | 1 | 365 | 6.4132 | 0.85597 | 7 | 0.26921
39729 | 5.2 | 1 | 365 | 5.9445 | 0.9164 | 6 | 0.86094
40325 | 6.76 | 1 | 365 | 7.7279 | 0.49132 | 8 | 0.21922
40166 | 3.64 | 1 | 365 | 4.1612 | 0.34148 | 4 | 0.50266
43084 | 3.975 | 1 | 365 | 4.5441 | 0.10917 | 4 | 0.65331
40572 | 7.28 | 1 | 365 | 8.3224 | 0.68296 | 9 | 0.0053149
42276 | 5.2 | 1 | 365 | 5.9445 | 0.9164 | 6 | 0.86094
38308 | 7.28 | 1 | 365 | 8.3224 | 0.68296 | 9 | 0.0053149
40301 | 7.395 | 1 | 365 | 8.4538 | 0.9465 | 9 | 0.40032
56640 | 6.3 | 1 | 365 | 7.202 | 0.43718 | 7 | 0.63921
50343 | 9.62 | 1 | 365 | 10.9974 | 0.045346 | 11 | 0.042738
56714 | 4.59 | 1 | 365 | 5.2472 | 0.51852 | 5 | 0.76571
56713 | 5.46 | 1 | 365 | 6.2418 | 0.51222 | 6 | 0.75399
56710 | 6.05 | 1 | 365 | 6.9162 | 0.86428 | 7 | 0.78052
56637 | 6.5 | 1 | 365 | 7.4307 | 0.8955 | 8 | 0.32617
56596 | 11.2 | 1 | 365 | 12.8036 | 0.6661 | 13 | 0.46972
56594 | 7.95 | 1 | 365 | 9.0883 | 0.21835 | 9 | 0.30663
56581 | 4.68 | 1 | 365 | 5.3501 | 0.72476 | 6 | 0.074845
50665 | 9.25 | 1 | 365 | 10.5744 | 0.19745 | 10 | 0.77186
44322 | 22.96 | 1 | 365 | 26.2474 | 0.6155 | 26 | 0.86292
46826 | 6 | 1 | 365 | 6.8591 | 0.7497 | 7 | 0.60878
47327 | 7.44 | 1 | 365 | 8.5053 | 0.049623 | 8 | 0.55488
41996 | 9.88 | 1 | 365 | 11.2946 | 0.64117 | 11 | 0.93578
56632 | 4.2 | 1 | 365 | 4.8014 | 0.62479 | 5 | 0.42614
56629 | 4.16 | 1 | 365 | 4.7556 | 0.53312 | 5 | 0.28875
45913 | 6.375 | 1 | 365 | 7.2878 | 0.60905 | 7 | 0.89682
55115 | 6.2 | 1 | 365 | 7.0877 | 0.20802 | 7 | 0.29574
56787 | 10.335 | 1 | 365 | 11.8148 | 0.68385 | 12 | 0.49862
56789 | 8.215 | 1 | 365 | 9.3912 | 0.82563 | 10 | 0.21685
40118 | 5.46 | 1 | 365 | 6.2418 | 0.51222 | 6 | 0.75399
56794 | 4.8 | 1 | 365 | 5.4873 | 0.99976 | 6 | 0.48702
56795 | 10.07 | 1 | 365 | 11.5118 | 0.076573 | 11 | 0.5884
41510 | 14.025 | 1 | 365 | 16.0331 | 0.13991 | 16 | 0.17301
39013 | 8.06 | 1 | 365 | 9.214 | 0.47042 | 9 | 0.68446
41216 | 5.61 | 1 | 365 | 6.4132 | 0.85597 | 7 | 0.26921
38509 | 11.66 | 1 | 365 | 13.3295 | 0.72024 | 14 | 0.049721
41473 | 7.02 | 1 | 365 | 8.0251 | 0.087144 | 8 | 0.11227
34878 | 94.64 | 0.9 | 365 | 97.3715 | 0.19068 | 97 | 0.56218
43441 | 6.6 | 1 | 365 | 7.545 | 0.12467 | 7 | 0.66965
47828 | 9 | 1 | 365 | 10.2886 | 0.62454 | 10 | 0.91316
53163 | 6.3 | 1 | 365 | 7.202 | 0.43718 | 7 | 0.63921
43843 | 6.76 | 1 | 365 | 7.7279 | 0.49132 | 8 | 0.21922
56798 | 9 | 1 | 365 | 10.2886 | 0.62454 | 10 | 0.91316
56799 | 6.21 | 1 | 365 | 7.0991 | 0.23094 | 7 | 0.33008
56800 | 11.925 | 1 | 365 | 13.6324 | 0.32752 | 13 | 0.95994
41733 | 7.28 | 1 | 365 | 8.3224 | 0.68296 | 9 | 0.0053149
56801 | 4.5 | 1 | 365 | 5.1443 | 0.31227 | 5 | 0.45658
56807 | 6.095 | 1 | 365 | 6.9677 | 0.9674 | 7 | 0.93508
56808 | 9.075 | 1 | 365 | 10.3744 | 0.79642 | 11 | 0.17077
40307 | 3.64 | 1 | 365 | 4.1612 | 0.34148 | 4 | 0.50266
56791 | 4.14 | 1 | 365 | 4.7328 | 0.48729 | 5 | 0.22006
38194 | 7.8 | 1 | 365 | 8.9168 | 0.8746 | 9 | 0.79141
56818 | 9.3 | 1 | 365 | 10.6316 | 0.31203 | 10 | 0.9436
41648 | 7.14 | 1 | 365 | 8.1623 | 0.36214 | 8 | 0.52444
41214 | 6.12 | 1 | 365 | 6.9963 | 0.02469 | 7 | 0.020952
46428 | 6 | 1 | 365 | 6.8591 | 0.7497 | 7 | 0.60878
48289 | 7.2 | 1 | 365 | 8.2309 | 0.49964 | 8 | 0.73053
38344 | 7.28 | 1 | 365 | 8.3224 | 0.68296 | 9 | 0.0053149
52582 | 7.125 | 1 | 365 | 8.1452 | 0.32776 | 8 | 0.47292
52956 | 7.8 | 1 | 365 | 8.9168 | 0.8746 | 9 | 0.79141
48524 | 6.76 | 1 | 365 | 7.7279 | 0.49132 | 8 | 0.21922
48523 | 5.2 | 1 | 365 | 5.9445 | 0.9164 | 6 | 0.86094
41851 | 4.94 | 1 | 365 | 5.6473 | 0.32058 | 5 | 0.96789
47651 | 6.3 | 1 | 365 | 7.202 | 0.43718 | 7 | 0.63921
56918 | 3.71 | 1 | 365 | 4.2412 | 0.5019 | 4 | 0.74309
40044 | 12.22 | 1 | 365 | 13.9697 | 0.0035475 | 13 | 0.97321
56898 | 6.16 | 1 | 365 | 7.042 | 0.11635 | 7 | 0.15834
56831 | 9.805 | 1 | 365 | 11.2089 | 0.46929 | 11 | 0.67817
42399 | 12.24 | 1 | 365 | 13.9925 | 0.04938 | 14 | 0.041903
42398 | 5.98 | 1 | 365 | 6.8362 | 0.70386 | 7 | 0.54008
42134 | 5.61 | 1 | 365 | 6.4132 | 0.85597 | 7 | 0.26921
41581 | 2.295 | 1 | 365 | 2.6236 | 0.25926 | 2 | 0.88286
41728 | 8.06 | 1 | 365 | 9.214 | 0.47042 | 9 | 0.68446
39128 | 2.08 | 1 | 365 | 2.3778 | 0.76656 | 3 | 0.14438
39116 | 6.5 | 1 | 365 | 7.4307 | 0.8955 | 8 | 0.32617
41434 | 7.14 | 1 | 365 | 8.1623 | 0.36214 | 8 | 0.52444
39921 | 7.28 | 1 | 365 | 8.3224 | 0.68296 | 9 | 0.0053149
37864 | 5.355 | 1 | 365 | 6.1217 | 0.2716 | 6 | 0.39333
53151 | 5.865 | 1 | 365 | 6.7048 | 0.44033 | 7 | 0.14508
41424 | 7.54 | 1 | 365 | 8.6196 | 0.27878 | 8 | 0.89836
42213 | 3.38 | 1 | 365 | 3.8639 | 0.74566 | 4 | 0.60961
41213 | 6.375 | 1 | 365 | 7.2878 | 0.60905 | 7 | 0.89682
53159 | 8.32 | 1 | 365 | 9.5113 | 0.066245 | 9 | 0.5775
53161 | 3.06 | 1 | 365 | 3.4981 | 0.012345 | 3 | 0.51048
53169 | 10.53 | 1 | 365 | 12.0377 | 0.13072 | 12 | 0.1684
41794 | 9.62 | 1 | 365 | 10.9974 | 0.045346 | 11 | 0.042738
42603 | 9.945 | 1 | 365 | 11.3689 | 0.79012 | 12 | 0.15905
53170 | 8.84 | 1 | 365 | 10.1057 | 0.25789 | 10 | 0.3636
39455 | 6.48 | 1 | 365 | 7.4078 | 0.84967 | 8 | 0.25748
41562 | 6.5 | 1 | 365 | 7.4307 | 0.8955 | 8 | 0.32617
53171 | 6.885 | 1 | 365 | 7.8708 | 0.77778 | 8 | 0.64857
37921 | 3.64 | 1 | 365 | 4.1612 | 0.34148 | 4 | 0.50266
40027 | 9.62 | 1 | 365 | 10.9974 | 0.045346 | 11 | 0.042738
41900 | 11.395 | 1 | 365 | 13.0265 | 0.11296 | 13 | 0.1395
37779 | 7.8 | 1 | 365 | 8.9168 | 0.8746 | 9 | 0.79141
39615 | 3.9 | 1 | 365 | 4.4584 | 0.9373 | 5 | 0.3957
38195 | 7.54 | 1 | 365 | 8.6196 | 0.27878 | 8 | 0.89836
41841 | 5.2 | 1 | 365 | 5.9445 | 0.9164 | 6 | 0.86094
38319 | 9.1 | 1 | 365 | 10.4029 | 0.85371 | 11 | 0.25664
40255 | 6.76 | 1 | 365 | 7.7279 | 0.49132 | 8 | 0.21922
38493 | 10.14 | 1 | 365 | 11.5918 | 0.23699 | 11 | 0.82883
38902 | 5.46 | 1 | 365 | 6.2418 | 0.51222 | 6 | 0.75399
39718 | 13.26 | 1 | 365 | 15.1586 | 0.38683 | 15 | 0.54539
50631 | 6.75 | 1 | 365 | 7.7165 | 0.46841 | 8 | 0.18487
40484 | 9.62 | 1 | 365 | 10.9974 | 0.045346 | 11 | 0.042738
42907 | 4.42 | 1 | 365 | 5.0529 | 0.12894 | 5 | 0.1818
38868 | 2.86 | 1 | 365 | 3.2695 | 0.55402 | 3 | 0.82352
45897 | 2.86 | 1 | 365 | 3.2695 | 0.55402 | 3 | 0.82352
42461 | 5.035 | 1 | 365 | 5.7559 | 0.53829 | 6 | 0.2942
40668 | 7.155 | 1 | 365 | 8.1795 | 0.39651 | 8 | 0.57597
37816 | 4.68 | 1 | 365 | 5.3501 | 0.72476 | 6 | 0.074845
41853 | 7.65 | 1 | 365 | 8.7453 | 0.53086 | 9 | 0.27619
37974 | 11.96 | 1 | 365 | 13.6724 | 0.40773 | 14 | 0.08016
41457 | 7.28 | 1 | 365 | 8.3224 | 0.68296 | 9 | 0.0053149
41094 | 8.32 | 1 | 365 | 9.5113 | 0.066245 | 9 | 0.5775
45346 | 2.86 | 1 | 365 | 3.2695 | 0.55402 | 3 | 0.82352
53174 | 7.14 | 1 | 365 | 8.1623 | 0.36214 | 8 | 0.52444
39362 | 7.65 | 1 | 365 | 8.7453 | 0.53086 | 9 | 0.27619
41455 | 4.42 | 1 | 365 | 5.0529 | 0.12894 | 5 | 0.1818
39860 | 4.59 | 1 | 365 | 5.2472 | 0.51852 | 5 | 0.76571
43116 | 3.12 | 1 | 365 | 3.5667 | 0.14984 | 3 | 0.71656
42362 | 7.42 | 1 | 365 | 8.4824 | 0.0037907 | 8 | 0.48619
41309 | 3.12 | 1 | 365 | 3.5667 | 0.14984 | 3 | 0.71656
45362 | 4.335 | 1 | 365 | 4.9557 | 0.93416 | 5 | 0.88984
42972 | 7.65 | 1 | 365 | 8.7453 | 0.53086 | 9 | 0.27619
41578 | 7.8 | 1 | 365 | 8.9168 | 0.8746 | 9 | 0.79141
41292 | 4.59 | 1 | 365 | 5.2472 | 0.51852 | 5 | 0.76571
40859 | 4.16 | 1 | 365 | 4.7556 | 0.53312 | 5 | 0.28875
38939 | 14.04 | 1 | 365 | 16.0502 | 0.17429 | 16 | 0.22454
45668 | 9.18 | 1 | 365 | 10.4944 | 0.037035 | 10 | 0.53143
41129 | 5.1 | 1 | 365 | 5.8302 | 0.68724 | 6 | 0.51746
40762 | 9.36 | 1 | 365 | 10.7002 | 0.44953 | 11 | 0.14969
45666 | 6.12 | 1 | 365 | 6.9963 | 0.02469 | 7 | 0.020952
40229 | 5.98 | 1 | 365 | 6.8362 | 0.70386 | 7 | 0.54008
39336 | 3.12 | 1 | 365 | 3.5667 | 0.14984 | 3 | 0.71656
43303 | 5.035 | 1 | 365 | 5.7559 | 0.53829 | 6 | 0.2942
39517 | 4.845 | 1 | 365 | 5.5387 | 0.10288 | 5 | 0.64159
39660 | 4.94 | 1 | 365 | 5.6473 | 0.32058 | 5 | 0.96789
40295 | 4.68 | 1 | 365 | 5.3501 | 0.72476 | 6 | 0.074845
53165 | 6.24 | 1 | 365 | 7.1334 | 0.29968 | 7 | 0.43313
53172 | 4.59 | 1 | 365 | 5.2472 | 0.51852 | 5 | 0.76571
45941 | 9.1 | 1 | 365 | 10.4029 | 0.85371 | 11 | 0.25664
53177 | 12.48 | 1 | 365 | 14.2669 | 0.59937 | 14 | 0.86625
53175 | 7.395 | 1 | 365 | 8.4538 | 0.9465 | 9 | 0.40032
39951 | 7.02 | 1 | 365 | 8.0251 | 0.087144 | 8 | 0.11227
53183 | 3.38 | 1 | 365 | 3.8639 | 0.74566 | 4 | 0.60961
38512 | 6.24 | 1 | 365 | 7.1334 | 0.29968 | 7 | 0.43313
39399 | 7.02 | 1 | 365 | 8.0251 | 0.087144 | 8 | 0.11227
38908 | 10.14 | 1 | 365 | 11.5918 | 0.23699 | 11 | 0.82883
39993 | 6.625 | 1 | 365 | 7.5736 | 0.18196 | 7 | 0.75552
40537 | 4.68 | 1 | 365 | 5.3501 | 0.72476 | 6 | 0.074845
40156 | 4.94 | 1 | 365 | 5.6473 | 0.32058 | 5 | 0.96789
39253 | 3.9 | 1 | 365 | 4.4584 | 0.9373 | 5 | 0.3957
39440 | 5.035 | 1 | 365 | 5.7559 | 0.53829 | 6 | 0.2942
38028 | 5.72 | 1 | 365 | 6.539 | 0.10804 | 6 | 0.64703
38888 | 12.22 | 1 | 365 | 13.9697 | 0.0035475 | 13 | 0.97321
40881 | 8.58 | 1 | 365 | 9.8085 | 0.66207 | 10 | 0.47055
40938 | 4.94 | 1 | 365 | 5.6473 | 0.32058 | 5 | 0.96789
40827 | 6.095 | 1 | 365 | 6.9677 | 0.9674 | 7 | 0.93508
42393 | 4.42 | 1 | 365 | 5.0529 | 0.12894 | 5 | 0.1818
38204 | 5.2 | 1 | 365 | 5.9445 | 0.9164 | 6 | 0.86094
41386 | 7.14 | 1 | 365 | 8.1623 | 0.36214 | 8 | 0.52444
39092 | 11.96 | 1 | 365 | 13.6724 | 0.40773 | 14 | 0.08016
53255 | 3.315 | 1 | 365 | 3.7896 | 0.59671 | 4 | 0.38635
53315 | 4.42 | 1 | 365 | 5.0529 | 0.12894 | 5 | 0.1818
41469 | 7.02 | 1 | 365 | 8.0251 | 0.087144 | 8 | 0.11227
53362 | 5.2 | 1 | 365 | 5.9445 | 0.9164 | 6 | 0.86094
53393 | 7.65 | 1 | 365 | 8.7453 | 0.53086 | 9 | 0.27619
53395 | 5.355 | 1 | 365 | 6.1217 | 0.2716 | 6 | 0.39333
53398 | 11.18 | 1 | 365 | 12.7808 | 0.62027 | 13 | 0.40102
53411 | 7.395 | 1 | 365 | 8.4538 | 0.9465 | 9 | 0.40032
53417 | 5.355 | 1 | 365 | 6.1217 | 0.2716 | 6 | 0.39333
53422 | 5.61 | 1 | 365 | 6.4132 | 0.85597 | 7 | 0.26921
53426 | 5.46 | 1 | 365 | 6.2418 | 0.51222 | 6 | 0.75399
53188 | 2.805 | 1 | 365 | 3.2066 | 0.42798 | 3 | 0.6346
53432 | 5.1 | 1 | 365 | 5.8302 | 0.68724 | 6 | 0.51746
53435 | 8.16 | 1 | 365 | 9.3283 | 0.69959 | 10 | 0.027935
53433 | 8.16 | 1 | 365 | 9.3283 | 0.69959 | 10 | 0.027935
53436 | 6.63 | 1 | 365 | 7.5793 | 0.19341 | 7 | 0.7727
53438 | 9.69 | 1 | 365 | 11.0774 | 0.20576 | 11 | 0.28317
53201 | 6.12 | 1 | 365 | 6.9963 | 0.02469 | 7 | 0.020952
53439 | 5.565 | 1 | 365 | 6.3618 | 0.75284 | 7 | 0.11464
53440 | 10.66 | 1 | 365 | 12.1863 | 0.42863 | 12 | 0.61493
53442 | 7.28 | 1 | 365 | 8.3224 | 0.68296 | 9 | 0.0053149
35273 | 105.28 | 0.9 | 365 | 108.3186 | 0.1352 | 108 | 0.45379
53447 | 5.1 | 1 | 365 | 5.8302 | 0.68724 | 6 | 0.51746
53213 | 7.395 | 1 | 365 | 8.4538 | 0.9465 | 9 | 0.40032
53456 | 8.32 | 1 | 365 | 9.5113 | 0.066245 | 9 | 0.5775
53458 | 4.94 | 1 | 365 | 5.6473 | 0.32058 | 5 | 0.96789
53222 | 8.415 | 1 | 365 | 9.6199 | 0.28395 | 9 | 0.90381
53223 | 9.69 | 1 | 365 | 11.0774 | 0.20576 | 11 | 0.28317
53224 | 7.42 | 1 | 365 | 8.4824 | 0.0037907 | 8 | 0.48619
53228 | 9.69 | 1 | 365 | 11.0774 | 0.20576 | 11 | 0.28317
53227 | 8.415 | 1 | 365 | 9.6199 | 0.28395 | 9 | 0.90381
53230 | 9.62 | 1 | 365 | 10.9974 | 0.045346 | 11 | 0.042738
53249 | 9.69 | 1 | 365 | 11.0774 | 0.20576 | 11 | 0.28317
53253 | 2.805 | 1 | 365 | 3.2066 | 0.42798 | 3 | 0.6346
53256 | 2.04 | 1 | 365 | 2.3321 | 0.6749 | 3 | 0.0069838
53257 | 9.435 | 1 | 365 | 10.7859 | 0.6214 | 11 | 0.4073
40476 | 6.24 | 1 | 365 | 7.1334 | 0.29968 | 7 | 0.43313
53260 | 10.92 | 1 | 365 | 12.4835 | 0.024447 | 12 | 0.50797
53265 | 6.5 | 1 | 365 | 7.4307 | 0.8955 | 8 | 0.32617
43750 | 7.395 | 1 | 365 | 8.4538 | 0.9465 | 9 | 0.40032
52906 | 8.84 | 1 | 365 | 10.1057 | 0.25789 | 10 | 0.3636
41365 | 16.32 | 1 | 365 | 18.6567 | 0.39917 | 19 | 0.055871
40569 | 4.16 | 1 | 365 | 4.7556 | 0.53312 | 5 | 0.28875
53267 | 8.84 | 1 | 365 | 10.1057 | 0.25789 | 10 | 0.3636
41813 | 5.565 | 1 | 365 | 6.3618 | 0.75284 | 7 | 0.11464
53268 | 3.825 | 1 | 365 | 4.3727 | 0.76543 | 5 | 0.13809
53270 | 7.905 | 1 | 365 | 9.0368 | 0.11522 | 9 | 0.15206
53273 | 5.355 | 1 | 365 | 6.1217 | 0.2716 | 6 | 0.39333
53279 | 10.2 | 1 | 365 | 11.6604 | 0.37448 | 12 | 0.034919
40934 | 5.3 | 1 | 365 | 6.0589 | 0.14556 | 6 | 0.20442
53276 | 3.9 | 1 | 365 | 4.4584 | 0.9373 | 5 | 0.3957
53284 | 4.16 | 1 | 365 | 4.7556 | 0.53312 | 5 | 0.28875
53180 | 5.61 | 1 | 365 | 6.4132 | 0.85597 | 7 | 0.26921
53486 | 3.9 | 1 | 365 | 4.4584 | 0.9373 | 5 | 0.3957
53609 | 11.73 | 1 | 365 | 13.4095 | 0.88066 | 14 | 0.29016
53559 | 6.885 | 1 | 365 | 7.8708 | 0.77778 | 8 | 0.64857
53619 | 3.825 | 1 | 365 | 4.3727 | 0.76543 | 5 | 0.13809
53614 | 4.59 | 1 | 365 | 5.2472 | 0.51852 | 5 | 0.76571
53620 | 10.66 | 1 | 365 | 12.1863 | 0.42863 | 12 | 0.61493
53631 | 8.67 | 1 | 365 | 9.9114 | 0.86831 | 10 | 0.77968
53622 | 7.02 | 1 | 365 | 8.0251 | 0.087144 | 8 | 0.11227
53627 | 14.04 | 1 | 365 | 16.0502 | 0.17429 | 16 | 0.22454
53633 | 2.805 | 1 | 365 | 3.2066 | 0.42798 | 3 | 0.6346
53637 | 9.36 | 1 | 365 | 10.7002 | 0.44953 | 11 | 0.14969
53636 | 9.18 | 1 | 365 | 10.4944 | 0.037035 | 10 | 0.53143
53630 | 3.12 | 1 | 365 | 3.5667 | 0.14984 | 3 | 0.71656
53638 | 7.54 | 1 | 365 | 8.6196 | 0.27878 | 8 | 0.89836
53661 | 4.94 | 1 | 365 | 5.6473 | 0.32058 | 5 | 0.96789
53642 | 4.08 | 1 | 365 | 4.6642 | 0.34979 | 5 | 0.013968
53664 | 8.06 | 1 | 365 | 9.214 | 0.47042 | 9 | 0.68446
53667 | 10.455 | 1 | 365 | 11.9519 | 0.95885 | 12 | 0.91079
53669 | 11.73 | 1 | 365 | 13.4095 | 0.88066 | 14 | 0.29016
39411 | 6.24 | 1 | 365 | 7.1334 | 0.29968 | 7 | 0.43313
39045 | 7.8 | 1 | 365 | 8.9168 | 0.8746 | 9 | 0.79141
41263 | 8.58 | 1 | 365 | 9.8085 | 0.66207 | 10 | 0.47055
42123 | 4.845 | 1 | 365 | 5.5387 | 0.10288 | 5 | 0.64159
39287 | 2.08 | 1 | 365 | 2.3778 | 0.76656 | 3 | 0.14438
42903 | 13.26 | 1 | 365 | 15.1586 | 0.38683 | 15 | 0.54539
41898 | 5.2 | 1 | 365 | 5.9445 | 0.9164 | 6 | 0.86094
40851 | 8.32 | 1 | 365 | 9.5113 | 0.066245 | 9 | 0.5775
41906 | 5.2 | 1 | 365 | 5.9445 | 0.9164 | 6 | 0.86094
40413 | 9.1 | 1 | 365 | 10.4029 | 0.85371 | 11 | 0.25664
42274 | 6.5 | 1 | 365 | 7.4307 | 0.8955 | 8 | 0.32617
39726 | 8.32 | 1 | 365 | 9.5113 | 0.066245 | 9 | 0.5775
39343 | 8.32 | 1 | 365 | 9.5113 | 0.066245 | 9 | 0.5775
40019 | 4.42 | 1 | 365 | 5.0529 | 0.12894 | 5 | 0.1818
45042 | 5.3 | 1 | 365 | 6.0589 | 0.14556 | 6 | 0.20442
40234 | 4.94 | 1 | 365 | 5.6473 | 0.32058 | 5 | 0.96789
37608 | 11.18 | 1 | 365 | 12.7808 | 0.62027 | 13 | 0.40102
45646 | 2.6 | 1 | 365 | 2.9723 | 0.9582 | 3 | 0.93047
39998 | 2.16 | 1 | 365 | 2.4693 | 0.94989 | 3 | 0.41916
40730 | 8.32 | 1 | 365 | 9.5113 | 0.066245 | 9 | 0.5775
46234 | 9.36 | 1 | 365 | 10.7002 | 0.44953 | 11 | 0.14969
33067 | 9.88 | 1 | 365 | 11.2946 | 0.64117 | 11 | 0.93578
45462 | 4.68 | 1 | 365 | 5.3501 | 0.72476 | 6 | 0.074845
47628 | 4.68 | 1 | 365 | 5.3501 | 0.72476 | 6 | 0.074845
54579 | 5.67 | 1 | 365 | 6.4818 | 0.99346 | 7 | 0.47529
54561 | 7.65 | 1 | 365 | 8.7453 | 0.53086 | 9 | 0.27619
54545 | 9.45 | 1 | 365 | 10.8031 | 0.65577 | 11 | 0.45882
54539 | 12.6 | 1 | 365 | 14.4041 | 0.87436 | 15 | 0.27843
54538 | 8.829 | 1 | 365 | 10.0931 | 0.23268 | 10 | 0.32581
54531 | 9.6 | 1 | 365 | 10.9745 | 0.99951 | 11 | 0.97404
54528 | 5.865 | 1 | 365 | 6.7048 | 0.44033 | 7 | 0.14508
41423 | 3.64 | 1 | 365 | 4.1612 | 0.34148 | 4 | 0.50266
54526 | 8.41 | 1 | 365 | 9.6141 | 0.27249 | 9 | 0.88663
38700 | 6.63 | 1 | 365 | 7.5793 | 0.19341 | 7 | 0.7727
54518 | 6.885 | 1 | 365 | 7.8708 | 0.77778 | 8 | 0.64857
54517 | 3.15 | 1 | 365 | 3.601 | 0.21859 | 3 | 0.81961
39237 | 4.94 | 1 | 365 | 5.6473 | 0.32058 | 5 | 0.96789
54349 | 11.52 | 1 | 365 | 13.1694 | 0.39942 | 13 | 0.56885
54348 | 7.65 | 1 | 365 | 8.7453 | 0.53086 | 9 | 0.27619
54288 | 6 | 1 | 365 | 6.8591 | 0.7497 | 7 | 0.60878
54287 | 6.93 | 1 | 365 | 7.9222 | 0.8809 | 8 | 0.80314
45737 | 2.86 | 1 | 365 | 3.2695 | 0.55402 | 3 | 0.82352
54286 | 6.24 | 1 | 365 | 7.1334 | 0.29968 | 7 | 0.43313
41796 | 7.02 | 1 | 365 | 8.0251 | 0.087144 | 8 | 0.11227
41750 | 9.36 | 1 | 365 | 10.7002 | 0.44953 | 11 | 0.14969
40635 | 5.46 | 1 | 365 | 6.2418 | 0.51222 | 6 | 0.75399
41711 | 8.58 | 1 | 365 | 9.8085 | 0.66207 | 10 | 0.47055
40079 | 14.04 | 1 | 365 | 16.0502 | 0.17429 | 16 | 0.22454
39576 | 10.4 | 1 | 365 | 11.8891 | 0.83281 | 12 | 0.72188
40025 | 5.46 | 1 | 365 | 6.2418 | 0.51222 | 6 | 0.75399
39647 | 5.865 | 1 | 365 | 6.7048 | 0.44033 | 7 | 0.14508
38883 | 14.04 | 1 | 365 | 16.0502 | 0.17429 | 16 | 0.22454
42270 | 5.355 | 1 | 365 | 6.1217 | 0.2716 | 6 | 0.39333
40461 | 10.4 | 1 | 365 | 11.8891 | 0.83281 | 12 | 0.72188
39628 | 13.26 | 1 | 365 | 15.1586 | 0.38683 | 15 | 0.54539
47768 | 9.435 | 1 | 365 | 10.7859 | 0.6214 | 11 | 0.4073
41545 | 4.42 | 1 | 365 | 5.0529 | 0.12894 | 5 | 0.1818
50308 | 8.06 | 1 | 365 | 9.214 | 0.47042 | 9 | 0.68446
40002 | 10.92 | 1 | 365 | 12.4835 | 0.024447 | 12 | 0.50797
38601 | 7.905 | 1 | 365 | 9.0368 | 0.11522 | 9 | 0.15206
50624 | 5.3 | 1 | 365 | 6.0589 | 0.14556 | 6 | 0.20442
40077 | 11.44 | 1 | 365 | 13.078 | 0.21609 | 13 | 0.29407
43698 | 7.95 | 1 | 365 | 9.0883 | 0.21835 | 9 | 0.30663
38757 | 2.65 | 1 | 365 | 3.0294 | 0.072782 | 3 | 0.10221
40194 | 6.5 | 1 | 365 | 7.4307 | 0.8955 | 8 | 0.32617
42973 | 5.2 | 1 | 365 | 5.9445 | 0.9164 | 6 | 0.86094
42091 | 7.02 | 1 | 365 | 8.0251 | 0.087144 | 8 | 0.11227
41839 | 7.54 | 1 | 365 | 8.6196 | 0.27878 | 8 | 0.89836
50391 | 8.215 | 1 | 365 | 9.3912 | 0.82563 | 10 | 0.21685
42339 | 7.02 | 1 | 365 | 8.0251 | 0.087144 | 8 | 0.11227
38242 | 5.2 | 1 | 365 | 5.9445 | 0.9164 | 6 | 0.86094
40571 | 15.86 | 1 | 365 | 18.1308 | 0.34503 | 18 | 0.47586
39023 | 4.59 | 1 | 365 | 5.2472 | 0.51852 | 5 | 0.76571
39235 | 2.86 | 1 | 365 | 3.2695 | 0.55402 | 3 | 0.82352
41506 | 3.06 | 1 | 365 | 3.4981 | 0.012345 | 3 | 0.51048
40150 | 8.67 | 1 | 365 | 9.9114 | 0.86831 | 10 | 0.77968
41948 | 9.275 | 1 | 365 | 10.603 | 0.25474 | 10 | 0.85773
41852 | 3.975 | 1 | 365 | 4.5441 | 0.10917 | 4 | 0.65331
39511 | 6.76 | 1 | 365 | 7.7279 | 0.49132 | 8 | 0.21922
43019 | 7.905 | 1 | 365 | 9.0368 | 0.11522 | 9 | 0.15206
43131 | 19.38 | 1 | 365 | 22.1548 | 0.41152 | 22 | 0.56635
50519 | 10.71 | 1 | 365 | 12.2435 | 0.54321 | 12 | 0.78667
39238 | 11.96 | 1 | 365 | 13.6724 | 0.40773 | 14 | 0.08016
37985 | 9.1 | 1 | 365 | 10.4029 | 0.85371 | 11 | 0.25664
53203 | 6.375 | 1 | 365 | 7.2878 | 0.60905 | 7 | 0.89682
53208 | 2.805 | 1 | 365 | 3.2066 | 0.42798 | 3 | 0.6346
53248 | 4.59 | 1 | 365 | 5.2472 | 0.51852 | 5 | 0.76571
53182 | 5.2 | 1 | 365 | 5.9445 | 0.9164 | 6 | 0.86094
41741 | 3.445 | 1 | 365 | 3.9383 | 0.89462 | 4 | 0.83287
53271 | 7.14 | 1 | 365 | 8.1623 | 0.36214 | 8 | 0.52444
40995 | 3.64 | 1 | 365 | 4.1612 | 0.34148 | 4 | 0.50266
39035 | 14.04 | 1 | 365 | 16.0502 | 0.17429 | 16 | 0.22454
41339 | 13.52 | 1 | 365 | 15.4558 | 0.98265 | 16 | 0.43844
40458 | 2.08 | 1 | 365 | 2.3778 | 0.76656 | 3 | 0.14438
45311 | 4.68 | 1 | 365 | 5.3501 | 0.72476 | 6 | 0.074845
41617 | 4.16 | 1 | 365 | 4.7556 | 0.53312 | 5 | 0.28875
42478 | 14.025 | 1 | 365 | 16.0331 | 0.13991 | 16 | 0.17301
40724 | 10.4 | 1 | 365 | 11.8891 | 0.83281 | 12 | 0.72188
38173 | 8.32 | 1 | 365 | 9.5113 | 0.066245 | 9 | 0.5775
38931 | 7.8 | 1 | 365 | 8.9168 | 0.8746 | 9 | 0.79141
43634 | 3.57 | 1 | 365 | 4.0812 | 0.18107 | 4 | 0.26222
42944 | 6.63 | 1 | 365 | 7.5793 | 0.19341 | 7 | 0.7727
41655 | 9.1 | 1 | 365 | 10.4029 | 0.85371 | 11 | 0.25664
43300 | 10.4 | 1 | 365 | 11.8891 | 0.83281 | 12 | 0.72188
40144 | 10.66 | 1 | 365 | 12.1863 | 0.42863 | 12 | 0.61493
41564 | 3.825 | 1 | 365 | 4.3727 | 0.76543 | 5 | 0.13809
38741 | 10.66 | 1 | 365 | 12.1863 | 0.42863 | 12 | 0.61493
43288 | 4.32 | 1 | 365 | 4.9385 | 0.89978 | 5 | 0.83832
40177 | 8.84 | 1 | 365 | 10.1057 | 0.25789 | 10 | 0.3636
39434 | 5.72 | 1 | 365 | 6.539 | 0.10804 | 6 | 0.64703
38554 | 8.37 | 1 | 365 | 9.5684 | 0.18083 | 9 | 0.74924
43323 | 7.14 | 1 | 365 | 8.1623 | 0.36214 | 8 | 0.52444
41761 | 2.86 | 1 | 365 | 3.2695 | 0.55402 | 3 | 0.82352
41644 | 6.5 | 1 | 365 | 7.4307 | 0.8955 | 8 | 0.32617
37785 | 2.97 | 1 | 365 | 3.3952 | 0.8061 | 4 | 0.20134
42116 | 6.76 | 1 | 365 | 7.7279 | 0.49132 | 8 | 0.21922
38316 | 6.76 | 1 | 365 | 7.7279 | 0.49132 | 8 | 0.21922
41326 | 5.355 | 1 | 365 | 6.1217 | 0.2716 | 6 | 0.39333
38320 | 11.18 | 1 | 365 | 12.7808 | 0.62027 | 13 | 0.40102
41170 | 4.59 | 1 | 365 | 5.2472 | 0.51852 | 5 | 0.76571
45120 | 2.86 | 1 | 365 | 3.2695 | 0.55402 | 3 | 0.82352
39017 | 5.355 | 1 | 365 | 6.1217 | 0.2716 | 6 | 0.39333
38832 | 11.96 | 1 | 365 | 13.6724 | 0.40773 | 14 | 0.08016
41628 | 7.8 | 1 | 365 | 8.9168 | 0.8746 | 9 | 0.79141
41013 | 12.22 | 1 | 365 | 13.9697 | 0.0035475 | 13 | 0.97321
41868 | 3.825 | 1 | 365 | 4.3727 | 0.76543 | 5 | 0.13809
50458 | 7.28 | 1 | 365 | 8.3224 | 0.68296 | 9 | 0.0053149
42032 | 7.54 | 1 | 365 | 8.6196 | 0.27878 | 8 | 0.89836
37578 | 8.06 | 1 | 365 | 9.214 | 0.47042 | 9 | 0.68446
42601 | 7.685 | 1 | 365 | 8.7853 | 0.61107 | 9 | 0.39641
38166 | 3.38 | 1 | 365 | 3.8639 | 0.74566 | 4 | 0.60961
40694 | 11.18 | 1 | 365 | 12.7808 | 0.62027 | 13 | 0.40102
47381 | 3.64 | 1 | 365 | 4.1612 | 0.34148 | 4 | 0.50266
46601 | 5.98 | 1 | 365 | 6.8362 | 0.70386 | 7 | 0.54008
39178 | 6.24 | 1 | 365 | 7.1334 | 0.29968 | 7 | 0.43313
38912 | 8.58 | 1 | 365 | 9.8085 | 0.66207 | 10 | 0.47055
39708 | 9.88 | 1 | 365 | 11.2946 | 0.64117 | 11 | 0.93578
38914 | 5.98 | 1 | 365 | 6.8362 | 0.70386 | 7 | 0.54008
38371 | 6.24 | 1 | 365 | 7.1334 | 0.29968 | 7 | 0.43313
42357 | 5.98 | 1 | 365 | 6.8362 | 0.70386 | 7 | 0.54008
39565 | 5.2 | 1 | 365 | 5.9445 | 0.9164 | 6 | 0.86094
41046 | 7.8 | 1 | 365 | 8.9168 | 0.8746 | 9 | 0.79141
39118 | 5.46 | 1 | 365 | 6.2418 | 0.51222 | 6 | 0.75399
41521 | 7.8 | 1 | 365 | 8.9168 | 0.8746 | 9 | 0.79141
41373 | 8.37 | 1 | 365 | 9.5684 | 0.18083 | 9 | 0.74924
37861 | 5.035 | 1 | 365 | 5.7559 | 0.53829 | 6 | 0.2942
41798 | 3.9 | 1 | 365 | 4.4584 | 0.9373 | 5 | 0.3957
40946 | 10.66 | 1 | 365 | 12.1863 | 0.42863 | 12 | 0.61493
40707 | 8.84 | 1 | 365 | 10.1057 | 0.25789 | 10 | 0.3636
47446 | 12.19 | 1 | 365 | 13.9354 | 0.9348 | 14 | 0.87016
41951 | 9.88 | 1 | 365 | 11.2946 | 0.64117 | 11 | 0.93578
41789 | 3.57 | 1 | 365 | 4.0812 | 0.18107 | 4 | 0.26222
41269 | 5.2 | 1 | 365 | 5.9445 | 0.9164 | 6 | 0.86094
43820 | 11.395 | 1 | 365 | 13.0265 | 0.11296 | 13 | 0.1395
38907 | 6.63 | 1 | 365 | 7.5793 | 0.19341 | 7 | 0.7727
42363 | 4.845 | 1 | 365 | 5.5387 | 0.10288 | 5 | 0.64159
38314 | 9.36 | 1 | 365 | 10.7002 | 0.44953 | 11 | 0.14969
41544 | 5.3 | 1 | 365 | 6.0589 | 0.14556 | 6 | 0.20442
43746 | 13.26 | 1 | 365 | 15.1586 | 0.38683 | 15 | 0.54539
46019 | 14.82 | 1 | 365 | 16.9419 | 0.96175 | 17 | 0.90368
50292 | 10.6 | 1 | 365 | 12.1177 | 0.29113 | 12 | 0.40884
47501 | 3.315 | 1 | 365 | 3.7896 | 0.59671 | 4 | 0.38635
42487 | 3.64 | 1 | 365 | 4.1612 | 0.34148 | 4 | 0.50266
41686 | 3.9 | 1 | 365 | 4.4584 | 0.9373 | 5 | 0.3957
37877 | 13.78 | 1 | 365 | 15.753 | 0.57847 | 16 | 0.33149
41732 | 9.62 | 1 | 365 | 10.9974 | 0.045346 | 11 | 0.042738
38724 | 6.76 | 1 | 365 | 7.7279 | 0.49132 | 8 | 0.21922
39586 | 9.36 | 1 | 365 | 10.7002 | 0.44953 | 11 | 0.14969
40863 | 5.865 | 1 | 365 | 6.7048 | 0.44033 | 7 | 0.14508
50213 | 4.335 | 1 | 365 | 4.9557 | 0.93416 | 5 | 0.88984
41025 | 12.455 | 1 | 365 | 14.2383 | 0.54208 | 14 | 0.78038
50310 | 8.84 | 1 | 365 | 10.1057 | 0.25789 | 10 | 0.3636
43709 | 2.08 | 1 | 365 | 2.3778 | 0.76656 | 3 | 0.14438
39709 | 2.295 | 1 | 365 | 2.6236 | 0.25926 | 2 | 0.88286
45359 | 7.8 | 1 | 365 | 8.9168 | 0.8746 | 9 | 0.79141
39520 | 5.72 | 1 | 365 | 6.539 | 0.10804 | 6 | 0.64703
42984 | 8.84 | 1 | 365 | 10.1057 | 0.25789 | 10 | 0.3636
46003 | 4.42 | 1 | 365 | 5.0529 | 0.12894 | 5 | 0.1818
41551 | 13.5 | 1 | 365 | 15.4329 | 0.93682 | 16 | 0.36975
38003 | 2.6 | 1 | 365 | 2.9723 | 0.9582 | 3 | 0.93047
40752 | 5.46 | 1 | 365 | 6.2418 | 0.51222 | 6 | 0.75399
41831 | 11.7 | 1 | 365 | 13.3752 | 0.81191 | 14 | 0.18711
43295 | 4.68 | 1 | 365 | 5.3501 | 0.72476 | 6 | 0.074845
41385 | 4.08 | 1 | 365 | 4.6642 | 0.34979 | 5 | 0.013968
39957 | 2.805 | 1 | 365 | 3.2066 | 0.42798 | 3 | 0.6346
40411 | 3.12 | 1 | 365 | 3.5667 | 0.14984 | 3 | 0.71656
39424 | 12.19 | 1 | 365 | 13.9354 | 0.9348 | 14 | 0.87016
40261 | 7.8 | 1 | 365 | 8.9168 | 0.8746 | 9 | 0.79141
41872 | 4.16 | 1 | 365 | 4.7556 | 0.53312 | 5 | 0.28875
39053 | 12.48 | 1 | 365 | 14.2669 | 0.59937 | 14 | 0.86625
40197 | 4.94 | 1 | 365 | 5.6473 | 0.32058 | 5 | 0.96789
37591 | 8.32 | 1 | 365 | 9.5113 | 0.066245 | 9 | 0.5775
40021 | 3.9 | 1 | 365 | 4.4584 | 0.9373 | 5 | 0.3957
39572 | 2.08 | 1 | 365 | 2.3778 | 0.76656 | 3 | 0.14438
40169 | 10.2 | 1 | 365 | 11.6604 | 0.37448 | 12 | 0.034919
45725 | 3.315 | 1 | 365 | 3.7896 | 0.59671 | 4 | 0.38635
41150 | 11.7 | 1 | 365 | 13.3752 | 0.81191 | 14 | 0.18711
45732 | 3.06 | 1 | 365 | 3.4981 | 0.012345 | 3 | 0.51048
42124 | 9.88 | 1 | 365 | 11.2946 | 0.64117 | 11 | 0.93578
41561 | 8.06 | 1 | 365 | 9.214 | 0.47042 | 9 | 0.68446
45395 | 9.36 | 1 | 365 | 10.7002 | 0.44953 | 11 | 0.14969
39187 | 3.9 | 1 | 365 | 4.4584 | 0.9373 | 5 | 0.3957
39591 | 2.34 | 1 | 365 | 2.675 | 0.36238 | 3 | 0.037423
38049 | 10.455 | 1 | 365 | 11.9519 | 0.95885 | 12 | 0.91079
40748 | 8.48 | 1 | 365 | 9.6942 | 0.4329 | 10 | 0.12707
38066 | 7.54 | 1 | 365 | 8.6196 | 0.27878 | 8 | 0.89836
39427 | 9.18 | 1 | 365 | 10.4944 | 0.037035 | 10 | 0.53143
43183 | 14.535 | 1 | 365 | 16.6161 | 0.30864 | 16 | 0.92476
42043 | 7.02 | 1 | 365 | 8.0251 | 0.087144 | 8 | 0.11227
39494 | 6.5 | 1 | 365 | 7.4307 | 0.8955 | 8 | 0.32617
37730 | 7.395 | 1 | 365 | 8.4538 | 0.9465 | 9 | 0.40032
37595 | 9.62 | 1 | 365 | 10.9974 | 0.045346 | 11 | 0.042738
41445 | 7.54 | 1 | 365 | 8.6196 | 0.27878 | 8 | 0.89836
40145 | 6.24 | 1 | 365 | 7.1334 | 0.29968 | 7 | 0.43313
39319 | 7.905 | 1 | 365 | 9.0368 | 0.11522 | 9 | 0.15206
50722 | 12.74 | 1 | 365 | 14.5641 | 0.19519 | 14 | 0.7593
45036 | 5.335 | 1 | 365 | 6.0989 | 0.22577 | 6 | 0.32464
43757 | 5.72 | 1 | 365 | 6.539 | 0.10804 | 6 | 0.64703
43271 | 5.67 | 1 | 365 | 6.4818 | 0.99346 | 7 | 0.47529
39725 | 11.18 | 1 | 365 | 12.7808 | 0.62027 | 13 | 0.40102
39150 | 10.455 | 1 | 365 | 11.9519 | 0.95885 | 12 | 0.91079
40090 | 7.02 | 1 | 365 | 8.0251 | 0.087144 | 8 | 0.11227
40630 | 5.1 | 1 | 365 | 5.8302 | 0.68724 | 6 | 0.51746
40162 | 2.6 | 1 | 365 | 2.9723 | 0.9582 | 3 | 0.93047
40849 | 4.42 | 1 | 365 | 5.0529 | 0.12894 | 5 | 0.1818
37908 | 12.22 | 1 | 365 | 13.9697 | 0.0035475 | 13 | 0.97321
39600 | 6.095 | 1 | 365 | 6.9677 | 0.9674 | 7 | 0.93508
40624 | 13.52 | 1 | 365 | 15.4558 | 0.98265 | 16 | 0.43844
39638 | 6.76 | 1 | 365 | 7.7279 | 0.49132 | 8 | 0.21922
45902 | 7.54 | 1 | 365 | 8.6196 | 0.27878 | 8 | 0.89836
41364 | 4.68 | 1 | 365 | 5.3501 | 0.72476 | 6 | 0.074845
42991 | 3.64 | 1 | 365 | 4.1612 | 0.34148 | 4 | 0.50266
39655 | 4.94 | 1 | 365 | 5.6473 | 0.32058 | 5 | 0.96789
39599 | 10.4 | 1 | 365 | 11.8891 | 0.83281 | 12 | 0.72188
39685 | 10.92 | 1 | 365 | 12.4835 | 0.024447 | 12 | 0.50797
39646 | 10.4 | 1 | 365 | 11.8891 | 0.83281 | 12 | 0.72188
45180 | 10.66 | 1 | 365 | 12.1863 | 0.42863 | 12 | 0.61493
45056 | 10.2 | 1 | 365 | 11.6604 | 0.37448 | 12 | 0.034919
38372 | 8.06 | 1 | 365 | 9.214 | 0.47042 | 9 | 0.68446
39693 | 7.54 | 1 | 365 | 8.6196 | 0.27878 | 8 | 0.89836
39948 | 13.26 | 1 | 365 | 15.1586 | 0.38683 | 15 | 0.54539
40399 | 14.82 | 1 | 365 | 16.9419 | 0.96175 | 17 | 0.90368
45507 | 3.64 | 1 | 365 | 4.1612 | 0.34148 | 4 | 0.50266
38095 | 4.68 | 1 | 365 | 5.3501 | 0.72476 | 6 | 0.074845
40640 | 9.69 | 1 | 365 | 11.0774 | 0.20576 | 11 | 0.28317
39489 | 11.96 | 1 | 365 | 13.6724 | 0.40773 | 14 | 0.08016
39368 | 3.9 | 1 | 365 | 4.4584 | 0.9373 | 5 | 0.3957
48070 | 3.18 | 1 | 365 | 3.6353 | 0.28734 | 3 | 0.92265
39394 | 4.94 | 1 | 365 | 5.6473 | 0.32058 | 5 | 0.96789
41927 | 5.46 | 1 | 365 | 6.2418 | 0.51222 | 6 | 0.75399
40857 | 4.505 | 1 | 365 | 5.15 | 0.32373 | 5 | 0.47376
40248 | 7.905 | 1 | 365 | 9.0368 | 0.11522 | 9 | 0.15206
38294 | 4.68 | 1 | 365 | 5.3501 | 0.72476 | 6 | 0.074845
38823 | 8.32 | 1 | 365 | 9.5113 | 0.066245 | 9 | 0.5775
40425 | 13.26 | 1 | 365 | 15.1586 | 0.38683 | 15 | 0.54539
38416 | 5.67 | 1 | 365 | 6.4818 | 0.99346 | 7 | 0.47529
38363 | 5.94 | 1 | 365 | 6.7905 | 0.6122 | 7 | 0.40269
38270 | 6.76 | 1 | 365 | 7.7279 | 0.49132 | 8 | 0.21922
45799 | 7.685 | 1 | 365 | 8.7853 | 0.61107 | 9 | 0.39641
38335 | 4.42 | 1 | 365 | 5.0529 | 0.12894 | 5 | 0.1818
52693 | 7.02 | 1 | 365 | 8.0251 | 0.087144 | 8 | 0.11227
40045 | 5.2 | 1 | 365 | 5.9445 | 0.9164 | 6 | 0.86094
40629 | 14.04 | 1 | 365 | 16.0502 | 0.17429 | 16 | 0.22454
40370 | 4.16 | 1 | 365 | 4.7556 | 0.53312 | 5 | 0.28875
38611 | 7.54 | 1 | 365 | 8.6196 | 0.27878 | 8 | 0.89836
38952 | 4.94 | 1 | 365 | 5.6473 | 0.32058 | 5 | 0.96789
46562 | 6.76 | 1 | 365 | 7.7279 | 0.49132 | 8 | 0.21922
39381 | 12.48 | 1 | 365 | 14.2669 | 0.59937 | 14 | 0.86625
52602 | 4.59 | 1 | 365 | 5.2472 | 0.51852 | 5 | 0.76571
41534 | 14.045 | 1 | 365 | 16.056 | 0.18575 | 16 | 0.24171
40100 | 7.28 | 1 | 365 | 8.3224 | 0.68296 | 9 | 0.0053149
40829 | 11.7 | 1 | 365 | 13.3752 | 0.81191 | 14 | 0.18711
39654 | 14.04 | 1 | 365 | 16.0502 | 0.17429 | 16 | 0.22454
45616 | 4.94 | 1 | 365 | 5.6473 | 0.32058 | 5 | 0.96789
40763 | 2.34 | 1 | 365 | 2.675 | 0.36238 | 3 | 0.037423
48079 | 11.73 | 1 | 365 | 13.4095 | 0.88066 | 14 | 0.29016
43597 | 8.32 | 1 | 365 | 9.5113 | 0.066245 | 9 | 0.5775
41935 | 8.84 | 1 | 365 | 10.1057 | 0.25789 | 10 | 0.3636
39959 | 12.74 | 1 | 365 | 14.5641 | 0.19519 | 14 | 0.7593
43603 | 10.92 | 1 | 365 | 12.4835 | 0.024447 | 12 | 0.50797
37714 | 8.84 | 1 | 365 | 10.1057 | 0.25789 | 10 | 0.3636
42279 | 17.94 | 1 | 365 | 20.5086 | 0.11159 | 20 | 0.62024
45940 | 6.63 | 1 | 365 | 7.5793 | 0.19341 | 7 | 0.7727
42421 | 12.74 | 1 | 365 | 14.5641 | 0.19519 | 14 | 0.7593
45496 | 4.335 | 1 | 365 | 4.9557 | 0.93416 | 5 | 0.88984
39953 | 3.315 | 1 | 365 | 3.7896 | 0.59671 | 4 | 0.38635
41124 | 8.16 | 1 | 365 | 9.3283 | 0.69959 | 10 | 0.027935
41448 | 3.9 | 1 | 365 | 4.4584 | 0.9373 | 5 | 0.3957
40609 | 11.18 | 1 | 365 | 12.7808 | 0.62027 | 13 | 0.40102
39052 | 6.375 | 1 | 365 | 7.2878 | 0.60905 | 7 | 0.89682
45521 | 9.1 | 1 | 365 | 10.4029 | 0.85371 | 11 | 0.25664
43679 | 4.94 | 1 | 365 | 5.6473 | 0.32058 | 5 | 0.96789
41771 | 9.18 | 1 | 365 | 10.4944 | 0.037035 | 10 | 0.53143
43128 | 7.8 | 1 | 365 | 8.9168 | 0.8746 | 9 | 0.79141
38944 | 6.24 | 1 | 365 | 7.1334 | 0.29968 | 7 | 0.43313
45747 | 13.78 | 1 | 365 | 15.753 | 0.57847 | 16 | 0.33149
39560 | 7.65 | 1 | 365 | 8.7453 | 0.53086 | 9 | 0.27619
46154 | 8.32 | 1 | 365 | 9.5113 | 0.066245 | 9 | 0.5775
50594 | 7.65 | 1 | 365 | 8.7453 | 0.53086 | 9 | 0.27619
50466 | 9.62 | 1 | 365 | 10.9974 | 0.045346 | 11 | 0.042738
41390 | 8.67 | 1 | 365 | 9.9114 | 0.86831 | 10 | 0.77968
45075 | 6.63 | 1 | 365 | 7.5793 | 0.19341 | 7 | 0.7727
41721 | 6.24 | 1 | 365 | 7.1334 | 0.29968 | 7 | 0.43313
39398 | 4.42 | 1 | 365 | 5.0529 | 0.12894 | 5 | 0.1818
47937 | 3.315 | 1 | 365 | 3.7896 | 0.59671 | 4 | 0.38635
48431 | 14.045 | 1 | 365 | 16.056 | 0.18575 | 16 | 0.24171
41270 | 11.13 | 1 | 365 | 12.7236 | 0.50569 | 13 | 0.22928
43181 | 4.08 | 1 | 365 | 4.6642 | 0.34979 | 5 | 0.013968
40956 | 10.92 | 1 | 365 | 12.4835 | 0.024447 | 12 | 0.50797
41228 | 3.06 | 1 | 365 | 3.4981 | 0.012345 | 3 | 0.51048
48368 | 9.62 | 1 | 365 | 10.9974 | 0.045346 | 11 | 0.042738
40080 | 8.32 | 1 | 365 | 9.5113 | 0.066245 | 9 | 0.5775
43678 | 7.02 | 1 | 365 | 8.0251 | 0.087144 | 8 | 0.11227
40813 | 12.19 | 1 | 365 | 13.9354 | 0.9348 | 14 | 0.87016
39567 | 8.84 | 1 | 365 | 10.1057 | 0.25789 | 10 | 0.3636
42118 | 5.72 | 1 | 365 | 6.539 | 0.10804 | 6 | 0.64703
50524 | 13.78 | 1 | 365 | 15.753 | 0.57847 | 16 | 0.33149
39596 | 6.24 | 1 | 365 | 7.1334 | 0.29968 | 7 | 0.43313
39340 | 6.24 | 1 | 365 | 7.1334 | 0.29968 | 7 | 0.43313
39493 | 12.48 | 1 | 365 | 14.2669 | 0.59937 | 14 | 0.86625
39680 | 3.12 | 1 | 365 | 3.5667 | 0.14984 | 3 | 0.71656
40978 | 11.73 | 1 | 365 | 13.4095 | 0.88066 | 14 | 0.29016
41571 | 6.76 | 1 | 365 | 7.7279 | 0.49132 | 8 | 0.21922
38352 | 3.9 | 1 | 365 | 4.4584 | 0.9373 | 5 | 0.3957
40270 | 15.86 | 1 | 365 | 18.1308 | 0.34503 | 18 | 0.47586
42206 | 9.1 | 1 | 365 | 10.4029 | 0.85371 | 11 | 0.25664
40804 | 19.875 | 1 | 365 | 22.7207 | 0.54587 | 23 | 0.26657
43760 | 8.06 | 1 | 365 | 9.214 | 0.47042 | 9 | 0.68446
40108 | 6.76 | 1 | 365 | 7.7279 | 0.49132 | 8 | 0.21922
50628 | 18.46 | 1 | 365 | 21.1031 | 0.30323 | 21 | 0.40633
38895 | 8.06 | 1 | 365 | 9.214 | 0.47042 | 9 | 0.68446
43767 | 3.57 | 1 | 365 | 4.0812 | 0.18107 | 4 | 0.26222
40101 | 7.8 | 1 | 365 | 8.9168 | 0.8746 | 9 | 0.79141
39359 | 12.74 | 1 | 365 | 14.5641 | 0.19519 | 14 | 0.7593
47912 | 10.965 | 1 | 365 | 12.535 | 0.12757 | 12 | 0.66254
39015 | 2.34 | 1 | 365 | 2.675 | 0.36238 | 3 | 0.037423
50315 | 4.59 | 1 | 365 | 5.2472 | 0.51852 | 5 | 0.76571
38822 | 8.58 | 1 | 365 | 9.8085 | 0.66207 | 10 | 0.47055
37800 | 3.38 | 1 | 365 | 3.8639 | 0.74566 | 4 | 0.60961
39366 | 3.06 | 1 | 365 | 3.4981 | 0.012345 | 3 | 0.51048
40527 | 3.12 | 1 | 365 | 3.5667 | 0.14984 | 3 | 0.71656
41787 | 12.75 | 1 | 365 | 14.5755 | 0.2181 | 14 | 0.79365
40907 | 5.2 | 1 | 365 | 5.9445 | 0.9164 | 6 | 0.86094
41215 | 8.32 | 1 | 365 | 9.5113 | 0.066245 | 9 | 0.5775
40641 | 4.16 | 1 | 365 | 4.7556 | 0.53312 | 5 | 0.28875
40633 | 9.1 | 1 | 365 | 10.4029 | 0.85371 | 11 | 0.25664
38968 | 9.88 | 1 | 365 | 11.2946 | 0.64117 | 11 | 0.93578
39063 | 7.8 | 1 | 365 | 8.9168 | 0.8746 | 9 | 0.79141
39495 | 5.72 | 1 | 365 | 6.539 | 0.10804 | 6 | 0.64703
39248 | 9.36 | 1 | 365 | 10.7002 | 0.44953 | 11 | 0.14969
41275 | 5.2 | 1 | 365 | 5.9445 | 0.9164 | 6 | 0.86094
40192 | 5.98 | 1 | 365 | 6.8362 | 0.70386 | 7 | 0.54008
40138 | 5.2 | 1 | 365 | 5.9445 | 0.9164 | 6 | 0.86094
38531 | 4.94 | 1 | 365 | 5.6473 | 0.32058 | 5 | 0.96789
42583 | 16.38 | 1 | 365 | 18.7253 | 0.53667 | 19 | 0.26196
38921 | 5.98 | 1 | 365 | 6.8362 | 0.70386 | 7 | 0.54008
38390 | 3.9 | 1 | 365 | 4.4584 | 0.9373 | 5 | 0.3957
39180 | 4.16 | 1 | 365 | 4.7556 | 0.53312 | 5 | 0.28875
43153 | 4.59 | 1 | 365 | 5.2472 | 0.51852 | 5 | 0.76571
45775 | 6.885 | 1 | 365 | 7.8708 | 0.77778 | 8 | 0.64857
40015 | 9.36 | 1 | 365 | 10.7002 | 0.44953 | 11 | 0.14969
39090 | 6.76 | 1 | 365 | 7.7279 | 0.49132 | 8 | 0.21922
41515 | 3.12 | 1 | 365 | 3.5667 | 0.14984 | 3 | 0.71656
45072 | 4.845 | 1 | 365 | 5.5387 | 0.10288 | 5 | 0.64159
41054 | 2.86 | 1 | 365 | 3.2695 | 0.55402 | 3 | 0.82352
42359 | 5.2 | 1 | 365 | 5.9445 | 0.9164 | 6 | 0.86094
39402 | 10.66 | 1 | 365 | 12.1863 | 0.42863 | 12 | 0.61493
40147 | 8.84 | 1 | 365 | 10.1057 | 0.25789 | 10 | 0.3636
45655 | 4.68 | 1 | 365 | 5.3501 | 0.72476 | 6 | 0.074845
41130 | 8.32 | 1 | 365 | 9.5113 | 0.066245 | 9 | 0.5775
45151 | 5.83 | 1 | 365 | 6.6647 | 0.36012 | 7 | 0.024861
41015 | 6.24 | 1 | 365 | 7.1334 | 0.29968 | 7 | 0.43313
43801 | 3.06 | 1 | 365 | 3.4981 | 0.012345 | 3 | 0.51048
41157 | 14.04 | 1 | 365 | 16.0502 | 0.17429 | 16 | 0.22454
40877 | 5.67 | 1 | 365 | 6.4818 | 0.99346 | 7 | 0.47529
46164 | 10.71 | 1 | 365 | 12.2435 | 0.54321 | 12 | 0.78667
40760 | 14.56 | 1 | 365 | 16.6447 | 0.36593 | 17 | 0.01063
43747 | 11.18 | 1 | 365 | 12.7808 | 0.62027 | 13 | 0.40102
50626 | 3.64 | 1 | 365 | 4.1612 | 0.34148 | 4 | 0.50266
40057 | 13 | 1 | 365 | 14.8613 | 0.79101 | 15 | 0.65235
41697 | 12.48 | 1 | 365 | 14.2669 | 0.59937 | 14 | 0.86625
39385 | 10.14 | 1 | 365 | 11.5918 | 0.23699 | 11 | 0.82883
47906 | 12.72 | 1 | 365 | 14.5412 | 0.14936 | 14 | 0.69061
50538 | 9.88 | 1 | 365 | 11.2946 | 0.64117 | 11 | 0.93578
41548 | 4.59 | 1 | 365 | 5.2472 | 0.51852 | 5 | 0.76571
39246 | 6.24 | 1 | 365 | 7.1334 | 0.29968 | 7 | 0.43313
45722 | 4.68 | 1 | 365 | 5.3501 | 0.72476 | 6 | 0.074845
45455 | 6.885 | 1 | 365 | 7.8708 | 0.77778 | 8 | 0.64857
40632 | 12.495 | 1 | 365 | 14.284 | 0.63374 | 14 | 0.91778
50321 | 7.02 | 1 | 365 | 8.0251 | 0.087144 | 8 | 0.11227
50342 | 4.335 | 1 | 365 | 4.9557 | 0.93416 | 5 | 0.88984
39432 | 5.2 | 1 | 365 | 5.9445 | 0.9164 | 6 | 0.86094
41762 | 4.59 | 1 | 365 | 5.2472 | 0.51852 | 5 | 0.76571
39557 | 11.7 | 1 | 365 | 13.3752 | 0.81191 | 14 | 0.18711
41720 | 6.12 | 1 | 365 | 6.9963 | 0.02469 | 7 | 0.020952
42007 | 7.65 | 1 | 365 | 8.7453 | 0.53086 | 9 | 0.27619
42065 | 8.06 | 1 | 365 | 9.214 | 0.47042 | 9 | 0.68446
41297 | 4.68 | 1 | 365 | 5.3501 | 0.72476 | 6 | 0.074845
41986 | 5.2 | 1 | 365 | 5.9445 | 0.9164 | 6 | 0.86094
47477 | 5.72 | 1 | 365 | 6.539 | 0.10804 | 6 | 0.64703
38217 | 10.14 | 1 | 365 | 11.5918 | 0.23699 | 11 | 0.82883
40131 | 3.38 | 1 | 365 | 3.8639 | 0.74566 | 4 | 0.60961
39138 | 13.78 | 1 | 365 | 15.753 | 0.57847 | 16 | 0.33149
39055 | 10.71 | 1 | 365 | 12.2435 | 0.54321 | 12 | 0.78667
45382 | 7.28 | 1 | 365 | 8.3224 | 0.68296 | 9 | 0.0053149
38716 | 2.6 | 1 | 365 | 2.9723 | 0.9582 | 3 | 0.93047
39233 | 10.14 | 1 | 365 | 11.5918 | 0.23699 | 11 | 0.82883
39451 | 13.52 | 1 | 365 | 15.4558 | 0.98265 | 16 | 0.43844
45658 | 21 | 1 | 365 | 24.0068 | 0.12394 | 24 | 0.13072
39267 | 12.19 | 1 | 365 | 13.9354 | 0.9348 | 14 | 0.87016
39390 | 7.02 | 1 | 365 | 8.0251 | 0.087144 | 8 | 0.11227
45342 | 6.12 | 1 | 365 | 6.9963 | 0.02469 | 7 | 0.020952
41873 | 4.68 | 1 | 365 | 5.3501 | 0.72476 | 6 | 0.074845
43348 | 5.61 | 1 | 365 | 6.4132 | 0.85597 | 7 | 0.26921
39529 | 4.94 | 1 | 365 | 5.6473 | 0.32058 | 5 | 0.96789
45360 | 4.335 | 1 | 365 | 4.9557 | 0.93416 | 5 | 0.88984
45891 | 7.395 | 1 | 365 | 8.4538 | 0.9465 | 9 | 0.40032
37832 | 5.2 | 1 | 365 | 5.9445 | 0.9164 | 6 | 0.86094
39113 | 3.9 | 1 | 365 | 4.4584 | 0.9373 | 5 | 0.3957
42234 | 10.965 | 1 | 365 | 12.535 | 0.12757 | 12 | 0.66254
39291 | 9.1 | 1 | 365 | 10.4029 | 0.85371 | 11 | 0.25664
42053 | 8.58 | 1 | 365 | 9.8085 | 0.66207 | 10 | 0.47055
41979 | 6.5 | 1 | 365 | 7.4307 | 0.8955 | 8 | 0.32617
41399 | 7.28 | 1 | 365 | 8.3224 | 0.68296 | 9 | 0.0053149
40971 | 3.38 | 1 | 365 | 3.8639 | 0.74566 | 4 | 0.60961
45695 | 8.16 | 1 | 365 | 9.3283 | 0.69959 | 10 | 0.027935
40167 | 8.06 | 1 | 365 | 9.214 | 0.47042 | 9 | 0.68446
40352 | 8.84 | 1 | 365 | 10.1057 | 0.25789 | 10 | 0.3636
50694 | 5.2 | 1 | 365 | 5.9445 | 0.9164 | 6 | 0.86094
50486 | 4.335 | 1 | 365 | 4.9557 | 0.93416 | 5 | 0.88984
39331 | 4.505 | 1 | 365 | 5.15 | 0.32373 | 5 | 0.47376
39507 | 5.46 | 1 | 365 | 6.2418 | 0.51222 | 6 | 0.75399
41557 | 9.88 | 1 | 365 | 11.2946 | 0.64117 | 11 | 0.93578
40072 | 6.76 | 1 | 365 | 7.7279 | 0.49132 | 8 | 0.21922
37891 | 5.98 | 1 | 365 | 6.8362 | 0.70386 | 7 | 0.54008
50244 | 2.65 | 1 | 365 | 3.0294 | 0.072782 | 3 | 0.10221
42419 | 7.8 | 1 | 365 | 8.9168 | 0.8746 | 9 | 0.79141
40820 | 9.36 | 1 | 365 | 10.7002 | 0.44953 | 11 | 0.14969
45376 | 5.72 | 1 | 365 | 6.539 | 0.10804 | 6 | 0.64703
32154 | 7.02 | 1 | 365 | 8.0251 | 0.087144 | 8 | 0.11227
39727 | 9.62 | 1 | 365 | 10.9974 | 0.045346 | 11 | 0.042738
53355 | 3.64 | 1 | 365 | 4.1612 | 0.34148 | 4 | 0.50266
40628 | 3.12 | 1 | 365 | 3.5667 | 0.14984 | 3 | 0.71656
53311 | 10 | 1 | 365 | 11.4318 | 0.91616 | 12 | 0.34796
53423 | 3.12 | 1 | 365 | 3.5667 | 0.14984 | 3 | 0.71656
41319 | 9.88 | 1 | 365 | 11.2946 | 0.64117 | 11 | 0.93578
38120 | 8.58 | 1 | 365 | 9.8085 | 0.66207 | 10 | 0.47055
40096 | 9.72 | 1 | 365 | 11.1117 | 0.27451 | 11 | 0.38622
40657 | 8.06 | 1 | 365 | 9.214 | 0.47042 | 9 | 0.68446
39021 | 13.78 | 1 | 365 | 15.753 | 0.57847 | 16 | 0.33149
50253 | 6.625 | 1 | 365 | 7.5736 | 0.18196 | 7 | 0.75552
40282 | 9.88 | 1 | 365 | 11.2946 | 0.64117 | 11 | 0.93578
41477 | 2.86 | 1 | 365 | 3.2695 | 0.55402 | 3 | 0.82352
56365 | 5.28 | 1 | 365 | 6.036 | 0.099732 | 6 | 0.13572
45483 | 7.54 | 1 | 365 | 8.6196 | 0.27878 | 8 | 0.89836
39241 | 8.84 | 1 | 365 | 10.1057 | 0.25789 | 10 | 0.3636
34876 | 251.395 | 0.9 | 365 | 258.6508 | 0.49072 | 259 | 0.14149
40716 | 4.505 | 1 | 365 | 5.15 | 0.32373 | 5 | 0.47376
49906 | 7.2 | 1 | 365 | 8.2309 | 0.49964 | 8 | 0.73053
49483 | 6.48 | 1 | 365 | 7.4078 | 0.84967 | 8 | 0.25748
50691 | 11.2 | 1 | 365 | 12.8036 | 0.6661 | 13 | 0.46972
54543 | 7.875 | 1 | 365 | 9.0025 | 0.046476 | 9 | 0.049019
54527 | 6.38 | 1 | 365 | 7.2935 | 0.62051 | 7 | 0.914
46905 | 7.56 | 1 | 365 | 8.6424 | 0.32462 | 8 | 0.96706
43022 | 5.1 | 1 | 365 | 5.8302 | 0.68724 | 6 | 0.51746
50330 | 6.63 | 1 | 365 | 7.5793 | 0.19341 | 7 | 0.7727
42356 | 9.43 | 1 | 365 | 10.7802 | 0.60994 | 11 | 0.39013
39686 | 6.76 | 1 | 365 | 7.7279 | 0.49132 | 8 | 0.21922
37722 | 7.54 | 1 | 365 | 8.6196 | 0.27878 | 8 | 0.89836
43752 | 10.66 | 1 | 365 | 12.1863 | 0.42863 | 12 | 0.61493
40046 | 6.76 | 1 | 365 | 7.7279 | 0.49132 | 8 | 0.21922
48497 | 5.72 | 1 | 365 | 6.539 | 0.10804 | 6 | 0.64703
45705 | 4.42 | 1 | 365 | 5.0529 | 0.12894 | 5 | 0.1818
38884 | 4.68 | 1 | 365 | 5.3501 | 0.72476 | 6 | 0.074845
50445 | 8.16 | 1 | 365 | 9.3283 | 0.69959 | 10 | 0.027935
40474 | 12.74 | 1 | 365 | 14.5641 | 0.19519 | 14 | 0.7593
40051 | 2.6 | 1 | 365 | 2.9723 | 0.9582 | 3 | 0.93047
48384 | 9.945 | 1 | 365 | 11.3689 | 0.79012 | 12 | 0.15905
42028 | 4.16 | 1 | 365 | 4.7556 | 0.53312 | 5 | 0.28875
40588 | 10.92 | 1 | 365 | 12.4835 | 0.024447 | 12 | 0.50797
42256 | 11.18 | 1 | 365 | 12.7808 | 0.62027 | 13 | 0.40102
40216 | 3.57 | 1 | 365 | 4.0812 | 0.18107 | 4 | 0.26222
46219 | 4.335 | 1 | 365 | 4.9557 | 0.93416 | 5 | 0.88984
38661 | 7.28 | 1 | 365 | 8.3224 | 0.68296 | 9 | 0.0053149
45391 | 3.9 | 1 | 365 | 4.4584 | 0.9373 | 5 | 0.3957
39508 | 3.825 | 1 | 365 | 4.3727 | 0.76543 | 5 | 0.13809
41740 | 6.24 | 1 | 365 | 7.1334 | 0.29968 | 7 | 0.43313
50632 | 2.7 | 1 | 365 | 3.0866 | 0.18736 | 3 | 0.27395
39460 | 5.46 | 1 | 365 | 6.2418 | 0.51222 | 6 | 0.75399
40677 | 6.625 | 1 | 365 | 7.5736 | 0.18196 | 7 | 0.75552
41997 | 3.445 | 1 | 365 | 3.9383 | 0.89462 | 4 | 0.83287
40729 | 15.9 | 1 | 365 | 18.1766 | 0.43669 | 18 | 0.61326
39612 | 6.24 | 1 | 365 | 7.1334 | 0.29968 | 7 | 0.43313
40585 | 5.865 | 1 | 365 | 6.7048 | 0.44033 | 7 | 0.14508
40322 | 7.02 | 1 | 365 | 8.0251 | 0.087144 | 8 | 0.11227
41916 | 6.375 | 1 | 365 | 7.2878 | 0.60905 | 7 | 0.89682
45365 | 8.415 | 1 | 365 | 9.6199 | 0.28395 | 9 | 0.90381
38810 | 9.88 | 1 | 365 | 11.2946 | 0.64117 | 11 | 0.93578
48012 | 11.475 | 1 | 365 | 13.118 | 0.29629 | 13 | 0.41428
47560 | 9.1 | 1 | 365 | 10.4029 | 0.85371 | 11 | 0.25664
38802 | 7.42 | 1 | 365 | 8.4824 | 0.0037907 | 8 | 0.48619
45611 | 5.61 | 1 | 365 | 6.4132 | 0.85597 | 7 | 0.26921
38179 | 7.02 | 1 | 365 | 8.0251 | 0.087144 | 8 | 0.11227
48062 | 11.985 | 1 | 365 | 13.701 | 0.46502 | 14 | 0.16603
48393 | 3.825 | 1 | 365 | 4.3727 | 0.76543 | 5 | 0.13809
45299 | 3.38 | 1 | 365 | 3.8639 | 0.74566 | 4 | 0.60961
41573 | 8.32 | 1 | 365 | 9.5113 | 0.066245 | 9 | 0.5775
45651 | 6.24 | 1 | 365 | 7.1334 | 0.29968 | 7 | 0.43313
41569 | 7.02 | 1 | 365 | 8.0251 | 0.087144 | 8 | 0.11227
41491 | 10.4 | 1 | 365 | 11.8891 | 0.83281 | 12 | 0.72188
40049 | 4.59 | 1 | 365 | 5.2472 | 0.51852 | 5 | 0.76571
39540 | 7.8 | 1 | 365 | 8.9168 | 0.8746 | 9 | 0.79141
41656 | 7.14 | 1 | 365 | 8.1623 | 0.36214 | 8 | 0.52444
39634 | 5.2 | 1 | 365 | 5.9445 | 0.9164 | 6 | 0.86094
38177 | 6.24 | 1 | 365 | 7.1334 | 0.29968 | 7 | 0.43313
39404 | 12.48 | 1 | 365 | 14.2669 | 0.59937 | 14 | 0.86625
39159 | 2.04 | 1 | 365 | 2.3321 | 0.6749 | 3 | 0.0069838
43748 | 4.16 | 1 | 365 | 4.7556 | 0.53312 | 5 | 0.28875
45468 | 3.38 | 1 | 365 | 3.8639 | 0.74566 | 4 | 0.60961
39149 | 7.28 | 1 | 365 | 8.3224 | 0.68296 | 9 | 0.0053149
39100 | 7.8 | 1 | 365 | 8.9168 | 0.8746 | 9 | 0.79141
43700 | 8.32 | 1 | 365 | 9.5113 | 0.066245 | 9 | 0.5775
39386 | 8.64 | 1 | 365 | 9.8771 | 0.79956 | 10 | 0.67664
41883 | 14.04 | 1 | 365 | 16.0502 | 0.17429 | 16 | 0.22454
41880 | 2.805 | 1 | 365 | 3.2066 | 0.42798 | 3 | 0.6346
53800 | 7.395 | 1 | 365 | 8.4538 | 0.9465 | 9 | 0.40032
40553 | 4.08 | 1 | 365 | 4.6642 | 0.34979 | 5 | 0.013968
53753 | 8.58 | 1 | 365 | 9.8085 | 0.66207 | 10 | 0.47055
53875 | 4.08 | 1 | 365 | 4.6642 | 0.34979 | 5 | 0.013968
40314 | 9.1 | 1 | 365 | 10.4029 | 0.85371 | 11 | 0.25664
53879 | 4.08 | 1 | 365 | 4.6642 | 0.34979 | 5 | 0.013968
45003 | 7.155 | 1 | 365 | 8.1795 | 0.39651 | 8 | 0.57597
53883 | 9.435 | 1 | 365 | 10.7859 | 0.6214 | 11 | 0.4073
48376 | 6.63 | 1 | 365 | 7.5793 | 0.19341 | 7 | 0.7727
42042 | 5.72 | 1 | 365 | 6.539 | 0.10804 | 6 | 0.64703
50475 | 4.08 | 1 | 365 | 4.6642 | 0.34979 | 5 | 0.013968
47570 | 11.18 | 1 | 365 | 12.7808 | 0.62027 | 13 | 0.40102
40341 | 4.94 | 1 | 365 | 5.6473 | 0.32058 | 5 | 0.96789
50611 | 5.72 | 1 | 365 | 6.539 | 0.10804 | 6 | 0.64703
40653 | 4.68 | 1 | 365 | 5.3501 | 0.72476 | 6 | 0.074845
53164 | 7.54 | 1 | 365 | 8.6196 | 0.27878 | 8 | 0.89836
42103 | 14.04 | 1 | 365 | 16.0502 | 0.17429 | 16 | 0.22454
46041 | 2.04 | 1 | 365 | 2.3321 | 0.6749 | 3 | 0.0069838
47449 | 5.1 | 1 | 365 | 5.8302 | 0.68724 | 6 | 0.51746
41257 | 14.04 | 1 | 365 | 16.0502 | 0.17429 | 16 | 0.22454
50361 | 3.57 | 1 | 365 | 4.0812 | 0.18107 | 4 | 0.26222
41205 | 7.8 | 1 | 365 | 8.9168 | 0.8746 | 9 | 0.79141
41032 | 7.54 | 1 | 365 | 8.6196 | 0.27878 | 8 | 0.89836
39057 | 12.495 | 1 | 365 | 14.284 | 0.63374 | 14 | 0.91778
45146 | 4.16 | 1 | 365 | 4.7556 | 0.53312 | 5 | 0.28875
45104 | 6.24 | 1 | 365 | 7.1334 | 0.29968 | 7 | 0.43313
43742 | 7.8 | 1 | 365 | 8.9168 | 0.8746 | 9 | 0.79141
43782 | 4.42 | 1 | 365 | 5.0529 | 0.12894 | 5 | 0.1818
38148 | 5.2 | 1 | 365 | 5.9445 | 0.9164 | 6 | 0.86094
39618 | 13.52 | 1 | 365 | 15.4558 | 0.98265 | 16 | 0.43844
42379 | 9.36 | 1 | 365 | 10.7002 | 0.44953 | 11 | 0.14969
39454 | 3.12 | 1 | 365 | 3.5667 | 0.14984 | 3 | 0.71656
39984 | 6.5 | 1 | 365 | 7.4307 | 0.8955 | 8 | 0.32617
45476 | 3.12 | 1 | 365 | 3.5667 | 0.14984 | 3 | 0.71656
39926 | 8.06 | 1 | 365 | 9.214 | 0.47042 | 9 | 0.68446
40599 | 5.72 | 1 | 365 | 6.539 | 0.10804 | 6 | 0.64703
41408 | 13.52 | 1 | 365 | 15.4558 | 0.98265 | 16 | 0.43844
39636 | 7.02 | 1 | 365 | 8.0251 | 0.087144 | 8 | 0.11227
40163 | 4.86 | 1 | 365 | 5.5559 | 0.13725 | 5 | 0.69311
50302 | 5.2 | 1 | 365 | 5.9445 | 0.9164 | 6 | 0.86094
45297 | 11.44 | 1 | 365 | 13.078 | 0.21609 | 13 | 0.29407
40532 | 11.475 | 1 | 365 | 13.118 | 0.29629 | 13 | 0.41428
41999 | 4.94 | 1 | 365 | 5.6473 | 0.32058 | 5 | 0.96789
51224 | 2.4 | 1 | 365 | 2.7436 | 0.49988 | 3 | 0.24351
41295 | 13.52 | 1 | 365 | 15.4558 | 0.98265 | 16 | 0.43844
42858 | 5.3 | 1 | 365 | 6.0589 | 0.14556 | 6 | 0.20442
50501 | 3.64 | 1 | 365 | 4.1612 | 0.34148 | 4 | 0.50266
43041 | 10.14 | 1 | 365 | 11.5918 | 0.23699 | 11 | 0.82883
39437 | 11.96 | 1 | 365 | 13.6724 | 0.40773 | 14 | 0.08016
39182 | 5.72 | 1 | 365 | 6.539 | 0.10804 | 6 | 0.64703
45993 | 8.67 | 1 | 365 | 9.9114 | 0.86831 | 10 | 0.77968
39207 | 4.16 | 1 | 365 | 4.7556 | 0.53312 | 5 | 0.28875
41226 | 4.42 | 1 | 365 | 5.0529 | 0.12894 | 5 | 0.1818
37818 | 3.51 | 1 | 365 | 4.0126 | 0.043572 | 4 | 0.056134
40065 | 2.34 | 1 | 365 | 2.675 | 0.36238 | 3 | 0.037423
40560 | 13 | 1 | 365 | 14.8613 | 0.79101 | 15 | 0.65235
42259 | 7.6 | 1 | 365 | 8.6882 | 0.41628 | 9 | 0.10445
45717 | 5.35 | 1 | 365 | 6.116 | 0.26015 | 6 | 0.37616
41822 | 8.06 | 1 | 365 | 9.214 | 0.47042 | 9 | 0.68446
39691 | 2.6 | 1 | 365 | 2.9723 | 0.9582 | 3 | 0.93047
39257 | 12.48 | 1 | 365 | 14.2669 | 0.59937 | 14 | 0.86625
49840 | 9.1 | 1 | 365 | 10.4029 | 0.85371 | 11 | 0.25664
47351 | 3.9 | 1 | 365 | 4.4584 | 0.9373 | 5 | 0.3957
40615 | 5.2 | 1 | 365 | 5.9445 | 0.9164 | 6 | 0.86094
41814 | 9.36 | 1 | 365 | 10.7002 | 0.44953 | 11 | 0.14969
45641 | 9.18 | 1 | 365 | 10.4944 | 0.037035 | 10 | 0.53143
53185 | 8.215 | 1 | 365 | 9.3912 | 0.82563 | 10 | 0.21685
45650 | 8.16 | 1 | 365 | 9.3283 | 0.69959 | 10 | 0.027935
53198 | 2.385 | 1 | 365 | 2.7265 | 0.4655 | 3 | 0.19199
53250 | 5.83 | 1 | 365 | 6.6647 | 0.36012 | 7 | 0.024861
53269 | 3.71 | 1 | 365 | 4.2412 | 0.5019 | 4 | 0.74309
53288 | 4.505 | 1 | 365 | 5.15 | 0.32373 | 5 | 0.47376
53178 | 5.3 | 1 | 365 | 6.0589 | 0.14556 | 6 | 0.20442
53610 | 5.565 | 1 | 365 | 6.3618 | 0.75284 | 7 | 0.11464
40459 | 6.36 | 1 | 365 | 7.2706 | 0.57468 | 7 | 0.8453
53639 | 7.95 | 1 | 365 | 9.0883 | 0.21835 | 9 | 0.30663
47438 | 10.66 | 1 | 365 | 12.1863 | 0.42863 | 12 | 0.61493
49640 | 3.3 | 1 | 365 | 3.7725 | 0.56233 | 4 | 0.33483
50340 | 6.12 | 1 | 365 | 6.9963 | 0.02469 | 7 | 0.020952
45303 | 9.36 | 1 | 365 | 10.7002 | 0.44953 | 11 | 0.14969
49506 | 3.9 | 1 | 365 | 4.4584 | 0.9373 | 5 | 0.3957
39673 | 8.32 | 1 | 365 | 9.5113 | 0.066245 | 9 | 0.5775
50218 | 6.24 | 1 | 365 | 7.1334 | 0.29968 | 7 | 0.43313
39416 | 5.98 | 1 | 365 | 6.8362 | 0.70386 | 7 | 0.54008
40614 | 5.72 | 1 | 365 | 6.539 | 0.10804 | 6 | 0.64703
41829 | 4.68 | 1 | 365 | 5.3501 | 0.72476 | 6 | 0.074845
40086 | 6.5 | 1 | 365 | 7.4307 | 0.8955 | 8 | 0.32617
43315 | 5.46 | 1 | 365 | 6.2418 | 0.51222 | 6 | 0.75399
48435 | 7.8 | 1 | 365 | 8.9168 | 0.8746 | 9 | 0.79141
41693 | 7.02 | 1 | 365 | 8.0251 | 0.087144 | 8 | 0.11227
39657 | 4.68 | 1 | 365 | 5.3501 | 0.72476 | 6 | 0.074845
43269 | 4.68 | 1 | 365 | 5.3501 | 0.72476 | 6 | 0.074845
39370 | 2.55 | 1 | 365 | 2.9151 | 0.84362 | 3 | 0.75873
49497 | 5.2 | 1 | 365 | 5.9445 | 0.9164 | 6 | 0.86094
47781 | 8.415 | 1 | 365 | 9.6199 | 0.28395 | 9 | 0.90381
50402 | 6.885 | 1 | 365 | 7.8708 | 0.77778 | 8 | 0.64857
40550 | 12.48 | 1 | 365 | 14.2669 | 0.59937 | 14 | 0.86625
39954 | 8.84 | 1 | 365 | 10.1057 | 0.25789 | 10 | 0.3636
37792 | 7.54 | 1 | 365 | 8.6196 | 0.27878 | 8 | 0.89836
43848 | 4.05 | 1 | 365 | 4.6299 | 0.28104 | 4 | 0.91092
45887 | 2.86 | 1 | 365 | 3.2695 | 0.55402 | 3 | 0.82352
47469 | 7.14 | 1 | 365 | 8.1623 | 0.36214 | 8 | 0.52444
50314 | 5.1 | 1 | 365 | 5.8302 | 0.68724 | 6 | 0.51746
48458 | 10.07 | 1 | 365 | 11.5118 | 0.076573 | 11 | 0.5884
39589 | 4.845 | 1 | 365 | 5.5387 | 0.10288 | 5 | 0.64159
45629 | 13.77 | 1 | 365 | 15.7416 | 0.55555 | 16 | 0.29714
50490 | 8.32 | 1 | 365 | 9.5113 | 0.066245 | 9 | 0.5775
42589 | 4.05 | 1 | 365 | 4.6299 | 0.28104 | 4 | 0.91092
47444 | 2.43 | 1 | 365 | 2.7779 | 0.56863 | 3 | 0.34655
38047 | 5.72 | 1 | 365 | 6.539 | 0.10804 | 6 | 0.64703
50583 | 5.46 | 1 | 365 | 6.2418 | 0.51222 | 6 | 0.75399
43601 | 5.2 | 1 | 365 | 5.9445 | 0.9164 | 6 | 0.86094
46036 | 8.58 | 1 | 365 | 9.8085 | 0.66207 | 10 | 0.47055
50249 | 8.06 | 1 | 365 | 9.214 | 0.47042 | 9 | 0.68446
39942 | 8.415 | 1 | 365 | 9.6199 | 0.28395 | 9 | 0.90381
45693 | 9.435 | 1 | 365 | 10.7859 | 0.6214 | 11 | 0.4073
40984 | 4.16 | 1 | 365 | 4.7556 | 0.53312 | 5 | 0.28875
40503 | 2.6 | 1 | 365 | 2.9723 | 0.9582 | 3 | 0.93047
45763 | 6.89 | 1 | 365 | 7.8765 | 0.78923 | 8 | 0.66574
43720 | 4.335 | 1 | 365 | 4.9557 | 0.93416 | 5 | 0.88984
50210 | 8.06 | 1 | 365 | 9.214 | 0.47042 | 9 | 0.68446
42179 | 6.5 | 1 | 365 | 7.4307 | 0.8955 | 8 | 0.32617
39339 | 5.565 | 1 | 365 | 6.3618 | 0.75284 | 7 | 0.11464
50270 | 7.65 | 1 | 365 | 8.7453 | 0.53086 | 9 | 0.27619
47850 | 4.59 | 1 | 365 | 5.2472 | 0.51852 | 5 | 0.76571
45331 | 3.975 | 1 | 365 | 4.5441 | 0.10917 | 4 | 0.65331
38983 | 4.16 | 1 | 365 | 4.7556 | 0.53312 | 5 | 0.28875
43600 | 3.12 | 1 | 365 | 3.5667 | 0.14984 | 3 | 0.71656
39627 | 11.985 | 1 | 365 | 13.701 | 0.46502 | 14 | 0.16603
39344 | 8.84 | 1 | 365 | 10.1057 | 0.25789 | 10 | 0.3636
41454 | 5.98 | 1 | 365 | 6.8362 | 0.70386 | 7 | 0.54008
40605 | 7.02 | 1 | 365 | 8.0251 | 0.087144 | 8 | 0.11227
40059 | 4.94 | 1 | 365 | 5.6473 | 0.32058 | 5 | 0.96789
46671 | 4.68 | 1 | 365 | 5.3501 | 0.72476 | 6 | 0.074845
43053 | 8.58 | 1 | 365 | 9.8085 | 0.66207 | 10 | 0.47055
41084 | 8.06 | 1 | 365 | 9.214 | 0.47042 | 9 | 0.68446
39581 | 12.74 | 1 | 365 | 14.5641 | 0.19519 | 14 | 0.7593
43590 | 6.095 | 1 | 365 | 6.9677 | 0.9674 | 7 | 0.93508
39990 | 2.6 | 1 | 365 | 2.9723 | 0.9582 | 3 | 0.93047
39549 | 8.58 | 1 | 365 | 9.8085 | 0.66207 | 10 | 0.47055
40566 | 5.72 | 1 | 365 | 6.539 | 0.10804 | 6 | 0.64703
41401 | 12.985 | 1 | 365 | 14.8442 | 0.75663 | 15 | 0.60083
39468 | 2.97 | 1 | 365 | 3.3952 | 0.8061 | 4 | 0.20134
45867 | 10.14 | 1 | 365 | 11.5918 | 0.23699 | 11 | 0.82883
40422 | 2.08 | 1 | 365 | 2.3778 | 0.76656 | 3 | 0.14438
44993 | 6.5 | 1 | 365 | 7.4307 | 0.8955 | 8 | 0.32617
38573 | 9.435 | 1 | 365 | 10.7859 | 0.6214 | 11 | 0.4073
45293 | 13.005 | 1 | 365 | 14.8671 | 0.80247 | 15 | 0.66952
43276 | 11.985 | 1 | 365 | 13.701 | 0.46502 | 14 | 0.16603
45600 | 5.1 | 1 | 365 | 5.8302 | 0.68724 | 6 | 0.51746
42229 | 6.625 | 1 | 365 | 7.5736 | 0.18196 | 7 | 0.75552
48362 | 5.2 | 1 | 365 | 5.9445 | 0.9164 | 6 | 0.86094
48511 | 10.92 | 1 | 365 | 12.4835 | 0.024447 | 12 | 0.50797
37895 | 2.65 | 1 | 365 | 3.0294 | 0.072782 | 3 | 0.10221
50215 | 5.61 | 1 | 365 | 6.4132 | 0.85597 | 7 | 0.26921
50325 | 4.845 | 1 | 365 | 5.5387 | 0.10288 | 5 | 0.64159
45329 | 5.61 | 1 | 365 | 6.4132 | 0.85597 | 7 | 0.26921
48388 | 7.28 | 1 | 365 | 8.3224 | 0.68296 | 9 | 0.0053149
50419 | 9.18 | 1 | 365 | 10.4944 | 0.037035 | 10 | 0.53143
45671 | 5.98 | 1 | 365 | 6.8362 | 0.70386 | 7 | 0.54008
50489 | 8.67 | 1 | 365 | 9.9114 | 0.86831 | 10 | 0.77968
40485 | 6.76 | 1 | 365 | 7.7279 | 0.49132 | 8 | 0.21922
47364 | 3.38 | 1 | 365 | 3.8639 | 0.74566 | 4 | 0.60961
47512 | 2.385 | 1 | 365 | 2.7265 | 0.4655 | 3 | 0.19199
47953 | 14.04 | 1 | 365 | 16.0502 | 0.17429 | 16 | 0.22454
50387 | 9.69 | 1 | 365 | 11.0774 | 0.20576 | 11 | 0.28317
38790 | 4.16 | 1 | 365 | 4.7556 | 0.53312 | 5 | 0.28875
50324 | 8.67 | 1 | 365 | 9.9114 | 0.86831 | 10 | 0.77968
40105 | 10.66 | 1 | 365 | 12.1863 | 0.42863 | 12 | 0.61493
40094 | 12.24 | 1 | 365 | 13.9925 | 0.04938 | 14 | 0.041903
39650 | 2.34 | 1 | 365 | 2.675 | 0.36238 | 3 | 0.037423
43701 | 8.84 | 1 | 365 | 10.1057 | 0.25789 | 10 | 0.3636
41835 | 13 | 1 | 365 | 14.8613 | 0.79101 | 15 | 0.65235
45950 | 6.375 | 1 | 365 | 7.2878 | 0.60905 | 7 | 0.89682
41254 | 3.38 | 1 | 365 | 3.8639 | 0.74566 | 4 | 0.60961
45761 | 6.24 | 1 | 365 | 7.1334 | 0.29968 | 7 | 0.43313
43743 | 13.78 | 1 | 365 | 15.753 | 0.57847 | 16 | 0.33149
37911 | 7.02 | 1 | 365 | 8.0251 | 0.087144 | 8 | 0.11227
39648 | 8.925 | 1 | 365 | 10.2029 | 0.45267 | 10 | 0.65555
43831 | 4.335 | 1 | 365 | 4.9557 | 0.93416 | 5 | 0.88984
41826 | 5.98 | 1 | 365 | 6.8362 | 0.70386 | 7 | 0.54008
41115 | 6.63 | 1 | 365 | 7.5793 | 0.19341 | 7 | 0.7727
40506 | 12.48 | 1 | 365 | 14.2669 | 0.59937 | 14 | 0.86625
47824 | 7.8 | 1 | 365 | 8.9168 | 0.8746 | 9 | 0.79141
47515 | 9.01 | 1 | 365 | 10.3001 | 0.64746 | 10 | 0.94751
47389 | 6.24 | 1 | 365 | 7.1334 | 0.29968 | 7 | 0.43313
48494 | 13.26 | 1 | 365 | 15.1586 | 0.38683 | 15 | 0.54539
42106 | 3.12 | 1 | 365 | 3.5667 | 0.14984 | 3 | 0.71656
40623 | 5.335 | 1 | 365 | 6.0989 | 0.22577 | 6 | 0.32464
45959 | 3.975 | 1 | 365 | 4.5441 | 0.10917 | 4 | 0.65331
41718 | 11.18 | 1 | 365 | 12.7808 | 0.62027 | 13 | 0.40102
42141 | 7.395 | 1 | 365 | 8.4538 | 0.9465 | 9 | 0.40032
45150 | 6.5 | 1 | 365 | 7.4307 | 0.8955 | 8 | 0.32617
39428 | 8.58 | 1 | 365 | 9.8085 | 0.66207 | 10 | 0.47055
50274 | 13.515 | 1 | 365 | 15.4501 | 0.97119 | 16 | 0.42127
40479 | 10.92 | 1 | 365 | 12.4835 | 0.024447 | 12 | 0.50797
37922 | 12.455 | 1 | 365 | 14.2383 | 0.54208 | 14 | 0.78038
44985 | 6.21 | 1 | 365 | 7.0991 | 0.23094 | 7 | 0.33008
39927 | 5.565 | 1 | 365 | 6.3618 | 0.75284 | 7 | 0.11464
39535 | 8.06 | 1 | 365 | 9.214 | 0.47042 | 9 | 0.68446
50587 | 14.025 | 1 | 365 | 16.0331 | 0.13991 | 16 | 0.17301
28824 | 4.505 | 1 | 365 | 5.15 | 0.32373 | 5 | 0.47376
38985 | 9.36 | 1 | 365 | 10.7002 | 0.44953 | 11 | 0.14969
28871 | 10.4 | 1 | 365 | 11.8891 | 0.83281 | 12 | 0.72188
45053 | 3.9 | 1 | 365 | 4.4584 | 0.9373 | 5 | 0.3957
40304 | 10.71 | 1 | 365 | 12.2435 | 0.54321 | 12 | 0.78667
45544 | 4.08 | 1 | 365 | 4.6642 | 0.34979 | 5 | 0.013968
38684 | 4.68 | 1 | 365 | 5.3501 | 0.72476 | 6 | 0.074845
40224 | 5.46 | 1 | 365 | 6.2418 | 0.51222 | 6 | 0.75399
46191 | 6.5 | 1 | 365 | 7.4307 | 0.8955 | 8 | 0.32617
41696 | 7.02 | 1 | 365 | 8.0251 | 0.087144 | 8 | 0.11227
37787 | 9.1 | 1 | 365 | 10.4029 | 0.85371 | 11 | 0.25664
40336 | 5.865 | 1 | 365 | 6.7048 | 0.44033 | 7 | 0.14508
42565 | 9.435 | 1 | 365 | 10.7859 | 0.6214 | 11 | 0.4073
45363 | 3.9 | 1 | 365 | 4.4584 | 0.9373 | 5 | 0.3957
40562 | 2.86 | 1 | 365 | 3.2695 | 0.55402 | 3 | 0.82352
46260 | 7.95 | 1 | 365 | 9.0883 | 0.21835 | 9 | 0.30663
41888 | 4.94 | 1 | 365 | 5.6473 | 0.32058 | 5 | 0.96789
40720 | 3.98 | 1 | 365 | 4.5499 | 0.12063 | 4 | 0.67049
42108 | 2.6 | 1 | 365 | 2.9723 | 0.9582 | 3 | 0.93047
40202 | 4.16 | 1 | 365 | 4.7556 | 0.53312 | 5 | 0.28875
46037 | 2.55 | 1 | 365 | 2.9151 | 0.84362 | 3 | 0.75873
44749 | 5.46 | 1 | 365 | 6.2418 | 0.51222 | 6 | 0.75399
38253 | 2.915 | 1 | 365 | 3.3324 | 0.68006 | 4 | 0.01243
43813 | 14.04 | 1 | 365 | 16.0502 | 0.17429 | 16 | 0.22454
50344 | 7.14 | 1 | 365 | 8.1623 | 0.36214 | 8 | 0.52444
50276 | 5.565 | 1 | 365 | 6.3618 | 0.75284 | 7 | 0.11464
50211 | 6.37 | 1 | 365 | 7.2821 | 0.59759 | 7 | 0.87965
45968 | 4.16 | 1 | 365 | 4.7556 | 0.53312 | 5 | 0.28875
50462 | 8.48 | 1 | 365 | 9.6942 | 0.4329 | 10 | 0.12707
50359 | 6.24 | 1 | 365 | 7.1334 | 0.29968 | 7 | 0.43313
50234 | 11.985 | 1 | 365 | 13.701 | 0.46502 | 14 | 0.16603
45096 | 6.76 | 1 | 365 | 7.7279 | 0.49132 | 8 | 0.21922
40348 | 8.41 | 1 | 365 | 9.6141 | 0.27249 | 9 | 0.88663
39597 | 9.54 | 1 | 365 | 10.9059 | 0.86202 | 11 | 0.76795
39210 | 4.16 | 1 | 365 | 4.7556 | 0.53312 | 5 | 0.28875
38777 | 5.72 | 1 | 365 | 6.539 | 0.10804 | 6 | 0.64703
41043 | 9.54 | 1 | 365 | 10.9059 | 0.86202 | 11 | 0.76795
38959 | 6.24 | 1 | 365 | 7.1334 | 0.29968 | 7 | 0.43313
40395 | 10.66 | 1 | 365 | 12.1863 | 0.42863 | 12 | 0.61493
46155 | 5.1 | 1 | 365 | 5.8302 | 0.68724 | 6 | 0.51746
45755 | 4.94 | 1 | 365 | 5.6473 | 0.32058 | 5 | 0.96789
33161 | 4.68 | 1 | 365 | 5.3501 | 0.72476 | 6 | 0.074845
38666 | 8.415 | 1 | 365 | 9.6199 | 0.28395 | 9 | 0.90381
39450 | 3.9 | 1 | 365 | 4.4584 | 0.9373 | 5 | 0.3957
39323 | 6.625 | 1 | 365 | 7.5736 | 0.18196 | 7 | 0.75552
32750 | 4.94 | 1 | 365 | 5.6473 | 0.32058 | 5 | 0.96789
45665 | 5.83 | 1 | 365 | 6.6647 | 0.36012 | 7 | 0.024861
39867 | 6.63 | 1 | 365 | 7.5793 | 0.19341 | 7 | 0.7727
41033 | 5.2 | 1 | 365 | 5.9445 | 0.9164 | 6 | 0.86094
40976 | 6.24 | 1 | 365 | 7.1334 | 0.29968 | 7 | 0.43313
45785 | 5.72 | 1 | 365 | 6.539 | 0.10804 | 6 | 0.64703
47516 | 4.16 | 1 | 365 | 4.7556 | 0.53312 | 5 | 0.28875
30466 | 10.92 | 1 | 365 | 12.4835 | 0.024447 | 12 | 0.50797
39325 | 3.38 | 1 | 365 | 3.8639 | 0.74566 | 4 | 0.60961
33519 | 8.06 | 1 | 365 | 9.214 | 0.47042 | 9 | 0.68446
50768 | 7.54 | 1 | 365 | 8.6196 | 0.27878 | 8 | 0.89836
38286 | 4.42 | 1 | 365 | 5.0529 | 0.12894 | 5 | 0.1818
30455 | 7.02 | 1 | 365 | 8.0251 | 0.087144 | 8 | 0.11227
39273 | 4.16 | 1 | 365 | 4.7556 | 0.53312 | 5 | 0.28875
33322 | 3.9 | 1 | 365 | 4.4584 | 0.9373 | 5 | 0.3957
39231 | 5.1 | 1 | 365 | 5.8302 | 0.68724 | 6 | 0.51746
41419 | 10.66 | 1 | 365 | 12.1863 | 0.42863 | 12 | 0.61493
39610 | 14.56 | 1 | 365 | 16.6447 | 0.36593 | 17 | 0.01063
44148 | 13 | 1 | 365 | 14.8613 | 0.79101 | 15 | 0.65235
50467 | 5.1 | 1 | 365 | 5.8302 | 0.68724 | 6 | 0.51746
45970 | 17.085 | 1 | 365 | 19.5312 | 0.15226 | 19 | 0.68349
42656 | 8.06 | 1 | 365 | 9.214 | 0.47042 | 9 | 0.68446
39242 | 5.98 | 1 | 365 | 6.8362 | 0.70386 | 7 | 0.54008
47905 | 10.71 | 1 | 365 | 12.2435 | 0.54321 | 12 | 0.78667
39463 | 14.04 | 1 | 365 | 16.0502 | 0.17429 | 16 | 0.22454
32835 | 5.1 | 1 | 365 | 5.8302 | 0.68724 | 6 | 0.51746
50220 | 5.865 | 1 | 365 | 6.7048 | 0.44033 | 7 | 0.14508
47965 | 6.36 | 1 | 365 | 7.2706 | 0.57468 | 7 | 0.8453
39527 | 3.12 | 1 | 365 | 3.5667 | 0.14984 | 3 | 0.71656
47529 | 4.845 | 1 | 365 | 5.5387 | 0.10288 | 5 | 0.64159
45121 | 4.59 | 1 | 365 | 5.2472 | 0.51852 | 5 | 0.76571
50227 | 13.26 | 1 | 365 | 15.1586 | 0.38683 | 15 | 0.54539
50281 | 12.24 | 1 | 365 | 13.9925 | 0.04938 | 14 | 0.041903
45906 | 3.51 | 1 | 365 | 4.0126 | 0.043572 | 4 | 0.056134
39320 | 4.42 | 1 | 365 | 5.0529 | 0.12894 | 5 | 0.1818
40043 | 3.315 | 1 | 365 | 3.7896 | 0.59671 | 4 | 0.38635
50473 | 5.355 | 1 | 365 | 6.1217 | 0.2716 | 6 | 0.39333
39585 | 4.68 | 1 | 365 | 5.3501 | 0.72476 | 6 | 0.074845
41929 | 6.24 | 1 | 365 | 7.1334 | 0.29968 | 7 | 0.43313
44948 | 4.68 | 1 | 365 | 5.3501 | 0.72476 | 6 | 0.074845
40584 | 9.1 | 1 | 365 | 10.4029 | 0.85371 | 11 | 0.25664
31811 | 9.1 | 1 | 365 | 10.4029 | 0.85371 | 11 | 0.25664
31227 | 4.68 | 1 | 365 | 5.3501 | 0.72476 | 6 | 0.074845
39644 | 5.72 | 1 | 365 | 6.539 | 0.10804 | 6 | 0.64703
28954 | 3.64 | 1 | 365 | 4.1612 | 0.34148 | 4 | 0.50266
43318 | 6.24 | 1 | 365 | 7.1334 | 0.29968 | 7 | 0.43313
37577 | 9.88 | 1 | 365 | 11.2946 | 0.64117 | 11 | 0.93578
39467 | 10.965 | 1 | 365 | 12.535 | 0.12757 | 12 | 0.66254
39421 | 7.02 | 1 | 365 | 8.0251 | 0.087144 | 8 | 0.11227
40509 | 5.2 | 1 | 365 | 5.9445 | 0.9164 | 6 | 0.86094
43846 | 14.79 | 1 | 365 | 16.9076 | 0.893 | 17 | 0.80063
41812 | 3.315 | 1 | 365 | 3.7896 | 0.59671 | 4 | 0.38635
50578 | 2.34 | 1 | 365 | 2.675 | 0.36238 | 3 | 0.037423
42069 | 5.2 | 1 | 365 | 5.9445 | 0.9164 | 6 | 0.86094
39483 | 10.53 | 1 | 365 | 12.0377 | 0.13072 | 12 | 0.1684
37930 | 8.67 | 1 | 365 | 9.9114 | 0.86831 | 10 | 0.77968
39446 | 6.24 | 1 | 365 | 7.1334 | 0.29968 | 7 | 0.43313
40510 | 5.72 | 1 | 365 | 6.539 | 0.10804 | 6 | 0.64703
47545 | 6.375 | 1 | 365 | 7.2878 | 0.60905 | 7 | 0.89682
50328 | 10.92 | 1 | 365 | 12.4835 | 0.024447 | 12 | 0.50797
33584 | 4.42 | 1 | 365 | 5.0529 | 0.12894 | 5 | 0.1818
40356 | 3.64 | 1 | 365 | 4.1612 | 0.34148 | 4 | 0.50266
33664 | 8.84 | 1 | 365 | 10.1057 | 0.25789 | 10 | 0.3636
40386 | 7.02 | 1 | 365 | 8.0251 | 0.087144 | 8 | 0.11227
33101 | 8.32 | 1 | 365 | 9.5113 | 0.066245 | 9 | 0.5775
40193 | 3.12 | 1 | 365 | 3.5667 | 0.14984 | 3 | 0.71656
40909 | 9.805 | 1 | 365 | 11.2089 | 0.46929 | 11 | 0.67817
38229 | 4.845 | 1 | 365 | 5.5387 | 0.10288 | 5 | 0.64159
40528 | 8.06 | 1 | 365 | 9.214 | 0.47042 | 9 | 0.68446
41847 | 4.16 | 1 | 365 | 4.7556 | 0.53312 | 5 | 0.28875
41688 | 6.24 | 1 | 365 | 7.1334 | 0.29968 | 7 | 0.43313
49662 | 4.68 | 1 | 365 | 5.3501 | 0.72476 | 6 | 0.074845
39328 | 10.4 | 1 | 365 | 11.8891 | 0.83281 | 12 | 0.72188
42380 | 5.46 | 1 | 365 | 6.2418 | 0.51222 | 6 | 0.75399
41381 | 6.885 | 1 | 365 | 7.8708 | 0.77778 | 8 | 0.64857
43339 | 5.61 | 1 | 365 | 6.4132 | 0.85597 | 7 | 0.26921
41808 | 7.685 | 1 | 365 | 8.7853 | 0.61107 | 9 | 0.39641
38062 | 7.14 | 1 | 365 | 8.1623 | 0.36214 | 8 | 0.52444
43609 | 10.92 | 1 | 365 | 12.4835 | 0.024447 | 12 | 0.50797
42978 | 13 | 1 | 365 | 14.8613 | 0.79101 | 15 | 0.65235
43335 | 3.64 | 1 | 365 | 4.1612 | 0.34148 | 4 | 0.50266
38488 | 13.52 | 1 | 365 | 15.4558 | 0.98265 | 16 | 0.43844
41403 | 6.24 | 1 | 365 | 7.1334 | 0.29968 | 7 | 0.43313
39407 | 7.02 | 1 | 365 | 8.0251 | 0.087144 | 8 | 0.11227
35457 | 9.36 | 1 | 365 | 10.7002 | 0.44953 | 11 | 0.14969
41828 | 8.32 | 1 | 365 | 9.5113 | 0.066245 | 9 | 0.5775
45380 | 6.76 | 1 | 365 | 7.7279 | 0.49132 | 8 | 0.21922
43690 | 7.95 | 1 | 365 | 9.0883 | 0.21835 | 9 | 0.30663
50476 | 6.63 | 1 | 365 | 7.5793 | 0.19341 | 7 | 0.7727
41083 | 11.18 | 1 | 365 | 12.7808 | 0.62027 | 13 | 0.40102
38334 | 5.865 | 1 | 365 | 6.7048 | 0.44033 | 7 | 0.14508
45619 | 7.65 | 1 | 365 | 8.7453 | 0.53086 | 9 | 0.27619
47476 | 4.42 | 1 | 365 | 5.0529 | 0.12894 | 5 | 0.1818
48008 | 13.26 | 1 | 365 | 15.1586 | 0.38683 | 15 | 0.54539
43341 | 8.32 | 1 | 365 | 9.5113 | 0.066245 | 9 | 0.5775
48091 | 13.77 | 1 | 365 | 15.7416 | 0.55555 | 16 | 0.29714
48518 | 10.2 | 1 | 365 | 11.6604 | 0.37448 | 12 | 0.034919
39349 | 12.48 | 1 | 365 | 14.2669 | 0.59937 | 14 | 0.86625
48170 | 12.74 | 1 | 365 | 14.5641 | 0.19519 | 14 | 0.7593
47511 | 6.375 | 1 | 365 | 7.2878 | 0.60905 | 7 | 0.89682
50250 | 8.16 | 1 | 365 | 9.3283 | 0.69959 | 10 | 0.027935
48403 | 4.68 | 1 | 365 | 5.3501 | 0.72476 | 6 | 0.074845
40228 | 14.04 | 1 | 365 | 16.0502 | 0.17429 | 16 | 0.22454
40087 | 12.24 | 1 | 365 | 13.9925 | 0.04938 | 14 | 0.041903
39136 | 6.5 | 1 | 365 | 7.4307 | 0.8955 | 8 | 0.32617
39480 | 14.56 | 1 | 365 | 16.6447 | 0.36593 | 17 | 0.01063
39106 | 4.16 | 1 | 365 | 4.7556 | 0.53312 | 5 | 0.28875
48147 | 4.335 | 1 | 365 | 4.9557 | 0.93416 | 5 | 0.88984
50336 | 10.2 | 1 | 365 | 11.6604 | 0.37448 | 12 | 0.034919
45739 | 5.2 | 1 | 365 | 5.9445 | 0.9164 | 6 | 0.86094
40512 | 7.02 | 1 | 365 | 8.0251 | 0.087144 | 8 | 0.11227
43911 | 10.53 | 1 | 365 | 12.0377 | 0.13072 | 12 | 0.1684
39438 | 8.925 | 1 | 365 | 10.2029 | 0.45267 | 10 | 0.65555
50282 | 9.88 | 1 | 365 | 11.2946 | 0.64117 | 11 | 0.93578
39327 | 4.16 | 1 | 365 | 4.7556 | 0.53312 | 5 | 0.28875
39552 | 15.34 | 1 | 365 | 17.5364 | 0.15339 | 17 | 0.68977
45451 | 12.75 | 1 | 365 | 14.5755 | 0.2181 | 14 | 0.79365
39160 | 9.945 | 1 | 365 | 11.3689 | 0.79012 | 12 | 0.15905
39389 | 4.68 | 1 | 365 | 5.3501 | 0.72476 | 6 | 0.074845
42468 | 2.34 | 1 | 365 | 2.675 | 0.36238 | 3 | 0.037423
39546 | 6.76 | 1 | 365 | 7.7279 | 0.49132 | 8 | 0.21922
41705 | 8.84 | 1 | 365 | 10.1057 | 0.25789 | 10 | 0.3636
43708 | 13.52 | 1 | 365 | 15.4558 | 0.98265 | 16 | 0.43844
39689 | 5.2 | 1 | 365 | 5.9445 | 0.9164 | 6 | 0.86094
39333 | 6.885 | 1 | 365 | 7.8708 | 0.77778 | 8 | 0.64857
39000 | 3.12 | 1 | 365 | 3.5667 | 0.14984 | 3 | 0.71656
50326 | 7.02 | 1 | 365 | 8.0251 | 0.087144 | 8 | 0.11227
45776 | 14.04 | 1 | 365 | 16.0502 | 0.17429 | 16 | 0.22454
45884 | 4.08 | 1 | 365 | 4.6642 | 0.34979 | 5 | 0.013968
39239 | 8.67 | 1 | 365 | 9.9114 | 0.86831 | 10 | 0.77968
42225 | 12.22 | 1 | 365 | 13.9697 | 0.0035475 | 13 | 0.97321
40298 | 11.22 | 1 | 365 | 12.8265 | 0.71193 | 13 | 0.53841
41749 | 4.16 | 1 | 365 | 4.7556 | 0.53312 | 5 | 0.28875
41818 | 8.06 | 1 | 365 | 9.214 | 0.47042 | 9 | 0.68446
45295 | 10.965 | 1 | 365 | 12.535 | 0.12757 | 12 | 0.66254
38784 | 13 | 1 | 365 | 14.8613 | 0.79101 | 15 | 0.65235
43278 | 7.28 | 1 | 365 | 8.3224 | 0.68296 | 9 | 0.0053149
41066 | 11.96 | 1 | 365 | 13.6724 | 0.40773 | 14 | 0.08016
38014 | 8.67 | 1 | 365 | 9.9114 | 0.86831 | 10 | 0.77968
39289 | 8.16 | 1 | 365 | 9.3283 | 0.69959 | 10 | 0.027935
45189 | 3.975 | 1 | 365 | 4.5441 | 0.10917 | 4 | 0.65331
39973 | 9.69 | 1 | 365 | 11.0774 | 0.20576 | 11 | 0.28317
37887 | 2.86 | 1 | 365 | 3.2695 | 0.55402 | 3 | 0.82352
39629 | 8.06 | 1 | 365 | 9.214 | 0.47042 | 9 | 0.68446
40098 | 15.86 | 1 | 365 | 18.1308 | 0.34503 | 18 | 0.47586
39562 | 9.1 | 1 | 365 | 10.4029 | 0.85371 | 11 | 0.25664
42955 | 5.2 | 1 | 365 | 5.9445 | 0.9164 | 6 | 0.86094
48123 | 4.59 | 1 | 365 | 5.2472 | 0.51852 | 5 | 0.76571
43762 | 9.945 | 1 | 365 | 11.3689 | 0.79012 | 12 | 0.15905
40947 | 5.1 | 1 | 365 | 5.8302 | 0.68724 | 6 | 0.51746
39216 | 5.46 | 1 | 365 | 6.2418 | 0.51222 | 6 | 0.75399
40128 | 9.1 | 1 | 365 | 10.4029 | 0.85371 | 11 | 0.25664
45715 | 7.685 | 1 | 365 | 8.7853 | 0.61107 | 9 | 0.39641
43170 | 12.48 | 1 | 365 | 14.2669 | 0.59937 | 14 | 0.86625
41723 | 7.42 | 1 | 365 | 8.4824 | 0.0037907 | 8 | 0.48619
40904 | 5.46 | 1 | 365 | 6.2418 | 0.51222 | 6 | 0.75399
38029 | 6.5 | 1 | 365 | 7.4307 | 0.8955 | 8 | 0.32617
40035 | 8.06 | 1 | 365 | 9.214 | 0.47042 | 9 | 0.68446
39107 | 12.48 | 1 | 365 | 14.2669 | 0.59937 | 14 | 0.86625
50666 | 6.885 | 1 | 365 | 7.8708 | 0.77778 | 8 | 0.64857
47491 | 7.65 | 1 | 365 | 8.7453 | 0.53086 | 9 | 0.27619
42249 | 4.68 | 1 | 365 | 5.3501 | 0.72476 | 6 | 0.074845
39484 | 11.07 | 1 | 365 | 12.655 | 0.36819 | 13 | 0.023192
42001 | 12.72 | 1 | 365 | 14.5412 | 0.14936 | 14 | 0.69061
41277 | 5.61 | 1 | 365 | 6.4132 | 0.85597 | 7 | 0.26921
50209 | 3.57 | 1 | 365 | 4.0812 | 0.18107 | 4 | 0.26222
45158 | 3.64 | 1 | 365 | 4.1612 | 0.34148 | 4 | 0.50266
41173 | 4.59 | 1 | 365 | 5.2472 | 0.51852 | 5 | 0.76571
43840 | 8.06 | 1 | 365 | 9.214 | 0.47042 | 9 | 0.68446
41861 | 5.46 | 1 | 365 | 6.2418 | 0.51222 | 6 | 0.75399
50679 | 11.96 | 1 | 365 | 13.6724 | 0.40773 | 14 | 0.08016
39578 | 7.4 | 1 | 365 | 8.4595 | 0.95796 | 9 | 0.41749
39461 | 3.825 | 1 | 365 | 4.3727 | 0.76543 | 5 | 0.13809
41631 | 13.26 | 1 | 365 | 15.1586 | 0.38683 | 15 | 0.54539
39963 | 2.6 | 1 | 365 | 2.9723 | 0.9582 | 3 | 0.93047
40058 | 8.1 | 1 | 365 | 9.2598 | 0.56209 | 9 | 0.82185
47558 | 2.805 | 1 | 365 | 3.2066 | 0.42798 | 3 | 0.6346
45546 | 3.64 | 1 | 365 | 4.1612 | 0.34148 | 4 | 0.50266
43152 | 4.08 | 1 | 365 | 4.6642 | 0.34979 | 5 | 0.013968
39579 | 5.72 | 1 | 365 | 6.539 | 0.10804 | 6 | 0.64703
39080 | 8.84 | 1 | 365 | 10.1057 | 0.25789 | 10 | 0.3636
40861 | 4.16 | 1 | 365 | 4.7556 | 0.53312 | 5 | 0.28875
41397 | 11.18 | 1 | 365 | 12.7808 | 0.62027 | 13 | 0.40102
41472 | 4.68 | 1 | 365 | 5.3501 | 0.72476 | 6 | 0.074845
41255 | 4.68 | 1 | 365 | 5.3501 | 0.72476 | 6 | 0.074845
41074 | 7.155 | 1 | 365 | 8.1795 | 0.39651 | 8 | 0.57597
45673 | 8.06 | 1 | 365 | 9.214 | 0.47042 | 9 | 0.68446
45074 | 4.32 | 1 | 365 | 4.9385 | 0.89978 | 5 | 0.83832
50586 | 3.825 | 1 | 365 | 4.3727 | 0.76543 | 5 | 0.13809
42335 | 8.32 | 1 | 365 | 9.5113 | 0.066245 | 9 | 0.5775
38378 | 8.06 | 1 | 365 | 9.214 | 0.47042 | 9 | 0.68446
41992 | 9.88 | 1 | 365 | 11.2946 | 0.64117 | 11 | 0.93578
39393 | 10.14 | 1 | 365 | 11.5918 | 0.23699 | 11 | 0.82883
42097 | 7.02 | 1 | 365 | 8.0251 | 0.087144 | 8 | 0.11227
43308 | 5.67 | 1 | 365 | 6.4818 | 0.99346 | 7 | 0.47529
39449 | 7.54 | 1 | 365 | 8.6196 | 0.27878 | 8 | 0.89836
40073 | 6.12 | 1 | 365 | 6.9963 | 0.02469 | 7 | 0.020952
45485 | 6.1 | 1 | 365 | 6.9734 | 0.97886 | 7 | 0.95226
43605 | 10.92 | 1 | 365 | 12.4835 | 0.024447 | 12 | 0.50797
38020 | 6.89 | 1 | 365 | 7.8765 | 0.78923 | 8 | 0.66574
45980 | 9.36 | 1 | 365 | 10.7002 | 0.44953 | 11 | 0.14969
47142 | 7.02 | 1 | 365 | 8.0251 | 0.087144 | 8 | 0.11227
45153 | 10.92 | 1 | 365 | 12.4835 | 0.024447 | 12 | 0.50797
40106 | 6.76 | 1 | 365 | 7.7279 | 0.49132 | 8 | 0.21922
42883 | 4.42 | 1 | 365 | 5.0529 | 0.12894 | 5 | 0.1818
40970 | 5.2 | 1 | 365 | 5.9445 | 0.9164 | 6 | 0.86094
47796 | 10.965 | 1 | 365 | 12.535 | 0.12757 | 12 | 0.66254
43016 | 6.24 | 1 | 365 | 7.1334 | 0.29968 | 7 | 0.43313
50495 | 10.14 | 1 | 365 | 11.5918 | 0.23699 | 11 | 0.82883
42033 | 2.34 | 1 | 365 | 2.675 | 0.36238 | 3 | 0.037423
50355 | 5.865 | 1 | 365 | 6.7048 | 0.44033 | 7 | 0.14508
42550 | 3.9 | 1 | 365 | 4.4584 | 0.9373 | 5 | 0.3957
40174 | 6.12 | 1 | 365 | 6.9963 | 0.02469 | 7 | 0.020952
46150 | 5.355 | 1 | 365 | 6.1217 | 0.2716 | 6 | 0.39333
42610 | 7.42 | 1 | 365 | 8.4824 | 0.0037907 | 8 | 0.48619
42211 | 8.16 | 1 | 365 | 9.3283 | 0.69959 | 10 | 0.027935
50527 | 11.475 | 1 | 365 | 13.118 | 0.29629 | 13 | 0.41428
39613 | 14.04 | 1 | 365 | 16.0502 | 0.17429 | 16 | 0.22454
45339 | 11.66 | 1 | 365 | 13.3295 | 0.72024 | 14 | 0.049721
38765 | 4.42 | 1 | 365 | 5.0529 | 0.12894 | 5 | 0.1818
39574 | 5.98 | 1 | 365 | 6.8362 | 0.70386 | 7 | 0.54008
41785 | 7.8 | 1 | 365 | 8.9168 | 0.8746 | 9 | 0.79141
39024 | 5.72 | 1 | 365 | 6.539 | 0.10804 | 6 | 0.64703
43818 | 6.76 | 1 | 365 | 7.7279 | 0.49132 | 8 | 0.21922
42146 | 5.46 | 1 | 365 | 6.2418 | 0.51222 | 6 | 0.75399
38203 | 9.1 | 1 | 365 | 10.4029 | 0.85371 | 11 | 0.25664
38404 | 6.24 | 1 | 365 | 7.1334 | 0.29968 | 7 | 0.43313
40920 | 6.5 | 1 | 365 | 7.4307 | 0.8955 | 8 | 0.32617
42263 | 4.42 | 1 | 365 | 5.0529 | 0.12894 | 5 | 0.1818
41903 | 11.925 | 1 | 365 | 13.6324 | 0.32752 | 13 | 0.95994
39254 | 3.975 | 1 | 365 | 4.5441 | 0.10917 | 4 | 0.65331
39418 | 10.66 | 1 | 365 | 12.1863 | 0.42863 | 12 | 0.61493
38340 | 3.71 | 1 | 365 | 4.2412 | 0.5019 | 4 | 0.74309
43018 | 13.52 | 1 | 365 | 15.4558 | 0.98265 | 16 | 0.43844
38275 | 5.565 | 1 | 365 | 6.3618 | 0.75284 | 7 | 0.11464
43594 | 8.48 | 1 | 365 | 9.6942 | 0.4329 | 10 | 0.12707
38705 | 9 | 1 | 365 | 10.2886 | 0.62454 | 10 | 0.91316
39510 | 5.46 | 1 | 365 | 6.2418 | 0.51222 | 6 | 0.75399
42265 | 4.42 | 1 | 365 | 5.0529 | 0.12894 | 5 | 0.1818
39703 | 3.9 | 1 | 365 | 4.4584 | 0.9373 | 5 | 0.3957
45743 | 8.06 | 1 | 365 | 9.214 | 0.47042 | 9 | 0.68446
38228 | 9.62 | 1 | 365 | 10.9974 | 0.045346 | 11 | 0.042738
42171 | 10.14 | 1 | 365 | 11.5918 | 0.23699 | 11 | 0.82883
41160 | 5.1 | 1 | 365 | 5.8302 | 0.68724 | 6 | 0.51746
50228 | 2.385 | 1 | 365 | 2.7265 | 0.4655 | 3 | 0.19199
41689 | 4.68 | 1 | 365 | 5.3501 | 0.72476 | 6 | 0.074845
45954 | 2.34 | 1 | 365 | 2.675 | 0.36238 | 3 | 0.037423
42257 | 10.965 | 1 | 365 | 12.535 | 0.12757 | 12 | 0.66254
38582 | 2.04 | 1 | 365 | 2.3321 | 0.6749 | 3 | 0.0069838
41690 | 6.885 | 1 | 365 | 7.8708 | 0.77778 | 8 | 0.64857
39505 | 2.34 | 1 | 365 | 2.675 | 0.36238 | 3 | 0.037423
46289 | 4.24 | 1 | 365 | 4.8471 | 0.71645 | 5 | 0.56354
38590 | 6.24 | 1 | 365 | 7.1334 | 0.29968 | 7 | 0.43313
38278 | 6.095 | 1 | 365 | 6.9677 | 0.9674 | 7 | 0.93508
47922 | 8.32 | 1 | 365 | 9.5113 | 0.066245 | 9 | 0.5775
44992 | 7.65 | 1 | 365 | 8.7453 | 0.53086 | 9 | 0.27619
39490 | 5.1 | 1 | 365 | 5.8302 | 0.68724 | 6 | 0.51746
50259 | 7.65 | 1 | 365 | 8.7453 | 0.53086 | 9 | 0.27619
45754 | 5.1 | 1 | 365 | 5.8302 | 0.68724 | 6 | 0.51746
50629 | 11.985 | 1 | 365 | 13.701 | 0.46502 | 14 | 0.16603
50518 | 2.86 | 1 | 365 | 3.2695 | 0.55402 | 3 | 0.82352
39616 | 6.24 | 1 | 365 | 7.1334 | 0.29968 | 7 | 0.43313
40438 | 12.22 | 1 | 365 | 13.9697 | 0.0035475 | 13 | 0.97321
50630 | 11.44 | 1 | 365 | 13.078 | 0.21609 | 13 | 0.29407
45681 | 5.2 | 1 | 365 | 5.9445 | 0.9164 | 6 | 0.86094
42030 | 12.69 | 1 | 365 | 14.507 | 0.080607 | 14 | 0.58756
43738 | 6.76 | 1 | 365 | 7.7279 | 0.49132 | 8 | 0.21922
51799 | 2.295 | 1 | 365 | 2.6236 | 0.25926 | 2 | 0.88286
41660 | 9.36 | 1 | 365 | 10.7002 | 0.44953 | 11 | 0.14969
49391 | 14.3 | 1 | 365 | 16.3475 | 0.77011 | 17 | 0.11758
40704 | 11.96 | 1 | 365 | 13.6724 | 0.40773 | 14 | 0.08016
50240 | 5.61 | 1 | 365 | 6.4132 | 0.85597 | 7 | 0.26921
40666 | 2.34 | 1 | 365 | 2.675 | 0.36238 | 3 | 0.037423
40518 | 8.06 | 1 | 365 | 9.214 | 0.47042 | 9 | 0.68446
42081 | 9.945 | 1 | 365 | 11.3689 | 0.79012 | 12 | 0.15905
39652 | 12.22 | 1 | 365 | 13.9697 | 0.0035475 | 13 | 0.97321
41443 | 6.5 | 1 | 365 | 7.4307 | 0.8955 | 8 | 0.32617
41426 | 9.36 | 1 | 365 | 10.7002 | 0.44953 | 11 | 0.14969
42232 | 3.64 | 1 | 365 | 4.1612 | 0.34148 | 4 | 0.50266
45997 | 23.92 | 1 | 365 | 27.3449 | 0.81545 | 28 | 0.16032
41193 | 8.58 | 1 | 365 | 9.8085 | 0.66207 | 10 | 0.47055
39306 | 8.84 | 1 | 365 | 10.1057 | 0.25789 | 10 | 0.3636
39376 | 3.64 | 1 | 365 | 4.1612 | 0.34148 | 4 | 0.50266
38281 | 3.9 | 1 | 365 | 4.4584 | 0.9373 | 5 | 0.3957
37856 | 6.36 | 1 | 365 | 7.2706 | 0.57468 | 7 | 0.8453
42974 | 6.5 | 1 | 365 | 7.4307 | 0.8955 | 8 | 0.32617
41429 | 9.62 | 1 | 365 | 10.9974 | 0.045346 | 11 | 0.042738
48577 | 11.985 | 1 | 365 | 13.701 | 0.46502 | 14 | 0.16603
41372 | 6.095 | 1 | 365 | 6.9677 | 0.9674 | 7 | 0.93508
50642 | 7.02 | 1 | 365 | 8.0251 | 0.087144 | 8 | 0.11227
43596 | 3.64 | 1 | 365 | 4.1612 | 0.34148 | 4 | 0.50266
39966 | 8.16 | 1 | 365 | 9.3283 | 0.69959 | 10 | 0.027935
39426 | 11.96 | 1 | 365 | 13.6724 | 0.40773 | 14 | 0.08016
44994 | 11.7 | 1 | 365 | 13.3752 | 0.81191 | 14 | 0.18711
45086 | 10.66 | 1 | 365 | 12.1863 | 0.42863 | 12 | 0.61493
41743 | 8.06 | 1 | 365 | 9.214 | 0.47042 | 9 | 0.68446
41760 | 2.65 | 1 | 365 | 3.0294 | 0.072782 | 3 | 0.10221
39944 | 6.76 | 1 | 365 | 7.7279 | 0.49132 | 8 | 0.21922
39936 | 12.48 | 1 | 365 | 14.2669 | 0.59937 | 14 | 0.86625
41541 | 3.18 | 1 | 365 | 3.6353 | 0.28734 | 3 | 0.92265
40050 | 8.415 | 1 | 365 | 9.6199 | 0.28395 | 9 | 0.90381
40546 | 6.24 | 1 | 365 | 7.1334 | 0.29968 | 7 | 0.43313
39604 | 4.16 | 1 | 365 | 4.7556 | 0.53312 | 5 | 0.28875
40173 | 9.1 | 1 | 365 | 10.4029 | 0.85371 | 11 | 0.25664
39606 | 7.02 | 1 | 365 | 8.0251 | 0.087144 | 8 | 0.11227
41188 | 11.44 | 1 | 365 | 13.078 | 0.21609 | 13 | 0.29407
39509 | 5.46 | 1 | 365 | 6.2418 | 0.51222 | 6 | 0.75399
47359 | 4.16 | 1 | 365 | 4.7556 | 0.53312 | 5 | 0.28875
37913 | 8.84 | 1 | 365 | 10.1057 | 0.25789 | 10 | 0.3636
39674 | 4.16 | 1 | 365 | 4.7556 | 0.53312 | 5 | 0.28875
37889 | 2.915 | 1 | 365 | 3.3324 | 0.68006 | 4 | 0.01243
39949 | 3.975 | 1 | 365 | 4.5441 | 0.10917 | 4 | 0.65331
41857 | 8.48 | 1 | 365 | 9.6942 | 0.4329 | 10 | 0.12707
37979 | 9.88 | 1 | 365 | 11.2946 | 0.64117 | 11 | 0.93578
39952 | 7.905 | 1 | 365 | 9.0368 | 0.11522 | 9 | 0.15206
39379 | 11.18 | 1 | 365 | 12.7808 | 0.62027 | 13 | 0.40102
39938 | 5.46 | 1 | 365 | 6.2418 | 0.51222 | 6 | 0.75399
50267 | 3.12 | 1 | 365 | 3.5667 | 0.14984 | 3 | 0.71656
43838 | 4.68 | 1 | 365 | 5.3501 | 0.72476 | 6 | 0.074845
43807 | 5.1 | 1 | 365 | 5.8302 | 0.68724 | 6 | 0.51746
40392 | 12.74 | 1 | 365 | 14.5641 | 0.19519 | 14 | 0.7593
41159 | 12.22 | 1 | 365 | 13.9697 | 0.0035475 | 13 | 0.97321
50285 | 5.2 | 1 | 365 | 5.9445 | 0.9164 | 6 | 0.86094
37825 | 2.08 | 1 | 365 | 2.3778 | 0.76656 | 3 | 0.14438
40240 | 7.65 | 1 | 365 | 8.7453 | 0.53086 | 9 | 0.27619
38762 | 16.64 | 1 | 365 | 19.0225 | 0.13249 | 19 | 0.15501
50591 | 20.02 | 1 | 365 | 22.8865 | 0.87815 | 23 | 0.76462
39706 | 6.24 | 1 | 365 | 7.1334 | 0.29968 | 7 | 0.43313
40860 | 5.565 | 1 | 365 | 6.3618 | 0.75284 | 7 | 0.11464
42056 | 5.46 | 1 | 365 | 6.2418 | 0.51222 | 6 | 0.75399
40759 | 10.14 | 1 | 365 | 11.5918 | 0.23699 | 11 | 0.82883
40037 | 5.98 | 1 | 365 | 6.8362 | 0.70386 | 7 | 0.54008
47357 | 16.96 | 1 | 365 | 19.3883 | 0.86581 | 20 | 0.25414
47911 | 4.77 | 1 | 365 | 5.453 | 0.93101 | 6 | 0.38398
45948 | 3.825 | 1 | 365 | 4.3727 | 0.76543 | 5 | 0.13809
37773 | 2.6 | 1 | 365 | 2.9723 | 0.9582 | 3 | 0.93047
40114 | 8.06 | 1 | 365 | 9.214 | 0.47042 | 9 | 0.68446
43900 | 4.42 | 1 | 365 | 5.0529 | 0.12894 | 5 | 0.1818
43606 | 5.98 | 1 | 365 | 6.8362 | 0.70386 | 7 | 0.54008
39298 | 5.46 | 1 | 365 | 6.2418 | 0.51222 | 6 | 0.75399
39933 | 6.885 | 1 | 365 | 7.8708 | 0.77778 | 8 | 0.64857
50446 | 5.46 | 1 | 365 | 6.2418 | 0.51222 | 6 | 0.75399
42066 | 9.69 | 1 | 365 | 11.0774 | 0.20576 | 11 | 0.28317
38736 | 15.6 | 1 | 365 | 17.8336 | 0.74921 | 18 | 0.58282
45469 | 4.68 | 1 | 365 | 5.3501 | 0.72476 | 6 | 0.074845
46292 | 2.6 | 1 | 365 | 2.9723 | 0.9582 | 3 | 0.93047
41540 | 6.5 | 1 | 365 | 7.4307 | 0.8955 | 8 | 0.32617
41003 | 7.54 | 1 | 365 | 8.6196 | 0.27878 | 8 | 0.89836
41972 | 8.48 | 1 | 365 | 9.6942 | 0.4329 | 10 | 0.12707
37990 | 7.8 | 1 | 365 | 8.9168 | 0.8746 | 9 | 0.79141
37803 | 4.42 | 1 | 365 | 5.0529 | 0.12894 | 5 | 0.1818
40296 | 13.78 | 1 | 365 | 15.753 | 0.57847 | 16 | 0.33149
41823 | 2.6 | 1 | 365 | 2.9723 | 0.9582 | 3 | 0.93047
41488 | 2.915 | 1 | 365 | 3.3324 | 0.68006 | 4 | 0.01243
47532 | 7.28 | 1 | 365 | 8.3224 | 0.68296 | 9 | 0.0053149
45740 | 3.9 | 1 | 365 | 4.4584 | 0.9373 | 5 | 0.3957
39285 | 14.04 | 1 | 365 | 16.0502 | 0.17429 | 16 | 0.22454
50348 | 14.025 | 1 | 365 | 16.0331 | 0.13991 | 16 | 0.17301
41704 | 14.04 | 1 | 365 | 16.0502 | 0.17429 | 16 | 0.22454
47521 | 3.9 | 1 | 365 | 4.4584 | 0.9373 | 5 | 0.3957
41502 | 5.3 | 1 | 365 | 6.0589 | 0.14556 | 6 | 0.20442
43781 | 3.06 | 1 | 365 | 3.4981 | 0.012345 | 3 | 0.51048
38252 | 14.04 | 1 | 365 | 16.0502 | 0.17429 | 16 | 0.22454
50510 | 5.1 | 1 | 365 | 5.8302 | 0.68724 | 6 | 0.51746
50618 | 10.2 | 1 | 365 | 11.6604 | 0.37448 | 12 | 0.034919
50363 | 3.12 | 1 | 365 | 3.5667 | 0.14984 | 3 | 0.71656
47390 | 7.8 | 1 | 365 | 8.9168 | 0.8746 | 9 | 0.79141
45017 | 3.9 | 1 | 365 | 4.4584 | 0.9373 | 5 | 0.3957
48573 | 8.16 | 1 | 365 | 9.3283 | 0.69959 | 10 | 0.027935
50360 | 6.76 | 1 | 365 | 7.7279 | 0.49132 | 8 | 0.21922
50478 | 3.12 | 1 | 365 | 3.5667 | 0.14984 | 3 | 0.71656
40104 | 5.355 | 1 | 365 | 6.1217 | 0.2716 | 6 | 0.39333
42449 | 7.54 | 1 | 365 | 8.6196 | 0.27878 | 8 | 0.89836
40279 | 9.01 | 1 | 365 | 10.3001 | 0.64746 | 10 | 0.94751
36054 | 4.42 | 1 | 365 | 5.0529 | 0.12894 | 5 | 0.1818
39097 | 10.92 | 1 | 365 | 12.4835 | 0.024447 | 12 | 0.50797
41233 | 12.42 | 1 | 365 | 14.1983 | 0.46187 | 14 | 0.66017
48540 | 4.68 | 1 | 365 | 5.3501 | 0.72476 | 6 | 0.074845
37971 | 7.8 | 1 | 365 | 8.9168 | 0.8746 | 9 | 0.79141
50266 | 4.42 | 1 | 365 | 5.0529 | 0.12894 | 5 | 0.1818
40120 | 10.4 | 1 | 365 | 11.8891 | 0.83281 | 12 | 0.72188
38353 | 5.46 | 1 | 365 | 6.2418 | 0.51222 | 6 | 0.75399
48550 | 6.5 | 1 | 365 | 7.4307 | 0.8955 | 8 | 0.32617
39282 | 6.63 | 1 | 365 | 7.5793 | 0.19341 | 7 | 0.7727
34620 | 2.86 | 1 | 365 | 3.2695 | 0.55402 | 3 | 0.82352
39608 | 7.28 | 1 | 365 | 8.3224 | 0.68296 | 9 | 0.0053149
33459 | 9.805 | 1 | 365 | 11.2089 | 0.46929 | 11 | 0.67817
39499 | 4.32 | 1 | 365 | 4.9385 | 0.89978 | 5 | 0.83832
39415 | 9.36 | 1 | 365 | 10.7002 | 0.44953 | 11 | 0.14969
32865 | 7.28 | 1 | 365 | 8.3224 | 0.68296 | 9 | 0.0053149
41442 | 10.71 | 1 | 365 | 12.2435 | 0.54321 | 12 | 0.78667
42057 | 15.9 | 1 | 365 | 18.1766 | 0.43669 | 18 | 0.61326
38473 | 8.06 | 1 | 365 | 9.214 | 0.47042 | 9 | 0.68446
39357 | 5.1 | 1 | 365 | 5.8302 | 0.68724 | 6 | 0.51746
40463 | 5.46 | 1 | 365 | 6.2418 | 0.51222 | 6 | 0.75399
41362 | 5.46 | 1 | 365 | 6.2418 | 0.51222 | 6 | 0.75399
50620 | 10.66 | 1 | 365 | 12.1863 | 0.42863 | 12 | 0.61493
41480 | 10.965 | 1 | 365 | 12.535 | 0.12757 | 12 | 0.66254
52657 | 6.375 | 1 | 365 | 7.2878 | 0.60905 | 7 | 0.89682
45751 | 8.58 | 1 | 365 | 9.8085 | 0.66207 | 10 | 0.47055
40185 | 7.54 | 1 | 365 | 8.6196 | 0.27878 | 8 | 0.89836
40555 | 3.9 | 1 | 365 | 4.4584 | 0.9373 | 5 | 0.3957
40414 | 4.16 | 1 | 365 | 4.7556 | 0.53312 | 5 | 0.28875
39212 | 6.24 | 1 | 365 | 7.1334 | 0.29968 | 7 | 0.43313
42367 | 6.24 | 1 | 365 | 7.1334 | 0.29968 | 7 | 0.43313
39217 | 6.24 | 1 | 365 | 7.1334 | 0.29968 | 7 | 0.43313
48591 | 5.1 | 1 | 365 | 5.8302 | 0.68724 | 6 | 0.51746
45706 | 3.12 | 1 | 365 | 3.5667 | 0.14984 | 3 | 0.71656
50317 | 6.63 | 1 | 365 | 7.5793 | 0.19341 | 7 | 0.7727
43683 | 7.155 | 1 | 365 | 8.1795 | 0.39651 | 8 | 0.57597
45399 | 3.9 | 1 | 365 | 4.4584 | 0.9373 | 5 | 0.3957
38815 | 4.59 | 1 | 365 | 5.2472 | 0.51852 | 5 | 0.76571
45630 | 12.985 | 1 | 365 | 14.8442 | 0.75663 | 15 | 0.60083
47883 | 11.22 | 1 | 365 | 12.8265 | 0.71193 | 13 | 0.53841
46222 | 8.58 | 1 | 365 | 9.8085 | 0.66207 | 10 | 0.47055
50622 | 7.14 | 1 | 365 | 8.1623 | 0.36214 | 8 | 0.52444
50464 | 6.12 | 1 | 365 | 6.9963 | 0.02469 | 7 | 0.020952
39678 | 4.05 | 1 | 365 | 4.6299 | 0.28104 | 4 | 0.91092
50602 | 3.825 | 1 | 365 | 4.3727 | 0.76543 | 5 | 0.13809
50580 | 6.375 | 1 | 365 | 7.2878 | 0.60905 | 7 | 0.89682
39714 | 8.415 | 1 | 365 | 9.6199 | 0.28395 | 9 | 0.90381
41098 | 5.035 | 1 | 365 | 5.7559 | 0.53829 | 6 | 0.2942
43808 | 6.75 | 1 | 365 | 7.7165 | 0.46841 | 8 | 0.18487
39663 | 11.44 | 1 | 365 | 13.078 | 0.21609 | 13 | 0.29407
41146 | 9.88 | 1 | 365 | 11.2946 | 0.64117 | 11 | 0.93578
40968 | 7.8 | 1 | 365 | 8.9168 | 0.8746 | 9 | 0.79141
39653 | 11.18 | 1 | 365 | 12.7808 | 0.62027 | 13 | 0.40102
50356 | 8.415 | 1 | 365 | 9.6199 | 0.28395 | 9 | 0.90381
40190 | 8.16 | 1 | 365 | 9.3283 | 0.69959 | 10 | 0.027935
43755 | 7.14 | 1 | 365 | 8.1623 | 0.36214 | 8 | 0.52444
50736 | 7.905 | 1 | 365 | 9.0368 | 0.11522 | 9 | 0.15206
31232 | 11.96 | 1 | 365 | 13.6724 | 0.40773 | 14 | 0.08016
40008 | 5.865 | 1 | 365 | 6.7048 | 0.44033 | 7 | 0.14508
50636 | 15.08 | 1 | 365 | 17.2392 | 0.55757 | 17 | 0.79672
37854 | 3.38 | 1 | 365 | 3.8639 | 0.74566 | 4 | 0.60961
39617 | 7.28 | 1 | 365 | 8.3224 | 0.68296 | 9 | 0.0053149
37705 | 6.5 | 1 | 365 | 7.4307 | 0.8955 | 8 | 0.32617
42019 | 5.72 | 1 | 365 | 6.539 | 0.10804 | 6 | 0.64703
50409 | 8.415 | 1 | 365 | 9.6199 | 0.28395 | 9 | 0.90381
50224 | 10.965 | 1 | 365 | 12.535 | 0.12757 | 12 | 0.66254
50616 | 6.63 | 1 | 365 | 7.5793 | 0.19341 | 7 | 0.7727
43825 | 9.36 | 1 | 365 | 10.7002 | 0.44953 | 11 | 0.14969
50386 | 10.965 | 1 | 365 | 12.535 | 0.12757 | 12 | 0.66254
38138 | 6.5 | 1 | 365 | 7.4307 | 0.8955 | 8 | 0.32617
39996 | 5.46 | 1 | 365 | 6.2418 | 0.51222 | 6 | 0.75399
39925 | 3.06 | 1 | 365 | 3.4981 | 0.012345 | 3 | 0.51048
39513 | 4.94 | 1 | 365 | 5.6473 | 0.32058 | 5 | 0.96789
40959 | 7.54 | 1 | 365 | 8.6196 | 0.27878 | 8 | 0.89836
37298 | 3.9 | 1 | 365 | 4.4584 | 0.9373 | 5 | 0.3957
49407 | 4.505 | 1 | 365 | 5.15 | 0.32373 | 5 | 0.47376
39154 | 5.46 | 1 | 365 | 6.2418 | 0.51222 | 6 | 0.75399
41788 | 8.06 | 1 | 365 | 9.214 | 0.47042 | 9 | 0.68446
42863 | 6.24 | 1 | 365 | 7.1334 | 0.29968 | 7 | 0.43313
39732 | 7.54 | 1 | 365 | 8.6196 | 0.27878 | 8 | 0.89836
40916 | 3.64 | 1 | 365 | 4.1612 | 0.34148 | 4 | 0.50266
45758 | 4.08 | 1 | 365 | 4.6642 | 0.34979 | 5 | 0.013968
47553 | 12.72 | 1 | 365 | 14.5412 | 0.14936 | 14 | 0.69061
41793 | 14.045 | 1 | 365 | 16.056 | 0.18575 | 16 | 0.24171
50615 | 5.1 | 1 | 365 | 5.8302 | 0.68724 | 6 | 0.51746
42424 | 14.535 | 1 | 365 | 16.6161 | 0.30864 | 16 | 0.92476
40551 | 5.46 | 1 | 365 | 6.2418 | 0.51222 | 6 | 0.75399
39197 | 13.77 | 1 | 365 | 15.7416 | 0.55555 | 16 | 0.29714
45101 | 9.18 | 1 | 365 | 10.4944 | 0.037035 | 10 | 0.53143
45873 | 10.4 | 1 | 365 | 11.8891 | 0.83281 | 12 | 0.72188
47509 | 8.925 | 1 | 365 | 10.2029 | 0.45267 | 10 | 0.65555
40233 | 9.62 | 1 | 365 | 10.9974 | 0.045346 | 11 | 0.042738
39365 | 6.76 | 1 | 365 | 7.7279 | 0.49132 | 8 | 0.21922
38767 | 7.8 | 1 | 365 | 8.9168 | 0.8746 | 9 | 0.79141
45324 | 20.8 | 1 | 365 | 23.7781 | 0.66561 | 24 | 0.44376
38219 | 10.865 | 1 | 365 | 12.4207 | 0.89841 | 13 | 0.31906
39594 | 6.24 | 1 | 365 | 7.1334 | 0.29968 | 7 | 0.43313
41149 | 5.46 | 1 | 365 | 6.2418 | 0.51222 | 6 | 0.75399
38162 | 7.8 | 1 | 365 | 8.9168 | 0.8746 | 9 | 0.79141
39276 | 8.32 | 1 | 365 | 9.5113 | 0.066245 | 9 | 0.5775
42078 | 12.74 | 1 | 365 | 14.5641 | 0.19519 | 14 | 0.7593
38025 | 9.1 | 1 | 365 | 10.4029 | 0.85371 | 11 | 0.25664
39322 | 10.14 | 1 | 365 | 11.5918 | 0.23699 | 11 | 0.82883
50406 | 3.78 | 1 | 365 | 4.3212 | 0.66231 | 4 | 0.98353
41416 | 11.44 | 1 | 365 | 13.078 | 0.21609 | 13 | 0.29407
50562 | 8.06 | 1 | 365 | 9.214 | 0.47042 | 9 | 0.68446
39614 | 8.32 | 1 | 365 | 9.5113 | 0.066245 | 9 | 0.5775
48107 | 3.12 | 1 | 365 | 3.5667 | 0.14984 | 3 | 0.71656
41229 | 8.58 | 1 | 365 | 9.8085 | 0.66207 | 10 | 0.47055
42017 | 8.215 | 1 | 365 | 9.3912 | 0.82563 | 10 | 0.21685
50233 | 5.355 | 1 | 365 | 6.1217 | 0.2716 | 6 | 0.39333
42452 | 6.5 | 1 | 365 | 7.4307 | 0.8955 | 8 | 0.32617
50368 | 5.865 | 1 | 365 | 6.7048 | 0.44033 | 7 | 0.14508
39932 | 4.42 | 1 | 365 | 5.0529 | 0.12894 | 5 | 0.1818
45969 | 6.12 | 1 | 365 | 6.9963 | 0.02469 | 7 | 0.020952
40757 | 5.61 | 1 | 365 | 6.4132 | 0.85597 | 7 | 0.26921
37804 | 5.46 | 1 | 365 | 6.2418 | 0.51222 | 6 | 0.75399
47555 | 4.68 | 1 | 365 | 5.3501 | 0.72476 | 6 | 0.074845
42415 | 9.36 | 1 | 365 | 10.7002 | 0.44953 | 11 | 0.14969
43816 | 14.28 | 1 | 365 | 16.3246 | 0.72428 | 17 | 0.048887
40987 | 4.16 | 1 | 365 | 4.7556 | 0.53312 | 5 | 0.28875
45502 | 6.375 | 1 | 365 | 7.2878 | 0.60905 | 7 | 0.89682
50627 | 9.435 | 1 | 365 | 10.7859 | 0.6214 | 11 | 0.4073
42369 | 9.62 | 1 | 365 | 10.9974 | 0.045346 | 11 | 0.042738
38019 | 2.6 | 1 | 365 | 2.9723 | 0.9582 | 3 | 0.93047
38529 | 5.98 | 1 | 365 | 6.8362 | 0.70386 | 7 | 0.54008
40710 | 2.12 | 1 | 365 | 2.4235 | 0.85823 | 3 | 0.28177
44952 | 4.68 | 1 | 365 | 5.3501 | 0.72476 | 6 | 0.074845
38101 | 8.32 | 1 | 365 | 9.5113 | 0.066245 | 9 | 0.5775
39609 | 12.22 | 1 | 365 | 13.9697 | 0.0035475 | 13 | 0.97321
39290 | 4.68 | 1 | 365 | 5.3501 | 0.72476 | 6 | 0.074845
41422 | 9.88 | 1 | 365 | 11.2946 | 0.64117 | 11 | 0.93578
39580 | 8.84 | 1 | 365 | 10.1057 | 0.25789 | 10 | 0.3636
42024 | 5.565 | 1 | 365 | 6.3618 | 0.75284 | 7 | 0.11464
45769 | 4.845 | 1 | 365 | 5.5387 | 0.10288 | 5 | 0.64159
47901 | 4.08 | 1 | 365 | 4.6642 | 0.34979 | 5 | 0.013968
39236 | 3.975 | 1 | 365 | 4.5441 | 0.10917 | 4 | 0.65331
42345 | 8.16 | 1 | 365 | 9.3283 | 0.69959 | 10 | 0.027935
50238 | 4.08 | 1 | 365 | 4.6642 | 0.34979 | 5 | 0.013968
48088 | 11.7 | 1 | 365 | 13.3752 | 0.81191 | 14 | 0.18711
45494 | 2.805 | 1 | 365 | 3.2066 | 0.42798 | 3 | 0.6346
50424 | 8.37 | 1 | 365 | 9.5684 | 0.18083 | 9 | 0.74924
47865 | 7.14 | 1 | 365 | 8.1623 | 0.36214 | 8 | 0.52444
39975 | 9.275 | 1 | 365 | 10.603 | 0.25474 | 10 | 0.85773
43815 | 9.36 | 1 | 365 | 10.7002 | 0.44953 | 11 | 0.14969
45609 | 8.84 | 1 | 365 | 10.1057 | 0.25789 | 10 | 0.3636
45660 | 4.08 | 1 | 365 | 4.6642 | 0.34979 | 5 | 0.013968
42374 | 4.68 | 1 | 365 | 5.3501 | 0.72476 | 6 | 0.074845
50364 | 5.1 | 1 | 365 | 5.8302 | 0.68724 | 6 | 0.51746
47463 | 5.72 | 1 | 365 | 6.539 | 0.10804 | 6 | 0.64703
41670 | 2.295 | 1 | 365 | 2.6236 | 0.25926 | 2 | 0.88286
48036 | 2.6 | 1 | 365 | 2.9723 | 0.9582 | 3 | 0.93047
40048 | 9.1 | 1 | 365 | 10.4029 | 0.85371 | 11 | 0.25664
44758 | 7.02 | 1 | 365 | 8.0251 | 0.087144 | 8 | 0.11227
41452 | 4.68 | 1 | 365 | 5.3501 | 0.72476 | 6 | 0.074845
45765 | 10.4 | 1 | 365 | 11.8891 | 0.83281 | 12 | 0.72188
47776 | 11.475 | 1 | 365 | 13.118 | 0.29629 | 13 | 0.41428
40175 | 11.7 | 1 | 365 | 13.3752 | 0.81191 | 14 | 0.18711
54741 | 10.6 | 1 | 365 | 12.1177 | 0.29113 | 12 | 0.40884
45663 | 11.73 | 1 | 365 | 13.4095 | 0.88066 | 14 | 0.29016
46356 | 9.945 | 1 | 365 | 11.3689 | 0.79012 | 12 | 0.15905
43066 | 8.48 | 1 | 365 | 9.6942 | 0.4329 | 10 | 0.12707
43741 | 10.335 | 1 | 365 | 11.8148 | 0.68385 | 12 | 0.49862
41212 | 10.92 | 1 | 365 | 12.4835 | 0.024447 | 12 | 0.50797
42208 | 6.12 | 1 | 365 | 6.9963 | 0.02469 | 7 | 0.020952
41391 | 12.48 | 1 | 365 | 14.2669 | 0.59937 | 14 | 0.86625
45767 | 4.95 | 1 | 365 | 5.6587 | 0.3435 | 6 | 0.0022402
54699 | 7.28 | 1 | 365 | 8.3224 | 0.68296 | 9 | 0.0053149
47502 | 12.22 | 1 | 365 | 13.9697 | 0.0035475 | 13 | 0.97321
54702 | 4.59 | 1 | 365 | 5.2472 | 0.51852 | 5 | 0.76571
48585 | 5.61 | 1 | 365 | 6.4132 | 0.85597 | 7 | 0.26921
46279 | 10.965 | 1 | 365 | 12.535 | 0.12757 | 12 | 0.66254
47563 | 3.825 | 1 | 365 | 4.3727 | 0.76543 | 5 | 0.13809
42189 | 4.68 | 1 | 365 | 5.3501 | 0.72476 | 6 | 0.074845
42346 | 9.62 | 1 | 365 | 10.9974 | 0.045346 | 11 | 0.042738
50271 | 6.12 | 1 | 365 | 6.9963 | 0.02469 | 7 | 0.020952
41134 | 8.84 | 1 | 365 | 10.1057 | 0.25789 | 10 | 0.3636
40142 | 7.28 | 1 | 365 | 8.3224 | 0.68296 | 9 | 0.0053149
45174 | 2.295 | 1 | 365 | 2.6236 | 0.25926 | 2 | 0.88286
43003 | 5.46 | 1 | 365 | 6.2418 | 0.51222 | 6 | 0.75399
45916 | 9.435 | 1 | 365 | 10.7859 | 0.6214 | 11 | 0.4073
39476 | 12.74 | 1 | 365 | 14.5641 | 0.19519 | 14 | 0.7593
46237 | 14.04 | 1 | 365 | 16.0502 | 0.17429 | 16 | 0.22454
50322 | 3.06 | 1 | 365 | 3.4981 | 0.012345 | 3 | 0.51048
45475 | 4.59 | 1 | 365 | 5.2472 | 0.51852 | 5 | 0.76571
54692 | 7.14 | 1 | 365 | 8.1623 | 0.36214 | 8 | 0.52444
54690 | 9.435 | 1 | 365 | 10.7859 | 0.6214 | 11 | 0.4073
54838 | 14.04 | 1 | 365 | 16.0502 | 0.17429 | 16 | 0.22454
54729 | 13.78 | 1 | 365 | 15.753 | 0.57847 | 16 | 0.33149
54685 | 4.08 | 1 | 365 | 4.6642 | 0.34979 | 5 | 0.013968
54385 | 9.435 | 1 | 365 | 10.7859 | 0.6214 | 11 | 0.4073
40152 | 7.8 | 1 | 365 | 8.9168 | 0.8746 | 9 | 0.79141
54392 | 7.28 | 1 | 365 | 8.3224 | 0.68296 | 9 | 0.0053149
39544 | 4.68 | 1 | 365 | 5.3501 | 0.72476 | 6 | 0.074845
54365 | 10.455 | 1 | 365 | 11.9519 | 0.95885 | 12 | 0.91079
45730 | 6.76 | 1 | 365 | 7.7279 | 0.49132 | 8 | 0.21922
54358 | 7.65 | 1 | 365 | 8.7453 | 0.53086 | 9 | 0.27619
40062 | 7.02 | 1 | 365 | 8.0251 | 0.087144 | 8 | 0.11227
48112 | 7.02 | 1 | 365 | 8.0251 | 0.087144 | 8 | 0.11227
54400 | 6.24 | 1 | 365 | 7.1334 | 0.29968 | 7 | 0.43313
38881 | 7.14 | 1 | 365 | 8.1623 | 0.36214 | 8 | 0.52444
40075 | 8.925 | 1 | 365 | 10.2029 | 0.45267 | 10 | 0.65555
45893 | 8.84 | 1 | 365 | 10.1057 | 0.25789 | 10 | 0.3636
40165 | 4.94 | 1 | 365 | 5.6473 | 0.32058 | 5 | 0.96789
46665 | 9.62 | 1 | 365 | 10.9974 | 0.045346 | 11 | 0.042738
50312 | 3.9 | 1 | 365 | 4.4584 | 0.9373 | 5 | 0.3957
46609 | 8.06 | 1 | 365 | 9.214 | 0.47042 | 9 | 0.68446
50337 | 5.98 | 1 | 365 | 6.8362 | 0.70386 | 7 | 0.54008
40434 | 4.42 | 1 | 365 | 5.0529 | 0.12894 | 5 | 0.1818
50319 | 5.98 | 1 | 365 | 6.8362 | 0.70386 | 7 | 0.54008
50652 | 17.34 | 1 | 365 | 19.8227 | 0.73662 | 20 | 0.55936
50335 | 10.4 | 1 | 365 | 11.8891 | 0.83281 | 12 | 0.72188
45308 | 5.72 | 1 | 365 | 6.539 | 0.10804 | 6 | 0.64703
41634 | 4.335 | 1 | 365 | 4.9557 | 0.93416 | 5 | 0.88984
54386 | 6.885 | 1 | 365 | 7.8708 | 0.77778 | 8 | 0.64857
45682 | 5.035 | 1 | 365 | 5.7559 | 0.53829 | 6 | 0.2942
45741 | 9.435 | 1 | 365 | 10.7859 | 0.6214 | 11 | 0.4073
48414 | 6.24 | 1 | 365 | 7.1334 | 0.29968 | 7 | 0.43313
54520 | 2.12 | 1 | 365 | 2.4235 | 0.85823 | 3 | 0.28177
45659 | 9.69 | 1 | 365 | 11.0774 | 0.20576 | 11 | 0.28317
54370 | 2.55 | 1 | 365 | 2.9151 | 0.84362 | 3 | 0.75873
48139 | 12.24 | 1 | 365 | 13.9925 | 0.04938 | 14 | 0.041903
46364 | 5.355 | 1 | 365 | 6.1217 | 0.2716 | 6 | 0.39333
54389 | 11.985 | 1 | 365 | 13.701 | 0.46502 | 14 | 0.16603
46159 | 10.455 | 1 | 365 | 11.9519 | 0.95885 | 12 | 0.91079
50633 | 6.12 | 1 | 365 | 6.9963 | 0.02469 | 7 | 0.020952
54347 | 9.69 | 1 | 365 | 11.0774 | 0.20576 | 11 | 0.28317
54447 | 7.8 | 1 | 365 | 8.9168 | 0.8746 | 9 | 0.79141
54471 | 6.12 | 1 | 365 | 6.9963 | 0.02469 | 7 | 0.020952
54458 | 11.73 | 1 | 365 | 13.4095 | 0.88066 | 14 | 0.29016
48101 | 4.59 | 1 | 365 | 5.2472 | 0.51852 | 5 | 0.76571
45364 | 9.01 | 1 | 365 | 10.3001 | 0.64746 | 10 | 0.94751
54460 | 7.395 | 1 | 365 | 8.4538 | 0.9465 | 9 | 0.40032
45680 | 8.16 | 1 | 365 | 9.3283 | 0.69959 | 10 | 0.027935
53684 | 8.84 | 1 | 365 | 10.1057 | 0.25789 | 10 | 0.3636
47845 | 9.62 | 1 | 365 | 10.9974 | 0.045346 | 11 | 0.042738
39923 | 5.2 | 1 | 365 | 5.9445 | 0.9164 | 6 | 0.86094
53729 | 4.335 | 1 | 365 | 4.9557 | 0.93416 | 5 | 0.88984
47741 | 10.71 | 1 | 365 | 12.2435 | 0.54321 | 12 | 0.78667
53889 | 11.18 | 1 | 365 | 12.7808 | 0.62027 | 13 | 0.40102
53928 | 5.83 | 1 | 365 | 6.6647 | 0.36012 | 7 | 0.024861
53934 | 14.535 | 1 | 365 | 16.6161 | 0.30864 | 16 | 0.92476
50496 | 3.38 | 1 | 365 | 3.8639 | 0.74566 | 4 | 0.60961
53939 | 8.16 | 1 | 365 | 9.3283 | 0.69959 | 10 | 0.027935
53940 | 6.375 | 1 | 365 | 7.2878 | 0.60905 | 7 | 0.89682
53941 | 4.59 | 1 | 365 | 5.2472 | 0.51852 | 5 | 0.76571
50455 | 9.69 | 1 | 365 | 11.0774 | 0.20576 | 11 | 0.28317
53942 | 4.59 | 1 | 365 | 5.2472 | 0.51852 | 5 | 0.76571
53955 | 9.18 | 1 | 365 | 10.4944 | 0.037035 | 10 | 0.53143
52191 | 8.925 | 1 | 365 | 10.2029 | 0.45267 | 10 | 0.65555
54050 | 3.12 | 1 | 365 | 3.5667 | 0.14984 | 3 | 0.71656
53150 | 6.75 | 1 | 365 | 7.7165 | 0.46841 | 8 | 0.18487
40664 | 5.865 | 1 | 365 | 6.7048 | 0.44033 | 7 | 0.14508
50377 | 4.59 | 1 | 365 | 5.2472 | 0.51852 | 5 | 0.76571
54096 | 8.925 | 1 | 365 | 10.2029 | 0.45267 | 10 | 0.65555
53242 | 9.435 | 1 | 365 | 10.7859 | 0.6214 | 11 | 0.4073
41485 | 5.865 | 1 | 365 | 6.7048 | 0.44033 | 7 | 0.14508
47535 | 9.945 | 1 | 365 | 11.3689 | 0.79012 | 12 | 0.15905
54327 | 4.16 | 1 | 365 | 4.7556 | 0.53312 | 5 | 0.28875
54329 | 3.38 | 1 | 365 | 3.8639 | 0.74566 | 4 | 0.60961
53184 | 4.59 | 1 | 365 | 5.2472 | 0.51852 | 5 | 0.76571
54330 | 13.78 | 1 | 365 | 15.753 | 0.57847 | 16 | 0.33149
54336 | 14.04 | 1 | 365 | 16.0502 | 0.17429 | 16 | 0.22454
41942 | 6.76 | 1 | 365 | 7.7279 | 0.49132 | 8 | 0.21922
54338 | 3.12 | 1 | 365 | 3.5667 | 0.14984 | 3 | 0.71656
53244 | 5.1 | 1 | 365 | 5.8302 | 0.68724 | 6 | 0.51746
47566 | 2.04 | 1 | 365 | 2.3321 | 0.6749 | 3 | 0.0069838
47554 | 5.61 | 1 | 365 | 6.4132 | 0.85597 | 7 | 0.26921
50640 | 5.2 | 1 | 365 | 5.9445 | 0.9164 | 6 | 0.86094
44954 | 3.9 | 1 | 365 | 4.4584 | 0.9373 | 5 | 0.3957
40951 | 7.02 | 1 | 365 | 8.0251 | 0.087144 | 8 | 0.11227
40515 | 4.68 | 1 | 365 | 5.3501 | 0.72476 | 6 | 0.074845
54453 | 5.1 | 1 | 365 | 5.8302 | 0.68724 | 6 | 0.51746
54450 | 8.32 | 1 | 365 | 9.5113 | 0.066245 | 9 | 0.5775
54445 | 10.4 | 1 | 365 | 11.8891 | 0.83281 | 12 | 0.72188
54439 | 10.92 | 1 | 365 | 12.4835 | 0.024447 | 12 | 0.50797
54438 | 6.375 | 1 | 365 | 7.2878 | 0.60905 | 7 | 0.89682
54433 | 6.63 | 1 | 365 | 7.5793 | 0.19341 | 7 | 0.7727
54434 | 5.1 | 1 | 365 | 5.8302 | 0.68724 | 6 | 0.51746
54431 | 7.8 | 1 | 365 | 8.9168 | 0.8746 | 9 | 0.79141
54416 | 4.335 | 1 | 365 | 4.9557 | 0.93416 | 5 | 0.88984
54516 | 9.69 | 1 | 365 | 11.0774 | 0.20576 | 11 | 0.28317
54506 | 7.65 | 1 | 365 | 8.7453 | 0.53086 | 9 | 0.27619
54507 | 10.2 | 1 | 365 | 11.6604 | 0.37448 | 12 | 0.034919
54505 | 5.565 | 1 | 365 | 6.3618 | 0.75284 | 7 | 0.11464
54544 | 6.885 | 1 | 365 | 7.8708 | 0.77778 | 8 | 0.64857
54427 | 4.08 | 1 | 365 | 4.6642 | 0.34979 | 5 | 0.013968
54554 | 2.295 | 1 | 365 | 2.6236 | 0.25926 | 2 | 0.88286
54413 | 10.965 | 1 | 365 | 12.535 | 0.12757 | 12 | 0.66254
37805 | 2.86 | 1 | 365 | 3.2695 | 0.55402 | 3 | 0.82352
41991 | 3.32 | 1 | 365 | 3.7954 | 0.60817 | 4 | 0.40352
45869 | 9.945 | 1 | 365 | 11.3689 | 0.79012 | 12 | 0.15905
47562 | 8.06 | 1 | 365 | 9.214 | 0.47042 | 9 | 0.68446
45979 | 7.28 | 1 | 365 | 8.3224 | 0.68296 | 9 | 0.0053149
50570 | 7.29 | 1 | 365 | 8.3338 | 0.70588 | 9 | 0.039663
39264 | 8.84 | 1 | 365 | 10.1057 | 0.25789 | 10 | 0.3636
39664 | 5.2 | 1 | 365 | 5.9445 | 0.9164 | 6 | 0.86094
40124 | 4.68 | 1 | 365 | 5.3501 | 0.72476 | 6 | 0.074845
54343 | 4.77 | 1 | 365 | 5.453 | 0.93101 | 6 | 0.38398
39542 | 13.52 | 1 | 365 | 15.4558 | 0.98265 | 16 | 0.43844
54346 | 4.845 | 1 | 365 | 5.5387 | 0.10288 | 5 | 0.64159
45141 | 5.98 | 1 | 365 | 6.8362 | 0.70386 | 7 | 0.54008
45694 | 6.625 | 1 | 365 | 7.5736 | 0.18196 | 7 | 0.75552
54529 | 4.335 | 1 | 365 | 4.9557 | 0.93416 | 5 | 0.88984
39543 | 10.965 | 1 | 365 | 12.535 | 0.12757 | 12 | 0.66254
38170 | 6.5 | 1 | 365 | 7.4307 | 0.8955 | 8 | 0.32617
48867 | 12.19 | 1 | 365 | 13.9354 | 0.9348 | 14 | 0.87016
45752 | 3.315 | 1 | 365 | 3.7896 | 0.59671 | 4 | 0.38635
53886 | 7.28 | 1 | 365 | 8.3224 | 0.68296 | 9 | 0.0053149
48562 | 6.24 | 1 | 365 | 7.1334 | 0.29968 | 7 | 0.43313
40017 | 8.32 | 1 | 365 | 9.5113 | 0.066245 | 9 | 0.5775
55676 | 4.59 | 1 | 365 | 5.2472 | 0.51852 | 5 | 0.76571
55712 | 6.12 | 1 | 365 | 6.9963 | 0.02469 | 7 | 0.020952
55705 | 10.455 | 1 | 365 | 11.9519 | 0.95885 | 12 | 0.91079
41567 | 8.32 | 1 | 365 | 9.5113 | 0.066245 | 9 | 0.5775
39414 | 8.415 | 1 | 365 | 9.6199 | 0.28395 | 9 | 0.90381
47479 | 9.18 | 1 | 365 | 10.4944 | 0.037035 | 10 | 0.53143
41106 | 7.42 | 1 | 365 | 8.4824 | 0.0037907 | 8 | 0.48619
40828 | 4.68 | 1 | 365 | 5.3501 | 0.72476 | 6 | 0.074845
54351 | 11.22 | 1 | 365 | 12.8265 | 0.71193 | 13 | 0.53841
54354 | 5.865 | 1 | 365 | 6.7048 | 0.44033 | 7 | 0.14508
54422 | 4.08 | 1 | 365 | 4.6642 | 0.34979 | 5 | 0.013968
54429 | 3.9 | 1 | 365 | 4.4584 | 0.9373 | 5 | 0.3957
54488 | 6.63 | 1 | 365 | 7.5793 | 0.19341 | 7 | 0.7727
54498 | 3.38 | 1 | 365 | 3.8639 | 0.74566 | 4 | 0.60961
39406 | 11.7 | 1 | 365 | 13.3752 | 0.81191 | 14 | 0.18711
54464 | 5.2 | 1 | 365 | 5.9445 | 0.9164 | 6 | 0.86094
50436 | 5.61 | 1 | 365 | 6.4132 | 0.85597 | 7 | 0.26921
54519 | 4.68 | 1 | 365 | 5.3501 | 0.72476 | 6 | 0.074845
39730 | 7.8 | 1 | 365 | 8.9168 | 0.8746 | 9 | 0.79141
46042 | 8.84 | 1 | 365 | 10.1057 | 0.25789 | 10 | 0.3636
54549 | 3.825 | 1 | 365 | 4.3727 | 0.76543 | 5 | 0.13809
54608 | 8.925 | 1 | 365 | 10.2029 | 0.45267 | 10 | 0.65555
42556 | 5.72 | 1 | 365 | 6.539 | 0.10804 | 6 | 0.64703
54610 | 9.435 | 1 | 365 | 10.7859 | 0.6214 | 11 | 0.4073
54611 | 11.22 | 1 | 365 | 12.8265 | 0.71193 | 13 | 0.53841
54609 | 9.435 | 1 | 365 | 10.7859 | 0.6214 | 11 | 0.4073
54615 | 9.88 | 1 | 365 | 11.2946 | 0.64117 | 11 | 0.93578
54616 | 8.415 | 1 | 365 | 9.6199 | 0.28395 | 9 | 0.90381
50581 | 7.14 | 1 | 365 | 8.1623 | 0.36214 | 8 | 0.52444
54622 | 3.06 | 1 | 365 | 3.4981 | 0.012345 | 3 | 0.51048
54624 | 6.89 | 1 | 365 | 7.8765 | 0.78923 | 8 | 0.66574
54621 | 3.315 | 1 | 365 | 3.7896 | 0.59671 | 4 | 0.38635
49476 | 6.82 | 1 | 365 | 7.7965 | 0.62882 | 8 | 0.42531
39745 | 4.94 | 1 | 365 | 5.6473 | 0.32058 | 5 | 0.96789
50118 | 4.5 | 1 | 365 | 5.1443 | 0.31227 | 5 | 0.45658
52843 | 5.2 | 1 | 365 | 5.9445 | 0.9164 | 6 | 0.86094
52845 | 5.2 | 1 | 365 | 5.9445 | 0.9164 | 6 | 0.86094
45678 | 5.5 | 1 | 365 | 6.2875 | 0.60389 | 6 | 0.89138
54627 | 3.06 | 1 | 365 | 3.4981 | 0.012345 | 3 | 0.51048
54648 | 7.28 | 1 | 365 | 8.3224 | 0.68296 | 9 | 0.0053149
54654 | 10.14 | 1 | 365 | 11.5918 | 0.23699 | 11 | 0.82883
49456 | 6.5 | 1 | 365 | 7.4307 | 0.8955 | 8 | 0.32617
54656 | 10.455 | 1 | 365 | 11.9519 | 0.95885 | 12 | 0.91079
45215 | 11.75 | 1 | 365 | 13.4324 | 0.92649 | 14 | 0.35885
54658 | 4.94 | 1 | 365 | 5.6473 | 0.32058 | 5 | 0.96789
44555 | 7 | 1 | 365 | 8.0023 | 0.041312 | 8 | 0.043572
54660 | 3.38 | 1 | 365 | 3.8639 | 0.74566 | 4 | 0.60961
37747 | 4.05 | 1 | 365 | 4.6299 | 0.28104 | 4 | 0.91092
54177 | 7.28 | 1 | 365 | 8.3224 | 0.68296 | 9 | 0.0053149
30740 | 7.54 | 1 | 365 | 8.6196 | 0.27878 | 8 | 0.89836
52039 | 8.58 | 1 | 365 | 9.8085 | 0.66207 | 10 | 0.47055
32711 | 9.36 | 1 | 365 | 10.7002 | 0.44953 | 11 | 0.14969
50164 | 5.46 | 1 | 365 | 6.2418 | 0.51222 | 6 | 0.75399
56636 | 9.54 | 1 | 365 | 10.9059 | 0.86202 | 11 | 0.76795
37036 | 5.98 | 1 | 365 | 6.8362 | 0.70386 | 7 | 0.54008
36673 | 7.28 | 1 | 365 | 8.3224 | 0.68296 | 9 | 0.0053149
37703 | 5.98 | 1 | 365 | 6.8362 | 0.70386 | 7 | 0.54008
36985 | 6.76 | 1 | 365 | 7.7279 | 0.49132 | 8 | 0.21922
37062 | 7.54 | 1 | 365 | 8.6196 | 0.27878 | 8 | 0.89836
37721 | 6.5 | 1 | 365 | 7.4307 | 0.8955 | 8 | 0.32617
41256 | 3.9 | 1 | 365 | 4.4584 | 0.9373 | 5 | 0.3957
37902 | 10.14 | 1 | 365 | 11.5918 | 0.23699 | 11 | 0.82883
38829 | 4.16 | 1 | 365 | 4.7556 | 0.53312 | 5 | 0.28875
39482 | 10.335 | 1 | 365 | 11.8148 | 0.68385 | 12 | 0.49862
39069 | 12.22 | 1 | 365 | 13.9697 | 0.0035475 | 13 | 0.97321
37882 | 11.44 | 1 | 365 | 13.078 | 0.21609 | 13 | 0.29407
54180 | 3.38 | 1 | 365 | 3.8639 | 0.74566 | 4 | 0.60961
39431 | 5.98 | 1 | 365 | 6.8362 | 0.70386 | 7 | 0.54008
33219 | 4.68 | 1 | 365 | 5.3501 | 0.72476 | 6 | 0.074845
33539 | 2.34 | 1 | 365 | 2.675 | 0.36238 | 3 | 0.037423
50303 | 6.12 | 1 | 365 | 6.9963 | 0.02469 | 7 | 0.020952
17945 | 7.28 | 1 | 365 | 8.3224 | 0.68296 | 9 | 0.0053149
20396 | 4.94 | 1 | 365 | 5.6473 | 0.32058 | 5 | 0.96789
28034 | 8.32 | 1 | 365 | 9.5113 | 0.066245 | 9 | 0.5775
31699 | 5.98 | 1 | 365 | 6.8362 | 0.70386 | 7 | 0.54008
28808 | 12.74 | 1 | 365 | 14.5641 | 0.19519 | 14 | 0.7593
25619 | 9.1 | 1 | 365 | 10.4029 | 0.85371 | 11 | 0.25664
29013 | 3.9 | 1 | 365 | 4.4584 | 0.9373 | 5 | 0.3957
32100 | 13 | 1 | 365 | 14.8613 | 0.79101 | 15 | 0.65235
32418 | 6.24 | 1 | 365 | 7.1334 | 0.29968 | 7 | 0.43313
37524 | 11.275 | 1 | 365 | 12.8894 | 0.83797 | 13 | 0.72732
43761 | 4.56 | 1 | 365 | 5.2129 | 0.44977 | 5 | 0.66267
42710 | 7.2 | 1 | 365 | 8.2309 | 0.49964 | 8 | 0.73053
38354 | 5.985 | 1 | 365 | 6.8419 | 0.71532 | 7 | 0.55725
46029 | 7.02 | 1 | 365 | 8.0251 | 0.087144 | 8 | 0.11227
41125 | 5.72 | 1 | 365 | 6.539 | 0.10804 | 6 | 0.64703
37307 | 10 | 1 | 365 | 11.4318 | 0.91616 | 12 | 0.34796
37506 | 12.753 | 1 | 365 | 14.579 | 0.22498 | 14 | 0.80395
37788 | 5.886 | 1 | 365 | 6.7288 | 0.48845 | 7 | 0.21721
37147 | 9.045 | 1 | 365 | 10.3401 | 0.72767 | 11 | 0.06773
46268 | 13 | 1 | 365 | 14.8613 | 0.79101 | 15 | 0.65235
44809 | 7.2 | 1 | 365 | 8.2309 | 0.49964 | 8 | 0.73053
54457 | 6.63 | 1 | 365 | 7.5793 | 0.19341 | 7 | 0.7727
54409 | 7.395 | 1 | 365 | 8.4538 | 0.9465 | 9 | 0.40032
37273 | 4.02 | 1 | 365 | 4.5956 | 0.2123 | 4 | 0.80788
50346 | 12.22 | 1 | 365 | 13.9697 | 0.0035475 | 13 | 0.97321
41988 | 9.45 | 1 | 365 | 10.8031 | 0.65577 | 11 | 0.45882
47361 | 6.21 | 1 | 365 | 7.0991 | 0.23094 | 7 | 0.33008
39667 | 9.18 | 1 | 365 | 10.4944 | 0.037035 | 10 | 0.53143
45937 | 6.12 | 1 | 365 | 6.9963 | 0.02469 | 7 | 0.020952
46769 | 3.71 | 1 | 365 | 4.2412 | 0.5019 | 4 | 0.74309
50414 | 2.08 | 1 | 365 | 2.3778 | 0.76656 | 3 | 0.14438
37868 | 5.72 | 1 | 365 | 6.539 | 0.10804 | 6 | 0.64703
47386 | 8.32 | 1 | 365 | 9.5113 | 0.066245 | 9 | 0.5775
39473 | 5.2 | 1 | 365 | 5.9445 | 0.9164 | 6 | 0.86094
47976 | 8.84 | 1 | 365 | 10.1057 | 0.25789 | 10 | 0.3636
39145 | 3.12 | 1 | 365 | 3.5667 | 0.14984 | 3 | 0.71656
39355 | 14.04 | 1 | 365 | 16.0502 | 0.17429 | 16 | 0.22454
56302 | 8.925 | 1 | 365 | 10.2029 | 0.45267 | 10 | 0.65555
38050 | 3.975 | 1 | 365 | 4.5441 | 0.10917 | 4 | 0.65331
40495 | 10.4 | 1 | 365 | 11.8891 | 0.83281 | 12 | 0.72188
54440 | 3.12 | 1 | 365 | 3.5667 | 0.14984 | 3 | 0.71656
39271 | 5.46 | 1 | 365 | 6.2418 | 0.51222 | 6 | 0.75399
47557 | 10.455 | 1 | 365 | 11.9519 | 0.95885 | 12 | 0.91079
46298 | 7.14 | 1 | 365 | 8.1623 | 0.36214 | 8 | 0.52444
50428 | 9.69 | 1 | 365 | 11.0774 | 0.20576 | 11 | 0.28317
48558 | 7.95 | 1 | 365 | 9.0883 | 0.21835 | 9 | 0.30663
45918 | 7.54 | 1 | 365 | 8.6196 | 0.27878 | 8 | 0.89836
55225 | 8.925 | 1 | 365 | 10.2029 | 0.45267 | 10 | 0.65555
39916 | 6.24 | 1 | 365 | 7.1334 | 0.29968 | 7 | 0.43313
55269 | 5.61 | 1 | 365 | 6.4132 | 0.85597 | 7 | 0.26921
55376 | 3.06 | 1 | 365 | 3.4981 | 0.012345 | 3 | 0.51048
55381 | 10.455 | 1 | 365 | 11.9519 | 0.95885 | 12 | 0.91079
55384 | 5.1 | 1 | 365 | 5.8302 | 0.68724 | 6 | 0.51746
55386 | 6.12 | 1 | 365 | 6.9963 | 0.02469 | 7 | 0.020952
55402 | 5.61 | 1 | 365 | 6.4132 | 0.85597 | 7 | 0.26921
54783 | 5.775 | 1 | 365 | 6.6019 | 0.23408 | 6 | 0.83595
46712 | 15.9 | 1 | 365 | 18.1766 | 0.43669 | 18 | 0.61326
54875 | 11.44 | 1 | 365 | 13.078 | 0.21609 | 13 | 0.29407
50113 | 8.7 | 1 | 365 | 9.9457 | 0.93706 | 10 | 0.88273
54872 | 11.96 | 1 | 365 | 13.6724 | 0.40773 | 14 | 0.08016
37339 | 12.753 | 1 | 365 | 14.579 | 0.22498 | 14 | 0.80395
41994 | 3.975 | 1 | 365 | 4.5441 | 0.10917 | 4 | 0.65331
37337 | 4.58 | 1 | 365 | 5.2358 | 0.4956 | 5 | 0.73137
42651 | 6.9 | 1 | 365 | 7.8879 | 0.81215 | 8 | 0.70009
35737 | 7.5 | 1 | 365 | 8.5739 | 0.18712 | 8 | 0.76097
43802 | 5.83 | 1 | 365 | 6.6647 | 0.36012 | 7 | 0.024861
52531 | 109.8 | 0.9 | 365 | 112.969 | 0.45749 | 113 | 0.42654
56130 | 5.46 | 1 | 365 | 6.2418 | 0.51222 | 6 | 0.75399
47712 | 5.4 | 1 | 365 | 6.1732 | 0.37473 | 6 | 0.5479
52578 | 2.94 | 1 | 365 | 3.3609 | 0.73735 | 4 | 0.0983
47108 | 7.54 | 1 | 365 | 8.6196 | 0.27878 | 8 | 0.89836
47049 | 9.36 | 1 | 365 | 10.7002 | 0.44953 | 11 | 0.14969
52958 | 4.68 | 1 | 365 | 5.3501 | 0.72476 | 6 | 0.074845
52129 | 7.68 | 1 | 365 | 8.7796 | 0.59961 | 9 | 0.37923
47006 | 5.2 | 1 | 365 | 5.9445 | 0.9164 | 6 | 0.86094
52961 | 8.32 | 1 | 365 | 9.5113 | 0.066245 | 9 | 0.5775
45350 | 6.2 | 1 | 365 | 7.0877 | 0.20802 | 7 | 0.29574
51004 | 10.14 | 1 | 365 | 11.5918 | 0.23699 | 11 | 0.82883
46274 | 8.68 | 1 | 365 | 9.9228 | 0.89123 | 10 | 0.81403
51415 | 22.88 | 1 | 365 | 26.156 | 0.43217 | 26 | 0.58813
51416 | 15.08 | 1 | 365 | 17.2392 | 0.55757 | 17 | 0.79672
44147 | 11.025 | 1 | 365 | 12.6036 | 0.26507 | 12 | 0.86863
51414 | 13.26 | 1 | 365 | 15.1586 | 0.38683 | 15 | 0.54539
51418 | 11.18 | 1 | 365 | 12.7808 | 0.62027 | 13 | 0.40102
44713 | 12 | 1 | 365 | 13.7182 | 0.49939 | 14 | 0.21755
47040 | 12.24 | 1 | 365 | 13.9925 | 0.04938 | 14 | 0.041903
51420 | 10.66 | 1 | 365 | 12.1863 | 0.42863 | 12 | 0.61493
51423 | 11.7 | 1 | 365 | 13.3752 | 0.81191 | 14 | 0.18711
51424 | 11.7 | 1 | 365 | 13.3752 | 0.81191 | 14 | 0.18711
38369 | 12.48 | 1 | 365 | 14.2669 | 0.59937 | 14 | 0.86625
51642 | 11.96 | 1 | 365 | 13.6724 | 0.40773 | 14 | 0.08016
51966 | 13 | 1 | 365 | 14.8613 | 0.79101 | 15 | 0.65235
52012 | 11.96 | 1 | 365 | 13.6724 | 0.40773 | 14 | 0.08016
52179 | 10.66 | 1 | 365 | 12.1863 | 0.42863 | 12 | 0.61493
43032 | 8.19 | 1 | 365 | 9.3626 | 0.76834 | 10 | 0.13098
51996 | 10.4 | 1 | 365 | 11.8891 | 0.83281 | 12 | 0.72188
52825 | 11.96 | 1 | 365 | 13.6724 | 0.40773 | 14 | 0.08016
51430 | 10.92 | 1 | 365 | 12.4835 | 0.024447 | 12 | 0.50797
52832 | 12.74 | 1 | 365 | 14.5641 | 0.19519 | 14 | 0.7593
51431 | 15.34 | 1 | 365 | 17.5364 | 0.15339 | 17 | 0.68977
52831 | 16.38 | 1 | 365 | 18.7253 | 0.53667 | 19 | 0.26196
51432 | 11.7 | 1 | 365 | 13.3752 | 0.81191 | 14 | 0.18711
53575 | 8.58 | 1 | 365 | 9.8085 | 0.66207 | 10 | 0.47055
53570 | 6.76 | 1 | 365 | 7.7279 | 0.49132 | 8 | 0.21922
51433 | 10.92 | 1 | 365 | 12.4835 | 0.024447 | 12 | 0.50797
51459 | 10.92 | 1 | 365 | 12.4835 | 0.024447 | 12 | 0.50797
53569 | 7.8 | 1 | 365 | 8.9168 | 0.8746 | 9 | 0.79141
51461 | 10.66 | 1 | 365 | 12.1863 | 0.42863 | 12 | 0.61493
53558 | 5.98 | 1 | 365 | 6.8362 | 0.70386 | 7 | 0.54008
47897 | 6.76 | 1 | 365 | 7.7279 | 0.49132 | 8 | 0.21922
53557 | 9.1 | 1 | 365 | 10.4029 | 0.85371 | 11 | 0.25664
53555 | 9.52 | 1 | 365 | 10.8831 | 0.81618 | 11 | 0.69926
46636 | 3.71 | 1 | 365 | 4.2412 | 0.5019 | 4 | 0.74309
53554 | 5.04 | 1 | 365 | 5.7616 | 0.54974 | 6 | 0.31137
52309 | 5.98 | 1 | 365 | 6.8362 | 0.70386 | 7 | 0.54008
53550 | 7.84 | 1 | 365 | 8.9625 | 0.96627 | 9 | 0.9288
53711 | 3.9 | 1 | 365 | 4.4584 | 0.9373 | 5 | 0.3957
53710 | 8.84 | 1 | 365 | 10.1057 | 0.25789 | 10 | 0.3636
53508 | 7.02 | 1 | 365 | 8.0251 | 0.087144 | 8 | 0.11227
51965 | 12.48 | 1 | 365 | 14.2669 | 0.59937 | 14 | 0.86625
53505 | 4.16 | 1 | 365 | 4.7556 | 0.53312 | 5 | 0.28875
53504 | 7.28 | 1 | 365 | 8.3224 | 0.68296 | 9 | 0.0053149
54904 | 17.34 | 1 | 365 | 19.8227 | 0.73662 | 20 | 0.55936
54902 | 11.44 | 1 | 365 | 13.078 | 0.21609 | 13 | 0.29407
53503 | 9.36 | 1 | 365 | 10.7002 | 0.44953 | 11 | 0.14969
54901 | 11.18 | 1 | 365 | 12.7808 | 0.62027 | 13 | 0.40102
53502 | 5.72 | 1 | 365 | 6.539 | 0.10804 | 6 | 0.64703
54897 | 13 | 1 | 365 | 14.8613 | 0.79101 | 15 | 0.65235
53501 | 5.98 | 1 | 365 | 6.8362 | 0.70386 | 7 | 0.54008
54891 | 14.04 | 1 | 365 | 16.0502 | 0.17429 | 16 | 0.22454
53577 | 4.08 | 1 | 365 | 4.6642 | 0.34979 | 5 | 0.013968
54890 | 11.44 | 1 | 365 | 13.078 | 0.21609 | 13 | 0.29407
54889 | 13.78 | 1 | 365 | 15.753 | 0.57847 | 16 | 0.33149
54870 | 10.66 | 1 | 365 | 12.1863 | 0.42863 | 12 | 0.61493
54866 | 16.83 | 1 | 365 | 19.2397 | 0.5679 | 19 | 0.80762
53587 | 5.98 | 1 | 365 | 6.8362 | 0.70386 | 7 | 0.54008
54858 | 7.8 | 1 | 365 | 8.9168 | 0.8746 | 9 | 0.79141
53499 | 9.36 | 1 | 365 | 10.7002 | 0.44953 | 11 | 0.14969
54854 | 5.46 | 1 | 365 | 6.2418 | 0.51222 | 6 | 0.75399
54893 | 10.4 | 1 | 365 | 11.8891 | 0.83281 | 12 | 0.72188
54850 | 6.76 | 1 | 365 | 7.7279 | 0.49132 | 8 | 0.21922
44558 | 4.16 | 1 | 365 | 4.7556 | 0.53312 | 5 | 0.28875
45348 | 7.54 | 1 | 365 | 8.6196 | 0.27878 | 8 | 0.89836
45699 | 3.38 | 1 | 365 | 3.8639 | 0.74566 | 4 | 0.60961
34264 | 7.28 | 1 | 365 | 8.3224 | 0.68296 | 9 | 0.0053149
48657 | 10.66 | 1 | 365 | 12.1863 | 0.42863 | 12 | 0.61493
45275 | 10.4 | 1 | 365 | 11.8891 | 0.83281 | 12 | 0.72188
33854 | 4.16 | 1 | 365 | 4.7556 | 0.53312 | 5 | 0.28875
53497 | 5.72 | 1 | 365 | 6.539 | 0.10804 | 6 | 0.64703
51372 | 10.4 | 1 | 365 | 11.8891 | 0.83281 | 12 | 0.72188
53496 | 2.08 | 1 | 365 | 2.3778 | 0.76656 | 3 | 0.14438
32546 | 7.02 | 1 | 365 | 8.0251 | 0.087144 | 8 | 0.11227
53495 | 5.98 | 1 | 365 | 6.8362 | 0.70386 | 7 | 0.54008
53407 | 7.02 | 1 | 365 | 8.0251 | 0.087144 | 8 | 0.11227
32531 | 7.28 | 1 | 365 | 8.3224 | 0.68296 | 9 | 0.0053149
53405 | 6.24 | 1 | 365 | 7.1334 | 0.29968 | 7 | 0.43313
32180 | 5.98 | 1 | 365 | 6.8362 | 0.70386 | 7 | 0.54008
51394 | 3.12 | 1 | 365 | 3.5667 | 0.14984 | 3 | 0.71656
50811 | 5.46 | 1 | 365 | 6.2418 | 0.51222 | 6 | 0.75399
51395 | 5.46 | 1 | 365 | 6.2418 | 0.51222 | 6 | 0.75399
50886 | 8.84 | 1 | 365 | 10.1057 | 0.25789 | 10 | 0.3636
54853 | 7.02 | 1 | 365 | 8.0251 | 0.087144 | 8 | 0.11227
51793 | 7.8 | 1 | 365 | 8.9168 | 0.8746 | 9 | 0.79141
54814 | 7.28 | 1 | 365 | 8.3224 | 0.68296 | 9 | 0.0053149
52507 | 7.02 | 1 | 365 | 8.0251 | 0.087144 | 8 | 0.11227
53596 | 6.325 | 1 | 365 | 7.2306 | 0.49447 | 7 | 0.72508
54809 | 2.86 | 1 | 365 | 3.2695 | 0.55402 | 3 | 0.82352
52586 | 4.16 | 1 | 365 | 4.7556 | 0.53312 | 5 | 0.28875
52557 | 3.9 | 1 | 365 | 4.4584 | 0.9373 | 5 | 0.3957
52681 | 4.94 | 1 | 365 | 5.6473 | 0.32058 | 5 | 0.96789
52555 | 3.64 | 1 | 365 | 4.1612 | 0.34148 | 4 | 0.50266
52723 | 3.9 | 1 | 365 | 4.4584 | 0.9373 | 5 | 0.3957
52550 | 8.32 | 1 | 365 | 9.5113 | 0.066245 | 9 | 0.5775
53750 | 5.72 | 1 | 365 | 6.539 | 0.10804 | 6 | 0.64703
52418 | 6.5 | 1 | 365 | 7.4307 | 0.8955 | 8 | 0.32617
52510 | 4.16 | 1 | 365 | 4.7556 | 0.53312 | 5 | 0.28875
53749 | 9.88 | 1 | 365 | 11.2946 | 0.64117 | 11 | 0.93578
52793 | 6.24 | 1 | 365 | 7.1334 | 0.29968 | 7 | 0.43313
53748 | 4.42 | 1 | 365 | 5.0529 | 0.12894 | 5 | 0.1818
52265 | 12.22 | 1 | 365 | 13.9697 | 0.0035475 | 13 | 0.97321
53746 | 4.94 | 1 | 365 | 5.6473 | 0.32058 | 5 | 0.96789
52277 | 5.2 | 1 | 365 | 5.9445 | 0.9164 | 6 | 0.86094
53745 | 5.98 | 1 | 365 | 6.8362 | 0.70386 | 7 | 0.54008
52247 | 9.36 | 1 | 365 | 10.7002 | 0.44953 | 11 | 0.14969
53743 | 5.72 | 1 | 365 | 6.539 | 0.10804 | 6 | 0.64703
53741 | 9.1 | 1 | 365 | 10.4029 | 0.85371 | 11 | 0.25664
53402 | 5.72 | 1 | 365 | 6.539 | 0.10804 | 6 | 0.64703
52156 | 7.02 | 1 | 365 | 8.0251 | 0.087144 | 8 | 0.11227
53739 | 5.2 | 1 | 365 | 5.9445 | 0.9164 | 6 | 0.86094
53738 | 7.8 | 1 | 365 | 8.9168 | 0.8746 | 9 | 0.79141
53737 | 6.76 | 1 | 365 | 7.7279 | 0.49132 | 8 | 0.21922
53736 | 4.42 | 1 | 365 | 5.0529 | 0.12894 | 5 | 0.1818
53735 | 6.5 | 1 | 365 | 7.4307 | 0.8955 | 8 | 0.32617
53734 | 7.8 | 1 | 365 | 8.9168 | 0.8746 | 9 | 0.79141
53732 | 7.28 | 1 | 365 | 8.3224 | 0.68296 | 9 | 0.0053149
53702 | 5.98 | 1 | 365 | 6.8362 | 0.70386 | 7 | 0.54008
53701 | 4.68 | 1 | 365 | 5.3501 | 0.72476 | 6 | 0.074845
53660 | 7.02 | 1 | 365 | 8.0251 | 0.087144 | 8 | 0.11227
53659 | 4.16 | 1 | 365 | 4.7556 | 0.53312 | 5 | 0.28875
53658 | 7.8 | 1 | 365 | 8.9168 | 0.8746 | 9 | 0.79141
53657 | 6.24 | 1 | 365 | 7.1334 | 0.29968 | 7 | 0.43313
53654 | 9.1 | 1 | 365 | 10.4029 | 0.85371 | 11 | 0.25664
53652 | 6.5 | 1 | 365 | 7.4307 | 0.8955 | 8 | 0.32617
53628 | 9.1 | 1 | 365 | 10.4029 | 0.85371 | 11 | 0.25664
53624 | 8.84 | 1 | 365 | 10.1057 | 0.25789 | 10 | 0.3636
53618 | 8.32 | 1 | 365 | 9.5113 | 0.066245 | 9 | 0.5775
49871 | 6 | 1 | 365 | 6.8591 | 0.7497 | 7 | 0.60878
53612 | 8.58 | 1 | 365 | 9.8085 | 0.66207 | 10 | 0.47055
54278 | 3.9 | 1 | 365 | 4.4584 | 0.9373 | 5 | 0.3957
54120 | 3.38 | 1 | 365 | 3.8639 | 0.74566 | 4 | 0.60961
52500 | 9.36 | 1 | 365 | 10.7002 | 0.44953 | 11 | 0.14969
52947 | 6.76 | 1 | 365 | 7.7279 | 0.49132 | 8 | 0.21922
54211 | 4.16 | 1 | 365 | 4.7556 | 0.53312 | 5 | 0.28875
54356 | 11.96 | 1 | 365 | 13.6724 | 0.40773 | 14 | 0.08016
46774 | 5.2 | 1 | 365 | 5.9445 | 0.9164 | 6 | 0.86094
46730 | 5.2 | 1 | 365 | 5.9445 | 0.9164 | 6 | 0.86094
40924 | 9.81 | 1 | 365 | 11.2146 | 0.48075 | 11 | 0.69535
53401 | 6.5 | 1 | 365 | 7.4307 | 0.8955 | 8 | 0.32617
46689 | 5.3 | 1 | 365 | 6.0589 | 0.14556 | 6 | 0.20442
53400 | 8.06 | 1 | 365 | 9.214 | 0.47042 | 9 | 0.68446
53396 | 9.88 | 1 | 365 | 11.2946 | 0.64117 | 11 | 0.93578
42832 | 12.426 | 1 | 365 | 14.2052 | 0.47562 | 14 | 0.68078
53394 | 6.24 | 1 | 365 | 7.1334 | 0.29968 | 7 | 0.43313
47721 | 5.7 | 1 | 365 | 6.5161 | 0.062211 | 6 | 0.57834
53390 | 6.24 | 1 | 365 | 7.1334 | 0.29968 | 7 | 0.43313
44928 | 7.95 | 1 | 365 | 9.0883 | 0.21835 | 9 | 0.30663
43673 | 15.93 | 1 | 365 | 18.2109 | 0.50544 | 18 | 0.7163
45316 | 6.6 | 1 | 365 | 7.545 | 0.12467 | 7 | 0.66965
46724 | 9.54 | 1 | 365 | 10.9059 | 0.86202 | 11 | 0.76795
43406 | 8.64 | 1 | 365 | 9.8771 | 0.79956 | 10 | 0.67664
51470 | 7.2 | 1 | 365 | 8.2309 | 0.49964 | 8 | 0.73053
51469 | 8.4 | 1 | 365 | 9.6027 | 0.24957 | 9 | 0.85229
47043 | 11.025 | 1 | 365 | 12.6036 | 0.26507 | 12 | 0.86863
47109 | 7.8 | 1 | 365 | 8.9168 | 0.8746 | 9 | 0.79141
47426 | 12.6 | 1 | 365 | 14.4041 | 0.87436 | 15 | 0.27843
50544 | 6 | 1 | 365 | 6.8591 | 0.7497 | 7 | 0.60878
53392 | 8.32 | 1 | 365 | 9.5113 | 0.066245 | 9 | 0.5775
53383 | 4.16 | 1 | 365 | 4.7556 | 0.53312 | 5 | 0.28875
53379 | 9.62 | 1 | 365 | 10.9974 | 0.045346 | 11 | 0.042738
53378 | 6.5 | 1 | 365 | 7.4307 | 0.8955 | 8 | 0.32617
46708 | 8.84 | 1 | 365 | 10.1057 | 0.25789 | 10 | 0.3636
53376 | 5.2 | 1 | 365 | 5.9445 | 0.9164 | 6 | 0.86094
46790 | 6.89 | 1 | 365 | 7.8765 | 0.78923 | 8 | 0.66574
53375 | 4.16 | 1 | 365 | 4.7556 | 0.53312 | 5 | 0.28875
46735 | 9.36 | 1 | 365 | 10.7002 | 0.44953 | 11 | 0.14969
53372 | 5.98 | 1 | 365 | 6.8362 | 0.70386 | 7 | 0.54008
40440 | 4.5 | 1 | 365 | 5.1443 | 0.31227 | 5 | 0.45658
53370 | 9.1 | 1 | 365 | 10.4029 | 0.85371 | 11 | 0.25664
40814 | 12.765 | 1 | 365 | 14.5927 | 0.25248 | 14 | 0.84517
53369 | 4.68 | 1 | 365 | 5.3501 | 0.72476 | 6 | 0.074845
38102 | 6.9 | 1 | 365 | 7.8879 | 0.81215 | 8 | 0.70009
53367 | 4.94 | 1 | 365 | 5.6473 | 0.32058 | 5 | 0.96789
53366 | 8.06 | 1 | 365 | 9.214 | 0.47042 | 9 | 0.68446
46667 | 5.46 | 1 | 365 | 6.2418 | 0.51222 | 6 | 0.75399
53363 | 5.72 | 1 | 365 | 6.539 | 0.10804 | 6 | 0.64703
47926 | 6.76 | 1 | 365 | 7.7279 | 0.49132 | 8 | 0.21922
53361 | 9.36 | 1 | 365 | 10.7002 | 0.44953 | 11 | 0.14969
53359 | 9.1 | 1 | 365 | 10.4029 | 0.85371 | 11 | 0.25664
53356 | 6.24 | 1 | 365 | 7.1334 | 0.29968 | 7 | 0.43313
48035 | 6.24 | 1 | 365 | 7.1334 | 0.29968 | 7 | 0.43313
47488 | 6.5 | 1 | 365 | 7.4307 | 0.8955 | 8 | 0.32617
46699 | 13.26 | 1 | 365 | 15.1586 | 0.38683 | 15 | 0.54539
53725 | 4.94 | 1 | 365 | 5.6473 | 0.32058 | 5 | 0.96789
46961 | 13.26 | 1 | 365 | 15.1586 | 0.38683 | 15 | 0.54539
46681 | 10.66 | 1 | 365 | 12.1863 | 0.42863 | 12 | 0.61493
53730 | 5.98 | 1 | 365 | 6.8362 | 0.70386 | 7 | 0.54008
46937 | 13.26 | 1 | 365 | 15.1586 | 0.38683 | 15 | 0.54539
53703 | 7.8 | 1 | 365 | 8.9168 | 0.8746 | 9 | 0.79141
37504 | 12.6 | 1 | 365 | 14.4041 | 0.87436 | 15 | 0.27843
53724 | 6.5 | 1 | 365 | 7.4307 | 0.8955 | 8 | 0.32617
46939 | 3.9 | 1 | 365 | 4.4584 | 0.9373 | 5 | 0.3957
47131 | 8.32 | 1 | 365 | 9.5113 | 0.066245 | 9 | 0.5775
38625 | 3.924 | 1 | 365 | 4.4858 | 0.9923 | 5 | 0.47814
49873 | 7.125 | 1 | 365 | 8.1452 | 0.32776 | 8 | 0.47292
53131 | 10.66 | 1 | 365 | 12.1863 | 0.42863 | 12 | 0.61493
54399 | 2.86 | 1 | 365 | 3.2695 | 0.55402 | 3 | 0.82352
46389 | 8.67 | 1 | 365 | 9.9114 | 0.86831 | 10 | 0.77968
45411 | 5.1 | 1 | 365 | 5.8302 | 0.68724 | 6 | 0.51746
39174 | 8.75 | 1 | 365 | 10.0028 | 0.05164 | 10 | 0.054465
38448 | 2.805 | 1 | 365 | 3.2066 | 0.42798 | 3 | 0.6346
38548 | 4.59 | 1 | 365 | 5.2472 | 0.51852 | 5 | 0.76571
38400 | 7.65 | 1 | 365 | 8.7453 | 0.53086 | 9 | 0.27619
44424 | 3.825 | 1 | 365 | 4.3727 | 0.76543 | 5 | 0.13809
46779 | 7.42 | 1 | 365 | 8.4824 | 0.0037907 | 8 | 0.48619
41879 | 5.775 | 1 | 365 | 6.6019 | 0.23408 | 6 | 0.83595
42076 | 10 | 1 | 365 | 11.4318 | 0.91616 | 12 | 0.34796
43731 | 7.65 | 1 | 365 | 8.7453 | 0.53086 | 9 | 0.27619
53304 | 6 | 1 | 365 | 6.8591 | 0.7497 | 7 | 0.60878
53306 | 5.355 | 1 | 365 | 6.1217 | 0.2716 | 6 | 0.39333
53307 | 9.625 | 1 | 365 | 11.0031 | 0.056804 | 11 | 0.059912
53768 | 3.64 | 1 | 365 | 4.1612 | 0.34148 | 4 | 0.50266
53310 | 12.48 | 1 | 365 | 14.2669 | 0.59937 | 14 | 0.86625
54353 | 3.64 | 1 | 365 | 4.1612 | 0.34148 | 4 | 0.50266
44159 | 3.575 | 1 | 365 | 4.0869 | 0.19253 | 4 | 0.2794
51741 | 9.36 | 1 | 365 | 10.7002 | 0.44953 | 11 | 0.14969
54158 | 9.62 | 1 | 365 | 10.9974 | 0.045346 | 11 | 0.042738
53723 | 8.84 | 1 | 365 | 10.1057 | 0.25789 | 10 | 0.3636
53722 | 6.76 | 1 | 365 | 7.7279 | 0.49132 | 8 | 0.21922
53721 | 9.88 | 1 | 365 | 11.2946 | 0.64117 | 11 | 0.93578
52124 | 4.16 | 1 | 365 | 4.7556 | 0.53312 | 5 | 0.28875
53720 | 5.2 | 1 | 365 | 5.9445 | 0.9164 | 6 | 0.86094
53861 | 8.84 | 1 | 365 | 10.1057 | 0.25789 | 10 | 0.3636
53713 | 3.9 | 1 | 365 | 4.4584 | 0.9373 | 5 | 0.3957
54029 | 8.58 | 1 | 365 | 9.8085 | 0.66207 | 10 | 0.47055
54166 | 3.12 | 1 | 365 | 3.5667 | 0.14984 | 3 | 0.71656
53524 | 9 | 1 | 365 | 10.2886 | 0.62454 | 10 | 0.91316
54253 | 11.7 | 1 | 365 | 13.3752 | 0.81191 | 14 | 0.18711
51923 | 8.06 | 1 | 365 | 9.214 | 0.47042 | 9 | 0.68446
37469 | 7.848 | 1 | 365 | 8.9717 | 0.9846 | 9 | 0.95628
42784 | 7.7 | 1 | 365 | 8.8025 | 0.64544 | 9 | 0.44793
47083 | 11.18 | 1 | 365 | 12.7808 | 0.62027 | 13 | 0.40102
53521 | 6.63 | 1 | 365 | 7.5793 | 0.19341 | 7 | 0.7727
53337 | 7.685 | 1 | 365 | 8.7853 | 0.61107 | 9 | 0.39641
53339 | 10.07 | 1 | 365 | 11.5118 | 0.076573 | 11 | 0.5884
53523 | 9.18 | 1 | 365 | 10.4944 | 0.037035 | 10 | 0.53143
46695 | 5.72 | 1 | 365 | 6.539 | 0.10804 | 6 | 0.64703
45103 | 8.8 | 1 | 365 | 10.06 | 0.16622 | 10 | 0.2262
47008 | 10.92 | 1 | 365 | 12.4835 | 0.024447 | 12 | 0.50797
46771 | 4.16 | 1 | 365 | 4.7556 | 0.53312 | 5 | 0.28875
46772 | 6.24 | 1 | 365 | 7.1334 | 0.29968 | 7 | 0.43313
47039 | 8.06 | 1 | 365 | 9.214 | 0.47042 | 9 | 0.68446
53527 | 6.885 | 1 | 365 | 7.8708 | 0.77778 | 8 | 0.64857
47101 | 7.87 | 1 | 365 | 8.9968 | 0.035018 | 9 | 0.031845
47879 | 7.54 | 1 | 365 | 8.6196 | 0.27878 | 8 | 0.89836
46675 | 4.94 | 1 | 365 | 5.6473 | 0.32058 | 5 | 0.96789
47046 | 2.34 | 1 | 365 | 2.675 | 0.36238 | 3 | 0.037423
46669 | 5.72 | 1 | 365 | 6.539 | 0.10804 | 6 | 0.64703
47164 | 7.28 | 1 | 365 | 8.3224 | 0.68296 | 9 | 0.0053149
46968 | 4.16 | 1 | 365 | 4.7556 | 0.53312 | 5 | 0.28875
46938 | 6.76 | 1 | 365 | 7.7279 | 0.49132 | 8 | 0.21922
47138 | 11.18 | 1 | 365 | 12.7808 | 0.62027 | 13 | 0.40102
47831 | 4.42 | 1 | 365 | 5.0529 | 0.12894 | 5 | 0.1818
48223 | 7.02 | 1 | 365 | 8.0251 | 0.087144 | 8 | 0.11227
46776 | 10.4 | 1 | 365 | 11.8891 | 0.83281 | 12 | 0.72188
47068 | 7.8 | 1 | 365 | 8.9168 | 0.8746 | 9 | 0.79141
47455 | 11.18 | 1 | 365 | 12.7808 | 0.62027 | 13 | 0.40102
46928 | 9.36 | 1 | 365 | 10.7002 | 0.44953 | 11 | 0.14969
46927 | 2.86 | 1 | 365 | 3.2695 | 0.55402 | 3 | 0.82352
53139 | 13.26 | 1 | 365 | 15.1586 | 0.38683 | 15 | 0.54539
46678 | 6.76 | 1 | 365 | 7.7279 | 0.49132 | 8 | 0.21922
46942 | 7.54 | 1 | 365 | 8.6196 | 0.27878 | 8 | 0.89836
36948 | 7.28 | 1 | 365 | 8.3224 | 0.68296 | 9 | 0.0053149
53588 | 8.32 | 1 | 365 | 9.5113 | 0.066245 | 9 | 0.5775
46285 | 8.82 | 1 | 365 | 10.0828 | 0.21205 | 10 | 0.2949
53591 | 6.76 | 1 | 365 | 7.7279 | 0.49132 | 8 | 0.21922
47373 | 4.94 | 1 | 365 | 5.6473 | 0.32058 | 5 | 0.96789
46935 | 5.2 | 1 | 365 | 5.9445 | 0.9164 | 6 | 0.86094
53598 | 5.865 | 1 | 365 | 6.7048 | 0.44033 | 7 | 0.14508
46924 | 7.28 | 1 | 365 | 8.3224 | 0.68296 | 9 | 0.0053149
53602 | 5.2 | 1 | 365 | 5.9445 | 0.9164 | 6 | 0.86094
53603 | 4.16 | 1 | 365 | 4.7556 | 0.53312 | 5 | 0.28875
46659 | 8.84 | 1 | 365 | 10.1057 | 0.25789 | 10 | 0.3636
53601 | 6.12 | 1 | 365 | 6.9963 | 0.02469 | 7 | 0.020952
44964 | 6.3 | 1 | 365 | 7.202 | 0.43718 | 7 | 0.63921
47818 | 12.74 | 1 | 365 | 14.5641 | 0.19519 | 14 | 0.7593
46676 | 9.1 | 1 | 365 | 10.4029 | 0.85371 | 11 | 0.25664
42268 | 6.6 | 1 | 365 | 7.545 | 0.12467 | 7 | 0.66965
47762 | 6.095 | 1 | 365 | 6.9677 | 0.9674 | 7 | 0.93508
47480 | 13.26 | 1 | 365 | 15.1586 | 0.38683 | 15 | 0.54539
47447 | 5.2 | 1 | 365 | 5.9445 | 0.9164 | 6 | 0.86094
46644 | 7.02 | 1 | 365 | 8.0251 | 0.087144 | 8 | 0.11227
47765 | 5.2 | 1 | 365 | 5.9445 | 0.9164 | 6 | 0.86094
38430 | 3.57 | 1 | 365 | 4.0812 | 0.18107 | 4 | 0.26222
38523 | 6.885 | 1 | 365 | 7.8708 | 0.77778 | 8 | 0.64857
38452 | 7.14 | 1 | 365 | 8.1623 | 0.36214 | 8 | 0.52444
53326 | 7.28 | 1 | 365 | 8.3224 | 0.68296 | 9 | 0.0053149
46945 | 9.88 | 1 | 365 | 11.2946 | 0.64117 | 11 | 0.93578
44101 | 14.4 | 1 | 365 | 16.4618 | 0.99927 | 17 | 0.46106
51761 | 12.48 | 1 | 365 | 14.2669 | 0.59937 | 14 | 0.86625
53592 | 3.64 | 1 | 365 | 4.1612 | 0.34148 | 4 | 0.50266
51215 | 9.25 | 1 | 365 | 10.5744 | 0.19745 | 10 | 0.77186
46726 | 7.42 | 1 | 365 | 8.4824 | 0.0037907 | 8 | 0.48619
50539 | 5.61 | 1 | 365 | 6.4132 | 0.85597 | 7 | 0.26921
39894 | 5.4 | 1 | 365 | 6.1732 | 0.37473 | 6 | 0.5479
53500 | 4.16 | 1 | 365 | 4.7556 | 0.53312 | 5 | 0.28875
53385 | 9.88 | 1 | 365 | 11.2946 | 0.64117 | 11 | 0.93578
46719 | 5.72 | 1 | 365 | 6.539 | 0.10804 | 6 | 0.64703
53381 | 7.02 | 1 | 365 | 8.0251 | 0.087144 | 8 | 0.11227
46944 | 12.22 | 1 | 365 | 13.9697 | 0.0035475 | 13 | 0.97321
54149 | 6.5 | 1 | 365 | 7.4307 | 0.8955 | 8 | 0.32617
53589 | 4.68 | 1 | 365 | 5.3501 | 0.72476 | 6 | 0.074845
46507 | 6.24 | 1 | 365 | 7.1334 | 0.29968 | 7 | 0.43313
42734 | 8.525 | 1 | 365 | 9.7456 | 0.53603 | 10 | 0.28164
45409 | 5.335 | 1 | 365 | 6.0989 | 0.22577 | 6 | 0.32464
44891 | 4.08 | 1 | 365 | 4.6642 | 0.34979 | 5 | 0.013968
46940 | 10.4 | 1 | 365 | 11.8891 | 0.83281 | 12 | 0.72188
53459 | 4.08 | 1 | 365 | 4.6642 | 0.34979 | 5 | 0.013968
46736 | 10.4 | 1 | 365 | 11.8891 | 0.83281 | 12 | 0.72188
50939 | 13.26 | 1 | 365 | 15.1586 | 0.38683 | 15 | 0.54539
43793 | 6.12 | 1 | 365 | 6.9963 | 0.02469 | 7 | 0.020952
53460 | 6.75 | 1 | 365 | 7.7165 | 0.46841 | 8 | 0.18487
46783 | 15.6 | 1 | 365 | 17.8336 | 0.74921 | 18 | 0.58282
46729 | 4.77 | 1 | 365 | 5.453 | 0.93101 | 6 | 0.38398
46780 | 8.48 | 1 | 365 | 9.6942 | 0.4329 | 10 | 0.12707
47868 | 5.46 | 1 | 365 | 6.2418 | 0.51222 | 6 | 0.75399
46922 | 5.2 | 1 | 365 | 5.9445 | 0.9164 | 6 | 0.86094
46732 | 8.32 | 1 | 365 | 9.5113 | 0.066245 | 9 | 0.5775
47395 | 4.8 | 1 | 365 | 5.4873 | 0.99976 | 6 | 0.48702
45662 | 5.3 | 1 | 365 | 6.0589 | 0.14556 | 6 | 0.20442
45148 | 3.64 | 1 | 365 | 4.1612 | 0.34148 | 4 | 0.50266
45287 | 4.24 | 1 | 365 | 4.8471 | 0.71645 | 5 | 0.56354
46781 | 5.2 | 1 | 365 | 5.9445 | 0.9164 | 6 | 0.86094
46683 | 4.16 | 1 | 365 | 4.7556 | 0.53312 | 5 | 0.28875
46797 | 7.95 | 1 | 365 | 9.0883 | 0.21835 | 9 | 0.30663
46701 | 10.6 | 1 | 365 | 12.1177 | 0.29113 | 12 | 0.40884
47459 | 8.06 | 1 | 365 | 9.214 | 0.47042 | 9 | 0.68446
46952 | 7.54 | 1 | 365 | 8.6196 | 0.27878 | 8 | 0.89836
47147 | 4.16 | 1 | 365 | 4.7556 | 0.53312 | 5 | 0.28875
47440 | 9.88 | 1 | 365 | 11.2946 | 0.64117 | 11 | 0.93578
46966 | 12.74 | 1 | 365 | 14.5641 | 0.19519 | 14 | 0.7593
47450 | 5.72 | 1 | 365 | 6.539 | 0.10804 | 6 | 0.64703
46995 | 6.5 | 1 | 365 | 7.4307 | 0.8955 | 8 | 0.32617
48021 | 9.36 | 1 | 365 | 10.7002 | 0.44953 | 11 | 0.14969
46773 | 9.36 | 1 | 365 | 10.7002 | 0.44953 | 11 | 0.14969
47029 | 6.76 | 1 | 365 | 7.7279 | 0.49132 | 8 | 0.21922
53509 | 2.915 | 1 | 365 | 3.3324 | 0.68006 | 4 | 0.01243
54420 | 5.72 | 1 | 365 | 6.539 | 0.10804 | 6 | 0.64703
53769 | 3.64 | 1 | 365 | 4.1612 | 0.34148 | 4 | 0.50266
54246 | 11.44 | 1 | 365 | 13.078 | 0.21609 | 13 | 0.29407
49986 | 6.6 | 1 | 365 | 7.545 | 0.12467 | 7 | 0.66965
42925 | 4.94 | 1 | 365 | 5.6473 | 0.32058 | 5 | 0.96789
42479 | 10.175 | 1 | 365 | 11.6319 | 0.31719 | 11 | 0.94905
42743 | 8.8 | 1 | 365 | 10.06 | 0.16622 | 10 | 0.2262
42739 | 10.07 | 1 | 365 | 11.5118 | 0.076573 | 11 | 0.5884
42774 | 5.225 | 1 | 365 | 5.9731 | 0.97369 | 6 | 0.94681
53706 | 4.08 | 1 | 365 | 4.6642 | 0.34979 | 5 | 0.013968
53751 | 7.28 | 1 | 365 | 8.3224 | 0.68296 | 9 | 0.0053149
37020 | 4.5 | 1 | 365 | 5.1443 | 0.31227 | 5 | 0.45658
53752 | 4.42 | 1 | 365 | 5.0529 | 0.12894 | 5 | 0.1818
42757 | 11 | 1 | 365 | 12.575 | 0.20778 | 12 | 0.78276
42464 | 11 | 1 | 365 | 12.575 | 0.20778 | 12 | 0.78276
42486 | 4.4 | 1 | 365 | 5.03 | 0.08311 | 5 | 0.1131
42727 | 9.075 | 1 | 365 | 10.3744 | 0.79642 | 11 | 0.17077
42598 | 9.625 | 1 | 365 | 11.0031 | 0.056804 | 11 | 0.059912
42612 | 7.95 | 1 | 365 | 9.0883 | 0.21835 | 9 | 0.30663
42700 | 4.95 | 1 | 365 | 5.6587 | 0.3435 | 6 | 0.0022402
42552 | 8.25 | 1 | 365 | 9.4312 | 0.90583 | 10 | 0.33707
42551 | 2.75 | 1 | 365 | 3.1437 | 0.30194 | 3 | 0.44569
43149 | 11 | 1 | 365 | 12.575 | 0.20778 | 12 | 0.78276
44656 | 12.25 | 1 | 365 | 14.004 | 0.072296 | 14 | 0.076251
44618 | 15.5 | 1 | 365 | 17.7193 | 0.52005 | 18 | 0.23934
37049 | 4.578 | 1 | 365 | 5.2335 | 0.49102 | 5 | 0.7245
38318 | 3.94 | 1 | 365 | 4.5041 | 0.028967 | 4 | 0.5331
53784 | 4.08 | 1 | 365 | 4.6642 | 0.34979 | 5 | 0.013968
53803 | 7.42 | 1 | 365 | 8.4824 | 0.0037907 | 8 | 0.48619
49143 | 6.25 | 1 | 365 | 7.1449 | 0.3226 | 7 | 0.46747
53804 | 6.095 | 1 | 365 | 6.9677 | 0.9674 | 7 | 0.93508
53807 | 9.01 | 1 | 365 | 10.3001 | 0.64746 | 10 | 0.94751
53806 | 3.85 | 1 | 365 | 4.4012 | 0.82272 | 5 | 0.22396
41593 | 4.83 | 1 | 365 | 5.5216 | 0.068505 | 5 | 0.59006
43096 | 8.215 | 1 | 365 | 9.3912 | 0.82563 | 10 | 0.21685
43148 | 10.6 | 1 | 365 | 12.1177 | 0.29113 | 12 | 0.40884
43233 | 7.42 | 1 | 365 | 8.4824 | 0.0037907 | 8 | 0.48619
42731 | 4.95 | 1 | 365 | 5.6587 | 0.3435 | 6 | 0.0022402
49275 | 6.24 | 1 | 365 | 7.1334 | 0.29968 | 7 | 0.43313
48807 | 4.505 | 1 | 365 | 5.15 | 0.32373 | 5 | 0.47376
48789 | 8.5 | 1 | 365 | 9.717 | 0.47874 | 10 | 0.19577
42558 | 3.3 | 1 | 365 | 3.7725 | 0.56233 | 4 | 0.33483
48245 | 5.035 | 1 | 365 | 5.7559 | 0.53829 | 6 | 0.2942
42689 | 12.1 | 1 | 365 | 13.8325 | 0.72855 | 14 | 0.56103
43462 | 10.6 | 1 | 365 | 12.1177 | 0.29113 | 12 | 0.40884
39315 | 12.753 | 1 | 365 | 14.579 | 0.22498 | 14 | 0.80395
42803 | 5.5 | 1 | 365 | 6.2875 | 0.60389 | 6 | 0.89138
42813 | 4.4 | 1 | 365 | 5.03 | 0.08311 | 5 | 0.1131
42934 | 3.18 | 1 | 365 | 3.6353 | 0.28734 | 3 | 0.92265
49509 | 10.5 | 1 | 365 | 12.0034 | 0.061968 | 12 | 0.065358
49389 | 6.6 | 1 | 365 | 7.545 | 0.12467 | 7 | 0.66965
49136 | 8.1 | 1 | 365 | 9.2598 | 0.56209 | 9 | 0.82185
48201 | 4.2 | 1 | 365 | 4.8014 | 0.62479 | 5 | 0.42614
51136 | 6.615 | 1 | 365 | 7.5621 | 0.15904 | 7 | 0.72118
50200 | 11.4 | 1 | 365 | 13.0323 | 0.12442 | 13 | 0.15667
43147 | 11 | 1 | 365 | 12.575 | 0.20778 | 12 | 0.78276
43213 | 10.07 | 1 | 365 | 11.5118 | 0.076573 | 11 | 0.5884
43214 | 6.325 | 1 | 365 | 7.2306 | 0.49447 | 7 | 0.72508
43202 | 6.05 | 1 | 365 | 6.9162 | 0.86428 | 7 | 0.78052
43192 | 7.28 | 1 | 365 | 8.3224 | 0.68296 | 9 | 0.0053149
44115 | 9.18 | 1 | 365 | 10.4944 | 0.037035 | 10 | 0.53143
43221 | 7.28 | 1 | 365 | 8.3224 | 0.68296 | 9 | 0.0053149
53604 | 8.58 | 1 | 365 | 9.8085 | 0.66207 | 10 | 0.47055
43244 | 6.875 | 1 | 365 | 7.8594 | 0.75486 | 8 | 0.61422
43237 | 7.95 | 1 | 365 | 9.0883 | 0.21835 | 9 | 0.30663
43234 | 10.6 | 1 | 365 | 12.1177 | 0.29113 | 12 | 0.40884
50094 | 6.63 | 1 | 365 | 7.5793 | 0.19341 | 7 | 0.7727
46385 | 6.12 | 1 | 365 | 6.9963 | 0.02469 | 7 | 0.020952
50195 | 9.435 | 1 | 365 | 10.7859 | 0.6214 | 11 | 0.4073
50199 | 4.335 | 1 | 365 | 4.9557 | 0.93416 | 5 | 0.88984
46339 | 7.14 | 1 | 365 | 8.1623 | 0.36214 | 8 | 0.52444
29437 | 10.71 | 1 | 365 | 12.2435 | 0.54321 | 12 | 0.78667
46923 | 6.5 | 1 | 365 | 7.4307 | 0.8955 | 8 | 0.32617
46745 | 9.36 | 1 | 365 | 10.7002 | 0.44953 | 11 | 0.14969
46929 | 7.8 | 1 | 365 | 8.9168 | 0.8746 | 9 | 0.79141
47916 | 11.7 | 1 | 365 | 13.3752 | 0.81191 | 14 | 0.18711
53605 | 5.98 | 1 | 365 | 6.8362 | 0.70386 | 7 | 0.54008
46788 | 9.54 | 1 | 365 | 10.9059 | 0.86202 | 11 | 0.76795
42527 | 6.72 | 1 | 365 | 7.6822 | 0.39966 | 8 | 0.081829
45949 | 10.335 | 1 | 365 | 11.8148 | 0.68385 | 12 | 0.49862
53606 | 8.32 | 1 | 365 | 9.5113 | 0.066245 | 9 | 0.5775
53608 | 6.5 | 1 | 365 | 7.4307 | 0.8955 | 8 | 0.32617
53969 | 7.75 | 1 | 365 | 8.8596 | 0.76002 | 9 | 0.61967
53644 | 7.395 | 1 | 365 | 8.4538 | 0.9465 | 9 | 0.40032
53646 | 10 | 1 | 365 | 11.4318 | 0.91616 | 12 | 0.34796
46321 | 8.25 | 1 | 365 | 9.4312 | 0.90583 | 10 | 0.33707
38538 | 7.65 | 1 | 365 | 8.7453 | 0.53086 | 9 | 0.27619
53965 | 9.9 | 1 | 365 | 11.3175 | 0.687 | 12 | 0.0044804
43151 | 5.775 | 1 | 365 | 6.6019 | 0.23408 | 6 | 0.83595
48239 | 6 | 1 | 365 | 6.8591 | 0.7497 | 7 | 0.60878
42935 | 7.8 | 1 | 365 | 8.9168 | 0.8746 | 9 | 0.79141
50782 | 3.25 | 1 | 365 | 3.7153 | 0.44775 | 4 | 0.16309
50542 | 6.25 | 1 | 365 | 7.1449 | 0.3226 | 7 | 0.46747
50783 | 8.25 | 1 | 365 | 9.4312 | 0.90583 | 10 | 0.33707
46340 | 5.25 | 1 | 365 | 6.0017 | 0.030984 | 6 | 0.032679
51808 | 9.62 | 1 | 365 | 10.9974 | 0.045346 | 11 | 0.042738
45927 | 5.61 | 1 | 365 | 6.4132 | 0.85597 | 7 | 0.26921
51200 | 5.25 | 1 | 365 | 6.0017 | 0.030984 | 6 | 0.032679
51845 | 3.9 | 1 | 365 | 4.4584 | 0.9373 | 5 | 0.3957
45964 | 9.25 | 1 | 365 | 10.5744 | 0.19745 | 10 | 0.77186
53071 | 7.02 | 1 | 365 | 8.0251 | 0.087144 | 8 | 0.11227
51859 | 6.24 | 1 | 365 | 7.1334 | 0.29968 | 7 | 0.43313
54001 | 4.8 | 1 | 365 | 5.4873 | 0.99976 | 6 | 0.48702
43790 | 6.5 | 1 | 365 | 7.4307 | 0.8955 | 8 | 0.32617
43306 | 4.08 | 1 | 365 | 4.6642 | 0.34979 | 5 | 0.013968
53303 | 11.88 | 1 | 365 | 13.581 | 0.2244 | 13 | 0.80538
37806 | 4.16 | 1 | 365 | 4.7556 | 0.53312 | 5 | 0.28875
48940 | 5.4 | 1 | 365 | 6.1732 | 0.37473 | 6 | 0.5479
46018 | 8.4 | 1 | 365 | 9.6027 | 0.24957 | 9 | 0.85229
51986 | 6.5 | 1 | 365 | 7.4307 | 0.8955 | 8 | 0.32617
52093 | 9.36 | 1 | 365 | 10.7002 | 0.44953 | 11 | 0.14969
40977 | 10.92 | 1 | 365 | 12.4835 | 0.024447 | 12 | 0.50797
52099 | 2.6 | 1 | 365 | 2.9723 | 0.9582 | 3 | 0.93047
43316 | 8.67 | 1 | 365 | 9.9114 | 0.86831 | 10 | 0.77968
52159 | 3.64 | 1 | 365 | 4.1612 | 0.34148 | 4 | 0.50266
52137 | 6.24 | 1 | 365 | 7.1334 | 0.29968 | 7 | 0.43313
50779 | 9.435 | 1 | 365 | 10.7859 | 0.6214 | 11 | 0.4073
52144 | 12.74 | 1 | 365 | 14.5641 | 0.19519 | 14 | 0.7593
52361 | 5.2 | 1 | 365 | 5.9445 | 0.9164 | 6 | 0.86094
52508 | 10.92 | 1 | 365 | 12.4835 | 0.024447 | 12 | 0.50797
38577 | 3.06 | 1 | 365 | 3.4981 | 0.012345 | 3 | 0.51048
52879 | 5.72 | 1 | 365 | 6.539 | 0.10804 | 6 | 0.64703
49781 | 4.16 | 1 | 365 | 4.7556 | 0.53312 | 5 | 0.28875
52897 | 4.42 | 1 | 365 | 5.0529 | 0.12894 | 5 | 0.1818
41163 | 5.61 | 1 | 365 | 6.4132 | 0.85597 | 7 | 0.26921
54005 | 9 | 1 | 365 | 10.2886 | 0.62454 | 10 | 0.91316
53017 | 8.32 | 1 | 365 | 9.5113 | 0.066245 | 9 | 0.5775
50194 | 6.25 | 1 | 365 | 7.1449 | 0.3226 | 7 | 0.46747
48255 | 5.865 | 1 | 365 | 6.7048 | 0.44033 | 7 | 0.14508
51198 | 8.925 | 1 | 365 | 10.2029 | 0.45267 | 10 | 0.65555
43795 | 8.25 | 1 | 365 | 9.4312 | 0.90583 | 10 | 0.33707
54007 | 3.315 | 1 | 365 | 3.7896 | 0.59671 | 4 | 0.38635
45938 | 4.845 | 1 | 365 | 5.5387 | 0.10288 | 5 | 0.64159
54008 | 4.845 | 1 | 365 | 5.5387 | 0.10288 | 5 | 0.64159
56788 | 8.82 | 1 | 365 | 10.0828 | 0.21205 | 10 | 0.2949
47528 | 8.5 | 1 | 365 | 9.717 | 0.47874 | 10 | 0.19577
55453 | 12.48 | 1 | 365 | 14.2669 | 0.59937 | 14 | 0.86625
45962 | 5.5 | 1 | 365 | 6.2875 | 0.60389 | 6 | 0.89138
54009 | 5 | 1 | 365 | 5.7159 | 0.45808 | 6 | 0.17398
54010 | 6.9 | 1 | 365 | 7.8879 | 0.81215 | 8 | 0.70009
54011 | 7.25 | 1 | 365 | 8.2881 | 0.61422 | 8 | 0.90227
54012 | 3.825 | 1 | 365 | 4.3727 | 0.76543 | 5 | 0.13809
52752 | 5.415 | 1 | 365 | 6.1903 | 0.4091 | 6 | 0.59942
54016 | 3.12 | 1 | 365 | 3.5667 | 0.14984 | 3 | 0.71656
54017 | 2.6 | 1 | 365 | 2.9723 | 0.9582 | 3 | 0.93047
54018 | 8.32 | 1 | 365 | 9.5113 | 0.066245 | 9 | 0.5775
54019 | 8.84 | 1 | 365 | 10.1057 | 0.25789 | 10 | 0.3636
42939 | 4.505 | 1 | 365 | 5.15 | 0.32373 | 5 | 0.47376
42962 | 10.6 | 1 | 365 | 12.1177 | 0.29113 | 12 | 0.40884
42967 | 5.83 | 1 | 365 | 6.6647 | 0.36012 | 7 | 0.024861
53680 | 5.46 | 1 | 365 | 6.2418 | 0.51222 | 6 | 0.75399
43057 | 5.035 | 1 | 365 | 5.7559 | 0.53829 | 6 | 0.2942
54021 | 6.5 | 1 | 365 | 7.4307 | 0.8955 | 8 | 0.32617
54022 | 7.02 | 1 | 365 | 8.0251 | 0.087144 | 8 | 0.11227
54023 | 6.5 | 1 | 365 | 7.4307 | 0.8955 | 8 | 0.32617
54028 | 8.06 | 1 | 365 | 9.214 | 0.47042 | 9 | 0.68446
54030 | 4.16 | 1 | 365 | 4.7556 | 0.53312 | 5 | 0.28875
54031 | 9.88 | 1 | 365 | 11.2946 | 0.64117 | 11 | 0.93578
54032 | 3.64 | 1 | 365 | 4.1612 | 0.34148 | 4 | 0.50266
54034 | 7.8 | 1 | 365 | 8.9168 | 0.8746 | 9 | 0.79141
54033 | 8.58 | 1 | 365 | 9.8085 | 0.66207 | 10 | 0.47055
54035 | 8.84 | 1 | 365 | 10.1057 | 0.25789 | 10 | 0.3636
54036 | 4.94 | 1 | 365 | 5.6473 | 0.32058 | 5 | 0.96789
54037 | 6.24 | 1 | 365 | 7.1334 | 0.29968 | 7 | 0.43313
54038 | 4.16 | 1 | 365 | 4.7556 | 0.53312 | 5 | 0.28875
54039 | 4.42 | 1 | 365 | 5.0529 | 0.12894 | 5 | 0.1818
54041 | 8.06 | 1 | 365 | 9.214 | 0.47042 | 9 | 0.68446
51196 | 7.65 | 1 | 365 | 8.7453 | 0.53086 | 9 | 0.27619
45966 | 9.945 | 1 | 365 | 11.3689 | 0.79012 | 12 | 0.15905
54055 | 7.14 | 1 | 365 | 8.1623 | 0.36214 | 8 | 0.52444
43050 | 6.36 | 1 | 365 | 7.2706 | 0.57468 | 7 | 0.8453
43121 | 7.425 | 1 | 365 | 8.4881 | 0.015249 | 8 | 0.50336
43129 | 12.1 | 1 | 365 | 13.8325 | 0.72855 | 14 | 0.56103
43115 | 7.155 | 1 | 365 | 8.1795 | 0.39651 | 8 | 0.57597
43765 | 5.775 | 1 | 365 | 6.6019 | 0.23408 | 6 | 0.83595
43773 | 8.745 | 1 | 365 | 9.9971 | 0.040182 | 10 | 0.037291
43780 | 7.95 | 1 | 365 | 9.0883 | 0.21835 | 9 | 0.30663
43783 | 4.77 | 1 | 365 | 5.453 | 0.93101 | 6 | 0.38398
43833 | 11.925 | 1 | 365 | 13.6324 | 0.32752 | 13 | 0.95994
43878 | 3.36 | 1 | 365 | 3.8411 | 0.69983 | 4 | 0.54091
43872 | 5.6 | 1 | 365 | 6.4018 | 0.83305 | 7 | 0.23486
54059 | 7.95 | 1 | 365 | 9.0883 | 0.21835 | 9 | 0.30663
54061 | 7.25 | 1 | 365 | 8.2881 | 0.61422 | 8 | 0.90227
54062 | 6.885 | 1 | 365 | 7.8708 | 0.77778 | 8 | 0.64857
54064 | 5.5 | 1 | 365 | 6.2875 | 0.60389 | 6 | 0.89138
41954 | 9.6 | 1 | 365 | 10.9745 | 0.99951 | 11 | 0.97404
44546 | 14.7 | 1 | 365 | 16.8047 | 0.68676 | 17 | 0.4915
43777 | 7.42 | 1 | 365 | 8.4824 | 0.0037907 | 8 | 0.48619
43744 | 9.9 | 1 | 365 | 11.3175 | 0.687 | 12 | 0.0044804
54065 | 6.625 | 1 | 365 | 7.5736 | 0.18196 | 7 | 0.75552
54092 | 9.35 | 1 | 365 | 10.6887 | 0.42661 | 11 | 0.11534
54093 | 3.445 | 1 | 365 | 3.9383 | 0.89462 | 4 | 0.83287
54094 | 5.3 | 1 | 365 | 6.0589 | 0.14556 | 6 | 0.20442
54097 | 9.805 | 1 | 365 | 11.2089 | 0.46929 | 11 | 0.67817
54098 | 8.745 | 1 | 365 | 9.9971 | 0.040182 | 10 | 0.037291
54099 | 5.035 | 1 | 365 | 5.7559 | 0.53829 | 6 | 0.2942
53121 | 4.68 | 1 | 365 | 5.3501 | 0.72476 | 6 | 0.074845
53116 | 3.12 | 1 | 365 | 3.5667 | 0.14984 | 3 | 0.71656
54100 | 2.65 | 1 | 365 | 3.0294 | 0.072782 | 3 | 0.10221
53404 | 8.06 | 1 | 365 | 9.214 | 0.47042 | 9 | 0.68446
54101 | 5.3 | 1 | 365 | 6.0589 | 0.14556 | 6 | 0.20442
53413 | 8.32 | 1 | 365 | 9.5113 | 0.066245 | 9 | 0.5775
54103 | 10.6 | 1 | 365 | 12.1177 | 0.29113 | 12 | 0.40884
53415 | 5.2 | 1 | 365 | 5.9445 | 0.9164 | 6 | 0.86094
54105 | 7.155 | 1 | 365 | 8.1795 | 0.39651 | 8 | 0.57597
53484 | 5.72 | 1 | 365 | 6.539 | 0.10804 | 6 | 0.64703
54102 | 9.01 | 1 | 365 | 10.3001 | 0.64746 | 10 | 0.94751
53533 | 6.5 | 1 | 365 | 7.4307 | 0.8955 | 8 | 0.32617
51856 | 7.02 | 1 | 365 | 8.0251 | 0.087144 | 8 | 0.11227
54104 | 7.685 | 1 | 365 | 8.7853 | 0.61107 | 9 | 0.39641
54106 | 10.6 | 1 | 365 | 12.1177 | 0.29113 | 12 | 0.40884
54360 | 11.96 | 1 | 365 | 13.6724 | 0.40773 | 14 | 0.08016
53019 | 17.42 | 1 | 365 | 19.9142 | 0.91995 | 20 | 0.83415
54107 | 5.035 | 1 | 365 | 5.7559 | 0.53829 | 6 | 0.2942
54227 | 2.34 | 1 | 365 | 2.675 | 0.36238 | 3 | 0.037423
54108 | 9.54 | 1 | 365 | 10.9059 | 0.86202 | 11 | 0.76795
23649 | 4.16 | 1 | 365 | 4.7556 | 0.53312 | 5 | 0.28875
54109 | 5.3 | 1 | 365 | 6.0589 | 0.14556 | 6 | 0.20442
53696 | 6.24 | 1 | 365 | 7.1334 | 0.29968 | 7 | 0.43313
54129 | 6.5 | 1 | 365 | 7.4307 | 0.8955 | 8 | 0.32617
52524 | 5.2 | 1 | 365 | 5.9445 | 0.9164 | 6 | 0.86094
41069 | 8.829 | 1 | 365 | 10.0931 | 0.23268 | 10 | 0.32581
54148 | 7 | 1 | 365 | 8.0023 | 0.041312 | 8 | 0.043572
54150 | 6.375 | 1 | 365 | 7.2878 | 0.60905 | 7 | 0.89682
54151 | 9.435 | 1 | 365 | 10.7859 | 0.6214 | 11 | 0.4073
54159 | 4.75 | 1 | 365 | 5.4301 | 0.88518 | 6 | 0.31528
54078 | 3.9 | 1 | 365 | 4.4584 | 0.9373 | 5 | 0.3957
54157 | 7.14 | 1 | 365 | 8.1623 | 0.36214 | 8 | 0.52444
27800 | 4.845 | 1 | 365 | 5.5387 | 0.10288 | 5 | 0.64159
54160 | 9.18 | 1 | 365 | 10.4944 | 0.037035 | 10 | 0.53143
35626 | 5.46 | 1 | 365 | 6.2418 | 0.51222 | 6 | 0.75399
53015 | 3.64 | 1 | 365 | 4.1612 | 0.34148 | 4 | 0.50266
54339 | 4.68 | 1 | 365 | 5.3501 | 0.72476 | 6 | 0.074845
235 | 2597.4 | 1 | 365 | 2969.2957 | 0.2434 | 2969 | 0.53913
53694 | 9.36 | 1 | 365 | 10.7002 | 0.44953 | 11 | 0.14969
53840 | 4.94 | 1 | 365 | 5.6473 | 0.32058 | 5 | 0.96789
54298 | 7.8 | 1 | 365 | 8.9168 | 0.8746 | 9 | 0.79141
53468 | 12.48 | 1 | 365 | 14.2669 | 0.59937 | 14 | 0.86625
53210 | 2.08 | 1 | 365 | 2.3778 | 0.76656 | 3 | 0.14438
53998 | 6.76 | 1 | 365 | 7.7279 | 0.49132 | 8 | 0.21922
52939 | 5.46 | 1 | 365 | 6.2418 | 0.51222 | 6 | 0.75399
53907 | 8.32 | 1 | 365 | 9.5113 | 0.066245 | 9 | 0.5775
54045 | 10.14 | 1 | 365 | 11.5918 | 0.23699 | 11 | 0.82883
54257 | 4.68 | 1 | 365 | 5.3501 | 0.72476 | 6 | 0.074845
54301 | 5.2 | 1 | 365 | 5.9445 | 0.9164 | 6 | 0.86094
54138 | 4.94 | 1 | 365 | 5.6473 | 0.32058 | 5 | 0.96789
55056 | 6.12 | 1 | 365 | 6.9963 | 0.02469 | 7 | 0.020952
55088 | 5.865 | 1 | 365 | 6.7048 | 0.44033 | 7 | 0.14508
55089 | 12.75 | 1 | 365 | 14.5755 | 0.2181 | 14 | 0.79365
55099 | 2.34 | 1 | 365 | 2.675 | 0.36238 | 3 | 0.037423
54373 | 10.4 | 1 | 365 | 11.8891 | 0.83281 | 12 | 0.72188
55101 | 6.095 | 1 | 365 | 6.9677 | 0.9674 | 7 | 0.93508
55157 | 6.24 | 1 | 365 | 7.1334 | 0.29968 | 7 | 0.43313
54183 | 5.72 | 1 | 365 | 6.539 | 0.10804 | 6 | 0.64703
55167 | 8.06 | 1 | 365 | 9.214 | 0.47042 | 9 | 0.68446
53127 | 4.68 | 1 | 365 | 5.3501 | 0.72476 | 6 | 0.074845
55173 | 2.08 | 1 | 365 | 2.3778 | 0.76656 | 3 | 0.14438
54044 | 9.36 | 1 | 365 | 10.7002 | 0.44953 | 11 | 0.14969
55174 | 4.845 | 1 | 365 | 5.5387 | 0.10288 | 5 | 0.64159
54228 | 8.58 | 1 | 365 | 9.8085 | 0.66207 | 10 | 0.47055
55175 | 7.54 | 1 | 365 | 8.6196 | 0.27878 | 8 | 0.89836
53839 | 9.1 | 1 | 365 | 10.4029 | 0.85371 | 11 | 0.25664
54054 | 3.38 | 1 | 365 | 3.8639 | 0.74566 | 4 | 0.60961
55200 | 5.035 | 1 | 365 | 5.7559 | 0.53829 | 6 | 0.2942
54088 | 6.5 | 1 | 365 | 7.4307 | 0.8955 | 8 | 0.32617
55213 | 5.865 | 1 | 365 | 6.7048 | 0.44033 | 7 | 0.14508
43279 | 7.54 | 1 | 365 | 8.6196 | 0.27878 | 8 | 0.89836
55217 | 4.59 | 1 | 365 | 5.2472 | 0.51852 | 5 | 0.76571
55220 | 6.89 | 1 | 365 | 7.8765 | 0.78923 | 8 | 0.66574
53857 | 10.14 | 1 | 365 | 11.5918 | 0.23699 | 11 | 0.82883
53544 | 5.72 | 1 | 365 | 6.539 | 0.10804 | 6 | 0.64703
55223 | 10.92 | 1 | 365 | 12.4835 | 0.024447 | 12 | 0.50797
53115 | 8.32 | 1 | 365 | 9.5113 | 0.066245 | 9 | 0.5775
55229 | 3.12 | 1 | 365 | 3.5667 | 0.14984 | 3 | 0.71656
52608 | 8.06 | 1 | 365 | 9.214 | 0.47042 | 9 | 0.68446
55232 | 3.64 | 1 | 365 | 4.1612 | 0.34148 | 4 | 0.50266
53634 | 4.42 | 1 | 365 | 5.0529 | 0.12894 | 5 | 0.1818
45840 | 10.14 | 1 | 365 | 11.5918 | 0.23699 | 11 | 0.82883
55261 | 10.455 | 1 | 365 | 11.9519 | 0.95885 | 12 | 0.91079
51580 | 6.76 | 1 | 365 | 7.7279 | 0.49132 | 8 | 0.21922
54224 | 6.89 | 1 | 365 | 7.8765 | 0.78923 | 8 | 0.66574
54383 | 7.42 | 1 | 365 | 8.4824 | 0.0037907 | 8 | 0.48619
54170 | 5.3 | 1 | 365 | 6.0589 | 0.14556 | 6 | 0.20442
45277 | 6.36 | 1 | 365 | 7.2706 | 0.57468 | 7 | 0.8453
54171 | 5.83 | 1 | 365 | 6.6647 | 0.36012 | 7 | 0.024861
54172 | 9.805 | 1 | 365 | 11.2089 | 0.46929 | 11 | 0.67817
54173 | 7.155 | 1 | 365 | 8.1795 | 0.39651 | 8 | 0.57597
54186 | 10.07 | 1 | 365 | 11.5118 | 0.076573 | 11 | 0.5884
54189 | 7.42 | 1 | 365 | 8.4824 | 0.0037907 | 8 | 0.48619
36967 | 9.52 | 1 | 365 | 10.8831 | 0.81618 | 11 | 0.69926
37051 | 8.68 | 1 | 365 | 9.9228 | 0.89123 | 10 | 0.81403
36318 | 7.8 | 1 | 365 | 8.9168 | 0.8746 | 9 | 0.79141
38232 | 9.9 | 1 | 365 | 11.3175 | 0.687 | 12 | 0.0044804
44007 | 9.92 | 1 | 365 | 11.3403 | 0.73283 | 12 | 0.073176
39288 | 5.72 | 1 | 365 | 6.539 | 0.10804 | 6 | 0.64703
39312 | 3.38 | 1 | 365 | 3.8639 | 0.74566 | 4 | 0.60961
51850 | 8.32 | 1 | 365 | 9.5113 | 0.066245 | 9 | 0.5775
41273 | 6.625 | 1 | 365 | 7.5736 | 0.18196 | 7 | 0.75552
54264 | 8.19 | 1 | 365 | 9.3626 | 0.76834 | 10 | 0.13098
48538 | 7.28 | 1 | 365 | 8.3224 | 0.68296 | 9 | 0.0053149
52161 | 5.2 | 1 | 365 | 5.9445 | 0.9164 | 6 | 0.86094
54268 | 5.98 | 1 | 365 | 6.8362 | 0.70386 | 7 | 0.54008
52806 | 3.64 | 1 | 365 | 4.1612 | 0.34148 | 4 | 0.50266
46696 | 8.745 | 1 | 365 | 9.9971 | 0.040182 | 10 | 0.037291
52734 | 11.44 | 1 | 365 | 13.078 | 0.21609 | 13 | 0.29407
46930 | 13.26 | 1 | 365 | 15.1586 | 0.38683 | 15 | 0.54539
54269 | 7.685 | 1 | 365 | 8.7853 | 0.61107 | 9 | 0.39641
51867 | 5.46 | 1 | 365 | 6.2418 | 0.51222 | 6 | 0.75399
46946 | 11.7 | 1 | 365 | 13.3752 | 0.81191 | 14 | 0.18711
46789 | 9.54 | 1 | 365 | 10.9059 | 0.86202 | 11 | 0.76795
54270 | 5.035 | 1 | 365 | 5.7559 | 0.53829 | 6 | 0.2942
48959 | 4.76 | 1 | 365 | 5.4415 | 0.90809 | 6 | 0.34963
54707 | 5.035 | 1 | 365 | 5.7559 | 0.53829 | 6 | 0.2942
48954 | 6.095 | 1 | 365 | 6.9677 | 0.9674 | 7 | 0.93508
54272 | 9.075 | 1 | 365 | 10.3744 | 0.79642 | 11 | 0.17077
26053 | 1390.8 | 1 | 365 | 1589.9347 | 0.17953 | 1590 | 0.11428
54273 | 6.625 | 1 | 365 | 7.5736 | 0.18196 | 7 | 0.75552
10812 | 1136.48 | 1 | 365 | 1299.2012 | 0.37575 | 1299 | 0.57696
48965 | 7.42 | 1 | 365 | 8.4824 | 0.0037907 | 8 | 0.48619
26057 | 1390.8 | 1 | 365 | 1589.9347 | 0.17953 | 1590 | 0.11428
54279 | 7.02 | 1 | 365 | 8.0251 | 0.087144 | 8 | 0.11227
54282 | 8.48 | 1 | 365 | 9.6942 | 0.4329 | 10 | 0.12707
54290 | 5.3 | 1 | 365 | 6.0589 | 0.14556 | 6 | 0.20442
54292 | 7.155 | 1 | 365 | 8.1795 | 0.39651 | 8 | 0.57597
53130 | 2.34 | 1 | 365 | 2.675 | 0.36238 | 3 | 0.037423
54294 | 10.66 | 1 | 365 | 12.1863 | 0.42863 | 12 | 0.61493
48802 | 3.445 | 1 | 365 | 3.9383 | 0.89462 | 4 | 0.83287
54309 | 4.77 | 1 | 365 | 5.453 | 0.93101 | 6 | 0.38398
48763 | 4.94 | 1 | 365 | 5.6473 | 0.32058 | 5 | 0.96789
54277 | 11.7 | 1 | 365 | 13.3752 | 0.81191 | 14 | 0.18711
48748 | 9.36 | 1 | 365 | 10.7002 | 0.44953 | 11 | 0.14969
48736 | 4.94 | 1 | 365 | 5.6473 | 0.32058 | 5 | 0.96789
54364 | 9.54 | 1 | 365 | 10.9059 | 0.86202 | 11 | 0.76795
48740 | 11.025 | 1 | 365 | 12.6036 | 0.26507 | 12 | 0.86863
54367 | 8.215 | 1 | 365 | 9.3912 | 0.82563 | 10 | 0.21685
48718 | 2.08 | 1 | 365 | 2.3778 | 0.76656 | 3 | 0.14438
48728 | 4.68 | 1 | 365 | 5.3501 | 0.72476 | 6 | 0.074845
49435 | 6.36 | 1 | 365 | 7.2706 | 0.57468 | 7 | 0.8453
54371 | 6.36 | 1 | 365 | 7.2706 | 0.57468 | 7 | 0.8453
54374 | 8.745 | 1 | 365 | 9.9971 | 0.040182 | 10 | 0.037291
49447 | 6.36 | 1 | 365 | 7.2706 | 0.57468 | 7 | 0.8453
54378 | 9.54 | 1 | 365 | 10.9059 | 0.86202 | 11 | 0.76795
54379 | 8.745 | 1 | 365 | 9.9971 | 0.040182 | 10 | 0.037291
54479 | 9.275 | 1 | 365 | 10.603 | 0.25474 | 10 | 0.85773
54480 | 4.77 | 1 | 365 | 5.453 | 0.93101 | 6 | 0.38398
51440 | 3.975 | 1 | 365 | 4.5441 | 0.10917 | 4 | 0.65331
54482 | 6.095 | 1 | 365 | 6.9677 | 0.9674 | 7 | 0.93508
49472 | 5.3 | 1 | 365 | 6.0589 | 0.14556 | 6 | 0.20442
54484 | 9 | 1 | 365 | 10.2886 | 0.62454 | 10 | 0.91316
54310 | 8.5 | 1 | 365 | 9.717 | 0.47874 | 10 | 0.19577
49445 | 5.565 | 1 | 365 | 6.3618 | 0.75284 | 7 | 0.11464
54502 | 8.32 | 1 | 365 | 9.5113 | 0.066245 | 9 | 0.5775
54487 | 6.63 | 1 | 365 | 7.5793 | 0.19341 | 7 | 0.7727
54523 | 9.435 | 1 | 365 | 10.7859 | 0.6214 | 11 | 0.4073
54563 | 6.24 | 1 | 365 | 7.1334 | 0.29968 | 7 | 0.43313
54503 | 7.8 | 1 | 365 | 8.9168 | 0.8746 | 9 | 0.79141
54194 | 3.38 | 1 | 365 | 3.8639 | 0.74566 | 4 | 0.60961
54193 | 8.32 | 1 | 365 | 9.5113 | 0.066245 | 9 | 0.5775
54677 | 5.67 | 1 | 365 | 6.4818 | 0.99346 | 7 | 0.47529
54703 | 3.99 | 1 | 365 | 4.5613 | 0.14355 | 4 | 0.70484
54706 | 3.975 | 1 | 365 | 4.5441 | 0.10917 | 4 | 0.65331
54708 | 8.745 | 1 | 365 | 9.9971 | 0.040182 | 10 | 0.037291
54712 | 4.77 | 1 | 365 | 5.453 | 0.93101 | 6 | 0.38398
54710 | 5.565 | 1 | 365 | 6.3618 | 0.75284 | 7 | 0.11464
54711 | 7.95 | 1 | 365 | 9.0883 | 0.21835 | 9 | 0.30663
54713 | 5.3 | 1 | 365 | 6.0589 | 0.14556 | 6 | 0.20442
54714 | 10.07 | 1 | 365 | 11.5118 | 0.076573 | 11 | 0.5884
54715 | 12.65 | 1 | 365 | 14.4612 | 0.98894 | 15 | 0.45017
54716 | 10.6 | 1 | 365 | 12.1177 | 0.29113 | 12 | 0.40884
54717 | 6.625 | 1 | 365 | 7.5736 | 0.18196 | 7 | 0.75552
54718 | 7.42 | 1 | 365 | 8.4824 | 0.0037907 | 8 | 0.48619
54719 | 4.77 | 1 | 365 | 5.453 | 0.93101 | 6 | 0.38398
54720 | 5.565 | 1 | 365 | 6.3618 | 0.75284 | 7 | 0.11464
54721 | 4.77 | 1 | 365 | 5.453 | 0.93101 | 6 | 0.38398
54722 | 2.65 | 1 | 365 | 3.0294 | 0.072782 | 3 | 0.10221
54723 | 5.3 | 1 | 365 | 6.0589 | 0.14556 | 6 | 0.20442
54779 | 9.1 | 1 | 365 | 10.4029 | 0.85371 | 11 | 0.25664
54787 | 7.28 | 1 | 365 | 8.3224 | 0.68296 | 9 | 0.0053149
54790 | 6.24 | 1 | 365 | 7.1334 | 0.29968 | 7 | 0.43313
54793 | 6.76 | 1 | 365 | 7.7279 | 0.49132 | 8 | 0.21922
54805 | 5.46 | 1 | 365 | 6.2418 | 0.51222 | 6 | 0.75399
54806 | 4.16 | 1 | 365 | 4.7556 | 0.53312 | 5 | 0.28875
54808 | 6.76 | 1 | 365 | 7.7279 | 0.49132 | 8 | 0.21922
42636 | 6.36 | 1 | 365 | 7.2706 | 0.57468 | 7 | 0.8453
49145 | 6.36 | 1 | 365 | 7.2706 | 0.57468 | 7 | 0.8453
49144 | 3.18 | 1 | 365 | 3.6353 | 0.28734 | 3 | 0.92265
44481 | 9.275 | 1 | 365 | 10.603 | 0.25474 | 10 | 0.85773
48087 | 8.215 | 1 | 365 | 9.3912 | 0.82563 | 10 | 0.21685
47772 | 10.6 | 1 | 365 | 12.1177 | 0.29113 | 12 | 0.40884
45008 | 8.25 | 1 | 365 | 9.4312 | 0.90583 | 10 | 0.33707
45007 | 10.455 | 1 | 365 | 11.9519 | 0.95885 | 12 | 0.91079
45117 | 8.215 | 1 | 365 | 9.3912 | 0.82563 | 10 | 0.21685
44917 | 4.25 | 1 | 365 | 4.8585 | 0.73937 | 5 | 0.59788
44710 | 9.9 | 1 | 365 | 11.3175 | 0.687 | 12 | 0.0044804
47780 | 10.6 | 1 | 365 | 12.1177 | 0.29113 | 12 | 0.40884
45572 | 5.035 | 1 | 365 | 5.7559 | 0.53829 | 6 | 0.2942
44900 | 4.5 | 1 | 365 | 5.1443 | 0.31227 | 5 | 0.45658
45400 | 10.175 | 1 | 365 | 11.6319 | 0.31719 | 11 | 0.94905
44703 | 4.125 | 1 | 365 | 4.7156 | 0.45292 | 5 | 0.16853
44896 | 9 | 1 | 365 | 10.2886 | 0.62454 | 10 | 0.91316
44651 | 6.63 | 1 | 365 | 7.5793 | 0.19341 | 7 | 0.7727
44716 | 12.65 | 1 | 365 | 14.4612 | 0.98894 | 15 | 0.45017
44652 | 6.5 | 1 | 365 | 7.4307 | 0.8955 | 8 | 0.32617
44874 | 7.5 | 1 | 365 | 8.5739 | 0.18712 | 8 | 0.76097
44879 | 13.005 | 1 | 365 | 14.8671 | 0.80247 | 15 | 0.66952
44877 | 5.355 | 1 | 365 | 6.1217 | 0.2716 | 6 | 0.39333
44605 | 7.14 | 1 | 365 | 8.1623 | 0.36214 | 8 | 0.52444
44825 | 7.7 | 1 | 365 | 8.8025 | 0.64544 | 9 | 0.44793
43168 | 6.89 | 1 | 365 | 7.8765 | 0.78923 | 8 | 0.66574
44886 | 2.805 | 1 | 365 | 3.2066 | 0.42798 | 3 | 0.6346
43157 | 3.85 | 1 | 365 | 4.4012 | 0.82272 | 5 | 0.22396
43172 | 5.5 | 1 | 365 | 6.2875 | 0.60389 | 6 | 0.89138
44487 | 6.89 | 1 | 365 | 7.8765 | 0.78923 | 8 | 0.66574
50767 | 4.77 | 1 | 365 | 5.453 | 0.93101 | 6 | 0.38398
50647 | 5.035 | 1 | 365 | 5.7559 | 0.53829 | 6 | 0.2942
50193 | 3.975 | 1 | 365 | 4.5441 | 0.10917 | 4 | 0.65331
50075 | 7.95 | 1 | 365 | 9.0883 | 0.21835 | 9 | 0.30663
50512 | 7.42 | 1 | 365 | 8.4824 | 0.0037907 | 8 | 0.48619
50264 | 7.685 | 1 | 365 | 8.7853 | 0.61107 | 9 | 0.39641
51178 | 3.975 | 1 | 365 | 4.5441 | 0.10917 | 4 | 0.65331
42697 | 9.075 | 1 | 365 | 10.3744 | 0.79642 | 11 | 0.17077
42625 | 11.13 | 1 | 365 | 12.7236 | 0.50569 | 13 | 0.22928
51172 | 7.975 | 1 | 365 | 9.1169 | 0.27564 | 9 | 0.3925
51186 | 3.455 | 1 | 365 | 3.9497 | 0.91753 | 4 | 0.86722
42936 | 6.625 | 1 | 365 | 7.5736 | 0.18196 | 7 | 0.75552
42546 | 5.98 | 1 | 365 | 6.8362 | 0.70386 | 7 | 0.54008
51069 | 6.36 | 1 | 365 | 7.2706 | 0.57468 | 7 | 0.8453
51067 | 7.155 | 1 | 365 | 8.1795 | 0.39651 | 8 | 0.57597
49666 | 9.805 | 1 | 365 | 11.2089 | 0.46929 | 11 | 0.67817
51130 | 8.215 | 1 | 365 | 9.3912 | 0.82563 | 10 | 0.21685
44472 | 5.83 | 1 | 365 | 6.6647 | 0.36012 | 7 | 0.024861
50643 | 10.6 | 1 | 365 | 12.1177 | 0.29113 | 12 | 0.40884
46160 | 9.01 | 1 | 365 | 10.3001 | 0.64746 | 10 | 0.94751
50186 | 6.89 | 1 | 365 | 7.8765 | 0.78923 | 8 | 0.66574
46283 | 5.3 | 1 | 365 | 6.0589 | 0.14556 | 6 | 0.20442
50184 | 9.01 | 1 | 365 | 10.3001 | 0.64746 | 10 | 0.94751
48018 | 9.35 | 1 | 365 | 10.6887 | 0.42661 | 11 | 0.11534
50048 | 7.28 | 1 | 365 | 8.3224 | 0.68296 | 9 | 0.0053149
49000 | 15.6 | 1 | 365 | 17.8336 | 0.74921 | 18 | 0.58282
48056 | 7.28 | 1 | 365 | 8.3224 | 0.68296 | 9 | 0.0053149
49027 | 5.2 | 1 | 365 | 5.9445 | 0.9164 | 6 | 0.86094
36144 | 10.26 | 1 | 365 | 11.729 | 0.51198 | 12 | 0.24101
42677 | 4.68 | 1 | 365 | 5.3501 | 0.72476 | 6 | 0.074845
44575 | 4.68 | 1 | 365 | 5.3501 | 0.72476 | 6 | 0.074845
48068 | 6.24 | 1 | 365 | 7.1334 | 0.29968 | 7 | 0.43313
49439 | 5.035 | 1 | 365 | 5.7559 | 0.53829 | 6 | 0.2942
44415 | 12.48 | 1 | 365 | 14.2669 | 0.59937 | 14 | 0.86625
36775 | 9.045 | 1 | 365 | 10.3401 | 0.72767 | 11 | 0.06773
51032 | 12 | 1 | 365 | 13.7182 | 0.49939 | 14 | 0.21755
55596 | 9.99 | 1 | 365 | 11.4204 | 0.89324 | 12 | 0.31361
44290 | 8.32 | 1 | 365 | 9.5113 | 0.066245 | 9 | 0.5775
41820 | 14.85 | 1 | 365 | 16.9762 | 0.030498 | 17 | 0.0067206
34566 | 51.3 | 0.9 | 365 | 52.7806 | 0.80391 | 53 | 0.58453
36055 | 3.06 | 1 | 365 | 3.4981 | 0.012345 | 3 | 0.51048
48713 | 12.65 | 1 | 365 | 14.4612 | 0.98894 | 15 | 0.45017
51111 | 5.2 | 1 | 365 | 5.9445 | 0.9164 | 6 | 0.86094
51408 | 13.8 | 1 | 365 | 15.7759 | 0.6243 | 16 | 0.40018
49371 | 3.975 | 1 | 365 | 4.5441 | 0.10917 | 4 | 0.65331
49294 | 11.73 | 1 | 365 | 13.4095 | 0.88066 | 14 | 0.29016
49858 | 8.4 | 1 | 365 | 9.6027 | 0.24957 | 9 | 0.85229
49293 | 6.12 | 1 | 365 | 6.9963 | 0.02469 | 7 | 0.020952
44677 | 7.8 | 1 | 365 | 8.9168 | 0.8746 | 9 | 0.79141
48808 | 9.54 | 1 | 365 | 10.9059 | 0.86202 | 11 | 0.76795
49369 | 4.77 | 1 | 365 | 5.453 | 0.93101 | 6 | 0.38398
44505 | 7.37 | 1 | 365 | 8.4252 | 0.88921 | 9 | 0.31445
49271 | 11.34 | 1 | 365 | 12.9637 | 0.98693 | 13 | 0.95059
36358 | 9.765 | 1 | 365 | 11.1632 | 0.37763 | 11 | 0.54078
45250 | 6.93 | 1 | 365 | 7.9222 | 0.8809 | 8 | 0.80314
49874 | 10 | 1 | 365 | 11.4318 | 0.91616 | 12 | 0.34796
48741 | 8.82 | 1 | 365 | 10.0828 | 0.21205 | 10 | 0.2949
49673 | 5.565 | 1 | 365 | 6.3618 | 0.75284 | 7 | 0.11464
56316 | 2.34 | 1 | 365 | 2.675 | 0.36238 | 3 | 0.037423
30781 | 10.14 | 1 | 365 | 11.5918 | 0.23699 | 11 | 0.82883
46775 | 6.89 | 1 | 365 | 7.8765 | 0.78923 | 8 | 0.66574
56318 | 4.68 | 1 | 365 | 5.3501 | 0.72476 | 6 | 0.074845
51994 | 5.46 | 1 | 365 | 6.2418 | 0.51222 | 6 | 0.75399
54478 | 5.72 | 1 | 365 | 6.539 | 0.10804 | 6 | 0.64703
49450 | 12.19 | 1 | 365 | 13.9354 | 0.9348 | 14 | 0.87016
56283 | 4.86 | 1 | 365 | 5.5559 | 0.13725 | 5 | 0.69311
46005 | 14.3 | 1 | 365 | 16.3475 | 0.77011 | 17 | 0.11758
49670 | 5.3 | 1 | 365 | 6.0589 | 0.14556 | 6 | 0.20442
44344 | 7.52 | 1 | 365 | 8.5967 | 0.23295 | 8 | 0.82967
51238 | 9.54 | 1 | 365 | 10.9059 | 0.86202 | 11 | 0.76795
55948 | 10.4 | 1 | 365 | 11.8891 | 0.83281 | 12 | 0.72188
55815 | 5.6 | 1 | 365 | 6.4018 | 0.83305 | 7 | 0.23486
51174 | 2.75 | 1 | 365 | 3.1437 | 0.30194 | 3 | 0.44569
55811 | 4.48 | 1 | 365 | 5.1214 | 0.26644 | 5 | 0.38789
44475 | 2.915 | 1 | 365 | 3.3324 | 0.68006 | 4 | 0.01243
47210 | 13.25 | 1 | 365 | 15.1471 | 0.36391 | 15 | 0.51105
55445 | 7.7 | 1 | 365 | 8.8025 | 0.64544 | 9 | 0.44793
47893 | 8.8 | 1 | 365 | 10.06 | 0.16622 | 10 | 0.2262
55317 | 5.3 | 1 | 365 | 6.0589 | 0.14556 | 6 | 0.20442
45030 | 3.06 | 1 | 365 | 3.4981 | 0.012345 | 3 | 0.51048
55316 | 5.3 | 1 | 365 | 6.0589 | 0.14556 | 6 | 0.20442
55314 | 12.48 | 1 | 365 | 14.2669 | 0.59937 | 14 | 0.86625
47938 | 6.875 | 1 | 365 | 7.8594 | 0.75486 | 8 | 0.61422
55193 | 5.72 | 1 | 365 | 6.539 | 0.10804 | 6 | 0.64703
44486 | 5.565 | 1 | 365 | 6.3618 | 0.75284 | 7 | 0.11464
48418 | 4.77 | 1 | 365 | 5.453 | 0.93101 | 6 | 0.38398
55186 | 9.88 | 1 | 365 | 11.2946 | 0.64117 | 11 | 0.93578
48385 | 3.71 | 1 | 365 | 4.2412 | 0.5019 | 4 | 0.74309
55607 | 250 | 0.9 | 365 | 257.2155 | 0.6136 | 257 | 0.8291
47927 | 3.85 | 1 | 365 | 4.4012 | 0.82272 | 5 | 0.22396
11136 | 649.04 | 0.8 | 365 | 593.5756 | 0.88036 | 594 | 0.456
48352 | 6.095 | 1 | 365 | 6.9677 | 0.9674 | 7 | 0.93508
47995 | 8.67 | 1 | 365 | 9.9114 | 0.86831 | 10 | 0.77968
48974 | 6.5 | 1 | 365 | 7.4307 | 0.8955 | 8 | 0.32617
58244 | 24.3 | 1 | 365 | 27.7793 | 0.68627 | 28 | 0.46554
45392 | 5.83 | 1 | 365 | 6.6647 | 0.36012 | 7 | 0.024861
54027 | 4.94 | 1 | 365 | 5.6473 | 0.32058 | 5 | 0.96789
44935 | 9.18 | 1 | 365 | 10.4944 | 0.037035 | 10 | 0.53143
52058 | 4.68 | 1 | 365 | 5.3501 | 0.72476 | 6 | 0.074845
53483 | 2.6 | 1 | 365 | 2.9723 | 0.9582 | 3 | 0.93047
45667 | 2.65 | 1 | 365 | 3.0294 | 0.072782 | 3 | 0.10221
45637 | 7.02 | 1 | 365 | 8.0251 | 0.087144 | 8 | 0.11227
53695 | 5.72 | 1 | 365 | 6.539 | 0.10804 | 6 | 0.64703
45626 | 6 | 1 | 365 | 6.8591 | 0.7497 | 7 | 0.60878
52728 | 6.24 | 1 | 365 | 7.1334 | 0.29968 | 7 | 0.43313
45138 | 5.83 | 1 | 365 | 6.6647 | 0.36012 | 7 | 0.024861
45627 | 6 | 1 | 365 | 6.8591 | 0.7497 | 7 | 0.60878
52089 | 4.42 | 1 | 365 | 5.0529 | 0.12894 | 5 | 0.1818
45050 | 4.335 | 1 | 365 | 4.9557 | 0.93416 | 5 | 0.88984
46381 | 3.42 | 1 | 365 | 3.9097 | 0.83733 | 4 | 0.747
48586 | 6.75 | 1 | 365 | 7.7165 | 0.46841 | 8 | 0.18487
45791 | 6.625 | 1 | 365 | 7.5736 | 0.18196 | 7 | 0.75552
53545 | 4.94 | 1 | 365 | 5.6473 | 0.32058 | 5 | 0.96789
53968 | 8.67 | 1 | 365 | 9.9114 | 0.86831 | 10 | 0.77968
53815 | 4.16 | 1 | 365 | 4.7556 | 0.53312 | 5 | 0.28875
48184 | 10.6 | 1 | 365 | 12.1177 | 0.29113 | 12 | 0.40884
52781 | 7.28 | 1 | 365 | 8.3224 | 0.68296 | 9 | 0.0053149
47098 | 6.6 | 1 | 365 | 7.545 | 0.12467 | 7 | 0.66965
45793 | 8.48 | 1 | 365 | 9.6942 | 0.4329 | 10 | 0.12707
53568 | 8.58 | 1 | 365 | 9.8085 | 0.66207 | 10 | 0.47055
55524 | 26.4 | 0.9 | 365 | 27.162 | 0.4488 | 27 | 0.61075
12760 | 990.945 | 0.7 | 365 | 792.98 | 0.60579 | 793 | 0.58575
48148 | 5.2 | 1 | 365 | 5.9445 | 0.9164 | 6 | 0.86094
11359 | 990.945 | 0.7 | 365 | 792.98 | 0.60579 | 793 | 0.58575
48106 | 6.625 | 1 | 365 | 7.5736 | 0.18196 | 7 | 0.75552
48028 | 10.545 | 1 | 365 | 12.0548 | 0.16509 | 12 | 0.21992
48003 | 12 | 1 | 365 | 13.7182 | 0.49939 | 14 | 0.21755
43845 | 2.915 | 1 | 365 | 3.3324 | 0.68006 | 4 | 0.01243
44817 | 6.5 | 1 | 365 | 7.4307 | 0.8955 | 8 | 0.32617
43920 | 5.5 | 1 | 365 | 6.2875 | 0.60389 | 6 | 0.89138
44810 | 7.625 | 1 | 365 | 8.7167 | 0.47357 | 9 | 0.19032
41533 | 8.25 | 1 | 365 | 9.4312 | 0.90583 | 10 | 0.33707
47929 | 5.865 | 1 | 365 | 6.7048 | 0.44033 | 7 | 0.14508
43736 | 5.4 | 1 | 365 | 6.1732 | 0.37473 | 6 | 0.5479
48006 | 9.54 | 1 | 365 | 10.9059 | 0.86202 | 11 | 0.76795
48011 | 8.25 | 1 | 365 | 9.4312 | 0.90583 | 10 | 0.33707
41431 | 5.355 | 1 | 365 | 6.1217 | 0.2716 | 6 | 0.39333
37387 | 7.7 | 1 | 365 | 8.8025 | 0.64544 | 9 | 0.44793
44480 | 5.3 | 1 | 365 | 6.0589 | 0.14556 | 6 | 0.20442
43135 | 8.8 | 1 | 365 | 10.06 | 0.16622 | 10 | 0.2262
49491 | 6.36 | 1 | 365 | 7.2706 | 0.57468 | 7 | 0.8453
37333 | 4.675 | 1 | 365 | 5.3444 | 0.7133 | 6 | 0.057671
50607 | 3.9 | 1 | 365 | 4.4584 | 0.9373 | 5 | 0.3957
51160 | 6.76 | 1 | 365 | 7.7279 | 0.49132 | 8 | 0.21922
48333 | 5.565 | 1 | 365 | 6.3618 | 0.75284 | 7 | 0.11464
41652 | 10.85 | 1 | 365 | 12.4035 | 0.86403 | 13 | 0.26754
41596 | 15.696 | 1 | 365 | 17.9434 | 0.9692 | 18 | 0.91256
44872 | 11.22 | 1 | 365 | 12.8265 | 0.71193 | 13 | 0.53841
44549 | 9.25 | 1 | 365 | 10.5744 | 0.19745 | 10 | 0.77186
37918 | 6.325 | 1 | 365 | 7.2306 | 0.49447 | 7 | 0.72508
35775 | 6 | 1 | 365 | 6.8591 | 0.7497 | 7 | 0.60878
44914 | 4.59 | 1 | 365 | 5.2472 | 0.51852 | 5 | 0.76571
38631 | 9.52 | 1 | 365 | 10.8831 | 0.81618 | 11 | 0.69926
35774 | 9.25 | 1 | 365 | 10.5744 | 0.19745 | 10 | 0.77186
56376 | 7.8 | 1 | 365 | 8.9168 | 0.8746 | 9 | 0.79141
50664 | 4.16 | 1 | 365 | 4.7556 | 0.53312 | 5 | 0.28875
35842 | 10.137 | 1 | 365 | 11.5884 | 0.23011 | 11 | 0.81853
50805 | 4.42 | 1 | 365 | 5.0529 | 0.12894 | 5 | 0.1818
39819 | 3.3 | 1 | 365 | 3.7725 | 0.56233 | 4 | 0.33483
37291 | 25 | 1 | 365 | 28.5795 | 0.2904 | 28 | 0.8699
56062 | 4.505 | 1 | 365 | 5.15 | 0.32373 | 5 | 0.47376
51974 | 7 | 1 | 365 | 8.0023 | 0.041312 | 8 | 0.043572
47272 | 9.75 | 1 | 365 | 11.146 | 0.34326 | 11 | 0.48926
55045 | 6.625 | 1 | 365 | 7.5736 | 0.18196 | 7 | 0.75552
50850 | 7.98 | 1 | 365 | 9.1226 | 0.2871 | 9 | 0.40967
50174 | 7.521 | 1 | 365 | 8.5979 | 0.23524 | 8 | 0.8331
53747 | 9.62 | 1 | 365 | 10.9974 | 0.045346 | 11 | 0.042738
47026 | 5.04 | 1 | 365 | 5.7616 | 0.54974 | 6 | 0.31137
54283 | 25 | 1 | 365 | 28.5795 | 0.2904 | 28 | 0.8699
53740 | 3.64 | 1 | 365 | 4.1612 | 0.34148 | 4 | 0.50266
55994 | 5.98 | 1 | 365 | 6.8362 | 0.70386 | 7 | 0.54008
47020 | 10.4 | 1 | 365 | 11.8891 | 0.83281 | 12 | 0.72188
45792 | 4.41 | 1 | 365 | 5.0414 | 0.10603 | 5 | 0.14745
55970 | 11.18 | 1 | 365 | 12.7808 | 0.62027 | 13 | 0.40102
55967 | 7.54 | 1 | 365 | 8.6196 | 0.27878 | 8 | 0.89836
50866 | 4.845 | 1 | 365 | 5.5387 | 0.10288 | 5 | 0.64159
55576 | 16.9 | 1 | 365 | 19.3197 | 0.72831 | 20 | 0.048052
55561 | 9.1 | 1 | 365 | 10.4029 | 0.85371 | 11 | 0.25664
55559 | 8.32 | 1 | 365 | 9.5113 | 0.066245 | 9 | 0.5775
55558 | 9.88 | 1 | 365 | 11.2946 | 0.64117 | 11 | 0.93578
43470 | 17.1 | 1 | 365 | 19.5484 | 0.18663 | 19 | 0.73501
55525 | 4.68 | 1 | 365 | 5.3501 | 0.72476 | 6 | 0.074845
50753 | 16.38 | 1 | 365 | 18.7253 | 0.53667 | 19 | 0.26196
55536 | 7.02 | 1 | 365 | 8.0251 | 0.087144 | 8 | 0.11227
55568 | 8.32 | 1 | 365 | 9.5113 | 0.066245 | 9 | 0.5775
55573 | 9.44 | 1 | 365 | 10.7916 | 0.63286 | 11 | 0.42447
55521 | 9.88 | 1 | 365 | 11.2946 | 0.64117 | 11 | 0.93578
44845 | 11.88 | 1 | 365 | 13.581 | 0.2244 | 13 | 0.80538
55514 | 3.64 | 1 | 365 | 4.1612 | 0.34148 | 4 | 0.50266
55968 | 20.02 | 1 | 365 | 22.8865 | 0.87815 | 23 | 0.76462
44105 | 5.94 | 1 | 365 | 6.7905 | 0.6122 | 7 | 0.40269
44281 | 8.18 | 1 | 365 | 9.3512 | 0.74542 | 10 | 0.096631
55520 | 8.84 | 1 | 365 | 10.1057 | 0.25789 | 10 | 0.3636
55515 | 3.12 | 1 | 365 | 3.5667 | 0.14984 | 3 | 0.71656
47556 | 12.6 | 1 | 365 | 14.4041 | 0.87436 | 15 | 0.27843
51467 | 13.42 | 1 | 365 | 15.3415 | 0.75349 | 16 | 0.094962
48950 | 9.54 | 1 | 365 | 10.9059 | 0.86202 | 11 | 0.76795
54801 | 8.84 | 1 | 365 | 10.1057 | 0.25789 | 10 | 0.3636
50905 | 5.7 | 1 | 365 | 6.5161 | 0.062211 | 6 | 0.57834
41209 | 12 | 1 | 365 | 13.7182 | 0.49939 | 14 | 0.21755
12771 | 649.04 | 0.8 | 365 | 593.5756 | 0.88036 | 594 | 0.456
40404 | 11.7 | 1 | 365 | 13.3752 | 0.81191 | 14 | 0.18711
46715 | 5.565 | 1 | 365 | 6.3618 | 0.75284 | 7 | 0.11464
50909 | 6.21 | 1 | 365 | 7.0991 | 0.23094 | 7 | 0.33008
39378 | 4.77 | 1 | 365 | 5.453 | 0.93101 | 6 | 0.38398
56434 | 6.63 | 1 | 365 | 7.5793 | 0.19341 | 7 | 0.7727
43999 | 4.505 | 1 | 365 | 5.15 | 0.32373 | 5 | 0.47376
56432 | 3.3 | 1 | 365 | 3.7725 | 0.56233 | 4 | 0.33483
48593 | 7.5 | 1 | 365 | 8.5739 | 0.18712 | 8 | 0.76097
56155 | 4.08 | 1 | 365 | 4.6642 | 0.34979 | 5 | 0.013968
50801 | 1.855 | 1 | 365 | 2.1206 | 0.25095 | 2 | 0.37155
55320 | 9.6 | 1 | 365 | 10.9745 | 0.99951 | 11 | 0.97404
42473 | 6.6 | 1 | 365 | 7.545 | 0.12467 | 7 | 0.66965
45338 | 9 | 1 | 365 | 10.2886 | 0.62454 | 10 | 0.91316
48624 | 7.29 | 1 | 365 | 8.3338 | 0.70588 | 9 | 0.039663
49978 | 9.99 | 1 | 365 | 11.4204 | 0.89324 | 12 | 0.31361
49090 | 8.1 | 1 | 365 | 9.2598 | 0.56209 | 9 | 0.82185
48955 | 6 | 1 | 365 | 6.8591 | 0.7497 | 7 | 0.60878
51435 | 7.2 | 1 | 365 | 8.2309 | 0.49964 | 8 | 0.73053
49100 | 5.1 | 1 | 365 | 5.8302 | 0.68724 | 6 | 0.51746
47234 | 9.275 | 1 | 365 | 10.603 | 0.25474 | 10 | 0.85773
50977 | 4.16 | 1 | 365 | 4.7556 | 0.53312 | 5 | 0.28875
55274 | 9.9 | 1 | 365 | 11.3175 | 0.687 | 12 | 0.0044804
51237 | 13.2 | 1 | 365 | 15.09 | 0.24933 | 15 | 0.33931
55262 | 5.4 | 1 | 365 | 6.1732 | 0.37473 | 6 | 0.5479
45674 | 5.7 | 1 | 365 | 6.5161 | 0.062211 | 6 | 0.57834
55258 | 7.8 | 1 | 365 | 8.9168 | 0.8746 | 9 | 0.79141
55255 | 6 | 1 | 365 | 6.8591 | 0.7497 | 7 | 0.60878
48578 | 7.5 | 1 | 365 | 8.5739 | 0.18712 | 8 | 0.76097
55248 | 8.25 | 1 | 365 | 9.4312 | 0.90583 | 10 | 0.33707
51428 | 6.6 | 1 | 365 | 7.545 | 0.12467 | 7 | 0.66965
55239 | 4.75 | 1 | 365 | 5.4301 | 0.88518 | 6 | 0.31528
43729 | 4.5 | 1 | 365 | 5.1443 | 0.31227 | 5 | 0.45658
37528 | 12 | 1 | 365 | 13.7182 | 0.49939 | 14 | 0.21755
37288 | 4.905 | 1 | 365 | 5.6073 | 0.24038 | 5 | 0.84767
35839 | 10.75 | 1 | 365 | 12.2892 | 0.63487 | 12 | 0.92406
42413 | 9.41 | 1 | 365 | 10.7573 | 0.56411 | 11 | 0.32143
51328 | 6.625 | 1 | 365 | 7.5736 | 0.18196 | 7 | 0.75552
49983 | 5.7 | 1 | 365 | 6.5161 | 0.062211 | 6 | 0.57834
43390 | 4.5 | 1 | 365 | 5.1443 | 0.31227 | 5 | 0.45658
49120 | 4.5 | 1 | 365 | 5.1443 | 0.31227 | 5 | 0.45658
49761 | 6.3 | 1 | 365 | 7.202 | 0.43718 | 7 | 0.63921
45267 | 4.77 | 1 | 365 | 5.453 | 0.93101 | 6 | 0.38398
51436 | 5.7 | 1 | 365 | 6.5161 | 0.062211 | 6 | 0.57834
47411 | 9.18 | 1 | 365 | 10.4944 | 0.037035 | 10 | 0.53143
51398 | 4.5 | 1 | 365 | 5.1443 | 0.31227 | 5 | 0.45658
47478 | 8.7 | 1 | 365 | 9.9457 | 0.93706 | 10 | 0.88273
49639 | 16.5 | 1 | 365 | 18.8625 | 0.81166 | 19 | 0.67413
43435 | 15.6 | 1 | 365 | 17.8336 | 0.74921 | 18 | 0.58282
46633 | 4.505 | 1 | 365 | 5.15 | 0.32373 | 5 | 0.47376
47085 | 7.95 | 1 | 365 | 9.0883 | 0.21835 | 9 | 0.30663
43409 | 3.18 | 1 | 365 | 3.6353 | 0.28734 | 3 | 0.92265
46551 | 5.1 | 1 | 365 | 5.8302 | 0.68724 | 6 | 0.51746
43372 | 10.07 | 1 | 365 | 11.5118 | 0.076573 | 11 | 0.5884
42018 | 12.19 | 1 | 365 | 13.9354 | 0.9348 | 14 | 0.87016
49552 | 13.515 | 1 | 365 | 15.4501 | 0.97119 | 16 | 0.42127
43376 | 8.1 | 1 | 365 | 9.2598 | 0.56209 | 9 | 0.82185
41780 | 14.4 | 1 | 365 | 16.4618 | 0.99927 | 17 | 0.46106
46987 | 5.4 | 1 | 365 | 6.1732 | 0.37473 | 6 | 0.5479
49115 | 4.5 | 1 | 365 | 5.1443 | 0.31227 | 5 | 0.45658
43385 | 9.6 | 1 | 365 | 10.9745 | 0.99951 | 11 | 0.97404
45866 | 9.9 | 1 | 365 | 11.3175 | 0.687 | 12 | 0.0044804
54156 | 3 | 1 | 365 | 3.4295 | 0.87485 | 4 | 0.30439
43776 | 9 | 1 | 365 | 10.2886 | 0.62454 | 10 | 0.91316
46627 | 4.2 | 1 | 365 | 4.8014 | 0.62479 | 5 | 0.42614
49676 | 6.36 | 1 | 365 | 7.2706 | 0.57468 | 7 | 0.8453
49678 | 7.685 | 1 | 365 | 8.7853 | 0.61107 | 9 | 0.39641
30691 | 16.575 | 1 | 365 | 18.9482 | 0.98354 | 19 | 0.93174
48583 | 10.07 | 1 | 365 | 11.5118 | 0.076573 | 11 | 0.5884
45847 | 12.9 | 1 | 365 | 14.747 | 0.56185 | 15 | 0.30887
50052 | 3 | 1 | 365 | 3.4295 | 0.87485 | 4 | 0.30439
44005 | 7.95 | 1 | 365 | 9.0883 | 0.21835 | 9 | 0.30663
43704 | 6.095 | 1 | 365 | 6.9677 | 0.9674 | 7 | 0.93508
42842 | 4.5 | 1 | 365 | 5.1443 | 0.31227 | 5 | 0.45658
47943 | 7.5 | 1 | 365 | 8.5739 | 0.18712 | 8 | 0.76097
43849 | 5.1 | 1 | 365 | 5.8302 | 0.68724 | 6 | 0.51746
45721 | 15.6 | 1 | 365 | 17.8336 | 0.74921 | 18 | 0.58282
53996 | 12 | 1 | 365 | 13.7182 | 0.49939 | 14 | 0.21755
54002 | 10.8 | 1 | 365 | 12.3463 | 0.74945 | 13 | 0.095797
48547 | 6.12 | 1 | 365 | 6.9963 | 0.02469 | 7 | 0.020952
41865 | 5.7 | 1 | 365 | 6.5161 | 0.062211 | 6 | 0.57834
50066 | 6.9 | 1 | 365 | 7.8879 | 0.81215 | 8 | 0.70009
51369 | 6.6 | 1 | 365 | 7.545 | 0.12467 | 7 | 0.66965
49566 | 13.5 | 1 | 365 | 15.4329 | 0.93682 | 16 | 0.36975
51214 | 9.18 | 1 | 365 | 10.4944 | 0.037035 | 10 | 0.53143
47394 | 6.6 | 1 | 365 | 7.545 | 0.12467 | 7 | 0.66965
51438 | 3.6 | 1 | 365 | 4.1154 | 0.24982 | 4 | 0.36527
44386 | 4.77 | 1 | 365 | 5.453 | 0.93101 | 6 | 0.38398
50044 | 10.07 | 1 | 365 | 11.5118 | 0.076573 | 11 | 0.5884
40467 | 13.23 | 1 | 365 | 15.1243 | 0.31808 | 15 | 0.44235
49844 | 6.6 | 1 | 365 | 7.545 | 0.12467 | 7 | 0.66965
49828 | 10.6 | 1 | 365 | 12.1177 | 0.29113 | 12 | 0.40884
45352 | 6 | 1 | 365 | 6.8591 | 0.7497 | 7 | 0.60878
47201 | 5.565 | 1 | 365 | 6.3618 | 0.75284 | 7 | 0.11464
47211 | 7.42 | 1 | 365 | 8.4824 | 0.0037907 | 8 | 0.48619
48383 | 6.625 | 1 | 365 | 7.5736 | 0.18196 | 7 | 0.75552
50053 | 6.36 | 1 | 365 | 7.2706 | 0.57468 | 7 | 0.8453
43322 | 4.2 | 1 | 365 | 4.8014 | 0.62479 | 5 | 0.42614
38425 | 11.66 | 1 | 365 | 13.3295 | 0.72024 | 14 | 0.049721
45355 | 3.18 | 1 | 365 | 3.6353 | 0.28734 | 3 | 0.92265
45136 | 10.6 | 1 | 365 | 12.1177 | 0.29113 | 12 | 0.40884
45786 | 6.89 | 1 | 365 | 7.8765 | 0.78923 | 8 | 0.66574
48041 | 7.42 | 1 | 365 | 8.4824 | 0.0037907 | 8 | 0.48619
55460 | 6 | 1 | 365 | 6.8591 | 0.7497 | 7 | 0.60878
55464 | 12 | 1 | 365 | 13.7182 | 0.49939 | 14 | 0.21755
55440 | 10.865 | 1 | 365 | 12.4207 | 0.89841 | 13 | 0.31906
41139 | 8.4 | 1 | 365 | 9.6027 | 0.24957 | 9 | 0.85229
54958 | 3.9 | 1 | 365 | 4.4584 | 0.9373 | 5 | 0.3957
33116 | 4.16 | 1 | 365 | 4.7556 | 0.53312 | 5 | 0.28875
49805 | 9.92 | 1 | 365 | 11.3403 | 0.73283 | 12 | 0.073176
38386 | 8.82 | 1 | 365 | 10.0828 | 0.21205 | 10 | 0.2949
55001 | 6 | 1 | 365 | 6.8591 | 0.7497 | 7 | 0.60878
39194 | 7.56 | 1 | 365 | 8.6424 | 0.32462 | 8 | 0.96706
55017 | 6.6 | 1 | 365 | 7.545 | 0.12467 | 7 | 0.66965
41048 | 10.14 | 1 | 365 | 11.5918 | 0.23699 | 11 | 0.82883
55025 | 5.25 | 1 | 365 | 6.0017 | 0.030984 | 6 | 0.032679
43349 | 9.81 | 1 | 365 | 11.2146 | 0.48075 | 11 | 0.69535
47982 | 7.6 | 1 | 365 | 8.6882 | 0.41628 | 9 | 0.10445
46028 | 6.3 | 1 | 365 | 7.202 | 0.43718 | 7 | 0.63921
37320 | 9.81 | 1 | 365 | 11.2146 | 0.48075 | 11 | 0.69535
38346 | 8.1 | 1 | 365 | 9.2598 | 0.56209 | 9 | 0.82185
38337 | 7.521 | 1 | 365 | 8.5979 | 0.23524 | 8 | 0.8331
44145 | 9.135 | 1 | 365 | 10.4429 | 0.93391 | 11 | 0.37686
33058 | 5.2 | 1 | 365 | 5.9445 | 0.9164 | 6 | 0.86094
32189 | 5.72 | 1 | 365 | 6.539 | 0.10804 | 6 | 0.64703
38620 | 8.67 | 1 | 365 | 9.9114 | 0.86831 | 10 | 0.77968
54006 | 4.59 | 1 | 365 | 5.2472 | 0.51852 | 5 | 0.76571
46950 | 11.96 | 1 | 365 | 13.6724 | 0.40773 | 14 | 0.08016
56472 | 12.2 | 1 | 365 | 13.9468 | 0.95772 | 14 | 0.90451
32165 | 13 | 1 | 365 | 14.8613 | 0.79101 | 15 | 0.65235
46784 | 4.16 | 1 | 365 | 4.7556 | 0.53312 | 5 | 0.28875
46934 | 7.8 | 1 | 365 | 8.9168 | 0.8746 | 9 | 0.79141
46932 | 11.44 | 1 | 365 | 13.078 | 0.21609 | 13 | 0.29407
46741 | 6.36 | 1 | 365 | 7.2706 | 0.57468 | 7 | 0.8453
46936 | 6.5 | 1 | 365 | 7.4307 | 0.8955 | 8 | 0.32617
46815 | 19.08 | 1 | 365 | 21.8119 | 0.72403 | 22 | 0.53591
46958 | 8.84 | 1 | 365 | 10.1057 | 0.25789 | 10 | 0.3636
31386 | 5.72 | 1 | 365 | 6.539 | 0.10804 | 6 | 0.64703
56709 | 5.6 | 1 | 365 | 6.4018 | 0.83305 | 7 | 0.23486
50537 | 3.445 | 1 | 365 | 3.9383 | 0.89462 | 4 | 0.83287
44592 | 5.99 | 1 | 365 | 6.8476 | 0.72678 | 7 | 0.57443
48025 | 9.3 | 1 | 365 | 10.6316 | 0.31203 | 10 | 0.9436
48037 | 3.85 | 1 | 365 | 4.4012 | 0.82272 | 5 | 0.22396
47977 | 6.375 | 1 | 365 | 7.2878 | 0.60905 | 7 | 0.89682
55013 | 8 | 1 | 365 | 9.1454 | 0.33293 | 9 | 0.47837
48059 | 4.505 | 1 | 365 | 5.15 | 0.32373 | 5 | 0.47376
44479 | 7.685 | 1 | 365 | 8.7853 | 0.61107 | 9 | 0.39641
54993 | 7.56 | 1 | 365 | 8.6424 | 0.32462 | 8 | 0.96706
56580 | 10.8 | 1 | 365 | 12.3463 | 0.74945 | 13 | 0.095797
51329 | 7.29 | 1 | 365 | 8.3338 | 0.70588 | 9 | 0.039663
51403 | 9 | 1 | 365 | 10.2886 | 0.62454 | 10 | 0.91316
51202 | 12 | 1 | 365 | 13.7182 | 0.49939 | 14 | 0.21755
43090 | 7.194 | 1 | 365 | 8.224 | 0.48589 | 8 | 0.70992
43105 | 12 | 1 | 365 | 13.7182 | 0.49939 | 14 | 0.21755
54425 | 10.8 | 1 | 365 | 12.3463 | 0.74945 | 13 | 0.095797
46550 | 3 | 1 | 365 | 3.4295 | 0.87485 | 4 | 0.30439
42133 | 6.21 | 1 | 365 | 7.0991 | 0.23094 | 7 | 0.33008
56438 | 7.25 | 1 | 365 | 8.2881 | 0.61422 | 8 | 0.90227
44422 | 5.1 | 1 | 365 | 5.8302 | 0.68724 | 6 | 0.51746
50188 | 3.71 | 1 | 365 | 4.2412 | 0.5019 | 4 | 0.74309
50760 | 3.71 | 1 | 365 | 4.2412 | 0.5019 | 4 | 0.74309
54603 | 11.4 | 1 | 365 | 13.0323 | 0.12442 | 13 | 0.15667
55242 | 5.865 | 1 | 365 | 6.7048 | 0.44033 | 7 | 0.14508
45128 | 17.658 | 1 | 365 | 20.1863 | 0.46536 | 20 | 0.65163
51537 | 5.4 | 1 | 365 | 6.1732 | 0.37473 | 6 | 0.5479
39734 | 9.66 | 1 | 365 | 11.0431 | 0.13701 | 11 | 0.18013
55251 | 8.25 | 1 | 365 | 9.4312 | 0.90583 | 10 | 0.33707
55401 | 10.8 | 1 | 365 | 12.3463 | 0.74945 | 13 | 0.095797
51827 | 2.4 | 1 | 365 | 2.7436 | 0.49988 | 3 | 0.24351
54644 | 7.56 | 1 | 365 | 8.6424 | 0.32462 | 8 | 0.96706
50049 | 9 | 1 | 365 | 10.2886 | 0.62454 | 10 | 0.91316
55253 | 3 | 1 | 365 | 3.4295 | 0.87485 | 4 | 0.30439
44960 | 8.48 | 1 | 365 | 9.6942 | 0.4329 | 10 | 0.12707
37525 | 8.82 | 1 | 365 | 10.0828 | 0.21205 | 10 | 0.2949
50872 | 8.48 | 1 | 365 | 9.6942 | 0.4329 | 10 | 0.12707
51060 | 4.24 | 1 | 365 | 4.8471 | 0.71645 | 5 | 0.56354
37334 | 6.3 | 1 | 365 | 7.202 | 0.43718 | 7 | 0.63921
49520 | 10.8 | 1 | 365 | 12.3463 | 0.74945 | 13 | 0.095797
44177 | 8.55 | 1 | 365 | 9.7742 | 0.59332 | 10 | 0.36751
49215 | 4.875 | 1 | 365 | 5.573 | 0.17163 | 5 | 0.74463
38317 | 5.225 | 1 | 365 | 5.9731 | 0.97369 | 6 | 0.94681
39002 | 8.32 | 1 | 365 | 9.5113 | 0.066245 | 9 | 0.5775
45094 | 14.35 | 1 | 365 | 16.4046 | 0.88469 | 17 | 0.28932
41860 | 3.924 | 1 | 365 | 4.4858 | 0.9923 | 5 | 0.47814
36706 | 8.55 | 1 | 365 | 9.7742 | 0.59332 | 10 | 0.36751
35958 | 6.54 | 1 | 365 | 7.4764 | 0.98717 | 8 | 0.46357
38260 | 13.23 | 1 | 365 | 15.1243 | 0.31808 | 15 | 0.44235
49870 | 5.76 | 1 | 365 | 6.5847 | 0.19971 | 6 | 0.78442
56371 | 7.425 | 1 | 365 | 8.4881 | 0.015249 | 8 | 0.50336
44688 | 4.58 | 1 | 365 | 5.2358 | 0.4956 | 5 | 0.73137
44538 | 9.18 | 1 | 365 | 10.4944 | 0.037035 | 10 | 0.53143
44557 | 8.67 | 1 | 365 | 9.9114 | 0.86831 | 10 | 0.77968
53623 | 8.16 | 1 | 365 | 9.3283 | 0.69959 | 10 | 0.027935
42144 | 5.2 | 1 | 365 | 5.9445 | 0.9164 | 6 | 0.86094
44915 | 9.43 | 1 | 365 | 10.7802 | 0.60994 | 11 | 0.39013
38000 | 9.75 | 1 | 365 | 11.146 | 0.34326 | 11 | 0.48926
49344 | 2.34 | 1 | 365 | 2.675 | 0.36238 | 3 | 0.037423
43902 | 7.425 | 1 | 365 | 8.4881 | 0.015249 | 8 | 0.50336
46293 | 5.1 | 1 | 365 | 5.8302 | 0.68724 | 6 | 0.51746
53798 | 4.4 | 1 | 365 | 5.03 | 0.08311 | 5 | 0.1131
53833 | 5.2 | 1 | 365 | 5.9445 | 0.9164 | 6 | 0.86094
53813 | 2.08 | 1 | 365 | 2.3778 | 0.76656 | 3 | 0.14438
53843 | 4.68 | 1 | 365 | 5.3501 | 0.72476 | 6 | 0.074845
52786 | 7.02 | 1 | 365 | 8.0251 | 0.087144 | 8 | 0.11227
50070 | 6.12 | 1 | 365 | 6.9963 | 0.02469 | 7 | 0.020952
53909 | 5.98 | 1 | 365 | 6.8362 | 0.70386 | 7 | 0.54008
44037 | 12.8 | 1 | 365 | 14.6327 | 0.33268 | 14 | 0.96539
53057 | 4.68 | 1 | 365 | 5.3501 | 0.72476 | 6 | 0.074845
34948 | 5.4 | 1 | 365 | 6.1732 | 0.37473 | 6 | 0.5479
50520 | 10.6 | 1 | 365 | 12.1177 | 0.29113 | 12 | 0.40884
42940 | 8.525 | 1 | 365 | 9.7456 | 0.53603 | 10 | 0.28164
43835 | 6.84 | 1 | 365 | 7.8194 | 0.67465 | 8 | 0.494
42628 | 6.6 | 1 | 365 | 7.545 | 0.12467 | 7 | 0.66965
38992 | 6.6 | 1 | 365 | 7.545 | 0.12467 | 7 | 0.66965
42699 | 6.875 | 1 | 365 | 7.8594 | 0.75486 | 8 | 0.61422
55276 | 6 | 1 | 365 | 6.8591 | 0.7497 | 7 | 0.60878
56748 | 17.5 | 1 | 365 | 20.0057 | 0.10328 | 20 | 0.10893
52835 | 13 | 1 | 365 | 14.8613 | 0.79101 | 15 | 0.65235
52765 | 9.1 | 1 | 365 | 10.4029 | 0.85371 | 11 | 0.25664
37281 | 14.715 | 1 | 365 | 16.8219 | 0.72113 | 17 | 0.54302
52645 | 9.62 | 1 | 365 | 10.9974 | 0.045346 | 11 | 0.042738
52365 | 7.54 | 1 | 365 | 8.6196 | 0.27878 | 8 | 0.89836
53132 | 2.08 | 1 | 365 | 2.3778 | 0.76656 | 3 | 0.14438
51421 | 10.92 | 1 | 365 | 12.4835 | 0.024447 | 12 | 0.50797
51460 | 10.92 | 1 | 365 | 12.4835 | 0.024447 | 12 | 0.50797
51876 | 4.68 | 1 | 365 | 5.3501 | 0.72476 | 6 | 0.074845
53507 | 6.24 | 1 | 365 | 7.1334 | 0.29968 | 7 | 0.43313
51907 | 13.515 | 1 | 365 | 15.4501 | 0.97119 | 16 | 0.42127
53406 | 4.42 | 1 | 365 | 5.0529 | 0.12894 | 5 | 0.1818
52289 | 5.72 | 1 | 365 | 6.539 | 0.10804 | 6 | 0.64703
52677 | 8.84 | 1 | 365 | 10.1057 | 0.25789 | 10 | 0.3636
53714 | 7.54 | 1 | 365 | 8.6196 | 0.27878 | 8 | 0.89836
51782 | 2.6 | 1 | 365 | 2.9723 | 0.9582 | 3 | 0.93047
56701 | 8.84 | 1 | 365 | 10.1057 | 0.25789 | 10 | 0.3636
56686 | 4.16 | 1 | 365 | 4.7556 | 0.53312 | 5 | 0.28875
53744 | 4.42 | 1 | 365 | 5.0529 | 0.12894 | 5 | 0.1818
52824 | 6.24 | 1 | 365 | 7.1334 | 0.29968 | 7 | 0.43313
56691 | 5.2 | 1 | 365 | 5.9445 | 0.9164 | 6 | 0.86094
56682 | 7.54 | 1 | 365 | 8.6196 | 0.27878 | 8 | 0.89836
52827 | 3.12 | 1 | 365 | 3.5667 | 0.14984 | 3 | 0.71656
56680 | 5.2 | 1 | 365 | 5.9445 | 0.9164 | 6 | 0.86094
56242 | 11.7 | 1 | 365 | 13.3752 | 0.81191 | 14 | 0.18711
45603 | 5.1 | 1 | 365 | 5.8302 | 0.68724 | 6 | 0.51746
56756 | 9.01 | 1 | 365 | 10.3001 | 0.64746 | 10 | 0.94751
55245 | 6.75 | 1 | 365 | 7.7165 | 0.46841 | 8 | 0.18487
46271 | 7.44 | 1 | 365 | 8.5053 | 0.049623 | 8 | 0.55488
27284 | 21.58 | 1 | 365 | 24.6698 | 0.45307 | 25 | 0.1229
55494 | 7.28 | 1 | 365 | 8.3224 | 0.68296 | 9 | 0.0053149
55493 | 5 | 1 | 365 | 5.7159 | 0.45808 | 6 | 0.17398
44776 | 9.975 | 1 | 365 | 11.4032 | 0.85887 | 12 | 0.26209
43154 | 10.07 | 1 | 365 | 11.5118 | 0.076573 | 11 | 0.5884
56782 | 13.34 | 1 | 365 | 15.25 | 0.57016 | 15 | 0.82018
56767 | 2.565 | 1 | 365 | 2.9323 | 0.878 | 3 | 0.81025
41665 | 5.2 | 1 | 365 | 5.9445 | 0.9164 | 6 | 0.86094
48995 | 4.94 | 1 | 365 | 5.6473 | 0.32058 | 5 | 0.96789
41369 | 8.68 | 1 | 365 | 9.9228 | 0.89123 | 10 | 0.81403
43393 | 10.5 | 1 | 365 | 12.0034 | 0.061968 | 12 | 0.065358
48527 | 4.5 | 1 | 365 | 5.1443 | 0.31227 | 5 | 0.45658
55918 | 5.3 | 1 | 365 | 6.0589 | 0.14556 | 6 | 0.20442
43310 | 3 | 1 | 365 | 3.4295 | 0.87485 | 4 | 0.30439
52818 | 10.14 | 1 | 365 | 11.5918 | 0.23699 | 11 | 0.82883
56879 | 5.83 | 1 | 365 | 6.6647 | 0.36012 | 7 | 0.024861
54537 | 14.575 | 1 | 365 | 16.6618 | 0.4003 | 17 | 0.062152
42109 | 3.92 | 1 | 365 | 4.4813 | 0.98313 | 5 | 0.4644
47074 | 4.8 | 1 | 365 | 5.4873 | 0.99976 | 6 | 0.48702
36880 | 6.5 | 1 | 365 | 7.4307 | 0.8955 | 8 | 0.32617
39799 | 4.76 | 1 | 365 | 5.4415 | 0.90809 | 6 | 0.34963
56721 | 8.525 | 1 | 365 | 9.7456 | 0.53603 | 10 | 0.28164
27705 | 13 | 1 | 365 | 14.8613 | 0.79101 | 15 | 0.65235
51012 | 4.08 | 1 | 365 | 4.6642 | 0.34979 | 5 | 0.013968
25283 | 71.76 | 1 | 365 | 82.0346 | 0.44636 | 82 | 0.48096
47441 | 9.3 | 1 | 365 | 10.6316 | 0.31203 | 10 | 0.9436
41131 | 9.66 | 1 | 365 | 11.0431 | 0.13701 | 11 | 0.18013
53494 | 9.805 | 1 | 365 | 11.2089 | 0.46929 | 11 | 0.67817
37706 | 8.32 | 1 | 365 | 9.5113 | 0.066245 | 9 | 0.5775
52878 | 13.26 | 1 | 365 | 15.1586 | 0.38683 | 15 | 0.54539
48817 | 3.9 | 1 | 365 | 4.4584 | 0.9373 | 5 | 0.3957
52840 | 3.12 | 1 | 365 | 3.5667 | 0.14984 | 3 | 0.71656
42971 | 7.95 | 1 | 365 | 9.0883 | 0.21835 | 9 | 0.30663
42771 | 11.76 | 1 | 365 | 13.4438 | 0.9494 | 14 | 0.3932
48804 | 10.07 | 1 | 365 | 11.5118 | 0.076573 | 11 | 0.5884
48783 | 10 | 1 | 365 | 11.4318 | 0.91616 | 12 | 0.34796
44977 | 7.5 | 1 | 365 | 8.5739 | 0.18712 | 8 | 0.76097
54558 | 6.5 | 1 | 365 | 7.4307 | 0.8955 | 8 | 0.32617
49272 | 6.9 | 1 | 365 | 7.8879 | 0.81215 | 8 | 0.70009
48380 | 4.77 | 1 | 365 | 5.453 | 0.93101 | 6 | 0.38398
50407 | 5.72 | 1 | 365 | 6.539 | 0.10804 | 6 | 0.64703
46013 | 9.62 | 1 | 365 | 10.9974 | 0.045346 | 11 | 0.042738
44393 | 8.06 | 1 | 365 | 9.214 | 0.47042 | 9 | 0.68446
51124 | 2.86 | 1 | 365 | 3.2695 | 0.55402 | 3 | 0.82352
45676 | 7.035 | 1 | 365 | 8.0423 | 0.12152 | 8 | 0.16379
55522 | 5.035 | 1 | 365 | 5.7559 | 0.53829 | 6 | 0.2942
48966 | 10.5 | 1 | 365 | 12.0034 | 0.061968 | 12 | 0.065358
44298 | 9.88 | 1 | 365 | 11.2946 | 0.64117 | 11 | 0.93578
56159 | 6.63 | 1 | 365 | 7.5793 | 0.19341 | 7 | 0.7727
46141 | 9.81 | 1 | 365 | 11.2146 | 0.48075 | 11 | 0.69535
55003 | 10.5 | 1 | 365 | 12.0034 | 0.061968 | 12 | 0.065358
55244 | 11.5 | 1 | 365 | 13.1466 | 0.35358 | 13 | 0.50015
56678 | 10.4 | 1 | 365 | 11.8891 | 0.83281 | 12 | 0.72188
56399 | 9.45 | 1 | 365 | 10.8031 | 0.65577 | 11 | 0.45882
37585 | 7.41 | 1 | 365 | 8.471 | 0.98087 | 9 | 0.45184
50870 | 16.9 | 1 | 365 | 19.3197 | 0.72831 | 20 | 0.048052
49850 | 5.7 | 1 | 365 | 6.5161 | 0.062211 | 6 | 0.57834
50181 | 7.2 | 1 | 365 | 8.2309 | 0.49964 | 8 | 0.73053
44197 | 9.3 | 1 | 365 | 10.6316 | 0.31203 | 10 | 0.9436
46153 | 6.2 | 1 | 365 | 7.0877 | 0.20802 | 7 | 0.29574
50229 | 7.84 | 1 | 365 | 8.9625 | 0.96627 | 9 | 0.9288
54643 | 7.28 | 1 | 365 | 8.3224 | 0.68296 | 9 | 0.0053149
48770 | 10.53 | 1 | 365 | 12.0377 | 0.13072 | 12 | 0.1684
55480 | 5.94 | 1 | 365 | 6.7905 | 0.6122 | 7 | 0.40269
54536 | 14.025 | 1 | 365 | 16.0331 | 0.13991 | 16 | 0.17301
50820 | 12.375 | 1 | 365 | 14.1469 | 0.35875 | 14 | 0.5056
47718 | 6 | 1 | 365 | 6.8591 | 0.7497 | 7 | 0.60878
51540 | 4.8 | 1 | 365 | 5.4873 | 0.99976 | 6 | 0.48702
48805 | 5.83 | 1 | 365 | 6.6647 | 0.36012 | 7 | 0.024861
42724 | 6.875 | 1 | 365 | 7.8594 | 0.75486 | 8 | 0.61422
45347 | 7.975 | 1 | 365 | 9.1169 | 0.27564 | 9 | 0.3925
41239 | 8.1 | 1 | 365 | 9.2598 | 0.56209 | 9 | 0.82185
44552 | 4.24 | 1 | 365 | 4.8471 | 0.71645 | 5 | 0.56354
56066 | 9.805 | 1 | 365 | 11.2089 | 0.46929 | 11 | 0.67817
55715 | 5.3 | 1 | 365 | 6.0589 | 0.14556 | 6 | 0.20442
55796 | 3.18 | 1 | 365 | 3.6353 | 0.28734 | 3 | 0.92265
51700 | 8.84 | 1 | 365 | 10.1057 | 0.25789 | 10 | 0.3636
58558 | 4.94 | 1 | 365 | 5.6473 | 0.32058 | 5 | 0.96789
56008 | 2.25 | 1 | 365 | 2.5722 | 0.15614 | 2 | 0.72829
53812 | 12.74 | 1 | 365 | 14.5641 | 0.19519 | 14 | 0.7593
56001 | 9.805 | 1 | 365 | 11.2089 | 0.46929 | 11 | 0.67817
56000 | 10.8 | 1 | 365 | 12.3463 | 0.74945 | 13 | 0.095797
55920 | 6.625 | 1 | 365 | 7.5736 | 0.18196 | 7 | 0.75552
55913 | 6 | 1 | 365 | 6.8591 | 0.7497 | 7 | 0.60878
55840 | 8.1 | 1 | 365 | 9.2598 | 0.56209 | 9 | 0.82185
55822 | 6.3 | 1 | 365 | 7.202 | 0.43718 | 7 | 0.63921
55825 | 5.4 | 1 | 365 | 6.1732 | 0.37473 | 6 | 0.5479
55915 | 6.9 | 1 | 365 | 7.8879 | 0.81215 | 8 | 0.70009
51788 | 4.94 | 1 | 365 | 5.6473 | 0.32058 | 5 | 0.96789
55814 | 5.4 | 1 | 365 | 6.1732 | 0.37473 | 6 | 0.5479
53473 | 3.38 | 1 | 365 | 3.8639 | 0.74566 | 4 | 0.60961
55819 | 13.8 | 1 | 365 | 15.7759 | 0.6243 | 16 | 0.40018
55652 | 8.1 | 1 | 365 | 9.2598 | 0.56209 | 9 | 0.82185
52847 | 2.6 | 1 | 365 | 2.9723 | 0.9582 | 3 | 0.93047
52950 | 6.5 | 1 | 365 | 7.4307 | 0.8955 | 8 | 0.32617
55632 | 4.8 | 1 | 365 | 5.4873 | 0.99976 | 6 | 0.48702
55014 | 7.02 | 1 | 365 | 8.0251 | 0.087144 | 8 | 0.11227
53488 | 4.42 | 1 | 365 | 5.0529 | 0.12894 | 5 | 0.1818
52856 | 5.72 | 1 | 365 | 6.539 | 0.10804 | 6 | 0.64703
53194 | 8.06 | 1 | 365 | 9.214 | 0.47042 | 9 | 0.68446
52682 | 6.76 | 1 | 365 | 7.7279 | 0.49132 | 8 | 0.21922
45889 | 8.06 | 1 | 365 | 9.214 | 0.47042 | 9 | 0.68446
55532 | 11.395 | 1 | 365 | 13.0265 | 0.11296 | 13 | 0.1395
55766 | 10.2 | 1 | 365 | 11.6604 | 0.37448 | 12 | 0.034919
55530 | 5.7 | 1 | 365 | 6.5161 | 0.062211 | 6 | 0.57834
55513 | 10.5 | 1 | 365 | 12.0034 | 0.061968 | 12 | 0.065358
55504 | 4.2 | 1 | 365 | 4.8014 | 0.62479 | 5 | 0.42614
55336 | 7.5 | 1 | 365 | 8.5739 | 0.18712 | 8 | 0.76097
46863 | 7.245 | 1 | 365 | 8.2823 | 0.60276 | 8 | 0.8851
40706 | 8.84 | 1 | 365 | 10.1057 | 0.25789 | 10 | 0.3636
44633 | 13.52 | 1 | 365 | 15.4558 | 0.98265 | 16 | 0.43844
40743 | 4.77 | 1 | 365 | 5.453 | 0.93101 | 6 | 0.38398
38918 | 13.77 | 1 | 365 | 15.7416 | 0.55555 | 16 | 0.29714
37923 | 12.22 | 1 | 365 | 13.9697 | 0.0035475 | 13 | 0.97321
41854 | 7.02 | 1 | 365 | 8.0251 | 0.087144 | 8 | 0.11227
35768 | 18.966 | 1 | 365 | 21.6816 | 0.46279 | 22 | 0.14434
42336 | 6.5 | 1 | 365 | 7.4307 | 0.8955 | 8 | 0.32617
37642 | 6.3 | 1 | 365 | 7.202 | 0.43718 | 7 | 0.63921
39666 | 14.04 | 1 | 365 | 16.0502 | 0.17429 | 16 | 0.22454
55117 | 5.94 | 1 | 365 | 6.7905 | 0.6122 | 7 | 0.40269
39147 | 6.885 | 1 | 365 | 7.8708 | 0.77778 | 8 | 0.64857
44451 | 8.5 | 1 | 365 | 9.717 | 0.47874 | 10 | 0.19577
54046 | 8.4 | 1 | 365 | 9.6027 | 0.24957 | 9 | 0.85229
54566 | 2.86 | 1 | 365 | 3.2695 | 0.55402 | 3 | 0.82352
44442 | 11.96 | 1 | 365 | 13.6724 | 0.40773 | 14 | 0.08016
54913 | 127.49 | 0.8 | 365 | 116.5952 | 0.7265 | 117 | 0.32171
18925 | 646.905 | 0.8 | 365 | 591.6231 | 0.96628 | 592 | 0.58937
101 | 3741.4 | 0.7 | 365 | 2993.9656 | 0.69647 | 2994 | 0.66203
43085 | 87.78 | 0.9 | 365 | 90.3135 | 0.042247 | 90 | 0.35575
51804 | 6.6 | 1 | 365 | 7.545 | 0.12467 | 7 | 0.66965
51802 | 6.6 | 1 | 365 | 7.545 | 0.12467 | 7 | 0.66965
40252 | 3.57 | 1 | 365 | 4.0812 | 0.18107 | 4 | 0.26222
52822 | 6.5 | 1 | 365 | 7.4307 | 0.8955 | 8 | 0.32617
52712 | 7.7 | 1 | 365 | 8.8025 | 0.64544 | 9 | 0.44793
35593 | 120 | 0.9 | 365 | 123.4634 | 0.49453 | 123 | 0.95797
54508 | 9.1 | 1 | 365 | 10.4029 | 0.85371 | 11 | 0.25664
44136 | 6.867 | 1 | 365 | 7.8502 | 0.73653 | 8 | 0.58674
46278 | 8.4 | 1 | 365 | 9.6027 | 0.24957 | 9 | 0.85229
46203 | 8.99 | 1 | 365 | 10.2772 | 0.60163 | 10 | 0.87882
39252 | 2.25 | 1 | 365 | 2.5722 | 0.15614 | 2 | 0.72829
48004 | 7.44 | 1 | 365 | 8.5053 | 0.049623 | 8 | 0.55488
43285 | 5.4 | 1 | 365 | 6.1732 | 0.37473 | 6 | 0.5479
30779 | 10.5 | 1 | 365 | 12.0034 | 0.061968 | 12 | 0.065358
46284 | 7.44 | 1 | 365 | 8.5053 | 0.049623 | 8 | 0.55488
55809 | 4.05 | 1 | 365 | 4.6299 | 0.28104 | 4 | 0.91092
54532 | 7.65 | 1 | 365 | 8.7453 | 0.53086 | 9 | 0.27619
39397 | 5.2 | 1 | 365 | 5.9445 | 0.9164 | 6 | 0.86094
39317 | 9.1 | 1 | 365 | 10.4029 | 0.85371 | 11 | 0.25664
58861 | 3.597 | 1 | 365 | 4.112 | 0.24294 | 4 | 0.35496
43995 | 12.69 | 1 | 365 | 14.507 | 0.080607 | 14 | 0.58756
51233 | 7.2 | 1 | 365 | 8.2309 | 0.49964 | 8 | 0.73053
44142 | 8.32 | 1 | 365 | 9.5113 | 0.066245 | 9 | 0.5775
44193 | 7.8 | 1 | 365 | 8.9168 | 0.8746 | 9 | 0.79141
45653 | 6.095 | 1 | 365 | 6.9677 | 0.9674 | 7 | 0.93508
48963 | 15 | 1 | 365 | 17.1477 | 0.37424 | 17 | 0.52194
50207 | 5.4 | 1 | 365 | 6.1732 | 0.37473 | 6 | 0.5479
38377 | 4.59 | 1 | 365 | 5.2472 | 0.51852 | 5 | 0.76571
47012 | 7.5 | 1 | 365 | 8.5739 | 0.18712 | 8 | 0.76097
48894 | 8.4 | 1 | 365 | 9.6027 | 0.24957 | 9 | 0.85229
44047 | 5.4 | 1 | 365 | 6.1732 | 0.37473 | 6 | 0.5479
43366 | 6.9 | 1 | 365 | 7.8879 | 0.81215 | 8 | 0.70009
39201 | 4.8 | 1 | 365 | 5.4873 | 0.99976 | 6 | 0.48702
40985 | 3.3 | 1 | 365 | 3.7725 | 0.56233 | 4 | 0.33483
38623 | 18.9 | 1 | 365 | 21.6061 | 0.31154 | 21 | 0.91764
43296 | 3.6 | 1 | 365 | 4.1154 | 0.24982 | 4 | 0.36527
55528 | 5.035 | 1 | 365 | 5.7559 | 0.53829 | 6 | 0.2942
45263 | 7.2 | 1 | 365 | 8.2309 | 0.49964 | 8 | 0.73053
45045 | 8.06 | 1 | 365 | 9.214 | 0.47042 | 9 | 0.68446
29162 | 10.4 | 1 | 365 | 11.8891 | 0.83281 | 12 | 0.72188
26868 | 5.98 | 1 | 365 | 6.8362 | 0.70386 | 7 | 0.54008
15167 | 3.06 | 1 | 365 | 3.4981 | 0.012345 | 3 | 0.51048
27523 | 4.16 | 1 | 365 | 4.7556 | 0.53312 | 5 | 0.28875
32208 | 13 | 1 | 365 | 14.8613 | 0.79101 | 15 | 0.65235
49095 | 7.54 | 1 | 365 | 8.6196 | 0.27878 | 8 | 0.89836
32289 | 6.76 | 1 | 365 | 7.7279 | 0.49132 | 8 | 0.21922
31980 | 4.68 | 1 | 365 | 5.3501 | 0.72476 | 6 | 0.074845
32382 | 6.24 | 1 | 365 | 7.1334 | 0.29968 | 7 | 0.43313
39011 | 10.14 | 1 | 365 | 11.5918 | 0.23699 | 11 | 0.82883
32312 | 6.24 | 1 | 365 | 7.1334 | 0.29968 | 7 | 0.43313
203 | 1095.85 | 1 | 365 | 1252.7538 | 0.26739 | 1253 | 0.021197
17288 | 24.3 | 1 | 365 | 27.7793 | 0.68627 | 28 | 0.46554
41706 | 16.12 | 1 | 365 | 18.4281 | 0.94085 | 19 | 0.36891
45704 | 6.76 | 1 | 365 | 7.7279 | 0.49132 | 8 | 0.21922
38351 | 5.61 | 1 | 365 | 6.4132 | 0.85597 | 7 | 0.26921
40712 | 4.335 | 1 | 365 | 4.9557 | 0.93416 | 5 | 0.88984
42273 | 19.76 | 1 | 365 | 22.5892 | 0.28233 | 22 | 0.87157
47453 | 6.75 | 1 | 365 | 7.7165 | 0.46841 | 8 | 0.18487
41645 | 6.92 | 1 | 365 | 7.9108 | 0.85798 | 8 | 0.76879
50653 | 5.2 | 1 | 365 | 5.9445 | 0.9164 | 6 | 0.86094
38657 | 8.715 | 1 | 365 | 9.9628 | 0.97143 | 10 | 0.93425
39777 | 6.92 | 1 | 365 | 7.9108 | 0.85798 | 8 | 0.76879
57500 | 17.68 | 1 | 365 | 20.2114 | 0.51577 | 20 | 0.72719
58029 | 4.94 | 1 | 365 | 5.6473 | 0.32058 | 5 | 0.96789
33206 | 8.32 | 1 | 365 | 9.5113 | 0.066245 | 9 | 0.5775
51039 | 10.14 | 1 | 365 | 11.5918 | 0.23699 | 11 | 0.82883
46039 | 4.605 | 1 | 365 | 5.2643 | 0.55289 | 5 | 0.81724
44922 | 5.125 | 1 | 365 | 5.8588 | 0.74453 | 6 | 0.60333
47271 | 4.085 | 1 | 365 | 4.6699 | 0.36125 | 5 | 0.031142
37580 | 4.085 | 1 | 365 | 4.6699 | 0.36125 | 5 | 0.031142
42094 | 14.025 | 1 | 365 | 16.0331 | 0.13991 | 16 | 0.17301
37618 | 9.1 | 1 | 365 | 10.4029 | 0.85371 | 11 | 0.25664
48158 | 6.5 | 1 | 365 | 7.4307 | 0.8955 | 8 | 0.32617
47503 | 8.58 | 1 | 365 | 9.8085 | 0.66207 | 10 | 0.47055
50365 | 6.12 | 1 | 365 | 6.9963 | 0.02469 | 7 | 0.020952
45746 | 4.42 | 1 | 365 | 5.0529 | 0.12894 | 5 | 0.1818
39692 | 9.1 | 1 | 365 | 10.4029 | 0.85371 | 11 | 0.25664
43591 | 5.61 | 1 | 365 | 6.4132 | 0.85597 | 7 | 0.26921
41265 | 8.58 | 1 | 365 | 9.8085 | 0.66207 | 10 | 0.47055
38648 | 8.455 | 1 | 365 | 9.6656 | 0.37561 | 10 | 0.0412
38008 | 8.715 | 1 | 365 | 9.9628 | 0.97143 | 10 | 0.93425
51574 | 5.46 | 1 | 365 | 6.2418 | 0.51222 | 6 | 0.75399
49514 | 4.16 | 1 | 365 | 4.7556 | 0.53312 | 5 | 0.28875
50601 | 8.58 | 1 | 365 | 9.8085 | 0.66207 | 10 | 0.47055
47611 | 9.18 | 1 | 365 | 10.4944 | 0.037035 | 10 | 0.53143
45529 | 5.46 | 1 | 365 | 6.2418 | 0.51222 | 6 | 0.75399
37184 | 13.16 | 1 | 365 | 15.0442 | 0.15767 | 15 | 0.20192
48063 | 8.265 | 1 | 365 | 9.4484 | 0.94021 | 10 | 0.38859
38947 | 10.77 | 1 | 365 | 12.312 | 0.6807 | 12 | 0.99275
36904 | 8.22 | 1 | 365 | 9.3969 | 0.83708 | 10 | 0.23402
38664 | 4.345 | 1 | 365 | 4.9671 | 0.95707 | 5 | 0.92419
39630 | 13.52 | 1 | 365 | 15.4558 | 0.98265 | 16 | 0.43844
50451 | 9.945 | 1 | 365 | 11.3689 | 0.79012 | 12 | 0.15905
39403 | 3.18 | 1 | 365 | 3.6353 | 0.28734 | 3 | 0.92265
45733 | 3.18 | 1 | 365 | 3.6353 | 0.28734 | 3 | 0.92265
39299 | 5.72 | 1 | 365 | 6.539 | 0.10804 | 6 | 0.64703
45692 | 6.5 | 1 | 365 | 7.4307 | 0.8955 | 8 | 0.32617
41607 | 4.53 | 1 | 365 | 5.1786 | 0.38102 | 5 | 0.55963
38220 | 7.18 | 1 | 365 | 8.208 | 0.4538 | 8 | 0.66184
38490 | 10.25 | 1 | 365 | 11.7176 | 0.48906 | 12 | 0.20666
50649 | 4.16 | 1 | 365 | 4.7556 | 0.53312 | 5 | 0.28875
39758 | 3.9 | 1 | 365 | 4.4584 | 0.9373 | 5 | 0.3957
41358 | 5.04 | 1 | 365 | 5.7616 | 0.54974 | 6 | 0.31137
37627 | 7.155 | 1 | 365 | 8.1795 | 0.39651 | 8 | 0.57597
37185 | 6.14 | 1 | 365 | 7.0191 | 0.070522 | 7 | 0.089647
40366 | 5.46 | 1 | 365 | 6.2418 | 0.51222 | 6 | 0.75399
45762 | 3.64 | 1 | 365 | 4.1612 | 0.34148 | 4 | 0.50266
39980 | 3.64 | 1 | 365 | 4.1612 | 0.34148 | 4 | 0.50266
50320 | 14.04 | 1 | 365 | 16.0502 | 0.17429 | 16 | 0.22454
39621 | 5.72 | 1 | 365 | 6.539 | 0.10804 | 6 | 0.64703
41492 | 7.54 | 1 | 365 | 8.6196 | 0.27878 | 8 | 0.89836
40070 | 6.12 | 1 | 365 | 6.9963 | 0.02469 | 7 | 0.020952
39945 | 8.84 | 1 | 365 | 10.1057 | 0.25789 | 10 | 0.3636
40490 | 4.59 | 1 | 365 | 5.2472 | 0.51852 | 5 | 0.76571
42035 | 12.74 | 1 | 365 | 14.5641 | 0.19519 | 14 | 0.7593
46280 | 10.455 | 1 | 365 | 11.9519 | 0.95885 | 12 | 0.91079
38331 | 8.16 | 1 | 365 | 9.3283 | 0.69959 | 10 | 0.027935
40482 | 15.6 | 1 | 365 | 17.8336 | 0.74921 | 18 | 0.58282
45961 | 7.8 | 1 | 365 | 8.9168 | 0.8746 | 9 | 0.79141
40547 | 10.66 | 1 | 365 | 12.1863 | 0.42863 | 12 | 0.61493
43737 | 8.415 | 1 | 365 | 9.6199 | 0.28395 | 9 | 0.90381
50700 | 15.86 | 1 | 365 | 18.1308 | 0.34503 | 18 | 0.47586
45935 | 5.98 | 1 | 365 | 6.8362 | 0.70386 | 7 | 0.54008
46050 | 3.825 | 1 | 365 | 4.3727 | 0.76543 | 5 | 0.13809
42222 | 5.98 | 1 | 365 | 6.8362 | 0.70386 | 7 | 0.54008
50498 | 12.75 | 1 | 365 | 14.5755 | 0.2181 | 14 | 0.79365
50598 | 8.215 | 1 | 365 | 9.3912 | 0.82563 | 10 | 0.21685
40272 | 11.22 | 1 | 365 | 12.8265 | 0.71193 | 13 | 0.53841
50444 | 5.72 | 1 | 365 | 6.539 | 0.10804 | 6 | 0.64703
43333 | 4.505 | 1 | 365 | 5.15 | 0.32373 | 5 | 0.47376
39270 | 5.865 | 1 | 365 | 6.7048 | 0.44033 | 7 | 0.14508
39675 | 4.59 | 1 | 365 | 5.2472 | 0.51852 | 5 | 0.76571
50488 | 4.94 | 1 | 365 | 5.6473 | 0.32058 | 5 | 0.96789
47360 | 2.805 | 1 | 365 | 3.2066 | 0.42798 | 3 | 0.6346
50483 | 7.02 | 1 | 365 | 8.0251 | 0.087144 | 8 | 0.11227
50287 | 11.7 | 1 | 365 | 13.3752 | 0.81191 | 14 | 0.18711
50592 | 10.965 | 1 | 365 | 12.535 | 0.12757 | 12 | 0.66254
53254 | 2.295 | 1 | 365 | 2.6236 | 0.25926 | 2 | 0.88286
40323 | 4.345 | 1 | 365 | 4.9671 | 0.95707 | 5 | 0.92419
38006 | 11.48 | 1 | 365 | 13.1237 | 0.30775 | 13 | 0.43146
39787 | 6.325 | 1 | 365 | 7.2306 | 0.49447 | 7 | 0.72508
38129 | 4.94 | 1 | 365 | 5.6473 | 0.32058 | 5 | 0.96789
47265 | 3.12 | 1 | 365 | 3.5667 | 0.14984 | 3 | 0.71656
54090 | 5.46 | 1 | 365 | 6.2418 | 0.51222 | 6 | 0.75399
37277 | 5.62 | 1 | 365 | 6.4247 | 0.87888 | 7 | 0.30355
54143 | 6.885 | 1 | 365 | 7.8708 | 0.77778 | 8 | 0.64857
54200 | 3.825 | 1 | 365 | 4.3727 | 0.76543 | 5 | 0.13809
54203 | 5.865 | 1 | 365 | 6.7048 | 0.44033 | 7 | 0.14508
54222 | 6.24 | 1 | 365 | 7.1334 | 0.29968 | 7 | 0.43313
54317 | 2.86 | 1 | 365 | 3.2695 | 0.55402 | 3 | 0.82352
54318 | 7.8 | 1 | 365 | 8.9168 | 0.8746 | 9 | 0.79141
54331 | 7.8 | 1 | 365 | 8.9168 | 0.8746 | 9 | 0.79141
54342 | 8.58 | 1 | 365 | 9.8085 | 0.66207 | 10 | 0.47055
35536 | 18.312 | 1 | 365 | 20.9339 | 0.96407 | 21 | 0.89798
44506 | 6.75 | 1 | 365 | 7.7165 | 0.46841 | 8 | 0.18487
44010 | 9.6 | 1 | 365 | 10.9745 | 0.99951 | 11 | 0.97404
50448 | 8.8 | 1 | 365 | 10.06 | 0.16622 | 10 | 0.2262
36184 | 3.64 | 1 | 365 | 4.1612 | 0.34148 | 4 | 0.50266
36176 | 7.245 | 1 | 365 | 8.2823 | 0.60276 | 8 | 0.8851
44130 | 11.34 | 1 | 365 | 12.9637 | 0.98693 | 13 | 0.95059
44339 | 10.8 | 1 | 365 | 12.3463 | 0.74945 | 13 | 0.095797
44184 | 10.36 | 1 | 365 | 11.8433 | 0.74114 | 12 | 0.58449
44581 | 5.27 | 1 | 365 | 6.0246 | 0.076816 | 6 | 0.10137
50756 | 4.08 | 1 | 365 | 4.6642 | 0.34979 | 5 | 0.013968
36781 | 4.578 | 1 | 365 | 5.2335 | 0.49102 | 5 | 0.7245
50380 | 12.24 | 1 | 365 | 13.9925 | 0.04938 | 14 | 0.041903
50374 | 13.515 | 1 | 365 | 15.4501 | 0.97119 | 16 | 0.42127
50435 | 4.68 | 1 | 365 | 5.3501 | 0.72476 | 6 | 0.074845
50511 | 5.83 | 1 | 365 | 6.6647 | 0.36012 | 7 | 0.024861
39532 | 4.42 | 1 | 365 | 5.0529 | 0.12894 | 5 | 0.1818
50350 | 8.16 | 1 | 365 | 9.3283 | 0.69959 | 10 | 0.027935
39176 | 5.565 | 1 | 365 | 6.3618 | 0.75284 | 7 | 0.11464
41117 | 5.2 | 1 | 365 | 5.9445 | 0.9164 | 6 | 0.86094
48072 | 4.08 | 1 | 365 | 4.6642 | 0.34979 | 5 | 0.013968
39413 | 8.1 | 1 | 365 | 9.2598 | 0.56209 | 9 | 0.82185
50606 | 9.805 | 1 | 365 | 11.2089 | 0.46929 | 11 | 0.67817
47350 | 9.18 | 1 | 365 | 10.4944 | 0.037035 | 10 | 0.53143
50399 | 3.315 | 1 | 365 | 3.7896 | 0.59671 | 4 | 0.38635
50589 | 10.71 | 1 | 365 | 12.2435 | 0.54321 | 12 | 0.78667
50529 | 8.16 | 1 | 365 | 9.3283 | 0.69959 | 10 | 0.027935
47540 | 6.625 | 1 | 365 | 7.5736 | 0.18196 | 7 | 0.75552
43886 | 11.7 | 1 | 365 | 13.3752 | 0.81191 | 14 | 0.18711
50469 | 14.3 | 1 | 365 | 16.3475 | 0.77011 | 17 | 0.11758
41111 | 13 | 1 | 365 | 14.8613 | 0.79101 | 15 | 0.65235
50316 | 14.025 | 1 | 365 | 16.0331 | 0.13991 | 16 | 0.17301
50381 | 7.905 | 1 | 365 | 9.0368 | 0.11522 | 9 | 0.15206
45378 | 4.42 | 1 | 365 | 5.0529 | 0.12894 | 5 | 0.1818
40078 | 7.8 | 1 | 365 | 8.9168 | 0.8746 | 9 | 0.79141
43282 | 9.36 | 1 | 365 | 10.7002 | 0.44953 | 11 | 0.14969
40102 | 3.78 | 1 | 365 | 4.3212 | 0.66231 | 4 | 0.98353
45325 | 9.1 | 1 | 365 | 10.4029 | 0.85371 | 11 | 0.25664
40999 | 14.04 | 1 | 365 | 16.0502 | 0.17429 | 16 | 0.22454
50434 | 3.64 | 1 | 365 | 4.1612 | 0.34148 | 4 | 0.50266
50262 | 3.18 | 1 | 365 | 3.6353 | 0.28734 | 3 | 0.92265
54895 | 5.2 | 1 | 365 | 5.9445 | 0.9164 | 6 | 0.86094
54803 | 8.215 | 1 | 365 | 9.3912 | 0.82563 | 10 | 0.21685
54786 | 3.12 | 1 | 365 | 3.5667 | 0.14984 | 3 | 0.71656
54869 | 8.32 | 1 | 365 | 9.5113 | 0.066245 | 9 | 0.5775
54798 | 8.84 | 1 | 365 | 10.1057 | 0.25789 | 10 | 0.3636
54704 | 6.24 | 1 | 365 | 7.1334 | 0.29968 | 7 | 0.43313
54752 | 6.24 | 1 | 365 | 7.1334 | 0.29968 | 7 | 0.43313
54701 | 7.395 | 1 | 365 | 8.4538 | 0.9465 | 9 | 0.40032
54730 | 7.28 | 1 | 365 | 8.3224 | 0.68296 | 9 | 0.0053149
39658 | 7.8 | 1 | 365 | 8.9168 | 0.8746 | 9 | 0.79141
39534 | 8.06 | 1 | 365 | 9.214 | 0.47042 | 9 | 0.68446
50354 | 4.94 | 1 | 365 | 5.6473 | 0.32058 | 5 | 0.96789
41932 | 5.98 | 1 | 365 | 6.8362 | 0.70386 | 7 | 0.54008
45687 | 2.55 | 1 | 365 | 2.9151 | 0.84362 | 3 | 0.75873
39245 | 11.44 | 1 | 365 | 13.078 | 0.21609 | 13 | 0.29407
50608 | 21.84 | 1 | 365 | 24.9671 | 0.048893 | 25 | 0.015945
45865 | 5.94 | 1 | 365 | 6.7905 | 0.6122 | 7 | 0.40269
40545 | 14.3 | 1 | 365 | 16.3475 | 0.77011 | 17 | 0.11758
47473 | 7.28 | 1 | 365 | 8.3224 | 0.68296 | 9 | 0.0053149
50410 | 10.335 | 1 | 365 | 11.8148 | 0.68385 | 12 | 0.49862
39417 | 5.83 | 1 | 365 | 6.6647 | 0.36012 | 7 | 0.024861
54871 | 4.505 | 1 | 365 | 5.15 | 0.32373 | 5 | 0.47376
54742 | 8.415 | 1 | 365 | 9.6199 | 0.28395 | 9 | 0.90381
54795 | 6.885 | 1 | 365 | 7.8708 | 0.77778 | 8 | 0.64857
54827 | 6.625 | 1 | 365 | 7.5736 | 0.18196 | 7 | 0.75552
54695 | 7.14 | 1 | 365 | 8.1623 | 0.36214 | 8 | 0.52444
54812 | 8.84 | 1 | 365 | 10.1057 | 0.25789 | 10 | 0.3636
54884 | 5.1 | 1 | 365 | 5.8302 | 0.68724 | 6 | 0.51746
54691 | 4.08 | 1 | 365 | 4.6642 | 0.34979 | 5 | 0.013968
54935 | 8.84 | 1 | 365 | 10.1057 | 0.25789 | 10 | 0.3636
54953 | 5.98 | 1 | 365 | 6.8362 | 0.70386 | 7 | 0.54008
54678 | 2.34 | 1 | 365 | 2.675 | 0.36238 | 3 | 0.037423
54683 | 2.805 | 1 | 365 | 3.2066 | 0.42798 | 3 | 0.6346
54668 | 11.475 | 1 | 365 | 13.118 | 0.29629 | 13 | 0.41428
54671 | 10.965 | 1 | 365 | 12.535 | 0.12757 | 12 | 0.66254
54675 | 7.14 | 1 | 365 | 8.1623 | 0.36214 | 8 | 0.52444
54669 | 7.54 | 1 | 365 | 8.6196 | 0.27878 | 8 | 0.89836
54674 | 9.54 | 1 | 365 | 10.9059 | 0.86202 | 11 | 0.76795
54662 | 8.415 | 1 | 365 | 9.6199 | 0.28395 | 9 | 0.90381
54651 | 8.745 | 1 | 365 | 9.9971 | 0.040182 | 10 | 0.037291
54876 | 8.84 | 1 | 365 | 10.1057 | 0.25789 | 10 | 0.3636
54401 | 4.335 | 1 | 365 | 4.9557 | 0.93416 | 5 | 0.88984
54387 | 9.88 | 1 | 365 | 11.2946 | 0.64117 | 11 | 0.93578
54369 | 3.445 | 1 | 365 | 3.9383 | 0.89462 | 4 | 0.83287
54368 | 7.65 | 1 | 365 | 8.7453 | 0.53086 | 9 | 0.27619
54375 | 11.66 | 1 | 365 | 13.3295 | 0.72024 | 14 | 0.049721
54381 | 2.295 | 1 | 365 | 2.6236 | 0.25926 | 2 | 0.88286
54456 | 4.16 | 1 | 365 | 4.7556 | 0.53312 | 5 | 0.28875
54483 | 7.95 | 1 | 365 | 9.0883 | 0.21835 | 9 | 0.30663
54466 | 6.5 | 1 | 365 | 7.4307 | 0.8955 | 8 | 0.32617
54455 | 10.71 | 1 | 365 | 12.2435 | 0.54321 | 12 | 0.78667
54454 | 5.1 | 1 | 365 | 5.8302 | 0.68724 | 6 | 0.51746
54452 | 10.2 | 1 | 365 | 11.6604 | 0.37448 | 12 | 0.034919
54451 | 11.73 | 1 | 365 | 13.4095 | 0.88066 | 14 | 0.29016
54448 | 6.5 | 1 | 365 | 7.4307 | 0.8955 | 8 | 0.32617
54443 | 4.845 | 1 | 365 | 5.5387 | 0.10288 | 5 | 0.64159
54446 | 7.65 | 1 | 365 | 8.7453 | 0.53086 | 9 | 0.27619
54442 | 8.06 | 1 | 365 | 9.214 | 0.47042 | 9 | 0.68446
54490 | 7.14 | 1 | 365 | 8.1623 | 0.36214 | 8 | 0.52444
54437 | 4.16 | 1 | 365 | 4.7556 | 0.53312 | 5 | 0.28875
54576 | 14.045 | 1 | 365 | 16.056 | 0.18575 | 16 | 0.24171
54605 | 4.08 | 1 | 365 | 4.6642 | 0.34979 | 5 | 0.013968
54606 | 5.61 | 1 | 365 | 6.4132 | 0.85597 | 7 | 0.26921
54584 | 5.865 | 1 | 365 | 6.7048 | 0.44033 | 7 | 0.14508
54601 | 7.54 | 1 | 365 | 8.6196 | 0.27878 | 8 | 0.89836
47489 | 5.6 | 1 | 365 | 6.4018 | 0.83305 | 7 | 0.23486
54589 | 5.865 | 1 | 365 | 6.7048 | 0.44033 | 7 | 0.14508
54513 | 4.845 | 1 | 365 | 5.5387 | 0.10288 | 5 | 0.64159
54575 | 10.4 | 1 | 365 | 11.8891 | 0.83281 | 12 | 0.72188
54504 | 8.415 | 1 | 365 | 9.6199 | 0.28395 | 9 | 0.90381
54607 | 8.37 | 1 | 365 | 9.5684 | 0.18083 | 9 | 0.74924
54573 | 6.625 | 1 | 365 | 7.5736 | 0.18196 | 7 | 0.75552
54535 | 8.415 | 1 | 365 | 9.6199 | 0.28395 | 9 | 0.90381
54491 | 4.59 | 1 | 365 | 5.2472 | 0.51852 | 5 | 0.76571
54500 | 5.2 | 1 | 365 | 5.9445 | 0.9164 | 6 | 0.86094
54586 | 8.32 | 1 | 365 | 9.5113 | 0.066245 | 9 | 0.5775
54501 | 10.66 | 1 | 365 | 12.1863 | 0.42863 | 12 | 0.61493
54581 | 10.66 | 1 | 365 | 12.1863 | 0.42863 | 12 | 0.61493
54578 | 5.865 | 1 | 365 | 6.7048 | 0.44033 | 7 | 0.14508
54572 | 3.315 | 1 | 365 | 3.7896 | 0.59671 | 4 | 0.38635
54555 | 6.12 | 1 | 365 | 6.9963 | 0.02469 | 7 | 0.020952
54361 | 5.865 | 1 | 365 | 6.7048 | 0.44033 | 7 | 0.14508
54404 | 14.025 | 1 | 365 | 16.0331 | 0.13991 | 16 | 0.17301
54553 | 5.1 | 1 | 365 | 5.8302 | 0.68724 | 6 | 0.51746
54625 | 5.1 | 1 | 365 | 5.8302 | 0.68724 | 6 | 0.51746
54633 | 7.65 | 1 | 365 | 8.7453 | 0.53086 | 9 | 0.27619
50288 | 8.925 | 1 | 365 | 10.2029 | 0.45267 | 10 | 0.65555
50366 | 8.32 | 1 | 365 | 9.5113 | 0.066245 | 9 | 0.5775
40902 | 8.32 | 1 | 365 | 9.5113 | 0.066245 | 9 | 0.5775
38564 | 10.4 | 1 | 365 | 11.8891 | 0.83281 | 12 | 0.72188
54355 | 7.14 | 1 | 365 | 8.1623 | 0.36214 | 8 | 0.52444
54363 | 7.14 | 1 | 365 | 8.1623 | 0.36214 | 8 | 0.52444
54398 | 5.61 | 1 | 365 | 6.4132 | 0.85597 | 7 | 0.26921
54406 | 6.885 | 1 | 365 | 7.8708 | 0.77778 | 8 | 0.64857
54418 | 5.83 | 1 | 365 | 6.6647 | 0.36012 | 7 | 0.024861
54428 | 14.025 | 1 | 365 | 16.0331 | 0.13991 | 16 | 0.17301
54613 | 9.275 | 1 | 365 | 10.603 | 0.25474 | 10 | 0.85773
54612 | 9.36 | 1 | 365 | 10.7002 | 0.44953 | 11 | 0.14969
54620 | 5.61 | 1 | 365 | 6.4132 | 0.85597 | 7 | 0.26921
54623 | 3.12 | 1 | 365 | 3.5667 | 0.14984 | 3 | 0.71656
54626 | 9.18 | 1 | 365 | 10.4944 | 0.037035 | 10 | 0.53143
54628 | 4.42 | 1 | 365 | 5.0529 | 0.12894 | 5 | 0.1818
54632 | 14.025 | 1 | 365 | 16.0331 | 0.13991 | 16 | 0.17301
54642 | 7.155 | 1 | 365 | 8.1795 | 0.39651 | 8 | 0.57597
54647 | 3.18 | 1 | 365 | 3.6353 | 0.28734 | 3 | 0.92265
54655 | 4.59 | 1 | 365 | 5.2472 | 0.51852 | 5 | 0.76571
54661 | 4.24 | 1 | 365 | 4.8471 | 0.71645 | 5 | 0.56354
54663 | 8.415 | 1 | 365 | 9.6199 | 0.28395 | 9 | 0.90381
54887 | 10.865 | 1 | 365 | 12.4207 | 0.89841 | 13 | 0.31906
54949 | 5.2 | 1 | 365 | 5.9445 | 0.9164 | 6 | 0.86094
17423 | 5.72 | 1 | 365 | 6.539 | 0.10804 | 6 | 0.64703
31492 | 3.64 | 1 | 365 | 4.1612 | 0.34148 | 4 | 0.50266
54885 | 13 | 1 | 365 | 14.8613 | 0.79101 | 15 | 0.65235
27351 | 3.38 | 1 | 365 | 3.8639 | 0.74566 | 4 | 0.60961
26711 | 8.58 | 1 | 365 | 9.8085 | 0.66207 | 10 | 0.47055
54847 | 7.28 | 1 | 365 | 8.3224 | 0.68296 | 9 | 0.0053149
22050 | 3.825 | 1 | 365 | 4.3727 | 0.76543 | 5 | 0.13809
54296 | 9.39 | 1 | 365 | 10.7345 | 0.51827 | 11 | 0.25273
54842 | 7.54 | 1 | 365 | 8.6196 | 0.27878 | 8 | 0.89836
27468 | 4.59 | 1 | 365 | 5.2472 | 0.51852 | 5 | 0.76571
24425 | 8.58 | 1 | 365 | 9.8085 | 0.66207 | 10 | 0.47055
54179 | 9.1 | 1 | 365 | 10.4029 | 0.85371 | 11 | 0.25664
54261 | 9.88 | 1 | 365 | 11.2946 | 0.64117 | 11 | 0.93578
54919 | 6.9 | 1 | 365 | 7.8879 | 0.81215 | 8 | 0.70009
34400 | 3.9 | 1 | 365 | 4.4584 | 0.9373 | 5 | 0.3957
54182 | 5.72 | 1 | 365 | 6.539 | 0.10804 | 6 | 0.64703
54335 | 4.68 | 1 | 365 | 5.3501 | 0.72476 | 6 | 0.074845
38774 | 5.98 | 1 | 365 | 6.8362 | 0.70386 | 7 | 0.54008
38879 | 3.9 | 1 | 365 | 4.4584 | 0.9373 | 5 | 0.3957
54083 | 9.62 | 1 | 365 | 10.9974 | 0.045346 | 11 | 0.042738
54226 | 13 | 1 | 365 | 14.8613 | 0.79101 | 15 | 0.65235
52029 | 8.84 | 1 | 365 | 10.1057 | 0.25789 | 10 | 0.3636
52518 | 8.58 | 1 | 365 | 9.8085 | 0.66207 | 10 | 0.47055
53345 | 6.76 | 1 | 365 | 7.7279 | 0.49132 | 8 | 0.21922
53811 | 8.84 | 1 | 365 | 10.1057 | 0.25789 | 10 | 0.3636
31910 | 5.46 | 1 | 365 | 6.2418 | 0.51222 | 6 | 0.75399
54205 | 8.06 | 1 | 365 | 9.214 | 0.47042 | 9 | 0.68446
54245 | 9.1 | 1 | 365 | 10.4029 | 0.85371 | 11 | 0.25664
54214 | 4.94 | 1 | 365 | 5.6473 | 0.32058 | 5 | 0.96789
54234 | 4.68 | 1 | 365 | 5.3501 | 0.72476 | 6 | 0.074845
54247 | 3.9 | 1 | 365 | 4.4584 | 0.9373 | 5 | 0.3957
54262 | 7.02 | 1 | 365 | 8.0251 | 0.087144 | 8 | 0.11227
54357 | 3.12 | 1 | 365 | 3.5667 | 0.14984 | 3 | 0.71656
54366 | 4.68 | 1 | 365 | 5.3501 | 0.72476 | 6 | 0.074845
54377 | 3.12 | 1 | 365 | 3.5667 | 0.14984 | 3 | 0.71656
54693 | 3.12 | 1 | 365 | 3.5667 | 0.14984 | 3 | 0.71656
52886 | 6.76 | 1 | 365 | 7.7279 | 0.49132 | 8 | 0.21922
53358 | 7.54 | 1 | 365 | 8.6196 | 0.27878 | 8 | 0.89836
54421 | 7.54 | 1 | 365 | 8.6196 | 0.27878 | 8 | 0.89836
54133 | 6.24 | 1 | 365 | 7.1334 | 0.29968 | 7 | 0.43313
54122 | 3.12 | 1 | 365 | 3.5667 | 0.14984 | 3 | 0.71656
54082 | 3.12 | 1 | 365 | 3.5667 | 0.14984 | 3 | 0.71656
53929 | 5.72 | 1 | 365 | 6.539 | 0.10804 | 6 | 0.64703
54689 | 4.16 | 1 | 365 | 4.7556 | 0.53312 | 5 | 0.28875
52815 | 7.54 | 1 | 365 | 8.6196 | 0.27878 | 8 | 0.89836
54266 | 9.36 | 1 | 365 | 10.7002 | 0.44953 | 11 | 0.14969
54753 | 5.98 | 1 | 365 | 6.8362 | 0.70386 | 7 | 0.54008
54748 | 7.28 | 1 | 365 | 8.3224 | 0.68296 | 9 | 0.0053149
54737 | 6.76 | 1 | 365 | 7.7279 | 0.49132 | 8 | 0.21922
52207 | 3.12 | 1 | 365 | 3.5667 | 0.14984 | 3 | 0.71656
51725 | 3.38 | 1 | 365 | 3.8639 | 0.74566 | 4 | 0.60961
54811 | 3.38 | 1 | 365 | 3.8639 | 0.74566 | 4 | 0.60961
53864 | 5.98 | 1 | 365 | 6.8362 | 0.70386 | 7 | 0.54008
31940 | 7.54 | 1 | 365 | 8.6196 | 0.27878 | 8 | 0.89836
54747 | 9.88 | 1 | 365 | 11.2946 | 0.64117 | 11 | 0.93578
44092 | 8.06 | 1 | 365 | 9.214 | 0.47042 | 9 | 0.68446
28251 | 9.62 | 1 | 365 | 10.9974 | 0.045346 | 11 | 0.042738
47375 | 13.005 | 1 | 365 | 14.8671 | 0.80247 | 15 | 0.66952
34668 | 303.6 | 0.9 | 365 | 312.3625 | 0.16116 | 312 | 0.52366
53689 | 5.4 | 1 | 365 | 6.1732 | 0.37473 | 6 | 0.5479
29759 | 12 | 1 | 365 | 13.7182 | 0.49939 | 14 | 0.21755
52142 | 9.36 | 1 | 365 | 10.7002 | 0.44953 | 11 | 0.14969
54856 | 4.68 | 1 | 365 | 5.3501 | 0.72476 | 6 | 0.074845
32787 | 6.24 | 1 | 365 | 7.1334 | 0.29968 | 7 | 0.43313
52554 | 11.7 | 1 | 365 | 13.3752 | 0.81191 | 14 | 0.18711
54813 | 8.32 | 1 | 365 | 9.5113 | 0.066245 | 9 | 0.5775
54860 | 5.72 | 1 | 365 | 6.539 | 0.10804 | 6 | 0.64703
54738 | 7.02 | 1 | 365 | 8.0251 | 0.087144 | 8 | 0.11227
53810 | 5.98 | 1 | 365 | 6.8362 | 0.70386 | 7 | 0.54008
54304 | 8.32 | 1 | 365 | 9.5113 | 0.066245 | 9 | 0.5775
54673 | 8.32 | 1 | 365 | 9.5113 | 0.066245 | 9 | 0.5775
53579 | 3.9 | 1 | 365 | 4.4584 | 0.9373 | 5 | 0.3957
54818 | 5.46 | 1 | 365 | 6.2418 | 0.51222 | 6 | 0.75399
53679 | 6.76 | 1 | 365 | 7.7279 | 0.49132 | 8 | 0.21922
53386 | 8.06 | 1 | 365 | 9.214 | 0.47042 | 9 | 0.68446
26934 | 3.12 | 1 | 365 | 3.5667 | 0.14984 | 3 | 0.71656
53452 | 11.96 | 1 | 365 | 13.6724 | 0.40773 | 14 | 0.08016
54740 | 8.06 | 1 | 365 | 9.214 | 0.47042 | 9 | 0.68446
54757 | 3.38 | 1 | 365 | 3.8639 | 0.74566 | 4 | 0.60961
54796 | 8.58 | 1 | 365 | 9.8085 | 0.66207 | 10 | 0.47055
54857 | 4.68 | 1 | 365 | 5.3501 | 0.72476 | 6 | 0.074845
54817 | 3.64 | 1 | 365 | 4.1612 | 0.34148 | 4 | 0.50266
54826 | 7.28 | 1 | 365 | 8.3224 | 0.68296 | 9 | 0.0053149
54832 | 8.58 | 1 | 365 | 9.8085 | 0.66207 | 10 | 0.47055
54829 | 7.02 | 1 | 365 | 8.0251 | 0.087144 | 8 | 0.11227
22417 | 4.94 | 1 | 365 | 5.6473 | 0.32058 | 5 | 0.96789
54768 | 5.2 | 1 | 365 | 5.9445 | 0.9164 | 6 | 0.86094
54849 | 3.12 | 1 | 365 | 3.5667 | 0.14984 | 3 | 0.71656
55023 | 3.64 | 1 | 365 | 4.1612 | 0.34148 | 4 | 0.50266
54362 | 6.76 | 1 | 365 | 7.7279 | 0.49132 | 8 | 0.21922
54968 | 7.8 | 1 | 365 | 8.9168 | 0.8746 | 9 | 0.79141
54844 | 10.66 | 1 | 365 | 12.1863 | 0.42863 | 12 | 0.61493
52523 | 8.84 | 1 | 365 | 10.1057 | 0.25789 | 10 | 0.3636
53214 | 5.2 | 1 | 365 | 5.9445 | 0.9164 | 6 | 0.86094
54837 | 4.16 | 1 | 365 | 4.7556 | 0.53312 | 5 | 0.28875
54977 | 5.2 | 1 | 365 | 5.9445 | 0.9164 | 6 | 0.86094
54933 | 11.44 | 1 | 365 | 13.078 | 0.21609 | 13 | 0.29407
54971 | 13.78 | 1 | 365 | 15.753 | 0.57847 | 16 | 0.33149
54828 | 3.64 | 1 | 365 | 4.1612 | 0.34148 | 4 | 0.50266
54834 | 9.1 | 1 | 365 | 10.4029 | 0.85371 | 11 | 0.25664
54964 | 5.72 | 1 | 365 | 6.539 | 0.10804 | 6 | 0.64703
53054 | 9.88 | 1 | 365 | 11.2946 | 0.64117 | 11 | 0.93578
53033 | 2.86 | 1 | 365 | 3.2695 | 0.55402 | 3 | 0.82352
33787 | 5.46 | 1 | 365 | 6.2418 | 0.51222 | 6 | 0.75399
53462 | 5.72 | 1 | 365 | 6.539 | 0.10804 | 6 | 0.64703
54930 | 7.02 | 1 | 365 | 8.0251 | 0.087144 | 8 | 0.11227
53676 | 9.62 | 1 | 365 | 10.9974 | 0.045346 | 11 | 0.042738
54043 | 9.36 | 1 | 365 | 10.7002 | 0.44953 | 11 | 0.14969
55097 | 4.16 | 1 | 365 | 4.7556 | 0.53312 | 5 | 0.28875
53892 | 5.2 | 1 | 365 | 5.9445 | 0.9164 | 6 | 0.86094
54973 | 7.54 | 1 | 365 | 8.6196 | 0.27878 | 8 | 0.89836
54218 | 13.26 | 1 | 365 | 15.1586 | 0.38683 | 15 | 0.54539
52820 | 3.9 | 1 | 365 | 4.4584 | 0.9373 | 5 | 0.3957
53699 | 8.84 | 1 | 365 | 10.1057 | 0.25789 | 10 | 0.3636
53078 | 3.12 | 1 | 365 | 3.5667 | 0.14984 | 3 | 0.71656
53517 | 7.8 | 1 | 365 | 8.9168 | 0.8746 | 9 | 0.79141
44679 | 12.74 | 1 | 365 | 14.5641 | 0.19519 | 14 | 0.7593
54918 | 2.86 | 1 | 365 | 3.2695 | 0.55402 | 3 | 0.82352
52783 | 3.9 | 1 | 365 | 4.4584 | 0.9373 | 5 | 0.3957
32409 | 5.2 | 1 | 365 | 5.9445 | 0.9164 | 6 | 0.86094
52758 | 7.28 | 1 | 365 | 8.3224 | 0.68296 | 9 | 0.0053149
52100 | 2.34 | 1 | 365 | 2.675 | 0.36238 | 3 | 0.037423
53027 | 4.42 | 1 | 365 | 5.0529 | 0.12894 | 5 | 0.1818
52088 | 2.86 | 1 | 365 | 3.2695 | 0.55402 | 3 | 0.82352
53831 | 14.3 | 1 | 365 | 16.3475 | 0.77011 | 17 | 0.11758
54391 | 3.12 | 1 | 365 | 3.5667 | 0.14984 | 3 | 0.71656
52259 | 3.9 | 1 | 365 | 4.4584 | 0.9373 | 5 | 0.3957
51914 | 3.64 | 1 | 365 | 4.1612 | 0.34148 | 4 | 0.50266
53537 | 3.9 | 1 | 365 | 4.4584 | 0.9373 | 5 | 0.3957
53110 | 9.435 | 1 | 365 | 10.7859 | 0.6214 | 11 | 0.4073
48652 | 3.38 | 1 | 365 | 3.8639 | 0.74566 | 4 | 0.60961
53112 | 8.925 | 1 | 365 | 10.2029 | 0.45267 | 10 | 0.65555
52529 | 6.5 | 1 | 365 | 7.4307 | 0.8955 | 8 | 0.32617
55082 | 10.4 | 1 | 365 | 11.8891 | 0.83281 | 12 | 0.72188
52770 | 4.68 | 1 | 365 | 5.3501 | 0.72476 | 6 | 0.074845
53467 | 8.06 | 1 | 365 | 9.214 | 0.47042 | 9 | 0.68446
54165 | 5.46 | 1 | 365 | 6.2418 | 0.51222 | 6 | 0.75399
53424 | 6.5 | 1 | 365 | 7.4307 | 0.8955 | 8 | 0.32617
53964 | 7.8 | 1 | 365 | 8.9168 | 0.8746 | 9 | 0.79141
53352 | 10.4 | 1 | 365 | 11.8891 | 0.83281 | 12 | 0.72188
54121 | 15.08 | 1 | 365 | 17.2392 | 0.55757 | 17 | 0.79672
48739 | 5.46 | 1 | 365 | 6.2418 | 0.51222 | 6 | 0.75399
53348 | 5.2 | 1 | 365 | 5.9445 | 0.9164 | 6 | 0.86094
53980 | 9.88 | 1 | 365 | 11.2946 | 0.64117 | 11 | 0.93578
48768 | 9.88 | 1 | 365 | 11.2946 | 0.64117 | 11 | 0.93578
52078 | 8.06 | 1 | 365 | 9.214 | 0.47042 | 9 | 0.68446
48596 | 7.8 | 1 | 365 | 8.9168 | 0.8746 | 9 | 0.79141
54249 | 5.2 | 1 | 365 | 5.9445 | 0.9164 | 6 | 0.86094
53465 | 7.02 | 1 | 365 | 8.0251 | 0.087144 | 8 | 0.11227
52788 | 4.94 | 1 | 365 | 5.6473 | 0.32058 | 5 | 0.96789
55154 | 5.46 | 1 | 365 | 6.2418 | 0.51222 | 6 | 0.75399
52080 | 7.02 | 1 | 365 | 8.0251 | 0.087144 | 8 | 0.11227
52299 | 6.24 | 1 | 365 | 7.1334 | 0.29968 | 7 | 0.43313
51780 | 6.24 | 1 | 365 | 7.1334 | 0.29968 | 7 | 0.43313
51860 | 12.48 | 1 | 365 | 14.2669 | 0.59937 | 14 | 0.86625
51742 | 7.28 | 1 | 365 | 8.3224 | 0.68296 | 9 | 0.0053149
53580 | 10.4 | 1 | 365 | 11.8891 | 0.83281 | 12 | 0.72188
29202 | 3.64 | 1 | 365 | 4.1612 | 0.34148 | 4 | 0.50266
32949 | 7.2 | 1 | 365 | 8.2309 | 0.49964 | 8 | 0.73053
50132 | 7.98 | 1 | 365 | 9.1226 | 0.2871 | 9 | 0.40967
54167 | 2.6 | 1 | 365 | 2.9723 | 0.9582 | 3 | 0.93047
52511 | 7.02 | 1 | 365 | 8.0251 | 0.087144 | 8 | 0.11227
52819 | 8.84 | 1 | 365 | 10.1057 | 0.25789 | 10 | 0.3636
53982 | 4.68 | 1 | 365 | 5.3501 | 0.72476 | 6 | 0.074845
53072 | 5.98 | 1 | 365 | 6.8362 | 0.70386 | 7 | 0.54008
54994 | 6.76 | 1 | 365 | 7.7279 | 0.49132 | 8 | 0.21922
53322 | 13 | 1 | 365 | 14.8613 | 0.79101 | 15 | 0.65235
54271 | 4.94 | 1 | 365 | 5.6473 | 0.32058 | 5 | 0.96789
54075 | 4.94 | 1 | 365 | 5.6473 | 0.32058 | 5 | 0.96789
53850 | 5.98 | 1 | 365 | 6.8362 | 0.70386 | 7 | 0.54008
53572 | 3.38 | 1 | 365 | 3.8639 | 0.74566 | 4 | 0.60961
54135 | 4.68 | 1 | 365 | 5.3501 | 0.72476 | 6 | 0.074845
53772 | 5.2 | 1 | 365 | 5.9445 | 0.9164 | 6 | 0.86094
53059 | 4.94 | 1 | 365 | 5.6473 | 0.32058 | 5 | 0.96789
52549 | 5.72 | 1 | 365 | 6.539 | 0.10804 | 6 | 0.64703
55155 | 6.76 | 1 | 365 | 7.7279 | 0.49132 | 8 | 0.21922
27430 | 6.375 | 1 | 365 | 7.2878 | 0.60905 | 7 | 0.89682
54937 | 7.54 | 1 | 365 | 8.6196 | 0.27878 | 8 | 0.89836
29201 | 7.28 | 1 | 365 | 8.3224 | 0.68296 | 9 | 0.0053149
41197 | 15.34 | 1 | 365 | 17.5364 | 0.15339 | 17 | 0.68977
31422 | 5.98 | 1 | 365 | 6.8362 | 0.70386 | 7 | 0.54008
49216 | 8.58 | 1 | 365 | 9.8085 | 0.66207 | 10 | 0.47055
55148 | 11.18 | 1 | 365 | 12.7808 | 0.62027 | 13 | 0.40102
54932 | 5.3 | 1 | 365 | 6.0589 | 0.14556 | 6 | 0.20442
55203 | 8.58 | 1 | 365 | 9.8085 | 0.66207 | 10 | 0.47055
53923 | 6.76 | 1 | 365 | 7.7279 | 0.49132 | 8 | 0.21922
50888 | 4.68 | 1 | 365 | 5.3501 | 0.72476 | 6 | 0.074845
23858 | 10.92 | 1 | 365 | 12.4835 | 0.024447 | 12 | 0.50797
44675 | 152.75 | 0.9 | 365 | 157.1587 | 0.03991 | 157 | 0.19858
54254 | 13 | 1 | 365 | 14.8613 | 0.79101 | 15 | 0.65235
53053 | 3.9 | 1 | 365 | 4.4584 | 0.9373 | 5 | 0.3957
52533 | 3.9 | 1 | 365 | 4.4584 | 0.9373 | 5 | 0.3957
33825 | 5.46 | 1 | 365 | 6.2418 | 0.51222 | 6 | 0.75399
48450 | 10.14 | 1 | 365 | 11.5918 | 0.23699 | 11 | 0.82883
53849 | 5.2 | 1 | 365 | 5.9445 | 0.9164 | 6 | 0.86094
53205 | 4.16 | 1 | 365 | 4.7556 | 0.53312 | 5 | 0.28875
54275 | 8.06 | 1 | 365 | 9.214 | 0.47042 | 9 | 0.68446
33784 | 5.2 | 1 | 365 | 5.9445 | 0.9164 | 6 | 0.86094
52986 | 4.94 | 1 | 365 | 5.6473 | 0.32058 | 5 | 0.96789
54280 | 5.72 | 1 | 365 | 6.539 | 0.10804 | 6 | 0.64703
53321 | 7.54 | 1 | 365 | 8.6196 | 0.27878 | 8 | 0.89836
53377 | 11.7 | 1 | 365 | 13.3752 | 0.81191 | 14 | 0.18711
39040 | 5.72 | 1 | 365 | 6.539 | 0.10804 | 6 | 0.64703
54841 | 14.3 | 1 | 365 | 16.3475 | 0.77011 | 17 | 0.11758
19919 | 8.84 | 1 | 365 | 10.1057 | 0.25789 | 10 | 0.3636
52263 | 11.96 | 1 | 365 | 13.6724 | 0.40773 | 14 | 0.08016
54820 | 8.84 | 1 | 365 | 10.1057 | 0.25789 | 10 | 0.3636
42896 | 7.28 | 1 | 365 | 8.3224 | 0.68296 | 9 | 0.0053149
27550 | 10.965 | 1 | 365 | 12.535 | 0.12757 | 12 | 0.66254
17643 | 3.57 | 1 | 365 | 4.0812 | 0.18107 | 4 | 0.26222
25014 | 5.72 | 1 | 365 | 6.539 | 0.10804 | 6 | 0.64703
54929 | 9.01 | 1 | 365 | 10.3001 | 0.64746 | 10 | 0.94751
54162 | 5.46 | 1 | 365 | 6.2418 | 0.51222 | 6 | 0.75399
53773 | 4.16 | 1 | 365 | 4.7556 | 0.53312 | 5 | 0.28875
54975 | 5.98 | 1 | 365 | 6.8362 | 0.70386 | 7 | 0.54008
55055 | 4.68 | 1 | 365 | 5.3501 | 0.72476 | 6 | 0.074845
54132 | 13 | 1 | 365 | 14.8613 | 0.79101 | 15 | 0.65235
37416 | 7.54 | 1 | 365 | 8.6196 | 0.27878 | 8 | 0.89836
54944 | 5.72 | 1 | 365 | 6.539 | 0.10804 | 6 | 0.64703
53427 | 5.98 | 1 | 365 | 6.8362 | 0.70386 | 7 | 0.54008
52985 | 6.24 | 1 | 365 | 7.1334 | 0.29968 | 7 | 0.43313
52091 | 5.46 | 1 | 365 | 6.2418 | 0.51222 | 6 | 0.75399
52234 | 8.06 | 1 | 365 | 9.214 | 0.47042 | 9 | 0.68446
53692 | 8.32 | 1 | 365 | 9.5113 | 0.066245 | 9 | 0.5775
54839 | 3.12 | 1 | 365 | 3.5667 | 0.14984 | 3 | 0.71656
53126 | 9.36 | 1 | 365 | 10.7002 | 0.44953 | 11 | 0.14969
54251 | 11.7 | 1 | 365 | 13.3752 | 0.81191 | 14 | 0.18711
54880 | 4.42 | 1 | 365 | 5.0529 | 0.12894 | 5 | 0.1818
52834 | 15.08 | 1 | 365 | 17.2392 | 0.55757 | 17 | 0.79672
54981 | 5.98 | 1 | 365 | 6.8362 | 0.70386 | 7 | 0.54008
53650 | 10.14 | 1 | 365 | 11.5918 | 0.23699 | 11 | 0.82883
31874 | 7.28 | 1 | 365 | 8.3224 | 0.68296 | 9 | 0.0053149
54293 | 13 | 1 | 365 | 14.8613 | 0.79101 | 15 | 0.65235
21786 | 3.64 | 1 | 365 | 4.1612 | 0.34148 | 4 | 0.50266
32539 | 7.54 | 1 | 365 | 8.6196 | 0.27878 | 8 | 0.89836
55030 | 3.64 | 1 | 365 | 4.1612 | 0.34148 | 4 | 0.50266
53325 | 8.06 | 1 | 365 | 9.214 | 0.47042 | 9 | 0.68446
55021 | 4.68 | 1 | 365 | 5.3501 | 0.72476 | 6 | 0.074845
54250 | 6.24 | 1 | 365 | 7.1334 | 0.29968 | 7 | 0.43313
53549 | 6.76 | 1 | 365 | 7.7279 | 0.49132 | 8 | 0.21922
52988 | 3.9 | 1 | 365 | 4.4584 | 0.9373 | 5 | 0.3957
53621 | 4.42 | 1 | 365 | 5.0529 | 0.12894 | 5 | 0.1818
32202 | 4.16 | 1 | 365 | 4.7556 | 0.53312 | 5 | 0.28875
54905 | 8.32 | 1 | 365 | 9.5113 | 0.066245 | 9 | 0.5775
29864 | 9.62 | 1 | 365 | 10.9974 | 0.045346 | 11 | 0.042738
53993 | 4.16 | 1 | 365 | 4.7556 | 0.53312 | 5 | 0.28875
52882 | 8.06 | 1 | 365 | 9.214 | 0.47042 | 9 | 0.68446
53510 | 9.36 | 1 | 365 | 10.7002 | 0.44953 | 11 | 0.14969
54985 | 15.08 | 1 | 365 | 17.2392 | 0.55757 | 17 | 0.79672
54125 | 4.16 | 1 | 365 | 4.7556 | 0.53312 | 5 | 0.28875
55018 | 4.94 | 1 | 365 | 5.6473 | 0.32058 | 5 | 0.96789
52922 | 5.98 | 1 | 365 | 6.8362 | 0.70386 | 7 | 0.54008
52126 | 6.76 | 1 | 365 | 7.7279 | 0.49132 | 8 | 0.21922
53927 | 5.46 | 1 | 365 | 6.2418 | 0.51222 | 6 | 0.75399
54229 | 6.24 | 1 | 365 | 7.1334 | 0.29968 | 7 | 0.43313
52977 | 7.8 | 1 | 365 | 8.9168 | 0.8746 | 9 | 0.79141
55037 | 6.24 | 1 | 365 | 7.1334 | 0.29968 | 7 | 0.43313
54941 | 5.98 | 1 | 365 | 6.8362 | 0.70386 | 7 | 0.54008
53761 | 6.24 | 1 | 365 | 7.1334 | 0.29968 | 7 | 0.43313
55086 | 4.94 | 1 | 365 | 5.6473 | 0.32058 | 5 | 0.96789
54969 | 4.68 | 1 | 365 | 5.3501 | 0.72476 | 6 | 0.074845
43703 | 5.46 | 1 | 365 | 6.2418 | 0.51222 | 6 | 0.75399
52605 | 3.38 | 1 | 365 | 3.8639 | 0.74566 | 4 | 0.60961
54407 | 5.2 | 1 | 365 | 5.9445 | 0.9164 | 6 | 0.86094
52421 | 4.94 | 1 | 365 | 5.6473 | 0.32058 | 5 | 0.96789
53114 | 7.54 | 1 | 365 | 8.6196 | 0.27878 | 8 | 0.89836
52817 | 7.28 | 1 | 365 | 8.3224 | 0.68296 | 9 | 0.0053149
53113 | 11.18 | 1 | 365 | 12.7808 | 0.62027 | 13 | 0.40102
54216 | 16.64 | 1 | 365 | 19.0225 | 0.13249 | 19 | 0.15501
52996 | 5.46 | 1 | 365 | 6.2418 | 0.51222 | 6 | 0.75399
30004 | 5.46 | 1 | 365 | 6.2418 | 0.51222 | 6 | 0.75399
54945 | 8.32 | 1 | 365 | 9.5113 | 0.066245 | 9 | 0.5775
30005 | 8.32 | 1 | 365 | 9.5113 | 0.066245 | 9 | 0.5775
54233 | 6.24 | 1 | 365 | 7.1334 | 0.29968 | 7 | 0.43313
32113 | 8.06 | 1 | 365 | 9.214 | 0.47042 | 9 | 0.68446
54794 | 10.14 | 1 | 365 | 11.5918 | 0.23699 | 11 | 0.82883
55326 | 12.74 | 1 | 365 | 14.5641 | 0.19519 | 14 | 0.7593
55078 | 6.76 | 1 | 365 | 7.7279 | 0.49132 | 8 | 0.21922
52535 | 6.24 | 1 | 365 | 7.1334 | 0.29968 | 7 | 0.43313
53443 | 3.9 | 1 | 365 | 4.4584 | 0.9373 | 5 | 0.3957
53828 | 8.58 | 1 | 365 | 9.8085 | 0.66207 | 10 | 0.47055
51738 | 8.32 | 1 | 365 | 9.5113 | 0.066245 | 9 | 0.5775
52647 | 5.98 | 1 | 365 | 6.8362 | 0.70386 | 7 | 0.54008
53038 | 6.76 | 1 | 365 | 7.7279 | 0.49132 | 8 | 0.21922
54910 | 5.98 | 1 | 365 | 6.8362 | 0.70386 | 7 | 0.54008
55010 | 5.2 | 1 | 365 | 5.9445 | 0.9164 | 6 | 0.86094
53645 | 4.16 | 1 | 365 | 4.7556 | 0.53312 | 5 | 0.28875
54960 | 5.72 | 1 | 365 | 6.539 | 0.10804 | 6 | 0.64703
55075 | 5.72 | 1 | 365 | 6.539 | 0.10804 | 6 | 0.64703
54845 | 11.18 | 1 | 365 | 12.7808 | 0.62027 | 13 | 0.40102
53647 | 5.98 | 1 | 365 | 6.8362 | 0.70386 | 7 | 0.54008
36654 | 12.22 | 1 | 365 | 13.9697 | 0.0035475 | 13 | 0.97321
52201 | 5.2 | 1 | 365 | 5.9445 | 0.9164 | 6 | 0.86094
53764 | 4.68 | 1 | 365 | 5.3501 | 0.72476 | 6 | 0.074845
55006 | 6.5 | 1 | 365 | 7.4307 | 0.8955 | 8 | 0.32617
53320 | 8.84 | 1 | 365 | 10.1057 | 0.25789 | 10 | 0.3636
53365 | 5.72 | 1 | 365 | 6.539 | 0.10804 | 6 | 0.64703
52762 | 10.4 | 1 | 365 | 11.8891 | 0.83281 | 12 | 0.72188
54991 | 4.94 | 1 | 365 | 5.6473 | 0.32058 | 5 | 0.96789
54079 | 9.36 | 1 | 365 | 10.7002 | 0.44953 | 11 | 0.14969
33952 | 4.94 | 1 | 365 | 5.6473 | 0.32058 | 5 | 0.96789
54047 | 4.68 | 1 | 365 | 5.3501 | 0.72476 | 6 | 0.074845
54057 | 2.6 | 1 | 365 | 2.9723 | 0.9582 | 3 | 0.93047
52852 | 13 | 1 | 365 | 14.8613 | 0.79101 | 15 | 0.65235
54952 | 9.62 | 1 | 365 | 10.9974 | 0.045346 | 11 | 0.042738
55141 | 5.98 | 1 | 365 | 6.8362 | 0.70386 | 7 | 0.54008
53118 | 4.68 | 1 | 365 | 5.3501 | 0.72476 | 6 | 0.074845
52887 | 7.28 | 1 | 365 | 8.3224 | 0.68296 | 9 | 0.0053149
54295 | 7.28 | 1 | 365 | 8.3224 | 0.68296 | 9 | 0.0053149
54959 | 6.24 | 1 | 365 | 7.1334 | 0.29968 | 7 | 0.43313
54938 | 4.68 | 1 | 365 | 5.3501 | 0.72476 | 6 | 0.074845
54907 | 5.98 | 1 | 365 | 6.8362 | 0.70386 | 7 | 0.54008
54954 | 2.6 | 1 | 365 | 2.9723 | 0.9582 | 3 | 0.93047
50577 | 3.9 | 1 | 365 | 4.4584 | 0.9373 | 5 | 0.3957
54225 | 10.14 | 1 | 365 | 11.5918 | 0.23699 | 11 | 0.82883
29633 | 5.46 | 1 | 365 | 6.2418 | 0.51222 | 6 | 0.75399
55140 | 5.2 | 1 | 365 | 5.9445 | 0.9164 | 6 | 0.86094
24246 | 11.96 | 1 | 365 | 13.6724 | 0.40773 | 14 | 0.08016
55081 | 8.84 | 1 | 365 | 10.1057 | 0.25789 | 10 | 0.3636
55333 | 4.68 | 1 | 365 | 5.3501 | 0.72476 | 6 | 0.074845
48685 | 4.42 | 1 | 365 | 5.0529 | 0.12894 | 5 | 0.1818
55339 | 8.32 | 1 | 365 | 9.5113 | 0.066245 | 9 | 0.5775
55059 | 7.905 | 1 | 365 | 9.0368 | 0.11522 | 9 | 0.15206
53818 | 7.28 | 1 | 365 | 8.3224 | 0.68296 | 9 | 0.0053149
55063 | 6.375 | 1 | 365 | 7.2878 | 0.60905 | 7 | 0.89682
53515 | 3.12 | 1 | 365 | 3.5667 | 0.14984 | 3 | 0.71656
55065 | 4.59 | 1 | 365 | 5.2472 | 0.51852 | 5 | 0.76571
49236 | 4.16 | 1 | 365 | 4.7556 | 0.53312 | 5 | 0.28875
55080 | 8.925 | 1 | 365 | 10.2029 | 0.45267 | 10 | 0.65555
55038 | 7.02 | 1 | 365 | 8.0251 | 0.087144 | 8 | 0.11227
53817 | 4.94 | 1 | 365 | 5.6473 | 0.32058 | 5 | 0.96789
55103 | 10.92 | 1 | 365 | 12.4835 | 0.024447 | 12 | 0.50797
53821 | 8.32 | 1 | 365 | 9.5113 | 0.066245 | 9 | 0.5775
55118 | 7.28 | 1 | 365 | 8.3224 | 0.68296 | 9 | 0.0053149
55119 | 4.16 | 1 | 365 | 4.7556 | 0.53312 | 5 | 0.28875
52127 | 7.8 | 1 | 365 | 8.9168 | 0.8746 | 9 | 0.79141
55120 | 5.46 | 1 | 365 | 6.2418 | 0.51222 | 6 | 0.75399
54274 | 3.64 | 1 | 365 | 4.1612 | 0.34148 | 4 | 0.50266
55126 | 4.16 | 1 | 365 | 4.7556 | 0.53312 | 5 | 0.28875
54830 | 6.24 | 1 | 365 | 7.1334 | 0.29968 | 7 | 0.43313
55131 | 4.08 | 1 | 365 | 4.6642 | 0.34979 | 5 | 0.013968
52157 | 3.9 | 1 | 365 | 4.4584 | 0.9373 | 5 | 0.3957
55146 | 6.24 | 1 | 365 | 7.1334 | 0.29968 | 7 | 0.43313
31477 | 11.44 | 1 | 365 | 13.078 | 0.21609 | 13 | 0.29407
55149 | 5.2 | 1 | 365 | 5.9445 | 0.9164 | 6 | 0.86094
53058 | 11.18 | 1 | 365 | 12.7808 | 0.62027 | 13 | 0.40102
55171 | 8.32 | 1 | 365 | 9.5113 | 0.066245 | 9 | 0.5775
47439 | 7.8 | 1 | 365 | 8.9168 | 0.8746 | 9 | 0.79141
53035 | 10.14 | 1 | 365 | 11.5918 | 0.23699 | 11 | 0.82883
55189 | 9.18 | 1 | 365 | 10.4944 | 0.037035 | 10 | 0.53143
55214 | 8.415 | 1 | 365 | 9.6199 | 0.28395 | 9 | 0.90381
55016 | 8.32 | 1 | 365 | 9.5113 | 0.066245 | 9 | 0.5775
55218 | 2.805 | 1 | 365 | 3.2066 | 0.42798 | 3 | 0.6346
55228 | 10.14 | 1 | 365 | 11.5918 | 0.23699 | 11 | 0.82883
53757 | 4.68 | 1 | 365 | 5.3501 | 0.72476 | 6 | 0.074845
55230 | 2.04 | 1 | 365 | 2.3321 | 0.6749 | 3 | 0.0069838
49077 | 9.1 | 1 | 365 | 10.4029 | 0.85371 | 11 | 0.25664
55234 | 4.59 | 1 | 365 | 5.2472 | 0.51852 | 5 | 0.76571
32631 | 6.5 | 1 | 365 | 7.4307 | 0.8955 | 8 | 0.32617
55250 | 9.69 | 1 | 365 | 11.0774 | 0.20576 | 11 | 0.28317
48616 | 9.88 | 1 | 365 | 11.2946 | 0.64117 | 11 | 0.93578
55054 | 10.4 | 1 | 365 | 11.8891 | 0.83281 | 12 | 0.72188
55365 | 5.72 | 1 | 365 | 6.539 | 0.10804 | 6 | 0.64703
55375 | 7.8 | 1 | 365 | 8.9168 | 0.8746 | 9 | 0.79141
55408 | 4.16 | 1 | 365 | 4.7556 | 0.53312 | 5 | 0.28875
55410 | 13.26 | 1 | 365 | 15.1586 | 0.38683 | 15 | 0.54539
55372 | 5.98 | 1 | 365 | 6.8362 | 0.70386 | 7 | 0.54008
53563 | 9.36 | 1 | 365 | 10.7002 | 0.44953 | 11 | 0.14969
53477 | 6.24 | 1 | 365 | 7.1334 | 0.29968 | 7 | 0.43313
55362 | 12.495 | 1 | 365 | 14.284 | 0.63374 | 14 | 0.91778
55415 | 5.98 | 1 | 365 | 6.8362 | 0.70386 | 7 | 0.54008
55366 | 6.76 | 1 | 365 | 7.7279 | 0.49132 | 8 | 0.21922
53962 | 8.06 | 1 | 365 | 9.214 | 0.47042 | 9 | 0.68446
55371 | 2.12 | 1 | 365 | 2.4235 | 0.85823 | 3 | 0.28177
55377 | 4.335 | 1 | 365 | 4.9557 | 0.93416 | 5 | 0.88984
53963 | 9.88 | 1 | 365 | 11.2946 | 0.64117 | 11 | 0.93578
55382 | 4.335 | 1 | 365 | 4.9557 | 0.93416 | 5 | 0.88984
48909 | 5.98 | 1 | 365 | 6.8362 | 0.70386 | 7 | 0.54008
55383 | 5.61 | 1 | 365 | 6.4132 | 0.85597 | 7 | 0.26921
54833 | 6.24 | 1 | 365 | 7.1334 | 0.29968 | 7 | 0.43313
55387 | 3.06 | 1 | 365 | 3.4981 | 0.012345 | 3 | 0.51048
44204 | 4.42 | 1 | 365 | 5.0529 | 0.12894 | 5 | 0.1818
55389 | 3.64 | 1 | 365 | 4.1612 | 0.34148 | 4 | 0.50266
53412 | 7.8 | 1 | 365 | 8.9168 | 0.8746 | 9 | 0.79141
55394 | 7.28 | 1 | 365 | 8.3224 | 0.68296 | 9 | 0.0053149
54190 | 5.98 | 1 | 365 | 6.8362 | 0.70386 | 7 | 0.54008
54195 | 8.55 | 1 | 365 | 9.7742 | 0.59332 | 10 | 0.36751
50388 | 6.375 | 1 | 365 | 7.2878 | 0.60905 | 7 | 0.89682
54303 | 4.8 | 1 | 365 | 5.4873 | 0.99976 | 6 | 0.48702
54326 | 5.865 | 1 | 365 | 6.7048 | 0.44033 | 7 | 0.14508
20665 | 8.58 | 1 | 365 | 9.8085 | 0.66207 | 10 | 0.47055
53635 | 5.46 | 1 | 365 | 6.2418 | 0.51222 | 6 | 0.75399
54232 | 4.94 | 1 | 365 | 5.6473 | 0.32058 | 5 | 0.96789
40993 | 5.98 | 1 | 365 | 6.8362 | 0.70386 | 7 | 0.54008
54481 | 6.54 | 1 | 365 | 7.4764 | 0.98717 | 8 | 0.46357
22055 | 6.24 | 1 | 365 | 7.1334 | 0.29968 | 7 | 0.43313
54557 | 6 | 1 | 365 | 6.8591 | 0.7497 | 7 | 0.60878
51707 | 15.08 | 1 | 365 | 17.2392 | 0.55757 | 17 | 0.79672
55211 | 4.42 | 1 | 365 | 5.0529 | 0.12894 | 5 | 0.1818
37688 | 13 | 1 | 365 | 14.8613 | 0.79101 | 15 | 0.65235
54196 | 5.98 | 1 | 365 | 6.8362 | 0.70386 | 7 | 0.54008
53611 | 13.26 | 1 | 365 | 15.1586 | 0.38683 | 15 | 0.54539
54670 | 7.42 | 1 | 365 | 8.4824 | 0.0037907 | 8 | 0.48619
55060 | 6.76 | 1 | 365 | 7.7279 | 0.49132 | 8 | 0.21922
54236 | 7.28 | 1 | 365 | 8.3224 | 0.68296 | 9 | 0.0053149
54650 | 4.725 | 1 | 365 | 5.4015 | 0.82789 | 6 | 0.22941
54774 | 8.32 | 1 | 365 | 9.5113 | 0.066245 | 9 | 0.5775
53700 | 9.62 | 1 | 365 | 10.9974 | 0.045346 | 11 | 0.042738
53532 | 3.12 | 1 | 365 | 3.5667 | 0.14984 | 3 | 0.71656
55592 | 4.08 | 1 | 365 | 4.6642 | 0.34979 | 5 | 0.013968
44639 | 25.2 | 0.9 | 365 | 25.9273 | 0.97385 | 26 | 0.90117
55593 | 10.92 | 1 | 365 | 12.4835 | 0.024447 | 12 | 0.50797
55594 | 5.1 | 1 | 365 | 5.8302 | 0.68724 | 6 | 0.51746
55595 | 6.76 | 1 | 365 | 7.7279 | 0.49132 | 8 | 0.21922
55404 | 4.68 | 1 | 365 | 5.3501 | 0.72476 | 6 | 0.074845
55601 | 4.42 | 1 | 365 | 5.0529 | 0.12894 | 5 | 0.1818
55406 | 10.2 | 1 | 365 | 11.6604 | 0.37448 | 12 | 0.034919
55407 | 6.375 | 1 | 365 | 7.2878 | 0.60905 | 7 | 0.89682
55606 | 2.04 | 1 | 365 | 2.3321 | 0.6749 | 3 | 0.0069838
55420 | 7.65 | 1 | 365 | 8.7453 | 0.53086 | 9 | 0.27619
55614 | 6.5 | 1 | 365 | 7.4307 | 0.8955 | 8 | 0.32617
55428 | 3.38 | 1 | 365 | 3.8639 | 0.74566 | 4 | 0.60961
55616 | 4.68 | 1 | 365 | 5.3501 | 0.72476 | 6 | 0.074845
55429 | 10.14 | 1 | 365 | 11.5918 | 0.23699 | 11 | 0.82883
55430 | 7.54 | 1 | 365 | 8.6196 | 0.27878 | 8 | 0.89836
55431 | 8.925 | 1 | 365 | 10.2029 | 0.45267 | 10 | 0.65555
55617 | 3.06 | 1 | 365 | 3.4981 | 0.012345 | 3 | 0.51048
55432 | 6.24 | 1 | 365 | 7.1334 | 0.29968 | 7 | 0.43313
55618 | 4.24 | 1 | 365 | 4.8471 | 0.71645 | 5 | 0.56354
55434 | 3.57 | 1 | 365 | 4.0812 | 0.18107 | 4 | 0.26222
55437 | 11.18 | 1 | 365 | 12.7808 | 0.62027 | 13 | 0.40102
55619 | 4.335 | 1 | 365 | 4.9557 | 0.93416 | 5 | 0.88984
55442 | 4.42 | 1 | 365 | 5.0529 | 0.12894 | 5 | 0.1818
55446 | 4.16 | 1 | 365 | 4.7556 | 0.53312 | 5 | 0.28875
55472 | 2.04 | 1 | 365 | 2.3321 | 0.6749 | 3 | 0.0069838
55400 | 6.63 | 1 | 365 | 7.5793 | 0.19341 | 7 | 0.7727
55476 | 11.73 | 1 | 365 | 13.4095 | 0.88066 | 14 | 0.29016
55475 | 7.8 | 1 | 365 | 8.9168 | 0.8746 | 9 | 0.79141
55478 | 8.06 | 1 | 365 | 9.214 | 0.47042 | 9 | 0.68446
55620 | 4.77 | 1 | 365 | 5.453 | 0.93101 | 6 | 0.38398
55621 | 8.67 | 1 | 365 | 9.9114 | 0.86831 | 10 | 0.77968
55626 | 6.375 | 1 | 365 | 7.2878 | 0.60905 | 7 | 0.89682
55625 | 5.1 | 1 | 365 | 5.8302 | 0.68724 | 6 | 0.51746
55624 | 10.965 | 1 | 365 | 12.535 | 0.12757 | 12 | 0.66254
55629 | 5.565 | 1 | 365 | 6.3618 | 0.75284 | 7 | 0.11464
55630 | 3.64 | 1 | 365 | 4.1612 | 0.34148 | 4 | 0.50266
55631 | 5.98 | 1 | 365 | 6.8362 | 0.70386 | 7 | 0.54008
55633 | 5.035 | 1 | 365 | 5.7559 | 0.53829 | 6 | 0.2942
55635 | 8.58 | 1 | 365 | 9.8085 | 0.66207 | 10 | 0.47055
55634 | 3.315 | 1 | 365 | 3.7896 | 0.59671 | 4 | 0.38635
55637 | 8.84 | 1 | 365 | 10.1057 | 0.25789 | 10 | 0.3636
55638 | 10.14 | 1 | 365 | 11.5918 | 0.23699 | 11 | 0.82883
55639 | 9.945 | 1 | 365 | 11.3689 | 0.79012 | 12 | 0.15905
55643 | 7.54 | 1 | 365 | 8.6196 | 0.27878 | 8 | 0.89836
55484 | 8.16 | 1 | 365 | 9.3283 | 0.69959 | 10 | 0.027935
55487 | 3.64 | 1 | 365 | 4.1612 | 0.34148 | 4 | 0.50266
55488 | 11.22 | 1 | 365 | 12.8265 | 0.71193 | 13 | 0.53841
55490 | 11.66 | 1 | 365 | 13.3295 | 0.72024 | 14 | 0.049721
55495 | 13.77 | 1 | 365 | 15.7416 | 0.55555 | 16 | 0.29714
55496 | 8.16 | 1 | 365 | 9.3283 | 0.69959 | 10 | 0.027935
55502 | 8.67 | 1 | 365 | 9.9114 | 0.86831 | 10 | 0.77968
55505 | 6.375 | 1 | 365 | 7.2878 | 0.60905 | 7 | 0.89682
55507 | 8.06 | 1 | 365 | 9.214 | 0.47042 | 9 | 0.68446
55636 | 13.515 | 1 | 365 | 15.4501 | 0.97119 | 16 | 0.42127
55508 | 4.335 | 1 | 365 | 4.9557 | 0.93416 | 5 | 0.88984
55583 | 7.02 | 1 | 365 | 8.0251 | 0.087144 | 8 | 0.11227
55644 | 5.3 | 1 | 365 | 6.0589 | 0.14556 | 6 | 0.20442
54073 | 7.28 | 1 | 365 | 8.3224 | 0.68296 | 9 | 0.0053149
55585 | 5.355 | 1 | 365 | 6.1217 | 0.2716 | 6 | 0.39333
42900 | 7.8 | 1 | 365 | 8.9168 | 0.8746 | 9 | 0.79141
55589 | 5.565 | 1 | 365 | 6.3618 | 0.75284 | 7 | 0.11464
38154 | 9.62 | 1 | 365 | 10.9974 | 0.045346 | 11 | 0.042738
37186 | 7.315 | 1 | 365 | 8.3624 | 0.76317 | 9 | 0.12553
55647 | 4.24 | 1 | 365 | 4.8471 | 0.71645 | 5 | 0.56354
50842 | 5.2 | 1 | 365 | 5.9445 | 0.9164 | 6 | 0.86094
55651 | 9.1 | 1 | 365 | 10.4029 | 0.85371 | 11 | 0.25664
55757 | 8.415 | 1 | 365 | 9.6199 | 0.28395 | 9 | 0.90381
51457 | 6.2 | 1 | 365 | 7.0877 | 0.20802 | 7 | 0.29574
55650 | 6.76 | 1 | 365 | 7.7279 | 0.49132 | 8 | 0.21922
50204 | 10.1 | 1 | 365 | 11.5461 | 0.14532 | 11 | 0.69144
55653 | 14.04 | 1 | 365 | 16.0502 | 0.17429 | 16 | 0.22454
50837 | 8.5 | 1 | 365 | 9.717 | 0.47874 | 10 | 0.19577
34806 | 145.7 | 0.9 | 365 | 149.9052 | 0.49961 | 150 | 0.4048
55654 | 3.825 | 1 | 365 | 4.3727 | 0.76543 | 5 | 0.13809
54435 | 4.34 | 1 | 365 | 4.9614 | 0.94561 | 5 | 0.90701
55656 | 10.4 | 1 | 365 | 11.8891 | 0.83281 | 12 | 0.72188
55759 | 14.025 | 1 | 365 | 16.0331 | 0.13991 | 16 | 0.17301
35281 | 38.4 | 0.9 | 365 | 39.5083 | 0.19825 | 39 | 0.70655
55658 | 10.92 | 1 | 365 | 12.4835 | 0.024447 | 12 | 0.50797
55762 | 8.415 | 1 | 365 | 9.6199 | 0.28395 | 9 | 0.90381
55765 | 7.02 | 1 | 365 | 8.0251 | 0.087144 | 8 | 0.11227
55657 | 7.28 | 1 | 365 | 8.3224 | 0.68296 | 9 | 0.0053149
55767 | 3.315 | 1 | 365 | 3.7896 | 0.59671 | 4 | 0.38635
55776 | 7.54 | 1 | 365 | 8.6196 | 0.27878 | 8 | 0.89836
55660 | 5.355 | 1 | 365 | 6.1217 | 0.2716 | 6 | 0.39333
39555 | 7.02 | 1 | 365 | 8.0251 | 0.087144 | 8 | 0.11227
55648 | 5.46 | 1 | 365 | 6.2418 | 0.51222 | 6 | 0.75399
50612 | 4.68 | 1 | 365 | 5.3501 | 0.72476 | 6 | 0.074845
39228 | 6.24 | 1 | 365 | 7.1334 | 0.29968 | 7 | 0.43313
55781 | 7.8 | 1 | 365 | 8.9168 | 0.8746 | 9 | 0.79141
54141 | 4.335 | 1 | 365 | 4.9557 | 0.93416 | 5 | 0.88984
55786 | 5.98 | 1 | 365 | 6.8362 | 0.70386 | 7 | 0.54008
54142 | 7.905 | 1 | 365 | 9.0368 | 0.11522 | 9 | 0.15206
55788 | 9.62 | 1 | 365 | 10.9974 | 0.045346 | 11 | 0.042738
45170 | 9.805 | 1 | 365 | 11.2089 | 0.46929 | 11 | 0.67817
37737 | 5.035 | 1 | 365 | 5.7559 | 0.53829 | 6 | 0.2942
45760 | 4.68 | 1 | 365 | 5.3501 | 0.72476 | 6 | 0.074845
55839 | 6.5 | 1 | 365 | 7.4307 | 0.8955 | 8 | 0.32617
54697 | 4.86 | 1 | 365 | 5.5559 | 0.13725 | 5 | 0.69311
55844 | 6.63 | 1 | 365 | 7.5793 | 0.19341 | 7 | 0.7727
54694 | 9.1 | 1 | 365 | 10.4029 | 0.85371 | 11 | 0.25664
55718 | 4.94 | 1 | 365 | 5.6473 | 0.32058 | 5 | 0.96789
54659 | 8.48 | 1 | 365 | 9.6942 | 0.4329 | 10 | 0.12707
54485 | 9.99 | 1 | 365 | 11.4204 | 0.89324 | 12 | 0.31361
54593 | 5.865 | 1 | 365 | 6.7048 | 0.44033 | 7 | 0.14508
54590 | 5.035 | 1 | 365 | 5.7559 | 0.53829 | 6 | 0.2942
55719 | 2.34 | 1 | 365 | 2.675 | 0.36238 | 3 | 0.037423
54588 | 9.01 | 1 | 365 | 10.3001 | 0.64746 | 10 | 0.94751
55848 | 4.94 | 1 | 365 | 5.6473 | 0.32058 | 5 | 0.96789
55645 | 6.24 | 1 | 365 | 7.1334 | 0.29968 | 7 | 0.43313
54509 | 8.925 | 1 | 365 | 10.2029 | 0.45267 | 10 | 0.65555
55703 | 4.32 | 1 | 365 | 4.9385 | 0.89978 | 5 | 0.83832
55663 | 6.885 | 1 | 365 | 7.8708 | 0.77778 | 8 | 0.64857
54530 | 14.025 | 1 | 365 | 16.0331 | 0.13991 | 16 | 0.17301
55669 | 7.65 | 1 | 365 | 8.7453 | 0.53086 | 9 | 0.27619
54571 | 3.78 | 1 | 365 | 4.3212 | 0.66231 | 4 | 0.98353
55664 | 12.22 | 1 | 365 | 13.9697 | 0.0035475 | 13 | 0.97321
54534 | 2.805 | 1 | 365 | 3.2066 | 0.42798 | 3 | 0.6346
55642 | 4.08 | 1 | 365 | 4.6642 | 0.34979 | 5 | 0.013968
55132 | 7.14 | 1 | 365 | 8.1623 | 0.36214 | 8 | 0.52444
55438 | 7.28 | 1 | 365 | 8.3224 | 0.68296 | 9 | 0.0053149
55666 | 2.16 | 1 | 365 | 2.4693 | 0.94989 | 3 | 0.41916
55358 | 9.945 | 1 | 365 | 11.3689 | 0.79012 | 12 | 0.15905
55665 | 7.395 | 1 | 365 | 8.4538 | 0.9465 | 9 | 0.40032
54637 | 5.85 | 1 | 365 | 6.6876 | 0.40595 | 7 | 0.093557
40373 | 3.64 | 1 | 365 | 4.1612 | 0.34148 | 4 | 0.50266
55667 | 7.42 | 1 | 365 | 8.4824 | 0.0037907 | 8 | 0.48619
55668 | 15.08 | 1 | 365 | 17.2392 | 0.55757 | 17 | 0.79672
38562 | 8.84 | 1 | 365 | 10.1057 | 0.25789 | 10 | 0.3636
55671 | 12.495 | 1 | 365 | 14.284 | 0.63374 | 14 | 0.91778
55628 | 5.61 | 1 | 365 | 6.4132 | 0.85597 | 7 | 0.26921
55670 | 7.905 | 1 | 365 | 9.0368 | 0.11522 | 9 | 0.15206
55673 | 5.67 | 1 | 365 | 6.4818 | 0.99346 | 7 | 0.47529
50394 | 3.57 | 1 | 365 | 4.0812 | 0.18107 | 4 | 0.26222
50610 | 5.61 | 1 | 365 | 6.4132 | 0.85597 | 7 | 0.26921
50345 | 8.925 | 1 | 365 | 10.2029 | 0.45267 | 10 | 0.65555
55764 | 8.925 | 1 | 365 | 10.2029 | 0.45267 | 10 | 0.65555
50375 | 6.375 | 1 | 365 | 7.2878 | 0.60905 | 7 | 0.89682
47524 | 5.3 | 1 | 365 | 6.0589 | 0.14556 | 6 | 0.20442
55741 | 3.06 | 1 | 365 | 3.4981 | 0.012345 | 3 | 0.51048
55745 | 11.22 | 1 | 365 | 12.8265 | 0.71193 | 13 | 0.53841
50260 | 7.8 | 1 | 365 | 8.9168 | 0.8746 | 9 | 0.79141
40541 | 3.38 | 1 | 365 | 3.8639 | 0.74566 | 4 | 0.60961
50661 | 18.02 | 1 | 365 | 20.6001 | 0.29492 | 20 | 0.89502
43292 | 8.58 | 1 | 365 | 9.8085 | 0.66207 | 10 | 0.47055
48442 | 7.02 | 1 | 365 | 8.0251 | 0.087144 | 8 | 0.11227
40709 | 9.805 | 1 | 365 | 11.2089 | 0.46929 | 11 | 0.67817
41087 | 12.75 | 1 | 365 | 14.5755 | 0.2181 | 14 | 0.79365
38052 | 3.12 | 1 | 365 | 3.5667 | 0.14984 | 3 | 0.71656
47573 | 6.885 | 1 | 365 | 7.8708 | 0.77778 | 8 | 0.64857
55380 | 7.395 | 1 | 365 | 8.4538 | 0.9465 | 9 | 0.40032
39360 | 10.66 | 1 | 365 | 12.1863 | 0.42863 | 12 | 0.61493
48568 | 14.04 | 1 | 365 | 16.0502 | 0.17429 | 16 | 0.22454
45664 | 5.46 | 1 | 365 | 6.2418 | 0.51222 | 6 | 0.75399
38093 | 8.745 | 1 | 365 | 9.9971 | 0.040182 | 10 | 0.037291
41287 | 6.24 | 1 | 365 | 7.1334 | 0.29968 | 7 | 0.43313
54878 | 8.32 | 1 | 365 | 9.5113 | 0.066245 | 9 | 0.5775
54861 | 5.72 | 1 | 365 | 6.539 | 0.10804 | 6 | 0.64703
55854 | 6.24 | 1 | 365 | 7.1334 | 0.29968 | 7 | 0.43313
53758 | 3.64 | 1 | 365 | 4.1612 | 0.34148 | 4 | 0.50266
55857 | 5.72 | 1 | 365 | 6.539 | 0.10804 | 6 | 0.64703
53903 | 8.06 | 1 | 365 | 9.214 | 0.47042 | 9 | 0.68446
55868 | 4.16 | 1 | 365 | 4.7556 | 0.53312 | 5 | 0.28875
54942 | 6.5 | 1 | 365 | 7.4307 | 0.8955 | 8 | 0.32617
55206 | 6.5 | 1 | 365 | 7.4307 | 0.8955 | 8 | 0.32617
50561 | 10.4 | 1 | 365 | 11.8891 | 0.83281 | 12 | 0.72188
55205 | 4.16 | 1 | 365 | 4.7556 | 0.53312 | 5 | 0.28875
55864 | 6.5 | 1 | 365 | 7.4307 | 0.8955 | 8 | 0.32617
55102 | 2.34 | 1 | 365 | 2.675 | 0.36238 | 3 | 0.037423
55869 | 4.77 | 1 | 365 | 5.453 | 0.93101 | 6 | 0.38398
55235 | 7.28 | 1 | 365 | 8.3224 | 0.68296 | 9 | 0.0053149
55867 | 9.435 | 1 | 365 | 10.7859 | 0.6214 | 11 | 0.4073
55907 | 3.12 | 1 | 365 | 3.5667 | 0.14984 | 3 | 0.71656
55906 | 6.5 | 1 | 365 | 7.4307 | 0.8955 | 8 | 0.32617
55896 | 9.69 | 1 | 365 | 11.0774 | 0.20576 | 11 | 0.28317
55892 | 6.885 | 1 | 365 | 7.8708 | 0.77778 | 8 | 0.64857
55672 | 8.215 | 1 | 365 | 9.3912 | 0.82563 | 10 | 0.21685
45490 | 5.72 | 1 | 365 | 6.539 | 0.10804 | 6 | 0.64703
55893 | 4.845 | 1 | 365 | 5.5387 | 0.10288 | 5 | 0.64159
55880 | 4.505 | 1 | 365 | 5.15 | 0.32373 | 5 | 0.47376
50452 | 9.69 | 1 | 365 | 11.0774 | 0.20576 | 11 | 0.28317
55674 | 7.14 | 1 | 365 | 8.1623 | 0.36214 | 8 | 0.52444
55887 | 11.475 | 1 | 365 | 13.118 | 0.29629 | 13 | 0.41428
55675 | 5.83 | 1 | 365 | 6.6647 | 0.36012 | 7 | 0.024861
55870 | 12.19 | 1 | 365 | 13.9354 | 0.9348 | 14 | 0.87016
55685 | 2.12 | 1 | 365 | 2.4235 | 0.85823 | 3 | 0.28177
55686 | 5.98 | 1 | 365 | 6.8362 | 0.70386 | 7 | 0.54008
54698 | 2.16 | 1 | 365 | 2.4693 | 0.94989 | 3 | 0.41916
55876 | 9.18 | 1 | 365 | 10.4944 | 0.037035 | 10 | 0.53143
55874 | 7.28 | 1 | 365 | 8.3224 | 0.68296 | 9 | 0.0053149
55687 | 7.685 | 1 | 365 | 8.7853 | 0.61107 | 9 | 0.39641
55688 | 5.61 | 1 | 365 | 6.4132 | 0.85597 | 7 | 0.26921
54604 | 5.61 | 1 | 365 | 6.4132 | 0.85597 | 7 | 0.26921
55689 | 8.925 | 1 | 365 | 10.2029 | 0.45267 | 10 | 0.65555
41801 | 4.94 | 1 | 365 | 5.6473 | 0.32058 | 5 | 0.96789
55872 | 7.54 | 1 | 365 | 8.6196 | 0.27878 | 8 | 0.89836
55960 | 8.32 | 1 | 365 | 9.5113 | 0.066245 | 9 | 0.5775
55959 | 7.14 | 1 | 365 | 8.1623 | 0.36214 | 8 | 0.52444
55690 | 9.69 | 1 | 365 | 11.0774 | 0.20576 | 11 | 0.28317
55691 | 7.155 | 1 | 365 | 8.1795 | 0.39651 | 8 | 0.57597
55692 | 3.825 | 1 | 365 | 4.3727 | 0.76543 | 5 | 0.13809
55693 | 13.26 | 1 | 365 | 15.1586 | 0.38683 | 15 | 0.54539
55865 | 7.905 | 1 | 365 | 9.0368 | 0.11522 | 9 | 0.15206
55694 | 13 | 1 | 365 | 14.8613 | 0.79101 | 15 | 0.65235
55954 | 4.42 | 1 | 365 | 5.0529 | 0.12894 | 5 | 0.1818
55929 | 5.46 | 1 | 365 | 6.2418 | 0.51222 | 6 | 0.75399
28744 | 3.315 | 1 | 365 | 3.7896 | 0.59671 | 4 | 0.38635
55921 | 7.02 | 1 | 365 | 8.0251 | 0.087144 | 8 | 0.11227
54599 | 13.32 | 1 | 365 | 15.2272 | 0.52433 | 15 | 0.75148
54597 | 7.24 | 1 | 365 | 8.2766 | 0.5913 | 8 | 0.86792
55695 | 3.18 | 1 | 365 | 3.6353 | 0.28734 | 3 | 0.92265
55696 | 10.2 | 1 | 365 | 11.6604 | 0.37448 | 12 | 0.034919
55697 | 3.78 | 1 | 365 | 4.3212 | 0.66231 | 4 | 0.98353
55699 | 8.67 | 1 | 365 | 9.9114 | 0.86831 | 10 | 0.77968
55700 | 4.845 | 1 | 365 | 5.5387 | 0.10288 | 5 | 0.64159
42996 | 10.6 | 1 | 365 | 12.1177 | 0.29113 | 12 | 0.40884
55996 | 2.12 | 1 | 365 | 2.4235 | 0.85823 | 3 | 0.28177
55983 | 7.54 | 1 | 365 | 8.6196 | 0.27878 | 8 | 0.89836
55995 | 11.44 | 1 | 365 | 13.078 | 0.21609 | 13 | 0.29407
55982 | 2.55 | 1 | 365 | 2.9151 | 0.84362 | 3 | 0.75873
55980 | 4.08 | 1 | 365 | 4.6642 | 0.34979 | 5 | 0.013968
55972 | 4.845 | 1 | 365 | 5.5387 | 0.10288 | 5 | 0.64159
55958 | 3.825 | 1 | 365 | 4.3727 | 0.76543 | 5 | 0.13809
56145 | 2.295 | 1 | 365 | 2.6236 | 0.25926 | 2 | 0.88286
55917 | 7.02 | 1 | 365 | 8.0251 | 0.087144 | 8 | 0.11227
55908 | 2.34 | 1 | 365 | 2.675 | 0.36238 | 3 | 0.037423
55881 | 3.38 | 1 | 365 | 3.8639 | 0.74566 | 4 | 0.60961
55877 | 6.12 | 1 | 365 | 6.9963 | 0.02469 | 7 | 0.020952
55998 | 2.65 | 1 | 365 | 3.0294 | 0.072782 | 3 | 0.10221
56142 | 3.57 | 1 | 365 | 4.0812 | 0.18107 | 4 | 0.26222
56144 | 5.865 | 1 | 365 | 6.7048 | 0.44033 | 7 | 0.14508
56139 | 9.435 | 1 | 365 | 10.7859 | 0.6214 | 11 | 0.4073
56140 | 3.12 | 1 | 365 | 3.5667 | 0.14984 | 3 | 0.71656
55878 | 4.68 | 1 | 365 | 5.3501 | 0.72476 | 6 | 0.074845
56384 | 10.8 | 1 | 365 | 12.3463 | 0.74945 | 13 | 0.095797
17856 | 498.7 | 0.8 | 365 | 456.0831 | 0.26312 | 456 | 0.34621
30727 | 443.085 | 1 | 365 | 506.5259 | 0.38068 | 506 | 0.90659
55999 | 3.64 | 1 | 365 | 4.1612 | 0.34148 | 4 | 0.50266
31311 | 172.38 | 0.9 | 365 | 177.3552 | 0.52589 | 177 | 0.88112
55873 | 11.985 | 1 | 365 | 13.701 | 0.46502 | 14 | 0.16603
43256 | 9.84 | 1 | 365 | 11.2489 | 0.5495 | 11 | 0.79839
55875 | 4.335 | 1 | 365 | 4.9557 | 0.93416 | 5 | 0.88984
32965 | 150.93 | 0.9 | 365 | 155.2861 | 0.28624 | 155 | 0.57238
54639 | 3.36 | 1 | 365 | 3.8411 | 0.69983 | 4 | 0.54091
56083 | 5.2 | 1 | 365 | 5.9445 | 0.9164 | 6 | 0.86094
51568 | 4.48 | 1 | 365 | 5.1214 | 0.26644 | 5 | 0.38789
50084 | 7.5 | 1 | 365 | 8.5739 | 0.18712 | 8 | 0.76097
46248 | 6 | 1 | 365 | 6.8591 | 0.7497 | 7 | 0.60878
56081 | 6.12 | 1 | 365 | 6.9963 | 0.02469 | 7 | 0.020952
55969 | 3.9 | 1 | 365 | 4.4584 | 0.9373 | 5 | 0.3957
56076 | 2.55 | 1 | 365 | 2.9151 | 0.84362 | 3 | 0.75873
54619 | 6.24 | 1 | 365 | 7.1334 | 0.29968 | 7 | 0.43313
56094 | 3.315 | 1 | 365 | 3.7896 | 0.59671 | 4 | 0.38635
56077 | 14.025 | 1 | 365 | 16.0331 | 0.13991 | 16 | 0.17301
56092 | 9.945 | 1 | 365 | 11.3689 | 0.79012 | 12 | 0.15905
56074 | 7.395 | 1 | 365 | 8.4538 | 0.9465 | 9 | 0.40032
56073 | 17.595 | 1 | 365 | 20.1143 | 0.32098 | 20 | 0.43524
56072 | 5.98 | 1 | 365 | 6.8362 | 0.70386 | 7 | 0.54008
56069 | 8.32 | 1 | 365 | 9.5113 | 0.066245 | 9 | 0.5775
56037 | 4.845 | 1 | 365 | 5.5387 | 0.10288 | 5 | 0.64159
56091 | 6.24 | 1 | 365 | 7.1334 | 0.29968 | 7 | 0.43313
56026 | 13.515 | 1 | 365 | 15.4501 | 0.97119 | 16 | 0.42127
56090 | 3.38 | 1 | 365 | 3.8639 | 0.74566 | 4 | 0.60961
56016 | 7.65 | 1 | 365 | 8.7453 | 0.53086 | 9 | 0.27619
56097 | 5.98 | 1 | 365 | 6.8362 | 0.70386 | 7 | 0.54008
56237 | 3.38 | 1 | 365 | 3.8639 | 0.74566 | 4 | 0.60961
55903 | 4.94 | 1 | 365 | 5.6473 | 0.32058 | 5 | 0.96789
56007 | 6.75 | 1 | 365 | 7.7165 | 0.46841 | 8 | 0.18487
56011 | 11.18 | 1 | 365 | 12.7808 | 0.62027 | 13 | 0.40102
56005 | 13.515 | 1 | 365 | 15.4501 | 0.97119 | 16 | 0.42127
45486 | 6.095 | 1 | 365 | 6.9677 | 0.9674 | 7 | 0.93508
56003 | 4.16 | 1 | 365 | 4.7556 | 0.53312 | 5 | 0.28875
56254 | 14.025 | 1 | 365 | 16.0331 | 0.13991 | 16 | 0.17301
56253 | 9.945 | 1 | 365 | 11.3689 | 0.79012 | 12 | 0.15905
56245 | 11.96 | 1 | 365 | 13.6724 | 0.40773 | 14 | 0.08016
56229 | 4.68 | 1 | 365 | 5.3501 | 0.72476 | 6 | 0.074845
56227 | 4.42 | 1 | 365 | 5.0529 | 0.12894 | 5 | 0.1818
56222 | 4.16 | 1 | 365 | 4.7556 | 0.53312 | 5 | 0.28875
47574 | 5.25 | 1 | 365 | 6.0017 | 0.030984 | 6 | 0.032679
56215 | 2.805 | 1 | 365 | 3.2066 | 0.42798 | 3 | 0.6346
45245 | 6 | 1 | 365 | 6.8591 | 0.7497 | 7 | 0.60878
50232 | 6.24 | 1 | 365 | 7.1334 | 0.29968 | 7 | 0.43313
43937 | 3.36 | 1 | 365 | 3.8411 | 0.69983 | 4 | 0.54091
44556 | 7.905 | 1 | 365 | 9.0368 | 0.11522 | 9 | 0.15206
44490 | 12.09 | 1 | 365 | 13.821 | 0.70564 | 14 | 0.52668
47793 | 8.75 | 1 | 365 | 10.0028 | 0.05164 | 10 | 0.054465
54791 | 8.4 | 1 | 365 | 9.6027 | 0.24957 | 9 | 0.85229
41333 | 7.935 | 1 | 365 | 9.0711 | 0.18397 | 9 | 0.25511
56160 | 12.5 | 1 | 365 | 14.2897 | 0.6452 | 14 | 0.93495
49149 | 5.04 | 1 | 365 | 5.7616 | 0.54974 | 6 | 0.31137
46495 | 4.2 | 1 | 365 | 4.8014 | 0.62479 | 5 | 0.42614
54831 | 6.6 | 1 | 365 | 7.545 | 0.12467 | 7 | 0.66965
44327 | 8.82 | 1 | 365 | 10.0828 | 0.21205 | 10 | 0.2949
54846 | 5.1 | 1 | 365 | 5.8302 | 0.68724 | 6 | 0.51746
54843 | 14.49 | 1 | 365 | 16.5647 | 0.20552 | 16 | 0.77019
54899 | 7 | 1 | 365 | 8.0023 | 0.041312 | 8 | 0.043572
54898 | 8.25 | 1 | 365 | 9.4312 | 0.90583 | 10 | 0.33707
55925 | 5.035 | 1 | 365 | 5.7559 | 0.53829 | 6 | 0.2942
55772 | 8.7 | 1 | 365 | 9.9457 | 0.93706 | 10 | 0.88273
35848 | 14.07 | 1 | 365 | 16.0845 | 0.24304 | 16 | 0.32758
48878 | 7.848 | 1 | 365 | 8.9717 | 0.9846 | 9 | 0.95628
54916 | 9.36 | 1 | 365 | 10.7002 | 0.44953 | 11 | 0.14969
49845 | 7.8 | 1 | 365 | 8.9168 | 0.8746 | 9 | 0.79141
45780 | 7.28 | 1 | 365 | 8.3224 | 0.68296 | 9 | 0.0053149
54924 | 3.18 | 1 | 365 | 3.6353 | 0.28734 | 3 | 0.92265
54911 | 9 | 1 | 365 | 10.2886 | 0.62454 | 10 | 0.91316
50239 | 8.19 | 1 | 365 | 9.3626 | 0.76834 | 10 | 0.13098
55024 | 2.805 | 1 | 365 | 3.2066 | 0.42798 | 3 | 0.6346
49250 | 7.5 | 1 | 365 | 8.5739 | 0.18712 | 8 | 0.76097
55027 | 6 | 1 | 365 | 6.8591 | 0.7497 | 7 | 0.60878
48346 | 9.6 | 1 | 365 | 10.9745 | 0.99951 | 11 | 0.97404
23962 | 9.88 | 1 | 365 | 11.2946 | 0.64117 | 11 | 0.93578
44043 | 8.829 | 1 | 365 | 10.0931 | 0.23268 | 10 | 0.32581
51217 | 6.63 | 1 | 365 | 7.5793 | 0.19341 | 7 | 0.7727
41378 | 11.2 | 1 | 365 | 12.8036 | 0.6661 | 13 | 0.46972
44314 | 6.615 | 1 | 365 | 7.5621 | 0.15904 | 7 | 0.72118
55122 | 9.3 | 1 | 365 | 10.6316 | 0.31203 | 10 | 0.9436
48521 | 9.52 | 1 | 365 | 10.8831 | 0.81618 | 11 | 0.69926
55121 | 9.3 | 1 | 365 | 10.6316 | 0.31203 | 10 | 0.9436
55128 | 7.125 | 1 | 365 | 8.1452 | 0.32776 | 8 | 0.47292
55127 | 4.2 | 1 | 365 | 4.8014 | 0.62479 | 5 | 0.42614
44056 | 9.45 | 1 | 365 | 10.8031 | 0.65577 | 11 | 0.45882
55129 | 8.4 | 1 | 365 | 9.6027 | 0.24957 | 9 | 0.85229
50137 | 15.39 | 1 | 365 | 17.5935 | 0.26797 | 17 | 0.86151
55135 | 5.3 | 1 | 365 | 6.0589 | 0.14556 | 6 | 0.20442
39893 | 12.32 | 1 | 365 | 14.084 | 0.23271 | 14 | 0.31669
39818 | 12.32 | 1 | 365 | 14.084 | 0.23271 | 14 | 0.31669
49418 | 3.9 | 1 | 365 | 4.4584 | 0.9373 | 5 | 0.3957
36971 | 12.32 | 1 | 365 | 14.084 | 0.23271 | 14 | 0.31669
39102 | 6.24 | 1 | 365 | 7.1334 | 0.29968 | 7 | 0.43313
55180 | 7.5 | 1 | 365 | 8.5739 | 0.18712 | 8 | 0.76097
55183 | 5.83 | 1 | 365 | 6.6647 | 0.36012 | 7 | 0.024861
55176 | 5.565 | 1 | 365 | 6.3618 | 0.75284 | 7 | 0.11464
55177 | 8.525 | 1 | 365 | 9.7456 | 0.53603 | 10 | 0.28164
55181 | 10.6 | 1 | 365 | 12.1177 | 0.29113 | 12 | 0.40884
55182 | 3.71 | 1 | 365 | 4.2412 | 0.5019 | 4 | 0.74309
45240 | 14.49 | 1 | 365 | 16.5647 | 0.20552 | 16 | 0.77019
49868 | 8.28 | 1 | 365 | 9.4655 | 0.97458 | 10 | 0.44011
55187 | 8 | 1 | 365 | 9.1454 | 0.33293 | 9 | 0.47837
55190 | 10.5 | 1 | 365 | 12.0034 | 0.061968 | 12 | 0.065358
55192 | 9.9 | 1 | 365 | 11.3175 | 0.687 | 12 | 0.0044804
50856 | 8.96 | 1 | 365 | 10.2429 | 0.53288 | 10 | 0.77577
56286 | 10.965 | 1 | 365 | 12.535 | 0.12757 | 12 | 0.66254
54705 | 6.5 | 1 | 365 | 7.4307 | 0.8955 | 8 | 0.32617
50599 | 5.2 | 1 | 365 | 5.9445 | 0.9164 | 6 | 0.86094
55191 | 5.46 | 1 | 365 | 6.2418 | 0.51222 | 6 | 0.75399
42898 | 3.64 | 1 | 365 | 4.1612 | 0.34148 | 4 | 0.50266
38405 | 7.28 | 1 | 365 | 8.3224 | 0.68296 | 9 | 0.0053149
55448 | 8.835 | 1 | 365 | 10.1 | 0.24643 | 10 | 0.34642
54641 | 5.7 | 1 | 365 | 6.5161 | 0.062211 | 6 | 0.57834
55210 | 6.867 | 1 | 365 | 7.8502 | 0.73653 | 8 | 0.58674
44055 | 8.502 | 1 | 365 | 9.7193 | 0.48332 | 10 | 0.20264
48539 | 5.22 | 1 | 365 | 5.9674 | 0.96224 | 6 | 0.92964
49017 | 11.2 | 1 | 365 | 12.8036 | 0.6661 | 13 | 0.46972
46971 | 8.745 | 1 | 365 | 9.9971 | 0.040182 | 10 | 0.037291
44309 | 7.245 | 1 | 365 | 8.2823 | 0.60276 | 8 | 0.8851
55805 | 6.6 | 1 | 365 | 7.545 | 0.12467 | 7 | 0.66965
55254 | 6.885 | 1 | 365 | 7.8708 | 0.77778 | 8 | 0.64857
55275 | 6.5 | 1 | 365 | 7.4307 | 0.8955 | 8 | 0.32617
48980 | 16.695 | 1 | 365 | 19.0854 | 0.25853 | 19 | 0.34392
47564 | 5.46 | 1 | 365 | 6.2418 | 0.51222 | 6 | 0.75399
43062 | 4.94 | 1 | 365 | 5.6473 | 0.32058 | 5 | 0.96789
53292 | 5.2 | 1 | 365 | 5.9445 | 0.9164 | 6 | 0.86094
55279 | 9.805 | 1 | 365 | 11.2089 | 0.46929 | 11 | 0.67817
55289 | 11.115 | 1 | 365 | 12.7064 | 0.47131 | 13 | 0.17776
55277 | 6.36 | 1 | 365 | 7.2706 | 0.57468 | 7 | 0.8453
47680 | 8.96 | 1 | 365 | 10.2429 | 0.53288 | 10 | 0.77577
47338 | 5.76 | 1 | 365 | 6.5847 | 0.19971 | 6 | 0.78442
55294 | 9.45 | 1 | 365 | 10.8031 | 0.65577 | 11 | 0.45882
55310 | 6.375 | 1 | 365 | 7.2878 | 0.60905 | 7 | 0.89682
55322 | 3.9 | 1 | 365 | 4.4584 | 0.9373 | 5 | 0.3957
55321 | 6.4 | 1 | 365 | 7.3164 | 0.66634 | 7 | 0.98269
48895 | 5.46 | 1 | 365 | 6.2418 | 0.51222 | 6 | 0.75399
51075 | 3.975 | 1 | 365 | 4.5441 | 0.10917 | 4 | 0.65331
55392 | 5.565 | 1 | 365 | 6.3618 | 0.75284 | 7 | 0.11464
55391 | 10.6 | 1 | 365 | 12.1177 | 0.29113 | 12 | 0.40884
55390 | 4.16 | 1 | 365 | 4.7556 | 0.53312 | 5 | 0.28875
55726 | 11.115 | 1 | 365 | 12.7064 | 0.47131 | 13 | 0.17776
55730 | 6.12 | 1 | 365 | 6.9963 | 0.02469 | 7 | 0.020952
55724 | 5.035 | 1 | 365 | 5.7559 | 0.53829 | 6 | 0.2942
55714 | 3.72 | 1 | 365 | 4.2526 | 0.52481 | 4 | 0.77744
55709 | 11.34 | 1 | 365 | 12.9637 | 0.98693 | 13 | 0.95059
55531 | 7.56 | 1 | 365 | 8.6424 | 0.32462 | 8 | 0.96706
55459 | 9.975 | 1 | 365 | 11.4032 | 0.85887 | 12 | 0.26209
55545 | 9.45 | 1 | 365 | 10.8031 | 0.65577 | 11 | 0.45882
55544 | 7.44 | 1 | 365 | 8.5053 | 0.049623 | 8 | 0.55488
55425 | 6.2 | 1 | 365 | 7.0877 | 0.20802 | 7 | 0.29574
55451 | 5 | 1 | 365 | 5.7159 | 0.45808 | 6 | 0.17398
55550 | 5.1 | 1 | 365 | 5.8302 | 0.68724 | 6 | 0.51746
55533 | 6.9 | 1 | 365 | 7.8879 | 0.81215 | 8 | 0.70009
56806 | 6.3 | 1 | 365 | 7.202 | 0.43718 | 7 | 0.63921
56796 | 6.625 | 1 | 365 | 7.5736 | 0.18196 | 7 | 0.75552
43565 | 14.1 | 1 | 365 | 16.1188 | 0.31179 | 16 | 0.43062
56820 | 10.8 | 1 | 365 | 12.3463 | 0.74945 | 13 | 0.095797
55076 | 17.16 | 1 | 365 | 19.617 | 0.32413 | 19 | 0.9411
54986 | 14.04 | 1 | 365 | 16.0502 | 0.17429 | 16 | 0.22454
55910 | 4.16 | 1 | 365 | 4.7556 | 0.53312 | 5 | 0.28875
53574 | 4.94 | 1 | 365 | 5.6473 | 0.32058 | 5 | 0.96789
55388 | 3.12 | 1 | 365 | 3.5667 | 0.14984 | 3 | 0.71656
55029 | 5.2 | 1 | 365 | 5.9445 | 0.9164 | 6 | 0.86094
55777 | 8.84 | 1 | 365 | 10.1057 | 0.25789 | 10 | 0.3636
55142 | 10.14 | 1 | 365 | 11.5918 | 0.23699 | 11 | 0.82883
54240 | 3.38 | 1 | 365 | 3.8639 | 0.74566 | 4 | 0.60961
56014 | 12.48 | 1 | 365 | 14.2669 | 0.59937 | 14 | 0.86625
55168 | 7.28 | 1 | 365 | 8.3224 | 0.68296 | 9 | 0.0053149
56013 | 2.6 | 1 | 365 | 2.9723 | 0.9582 | 3 | 0.93047
55427 | 6.24 | 1 | 365 | 7.1334 | 0.29968 | 7 | 0.43313
56010 | 8.06 | 1 | 365 | 9.214 | 0.47042 | 9 | 0.68446
53682 | 8.06 | 1 | 365 | 9.214 | 0.47042 | 9 | 0.68446
55886 | 6.5 | 1 | 365 | 7.4307 | 0.8955 | 8 | 0.32617
54119 | 5.72 | 1 | 365 | 6.539 | 0.10804 | 6 | 0.64703
54914 | 5.72 | 1 | 365 | 6.539 | 0.10804 | 6 | 0.64703
54990 | 6.24 | 1 | 365 | 7.1334 | 0.29968 | 7 | 0.43313
55774 | 5.035 | 1 | 365 | 5.7559 | 0.53829 | 6 | 0.2942
56181 | 4.94 | 1 | 365 | 5.6473 | 0.32058 | 5 | 0.96789
55753 | 6.5 | 1 | 365 | 7.4307 | 0.8955 | 8 | 0.32617
53485 | 4.94 | 1 | 365 | 5.6473 | 0.32058 | 5 | 0.96789
33960 | 4.68 | 1 | 365 | 5.3501 | 0.72476 | 6 | 0.074845
55361 | 7.02 | 1 | 365 | 8.0251 | 0.087144 | 8 | 0.11227
52615 | 4.68 | 1 | 365 | 5.3501 | 0.72476 | 6 | 0.074845
53052 | 2.45 | 1 | 365 | 2.8008 | 0.61446 | 3 | 0.41525
35349 | 35.88 | 0.9 | 365 | 36.9156 | 0.00086387 | 36 | 0.91643
53791 | 49.98 | 0.9 | 365 | 51.4225 | 0.081471 | 51 | 0.50399
53489 | 4.94 | 1 | 365 | 5.6473 | 0.32058 | 5 | 0.96789
50846 | 4.68 | 1 | 365 | 5.3501 | 0.72476 | 6 | 0.074845
54789 | 4.16 | 1 | 365 | 4.7556 | 0.53312 | 5 | 0.28875
51722 | 9.1 | 1 | 365 | 10.4029 | 0.85371 | 11 | 0.25664
55748 | 9.62 | 1 | 365 | 10.9974 | 0.045346 | 11 | 0.042738
52618 | 10.4 | 1 | 365 | 11.8891 | 0.83281 | 12 | 0.72188
32743 | 7.8 | 1 | 365 | 8.9168 | 0.8746 | 9 | 0.79141
31739 | 2.6 | 1 | 365 | 2.9723 | 0.9582 | 3 | 0.93047
53960 | 9.1 | 1 | 365 | 10.4029 | 0.85371 | 11 | 0.25664
56195 | 6.24 | 1 | 365 | 7.1334 | 0.29968 | 7 | 0.43313
55216 | 7.54 | 1 | 365 | 8.6196 | 0.27878 | 8 | 0.89836
55039 | 5.98 | 1 | 365 | 6.8362 | 0.70386 | 7 | 0.54008
55152 | 3.38 | 1 | 365 | 3.8639 | 0.74566 | 4 | 0.60961
54967 | 7.02 | 1 | 365 | 8.0251 | 0.087144 | 8 | 0.11227
55050 | 6.76 | 1 | 365 | 7.7279 | 0.49132 | 8 | 0.21922
54207 | 9.36 | 1 | 365 | 10.7002 | 0.44953 | 11 | 0.14969
55035 | 2.6 | 1 | 365 | 2.9723 | 0.9582 | 3 | 0.93047
32149 | 8.06 | 1 | 365 | 9.214 | 0.47042 | 9 | 0.68446
55295 | 5.72 | 1 | 365 | 6.539 | 0.10804 | 6 | 0.64703
54137 | 6.24 | 1 | 365 | 7.1334 | 0.29968 | 7 | 0.43313
52344 | 6.5 | 1 | 365 | 7.4307 | 0.8955 | 8 | 0.32617
30647 | 8.58 | 1 | 365 | 9.8085 | 0.66207 | 10 | 0.47055
48463 | 12.22 | 1 | 365 | 13.9697 | 0.0035475 | 13 | 0.97321
52567 | 4.9 | 1 | 365 | 5.6016 | 0.22892 | 5 | 0.8305
53688 | 6.5 | 1 | 365 | 7.4307 | 0.8955 | 8 | 0.32617
56230 | 11.7 | 1 | 365 | 13.3752 | 0.81191 | 14 | 0.18711
54415 | 8.06 | 1 | 365 | 9.214 | 0.47042 | 9 | 0.68446
53089 | 11.96 | 1 | 365 | 13.6724 | 0.40773 | 14 | 0.08016
53671 | 4.94 | 1 | 365 | 5.6473 | 0.32058 | 5 | 0.96789
55079 | 4.68 | 1 | 365 | 5.3501 | 0.72476 | 6 | 0.074845
55084 | 5.98 | 1 | 365 | 6.8362 | 0.70386 | 7 | 0.54008
54215 | 4.42 | 1 | 365 | 5.0529 | 0.12894 | 5 | 0.1818
52841 | 9.1 | 1 | 365 | 10.4029 | 0.85371 | 11 | 0.25664
53838 | 6.24 | 1 | 365 | 7.1334 | 0.29968 | 7 | 0.43313
56271 | 3.9 | 1 | 365 | 4.4584 | 0.9373 | 5 | 0.3957
55370 | 5.2 | 1 | 365 | 5.9445 | 0.9164 | 6 | 0.86094
53031 | 14.04 | 1 | 365 | 16.0502 | 0.17429 | 16 | 0.22454
55331 | 9.275 | 1 | 365 | 10.603 | 0.25474 | 10 | 0.85773
55044 | 5.72 | 1 | 365 | 6.539 | 0.10804 | 6 | 0.64703
55087 | 7.8 | 1 | 365 | 8.9168 | 0.8746 | 9 | 0.79141
53675 | 4.68 | 1 | 365 | 5.3501 | 0.72476 | 6 | 0.074845
52971 | 4.16 | 1 | 365 | 4.7556 | 0.53312 | 5 | 0.28875
55237 | 6.76 | 1 | 365 | 7.7279 | 0.49132 | 8 | 0.21922
54390 | 4.94 | 1 | 365 | 5.6473 | 0.32058 | 5 | 0.96789
53894 | 11.44 | 1 | 365 | 13.078 | 0.21609 | 13 | 0.29407
55150 | 5.2 | 1 | 365 | 5.9445 | 0.9164 | 6 | 0.86094
54947 | 5.98 | 1 | 365 | 6.8362 | 0.70386 | 7 | 0.54008
25107 | 8.58 | 1 | 365 | 9.8085 | 0.66207 | 10 | 0.47055
33813 | 7.02 | 1 | 365 | 8.0251 | 0.087144 | 8 | 0.11227
55359 | 7.54 | 1 | 365 | 8.6196 | 0.27878 | 8 | 0.89836
51750 | 9.62 | 1 | 365 | 10.9974 | 0.045346 | 11 | 0.042738
56012 | 5.98 | 1 | 365 | 6.8362 | 0.70386 | 7 | 0.54008
55137 | 4.94 | 1 | 365 | 5.6473 | 0.32058 | 5 | 0.96789
54835 | 3.12 | 1 | 365 | 3.5667 | 0.14984 | 3 | 0.71656
55355 | 6.76 | 1 | 365 | 7.7279 | 0.49132 | 8 | 0.21922
51106 | 9.6 | 1 | 365 | 10.9745 | 0.99951 | 11 | 0.97404
52775 | 8.06 | 1 | 365 | 9.214 | 0.47042 | 9 | 0.68446
52443 | 6.5 | 1 | 365 | 7.4307 | 0.8955 | 8 | 0.32617
51704 | 12.74 | 1 | 365 | 14.5641 | 0.19519 | 14 | 0.7593
53911 | 7.54 | 1 | 365 | 8.6196 | 0.27878 | 8 | 0.89836
53690 | 5.72 | 1 | 365 | 6.539 | 0.10804 | 6 | 0.64703
52640 | 9.36 | 1 | 365 | 10.7002 | 0.44953 | 11 | 0.14969
56489 | 6.76 | 1 | 365 | 7.7279 | 0.49132 | 8 | 0.21922
56484 | 5.3 | 1 | 365 | 6.0589 | 0.14556 | 6 | 0.20442
56485 | 3.9 | 1 | 365 | 4.4584 | 0.9373 | 5 | 0.3957
55598 | 9.945 | 1 | 365 | 11.3689 | 0.79012 | 12 | 0.15905
55597 | 11.4 | 1 | 365 | 13.0323 | 0.12442 | 13 | 0.15667
55587 | 7.28 | 1 | 365 | 8.3224 | 0.68296 | 9 | 0.0053149
55582 | 4.77 | 1 | 365 | 5.453 | 0.93101 | 6 | 0.38398
55677 | 12.1 | 1 | 365 | 13.8325 | 0.72855 | 14 | 0.56103
55679 | 10.07 | 1 | 365 | 11.5118 | 0.076573 | 11 | 0.5884
55659 | 6.21 | 1 | 365 | 7.0991 | 0.23094 | 7 | 0.33008
55713 | 10.83 | 1 | 365 | 12.3806 | 0.8182 | 13 | 0.19884
55720 | 5.1 | 1 | 365 | 5.8302 | 0.68724 | 6 | 0.51746
55605 | 5 | 1 | 365 | 5.7159 | 0.45808 | 6 | 0.17398
55722 | 5.8 | 1 | 365 | 6.6304 | 0.29137 | 6 | 0.92182
55739 | 5.985 | 1 | 365 | 6.8419 | 0.71532 | 7 | 0.55725
55740 | 7.8 | 1 | 365 | 8.9168 | 0.8746 | 9 | 0.79141
55721 | 9.88 | 1 | 365 | 11.2946 | 0.64117 | 11 | 0.93578
55744 | 5.4 | 1 | 365 | 6.1732 | 0.37473 | 6 | 0.5479
55737 | 10.26 | 1 | 365 | 11.729 | 0.51198 | 12 | 0.24101
55750 | 3.825 | 1 | 365 | 4.3727 | 0.76543 | 5 | 0.13809
55612 | 3.57 | 1 | 365 | 4.0812 | 0.18107 | 4 | 0.26222
55749 | 7.5 | 1 | 365 | 8.5739 | 0.18712 | 8 | 0.76097
55604 | 4.59 | 1 | 365 | 5.2472 | 0.51852 | 5 | 0.76571
55613 | 6.12 | 1 | 365 | 6.9963 | 0.02469 | 7 | 0.020952
55754 | 3.825 | 1 | 365 | 4.3727 | 0.76543 | 5 | 0.13809
55760 | 9.3 | 1 | 365 | 10.6316 | 0.31203 | 10 | 0.9436
55575 | 5.2 | 1 | 365 | 5.9445 | 0.9164 | 6 | 0.86094
55570 | 5.2 | 1 | 365 | 5.9445 | 0.9164 | 6 | 0.86094
55579 | 8.84 | 1 | 365 | 10.1057 | 0.25789 | 10 | 0.3636
55567 | 11.96 | 1 | 365 | 13.6724 | 0.40773 | 14 | 0.08016
55779 | 2.34 | 1 | 365 | 2.675 | 0.36238 | 3 | 0.037423
55564 | 7.28 | 1 | 365 | 8.3224 | 0.68296 | 9 | 0.0053149
55562 | 7.28 | 1 | 365 | 8.3224 | 0.68296 | 9 | 0.0053149
55554 | 7.42 | 1 | 365 | 8.4824 | 0.0037907 | 8 | 0.48619
55413 | 4.16 | 1 | 365 | 4.7556 | 0.53312 | 5 | 0.28875
55783 | 7.8 | 1 | 365 | 8.9168 | 0.8746 | 9 | 0.79141
55555 | 3.9 | 1 | 365 | 4.4584 | 0.9373 | 5 | 0.3957
55164 | 6.76 | 1 | 365 | 7.7279 | 0.49132 | 8 | 0.21922
55553 | 7.54 | 1 | 365 | 8.6196 | 0.27878 | 8 | 0.89836
55552 | 7.54 | 1 | 365 | 8.6196 | 0.27878 | 8 | 0.89836
31882 | 4.94 | 1 | 365 | 5.6473 | 0.32058 | 5 | 0.96789
55557 | 2.34 | 1 | 365 | 2.675 | 0.36238 | 3 | 0.037423
32489 | 9.88 | 1 | 365 | 11.2946 | 0.64117 | 11 | 0.93578
52113 | 4.845 | 1 | 365 | 5.5387 | 0.10288 | 5 | 0.64159
54746 | 7.02 | 1 | 365 | 8.0251 | 0.087144 | 8 | 0.11227
53530 | 9.62 | 1 | 365 | 10.9974 | 0.045346 | 11 | 0.042738
54388 | 5.46 | 1 | 365 | 6.2418 | 0.51222 | 6 | 0.75399
29724 | 5.2 | 1 | 365 | 5.9445 | 0.9164 | 6 | 0.86094
55353 | 6.5 | 1 | 365 | 7.4307 | 0.8955 | 8 | 0.32617
54751 | 5.98 | 1 | 365 | 6.8362 | 0.70386 | 7 | 0.54008
56320 | 7.65 | 1 | 365 | 8.7453 | 0.53086 | 9 | 0.27619
50129 | 4.32 | 1 | 365 | 4.9385 | 0.89978 | 5 | 0.83832
51240 | 4.2 | 1 | 365 | 4.8014 | 0.62479 | 5 | 0.42614
45923 | 9.945 | 1 | 365 | 11.3689 | 0.79012 | 12 | 0.15905
50639 | 5.7 | 1 | 365 | 6.5161 | 0.062211 | 6 | 0.57834
45810 | 6.5 | 1 | 365 | 7.4307 | 0.8955 | 8 | 0.32617
57685 | 6.21 | 1 | 365 | 7.0991 | 0.23094 | 7 | 0.33008
57548 | 7.83 | 1 | 365 | 8.9511 | 0.94335 | 9 | 0.89445
50082 | 5.4 | 1 | 365 | 6.1732 | 0.37473 | 6 | 0.5479
57682 | 14.04 | 1 | 365 | 16.0502 | 0.17429 | 16 | 0.22454
52930 | 9 | 1 | 365 | 10.2886 | 0.62454 | 10 | 0.91316
39260 | 10.4 | 1 | 365 | 11.8891 | 0.83281 | 12 | 0.72188
57610 | 10.4 | 1 | 365 | 11.8891 | 0.83281 | 12 | 0.72188
49555 | 6.89 | 1 | 365 | 7.8765 | 0.78923 | 8 | 0.66574
57612 | 9.3 | 1 | 365 | 10.6316 | 0.31203 | 10 | 0.9436
57435 | 14.7 | 1 | 365 | 16.8047 | 0.68676 | 17 | 0.4915
46819 | 5.67 | 1 | 365 | 6.4818 | 0.99346 | 7 | 0.47529
57468 | 7.84 | 1 | 365 | 8.9625 | 0.96627 | 9 | 0.9288
29106 | 9.1 | 1 | 365 | 10.4029 | 0.85371 | 11 | 0.25664
46835 | 7.56 | 1 | 365 | 8.6424 | 0.32462 | 8 | 0.96706
57401 | 7.98 | 1 | 365 | 9.1226 | 0.2871 | 9 | 0.40967
49916 | 7.2 | 1 | 365 | 8.2309 | 0.49964 | 8 | 0.73053
57432 | 2.52 | 1 | 365 | 2.8808 | 0.77487 | 3 | 0.65569
55414 | 11.7 | 1 | 365 | 13.3752 | 0.81191 | 14 | 0.18711
57400 | 11.445 | 1 | 365 | 13.0837 | 0.22755 | 13 | 0.31124
47605 | 9.12 | 1 | 365 | 10.4258 | 0.89954 | 11 | 0.32534
57613 | 3.9 | 1 | 365 | 4.4584 | 0.9373 | 5 | 0.3957
54920 | 7.8 | 1 | 365 | 8.9168 | 0.8746 | 9 | 0.79141
38778 | 7.02 | 1 | 365 | 8.0251 | 0.087144 | 8 | 0.11227
57397 | 11.47 | 1 | 365 | 13.1123 | 0.28484 | 13 | 0.39711
56319 | 5.72 | 1 | 365 | 6.539 | 0.10804 | 6 | 0.64703
57396 | 9.765 | 1 | 365 | 11.1632 | 0.37763 | 11 | 0.54078
43253 | 12.6 | 1 | 365 | 14.4041 | 0.87436 | 15 | 0.27843
55646 | 5.2 | 1 | 365 | 5.9445 | 0.9164 | 6 | 0.86094
57395 | 7.125 | 1 | 365 | 8.1452 | 0.32776 | 8 | 0.47292
56290 | 3.12 | 1 | 365 | 3.5667 | 0.14984 | 3 | 0.71656
57393 | 5.83 | 1 | 365 | 6.6647 | 0.36012 | 7 | 0.024861
55138 | 12.22 | 1 | 365 | 13.9697 | 0.0035475 | 13 | 0.97321
57399 | 3.71 | 1 | 365 | 4.2412 | 0.5019 | 4 | 0.74309
22805 | 4.94 | 1 | 365 | 5.6473 | 0.32058 | 5 | 0.96789
57467 | 9.12 | 1 | 365 | 10.4258 | 0.89954 | 11 | 0.32534
57384 | 8.4 | 1 | 365 | 9.6027 | 0.24957 | 9 | 0.85229
55411 | 4.68 | 1 | 365 | 5.3501 | 0.72476 | 6 | 0.074845
55330 | 7.8 | 1 | 365 | 8.9168 | 0.8746 | 9 | 0.79141
57371 | 12.48 | 1 | 365 | 14.2669 | 0.59937 | 14 | 0.86625
55324 | 3.71 | 1 | 365 | 4.2412 | 0.5019 | 4 | 0.74309
57377 | 9.8 | 1 | 365 | 11.2032 | 0.45784 | 11 | 0.661
57600 | 11.6 | 1 | 365 | 13.2609 | 0.58275 | 13 | 0.84363
40039 | 8.58 | 1 | 365 | 9.8085 | 0.66207 | 10 | 0.47055
46700 | 10.08 | 1 | 365 | 11.5233 | 0.099489 | 11 | 0.62274
41920 | 5.98 | 1 | 365 | 6.8362 | 0.70386 | 7 | 0.54008
37846 | 5.72 | 1 | 365 | 6.539 | 0.10804 | 6 | 0.64703
50572 | 4.94 | 1 | 365 | 5.6473 | 0.32058 | 5 | 0.96789
50347 | 5.1 | 1 | 365 | 5.8302 | 0.68724 | 6 | 0.51746
55116 | 6.63 | 1 | 365 | 7.5793 | 0.19341 | 7 | 0.7727
55422 | 7.84 | 1 | 365 | 8.9625 | 0.96627 | 9 | 0.9288
55457 | 8.84 | 1 | 365 | 10.1057 | 0.25789 | 10 | 0.3636
55529 | 11.4 | 1 | 365 | 13.0323 | 0.12442 | 13 | 0.15667
55543 | 5.25 | 1 | 365 | 6.0017 | 0.030984 | 6 | 0.032679
45602 | 14.04 | 1 | 365 | 16.0502 | 0.17429 | 16 | 0.22454
51309 | 7.28 | 1 | 365 | 8.3224 | 0.68296 | 9 | 0.0053149
46912 | 7.5 | 1 | 365 | 8.5739 | 0.18712 | 8 | 0.76097
50283 | 8.64 | 1 | 365 | 9.8771 | 0.79956 | 10 | 0.67664
57592 | 5.83 | 1 | 365 | 6.6647 | 0.36012 | 7 | 0.024861
57608 | 9.5 | 1 | 365 | 10.8602 | 0.77035 | 11 | 0.63056
57654 | 11.395 | 1 | 365 | 13.0265 | 0.11296 | 13 | 0.1395
57558 | 11.685 | 1 | 365 | 13.3581 | 0.77753 | 14 | 0.13559
57545 | 12.09 | 1 | 365 | 13.821 | 0.70564 | 14 | 0.52668
57605 | 4.845 | 1 | 365 | 5.5387 | 0.10288 | 5 | 0.64159
57614 | 7 | 1 | 365 | 8.0023 | 0.041312 | 8 | 0.043572
23861 | 4.16 | 1 | 365 | 4.7556 | 0.53312 | 5 | 0.28875
28750 | 5.2 | 1 | 365 | 5.9445 | 0.9164 | 6 | 0.86094
32109 | 4.68 | 1 | 365 | 5.3501 | 0.72476 | 6 | 0.074845
41210 | 3.9 | 1 | 365 | 4.4584 | 0.9373 | 5 | 0.3957
41618 | 11.61 | 1 | 365 | 13.2723 | 0.60566 | 13 | 0.87798
41757 | 9.36 | 1 | 365 | 10.7002 | 0.44953 | 11 | 0.14969
42329 | 5.61 | 1 | 365 | 6.4132 | 0.85597 | 7 | 0.26921
44084 | 11.34 | 1 | 365 | 12.9637 | 0.98693 | 13 | 0.95059
45575 | 5.232 | 1 | 365 | 5.9811 | 0.98973 | 6 | 0.97085
45703 | 9.36 | 1 | 365 | 10.7002 | 0.44953 | 11 | 0.14969
45933 | 13 | 1 | 365 | 14.8613 | 0.79101 | 15 | 0.65235
46844 | 7.521 | 1 | 365 | 8.5979 | 0.23524 | 8 | 0.8331
48848 | 7.98 | 1 | 365 | 9.1226 | 0.2871 | 9 | 0.40967
50789 | 7.28 | 1 | 365 | 8.3224 | 0.68296 | 9 | 0.0053149
51193 | 6.84 | 1 | 365 | 7.8194 | 0.67465 | 8 | 0.494
52092 | 12.48 | 1 | 365 | 14.2669 | 0.59937 | 14 | 0.86625
52427 | 11.96 | 1 | 365 | 13.6724 | 0.40773 | 14 | 0.08016
52790 | 11.96 | 1 | 365 | 13.6724 | 0.40773 | 14 | 0.08016
53050 | 8.06 | 1 | 365 | 9.214 | 0.47042 | 9 | 0.68446
53212 | 4.16 | 1 | 365 | 4.7556 | 0.53312 | 5 | 0.28875
53305 | 5.1 | 1 | 365 | 5.8302 | 0.68724 | 6 | 0.51746
53799 | 2.86 | 1 | 365 | 3.2695 | 0.55402 | 3 | 0.82352
54178 | 4.335 | 1 | 365 | 4.9557 | 0.93416 | 5 | 0.88984
54202 | 5.865 | 1 | 365 | 6.7048 | 0.44033 | 7 | 0.14508
54208 | 7.5 | 1 | 365 | 8.5739 | 0.18712 | 8 | 0.76097
54248 | 6.24 | 1 | 365 | 7.1334 | 0.29968 | 7 | 0.43313
54467 | 10.71 | 1 | 365 | 12.2435 | 0.54321 | 12 | 0.78667
54469 | 14.045 | 1 | 365 | 16.056 | 0.18575 | 16 | 0.24171
54646 | 4.56 | 1 | 365 | 5.2129 | 0.44977 | 5 | 0.66267
54672 | 7.65 | 1 | 365 | 8.7453 | 0.53086 | 9 | 0.27619
54810 | 9.45 | 1 | 365 | 10.8031 | 0.65577 | 11 | 0.45882
54822 | 6.615 | 1 | 365 | 7.5621 | 0.15904 | 7 | 0.72118
55026 | 2.4 | 1 | 365 | 2.7436 | 0.49988 | 3 | 0.24351
55179 | 7.155 | 1 | 365 | 8.1795 | 0.39651 | 8 | 0.57597
55231 | 3.38 | 1 | 365 | 3.8639 | 0.74566 | 4 | 0.60961
55292 | 5.98 | 1 | 365 | 6.8362 | 0.70386 | 7 | 0.54008
55309 | 7.28 | 1 | 365 | 8.3224 | 0.68296 | 9 | 0.0053149
55342 | 6.24 | 1 | 365 | 7.1334 | 0.29968 | 7 | 0.43313
55345 | 4.2 | 1 | 365 | 4.8014 | 0.62479 | 5 | 0.42614
55348 | 14.31 | 1 | 365 | 16.3589 | 0.79302 | 17 | 0.15193
55357 | 10.4 | 1 | 365 | 11.8891 | 0.83281 | 12 | 0.72188
55584 | 9.5 | 1 | 365 | 10.8602 | 0.77035 | 11 | 0.63056
55591 | 7.395 | 1 | 365 | 8.4538 | 0.9465 | 9 | 0.40032
55841 | 3.9 | 1 | 365 | 4.4584 | 0.9373 | 5 | 0.3957
55924 | 3.9 | 1 | 365 | 4.4584 | 0.9373 | 5 | 0.3957
55984 | 3.64 | 1 | 365 | 4.1612 | 0.34148 | 4 | 0.50266
56024 | 6.9 | 1 | 365 | 7.8879 | 0.81215 | 8 | 0.70009
56205 | 6.375 | 1 | 365 | 7.2878 | 0.60905 | 7 | 0.89682
56414 | 2.04 | 1 | 365 | 2.3321 | 0.6749 | 3 | 0.0069838
56619 | 6 | 1 | 365 | 6.8591 | 0.7497 | 7 | 0.60878
56715 | 12 | 1 | 365 | 13.7182 | 0.49939 | 14 | 0.21755
56733 | 7.28 | 1 | 365 | 8.3224 | 0.68296 | 9 | 0.0053149
56901 | 12.19 | 1 | 365 | 13.9354 | 0.9348 | 14 | 0.87016
57596 | 3.15 | 1 | 365 | 3.601 | 0.21859 | 3 | 0.81961
57728 | 7.14 | 1 | 365 | 8.1623 | 0.36214 | 8 | 0.52444
57930 | 6.89 | 1 | 365 | 7.8765 | 0.78923 | 8 | 0.66574
57357 | 12.19 | 1 | 365 | 13.9354 | 0.9348 | 14 | 0.87016
57407 | 10.26 | 1 | 365 | 11.729 | 0.51198 | 12 | 0.24101
56854 | 8.4 | 1 | 365 | 9.6027 | 0.24957 | 9 | 0.85229
57364 | 7.2 | 1 | 365 | 8.2309 | 0.49964 | 8 | 0.73053
56856 | 5.04 | 1 | 365 | 5.7616 | 0.54974 | 6 | 0.31137
56839 | 11.2 | 1 | 365 | 12.8036 | 0.6661 | 13 | 0.46972
57419 | 5.7 | 1 | 365 | 6.5161 | 0.062211 | 6 | 0.57834
56835 | 12.4 | 1 | 365 | 14.1754 | 0.41604 | 14 | 0.59147
56805 | 5.7 | 1 | 365 | 6.5161 | 0.062211 | 6 | 0.57834
56716 | 7.2 | 1 | 365 | 8.2309 | 0.49964 | 8 | 0.73053
57784 | 3.9 | 1 | 365 | 4.4584 | 0.9373 | 5 | 0.3957
57822 | 9.765 | 1 | 365 | 11.1632 | 0.37763 | 11 | 0.54078
51313 | 11.97 | 1 | 365 | 13.6839 | 0.43064 | 14 | 0.11451
57717 | 4.8 | 1 | 365 | 5.4873 | 0.99976 | 6 | 0.48702
51272 | 11.025 | 1 | 365 | 12.6036 | 0.26507 | 12 | 0.86863
57716 | 4.905 | 1 | 365 | 5.6073 | 0.24038 | 5 | 0.84767
57711 | 8.505 | 1 | 365 | 9.7227 | 0.49019 | 10 | 0.21294
57820 | 6.12 | 1 | 365 | 6.9963 | 0.02469 | 7 | 0.020952
57707 | 14.4 | 1 | 365 | 16.4618 | 0.99927 | 17 | 0.46106
57824 | 16.215 | 1 | 365 | 18.5367 | 0.15855 | 18 | 0.69522
57712 | 17.4 | 1 | 365 | 19.8913 | 0.87412 | 20 | 0.76545
57708 | 7.25 | 1 | 365 | 8.2881 | 0.61422 | 8 | 0.90227
57709 | 3.9 | 1 | 365 | 4.4584 | 0.9373 | 5 | 0.3957
57713 | 2.835 | 1 | 365 | 3.2409 | 0.49673 | 3 | 0.73765
57706 | 4.41 | 1 | 365 | 5.0414 | 0.10603 | 5 | 0.14745
57655 | 5.3 | 1 | 365 | 6.0589 | 0.14556 | 6 | 0.20442
57703 | 6.6 | 1 | 365 | 7.545 | 0.12467 | 7 | 0.66965
57672 | 7.13 | 1 | 365 | 8.1509 | 0.33922 | 8 | 0.4901
57710 | 6.76 | 1 | 365 | 7.7279 | 0.49132 | 8 | 0.21922
57749 | 9.405 | 1 | 365 | 10.7516 | 0.55265 | 11 | 0.30426
57390 | 11.34 | 1 | 365 | 12.9637 | 0.98693 | 13 | 0.95059
57813 | 6.9 | 1 | 365 | 7.8879 | 0.81215 | 8 | 0.70009
57412 | 2.7 | 1 | 365 | 3.0866 | 0.18736 | 3 | 0.27395
57418 | 10.2 | 1 | 365 | 11.6604 | 0.37448 | 12 | 0.034919
57617 | 5.76 | 1 | 365 | 6.5847 | 0.19971 | 6 | 0.78442
56833 | 3.3 | 1 | 365 | 3.7725 | 0.56233 | 4 | 0.33483
56368 | 11.025 | 1 | 365 | 12.6036 | 0.26507 | 12 | 0.86863
56366 | 4.55 | 1 | 365 | 5.2015 | 0.42685 | 5 | 0.62832
56797 | 11.66 | 1 | 365 | 13.3295 | 0.72024 | 14 | 0.049721
56361 | 5.13 | 1 | 365 | 5.8645 | 0.75599 | 6 | 0.6205
56367 | 4.485 | 1 | 365 | 5.1272 | 0.2779 | 5 | 0.40506
56705 | 9.45 | 1 | 365 | 10.8031 | 0.65577 | 11 | 0.45882
56357 | 4.96 | 1 | 365 | 5.6702 | 0.36642 | 6 | 0.036588
56355 | 8 | 1 | 365 | 9.1454 | 0.33293 | 9 | 0.47837
57669 | 4.68 | 1 | 365 | 5.3501 | 0.72476 | 6 | 0.074845
56296 | 6.867 | 1 | 365 | 7.8502 | 0.73653 | 8 | 0.58674
56292 | 8.12 | 1 | 365 | 9.2826 | 0.60792 | 9 | 0.89054
56362 | 6.3 | 1 | 365 | 7.202 | 0.43718 | 7 | 0.63921
56224 | 4.83 | 1 | 365 | 5.5216 | 0.068505 | 5 | 0.59006
54836 | 12.19 | 1 | 365 | 13.9354 | 0.9348 | 14 | 0.87016
56220 | 5.4 | 1 | 365 | 6.1732 | 0.37473 | 6 | 0.5479
56095 | 8.265 | 1 | 365 | 9.4484 | 0.94021 | 10 | 0.38859
55450 | 2.85 | 1 | 365 | 3.2581 | 0.53111 | 3 | 0.78917
46862 | 6.615 | 1 | 365 | 7.5621 | 0.15904 | 7 | 0.72118
56055 | 9.8 | 1 | 365 | 11.2032 | 0.45784 | 11 | 0.661
57615 | 7.56 | 1 | 365 | 8.6424 | 0.32462 | 8 | 0.96706
56034 | 6.3 | 1 | 365 | 7.202 | 0.43718 | 7 | 0.63921
56033 | 6.2 | 1 | 365 | 7.0877 | 0.20802 | 7 | 0.29574
55449 | 6.44 | 1 | 365 | 7.3621 | 0.75801 | 8 | 0.12009
56029 | 11.34 | 1 | 365 | 12.9637 | 0.98693 | 13 | 0.95059
57827 | 11.97 | 1 | 365 | 13.6839 | 0.43064 | 14 | 0.11451
56031 | 5.67 | 1 | 365 | 6.4818 | 0.99346 | 7 | 0.47529
56022 | 14.72 | 1 | 365 | 16.8276 | 0.73259 | 17 | 0.5602
56025 | 5.13 | 1 | 365 | 5.8645 | 0.75599 | 6 | 0.6205
56056 | 6.27 | 1 | 365 | 7.1677 | 0.36843 | 7 | 0.53617
55987 | 7.56 | 1 | 365 | 8.6424 | 0.32462 | 8 | 0.96706
55452 | 5.559 | 1 | 365 | 6.3549 | 0.73909 | 7 | 0.094031
55939 | 8.56 | 1 | 365 | 9.7856 | 0.61623 | 10 | 0.40185
56212 | 7.28 | 1 | 365 | 8.3224 | 0.68296 | 9 | 0.0053149
55937 | 4.65 | 1 | 365 | 5.3158 | 0.65601 | 5 | 0.9718
55933 | 11.97 | 1 | 365 | 13.6839 | 0.43064 | 14 | 0.11451
56009 | 5.7 | 1 | 365 | 6.5161 | 0.062211 | 6 | 0.57834
55932 | 9 | 1 | 365 | 10.2886 | 0.62454 | 10 | 0.91316
56023 | 4.251 | 1 | 365 | 4.8597 | 0.74166 | 5 | 0.60132
55837 | 14.88 | 1 | 365 | 17.0105 | 0.099246 | 17 | 0.10976
55927 | 8.82 | 1 | 365 | 10.0828 | 0.21205 | 10 | 0.2949
47310 | 9.9 | 1 | 365 | 11.3175 | 0.687 | 12 | 0.0044804
56054 | 3.445 | 1 | 365 | 3.9383 | 0.89462 | 4 | 0.83287
55829 | 3.64 | 1 | 365 | 4.1612 | 0.34148 | 4 | 0.50266
55935 | 5.13 | 1 | 365 | 5.8645 | 0.75599 | 6 | 0.6205
55833 | 4.2 | 1 | 365 | 4.8014 | 0.62479 | 5 | 0.42614
55808 | 5.2 | 1 | 365 | 5.9445 | 0.9164 | 6 | 0.86094
55806 | 18.9 | 1 | 365 | 21.6061 | 0.31154 | 21 | 0.91764
55803 | 6.4 | 1 | 365 | 7.3164 | 0.66634 | 7 | 0.98269
55763 | 9.9 | 1 | 365 | 11.3175 | 0.687 | 12 | 0.0044804
57789 | 5.2 | 1 | 365 | 5.9445 | 0.9164 | 6 | 0.86094
48027 | 8.32 | 1 | 365 | 9.5113 | 0.066245 | 9 | 0.5775
54882 | 5.72 | 1 | 365 | 6.539 | 0.10804 | 6 | 0.64703
39661 | 13.26 | 1 | 365 | 15.1586 | 0.38683 | 15 | 0.54539
40160 | 4.94 | 1 | 365 | 5.6473 | 0.32058 | 5 | 0.96789
43485 | 8.415 | 1 | 365 | 9.6199 | 0.28395 | 9 | 0.90381
50479 | 13 | 1 | 365 | 14.8613 | 0.79101 | 15 | 0.65235
38656 | 4.845 | 1 | 365 | 5.5387 | 0.10288 | 5 | 0.64159
47517 | 11.985 | 1 | 365 | 13.701 | 0.46502 | 14 | 0.16603
47807 | 13 | 1 | 365 | 14.8613 | 0.79101 | 15 | 0.65235
39554 | 7.02 | 1 | 365 | 8.0251 | 0.087144 | 8 | 0.11227
40992 | 10.4 | 1 | 365 | 11.8891 | 0.83281 | 12 | 0.72188
50447 | 10.2 | 1 | 365 | 11.6604 | 0.37448 | 12 | 0.034919
48159 | 6.48 | 1 | 365 | 7.4078 | 0.84967 | 8 | 0.25748
40119 | 9.1 | 1 | 365 | 10.4029 | 0.85371 | 11 | 0.25664
47366 | 5.98 | 1 | 365 | 6.8362 | 0.70386 | 7 | 0.54008
38061 | 3.315 | 1 | 365 | 3.7896 | 0.59671 | 4 | 0.38635
46613 | 6.76 | 1 | 365 | 7.7279 | 0.49132 | 8 | 0.21922
38643 | 13.78 | 1 | 365 | 15.753 | 0.57847 | 16 | 0.33149
50295 | 5.72 | 1 | 365 | 6.539 | 0.10804 | 6 | 0.64703
39316 | 7.02 | 1 | 365 | 8.0251 | 0.087144 | 8 | 0.11227
45729 | 3.975 | 1 | 365 | 4.5441 | 0.10917 | 4 | 0.65331
38227 | 7.28 | 1 | 365 | 8.3224 | 0.68296 | 9 | 0.0053149
45162 | 5.46 | 1 | 365 | 6.2418 | 0.51222 | 6 | 0.75399
47571 | 3.9 | 1 | 365 | 4.4584 | 0.9373 | 5 | 0.3957
47498 | 9.18 | 1 | 365 | 10.4944 | 0.037035 | 10 | 0.53143
55074 | 7.8 | 1 | 365 | 8.9168 | 0.8746 | 9 | 0.79141
56511 | 5.72 | 1 | 365 | 6.539 | 0.10804 | 6 | 0.64703
32436 | 10.92 | 1 | 365 | 12.4835 | 0.024447 | 12 | 0.50797
49083 | 5.2 | 1 | 365 | 5.9445 | 0.9164 | 6 | 0.86094
56344 | 7.54 | 1 | 365 | 8.6196 | 0.27878 | 8 | 0.89836
50817 | 7.02 | 1 | 365 | 8.0251 | 0.087144 | 8 | 0.11227
49013 | 14.82 | 1 | 365 | 16.9419 | 0.96175 | 17 | 0.90368
56518 | 7.8 | 1 | 365 | 8.9168 | 0.8746 | 9 | 0.79141
26982 | 17.68 | 1 | 365 | 20.2114 | 0.51577 | 20 | 0.72719
47607 | 9.45 | 1 | 365 | 10.8031 | 0.65577 | 11 | 0.45882
54840 | 9.36 | 1 | 365 | 10.7002 | 0.44953 | 11 | 0.14969
52061 | 8.58 | 1 | 365 | 9.8085 | 0.66207 | 10 | 0.47055
56521 | 10.14 | 1 | 365 | 11.5918 | 0.23699 | 11 | 0.82883
55247 | 5.2 | 1 | 365 | 5.9445 | 0.9164 | 6 | 0.86094
56528 | 8.32 | 1 | 365 | 9.5113 | 0.066245 | 9 | 0.5775
49902 | 4.725 | 1 | 365 | 5.4015 | 0.82789 | 6 | 0.22941
53077 | 8.06 | 1 | 365 | 9.214 | 0.47042 | 9 | 0.68446
47317 | 5.67 | 1 | 365 | 6.4818 | 0.99346 | 7 | 0.47529
41566 | 12.6 | 1 | 365 | 14.4041 | 0.87436 | 15 | 0.27843
49180 | 14.88 | 1 | 365 | 17.0105 | 0.099246 | 17 | 0.10976
45599 | 15 | 1 | 365 | 17.1477 | 0.37424 | 17 | 0.52194
55144 | 4.94 | 1 | 365 | 5.6473 | 0.32058 | 5 | 0.96789
45636 | 7.8 | 1 | 365 | 8.9168 | 0.8746 | 9 | 0.79141
49716 | 12.75 | 1 | 365 | 14.5755 | 0.2181 | 14 | 0.79365
46858 | 11.97 | 1 | 365 | 13.6839 | 0.43064 | 14 | 0.11451
45555 | 6.84 | 1 | 365 | 7.8194 | 0.67465 | 8 | 0.494
50681 | 4.725 | 1 | 365 | 5.4015 | 0.82789 | 6 | 0.22941
45220 | 4.905 | 1 | 365 | 5.6073 | 0.24038 | 5 | 0.84767
55031 | 4.94 | 1 | 365 | 5.6473 | 0.32058 | 5 | 0.96789
45573 | 7 | 1 | 365 | 8.0023 | 0.041312 | 8 | 0.043572
47676 | 9.9 | 1 | 365 | 11.3175 | 0.687 | 12 | 0.0044804
48831 | 7.98 | 1 | 365 | 9.1226 | 0.2871 | 9 | 0.40967
48868 | 7.68 | 1 | 365 | 8.7796 | 0.59961 | 9 | 0.37923
47432 | 17.01 | 1 | 365 | 19.4455 | 0.98039 | 20 | 0.42588
50163 | 12.4 | 1 | 365 | 14.1754 | 0.41604 | 14 | 0.59147
46383 | 6.555 | 1 | 365 | 7.4935 | 0.021543 | 7 | 0.51509
44384 | 15.75 | 1 | 365 | 18.0051 | 0.092952 | 18 | 0.098037
44385 | 10.08 | 1 | 365 | 11.5233 | 0.099489 | 11 | 0.62274
41529 | 8.19 | 1 | 365 | 9.3626 | 0.76834 | 10 | 0.13098
45568 | 5.25 | 1 | 365 | 6.0017 | 0.030984 | 6 | 0.032679
45556 | 7.98 | 1 | 365 | 9.1226 | 0.2871 | 9 | 0.40967
48536 | 9 | 1 | 365 | 10.2886 | 0.62454 | 10 | 0.91316
55130 | 8.4 | 1 | 365 | 9.6027 | 0.24957 | 9 | 0.85229
45210 | 9.45 | 1 | 365 | 10.8031 | 0.65577 | 11 | 0.45882
43471 | 12.6 | 1 | 365 | 14.4041 | 0.87436 | 15 | 0.27843
47615 | 8.28 | 1 | 365 | 9.4655 | 0.97458 | 10 | 0.44011
46852 | 7.2 | 1 | 365 | 8.2309 | 0.49964 | 8 | 0.73053
45216 | 5.67 | 1 | 365 | 6.4818 | 0.99346 | 7 | 0.47529
45569 | 7.848 | 1 | 365 | 8.9717 | 0.9846 | 9 | 0.95628
51300 | 7.015 | 1 | 365 | 8.0194 | 0.075686 | 8 | 0.095094
49153 | 11.97 | 1 | 365 | 13.6839 | 0.43064 | 14 | 0.11451
47404 | 10.56 | 1 | 365 | 12.072 | 0.19946 | 12 | 0.27145
49723 | 5.67 | 1 | 365 | 6.4818 | 0.99346 | 7 | 0.47529
46390 | 9.3 | 1 | 365 | 10.6316 | 0.31203 | 10 | 0.9436
49505 | 7.521 | 1 | 365 | 8.5979 | 0.23524 | 8 | 0.8331
46874 | 4.93 | 1 | 365 | 5.6359 | 0.29767 | 5 | 0.93354
23338 | 9.1 | 1 | 365 | 10.4029 | 0.85371 | 11 | 0.25664
48864 | 11.6 | 1 | 365 | 13.2609 | 0.58275 | 13 | 0.84363
44416 | 5.13 | 1 | 365 | 5.8645 | 0.75599 | 6 | 0.6205
49530 | 5.4 | 1 | 365 | 6.1732 | 0.37473 | 6 | 0.5479
49331 | 11.7 | 1 | 365 | 13.3752 | 0.81191 | 14 | 0.18711
47407 | 11.772 | 1 | 365 | 13.4575 | 0.9769 | 14 | 0.43442
48249 | 11.5 | 1 | 365 | 13.1466 | 0.35358 | 13 | 0.50015
40257 | 4.68 | 1 | 365 | 5.3501 | 0.72476 | 6 | 0.074845
54987 | 3.38 | 1 | 365 | 3.8639 | 0.74566 | 4 | 0.60961
39835 | 3.12 | 1 | 365 | 3.5667 | 0.14984 | 3 | 0.71656
53123 | 6.5 | 1 | 365 | 7.4307 | 0.8955 | 8 | 0.32617
44919 | 5.125 | 1 | 365 | 5.8588 | 0.74453 | 6 | 0.60333
39211 | 3.12 | 1 | 365 | 3.5667 | 0.14984 | 3 | 0.71656
54912 | 12.22 | 1 | 365 | 13.9697 | 0.0035475 | 13 | 0.97321
53531 | 4.68 | 1 | 365 | 5.3501 | 0.72476 | 6 | 0.074845
50242 | 7.54 | 1 | 365 | 8.6196 | 0.27878 | 8 | 0.89836
49028 | 10.464 | 1 | 365 | 11.9622 | 0.97947 | 12 | 0.94171
49907 | 10.71 | 1 | 365 | 12.2435 | 0.54321 | 12 | 0.78667
54376 | 2.55 | 1 | 365 | 2.9151 | 0.84362 | 3 | 0.75873
49500 | 13.5 | 1 | 365 | 15.4329 | 0.93682 | 16 | 0.36975
54241 | 3.64 | 1 | 365 | 4.1612 | 0.34148 | 4 | 0.50266
34377 | 6.5 | 1 | 365 | 7.4307 | 0.8955 | 8 | 0.32617
49184 | 12.21 | 1 | 365 | 13.9582 | 0.98063 | 14 | 0.93886
54284 | 4.08 | 1 | 365 | 4.6642 | 0.34979 | 5 | 0.013968
50154 | 15 | 1 | 365 | 17.1477 | 0.37424 | 17 | 0.52194
54316 | 3.75 | 1 | 365 | 4.2869 | 0.59356 | 4 | 0.88049
54474 | 7.3 | 1 | 365 | 8.3452 | 0.7288 | 9 | 0.074011
54289 | 10.4 | 1 | 365 | 11.8891 | 0.83281 | 12 | 0.72188
54568 | 5.67 | 1 | 365 | 6.4818 | 0.99346 | 7 | 0.47529
47417 | 8.82 | 1 | 365 | 10.0828 | 0.21205 | 10 | 0.2949
54667 | 12.753 | 1 | 365 | 14.579 | 0.22498 | 14 | 0.80395
51262 | 5.1 | 1 | 365 | 5.8302 | 0.68724 | 6 | 0.51746
49287 | 7.28 | 1 | 365 | 8.3224 | 0.68296 | 9 | 0.0053149
42721 | 3.025 | 1 | 365 | 3.4581 | 0.93214 | 4 | 0.39026
56239 | 9.62 | 1 | 365 | 10.9974 | 0.045346 | 11 | 0.042738
42745 | 12.1 | 1 | 365 | 13.8325 | 0.72855 | 14 | 0.56103
45536 | 8.97 | 1 | 365 | 10.2543 | 0.5558 | 10 | 0.81012
49040 | 6.615 | 1 | 365 | 7.5621 | 0.15904 | 7 | 0.72118
55770 | 4.42 | 1 | 365 | 5.0529 | 0.12894 | 5 | 0.1818
44417 | 8.75 | 1 | 365 | 10.0028 | 0.05164 | 10 | 0.054465
50861 | 5.4 | 1 | 365 | 6.1732 | 0.37473 | 6 | 0.5479
44300 | 13.734 | 1 | 365 | 15.7004 | 0.47305 | 16 | 0.17349
55548 | 4.2 | 1 | 365 | 4.8014 | 0.62479 | 5 | 0.42614
55756 | 4.16 | 1 | 365 | 4.7556 | 0.53312 | 5 | 0.28875
50236 | 9.9 | 1 | 365 | 11.3175 | 0.687 | 12 | 0.0044804
55421 | 8.58 | 1 | 365 | 9.8085 | 0.66207 | 10 | 0.47055
48282 | 9 | 1 | 365 | 10.2886 | 0.62454 | 10 | 0.91316
53774 | 3.12 | 1 | 365 | 3.5667 | 0.14984 | 3 | 0.71656
55600 | 4.08 | 1 | 365 | 4.6642 | 0.34979 | 5 | 0.013968
50002 | 7.59 | 1 | 365 | 8.6767 | 0.39337 | 9 | 0.070102
55523 | 4.16 | 1 | 365 | 4.7556 | 0.53312 | 5 | 0.28875
44748 | 9.9 | 1 | 365 | 11.3175 | 0.687 | 12 | 0.0044804
55603 | 5.865 | 1 | 365 | 6.7048 | 0.44033 | 7 | 0.14508
55578 | 5.98 | 1 | 365 | 6.8362 | 0.70386 | 7 | 0.54008
57962 | 5.1 | 1 | 365 | 5.8302 | 0.68724 | 6 | 0.51746
55418 | 9.975 | 1 | 365 | 11.4032 | 0.85887 | 12 | 0.26209
44398 | 9.81 | 1 | 365 | 11.2146 | 0.48075 | 11 | 0.69535
49173 | 7.28 | 1 | 365 | 8.3224 | 0.68296 | 9 | 0.0053149
46845 | 6 | 1 | 365 | 6.8591 | 0.7497 | 7 | 0.60878
49474 | 3.08 | 1 | 365 | 3.521 | 0.058177 | 3 | 0.57917
43940 | 5.4 | 1 | 365 | 6.1732 | 0.37473 | 6 | 0.5479
49910 | 3.5 | 1 | 365 | 4.0011 | 0.020656 | 4 | 0.021786
44428 | 6.75 | 1 | 365 | 7.7165 | 0.46841 | 8 | 0.18487
57748 | 7.848 | 1 | 365 | 8.9717 | 0.9846 | 9 | 0.95628
27525 | 7.02 | 1 | 365 | 8.0251 | 0.087144 | 8 | 0.11227
27557 | 0.765 | 1 | 365 | 0.87453 | 0.75309 | 1 | 0.62762
46406 | 4.251 | 1 | 365 | 4.8597 | 0.74166 | 5 | 0.60132
47641 | 8.505 | 1 | 365 | 9.7227 | 0.49019 | 10 | 0.21294
31522 | 5.98 | 1 | 365 | 6.8362 | 0.70386 | 7 | 0.54008
33738 | 2932.65 | 0.8 | 365 | 2682.0375 | 0.40613 | 2682 | 0.44359
32963 | 154.44 | 0.9 | 365 | 158.8974 | 0.52546 | 159 | 0.4229
13647 | 600.075 | 1 | 365 | 685.9937 | 0.14147 | 686 | 0.13521
49056 | 4.5 | 1 | 365 | 5.1443 | 0.31227 | 5 | 0.45658
55662 | 9.975 | 1 | 365 | 11.4032 | 0.85887 | 12 | 0.26209
55028 | 5.2 | 1 | 365 | 5.9445 | 0.9164 | 6 | 0.86094
54209 | 8.06 | 1 | 365 | 9.214 | 0.47042 | 9 | 0.68446
48482 | 10.395 | 1 | 365 | 11.8834 | 0.82135 | 12 | 0.7047
54199 | 8.06 | 1 | 365 | 9.214 | 0.47042 | 9 | 0.68446
50223 | 14.3 | 1 | 365 | 16.3475 | 0.77011 | 17 | 0.11758
45222 | 11.4 | 1 | 365 | 13.0323 | 0.12442 | 13 | 0.15667
50588 | 4.16 | 1 | 365 | 4.7556 | 0.53312 | 5 | 0.28875
55758 | 11.44 | 1 | 365 | 13.078 | 0.21609 | 13 | 0.29407
54432 | 5.1 | 1 | 365 | 5.8302 | 0.68724 | 6 | 0.51746
55821 | 9 | 1 | 365 | 10.2886 | 0.62454 | 10 | 0.91316
31377 | 947.05 | 1 | 365 | 1082.6486 | 0.27493 | 1082 | 0.92355
55853 | 6.24 | 1 | 365 | 7.1334 | 0.29968 | 7 | 0.43313
56295 | 3.12 | 1 | 365 | 3.5667 | 0.14984 | 3 | 0.71656
55985 | 25.16 | 0.9 | 365 | 25.8862 | 0.89135 | 26 | 0.77752
56216 | 11.925 | 1 | 365 | 13.6324 | 0.32752 | 13 | 0.95994
55812 | 10.4 | 1 | 365 | 11.8891 | 0.83281 | 12 | 0.72188
55731 | 7.15 | 1 | 365 | 8.1737 | 0.38505 | 8 | 0.55879
56838 | 9.61 | 1 | 365 | 10.986 | 0.02243 | 11 | 0.0083896
55123 | 6.48 | 1 | 365 | 7.4078 | 0.84967 | 8 | 0.25748
51851 | 4.42 | 1 | 365 | 5.0529 | 0.12894 | 5 | 0.1818
57616 | 8.829 | 1 | 365 | 10.0931 | 0.23268 | 10 | 0.32581
55356 | 4.42 | 1 | 365 | 5.0529 | 0.12894 | 5 | 0.1818
41958 | 12.22 | 1 | 365 | 13.9697 | 0.0035475 | 13 | 0.97321
57389 | 9.38 | 1 | 365 | 10.723 | 0.49536 | 11 | 0.21839
40158 | 5.98 | 1 | 365 | 6.8362 | 0.70386 | 7 | 0.54008
48274 | 3.24 | 1 | 365 | 3.7039 | 0.42484 | 4 | 0.12874
50481 | 8.415 | 1 | 365 | 9.6199 | 0.28395 | 9 | 0.90381
50416 | 2.55 | 1 | 365 | 2.9151 | 0.84362 | 3 | 0.75873
39987 | 3.18 | 1 | 365 | 3.6353 | 0.28734 | 3 | 0.92265
50352 | 6.885 | 1 | 365 | 7.8708 | 0.77778 | 8 | 0.64857
40621 | 5.98 | 1 | 365 | 6.8362 | 0.70386 | 7 | 0.54008
45669 | 3.825 | 1 | 365 | 4.3727 | 0.76543 | 5 | 0.13809
40122 | 7.905 | 1 | 365 | 9.0368 | 0.11522 | 9 | 0.15206
37849 | 4.68 | 1 | 365 | 5.3501 | 0.72476 | 6 | 0.074845
50613 | 7.395 | 1 | 365 | 8.4538 | 0.9465 | 9 | 0.40032
50358 | 7.14 | 1 | 365 | 8.1623 | 0.36214 | 8 | 0.52444
48052 | 6.095 | 1 | 365 | 6.9677 | 0.9674 | 7 | 0.93508
41896 | 15.08 | 1 | 365 | 17.2392 | 0.55757 | 17 | 0.79672
40168 | 10.92 | 1 | 365 | 12.4835 | 0.024447 | 12 | 0.50797
38033 | 12.74 | 1 | 365 | 14.5641 | 0.19519 | 14 | 0.7593
50294 | 10.4 | 1 | 365 | 11.8891 | 0.83281 | 12 | 0.72188
42193 | 4.08 | 1 | 365 | 4.6642 | 0.34979 | 5 | 0.013968
40656 | 5.2 | 1 | 365 | 5.9445 | 0.9164 | 6 | 0.86094
50576 | 8.415 | 1 | 365 | 9.6199 | 0.28395 | 9 | 0.90381
40522 | 15.08 | 1 | 365 | 17.2392 | 0.55757 | 17 | 0.79672
39588 | 3.12 | 1 | 365 | 3.5667 | 0.14984 | 3 | 0.71656
50585 | 3.06 | 1 | 365 | 3.4981 | 0.012345 | 3 | 0.51048
37739 | 2.34 | 1 | 365 | 2.675 | 0.36238 | 3 | 0.037423
50579 | 6.76 | 1 | 365 | 7.7279 | 0.49132 | 8 | 0.21922
39997 | 5.3 | 1 | 365 | 6.0589 | 0.14556 | 6 | 0.20442
50370 | 5.355 | 1 | 365 | 6.1217 | 0.2716 | 6 | 0.39333
42327 | 11.475 | 1 | 365 | 13.118 | 0.29629 | 13 | 0.41428
45366 | 7.65 | 1 | 365 | 8.7453 | 0.53086 | 9 | 0.27619
45789 | 6.885 | 1 | 365 | 7.8708 | 0.77778 | 8 | 0.64857
40559 | 3.64 | 1 | 365 | 4.1612 | 0.34148 | 4 | 0.50266
41222 | 4.77 | 1 | 365 | 5.453 | 0.93101 | 6 | 0.38398
47987 | 11.34 | 1 | 365 | 12.9637 | 0.98693 | 13 | 0.95059
42334 | 4.16 | 1 | 365 | 4.7556 | 0.53312 | 5 | 0.28875
45147 | 9.36 | 1 | 365 | 10.7002 | 0.44953 | 11 | 0.14969
47514 | 7.83 | 1 | 365 | 8.9511 | 0.94335 | 9 | 0.89445
42444 | 18.46 | 1 | 365 | 21.1031 | 0.30323 | 21 | 0.40633
45679 | 9.805 | 1 | 365 | 11.2089 | 0.46929 | 11 | 0.67817
39575 | 7.28 | 1 | 365 | 8.3224 | 0.68296 | 9 | 0.0053149
48584 | 6.885 | 1 | 365 | 7.8708 | 0.77778 | 8 | 0.64857
50646 | 13.515 | 1 | 365 | 15.4501 | 0.97119 | 16 | 0.42127
41305 | 15.34 | 1 | 365 | 17.5364 | 0.15339 | 17 | 0.68977
38053 | 6.5 | 1 | 365 | 7.4307 | 0.8955 | 8 | 0.32617
55398 | 7.14 | 1 | 365 | 8.1623 | 0.36214 | 8 | 0.52444
55378 | 7.02 | 1 | 365 | 8.0251 | 0.087144 | 8 | 0.11227
55147 | 8.84 | 1 | 365 | 10.1057 | 0.25789 | 10 | 0.3636
55077 | 8.58 | 1 | 365 | 9.8085 | 0.66207 | 10 | 0.47055
52829 | 2.6 | 1 | 365 | 2.9723 | 0.9582 | 3 | 0.93047
55073 | 4.42 | 1 | 365 | 5.0529 | 0.12894 | 5 | 0.1818
24102 | 6.24 | 1 | 365 | 7.1334 | 0.29968 | 7 | 0.43313
54996 | 8.84 | 1 | 365 | 10.1057 | 0.25789 | 10 | 0.3636
55641 | 9.88 | 1 | 365 | 11.2946 | 0.64117 | 11 | 0.93578
55158 | 3.12 | 1 | 365 | 3.5667 | 0.14984 | 3 | 0.71656
52354 | 8.58 | 1 | 365 | 9.8085 | 0.66207 | 10 | 0.47055
55049 | 8.745 | 1 | 365 | 9.9971 | 0.040182 | 10 | 0.037291
56346 | 5.46 | 1 | 365 | 6.2418 | 0.51222 | 6 | 0.75399
58081 | 11.2 | 1 | 365 | 12.8036 | 0.6661 | 13 | 0.46972
56574 | 5.98 | 1 | 365 | 6.8362 | 0.70386 | 7 | 0.54008
58077 | 5.985 | 1 | 365 | 6.8419 | 0.71532 | 7 | 0.55725
58075 | 9.81 | 1 | 365 | 11.2146 | 0.48075 | 11 | 0.69535
58079 | 9.01 | 1 | 365 | 10.3001 | 0.64746 | 10 | 0.94751
56600 | 10.92 | 1 | 365 | 12.4835 | 0.024447 | 12 | 0.50797
57996 | 5.225 | 1 | 365 | 5.9731 | 0.97369 | 6 | 0.94681
52944 | 5.2 | 1 | 365 | 5.9445 | 0.9164 | 6 | 0.86094
58020 | 6.25 | 1 | 365 | 7.1449 | 0.3226 | 7 | 0.46747
56603 | 9.36 | 1 | 365 | 10.7002 | 0.44953 | 11 | 0.14969
57989 | 5.32 | 1 | 365 | 6.0817 | 0.1914 | 6 | 0.27311
53190 | 7.8 | 1 | 365 | 8.9168 | 0.8746 | 9 | 0.79141
49734 | 5.232 | 1 | 365 | 5.9811 | 0.98973 | 6 | 0.97085
57965 | 5.8 | 1 | 365 | 6.6304 | 0.29137 | 6 | 0.92182
54231 | 6.76 | 1 | 365 | 7.7279 | 0.49132 | 8 | 0.21922
58084 | 9.81 | 1 | 365 | 11.2146 | 0.48075 | 11 | 0.69535
51253 | 3.78 | 1 | 365 | 4.3212 | 0.66231 | 4 | 0.98353
56356 | 7.56 | 1 | 365 | 8.6424 | 0.32462 | 8 | 0.96706
56354 | 5 | 1 | 365 | 5.7159 | 0.45808 | 6 | 0.17398
21880 | 4.68 | 1 | 365 | 5.3501 | 0.72476 | 6 | 0.074845
57963 | 7.56 | 1 | 365 | 8.6424 | 0.32462 | 8 | 0.96706
44770 | 8.829 | 1 | 365 | 10.0931 | 0.23268 | 10 | 0.32581
56605 | 8.06 | 1 | 365 | 9.214 | 0.47042 | 9 | 0.68446
44363 | 3.5 | 1 | 365 | 4.0011 | 0.020656 | 4 | 0.021786
56606 | 4.16 | 1 | 365 | 4.7556 | 0.53312 | 5 | 0.28875
57704 | 26.505 | 0.9 | 365 | 27.27 | 0.66535 | 27 | 0.93534
58009 | 24.96 | 1 | 365 | 28.5338 | 0.19874 | 28 | 0.73251
46310 | 8.96 | 1 | 365 | 10.2429 | 0.53288 | 10 | 0.77577
50013 | 3.78 | 1 | 365 | 4.3212 | 0.66231 | 4 | 0.98353
51284 | 4.94 | 1 | 365 | 5.6473 | 0.32058 | 5 | 0.96789
50687 | 14.5 | 1 | 365 | 16.5761 | 0.22843 | 16 | 0.80454
53466 | 3.9 | 1 | 365 | 4.4584 | 0.9373 | 5 | 0.3957
52780 | 5.2 | 1 | 365 | 5.9445 | 0.9164 | 6 | 0.86094
55855 | 7.42 | 1 | 365 | 8.4824 | 0.0037907 | 8 | 0.48619
55856 | 13.26 | 1 | 365 | 15.1586 | 0.38683 | 15 | 0.54539
56019 | 31.5 | 0.9 | 365 | 32.4092 | 0.96731 | 33 | 0.37647
33997 | 238.4 | 0.9 | 365 | 245.2807 | 0.68913 | 245 | 0.96983
35295 | 50.22 | 0.9 | 365 | 51.6694 | 0.57646 | 52 | 0.24591
33189 | 143.226 | 0.9 | 365 | 147.3598 | 0.39709 | 147 | 0.75688
55858 | 4.335 | 1 | 365 | 4.9557 | 0.93416 | 5 | 0.88984
37968 | 6.21 | 1 | 365 | 7.0991 | 0.23094 | 7 | 0.33008
54724 | 6.89 | 1 | 365 | 7.8765 | 0.78923 | 8 | 0.66574
54725 | 3.975 | 1 | 365 | 4.5441 | 0.10917 | 4 | 0.65331
54726 | 3.975 | 1 | 365 | 4.5441 | 0.10917 | 4 | 0.65331
54995 | 10.6 | 1 | 365 | 12.1177 | 0.29113 | 12 | 0.40884
35343 | 105.8 | 0.9 | 365 | 108.8536 | 0.20768 | 109 | 0.061275
55871 | 9.99 | 1 | 365 | 11.4204 | 0.89324 | 12 | 0.31361
56004 | 10.965 | 1 | 365 | 12.535 | 0.12757 | 12 | 0.66254
56082 | 2.65 | 1 | 365 | 3.0294 | 0.072782 | 3 | 0.10221
56101 | 6.76 | 1 | 365 | 7.7279 | 0.49132 | 8 | 0.21922
56109 | 9.36 | 1 | 365 | 10.7002 | 0.44953 | 11 | 0.14969
56119 | 11.18 | 1 | 365 | 12.7808 | 0.62027 | 13 | 0.40102
56117 | 3.57 | 1 | 365 | 4.0812 | 0.18107 | 4 | 0.26222
56121 | 10.8 | 1 | 365 | 12.3463 | 0.74945 | 13 | 0.095797
56123 | 3.12 | 1 | 365 | 3.5667 | 0.14984 | 3 | 0.71656
56133 | 8.16 | 1 | 365 | 9.3283 | 0.69959 | 10 | 0.027935
56146 | 5.865 | 1 | 365 | 6.7048 | 0.44033 | 7 | 0.14508
56148 | 7.905 | 1 | 365 | 9.0368 | 0.11522 | 9 | 0.15206
56149 | 11.7 | 1 | 365 | 13.3752 | 0.81191 | 14 | 0.18711
56150 | 7.14 | 1 | 365 | 8.1623 | 0.36214 | 8 | 0.52444
56153 | 3.315 | 1 | 365 | 3.7896 | 0.59671 | 4 | 0.38635
56156 | 8.67 | 1 | 365 | 9.9114 | 0.86831 | 10 | 0.77968
56151 | 3.51 | 1 | 365 | 4.0126 | 0.043572 | 4 | 0.056134
56164 | 13.515 | 1 | 365 | 15.4501 | 0.97119 | 16 | 0.42127
55859 | 4.94 | 1 | 365 | 5.6473 | 0.32058 | 5 | 0.96789
56173 | 3.9 | 1 | 365 | 4.4584 | 0.9373 | 5 | 0.3957
55655 | 12.48 | 1 | 365 | 14.2669 | 0.59937 | 14 | 0.86625
56175 | 7.02 | 1 | 365 | 8.0251 | 0.087144 | 8 | 0.11227
56182 | 6.5 | 1 | 365 | 7.4307 | 0.8955 | 8 | 0.32617
56183 | 7.02 | 1 | 365 | 8.0251 | 0.087144 | 8 | 0.11227
56184 | 5.865 | 1 | 365 | 6.7048 | 0.44033 | 7 | 0.14508
56186 | 5.1 | 1 | 365 | 5.8302 | 0.68724 | 6 | 0.51746
56189 | 6.12 | 1 | 365 | 6.9963 | 0.02469 | 7 | 0.020952
50208 | 7.14 | 1 | 365 | 8.1623 | 0.36214 | 8 | 0.52444
56193 | 2.86 | 1 | 365 | 3.2695 | 0.55402 | 3 | 0.82352
56194 | 8.32 | 1 | 365 | 9.5113 | 0.066245 | 9 | 0.5775
56196 | 6.24 | 1 | 365 | 7.1334 | 0.29968 | 7 | 0.43313
56197 | 7.8 | 1 | 365 | 8.9168 | 0.8746 | 9 | 0.79141
56201 | 5.2 | 1 | 365 | 5.9445 | 0.9164 | 6 | 0.86094
56208 | 5.61 | 1 | 365 | 6.4132 | 0.85597 | 7 | 0.26921
56207 | 4.59 | 1 | 365 | 5.2472 | 0.51852 | 5 | 0.76571
56210 | 4.94 | 1 | 365 | 5.6473 | 0.32058 | 5 | 0.96789
56218 | 5.1 | 1 | 365 | 5.8302 | 0.68724 | 6 | 0.51746
56236 | 5.46 | 1 | 365 | 6.2418 | 0.51222 | 6 | 0.75399
56240 | 7.14 | 1 | 365 | 8.1623 | 0.36214 | 8 | 0.52444
56264 | 4.59 | 1 | 365 | 5.2472 | 0.51852 | 5 | 0.76571
56415 | 5.3 | 1 | 365 | 6.0589 | 0.14556 | 6 | 0.20442
35261 | 31.05 | 0.9 | 365 | 31.9462 | 0.039209 | 31 | 0.98537
56416 | 9.01 | 1 | 365 | 10.3001 | 0.64746 | 10 | 0.94751
56417 | 4.16 | 1 | 365 | 4.7556 | 0.53312 | 5 | 0.28875
56419 | 11.475 | 1 | 365 | 13.118 | 0.29629 | 13 | 0.41428
56420 | 7.8 | 1 | 365 | 8.9168 | 0.8746 | 9 | 0.79141
34698 | 35.84 | 1 | 365 | 40.9716 | 0.13152 | 41 | 0.10309
56423 | 10.4 | 1 | 365 | 11.8891 | 0.83281 | 12 | 0.72188
37274 | 43.74 | 0.9 | 365 | 45.0024 | 0.21176 | 45 | 0.21418
33741 | 44.472 | 0.9 | 365 | 45.7556 | 0.72147 | 46 | 0.47702
56426 | 5.035 | 1 | 365 | 5.7559 | 0.53829 | 6 | 0.2942
57168 | 49.98 | 0.9 | 365 | 51.4225 | 0.081471 | 51 | 0.50399
56427 | 7.02 | 1 | 365 | 8.0251 | 0.087144 | 8 | 0.11227
56429 | 2.86 | 1 | 365 | 3.2695 | 0.55402 | 3 | 0.82352
34295 | 52.32 | 0.9 | 365 | 53.8301 | 0.90761 | 54 | 0.73767
56466 | 3.38 | 1 | 365 | 3.8639 | 0.74566 | 4 | 0.60961
56437 | 2.6 | 1 | 365 | 2.9723 | 0.9582 | 3 | 0.93047
56467 | 5.035 | 1 | 365 | 5.7559 | 0.53829 | 6 | 0.2942
56469 | 3.9 | 1 | 365 | 4.4584 | 0.9373 | 5 | 0.3957
56440 | 4.24 | 1 | 365 | 4.8471 | 0.71645 | 5 | 0.56354
56468 | 10.71 | 1 | 365 | 12.2435 | 0.54321 | 12 | 0.78667
56446 | 3.51 | 1 | 365 | 4.0126 | 0.043572 | 4 | 0.056134
56471 | 9.88 | 1 | 365 | 11.2946 | 0.64117 | 11 | 0.93578
56470 | 7.155 | 1 | 365 | 8.1795 | 0.39651 | 8 | 0.57597
31314 | 62.985 | 0.9 | 365 | 64.8029 | 0.90369 | 65 | 0.70656
56474 | 5.83 | 1 | 365 | 6.6647 | 0.36012 | 7 | 0.024861
56447 | 5.565 | 1 | 365 | 6.3618 | 0.75284 | 7 | 0.11464
56475 | 12.48 | 1 | 365 | 14.2669 | 0.59937 | 14 | 0.86625
56448 | 9.69 | 1 | 365 | 11.0774 | 0.20576 | 11 | 0.28317
56476 | 4.94 | 1 | 365 | 5.6473 | 0.32058 | 5 | 0.96789
56449 | 5.98 | 1 | 365 | 6.8362 | 0.70386 | 7 | 0.54008
56477 | 9.435 | 1 | 365 | 10.7859 | 0.6214 | 11 | 0.4073
56451 | 13.26 | 1 | 365 | 15.1586 | 0.38683 | 15 | 0.54539
56478 | 6.5 | 1 | 365 | 7.4307 | 0.8955 | 8 | 0.32617
56479 | 10.2 | 1 | 365 | 11.6604 | 0.37448 | 12 | 0.034919
56480 | 6.89 | 1 | 365 | 7.8765 | 0.78923 | 8 | 0.66574
56482 | 7.54 | 1 | 365 | 8.6196 | 0.27878 | 8 | 0.89836
56453 | 7.395 | 1 | 365 | 8.4538 | 0.9465 | 9 | 0.40032
56481 | 6.12 | 1 | 365 | 6.9963 | 0.02469 | 7 | 0.020952
56284 | 6.36 | 1 | 365 | 7.2706 | 0.57468 | 7 | 0.8453
56483 | 2.08 | 1 | 365 | 2.3778 | 0.76656 | 3 | 0.14438
56490 | 3.9 | 1 | 365 | 4.4584 | 0.9373 | 5 | 0.3957
56491 | 7.02 | 1 | 365 | 8.0251 | 0.087144 | 8 | 0.11227
56492 | 6.625 | 1 | 365 | 7.5736 | 0.18196 | 7 | 0.75552
56493 | 7.905 | 1 | 365 | 9.0368 | 0.11522 | 9 | 0.15206
35276 | 78.08 | 0.9 | 365 | 80.3335 | 0.03644 | 80 | 0.36998
34857 | 78.08 | 0.9 | 365 | 80.3335 | 0.03644 | 80 | 0.36998
34990 | 78.08 | 0.9 | 365 | 80.3335 | 0.03644 | 80 | 0.36998
34977 | 78.08 | 0.9 | 365 | 80.3335 | 0.03644 | 80 | 0.36998
56444 | 3.18 | 1 | 365 | 3.6353 | 0.28734 | 3 | 0.92265
56455 | 11.18 | 1 | 365 | 12.7808 | 0.62027 | 13 | 0.40102
56456 | 9.435 | 1 | 365 | 10.7859 | 0.6214 | 11 | 0.4073
56458 | 5.83 | 1 | 365 | 6.6647 | 0.36012 | 7 | 0.024861
56460 | 14.04 | 1 | 365 | 16.0502 | 0.17429 | 16 | 0.22454
56462 | 4.94 | 1 | 365 | 5.6473 | 0.32058 | 5 | 0.96789
56461 | 8.32 | 1 | 365 | 9.5113 | 0.066245 | 9 | 0.5775
51409 | 6.44 | 1 | 365 | 7.3621 | 0.75801 | 8 | 0.12009
56452 | 6.375 | 1 | 365 | 7.2878 | 0.60905 | 7 | 0.89682
56465 | 9.1 | 1 | 365 | 10.4029 | 0.85371 | 11 | 0.25664
38431 | 4.42 | 1 | 365 | 5.0529 | 0.12894 | 5 | 0.1818
56464 | 2.55 | 1 | 365 | 2.9151 | 0.84362 | 3 | 0.75873
47979 | 4.41 | 1 | 365 | 5.0414 | 0.10603 | 5 | 0.14745
56497 | 5.865 | 1 | 365 | 6.7048 | 0.44033 | 7 | 0.14508
45552 | 7.194 | 1 | 365 | 8.224 | 0.48589 | 8 | 0.70992
56506 | 7.685 | 1 | 365 | 8.7853 | 0.61107 | 9 | 0.39641
47427 | 3.9 | 1 | 365 | 4.4584 | 0.9373 | 5 | 0.3957
56503 | 4.94 | 1 | 365 | 5.6473 | 0.32058 | 5 | 0.96789
51532 | 7.2 | 1 | 365 | 8.2309 | 0.49964 | 8 | 0.73053
48919 | 10.175 | 1 | 365 | 11.6319 | 0.31719 | 11 | 0.94905
56507 | 6.12 | 1 | 365 | 6.9963 | 0.02469 | 7 | 0.020952
56510 | 4.335 | 1 | 365 | 4.9557 | 0.93416 | 5 | 0.88984
45175 | 6.24 | 1 | 365 | 7.1334 | 0.29968 | 7 | 0.43313
56512 | 4.68 | 1 | 365 | 5.3501 | 0.72476 | 6 | 0.074845
44052 | 5.886 | 1 | 365 | 6.7288 | 0.48845 | 7 | 0.21721
41466 | 7.14 | 1 | 365 | 8.1623 | 0.36214 | 8 | 0.52444
51203 | 9.25 | 1 | 365 | 10.5744 | 0.19745 | 10 | 0.77186
56513 | 4.16 | 1 | 365 | 4.7556 | 0.53312 | 5 | 0.28875
37270 | 14.388 | 1 | 365 | 16.4481 | 0.97177 | 17 | 0.41984
56509 | 10.965 | 1 | 365 | 12.535 | 0.12757 | 12 | 0.66254
43944 | 5.04 | 1 | 365 | 5.7616 | 0.54974 | 6 | 0.31137
56514 | 14.79 | 1 | 365 | 16.9076 | 0.893 | 17 | 0.80063
56517 | 3.975 | 1 | 365 | 4.5441 | 0.10917 | 4 | 0.65331
56520 | 2.805 | 1 | 365 | 3.2066 | 0.42798 | 3 | 0.6346
56522 | 5.67 | 1 | 365 | 6.4818 | 0.99346 | 7 | 0.47529
56525 | 6.5 | 1 | 365 | 7.4307 | 0.8955 | 8 | 0.32617
56861 | 7.14 | 1 | 365 | 8.1623 | 0.36214 | 8 | 0.52444
56524 | 13.005 | 1 | 365 | 14.8671 | 0.80247 | 15 | 0.66952
56865 | 2.12 | 1 | 365 | 2.4235 | 0.85823 | 3 | 0.28177
32942 | 1344.135 | 1 | 365 | 1536.5882 | 0.24127 | 1536 | 0.82952
57964 | 5.232 | 1 | 365 | 5.9811 | 0.98973 | 6 | 0.97085
56532 | 4.845 | 1 | 365 | 5.5387 | 0.10288 | 5 | 0.64159
56535 | 5.2 | 1 | 365 | 5.9445 | 0.9164 | 6 | 0.86094
56534 | 2.295 | 1 | 365 | 2.6236 | 0.25926 | 2 | 0.88286
56537 | 11.985 | 1 | 365 | 13.701 | 0.46502 | 14 | 0.16603
56539 | 9.01 | 1 | 365 | 10.3001 | 0.64746 | 10 | 0.94751
56543 | 5.1 | 1 | 365 | 5.8302 | 0.68724 | 6 | 0.51746
34860 | 78.08 | 0.9 | 365 | 80.3335 | 0.03644 | 80 | 0.36998
35189 | 78.08 | 0.9 | 365 | 80.3335 | 0.03644 | 80 | 0.36998
34992 | 78.08 | 0.9 | 365 | 80.3335 | 0.03644 | 80 | 0.36998
35020 | 78.08 | 0.9 | 365 | 80.3335 | 0.03644 | 80 | 0.36998
34871 | 78.08 | 0.9 | 365 | 80.3335 | 0.03644 | 80 | 0.36998
56546 | 16.32 | 1 | 365 | 18.6567 | 0.39917 | 19 | 0.055871
56547 | 14.04 | 1 | 365 | 16.0502 | 0.17429 | 16 | 0.22454
34883 | 92.3 | 0.9 | 365 | 94.964 | 0.36454 | 95 | 0.3285
35297 | 94.72 | 0.9 | 365 | 97.4538 | 0.35568 | 97 | 0.80949
56552 | 5.83 | 1 | 365 | 6.6647 | 0.36012 | 7 | 0.024861
56553 | 5.3 | 1 | 365 | 6.0589 | 0.14556 | 6 | 0.20442
56863 | 7.42 | 1 | 365 | 8.4824 | 0.0037907 | 8 | 0.48619
56549 | 11.73 | 1 | 365 | 13.4095 | 0.88066 | 14 | 0.29016
56556 | 4.505 | 1 | 365 | 5.15 | 0.32373 | 5 | 0.47376
56869 | 6.095 | 1 | 365 | 6.9677 | 0.9674 | 7 | 0.93508
56557 | 7.65 | 1 | 365 | 8.7453 | 0.53086 | 9 | 0.27619
56866 | 8.58 | 1 | 365 | 9.8085 | 0.66207 | 10 | 0.47055
56560 | 2.86 | 1 | 365 | 3.2695 | 0.55402 | 3 | 0.82352
56871 | 6.63 | 1 | 365 | 7.5793 | 0.19341 | 7 | 0.7727
56562 | 7.95 | 1 | 365 | 9.0883 | 0.21835 | 9 | 0.30663
56564 | 4.42 | 1 | 365 | 5.0529 | 0.12894 | 5 | 0.1818
56870 | 14.025 | 1 | 365 | 16.0331 | 0.13991 | 16 | 0.17301
56563 | 11.96 | 1 | 365 | 13.6724 | 0.40773 | 14 | 0.08016
56873 | 2.65 | 1 | 365 | 3.0294 | 0.072782 | 3 | 0.10221
56558 | 4.335 | 1 | 365 | 4.9557 | 0.93416 | 5 | 0.88984
56872 | 11.475 | 1 | 365 | 13.118 | 0.29629 | 13 | 0.41428
56568 | 11.96 | 1 | 365 | 13.6724 | 0.40773 | 14 | 0.08016
56875 | 14.04 | 1 | 365 | 16.0502 | 0.17429 | 16 | 0.22454
56570 | 13.77 | 1 | 365 | 15.7416 | 0.55555 | 16 | 0.29714
56874 | 3.975 | 1 | 365 | 4.5441 | 0.10917 | 4 | 0.65331
56607 | 9.69 | 1 | 365 | 11.0774 | 0.20576 | 11 | 0.28317
56877 | 7.95 | 1 | 365 | 9.0883 | 0.21835 | 9 | 0.30663
56876 | 4.94 | 1 | 365 | 5.6473 | 0.32058 | 5 | 0.96789
56878 | 5.2 | 1 | 365 | 5.9445 | 0.9164 | 6 | 0.86094
56880 | 6.5 | 1 | 365 | 7.4307 | 0.8955 | 8 | 0.32617
56618 | 7.42 | 1 | 365 | 8.4824 | 0.0037907 | 8 | 0.48619
56621 | 3.64 | 1 | 365 | 4.1612 | 0.34148 | 4 | 0.50266
56622 | 3.57 | 1 | 365 | 4.0812 | 0.18107 | 4 | 0.26222
56892 | 12.495 | 1 | 365 | 14.284 | 0.63374 | 14 | 0.91778
56624 | 10.66 | 1 | 365 | 12.1863 | 0.42863 | 12 | 0.61493
56627 | 7.42 | 1 | 365 | 8.4824 | 0.0037907 | 8 | 0.48619
56623 | 9.88 | 1 | 365 | 11.2946 | 0.64117 | 11 | 0.93578
56626 | 4.59 | 1 | 365 | 5.2472 | 0.51852 | 5 | 0.76571
56631 | 6.885 | 1 | 365 | 7.8708 | 0.77778 | 8 | 0.64857
56630 | 11.18 | 1 | 365 | 12.7808 | 0.62027 | 13 | 0.40102
50692 | 9.975 | 1 | 365 | 11.4032 | 0.85887 | 12 | 0.26209
56185 | 9.36 | 1 | 365 | 10.7002 | 0.44953 | 11 | 0.14969
56646 | 4.59 | 1 | 365 | 5.2472 | 0.51852 | 5 | 0.76571
56643 | 14.04 | 1 | 365 | 16.0502 | 0.17429 | 16 | 0.22454
56516 | 8.84 | 1 | 365 | 10.1057 | 0.25789 | 10 | 0.3636
56657 | 5.72 | 1 | 365 | 6.539 | 0.10804 | 6 | 0.64703
56665 | 5.3 | 1 | 365 | 6.0589 | 0.14556 | 6 | 0.20442
56669 | 7.54 | 1 | 365 | 8.6196 | 0.27878 | 8 | 0.89836
56659 | 5.2 | 1 | 365 | 5.9445 | 0.9164 | 6 | 0.86094
56634 | 6.24 | 1 | 365 | 7.1334 | 0.29968 | 7 | 0.43313
56674 | 5.2 | 1 | 365 | 5.9445 | 0.9164 | 6 | 0.86094
56675 | 15.6 | 1 | 365 | 17.8336 | 0.74921 | 18 | 0.58282
56734 | 6.48 | 1 | 365 | 7.4078 | 0.84967 | 8 | 0.25748
56736 | 4.42 | 1 | 365 | 5.0529 | 0.12894 | 5 | 0.1818
56738 | 7.8 | 1 | 365 | 8.9168 | 0.8746 | 9 | 0.79141
56742 | 14.28 | 1 | 365 | 16.3246 | 0.72428 | 17 | 0.048887
56746 | 7.02 | 1 | 365 | 8.0251 | 0.087144 | 8 | 0.11227
56772 | 4.77 | 1 | 365 | 5.453 | 0.93101 | 6 | 0.38398
56773 | 11.475 | 1 | 365 | 13.118 | 0.29629 | 13 | 0.41428
56776 | 7.14 | 1 | 365 | 8.1623 | 0.36214 | 8 | 0.52444
56258 | 3.06 | 1 | 365 | 3.4981 | 0.012345 | 3 | 0.51048
56778 | 11.18 | 1 | 365 | 12.7808 | 0.62027 | 13 | 0.40102
56267 | 7.905 | 1 | 365 | 9.0368 | 0.11522 | 9 | 0.15206
56775 | 6.24 | 1 | 365 | 7.1334 | 0.29968 | 7 | 0.43313
56270 | 5.355 | 1 | 365 | 6.1217 | 0.2716 | 6 | 0.39333
56780 | 4.68 | 1 | 365 | 5.3501 | 0.72476 | 6 | 0.074845
56802 | 7.395 | 1 | 365 | 8.4538 | 0.9465 | 9 | 0.40032
56803 | 7.14 | 1 | 365 | 8.1623 | 0.36214 | 8 | 0.52444
56804 | 2.915 | 1 | 365 | 3.3324 | 0.68006 | 4 | 0.01243
56269 | 7.54 | 1 | 365 | 8.6196 | 0.27878 | 8 | 0.89836
56815 | 3.38 | 1 | 365 | 3.8639 | 0.74566 | 4 | 0.60961
56272 | 2.55 | 1 | 365 | 2.9151 | 0.84362 | 3 | 0.75873
56274 | 3.57 | 1 | 365 | 4.0812 | 0.18107 | 4 | 0.26222
56816 | 5.1 | 1 | 365 | 5.8302 | 0.68724 | 6 | 0.51746
56275 | 4.68 | 1 | 365 | 5.3501 | 0.72476 | 6 | 0.074845
56817 | 5.98 | 1 | 365 | 6.8362 | 0.70386 | 7 | 0.54008
56281 | 4.16 | 1 | 365 | 4.7556 | 0.53312 | 5 | 0.28875
56819 | 7.28 | 1 | 365 | 8.3224 | 0.68296 | 9 | 0.0053149
56282 | 11.18 | 1 | 365 | 12.7808 | 0.62027 | 13 | 0.40102
56821 | 5.72 | 1 | 365 | 6.539 | 0.10804 | 6 | 0.64703
56301 | 6.12 | 1 | 365 | 6.9963 | 0.02469 | 7 | 0.020952
56303 | 10.66 | 1 | 365 | 12.1863 | 0.42863 | 12 | 0.61493
56822 | 9.1 | 1 | 365 | 10.4029 | 0.85371 | 11 | 0.25664
56342 | 7.685 | 1 | 365 | 8.7853 | 0.61107 | 9 | 0.39641
56823 | 4.24 | 1 | 365 | 4.8471 | 0.71645 | 5 | 0.56354
56332 | 6.12 | 1 | 365 | 6.9963 | 0.02469 | 7 | 0.020952
56825 | 14.04 | 1 | 365 | 16.0502 | 0.17429 | 16 | 0.22454
56343 | 7.28 | 1 | 365 | 8.3224 | 0.68296 | 9 | 0.0053149
56345 | 4.42 | 1 | 365 | 5.0529 | 0.12894 | 5 | 0.1818
56347 | 13.78 | 1 | 365 | 15.753 | 0.57847 | 16 | 0.33149
56826 | 3.38 | 1 | 365 | 3.8639 | 0.74566 | 4 | 0.60961
56348 | 5.565 | 1 | 365 | 6.3618 | 0.75284 | 7 | 0.11464
56372 | 9.88 | 1 | 365 | 11.2946 | 0.64117 | 11 | 0.93578
56827 | 6.375 | 1 | 365 | 7.2878 | 0.60905 | 7 | 0.89682
56828 | 9.01 | 1 | 365 | 10.3001 | 0.64746 | 10 | 0.94751
56377 | 10.965 | 1 | 365 | 12.535 | 0.12757 | 12 | 0.66254
56830 | 14.04 | 1 | 365 | 16.0502 | 0.17429 | 16 | 0.22454
56382 | 4.42 | 1 | 365 | 5.0529 | 0.12894 | 5 | 0.1818
56832 | 10.92 | 1 | 365 | 12.4835 | 0.024447 | 12 | 0.50797
56381 | 8.32 | 1 | 365 | 9.5113 | 0.066245 | 9 | 0.5775
56383 | 9.69 | 1 | 365 | 11.0774 | 0.20576 | 11 | 0.28317
56836 | 11.44 | 1 | 365 | 13.078 | 0.21609 | 13 | 0.29407
56387 | 5.83 | 1 | 365 | 6.6647 | 0.36012 | 7 | 0.024861
56837 | 10.4 | 1 | 365 | 11.8891 | 0.83281 | 12 | 0.72188
56391 | 11.475 | 1 | 365 | 13.118 | 0.29629 | 13 | 0.41428
56848 | 7.395 | 1 | 365 | 8.4538 | 0.9465 | 9 | 0.40032
56401 | 2.04 | 1 | 365 | 2.3321 | 0.6749 | 3 | 0.0069838
56840 | 6.625 | 1 | 365 | 7.5736 | 0.18196 | 7 | 0.75552
47860 | 26.52 | 0.9 | 365 | 27.2854 | 0.69629 | 27 | 0.98171
56846 | 2.86 | 1 | 365 | 3.2695 | 0.55402 | 3 | 0.82352
56403 | 3.06 | 1 | 365 | 3.4981 | 0.012345 | 3 | 0.51048
56851 | 7.28 | 1 | 365 | 8.3224 | 0.68296 | 9 | 0.0053149
56407 | 5.61 | 1 | 365 | 6.4132 | 0.85597 | 7 | 0.26921
56408 | 4.505 | 1 | 365 | 5.15 | 0.32373 | 5 | 0.47376
56853 | 4.59 | 1 | 365 | 5.2472 | 0.51852 | 5 | 0.76571
56405 | 3.06 | 1 | 365 | 3.4981 | 0.012345 | 3 | 0.51048
56413 | 4.845 | 1 | 365 | 5.5387 | 0.10288 | 5 | 0.64159
56857 | 16.96 | 1 | 365 | 19.3883 | 0.86581 | 20 | 0.25414
58129 | 27.56 | 0.9 | 365 | 28.3554 | 0.84124 | 29 | 0.19668
56859 | 4.16 | 1 | 365 | 4.7556 | 0.53312 | 5 | 0.28875
56858 | 6.5 | 1 | 365 | 7.4307 | 0.8955 | 8 | 0.32617
56894 | 3.57 | 1 | 365 | 4.0812 | 0.18107 | 4 | 0.26222
56896 | 14.04 | 1 | 365 | 16.0502 | 0.17429 | 16 | 0.22454
56903 | 5.355 | 1 | 365 | 6.1217 | 0.2716 | 6 | 0.39333
56906 | 2.295 | 1 | 365 | 2.6236 | 0.25926 | 2 | 0.88286
56907 | 8.32 | 1 | 365 | 9.5113 | 0.066245 | 9 | 0.5775
56910 | 2.385 | 1 | 365 | 2.7265 | 0.4655 | 3 | 0.19199
56912 | 7.54 | 1 | 365 | 8.6196 | 0.27878 | 8 | 0.89836
56913 | 2.55 | 1 | 365 | 2.9151 | 0.84362 | 3 | 0.75873
56914 | 4.42 | 1 | 365 | 5.0529 | 0.12894 | 5 | 0.1818
56915 | 5.1 | 1 | 365 | 5.8302 | 0.68724 | 6 | 0.51746
56919 | 4.68 | 1 | 365 | 5.3501 | 0.72476 | 6 | 0.074845
56924 | 3.57 | 1 | 365 | 4.0812 | 0.18107 | 4 | 0.26222
56927 | 2.34 | 1 | 365 | 2.675 | 0.36238 | 3 | 0.037423
56925 | 6.36 | 1 | 365 | 7.2706 | 0.57468 | 7 | 0.8453
56931 | 6.375 | 1 | 365 | 7.2878 | 0.60905 | 7 | 0.89682
56933 | 6.24 | 1 | 365 | 7.1334 | 0.29968 | 7 | 0.43313
56934 | 5.1 | 1 | 365 | 5.8302 | 0.68724 | 6 | 0.51746
56936 | 7.28 | 1 | 365 | 8.3224 | 0.68296 | 9 | 0.0053149
56970 | 10.92 | 1 | 365 | 12.4835 | 0.024447 | 12 | 0.50797
56974 | 6.24 | 1 | 365 | 7.1334 | 0.29968 | 7 | 0.43313
57009 | 9.18 | 1 | 365 | 10.4944 | 0.037035 | 10 | 0.53143
57011 | 7.54 | 1 | 365 | 8.6196 | 0.27878 | 8 | 0.89836
57015 | 8.215 | 1 | 365 | 9.3912 | 0.82563 | 10 | 0.21685
57016 | 3.38 | 1 | 365 | 3.8639 | 0.74566 | 4 | 0.60961
57019 | 3.9 | 1 | 365 | 4.4584 | 0.9373 | 5 | 0.3957
57018 | 7.02 | 1 | 365 | 8.0251 | 0.087144 | 8 | 0.11227
57020 | 11.44 | 1 | 365 | 13.078 | 0.21609 | 13 | 0.29407
57022 | 12.48 | 1 | 365 | 14.2669 | 0.59937 | 14 | 0.86625
57023 | 8.48 | 1 | 365 | 9.6942 | 0.4329 | 10 | 0.12707
57065 | 3.64 | 1 | 365 | 4.1612 | 0.34148 | 4 | 0.50266
57068 | 8.67 | 1 | 365 | 9.9114 | 0.86831 | 10 | 0.77968
57074 | 4.42 | 1 | 365 | 5.0529 | 0.12894 | 5 | 0.1818
57095 | 8.84 | 1 | 365 | 10.1057 | 0.25789 | 10 | 0.3636
57150 | 7.02 | 1 | 365 | 8.0251 | 0.087144 | 8 | 0.11227
57151 | 3.12 | 1 | 365 | 3.5667 | 0.14984 | 3 | 0.71656
57153 | 4.94 | 1 | 365 | 5.6473 | 0.32058 | 5 | 0.96789
57198 | 3.12 | 1 | 365 | 3.5667 | 0.14984 | 3 | 0.71656
57201 | 13.52 | 1 | 365 | 15.4558 | 0.98265 | 16 | 0.43844
57208 | 6.5 | 1 | 365 | 7.4307 | 0.8955 | 8 | 0.32617
57215 | 3.51 | 1 | 365 | 4.0126 | 0.043572 | 4 | 0.056134
57219 | 3.64 | 1 | 365 | 4.1612 | 0.34148 | 4 | 0.50266
57290 | 13.005 | 1 | 365 | 14.8671 | 0.80247 | 15 | 0.66952
57221 | 8.32 | 1 | 365 | 9.5113 | 0.066245 | 9 | 0.5775
57220 | 4.59 | 1 | 365 | 5.2472 | 0.51852 | 5 | 0.76571
57296 | 6.24 | 1 | 365 | 7.1334 | 0.29968 | 7 | 0.43313
57224 | 13.78 | 1 | 365 | 15.753 | 0.57847 | 16 | 0.33149
57301 | 3.38 | 1 | 365 | 3.8639 | 0.74566 | 4 | 0.60961
57223 | 8.32 | 1 | 365 | 9.5113 | 0.066245 | 9 | 0.5775
57229 | 8.58 | 1 | 365 | 9.8085 | 0.66207 | 10 | 0.47055
57305 | 4.59 | 1 | 365 | 5.2472 | 0.51852 | 5 | 0.76571
57228 | 9.1 | 1 | 365 | 10.4029 | 0.85371 | 11 | 0.25664
57308 | 5.1 | 1 | 365 | 5.8302 | 0.68724 | 6 | 0.51746
57240 | 6.885 | 1 | 365 | 7.8708 | 0.77778 | 8 | 0.64857
57316 | 5.46 | 1 | 365 | 6.2418 | 0.51222 | 6 | 0.75399
57243 | 7.395 | 1 | 365 | 8.4538 | 0.9465 | 9 | 0.40032
57322 | 5.1 | 1 | 365 | 5.8302 | 0.68724 | 6 | 0.51746
57247 | 3.825 | 1 | 365 | 4.3727 | 0.76543 | 5 | 0.13809
57328 | 8.415 | 1 | 365 | 9.6199 | 0.28395 | 9 | 0.90381
57334 | 13.26 | 1 | 365 | 15.1586 | 0.38683 | 15 | 0.54539
57251 | 11.44 | 1 | 365 | 13.078 | 0.21609 | 13 | 0.29407
57321 | 5.46 | 1 | 365 | 6.2418 | 0.51222 | 6 | 0.75399
57244 | 2.08 | 1 | 365 | 2.3778 | 0.76656 | 3 | 0.14438
57261 | 4.505 | 1 | 365 | 5.15 | 0.32373 | 5 | 0.47376
57337 | 6.24 | 1 | 365 | 7.1334 | 0.29968 | 7 | 0.43313
57286 | 12.74 | 1 | 365 | 14.5641 | 0.19519 | 14 | 0.7593
57289 | 6.24 | 1 | 365 | 7.1334 | 0.29968 | 7 | 0.43313
57343 | 5.865 | 1 | 365 | 6.7048 | 0.44033 | 7 | 0.14508
57344 | 9.36 | 1 | 365 | 10.7002 | 0.44953 | 11 | 0.14969
57677 | 8.16 | 1 | 365 | 9.3283 | 0.69959 | 10 | 0.027935
57350 | 5.565 | 1 | 365 | 6.3618 | 0.75284 | 7 | 0.11464
57352 | 5.2 | 1 | 365 | 5.9445 | 0.9164 | 6 | 0.86094
57355 | 10.14 | 1 | 365 | 11.5918 | 0.23699 | 11 | 0.82883
57681 | 3.9 | 1 | 365 | 4.4584 | 0.9373 | 5 | 0.3957
57684 | 7.28 | 1 | 365 | 8.3224 | 0.68296 | 9 | 0.0053149
57356 | 13.26 | 1 | 365 | 15.1586 | 0.38683 | 15 | 0.54539
57688 | 6.24 | 1 | 365 | 7.1334 | 0.29968 | 7 | 0.43313
57690 | 17.16 | 1 | 365 | 19.617 | 0.32413 | 19 | 0.9411
57692 | 4.335 | 1 | 365 | 4.9557 | 0.93416 | 5 | 0.88984
57695 | 9.18 | 1 | 365 | 10.4944 | 0.037035 | 10 | 0.53143
54441 | 4.42 | 1 | 365 | 5.0529 | 0.12894 | 5 | 0.1818
40013 | 3.64 | 1 | 365 | 4.1612 | 0.34148 | 4 | 0.50266
54925 | 4.94 | 1 | 365 | 5.6473 | 0.32058 | 5 | 0.96789
54983 | 9.54 | 1 | 365 | 10.9059 | 0.86202 | 11 | 0.76795
54821 | 3.64 | 1 | 365 | 4.1612 | 0.34148 | 4 | 0.50266
52275 | 10.66 | 1 | 365 | 12.1863 | 0.42863 | 12 | 0.61493
57696 | 8.745 | 1 | 365 | 9.9971 | 0.040182 | 10 | 0.037291
49231 | 3.64 | 1 | 365 | 4.1612 | 0.34148 | 4 | 0.50266
54859 | 4.16 | 1 | 365 | 4.7556 | 0.53312 | 5 | 0.28875
57700 | 3.38 | 1 | 365 | 3.8639 | 0.74566 | 4 | 0.60961
54855 | 5.2 | 1 | 365 | 5.9445 | 0.9164 | 6 | 0.86094
27700 | 10.4 | 1 | 365 | 11.8891 | 0.83281 | 12 | 0.72188
47313 | 12 | 1 | 365 | 13.7182 | 0.49939 | 14 | 0.21755
57723 | 4.94 | 1 | 365 | 5.6473 | 0.32058 | 5 | 0.96789
45207 | 11.772 | 1 | 365 | 13.4575 | 0.9769 | 14 | 0.43442
51295 | 12.48 | 1 | 365 | 14.2669 | 0.59937 | 14 | 0.86625
56202 | 5.1 | 1 | 365 | 5.8302 | 0.68724 | 6 | 0.51746
43564 | 16.8 | 1 | 365 | 19.2054 | 0.49915 | 19 | 0.70457
43563 | 18 | 1 | 365 | 20.5772 | 0.24909 | 20 | 0.82633
43561 | 16.8 | 1 | 365 | 19.2054 | 0.49915 | 19 | 0.70457
43559 | 15.6 | 1 | 365 | 17.8336 | 0.74921 | 18 | 0.58282
43557 | 15 | 1 | 365 | 17.1477 | 0.37424 | 17 | 0.52194
57729 | 8.415 | 1 | 365 | 9.6199 | 0.28395 | 9 | 0.90381
43555 | 15.9 | 1 | 365 | 18.1766 | 0.43669 | 18 | 0.61326
43556 | 15.6 | 1 | 365 | 17.8336 | 0.74921 | 18 | 0.58282
57731 | 9.18 | 1 | 365 | 10.4944 | 0.037035 | 10 | 0.53143
43554 | 14.4 | 1 | 365 | 16.4618 | 0.99927 | 17 | 0.46106
57763 | 6.24 | 1 | 365 | 7.1334 | 0.29968 | 7 | 0.43313
42025 | 8.5 | 1 | 365 | 9.717 | 0.47874 | 10 | 0.19577
46419 | 9.6 | 1 | 365 | 10.9745 | 0.99951 | 11 | 0.97404
47656 | 3.78 | 1 | 365 | 4.3212 | 0.66231 | 4 | 0.98353
46455 | 8.82 | 1 | 365 | 10.0828 | 0.21205 | 10 | 0.2949
49305 | 8.4 | 1 | 365 | 9.6027 | 0.24957 | 9 | 0.85229
57774 | 8.32 | 1 | 365 | 9.5113 | 0.066245 | 9 | 0.5775
57785 | 10.4 | 1 | 365 | 11.8891 | 0.83281 | 12 | 0.72188
49048 | 6.615 | 1 | 365 | 7.5621 | 0.15904 | 7 | 0.72118
57797 | 2.86 | 1 | 365 | 3.2695 | 0.55402 | 3 | 0.82352
45567 | 7 | 1 | 365 | 8.0023 | 0.041312 | 8 | 0.043572
57807 | 12.24 | 1 | 365 | 13.9925 | 0.04938 | 14 | 0.041903
45563 | 5.75 | 1 | 365 | 6.5733 | 0.17679 | 6 | 0.75008
57808 | 5.1 | 1 | 365 | 5.8302 | 0.68724 | 6 | 0.51746
49494 | 7.848 | 1 | 365 | 8.9717 | 0.9846 | 9 | 0.95628
46474 | 5.88 | 1 | 365 | 6.7219 | 0.4747 | 7 | 0.1966
57809 | 5.3 | 1 | 365 | 6.0589 | 0.14556 | 6 | 0.20442
45535 | 5.559 | 1 | 365 | 6.3549 | 0.73909 | 7 | 0.094031
57810 | 9.36 | 1 | 365 | 10.7002 | 0.44953 | 11 | 0.14969
47673 | 7.42 | 1 | 365 | 8.4824 | 0.0037907 | 8 | 0.48619
57358 | 5.46 | 1 | 365 | 6.2418 | 0.51222 | 6 | 0.75399
57361 | 6.76 | 1 | 365 | 7.7279 | 0.49132 | 8 | 0.21922
57812 | 5.2 | 1 | 365 | 5.9445 | 0.9164 | 6 | 0.86094
57365 | 3.38 | 1 | 365 | 3.8639 | 0.74566 | 4 | 0.60961
57369 | 4.24 | 1 | 365 | 4.8471 | 0.71645 | 5 | 0.56354
57811 | 9.1 | 1 | 365 | 10.4029 | 0.85371 | 11 | 0.25664
57373 | 4.94 | 1 | 365 | 5.6473 | 0.32058 | 5 | 0.96789
57374 | 8.32 | 1 | 365 | 9.5113 | 0.066245 | 9 | 0.5775
57383 | 7.02 | 1 | 365 | 8.0251 | 0.087144 | 8 | 0.11227
57386 | 8.32 | 1 | 365 | 9.5113 | 0.066245 | 9 | 0.5775
57470 | 10.92 | 1 | 365 | 12.4835 | 0.024447 | 12 | 0.50797
57475 | 3.825 | 1 | 365 | 4.3727 | 0.76543 | 5 | 0.13809
57476 | 2.6 | 1 | 365 | 2.9723 | 0.9582 | 3 | 0.93047
46843 | 5.559 | 1 | 365 | 6.3549 | 0.73909 | 7 | 0.094031
57507 | 6.12 | 1 | 365 | 6.9963 | 0.02469 | 7 | 0.020952
57508 | 5.72 | 1 | 365 | 6.539 | 0.10804 | 6 | 0.64703
57515 | 16.9 | 1 | 365 | 19.3197 | 0.72831 | 20 | 0.048052
57569 | 7.95 | 1 | 365 | 9.0883 | 0.21835 | 9 | 0.30663
50141 | 6.75 | 1 | 365 | 7.7165 | 0.46841 | 8 | 0.18487
57555 | 5.1 | 1 | 365 | 5.8302 | 0.68724 | 6 | 0.51746
46841 | 6.5 | 1 | 365 | 7.4307 | 0.8955 | 8 | 0.32617
57513 | 3.12 | 1 | 365 | 3.5667 | 0.14984 | 3 | 0.71656
57814 | 5.355 | 1 | 365 | 6.1217 | 0.2716 | 6 | 0.39333
57815 | 6.12 | 1 | 365 | 6.9963 | 0.02469 | 7 | 0.020952
57574 | 3.975 | 1 | 365 | 4.5441 | 0.10917 | 4 | 0.65331
43507 | 3.15 | 1 | 365 | 3.601 | 0.21859 | 3 | 0.81961
57579 | 4.94 | 1 | 365 | 5.6473 | 0.32058 | 5 | 0.96789
47608 | 4.8 | 1 | 365 | 5.4873 | 0.99976 | 6 | 0.48702
57578 | 7.28 | 1 | 365 | 8.3224 | 0.68296 | 9 | 0.0053149
57580 | 2.86 | 1 | 365 | 3.2695 | 0.55402 | 3 | 0.82352
57594 | 4.94 | 1 | 365 | 5.6473 | 0.32058 | 5 | 0.96789
57598 | 4.77 | 1 | 365 | 5.453 | 0.93101 | 6 | 0.38398
57604 | 8.745 | 1 | 365 | 9.9971 | 0.040182 | 10 | 0.037291
57816 | 3.06 | 1 | 365 | 3.4981 | 0.012345 | 3 | 0.51048
57607 | 10.14 | 1 | 365 | 11.5918 | 0.23699 | 11 | 0.82883
44791 | 6.72 | 1 | 365 | 7.6822 | 0.39966 | 8 | 0.081829
57609 | 3.57 | 1 | 365 | 4.0812 | 0.18107 | 4 | 0.26222
44036 | 2.5 | 1 | 365 | 2.858 | 0.72904 | 3 | 0.58699
57656 | 6.76 | 1 | 365 | 7.7279 | 0.49132 | 8 | 0.21922
57817 | 7.28 | 1 | 365 | 8.3224 | 0.68296 | 9 | 0.0053149
57840 | 9.88 | 1 | 365 | 11.2946 | 0.64117 | 11 | 0.93578
46447 | 2.5 | 1 | 365 | 2.858 | 0.72904 | 3 | 0.58699
58525 | 12.6 | 1 | 365 | 14.4041 | 0.87436 | 15 | 0.27843
58659 | 6.5 | 1 | 365 | 7.4307 | 0.8955 | 8 | 0.32617
57821 | 10.66 | 1 | 365 | 12.1863 | 0.42863 | 12 | 0.61493
46399 | 5.13 | 1 | 365 | 5.8645 | 0.75599 | 6 | 0.6205
58658 | 9.3 | 1 | 365 | 10.6316 | 0.31203 | 10 | 0.9436
57823 | 11.7 | 1 | 365 | 13.3752 | 0.81191 | 14 | 0.18711
57841 | 9.1 | 1 | 365 | 10.4029 | 0.85371 | 11 | 0.25664
58702 | 5.67 | 1 | 365 | 6.4818 | 0.99346 | 7 | 0.47529
58700 | 8.32 | 1 | 365 | 9.5113 | 0.066245 | 9 | 0.5775
58688 | 8.19 | 1 | 365 | 9.3626 | 0.76834 | 10 | 0.13098
58657 | 4.56 | 1 | 365 | 5.2129 | 0.44977 | 5 | 0.66267
58687 | 9.135 | 1 | 365 | 10.4429 | 0.93391 | 11 | 0.37686
57843 | 8.06 | 1 | 365 | 9.214 | 0.47042 | 9 | 0.68446
58678 | 3.36 | 1 | 365 | 3.8411 | 0.69983 | 4 | 0.54091
58675 | 9.9 | 1 | 365 | 11.3175 | 0.687 | 12 | 0.0044804
46878 | 12.6 | 1 | 365 | 14.4041 | 0.87436 | 15 | 0.27843
57851 | 12.74 | 1 | 365 | 14.5641 | 0.19519 | 14 | 0.7593
57863 | 6.76 | 1 | 365 | 7.7279 | 0.49132 | 8 | 0.21922
47323 | 10.395 | 1 | 365 | 11.8834 | 0.82135 | 12 | 0.7047
57825 | 10.66 | 1 | 365 | 12.1863 | 0.42863 | 12 | 0.61493
58656 | 8.48 | 1 | 365 | 9.6942 | 0.4329 | 10 | 0.12707
58666 | 10.54 | 1 | 365 | 12.0491 | 0.15363 | 12 | 0.20275
57868 | 16.32 | 1 | 365 | 18.6567 | 0.39917 | 19 | 0.055871
57828 | 4.77 | 1 | 365 | 5.453 | 0.93101 | 6 | 0.38398
58665 | 8.19 | 1 | 365 | 9.3626 | 0.76834 | 10 | 0.13098
58664 | 12.48 | 1 | 365 | 14.2669 | 0.59937 | 14 | 0.86625
58655 | 6.9 | 1 | 365 | 7.8879 | 0.81215 | 8 | 0.70009
58427 | 13.16 | 1 | 365 | 15.0442 | 0.15767 | 15 | 0.20192
58673 | 7.2 | 1 | 365 | 8.2309 | 0.49964 | 8 | 0.73053
58667 | 7.95 | 1 | 365 | 9.0883 | 0.21835 | 9 | 0.30663
58663 | 13.44 | 1 | 365 | 15.3643 | 0.79932 | 16 | 0.16366
58662 | 11.685 | 1 | 365 | 13.3581 | 0.77753 | 14 | 0.13559
57833 | 7.28 | 1 | 365 | 8.3224 | 0.68296 | 9 | 0.0053149
58660 | 11.2 | 1 | 365 | 12.8036 | 0.6661 | 13 | 0.46972
58432 | 6.54 | 1 | 365 | 7.4764 | 0.98717 | 8 | 0.46357
55936 | 4.68 | 1 | 365 | 5.3501 | 0.72476 | 6 | 0.074845
57871 | 14.04 | 1 | 365 | 16.0502 | 0.17429 | 16 | 0.22454
58490 | 4.68 | 1 | 365 | 5.3501 | 0.72476 | 6 | 0.074845
58422 | 13.76 | 1 | 365 | 15.7302 | 0.53264 | 16 | 0.26279
58143 | 6 | 1 | 365 | 6.8591 | 0.7497 | 7 | 0.60878
58619 | 5.72 | 1 | 365 | 6.539 | 0.10804 | 6 | 0.64703
57913 | 6.095 | 1 | 365 | 6.9677 | 0.9674 | 7 | 0.93508
58616 | 6.9 | 1 | 365 | 7.8879 | 0.81215 | 8 | 0.70009
57914 | 8.925 | 1 | 365 | 10.2029 | 0.45267 | 10 | 0.65555
57873 | 3.64 | 1 | 365 | 4.1612 | 0.34148 | 4 | 0.50266
58200 | 3.57 | 1 | 365 | 4.0812 | 0.18107 | 4 | 0.26222
58614 | 4.03 | 1 | 365 | 4.607 | 0.23521 | 4 | 0.84223
57920 | 9.36 | 1 | 365 | 10.7002 | 0.44953 | 11 | 0.14969
58553 | 6.213 | 1 | 365 | 7.1026 | 0.23781 | 7 | 0.34039
57927 | 11.985 | 1 | 365 | 13.701 | 0.46502 | 14 | 0.16603
57928 | 7.8 | 1 | 365 | 8.9168 | 0.8746 | 9 | 0.79141
57875 | 5.2 | 1 | 365 | 5.9445 | 0.9164 | 6 | 0.86094
57929 | 12.48 | 1 | 365 | 14.2669 | 0.59937 | 14 | 0.86625
58552 | 9.156 | 1 | 365 | 10.467 | 0.98204 | 11 | 0.44899
57931 | 2.6 | 1 | 365 | 2.9723 | 0.9582 | 3 | 0.93047
57932 | 5.865 | 1 | 365 | 6.7048 | 0.44033 | 7 | 0.14508
57933 | 10.14 | 1 | 365 | 11.5918 | 0.23699 | 11 | 0.82883
57878 | 2.12 | 1 | 365 | 2.4235 | 0.85823 | 3 | 0.28177
57888 | 4.59 | 1 | 365 | 5.2472 | 0.51852 | 5 | 0.76571
58516 | 9.99 | 1 | 365 | 11.4204 | 0.89324 | 12 | 0.31361
57934 | 3.12 | 1 | 365 | 3.5667 | 0.14984 | 3 | 0.71656
58223 | 11.7 | 1 | 365 | 13.3752 | 0.81191 | 14 | 0.18711
57936 | 5.46 | 1 | 365 | 6.2418 | 0.51222 | 6 | 0.75399
57892 | 8.32 | 1 | 365 | 9.5113 | 0.066245 | 9 | 0.5775
57943 | 10.4 | 1 | 365 | 11.8891 | 0.83281 | 12 | 0.72188
58140 | 11.34 | 1 | 365 | 12.9637 | 0.98693 | 13 | 0.95059
57942 | 3.64 | 1 | 365 | 4.1612 | 0.34148 | 4 | 0.50266
58138 | 11.6 | 1 | 365 | 13.2609 | 0.58275 | 13 | 0.84363
44756 | 10.71 | 1 | 365 | 12.2435 | 0.54321 | 12 | 0.78667
57896 | 8.415 | 1 | 365 | 9.6199 | 0.28395 | 9 | 0.90381
49905 | 6.3 | 1 | 365 | 7.202 | 0.43718 | 7 | 0.63921
46348 | 13.8 | 1 | 365 | 15.7759 | 0.6243 | 16 | 0.40018
49475 | 11.7 | 1 | 365 | 13.3752 | 0.81191 | 14 | 0.18711
46872 | 10.395 | 1 | 365 | 11.8834 | 0.82135 | 12 | 0.7047
47420 | 10.08 | 1 | 365 | 11.5233 | 0.099489 | 11 | 0.62274
49318 | 15.12 | 1 | 365 | 17.2849 | 0.64923 | 17 | 0.93412
48285 | 10.71 | 1 | 365 | 12.2435 | 0.54321 | 12 | 0.78667
47398 | 10.08 | 1 | 365 | 11.5233 | 0.099489 | 11 | 0.62274
58716 | 16.64 | 1 | 365 | 19.0225 | 0.13249 | 19 | 0.15501
48471 | 10.92 | 1 | 365 | 12.4835 | 0.024447 | 12 | 0.50797
43943 | 11.34 | 1 | 365 | 12.9637 | 0.98693 | 13 | 0.95059
51282 | 11.685 | 1 | 365 | 13.3581 | 0.77753 | 14 | 0.13559
49898 | 11.39 | 1 | 365 | 13.0208 | 0.10151 | 13 | 0.12233
51315 | 10.695 | 1 | 365 | 12.2263 | 0.50883 | 12 | 0.73514
48544 | 12.5 | 1 | 365 | 14.2897 | 0.6452 | 14 | 0.93495
49911 | 11.025 | 1 | 365 | 12.6036 | 0.26507 | 12 | 0.86863
49912 | 12.915 | 1 | 365 | 14.7642 | 0.59622 | 15 | 0.36039
50251 | 13.86 | 1 | 365 | 15.8445 | 0.7618 | 16 | 0.60627
44373 | 6.72 | 1 | 365 | 7.6822 | 0.39966 | 8 | 0.081829
49046 | 9.765 | 1 | 365 | 11.1632 | 0.37763 | 11 | 0.54078
49498 | 12.6 | 1 | 365 | 14.4041 | 0.87436 | 15 | 0.27843
49901 | 10.791 | 1 | 365 | 12.3361 | 0.72883 | 13 | 0.064884
49909 | 7.5 | 1 | 365 | 8.5739 | 0.18712 | 8 | 0.76097
48873 | 4.905 | 1 | 365 | 5.6073 | 0.24038 | 5 | 0.84767
58126 | 13.12 | 1 | 365 | 14.9985 | 0.066002 | 15 | 0.064524
57900 | 7.14 | 1 | 365 | 8.1623 | 0.36214 | 8 | 0.52444
58419 | 2.12 | 1 | 365 | 2.4235 | 0.85823 | 3 | 0.28177
58196 | 5.985 | 1 | 365 | 6.8419 | 0.71532 | 7 | 0.55725
57902 | 8.32 | 1 | 365 | 9.5113 | 0.066245 | 9 | 0.5775
58195 | 3.1 | 1 | 365 | 3.5439 | 0.10401 | 3 | 0.64787
57903 | 8.84 | 1 | 365 | 10.1057 | 0.25789 | 10 | 0.3636
57905 | 5.46 | 1 | 365 | 6.2418 | 0.51222 | 6 | 0.75399
46807 | 24.57 | 1 | 365 | 28.0879 | 0.30501 | 28 | 0.39294
58705 | 6.84 | 1 | 365 | 7.8194 | 0.67465 | 8 | 0.494
58193 | 9.45 | 1 | 365 | 10.8031 | 0.65577 | 11 | 0.45882
57908 | 11.96 | 1 | 365 | 13.6724 | 0.40773 | 14 | 0.08016
57910 | 3.9 | 1 | 365 | 4.4584 | 0.9373 | 5 | 0.3957
58198 | 5.985 | 1 | 365 | 6.8419 | 0.71532 | 7 | 0.55725
47687 | 3.6 | 1 | 365 | 4.1154 | 0.24982 | 4 | 0.36527
49066 | 7.98 | 1 | 365 | 9.1226 | 0.2871 | 9 | 0.40967
50019 | 6.54 | 1 | 365 | 7.4764 | 0.98717 | 8 | 0.46357
44364 | 14 | 1 | 365 | 16.0045 | 0.082624 | 16 | 0.087144
46482 | 12.88 | 1 | 365 | 14.7242 | 0.51601 | 15 | 0.24017
48863 | 8.82 | 1 | 365 | 10.0828 | 0.21205 | 10 | 0.2949
57266 | 13.86 | 1 | 365 | 15.8445 | 0.7618 | 16 | 0.60627
51121 | 11.76 | 1 | 365 | 13.4438 | 0.9494 | 14 | 0.3932
50297 | 24.8 | 1 | 365 | 28.3509 | 0.83208 | 29 | 0.18294
55188 | 10.5 | 1 | 365 | 12.0034 | 0.061968 | 12 | 0.065358
47340 | 15.369 | 1 | 365 | 17.5695 | 0.21985 | 17 | 0.78938
50979 | 5.865 | 1 | 365 | 6.7048 | 0.44033 | 7 | 0.14508
51312 | 12 | 1 | 365 | 13.7182 | 0.49939 | 14 | 0.21755
46881 | 9.81 | 1 | 365 | 11.2146 | 0.48075 | 11 | 0.69535
43970 | 15.6 | 1 | 365 | 17.8336 | 0.74921 | 18 | 0.58282
51254 | 4.56 | 1 | 365 | 5.2129 | 0.44977 | 5 | 0.66267
49744 | 10.005 | 1 | 365 | 11.4375 | 0.92762 | 12 | 0.36513
48306 | 11.18 | 1 | 365 | 12.7808 | 0.62027 | 13 | 0.40102
47324 | 8.25 | 1 | 365 | 9.4312 | 0.90583 | 10 | 0.33707
50860 | 12.54 | 1 | 365 | 14.3355 | 0.73686 | 15 | 0.072342
48504 | 4.905 | 1 | 365 | 5.6073 | 0.24038 | 5 | 0.84767
49510 | 5.67 | 1 | 365 | 6.4818 | 0.99346 | 7 | 0.47529
47561 | 9.12 | 1 | 365 | 10.4258 | 0.89954 | 11 | 0.32534
44182 | 24.36 | 1 | 365 | 27.8479 | 0.82377 | 28 | 0.67163
48565 | 9.81 | 1 | 365 | 11.2146 | 0.48075 | 11 | 0.69535
29893 | 22.23 | 1 | 365 | 25.4129 | 0.94262 | 26 | 0.35552
41870 | 9.6 | 1 | 365 | 10.9745 | 0.99951 | 11 | 0.97404
46454 | 8.175 | 1 | 365 | 9.3455 | 0.73396 | 10 | 0.079457
41187 | 2.6 | 1 | 365 | 2.9723 | 0.9582 | 3 | 0.93047
49030 | 9.975 | 1 | 365 | 11.4032 | 0.85887 | 12 | 0.26209
56850 | 4.34 | 1 | 365 | 4.9614 | 0.94561 | 5 | 0.90701
48284 | 9.45 | 1 | 365 | 10.8031 | 0.65577 | 11 | 0.45882
47613 | 6.5 | 1 | 365 | 7.4307 | 0.8955 | 8 | 0.32617
55433 | 3.06 | 1 | 365 | 3.4981 | 0.012345 | 3 | 0.51048
55790 | 4.42 | 1 | 365 | 5.0529 | 0.12894 | 5 | 0.1818
41840 | 8.58 | 1 | 365 | 9.8085 | 0.66207 | 10 | 0.47055
50298 | 9.69 | 1 | 365 | 11.0774 | 0.20576 | 11 | 0.28317
53153 | 14 | 1 | 365 | 16.0045 | 0.082624 | 16 | 0.087144
42827 | 14.3 | 1 | 365 | 16.3475 | 0.77011 | 17 | 0.11758
45787 | 10.6 | 1 | 365 | 12.1177 | 0.29113 | 12 | 0.40884
55178 | 9.805 | 1 | 365 | 11.2089 | 0.46929 | 11 | 0.67817
55549 | 10.07 | 1 | 365 | 11.5118 | 0.076573 | 11 | 0.5884
54727 | 6.095 | 1 | 365 | 6.9677 | 0.9674 | 7 | 0.93508
54743 | 5.46 | 1 | 365 | 6.2418 | 0.51222 | 6 | 0.75399
57945 | 5.2 | 1 | 365 | 5.9445 | 0.9164 | 6 | 0.86094
57947 | 5.2 | 1 | 365 | 5.9445 | 0.9164 | 6 | 0.86094
57951 | 5.46 | 1 | 365 | 6.2418 | 0.51222 | 6 | 0.75399
57954 | 3.9 | 1 | 365 | 4.4584 | 0.9373 | 5 | 0.3957
57960 | 13.52 | 1 | 365 | 15.4558 | 0.98265 | 16 | 0.43844
57985 | 11.22 | 1 | 365 | 12.8265 | 0.71193 | 13 | 0.53841
57988 | 6.76 | 1 | 365 | 7.7279 | 0.49132 | 8 | 0.21922
57991 | 8.84 | 1 | 365 | 10.1057 | 0.25789 | 10 | 0.3636
57993 | 13.78 | 1 | 365 | 15.753 | 0.57847 | 16 | 0.33149
57999 | 13.26 | 1 | 365 | 15.1586 | 0.38683 | 15 | 0.54539
58004 | 12.74 | 1 | 365 | 14.5641 | 0.19519 | 14 | 0.7593
58008 | 13.26 | 1 | 365 | 15.1586 | 0.38683 | 15 | 0.54539
58011 | 7.8 | 1 | 365 | 8.9168 | 0.8746 | 9 | 0.79141
58017 | 10.14 | 1 | 365 | 11.5918 | 0.23699 | 11 | 0.82883
58022 | 4.335 | 1 | 365 | 4.9557 | 0.93416 | 5 | 0.88984
58045 | 13 | 1 | 365 | 14.8613 | 0.79101 | 15 | 0.65235
58047 | 9.36 | 1 | 365 | 10.7002 | 0.44953 | 11 | 0.14969
57154 | 4.05 | 1 | 365 | 4.6299 | 0.28104 | 4 | 0.91092
57155 | 9.62 | 1 | 365 | 10.9974 | 0.045346 | 11 | 0.042738
57156 | 9.435 | 1 | 365 | 10.7859 | 0.6214 | 11 | 0.4073
58054 | 8.91 | 1 | 365 | 10.1857 | 0.4183 | 10 | 0.60403
58055 | 2.97 | 1 | 365 | 3.3952 | 0.8061 | 4 | 0.20134
58057 | 3.12 | 1 | 365 | 3.5667 | 0.14984 | 3 | 0.71656
58060 | 3.78 | 1 | 365 | 4.3212 | 0.66231 | 4 | 0.98353
58063 | 4.16 | 1 | 365 | 4.7556 | 0.53312 | 5 | 0.28875
58070 | 6.36 | 1 | 365 | 7.2706 | 0.57468 | 7 | 0.8453
58073 | 4.68 | 1 | 365 | 5.3501 | 0.72476 | 6 | 0.074845
57263 | 10.14 | 1 | 365 | 11.5918 | 0.23699 | 11 | 0.82883
57265 | 6.76 | 1 | 365 | 7.7279 | 0.49132 | 8 | 0.21922
58074 | 8.16 | 1 | 365 | 9.3283 | 0.69959 | 10 | 0.027935
58078 | 2.6 | 1 | 365 | 2.9723 | 0.9582 | 3 | 0.93047
58083 | 5.2 | 1 | 365 | 5.9445 | 0.9164 | 6 | 0.86094
58086 | 12.48 | 1 | 365 | 14.2669 | 0.59937 | 14 | 0.86625
58085 | 3.9 | 1 | 365 | 4.4584 | 0.9373 | 5 | 0.3957
58087 | 9.88 | 1 | 365 | 11.2946 | 0.64117 | 11 | 0.93578
58088 | 7.02 | 1 | 365 | 8.0251 | 0.087144 | 8 | 0.11227
58089 | 9.62 | 1 | 365 | 10.9974 | 0.045346 | 11 | 0.042738
58090 | 2.12 | 1 | 365 | 2.4235 | 0.85823 | 3 | 0.28177
58100 | 10.965 | 1 | 365 | 12.535 | 0.12757 | 12 | 0.66254
58101 | 2.34 | 1 | 365 | 2.675 | 0.36238 | 3 | 0.037423
58103 | 2.86 | 1 | 365 | 3.2695 | 0.55402 | 3 | 0.82352
58105 | 7.02 | 1 | 365 | 8.0251 | 0.087144 | 8 | 0.11227
58107 | 14.79 | 1 | 365 | 16.9076 | 0.893 | 17 | 0.80063
58113 | 8.32 | 1 | 365 | 9.5113 | 0.066245 | 9 | 0.5775
58116 | 3.57 | 1 | 365 | 4.0812 | 0.18107 | 4 | 0.26222
58118 | 4.68 | 1 | 365 | 5.3501 | 0.72476 | 6 | 0.074845
58119 | 2.6 | 1 | 365 | 2.9723 | 0.9582 | 3 | 0.93047
58121 | 6.5 | 1 | 365 | 7.4307 | 0.8955 | 8 | 0.32617
58124 | 3.38 | 1 | 365 | 3.8639 | 0.74566 | 4 | 0.60961
58130 | 6.24 | 1 | 365 | 7.1334 | 0.29968 | 7 | 0.43313
58132 | 5.3 | 1 | 365 | 6.0589 | 0.14556 | 6 | 0.20442
58136 | 4.16 | 1 | 365 | 4.7556 | 0.53312 | 5 | 0.28875
58145 | 6.5 | 1 | 365 | 7.4307 | 0.8955 | 8 | 0.32617
58156 | 2.805 | 1 | 365 | 3.2066 | 0.42798 | 3 | 0.6346
58155 | 4.59 | 1 | 365 | 5.2472 | 0.51852 | 5 | 0.76571
58159 | 9.36 | 1 | 365 | 10.7002 | 0.44953 | 11 | 0.14969
58164 | 5.1 | 1 | 365 | 5.8302 | 0.68724 | 6 | 0.51746
58169 | 13.78 | 1 | 365 | 15.753 | 0.57847 | 16 | 0.33149
58209 | 8.84 | 1 | 365 | 10.1057 | 0.25789 | 10 | 0.3636
58253 | 10.14 | 1 | 365 | 11.5918 | 0.23699 | 11 | 0.82883
58255 | 5.2 | 1 | 365 | 5.9445 | 0.9164 | 6 | 0.86094
58257 | 11.395 | 1 | 365 | 13.0265 | 0.11296 | 13 | 0.1395
58263 | 14.04 | 1 | 365 | 16.0502 | 0.17429 | 16 | 0.22454
58266 | 4.845 | 1 | 365 | 5.5387 | 0.10288 | 5 | 0.64159
58269 | 10.965 | 1 | 365 | 12.535 | 0.12757 | 12 | 0.66254
58271 | 12.48 | 1 | 365 | 14.2669 | 0.59937 | 14 | 0.86625
58272 | 3.9 | 1 | 365 | 4.4584 | 0.9373 | 5 | 0.3957
58273 | 5.13 | 1 | 365 | 5.8645 | 0.75599 | 6 | 0.6205
58324 | 6.76 | 1 | 365 | 7.7279 | 0.49132 | 8 | 0.21922
58325 | 7.395 | 1 | 365 | 8.4538 | 0.9465 | 9 | 0.40032
12717 | 1012.6 | 1 | 365 | 1157.5841 | 0.49036 | 1158 | 0.07443
13637 | 1266.825 | 1 | 365 | 1448.209 | 0.076439 | 1448 | 0.28544
58338 | 9.69 | 1 | 365 | 11.0774 | 0.20576 | 11 | 0.28317
48311 | 11.97 | 1 | 365 | 13.6839 | 0.43064 | 14 | 0.11451
58343 | 4.42 | 1 | 365 | 5.0529 | 0.12894 | 5 | 0.1818
58346 | 8.48 | 1 | 365 | 9.6942 | 0.4329 | 10 | 0.12707
58348 | 7.28 | 1 | 365 | 8.3224 | 0.68296 | 9 | 0.0053149
58350 | 6.885 | 1 | 365 | 7.8708 | 0.77778 | 8 | 0.64857
58354 | 11.22 | 1 | 365 | 12.8265 | 0.71193 | 13 | 0.53841
58360 | 3.315 | 1 | 365 | 3.7896 | 0.59671 | 4 | 0.38635
58367 | 5.98 | 1 | 365 | 6.8362 | 0.70386 | 7 | 0.54008
58373 | 9.62 | 1 | 365 | 10.9974 | 0.045346 | 11 | 0.042738
58387 | 13.77 | 1 | 365 | 15.7416 | 0.55555 | 16 | 0.29714
58399 | 9.1 | 1 | 365 | 10.4029 | 0.85371 | 11 | 0.25664
58439 | 8.58 | 1 | 365 | 9.8085 | 0.66207 | 10 | 0.47055
58440 | 3.9 | 1 | 365 | 4.4584 | 0.9373 | 5 | 0.3957
58480 | 13.25 | 1 | 365 | 15.1471 | 0.36391 | 15 | 0.51105
58483 | 4.68 | 1 | 365 | 5.3501 | 0.72476 | 6 | 0.074845
58487 | 5.98 | 1 | 365 | 6.8362 | 0.70386 | 7 | 0.54008
58499 | 2.385 | 1 | 365 | 2.7265 | 0.4655 | 3 | 0.19199
58523 | 2.6 | 1 | 365 | 2.9723 | 0.9582 | 3 | 0.93047
58526 | 5.865 | 1 | 365 | 6.7048 | 0.44033 | 7 | 0.14508
58530 | 12.48 | 1 | 365 | 14.2669 | 0.59937 | 14 | 0.86625
58537 | 9.805 | 1 | 365 | 11.2089 | 0.46929 | 11 | 0.67817
58538 | 7.28 | 1 | 365 | 8.3224 | 0.68296 | 9 | 0.0053149
58564 | 13.005 | 1 | 365 | 14.8671 | 0.80247 | 15 | 0.66952
58540 | 3.71 | 1 | 365 | 4.2412 | 0.5019 | 4 | 0.74309
58589 | 3.975 | 1 | 365 | 4.5441 | 0.10917 | 4 | 0.65331
58610 | 13 | 1 | 365 | 14.8613 | 0.79101 | 15 | 0.65235
58613 | 4.845 | 1 | 365 | 5.5387 | 0.10288 | 5 | 0.64159
58623 | 11.475 | 1 | 365 | 13.118 | 0.29629 | 13 | 0.41428
58627 | 7.02 | 1 | 365 | 8.0251 | 0.087144 | 8 | 0.11227
58674 | 6.24 | 1 | 365 | 7.1334 | 0.29968 | 7 | 0.43313
58680 | 10.2 | 1 | 365 | 11.6604 | 0.37448 | 12 | 0.034919
58683 | 5.46 | 1 | 365 | 6.2418 | 0.51222 | 6 | 0.75399
58685 | 5.61 | 1 | 365 | 6.4132 | 0.85597 | 7 | 0.26921
58745 | 8.16 | 1 | 365 | 9.3283 | 0.69959 | 10 | 0.027935
58750 | 8.32 | 1 | 365 | 9.5113 | 0.066245 | 9 | 0.5775
58752 | 7.28 | 1 | 365 | 8.3224 | 0.68296 | 9 | 0.0053149
58754 | 6.375 | 1 | 365 | 7.2878 | 0.60905 | 7 | 0.89682
58755 | 11.7 | 1 | 365 | 13.3752 | 0.81191 | 14 | 0.18711
58757 | 9.62 | 1 | 365 | 10.9974 | 0.045346 | 11 | 0.042738
58769 | 14.04 | 1 | 365 | 16.0502 | 0.17429 | 16 | 0.22454
58774 | 12.72 | 1 | 365 | 14.5412 | 0.14936 | 14 | 0.69061
58781 | 7.395 | 1 | 365 | 8.4538 | 0.9465 | 9 | 0.40032
58794 | 10.4 | 1 | 365 | 11.8891 | 0.83281 | 12 | 0.72188
58795 | 9.88 | 1 | 365 | 11.2946 | 0.64117 | 11 | 0.93578
58797 | 9.62 | 1 | 365 | 10.9974 | 0.045346 | 11 | 0.042738
58800 | 3.9 | 1 | 365 | 4.4584 | 0.9373 | 5 | 0.3957
50415 | 4.845 | 1 | 365 | 5.5387 | 0.10288 | 5 | 0.64159
45700 | 3.12 | 1 | 365 | 3.5667 | 0.14984 | 3 | 0.71656
45753 | 6.24 | 1 | 365 | 7.1334 | 0.29968 | 7 | 0.43313
41359 | 8.06 | 1 | 365 | 9.214 | 0.47042 | 9 | 0.68446
58827 | 7.29 | 1 | 365 | 8.3338 | 0.70588 | 9 | 0.039663
50418 | 6.63 | 1 | 365 | 7.5793 | 0.19341 | 7 | 0.7727
58829 | 12.495 | 1 | 365 | 14.284 | 0.63374 | 14 | 0.91778
50575 | 7.395 | 1 | 365 | 8.4538 | 0.9465 | 9 | 0.40032
39058 | 5.98 | 1 | 365 | 6.8362 | 0.70386 | 7 | 0.54008
39396 | 7.28 | 1 | 365 | 8.3224 | 0.68296 | 9 | 0.0053149
48164 | 5.61 | 1 | 365 | 6.4132 | 0.85597 | 7 | 0.26921
42910 | 5.72 | 1 | 365 | 6.539 | 0.10804 | 6 | 0.64703
39329 | 5.72 | 1 | 365 | 6.539 | 0.10804 | 6 | 0.64703
45771 | 6.375 | 1 | 365 | 7.2878 | 0.60905 | 7 | 0.89682
50305 | 2.805 | 1 | 365 | 3.2066 | 0.42798 | 3 | 0.6346
44982 | 5.46 | 1 | 365 | 6.2418 | 0.51222 | 6 | 0.75399
41456 | 2.86 | 1 | 365 | 3.2695 | 0.55402 | 3 | 0.82352
47542 | 8.32 | 1 | 365 | 9.5113 | 0.066245 | 9 | 0.5775
58832 | 9.18 | 1 | 365 | 10.4944 | 0.037035 | 10 | 0.53143
43766 | 6.76 | 1 | 365 | 7.7279 | 0.49132 | 8 | 0.21922
41023 | 11.73 | 1 | 365 | 13.4095 | 0.88066 | 14 | 0.29016
42982 | 5.46 | 1 | 365 | 6.2418 | 0.51222 | 6 | 0.75399
42358 | 13.78 | 1 | 365 | 15.753 | 0.57847 | 16 | 0.33149
50507 | 6.76 | 1 | 365 | 7.7279 | 0.49132 | 8 | 0.21922
50597 | 5.61 | 1 | 365 | 6.4132 | 0.85597 | 7 | 0.26921
43692 | 7.54 | 1 | 365 | 8.6196 | 0.27878 | 8 | 0.89836
50373 | 7.28 | 1 | 365 | 8.3224 | 0.68296 | 9 | 0.0053149
39342 | 4.94 | 1 | 365 | 5.6473 | 0.32058 | 5 | 0.96789
41753 | 4.94 | 1 | 365 | 5.6473 | 0.32058 | 5 | 0.96789
50442 | 4.59 | 1 | 365 | 5.2472 | 0.51852 | 5 | 0.76571
50584 | 6.12 | 1 | 365 | 6.9963 | 0.02469 | 7 | 0.020952
44863 | 12.25 | 1 | 365 | 14.004 | 0.072296 | 14 | 0.076251
50397 | 11.985 | 1 | 365 | 13.701 | 0.46502 | 14 | 0.16603
37874 | 10.4 | 1 | 365 | 11.8891 | 0.83281 | 12 | 0.72188
48095 | 3.315 | 1 | 365 | 3.7896 | 0.59671 | 4 | 0.38635
45239 | 9.12 | 1 | 365 | 10.4258 | 0.89954 | 11 | 0.32534
51052 | 9.315 | 1 | 365 | 10.6487 | 0.3464 | 10 | 0.99512
45952 | 7.8 | 1 | 365 | 8.9168 | 0.8746 | 9 | 0.79141
40699 | 11.475 | 1 | 365 | 13.118 | 0.29629 | 13 | 0.41428
54680 | 6.9 | 1 | 365 | 7.8879 | 0.81215 | 8 | 0.70009
56154 | 3.188 | 1 | 365 | 3.6445 | 0.30567 | 3 | 0.95013
54957 | 3.975 | 1 | 365 | 4.5441 | 0.10917 | 4 | 0.65331
54956 | 3.013 | 1 | 365 | 3.4444 | 0.90464 | 4 | 0.34904
51219 | 3.71 | 1 | 365 | 4.2412 | 0.5019 | 4 | 0.74309
48682 | 9.975 | 1 | 365 | 11.4032 | 0.85887 | 12 | 0.26209
51043 | 4.16 | 1 | 365 | 4.7556 | 0.53312 | 5 | 0.28875
50413 | 12.24 | 1 | 365 | 13.9925 | 0.04938 | 14 | 0.041903
40603 | 11.18 | 1 | 365 | 12.7808 | 0.62027 | 13 | 0.40102
43771 | 10.07 | 1 | 365 | 11.5118 | 0.076573 | 11 | 0.5884
50437 | 8.16 | 1 | 365 | 9.3283 | 0.69959 | 10 | 0.027935
40703 | 3.64 | 1 | 365 | 4.1612 | 0.34148 | 4 | 0.50266
45963 | 10.455 | 1 | 365 | 11.9519 | 0.95885 | 12 | 0.91079
37797 | 9.88 | 1 | 365 | 11.2946 | 0.64117 | 11 | 0.93578
43646 | 10.66 | 1 | 365 | 12.1863 | 0.42863 | 12 | 0.61493
49406 | 12.753 | 1 | 365 | 14.579 | 0.22498 | 14 | 0.80395
40443 | 2.86 | 1 | 365 | 3.2695 | 0.55402 | 3 | 0.82352
50351 | 10.965 | 1 | 365 | 12.535 | 0.12757 | 12 | 0.66254
45551 | 2.7 | 1 | 365 | 3.0866 | 0.18736 | 3 | 0.27395
44772 | 9.36 | 1 | 365 | 10.7002 | 0.44953 | 11 | 0.14969
49403 | 8.82 | 1 | 365 | 10.0828 | 0.21205 | 10 | 0.2949
46118 | 8.48 | 1 | 365 | 9.6942 | 0.4329 | 10 | 0.12707
39620 | 12.495 | 1 | 365 | 14.284 | 0.63374 | 14 | 0.91778
43992 | 8.1 | 1 | 365 | 9.2598 | 0.56209 | 9 | 0.82185
39374 | 5.98 | 1 | 365 | 6.8362 | 0.70386 | 7 | 0.54008
46766 | 12.29 | 1 | 365 | 14.0497 | 0.16396 | 14 | 0.21364
44619 | 10.4 | 1 | 365 | 11.8891 | 0.83281 | 12 | 0.72188
50395 | 3.315 | 1 | 365 | 3.7896 | 0.59671 | 4 | 0.38635
45260 | 5.355 | 1 | 365 | 6.1217 | 0.2716 | 6 | 0.39333
49924 | 9.315 | 1 | 365 | 10.6487 | 0.3464 | 10 | 0.99512
50431 | 4.68 | 1 | 365 | 5.3501 | 0.72476 | 6 | 0.074845
44500 | 12.29 | 1 | 365 | 14.0497 | 0.16396 | 14 | 0.21364
57509 | 7.395 | 1 | 365 | 8.4538 | 0.9465 | 9 | 0.40032
48264 | 8.82 | 1 | 365 | 10.0828 | 0.21205 | 10 | 0.2949
47549 | 10.395 | 1 | 365 | 11.8834 | 0.82135 | 12 | 0.7047
46114 | 11.97 | 1 | 365 | 13.6839 | 0.43064 | 14 | 0.11451
38690 | 7.395 | 1 | 365 | 8.4538 | 0.9465 | 9 | 0.40032
47372 | 5.355 | 1 | 365 | 6.1217 | 0.2716 | 6 | 0.39333
45312 | 8.16 | 1 | 365 | 9.3283 | 0.69959 | 10 | 0.027935
39470 | 5.72 | 1 | 365 | 6.539 | 0.10804 | 6 | 0.64703
39539 | 21.58 | 1 | 365 | 24.6698 | 0.45307 | 25 | 0.1229
50439 | 2.86 | 1 | 365 | 3.2695 | 0.55402 | 3 | 0.82352
44190 | 5.865 | 1 | 365 | 6.7048 | 0.44033 | 7 | 0.14508
41661 | 2.295 | 1 | 365 | 2.6236 | 0.25926 | 2 | 0.88286
45900 | 8.58 | 1 | 365 | 9.8085 | 0.66207 | 10 | 0.47055
45443 | 3.38 | 1 | 365 | 3.8639 | 0.74566 | 4 | 0.60961
50590 | 5.61 | 1 | 365 | 6.4132 | 0.85597 | 7 | 0.26921
45537 | 12.19 | 1 | 365 | 13.9354 | 0.9348 | 14 | 0.87016
47917 | 4.59 | 1 | 365 | 5.2472 | 0.51852 | 5 | 0.76571
50430 | 3.57 | 1 | 365 | 4.0812 | 0.18107 | 4 | 0.26222
50247 | 6.24 | 1 | 365 | 7.1334 | 0.29968 | 7 | 0.43313
50596 | 9.36 | 1 | 365 | 10.7002 | 0.44953 | 11 | 0.14969
40230 | 5.1 | 1 | 365 | 5.8302 | 0.68724 | 6 | 0.51746
37890 | 12.48 | 1 | 365 | 14.2669 | 0.59937 | 14 | 0.86625
47454 | 8.06 | 1 | 365 | 9.214 | 0.47042 | 9 | 0.68446
40960 | 8.06 | 1 | 365 | 9.214 | 0.47042 | 9 | 0.68446
48044 | 4.32 | 1 | 365 | 4.9385 | 0.89978 | 5 | 0.83832
47962 | 9.36 | 1 | 365 | 10.7002 | 0.44953 | 11 | 0.14969
50379 | 7.65 | 1 | 365 | 8.7453 | 0.53086 | 9 | 0.27619
47622 | 6.375 | 1 | 365 | 7.2878 | 0.60905 | 7 | 0.89682
41185 | 2.6 | 1 | 365 | 2.9723 | 0.9582 | 3 | 0.93047
42577 | 2.08 | 1 | 365 | 2.3778 | 0.76656 | 3 | 0.14438
40227 | 3.64 | 1 | 365 | 4.1612 | 0.34148 | 4 | 0.50266
38035 | 11.44 | 1 | 365 | 13.078 | 0.21609 | 13 | 0.29407
41404 | 6.5 | 1 | 365 | 7.4307 | 0.8955 | 8 | 0.32617
39335 | 9.62 | 1 | 365 | 10.9974 | 0.045346 | 11 | 0.042738
44313 | 11.34 | 1 | 365 | 12.9637 | 0.98693 | 13 | 0.95059
35292 | 211.896 | 1 | 365 | 242.2353 | 0.58426 | 242 | 0.81953
55818 | 3.78 | 1 | 365 | 4.3212 | 0.66231 | 4 | 0.98353
55802 | 7.44 | 1 | 365 | 8.5053 | 0.049623 | 8 | 0.55488
55938 | 6.3 | 1 | 365 | 7.202 | 0.43718 | 7 | 0.63921
56058 | 5.04 | 1 | 365 | 5.7616 | 0.54974 | 6 | 0.31137
56219 | 4.578 | 1 | 365 | 5.2335 | 0.49102 | 5 | 0.7245
57426 | 6.93 | 1 | 365 | 7.9222 | 0.8809 | 8 | 0.80314
57705 | 3.84 | 1 | 365 | 4.3898 | 0.79981 | 5 | 0.18962
58016 | 5.67 | 1 | 365 | 6.4818 | 0.99346 | 7 | 0.47529
58421 | 4.8 | 1 | 365 | 5.4873 | 0.99976 | 6 | 0.48702
58424 | 4.251 | 1 | 365 | 4.8597 | 0.74166 | 5 | 0.60132
58712 | 9.3 | 1 | 365 | 10.6316 | 0.31203 | 10 | 0.9436
58727 | 3.12 | 1 | 365 | 3.5667 | 0.14984 | 3 | 0.71656
58706 | 3.3 | 1 | 365 | 3.7725 | 0.56233 | 4 | 0.33483
58811 | 4.575 | 1 | 365 | 5.23 | 0.48414 | 5 | 0.71419
58816 | 7.28 | 1 | 365 | 8.3224 | 0.68296 | 9 | 0.0053149
58866 | 7.125 | 1 | 365 | 8.1452 | 0.32776 | 8 | 0.47292
58869 | 6.84 | 1 | 365 | 7.8194 | 0.67465 | 8 | 0.494
58871 | 5.67 | 1 | 365 | 6.4818 | 0.99346 | 7 | 0.47529
58874 | 5.88 | 1 | 365 | 6.7219 | 0.4747 | 7 | 0.1966
58875 | 8.55 | 1 | 365 | 9.7742 | 0.59332 | 10 | 0.36751
58886 | 10.08 | 1 | 365 | 11.5233 | 0.099489 | 11 | 0.62274
58887 | 12.285 | 1 | 365 | 14.044 | 0.1525 | 14 | 0.19647
58888 | 9.9 | 1 | 365 | 11.3175 | 0.687 | 12 | 0.0044804
58889 | 15.696 | 1 | 365 | 17.9434 | 0.9692 | 18 | 0.91256
58890 | 13.25 | 1 | 365 | 15.1471 | 0.36391 | 15 | 0.51105
58897 | 8.82 | 1 | 365 | 10.0828 | 0.21205 | 10 | 0.2949
58898 | 5.46 | 1 | 365 | 6.2418 | 0.51222 | 6 | 0.75399
58900 | 10.2 | 1 | 365 | 11.6604 | 0.37448 | 12 | 0.034919
58901 | 5.4 | 1 | 365 | 6.1732 | 0.37473 | 6 | 0.5479
58902 | 5.035 | 1 | 365 | 5.7559 | 0.53829 | 6 | 0.2942
58903 | 9.92 | 1 | 365 | 11.3403 | 0.73283 | 12 | 0.073176
58904 | 8.82 | 1 | 365 | 10.0828 | 0.21205 | 10 | 0.2949
58905 | 8.4 | 1 | 365 | 9.6027 | 0.24957 | 9 | 0.85229
58907 | 12.75 | 1 | 365 | 14.5755 | 0.2181 | 14 | 0.79365
58908 | 7.29 | 1 | 365 | 8.3338 | 0.70588 | 9 | 0.039663
58914 | 6.93 | 1 | 365 | 7.9222 | 0.8809 | 8 | 0.80314
56364 | 15.105 | 1 | 365 | 17.2677 | 0.61486 | 17 | 0.88259
57961 | 9.405 | 1 | 365 | 10.7516 | 0.55265 | 11 | 0.30426
58144 | 4.16 | 1 | 365 | 4.7556 | 0.53312 | 5 | 0.28875
58917 | 6.76 | 1 | 365 | 7.7279 | 0.49132 | 8 | 0.21922
58918 | 5.565 | 1 | 365 | 6.3618 | 0.75284 | 7 | 0.11464
58919 | 4.5 | 1 | 365 | 5.1443 | 0.31227 | 5 | 0.45658
58921 | 4.8 | 1 | 365 | 5.4873 | 0.99976 | 6 | 0.48702
58926 | 4.845 | 1 | 365 | 5.5387 | 0.10288 | 5 | 0.64159
58934 | 4.41 | 1 | 365 | 5.0414 | 0.10603 | 5 | 0.14745
58937 | 13.515 | 1 | 365 | 15.4501 | 0.97119 | 16 | 0.42127
58959 | 11.4 | 1 | 365 | 13.0323 | 0.12442 | 13 | 0.15667
58962 | 5.565 | 1 | 365 | 6.3618 | 0.75284 | 7 | 0.11464
58963 | 5.1 | 1 | 365 | 5.8302 | 0.68724 | 6 | 0.51746
58969 | 9.81 | 1 | 365 | 11.2146 | 0.48075 | 11 | 0.69535
58981 | 11.725 | 1 | 365 | 13.4038 | 0.8692 | 14 | 0.27298
58982 | 5.415 | 1 | 365 | 6.1903 | 0.4091 | 6 | 0.59942
58983 | 9.52 | 1 | 365 | 10.8831 | 0.81618 | 11 | 0.69926
58984 | 3.99 | 1 | 365 | 4.5613 | 0.14355 | 4 | 0.70484
58986 | 10.4 | 1 | 365 | 11.8891 | 0.83281 | 12 | 0.72188
58989 | 2.85 | 1 | 365 | 3.2581 | 0.53111 | 3 | 0.78917
58990 | 6.625 | 1 | 365 | 7.5736 | 0.18196 | 7 | 0.75552
59044 | 3.445 | 1 | 365 | 3.9383 | 0.89462 | 4 | 0.83287
59045 | 6 | 1 | 365 | 6.8591 | 0.7497 | 7 | 0.60878
59050 | 5.415 | 1 | 365 | 6.1903 | 0.4091 | 6 | 0.59942
59053 | 10.08 | 1 | 365 | 11.5233 | 0.099489 | 11 | 0.62274
59084 | 13.78 | 1 | 365 | 15.753 | 0.57847 | 16 | 0.33149
59085 | 9.483 | 1 | 365 | 10.8408 | 0.73139 | 11 | 0.57217
59086 | 6.6 | 1 | 365 | 7.545 | 0.12467 | 7 | 0.66965
59087 | 5.67 | 1 | 365 | 6.4818 | 0.99346 | 7 | 0.47529
59089 | 4.505 | 1 | 365 | 5.15 | 0.32373 | 5 | 0.47376
59090 | 10.5 | 1 | 365 | 12.0034 | 0.061968 | 12 | 0.065358
59091 | 7.59 | 1 | 365 | 8.6767 | 0.39337 | 9 | 0.070102
59092 | 5.035 | 1 | 365 | 5.7559 | 0.53829 | 6 | 0.2942
59094 | 8.4 | 1 | 365 | 9.6027 | 0.24957 | 9 | 0.85229
59197 | 5.2 | 1 | 365 | 5.9445 | 0.9164 | 6 | 0.86094
59198 | 4.55 | 1 | 365 | 5.2015 | 0.42685 | 5 | 0.62832
59199 | 6.44 | 1 | 365 | 7.3621 | 0.75801 | 8 | 0.12009
59251 | 6.615 | 1 | 365 | 7.5621 | 0.15904 | 7 | 0.72118
59252 | 10.5 | 1 | 365 | 12.0034 | 0.061968 | 12 | 0.065358
59261 | 12.3 | 1 | 365 | 14.0611 | 0.18688 | 14 | 0.24799
59268 | 3.465 | 1 | 365 | 3.9611 | 0.94045 | 4 | 0.90157
59269 | 6.095 | 1 | 365 | 6.9677 | 0.9674 | 7 | 0.93508
59272 | 6.555 | 1 | 365 | 7.4935 | 0.021543 | 7 | 0.51509
59274 | 5.865 | 1 | 365 | 6.7048 | 0.44033 | 7 | 0.14508
59425 | 6.44 | 1 | 365 | 7.3621 | 0.75801 | 8 | 0.12009
59434 | 9.8 | 1 | 365 | 11.2032 | 0.45784 | 11 | 0.661
59441 | 5.13 | 1 | 365 | 5.8645 | 0.75599 | 6 | 0.6205
59443 | 3.975 | 1 | 365 | 4.5441 | 0.10917 | 4 | 0.65331
59550 | 13.5 | 1 | 365 | 15.4329 | 0.93682 | 16 | 0.36975
59556 | 12.19 | 1 | 365 | 13.9354 | 0.9348 | 14 | 0.87016
59557 | 7.2 | 1 | 365 | 8.2309 | 0.49964 | 8 | 0.73053
59576 | 5.3 | 1 | 365 | 6.0589 | 0.14556 | 6 | 0.20442
59579 | 5.4 | 1 | 365 | 6.1732 | 0.37473 | 6 | 0.5479
59581 | 9.01 | 1 | 365 | 10.3001 | 0.64746 | 10 | 0.94751
59582 | 12 | 1 | 365 | 13.7182 | 0.49939 | 14 | 0.21755
59586 | 5.98 | 1 | 365 | 6.8362 | 0.70386 | 7 | 0.54008
59591 | 5.94 | 1 | 365 | 6.7905 | 0.6122 | 7 | 0.40269
59595 | 9.275 | 1 | 365 | 10.603 | 0.25474 | 10 | 0.85773
59596 | 6.3 | 1 | 365 | 7.202 | 0.43718 | 7 | 0.63921
59607 | 4.24 | 1 | 365 | 4.8471 | 0.71645 | 5 | 0.56354
59609 | 11.6 | 1 | 365 | 13.2609 | 0.58275 | 13 | 0.84363
59634 | 5.559 | 1 | 365 | 6.3549 | 0.73909 | 7 | 0.094031
59675 | 3.975 | 1 | 365 | 4.5441 | 0.10917 | 4 | 0.65331
59680 | 7.848 | 1 | 365 | 8.9717 | 0.9846 | 9 | 0.95628
59689 | 11.42 | 1 | 365 | 13.0551 | 0.17025 | 13 | 0.22537
59799 | 7.5 | 1 | 365 | 8.5739 | 0.18712 | 8 | 0.76097
57787 | 5.52 | 1 | 365 | 6.3104 | 0.64972 | 6 | 0.96007
59804 | 10.137 | 1 | 365 | 11.5884 | 0.23011 | 11 | 0.81853
59807 | 5.67 | 1 | 365 | 6.4818 | 0.99346 | 7 | 0.47529
59836 | 7.2 | 1 | 365 | 8.2309 | 0.49964 | 8 | 0.73053
59849 | 5.13 | 1 | 365 | 5.8645 | 0.75599 | 6 | 0.6205
59850 | 9.975 | 1 | 365 | 11.4032 | 0.85887 | 12 | 0.26209
59851 | 23.31 | 1 | 365 | 26.6475 | 0.41757 | 27 | 0.065095
59852 | 6.6 | 1 | 365 | 7.545 | 0.12467 | 7 | 0.66965
59853 | 6.76 | 1 | 365 | 7.7279 | 0.49132 | 8 | 0.21922
59854 | 6.3 | 1 | 365 | 7.202 | 0.43718 | 7 | 0.63921
59855 | 11.13 | 1 | 365 | 12.7236 | 0.50569 | 13 | 0.22928
49182 | 6.84 | 1 | 365 | 7.8194 | 0.67465 | 8 | 0.494
59857 | 3.75 | 1 | 365 | 4.2869 | 0.59356 | 4 | 0.88049
41343 | 10.005 | 1 | 365 | 11.4375 | 0.92762 | 12 | 0.36513
59858 | 4.5 | 1 | 365 | 5.1443 | 0.31227 | 5 | 0.45658
45576 | 12 | 1 | 365 | 13.7182 | 0.49939 | 14 | 0.21755
48519 | 6.89 | 1 | 365 | 7.8765 | 0.78923 | 8 | 0.66574
59958 | 5.75 | 1 | 365 | 6.5733 | 0.17679 | 6 | 0.75008
45558 | 6.27 | 1 | 365 | 7.1677 | 0.36843 | 7 | 0.53617
51275 | 6.3 | 1 | 365 | 7.202 | 0.43718 | 7 | 0.63921
59959 | 5.565 | 1 | 365 | 6.3618 | 0.75284 | 7 | 0.11464
49742 | 12.6 | 1 | 365 | 14.4041 | 0.87436 | 15 | 0.27843
49746 | 9.92 | 1 | 365 | 11.3403 | 0.73283 | 12 | 0.073176
47619 | 7.56 | 1 | 365 | 8.6424 | 0.32462 | 8 | 0.96706
59960 | 8.5 | 1 | 365 | 9.717 | 0.47874 | 10 | 0.19577
47318 | 11.7 | 1 | 365 | 13.3752 | 0.81191 | 14 | 0.18711
59966 | 6 | 1 | 365 | 6.8591 | 0.7497 | 7 | 0.60878
48854 | 5.72 | 1 | 365 | 6.539 | 0.10804 | 6 | 0.64703
59972 | 12.6 | 1 | 365 | 14.4041 | 0.87436 | 15 | 0.27843
45208 | 11.34 | 1 | 365 | 12.9637 | 0.98693 | 13 | 0.95059
59982 | 11.4 | 1 | 365 | 13.0323 | 0.12442 | 13 | 0.15667
47610 | 5.75 | 1 | 365 | 6.5733 | 0.17679 | 6 | 0.75008
60058 | 6.72 | 1 | 365 | 7.6822 | 0.39966 | 8 | 0.081829
46840 | 3.75 | 1 | 365 | 4.2869 | 0.59356 | 4 | 0.88049
48529 | 6.3 | 1 | 365 | 7.202 | 0.43718 | 7 | 0.63921
60061 | 4.5 | 1 | 365 | 5.1443 | 0.31227 | 5 | 0.45658
51093 | 5.355 | 1 | 365 | 6.1217 | 0.2716 | 6 | 0.39333
46411 | 9.156 | 1 | 365 | 10.467 | 0.98204 | 11 | 0.44899
46459 | 6.5 | 1 | 365 | 7.4307 | 0.8955 | 8 | 0.32617
48564 | 6.5 | 1 | 365 | 7.4307 | 0.8955 | 8 | 0.32617
46909 | 6.93 | 1 | 365 | 7.9222 | 0.8809 | 8 | 0.80314
49033 | 6 | 1 | 365 | 6.8591 | 0.7497 | 7 | 0.60878
50275 | 7.41 | 1 | 365 | 8.471 | 0.98087 | 9 | 0.45184
49155 | 8.67 | 1 | 365 | 9.9114 | 0.86831 | 10 | 0.77968
46866 | 6 | 1 | 365 | 6.8591 | 0.7497 | 7 | 0.60878
47306 | 4 | 1 | 365 | 4.5727 | 0.16646 | 4 | 0.73918
48837 | 8.215 | 1 | 365 | 9.3912 | 0.82563 | 10 | 0.21685
49480 | 3 | 1 | 365 | 3.4295 | 0.87485 | 4 | 0.30439
46395 | 6.3 | 1 | 365 | 7.202 | 0.43718 | 7 | 0.63921
49168 | 15.68 | 1 | 365 | 17.9251 | 0.93254 | 18 | 0.8576
51281 | 7.875 | 1 | 365 | 9.0025 | 0.046476 | 9 | 0.049019
50261 | 10.395 | 1 | 365 | 11.8834 | 0.82135 | 12 | 0.7047
50011 | 8.25 | 1 | 365 | 9.4312 | 0.90583 | 10 | 0.33707
44380 | 8.4 | 1 | 365 | 9.6027 | 0.24957 | 9 | 0.85229
46868 | 9.45 | 1 | 365 | 10.8031 | 0.65577 | 11 | 0.45882
49533 | 2 | 1 | 365 | 2.2864 | 0.58323 | 2 | 0.86959
51280 | 10.5 | 1 | 365 | 12.0034 | 0.061968 | 12 | 0.065358
48869 | 4.41 | 1 | 365 | 5.0414 | 0.10603 | 5 | 0.14745
44400 | 24 | 1 | 365 | 27.4363 | 0.99878 | 28 | 0.4351
49053 | 6.93 | 1 | 365 | 7.9222 | 0.8809 | 8 | 0.80314
50010 | 8.5 | 1 | 365 | 9.717 | 0.47874 | 10 | 0.19577
51317 | 4.725 | 1 | 365 | 5.4015 | 0.82789 | 6 | 0.22941
46853 | 9.135 | 1 | 365 | 10.4429 | 0.93391 | 11 | 0.37686
47399 | 8.75 | 1 | 365 | 10.0028 | 0.05164 | 10 | 0.054465
49177 | 8.829 | 1 | 365 | 10.0931 | 0.23268 | 10 | 0.32581
49060 | 8.1 | 1 | 365 | 9.2598 | 0.56209 | 9 | 0.82185
47425 | 3.48 | 1 | 365 | 3.9783 | 0.97482 | 4 | 0.95309
50161 | 8.37 | 1 | 365 | 9.5684 | 0.18083 | 9 | 0.74924
49992 | 4.2 | 1 | 365 | 4.8014 | 0.62479 | 5 | 0.42614
49879 | 3.705 | 1 | 365 | 4.2355 | 0.49044 | 4 | 0.72592
55953 | 6.3 | 1 | 365 | 7.202 | 0.43718 | 7 | 0.63921
55952 | 10.08 | 1 | 365 | 11.5233 | 0.099489 | 11 | 0.62274
56406 | 9.28 | 1 | 365 | 10.6087 | 0.2662 | 10 | 0.87491
57568 | 4.77 | 1 | 365 | 5.453 | 0.93101 | 6 | 0.38398
57950 | 8.84 | 1 | 365 | 10.1057 | 0.25789 | 10 | 0.3636
57952 | 3.12 | 1 | 365 | 3.5667 | 0.14984 | 3 | 0.71656
57953 | 9.1 | 1 | 365 | 10.4029 | 0.85371 | 11 | 0.25664
57956 | 4.16 | 1 | 365 | 4.7556 | 0.53312 | 5 | 0.28875
57957 | 4.68 | 1 | 365 | 5.3501 | 0.72476 | 6 | 0.074845
57958 | 8.06 | 1 | 365 | 9.214 | 0.47042 | 9 | 0.68446
57977 | 5.61 | 1 | 365 | 6.4132 | 0.85597 | 7 | 0.26921
57980 | 4.77 | 1 | 365 | 5.453 | 0.93101 | 6 | 0.38398
40580 | 3.64 | 1 | 365 | 4.1612 | 0.34148 | 4 | 0.50266
47887 | 3.57 | 1 | 365 | 4.0812 | 0.18107 | 4 | 0.26222
38731 | 5.2 | 1 | 365 | 5.9445 | 0.9164 | 6 | 0.86094
45648 | 10.92 | 1 | 365 | 12.4835 | 0.024447 | 12 | 0.50797
41752 | 7.02 | 1 | 365 | 8.0251 | 0.087144 | 8 | 0.11227
54430 | 11.22 | 1 | 365 | 12.8265 | 0.71193 | 13 | 0.53841
55395 | 9.945 | 1 | 365 | 11.3689 | 0.79012 | 12 | 0.15905
55727 | 5.2 | 1 | 365 | 5.9445 | 0.9164 | 6 | 0.86094
55735 | 4.335 | 1 | 365 | 4.9557 | 0.93416 | 5 | 0.88984
50440 | 7.28 | 1 | 365 | 8.3224 | 0.68296 | 9 | 0.0053149
55955 | 11.475 | 1 | 365 | 13.118 | 0.29629 | 13 | 0.41428
56030 | 6.12 | 1 | 365 | 6.9963 | 0.02469 | 7 | 0.020952
37879 | 4.16 | 1 | 365 | 4.7556 | 0.53312 | 5 | 0.28875
39464 | 5.13 | 1 | 365 | 5.8645 | 0.75599 | 6 | 0.6205
48046 | 12.22 | 1 | 365 | 13.9697 | 0.0035475 | 13 | 0.97321
50338 | 13.26 | 1 | 365 | 15.1586 | 0.38683 | 15 | 0.54539
50372 | 7.56 | 1 | 365 | 8.6424 | 0.32462 | 8 | 0.96706
56494 | 6.48 | 1 | 365 | 7.4078 | 0.84967 | 8 | 0.25748
56531 | 3.64 | 1 | 365 | 4.1612 | 0.34148 | 4 | 0.50266
56551 | 4.845 | 1 | 365 | 5.5387 | 0.10288 | 5 | 0.64159
55889 | 6.12 | 1 | 365 | 6.9963 | 0.02469 | 7 | 0.020952
57983 | 5.46 | 1 | 365 | 6.2418 | 0.51222 | 6 | 0.75399
57986 | 4.16 | 1 | 365 | 4.7556 | 0.53312 | 5 | 0.28875
57987 | 9.945 | 1 | 365 | 11.3689 | 0.79012 | 12 | 0.15905
57994 | 4.42 | 1 | 365 | 5.0529 | 0.12894 | 5 | 0.1818
58003 | 4.16 | 1 | 365 | 4.7556 | 0.53312 | 5 | 0.28875
58013 | 10.14 | 1 | 365 | 11.5918 | 0.23699 | 11 | 0.82883
58019 | 3.825 | 1 | 365 | 4.3727 | 0.76543 | 5 | 0.13809
58023 | 4.59 | 1 | 365 | 5.2472 | 0.51852 | 5 | 0.76571
58026 | 5.2 | 1 | 365 | 5.9445 | 0.9164 | 6 | 0.86094
58030 | 4.42 | 1 | 365 | 5.0529 | 0.12894 | 5 | 0.1818
58037 | 5.83 | 1 | 365 | 6.6647 | 0.36012 | 7 | 0.024861
58041 | 7.54 | 1 | 365 | 8.6196 | 0.27878 | 8 | 0.89836
58048 | 7.54 | 1 | 365 | 8.6196 | 0.27878 | 8 | 0.89836
58076 | 5.46 | 1 | 365 | 6.2418 | 0.51222 | 6 | 0.75399
58080 | 11.96 | 1 | 365 | 13.6724 | 0.40773 | 14 | 0.08016
58082 | 4.68 | 1 | 365 | 5.3501 | 0.72476 | 6 | 0.074845
58127 | 9.36 | 1 | 365 | 10.7002 | 0.44953 | 11 | 0.14969
58131 | 2.12 | 1 | 365 | 2.4235 | 0.85823 | 3 | 0.28177
56488 | 2.86 | 1 | 365 | 3.2695 | 0.55402 | 3 | 0.82352
58135 | 8.67 | 1 | 365 | 9.9114 | 0.86831 | 10 | 0.77968
58158 | 4.68 | 1 | 365 | 5.3501 | 0.72476 | 6 | 0.074845
58228 | 4.94 | 1 | 365 | 5.6473 | 0.32058 | 5 | 0.96789
58270 | 5.865 | 1 | 365 | 6.7048 | 0.44033 | 7 | 0.14508
58296 | 6.5 | 1 | 365 | 7.4307 | 0.8955 | 8 | 0.32617
58297 | 8.06 | 1 | 365 | 9.214 | 0.47042 | 9 | 0.68446
58299 | 14.04 | 1 | 365 | 16.0502 | 0.17429 | 16 | 0.22454
58405 | 11.475 | 1 | 365 | 13.118 | 0.29629 | 13 | 0.41428
58444 | 10.66 | 1 | 365 | 12.1863 | 0.42863 | 12 | 0.61493
58445 | 5.1 | 1 | 365 | 5.8302 | 0.68724 | 6 | 0.51746
58461 | 3.9 | 1 | 365 | 4.4584 | 0.9373 | 5 | 0.3957
58489 | 11.985 | 1 | 365 | 13.701 | 0.46502 | 14 | 0.16603
58479 | 3.12 | 1 | 365 | 3.5667 | 0.14984 | 3 | 0.71656
58498 | 3.18 | 1 | 365 | 3.6353 | 0.28734 | 3 | 0.92265
58506 | 7.54 | 1 | 365 | 8.6196 | 0.27878 | 8 | 0.89836
58513 | 3.315 | 1 | 365 | 3.7896 | 0.59671 | 4 | 0.38635
58519 | 6.24 | 1 | 365 | 7.1334 | 0.29968 | 7 | 0.43313
58521 | 9.1 | 1 | 365 | 10.4029 | 0.85371 | 11 | 0.25664
55272 | 3.975 | 1 | 365 | 4.5441 | 0.10917 | 4 | 0.65331
39983 | 8.32 | 1 | 365 | 9.5113 | 0.066245 | 9 | 0.5775
45811 | 7.65 | 1 | 365 | 8.7453 | 0.53086 | 9 | 0.27619
39442 | 11.395 | 1 | 365 | 13.0265 | 0.11296 | 13 | 0.1395
40583 | 7.02 | 1 | 365 | 8.0251 | 0.087144 | 8 | 0.11227
39521 | 10.4 | 1 | 365 | 11.8891 | 0.83281 | 12 | 0.72188
39559 | 8.32 | 1 | 365 | 9.5113 | 0.066245 | 9 | 0.5775
50353 | 3.315 | 1 | 365 | 3.7896 | 0.59671 | 4 | 0.38635
37907 | 7.14 | 1 | 365 | 8.1623 | 0.36214 | 8 | 0.52444
41178 | 5.72 | 1 | 365 | 6.539 | 0.10804 | 6 | 0.64703
55095 | 6.63 | 1 | 365 | 7.5793 | 0.19341 | 7 | 0.7727
55845 | 10.965 | 1 | 365 | 12.535 | 0.12757 | 12 | 0.66254
37813 | 10.865 | 1 | 365 | 12.4207 | 0.89841 | 13 | 0.31906
55698 | 7.395 | 1 | 365 | 8.4538 | 0.9465 | 9 | 0.40032
54681 | 4.08 | 1 | 365 | 4.6642 | 0.34979 | 5 | 0.013968
45635 | 4.16 | 1 | 365 | 4.7556 | 0.53312 | 5 | 0.28875
42238 | 3.64 | 1 | 365 | 4.1612 | 0.34148 | 4 | 0.50266
50300 | 12.48 | 1 | 365 | 14.2669 | 0.59937 | 14 | 0.86625
50341 | 12.24 | 1 | 365 | 13.9925 | 0.04938 | 14 | 0.041903
55098 | 2.805 | 1 | 365 | 3.2066 | 0.42798 | 3 | 0.6346
45985 | 4.42 | 1 | 365 | 5.0529 | 0.12894 | 5 | 0.1818
59606 | 14.04 | 1 | 365 | 16.0502 | 0.17429 | 16 | 0.22454
59610 | 5.2 | 1 | 365 | 5.9445 | 0.9164 | 6 | 0.86094
49006 | 13.23 | 1 | 365 | 15.1243 | 0.31808 | 15 | 0.44235
42748 | 6.05 | 1 | 365 | 6.9162 | 0.86428 | 7 | 0.78052
48330 | 6.54 | 1 | 365 | 7.4764 | 0.98717 | 8 | 0.46357
45696 | 3.38 | 1 | 365 | 3.8639 | 0.74566 | 4 | 0.60961
48144 | 6.89 | 1 | 365 | 7.8765 | 0.78923 | 8 | 0.66574
38475 | 9.35 | 1 | 365 | 10.6887 | 0.42661 | 11 | 0.11534
58335 | 10.64 | 1 | 365 | 12.1634 | 0.38279 | 12 | 0.54623
57539 | 8.745 | 1 | 365 | 9.9971 | 0.040182 | 10 | 0.037291
58933 | 6.89 | 1 | 365 | 7.8765 | 0.78923 | 8 | 0.66574
58598 | 9.01 | 1 | 365 | 10.3001 | 0.64746 | 10 | 0.94751
58197 | 4.24 | 1 | 365 | 4.8471 | 0.71645 | 5 | 0.56354
57411 | 7.54 | 1 | 365 | 8.6196 | 0.27878 | 8 | 0.89836
56996 | 4.68 | 1 | 365 | 5.3501 | 0.72476 | 6 | 0.074845
58867 | 3.975 | 1 | 365 | 4.5441 | 0.10917 | 4 | 0.65331
56211 | 9.88 | 1 | 365 | 11.2946 | 0.64117 | 11 | 0.93578
59185 | 7.02 | 1 | 365 | 8.0251 | 0.087144 | 8 | 0.11227
56693 | 5.2 | 1 | 365 | 5.9445 | 0.9164 | 6 | 0.86094
57944 | 3.445 | 1 | 365 | 3.9383 | 0.89462 | 4 | 0.83287
44183 | 9.52 | 1 | 365 | 10.8831 | 0.81618 | 11 | 0.69926
57135 | 10.8 | 1 | 365 | 12.3463 | 0.74945 | 13 | 0.095797
59348 | 4.42 | 1 | 365 | 5.0529 | 0.12894 | 5 | 0.1818
36132 | 14.25 | 1 | 365 | 16.2903 | 0.65553 | 16 | 0.94584
39388 | 6.05 | 1 | 365 | 6.9162 | 0.86428 | 7 | 0.78052
39915 | 10.1 | 1 | 365 | 11.5461 | 0.14532 | 11 | 0.69144
43045 | 9.045 | 1 | 365 | 10.3401 | 0.72767 | 11 | 0.06773
56112 | 3.18 | 1 | 365 | 3.6353 | 0.28734 | 3 | 0.92265
56650 | 12.22 | 1 | 365 | 13.9697 | 0.0035475 | 13 | 0.97321
57330 | 5.72 | 1 | 365 | 6.539 | 0.10804 | 6 | 0.64703
57744 | 5.83 | 1 | 365 | 6.6647 | 0.36012 | 7 | 0.024861
58915 | 16.96 | 1 | 365 | 19.3883 | 0.86581 | 20 | 0.25414
59108 | 11.44 | 1 | 365 | 13.078 | 0.21609 | 13 | 0.29407
42895 | 6.065 | 1 | 365 | 6.9334 | 0.89865 | 7 | 0.83204
50731 | 9.36 | 1 | 365 | 10.7002 | 0.44953 | 11 | 0.14969
50929 | 4.24 | 1 | 365 | 4.8471 | 0.71645 | 5 | 0.56354
56113 | 5.3 | 1 | 365 | 6.0589 | 0.14556 | 6 | 0.20442
56171 | 7.155 | 1 | 365 | 8.1795 | 0.39651 | 8 | 0.57597
56172 | 9.275 | 1 | 365 | 10.603 | 0.25474 | 10 | 0.85773
56329 | 10.6 | 1 | 365 | 12.1177 | 0.29113 | 12 | 0.40884
43122 | 12.48 | 1 | 365 | 14.2669 | 0.59937 | 14 | 0.86625
49663 | 4.68 | 1 | 365 | 5.3501 | 0.72476 | 6 | 0.074845
37954 | 11.7 | 1 | 365 | 13.3752 | 0.81191 | 14 | 0.18711
56389 | 5.72 | 1 | 365 | 6.539 | 0.10804 | 6 | 0.64703
40817 | 8.06 | 1 | 365 | 9.214 | 0.47042 | 9 | 0.68446
47507 | 7.42 | 1 | 365 | 8.4824 | 0.0037907 | 8 | 0.48619
42254 | 2.65 | 1 | 365 | 3.0294 | 0.072782 | 3 | 0.10221
40519 | 7.02 | 1 | 365 | 8.0251 | 0.087144 | 8 | 0.11227
38719 | 10.6 | 1 | 365 | 12.1177 | 0.29113 | 12 | 0.40884
56392 | 3.975 | 1 | 365 | 4.5441 | 0.10917 | 4 | 0.65331
38834 | 3.51 | 1 | 365 | 4.0126 | 0.043572 | 4 | 0.056134
40097 | 13 | 1 | 365 | 14.8613 | 0.79101 | 15 | 0.65235
42046 | 6.375 | 1 | 365 | 7.2878 | 0.60905 | 7 | 0.89682
38180 | 8.32 | 1 | 365 | 9.5113 | 0.066245 | 9 | 0.5775
56947 | 5.3 | 1 | 365 | 6.0589 | 0.14556 | 6 | 0.20442
53154 | 4.59 | 1 | 365 | 5.2472 | 0.51852 | 5 | 0.76571
53176 | 7.905 | 1 | 365 | 9.0368 | 0.11522 | 9 | 0.15206
56955 | 4.42 | 1 | 365 | 5.0529 | 0.12894 | 5 | 0.1818
53186 | 6.12 | 1 | 365 | 6.9963 | 0.02469 | 7 | 0.020952
53189 | 3.825 | 1 | 365 | 4.3727 | 0.76543 | 5 | 0.13809
53229 | 13.78 | 1 | 365 | 15.753 | 0.57847 | 16 | 0.33149
57076 | 5.3 | 1 | 365 | 6.0589 | 0.14556 | 6 | 0.20442
57081 | 8.525 | 1 | 365 | 9.7456 | 0.53603 | 10 | 0.28164
57087 | 6.625 | 1 | 365 | 7.5736 | 0.18196 | 7 | 0.75552
53204 | 6.5 | 1 | 365 | 7.4307 | 0.8955 | 8 | 0.32617
52938 | 2.04 | 1 | 365 | 2.3321 | 0.6749 | 3 | 0.0069838
57234 | 5.3 | 1 | 365 | 6.0589 | 0.14556 | 6 | 0.20442
50457 | 10.4 | 1 | 365 | 11.8891 | 0.83281 | 12 | 0.72188
38783 | 7.02 | 1 | 365 | 8.0251 | 0.087144 | 8 | 0.11227
41700 | 6.5 | 1 | 365 | 7.4307 | 0.8955 | 8 | 0.32617
57306 | 7.95 | 1 | 365 | 9.0883 | 0.21835 | 9 | 0.30663
57582 | 9.18 | 1 | 365 | 10.4944 | 0.037035 | 10 | 0.53143
57844 | 6.6 | 1 | 365 | 7.545 | 0.12467 | 7 | 0.66965
34404 | 2.34 | 1 | 365 | 2.675 | 0.36238 | 3 | 0.037423
53835 | 4.68 | 1 | 365 | 5.3501 | 0.72476 | 6 | 0.074845
54359 | 7.8 | 1 | 365 | 8.9168 | 0.8746 | 9 | 0.79141
52352 | 9.62 | 1 | 365 | 10.9974 | 0.045346 | 11 | 0.042738
54760 | 9.1 | 1 | 365 | 10.4029 | 0.85371 | 11 | 0.25664
55004 | 9.36 | 1 | 365 | 10.7002 | 0.44953 | 11 | 0.14969
54943 | 10.4 | 1 | 365 | 11.8891 | 0.83281 | 12 | 0.72188
52558 | 7.02 | 1 | 365 | 8.0251 | 0.087144 | 8 | 0.11227
51728 | 2.08 | 1 | 365 | 2.3778 | 0.76656 | 3 | 0.14438
54403 | 5.72 | 1 | 365 | 6.539 | 0.10804 | 6 | 0.64703
50847 | 5.72 | 1 | 365 | 6.539 | 0.10804 | 6 | 0.64703
19941 | 10.92 | 1 | 365 | 12.4835 | 0.024447 | 12 | 0.50797
53871 | 2.08 | 1 | 365 | 2.3778 | 0.76656 | 3 | 0.14438
25307 | 7.54 | 1 | 365 | 8.6196 | 0.27878 | 8 | 0.89836
52420 | 2.34 | 1 | 365 | 2.675 | 0.36238 | 3 | 0.037423
53192 | 2.34 | 1 | 365 | 2.675 | 0.36238 | 3 | 0.037423
37392 | 3.12 | 1 | 365 | 3.5667 | 0.14984 | 3 | 0.71656
54976 | 7.02 | 1 | 365 | 8.0251 | 0.087144 | 8 | 0.11227
54940 | 13 | 1 | 365 | 14.8613 | 0.79101 | 15 | 0.65235
54797 | 6.5 | 1 | 365 | 7.4307 | 0.8955 | 8 | 0.32617
55305 | 2.34 | 1 | 365 | 2.675 | 0.36238 | 3 | 0.037423
53829 | 5.72 | 1 | 365 | 6.539 | 0.10804 | 6 | 0.64703
48553 | 4.68 | 1 | 365 | 5.3501 | 0.72476 | 6 | 0.074845
55215 | 7.28 | 1 | 365 | 8.3224 | 0.68296 | 9 | 0.0053149
54992 | 12.22 | 1 | 365 | 13.9697 | 0.0035475 | 13 | 0.97321
54770 | 7.8 | 1 | 365 | 8.9168 | 0.8746 | 9 | 0.79141
58015 | 13.2 | 1 | 365 | 15.09 | 0.24933 | 15 | 0.33931
54908 | 9.36 | 1 | 365 | 10.7002 | 0.44953 | 11 | 0.14969
53905 | 6.76 | 1 | 365 | 7.7279 | 0.49132 | 8 | 0.21922
56328 | 9.36 | 1 | 365 | 10.7002 | 0.44953 | 11 | 0.14969
58431 | 6.36 | 1 | 365 | 7.2706 | 0.57468 | 7 | 0.8453
55043 | 2.6 | 1 | 365 | 2.9723 | 0.9582 | 3 | 0.93047
56548 | 7.54 | 1 | 365 | 8.6196 | 0.27878 | 8 | 0.89836
58573 | 5.3 | 1 | 365 | 6.0589 | 0.14556 | 6 | 0.20442
56567 | 12.22 | 1 | 365 | 13.9697 | 0.0035475 | 13 | 0.97321
59180 | 4.505 | 1 | 365 | 5.15 | 0.32373 | 5 | 0.47376
54909 | 3.9 | 1 | 365 | 4.4584 | 0.9373 | 5 | 0.3957
56860 | 9.18 | 1 | 365 | 10.4944 | 0.037035 | 10 | 0.53143
59802 | 7.245 | 1 | 365 | 8.2823 | 0.60276 | 8 | 0.8851
57285 | 4.59 | 1 | 365 | 5.2472 | 0.51852 | 5 | 0.76571
57339 | 4.16 | 1 | 365 | 4.7556 | 0.53312 | 5 | 0.28875
57802 | 6 | 1 | 365 | 6.8591 | 0.7497 | 7 | 0.60878
57662 | 7.54 | 1 | 365 | 8.6196 | 0.27878 | 8 | 0.89836
59583 | 5.67 | 1 | 365 | 6.4818 | 0.99346 | 7 | 0.47529
57730 | 4.59 | 1 | 365 | 5.2472 | 0.51852 | 5 | 0.76571
57772 | 9.275 | 1 | 365 | 10.603 | 0.25474 | 10 | 0.85773
57819 | 2.34 | 1 | 365 | 2.675 | 0.36238 | 3 | 0.037423
49201 | 2.28 | 1 | 365 | 2.6065 | 0.22488 | 2 | 0.83133
49546 | 8.28 | 1 | 365 | 9.4655 | 0.97458 | 10 | 0.44011
51448 | 8.32 | 1 | 365 | 9.5113 | 0.066245 | 9 | 0.5775
53252 | 9.18 | 1 | 365 | 10.4944 | 0.037035 | 10 | 0.53143
56041 | 6.095 | 1 | 365 | 6.9677 | 0.9674 | 7 | 0.93508
56576 | 10.6 | 1 | 365 | 12.1177 | 0.29113 | 12 | 0.40884
57464 | 4.94 | 1 | 365 | 5.6473 | 0.32058 | 5 | 0.96789
58123 | 6.5 | 1 | 365 | 7.4307 | 0.8955 | 8 | 0.32617
58146 | 4.59 | 1 | 365 | 5.2472 | 0.51852 | 5 | 0.76571
58331 | 2.85 | 1 | 365 | 3.2581 | 0.53111 | 3 | 0.78917
58837 | 8.1 | 1 | 365 | 9.2598 | 0.56209 | 9 | 0.82185
58882 | 14.575 | 1 | 365 | 16.6618 | 0.4003 | 17 | 0.062152
58985 | 5.75 | 1 | 365 | 6.5733 | 0.17679 | 6 | 0.75008
59856 | 8.7 | 1 | 365 | 9.9457 | 0.93706 | 10 | 0.88273
40140 | 15.08 | 1 | 365 | 17.2392 | 0.55757 | 17 | 0.79672
54577 | 2.6 | 1 | 365 | 2.9723 | 0.9582 | 3 | 0.93047
41478 | 6.63 | 1 | 365 | 7.5793 | 0.19341 | 7 | 0.7727
43581 | 8.84 | 1 | 365 | 10.1057 | 0.25789 | 10 | 0.3636
46619 | 10.4 | 1 | 365 | 11.8891 | 0.83281 | 12 | 0.72188
50641 | 6.24 | 1 | 365 | 7.1334 | 0.29968 | 7 | 0.43313
39373 | 7.155 | 1 | 365 | 8.1795 | 0.39651 | 8 | 0.57597
48090 | 4.59 | 1 | 365 | 5.2472 | 0.51852 | 5 | 0.76571
40531 | 6.24 | 1 | 365 | 7.1334 | 0.29968 | 7 | 0.43313
42240 | 11.18 | 1 | 365 | 12.7808 | 0.62027 | 13 | 0.40102
40033 | 6.24 | 1 | 365 | 7.1334 | 0.29968 | 7 | 0.43313
40022 | 7.54 | 1 | 365 | 8.6196 | 0.27878 | 8 | 0.89836
50252 | 10.66 | 1 | 365 | 12.1863 | 0.42863 | 12 | 0.61493
50277 | 3.9 | 1 | 365 | 4.4584 | 0.9373 | 5 | 0.3957
50567 | 2.04 | 1 | 365 | 2.3321 | 0.6749 | 3 | 0.0069838
39293 | 5.1 | 1 | 365 | 5.8302 | 0.68724 | 6 | 0.51746
50284 | 12.75 | 1 | 365 | 14.5755 | 0.2181 | 14 | 0.79365
39940 | 2.86 | 1 | 365 | 3.2695 | 0.55402 | 3 | 0.82352
39479 | 14.82 | 1 | 365 | 16.9419 | 0.96175 | 17 | 0.90368
40092 | 12.22 | 1 | 365 | 13.9697 | 0.0035475 | 13 | 0.97321
50332 | 3.71 | 1 | 365 | 4.2412 | 0.5019 | 4 | 0.74309
43448 | 11.25 | 1 | 365 | 12.8608 | 0.78068 | 13 | 0.64146
39173 | 3.64 | 1 | 365 | 4.1612 | 0.34148 | 4 | 0.50266
47371 | 6.5 | 1 | 365 | 7.4307 | 0.8955 | 8 | 0.32617
39481 | 13.78 | 1 | 365 | 15.753 | 0.57847 | 16 | 0.33149
50376 | 3.315 | 1 | 365 | 3.7896 | 0.59671 | 4 | 0.38635
45079 | 7.905 | 1 | 365 | 9.0368 | 0.11522 | 9 | 0.15206
42353 | 3.06 | 1 | 365 | 3.4981 | 0.012345 | 3 | 0.51048
42434 | 5.72 | 1 | 365 | 6.539 | 0.10804 | 6 | 0.64703
46249 | 10.14 | 1 | 365 | 11.5918 | 0.23699 | 11 | 0.82883
39523 | 14.04 | 1 | 365 | 16.0502 | 0.17429 | 16 | 0.22454
39205 | 3.12 | 1 | 365 | 3.5667 | 0.14984 | 3 | 0.71656
45372 | 6.375 | 1 | 365 | 7.2878 | 0.60905 | 7 | 0.89682
37830 | 4.68 | 1 | 365 | 5.3501 | 0.72476 | 6 | 0.074845
45782 | 6.89 | 1 | 365 | 7.8765 | 0.78923 | 8 | 0.66574
42975 | 7.54 | 1 | 365 | 8.6196 | 0.27878 | 8 | 0.89836
45727 | 3.38 | 1 | 365 | 3.8639 | 0.74566 | 4 | 0.60961
50245 | 7.395 | 1 | 365 | 8.4538 | 0.9465 | 9 | 0.40032
53259 | 11.925 | 1 | 365 | 13.6324 | 0.32752 | 13 | 0.95994
53012 | 6.24 | 1 | 365 | 7.1334 | 0.29968 | 7 | 0.43313
41096 | 9.62 | 1 | 365 | 10.9974 | 0.045346 | 11 | 0.042738
47704 | 18.425 | 1 | 365 | 21.0631 | 0.22302 | 21 | 0.28612
40939 | 10.455 | 1 | 365 | 11.9519 | 0.95885 | 12 | 0.91079
36122 | 18.9 | 1 | 365 | 21.6061 | 0.31154 | 21 | 0.91764
38567 | 3.57 | 1 | 365 | 4.0812 | 0.18107 | 4 | 0.26222
44348 | 12 | 1 | 365 | 13.7182 | 0.49939 | 14 | 0.21755
52391 | 4.68 | 1 | 365 | 5.3501 | 0.72476 | 6 | 0.074845
55863 | 5.355 | 1 | 365 | 6.1217 | 0.2716 | 6 | 0.39333
37467 | 12.73 | 1 | 365 | 14.5527 | 0.17227 | 14 | 0.72495
46727 | 18.09 | 1 | 365 | 20.6801 | 0.45533 | 21 | 0.13546
40561 | 9.69 | 1 | 365 | 11.0774 | 0.20576 | 11 | 0.28317
48720 | 10.464 | 1 | 365 | 11.9622 | 0.97947 | 12 | 0.94171
41940 | 9.18 | 1 | 365 | 10.4944 | 0.037035 | 10 | 0.53143
39156 | 3.975 | 1 | 365 | 4.5441 | 0.10917 | 4 | 0.65331
43642 | 14.175 | 1 | 365 | 16.2046 | 0.48366 | 16 | 0.68823
50651 | 15.6 | 1 | 365 | 17.8336 | 0.74921 | 18 | 0.58282
44098 | 17.28 | 1 | 365 | 19.7542 | 0.59912 | 20 | 0.35327
50382 | 7.14 | 1 | 365 | 8.1623 | 0.36214 | 8 | 0.52444
45928 | 3.64 | 1 | 365 | 4.1612 | 0.34148 | 4 | 0.50266
52873 | 4.16 | 1 | 365 | 4.7556 | 0.53312 | 5 | 0.28875
52907 | 6.12 | 1 | 365 | 6.9963 | 0.02469 | 7 | 0.020952
47552 | 9.88 | 1 | 365 | 11.2946 | 0.64117 | 11 | 0.93578
40498 | 3.64 | 1 | 365 | 4.1612 | 0.34148 | 4 | 0.50266
58835 | 6.38 | 1 | 365 | 7.2935 | 0.62051 | 7 | 0.914
50237 | 10.71 | 1 | 365 | 12.2435 | 0.54321 | 12 | 0.78667
52963 | 8.16 | 1 | 365 | 9.3283 | 0.69959 | 10 | 0.027935
58834 | 3.825 | 1 | 365 | 4.3727 | 0.76543 | 5 | 0.13809
52987 | 7.395 | 1 | 365 | 8.4538 | 0.9465 | 9 | 0.40032
38871 | 11.88 | 1 | 365 | 13.581 | 0.2244 | 13 | 0.80538
50408 | 2.08 | 1 | 365 | 2.3778 | 0.76656 | 3 | 0.14438
45545 | 3.825 | 1 | 365 | 4.3727 | 0.76543 | 5 | 0.13809
39684 | 4.16 | 1 | 365 | 4.7556 | 0.53312 | 5 | 0.28875
37878 | 14.04 | 1 | 365 | 16.0502 | 0.17429 | 16 | 0.22454
39018 | 5.46 | 1 | 365 | 6.2418 | 0.51222 | 6 | 0.75399
58801 | 9.9 | 1 | 365 | 11.3175 | 0.687 | 12 | 0.0044804
50392 | 5.1 | 1 | 365 | 5.8302 | 0.68724 | 6 | 0.51746
58799 | 9.156 | 1 | 365 | 10.467 | 0.98204 | 11 | 0.44899
40380 | 5.035 | 1 | 365 | 5.7559 | 0.53829 | 6 | 0.2942
58796 | 10.464 | 1 | 365 | 11.9622 | 0.97947 | 12 | 0.94171
58758 | 8.97 | 1 | 365 | 10.2543 | 0.5558 | 10 | 0.81012
55599 | 10.6 | 1 | 365 | 12.1177 | 0.29113 | 12 | 0.40884
50774 | 10.8 | 1 | 365 | 12.3463 | 0.74945 | 13 | 0.095797
50874 | 8.99 | 1 | 365 | 10.2772 | 0.60163 | 10 | 0.87882
36784 | 6.867 | 1 | 365 | 7.8502 | 0.73653 | 8 | 0.58674
50438 | 9.135 | 1 | 365 | 10.4429 | 0.93391 | 11 | 0.37686
54759 | 8.32 | 1 | 365 | 9.5113 | 0.066245 | 9 | 0.5775
49820 | 11.655 | 1 | 365 | 13.3238 | 0.70878 | 14 | 0.032547
54600 | 7.8 | 1 | 365 | 8.9168 | 0.8746 | 9 | 0.79141
45431 | 7.95 | 1 | 365 | 9.0883 | 0.21835 | 9 | 0.30663
50862 | 6.24 | 1 | 365 | 7.1334 | 0.29968 | 7 | 0.43313
49255 | 13.5 | 1 | 365 | 15.4329 | 0.93682 | 16 | 0.36975
55580 | 6 | 1 | 365 | 6.8591 | 0.7497 | 7 | 0.60878
36269 | 14.145 | 1 | 365 | 16.1703 | 0.41491 | 16 | 0.58519
36188 | 4 | 1 | 365 | 4.5727 | 0.16646 | 4 | 0.73918
38948 | 10.725 | 1 | 365 | 12.2606 | 0.57758 | 12 | 0.83819
50426 | 2.44 | 1 | 365 | 2.7894 | 0.59154 | 3 | 0.3809
41638 | 6.92 | 1 | 365 | 7.9108 | 0.85798 | 8 | 0.76879
50863 | 2.8 | 1 | 365 | 3.2009 | 0.41652 | 3 | 0.61743
37262 | 12.34 | 1 | 365 | 14.1068 | 0.27854 | 14 | 0.38538
37166 | 10.92 | 1 | 365 | 12.4835 | 0.024447 | 12 | 0.50797
51162 | 7.685 | 1 | 365 | 8.7853 | 0.61107 | 9 | 0.39641
39875 | 12.305 | 1 | 365 | 14.0668 | 0.19833 | 14 | 0.26516
44164 | 8.829 | 1 | 365 | 10.0931 | 0.23268 | 10 | 0.32581
43623 | 6.84 | 1 | 365 | 7.8194 | 0.67465 | 8 | 0.494
54472 | 5.6 | 1 | 365 | 6.4018 | 0.83305 | 7 | 0.23486
50421 | 7.935 | 1 | 365 | 9.0711 | 0.18397 | 9 | 0.25511
54495 | 24.5 | 1 | 365 | 28.0079 | 0.14459 | 28 | 0.1525
54886 | 11.34 | 1 | 365 | 12.9637 | 0.98693 | 13 | 0.95059
44518 | 10.05 | 1 | 365 | 11.489 | 0.030741 | 11 | 0.5197
54816 | 9.99 | 1 | 365 | 11.4204 | 0.89324 | 12 | 0.31361
43251 | 7.14 | 1 | 365 | 8.1623 | 0.36214 | 8 | 0.52444
55565 | 7.02 | 1 | 365 | 8.0251 | 0.087144 | 8 | 0.11227
44529 | 8.06 | 1 | 365 | 9.214 | 0.47042 | 9 | 0.68446
44381 | 4.65 | 1 | 365 | 5.3158 | 0.65601 | 5 | 0.9718
55574 | 7.8 | 1 | 365 | 8.9168 | 0.8746 | 9 | 0.79141
44539 | 7.44 | 1 | 365 | 8.5053 | 0.049623 | 8 | 0.55488
55782 | 9.86 | 1 | 365 | 11.2718 | 0.59533 | 11 | 0.86709
45257 | 6.27 | 1 | 365 | 7.1677 | 0.36843 | 7 | 0.53617
50179 | 3.6 | 1 | 365 | 4.1154 | 0.24982 | 4 | 0.36527
55551 | 6.36 | 1 | 365 | 7.2706 | 0.57468 | 7 | 0.8453
58838 | 8.28 | 1 | 365 | 9.4655 | 0.97458 | 10 | 0.44011
58847 | 5.72 | 1 | 365 | 6.539 | 0.10804 | 6 | 0.64703
58186 | 5.5 | 1 | 365 | 6.2875 | 0.60389 | 6 | 0.89138
38966 | 8.06 | 1 | 365 | 9.214 | 0.47042 | 9 | 0.68446
58189 | 7.15 | 1 | 365 | 8.1737 | 0.38505 | 8 | 0.55879
59083 | 7.155 | 1 | 365 | 8.1795 | 0.39651 | 8 | 0.57597
59632 | 7.29 | 1 | 365 | 8.3338 | 0.70588 | 9 | 0.039663
43567 | 6.7 | 1 | 365 | 7.6593 | 0.35383 | 8 | 0.013133
57976 | 10.07 | 1 | 365 | 11.5118 | 0.076573 | 11 | 0.5884
58007 | 7.685 | 1 | 365 | 8.7853 | 0.61107 | 9 | 0.39641
58027 | 2.385 | 1 | 365 | 2.7265 | 0.4655 | 3 | 0.19199
58098 | 5.83 | 1 | 365 | 6.6647 | 0.36012 | 7 | 0.024861
58106 | 3.18 | 1 | 365 | 3.6353 | 0.28734 | 3 | 0.92265
58141 | 6.89 | 1 | 365 | 7.8765 | 0.78923 | 8 | 0.66574
58151 | 9.54 | 1 | 365 | 10.9059 | 0.86202 | 11 | 0.76795
58492 | 4.68 | 1 | 365 | 5.3501 | 0.72476 | 6 | 0.074845
58500 | 3.71 | 1 | 365 | 4.2412 | 0.5019 | 4 | 0.74309
50517 | 5.3 | 1 | 365 | 6.0589 | 0.14556 | 6 | 0.20442
57891 | 8.745 | 1 | 365 | 9.9971 | 0.040182 | 10 | 0.037291
59071 | 6.36 | 1 | 365 | 7.2706 | 0.57468 | 7 | 0.8453
47577 | 8.06 | 1 | 365 | 9.214 | 0.47042 | 9 | 0.68446
40189 | 4.16 | 1 | 365 | 4.7556 | 0.53312 | 5 | 0.28875
45990 | 10.4 | 1 | 365 | 11.8891 | 0.83281 | 12 | 0.72188
43811 | 7.28 | 1 | 365 | 8.3224 | 0.68296 | 9 | 0.0053149
58862 | 7.65 | 1 | 365 | 8.7453 | 0.53086 | 9 | 0.27619
46146 | 6.12 | 1 | 365 | 6.9963 | 0.02469 | 7 | 0.020952
58756 | 10.695 | 1 | 365 | 12.2263 | 0.50883 | 12 | 0.73514
48038 | 6.5 | 1 | 365 | 7.4307 | 0.8955 | 8 | 0.32617
37576 | 4.16 | 1 | 365 | 4.7556 | 0.53312 | 5 | 0.28875
58682 | 14.7 | 1 | 365 | 16.8047 | 0.68676 | 17 | 0.4915
40265 | 6.12 | 1 | 365 | 6.9963 | 0.02469 | 7 | 0.020952
43043 | 9.69 | 1 | 365 | 11.0774 | 0.20576 | 11 | 0.28317
45448 | 9.945 | 1 | 365 | 11.3689 | 0.79012 | 12 | 0.15905
58668 | 11.6 | 1 | 365 | 13.2609 | 0.58275 | 13 | 0.84363
58641 | 10.88 | 1 | 365 | 12.4378 | 0.93278 | 13 | 0.37058
58265 | 10.14 | 1 | 365 | 11.5918 | 0.23699 | 11 | 0.82883
58418 | 11.22 | 1 | 365 | 12.8265 | 0.71193 | 13 | 0.53841
58857 | 3.38 | 1 | 365 | 3.8639 | 0.74566 | 4 | 0.60961
58044 | 11.7 | 1 | 365 | 13.3752 | 0.81191 | 14 | 0.18711
38307 | 7.28 | 1 | 365 | 8.3224 | 0.68296 | 9 | 0.0053149
45105 | 6.5 | 1 | 365 | 7.4307 | 0.8955 | 8 | 0.32617
58064 | 15.87 | 1 | 365 | 18.1423 | 0.36795 | 18 | 0.51021
40180 | 9.1 | 1 | 365 | 10.4029 | 0.85371 | 11 | 0.25664
45992 | 4.845 | 1 | 365 | 5.5387 | 0.10288 | 5 | 0.64159
58420 | 8.8 | 1 | 365 | 10.06 | 0.16622 | 10 | 0.2262
41027 | 13 | 1 | 365 | 14.8613 | 0.79101 | 15 | 0.65235
38713 | 8.58 | 1 | 365 | 9.8085 | 0.66207 | 10 | 0.47055
58484 | 7.2 | 1 | 365 | 8.2309 | 0.49964 | 8 | 0.73053
38155 | 8.32 | 1 | 365 | 9.5113 | 0.066245 | 9 | 0.5775
58028 | 9.86 | 1 | 365 | 11.2718 | 0.59533 | 11 | 0.86709
57921 | 14.79 | 1 | 365 | 16.9076 | 0.893 | 17 | 0.80063
57909 | 9.315 | 1 | 365 | 10.6487 | 0.3464 | 10 | 0.99512
42389 | 6.76 | 1 | 365 | 7.7279 | 0.49132 | 8 | 0.21922
52131 | 5.46 | 1 | 365 | 6.2418 | 0.51222 | 6 | 0.75399
41622 | 4.16 | 1 | 365 | 4.7556 | 0.53312 | 5 | 0.28875
36447 | 19.89 | 1 | 365 | 22.7379 | 0.58024 | 23 | 0.31809
38641 | 7.56 | 1 | 365 | 8.6424 | 0.32462 | 8 | 0.96706
40026 | 9.1 | 1 | 365 | 10.4029 | 0.85371 | 11 | 0.25664
38329 | 5.215 | 1 | 365 | 5.9617 | 0.95078 | 6 | 0.91246
39341 | 6.72 | 1 | 365 | 7.6822 | 0.39966 | 8 | 0.081829
56717 | 4.24 | 1 | 365 | 4.8471 | 0.71645 | 5 | 0.56354
57517 | 10.8 | 1 | 365 | 12.3463 | 0.74945 | 13 | 0.095797
56718 | 4.24 | 1 | 365 | 4.8471 | 0.71645 | 5 | 0.56354
56720 | 6.24 | 1 | 365 | 7.1334 | 0.29968 | 7 | 0.43313
39832 | 8.84 | 1 | 365 | 10.1057 | 0.25789 | 10 | 0.3636
45517 | 9.1 | 1 | 365 | 10.4029 | 0.85371 | 11 | 0.25664
39838 | 5.72 | 1 | 365 | 6.539 | 0.10804 | 6 | 0.64703
31622 | 4.94 | 1 | 365 | 5.6473 | 0.32058 | 5 | 0.96789
41516 | 4.94 | 1 | 365 | 5.6473 | 0.32058 | 5 | 0.96789
56726 | 3.445 | 1 | 365 | 3.9383 | 0.89462 | 4 | 0.83287
48588 | 4.42 | 1 | 365 | 5.0529 | 0.12894 | 5 | 0.1818
41009 | 5.5 | 1 | 365 | 6.2875 | 0.60389 | 6 | 0.89138
38358 | 7.15 | 1 | 365 | 8.1737 | 0.38505 | 8 | 0.55879
54926 | 8.32 | 1 | 365 | 9.5113 | 0.066245 | 9 | 0.5775
40231 | 8.4 | 1 | 365 | 9.6027 | 0.24957 | 9 | 0.85229
56727 | 8.215 | 1 | 365 | 9.3912 | 0.82563 | 10 | 0.21685
51161 | 7.28 | 1 | 365 | 8.3224 | 0.68296 | 9 | 0.0053149
39891 | 5.46 | 1 | 365 | 6.2418 | 0.51222 | 6 | 0.75399
55067 | 4.68 | 1 | 365 | 5.3501 | 0.72476 | 6 | 0.074845
56313 | 10.14 | 1 | 365 | 11.5918 | 0.23699 | 11 | 0.82883
31878 | 7.28 | 1 | 365 | 8.3224 | 0.68296 | 9 | 0.0053149
52644 | 7.54 | 1 | 365 | 8.6196 | 0.27878 | 8 | 0.89836
53441 | 7.02 | 1 | 365 | 8.0251 | 0.087144 | 8 | 0.11227
56628 | 6.24 | 1 | 365 | 7.1334 | 0.29968 | 7 | 0.43313
56641 | 6.24 | 1 | 365 | 7.1334 | 0.29968 | 7 | 0.43313
55202 | 9.88 | 1 | 365 | 11.2946 | 0.64117 | 11 | 0.93578
54951 | 2.6 | 1 | 365 | 2.9723 | 0.9582 | 3 | 0.93047
56648 | 2.86 | 1 | 365 | 3.2695 | 0.55402 | 3 | 0.82352
55136 | 4.68 | 1 | 365 | 5.3501 | 0.72476 | 6 | 0.074845
32514 | 5.72 | 1 | 365 | 6.539 | 0.10804 | 6 | 0.64703
54862 | 8.06 | 1 | 365 | 9.214 | 0.47042 | 9 | 0.68446
54950 | 6.76 | 1 | 365 | 7.7279 | 0.49132 | 8 | 0.21922
54302 | 5.98 | 1 | 365 | 6.8362 | 0.70386 | 7 | 0.54008
55070 | 3.64 | 1 | 365 | 4.1612 | 0.34148 | 4 | 0.50266
54921 | 8.06 | 1 | 365 | 9.214 | 0.47042 | 9 | 0.68446
56655 | 6.24 | 1 | 365 | 7.1334 | 0.29968 | 7 | 0.43313
38109 | 10.92 | 1 | 365 | 12.4835 | 0.024447 | 12 | 0.50797
56699 | 11.44 | 1 | 365 | 13.078 | 0.21609 | 13 | 0.29407
56703 | 4.68 | 1 | 365 | 5.3501 | 0.72476 | 6 | 0.074845
38013 | 12.1 | 1 | 365 | 13.8325 | 0.72855 | 14 | 0.56103
56702 | 4.24 | 1 | 365 | 4.8471 | 0.71645 | 5 | 0.56354
37521 | 19.32 | 1 | 365 | 22.0862 | 0.27402 | 22 | 0.36026
40865 | 8.06 | 1 | 365 | 9.214 | 0.47042 | 9 | 0.68446
36353 | 9.9 | 1 | 365 | 11.3175 | 0.687 | 12 | 0.0044804
56706 | 10.14 | 1 | 365 | 11.5918 | 0.23699 | 11 | 0.82883
57521 | 11.4 | 1 | 365 | 13.0323 | 0.12442 | 13 | 0.15667
38630 | 8.12 | 1 | 365 | 9.2826 | 0.60792 | 9 | 0.89054
55338 | 14.56 | 1 | 365 | 16.6447 | 0.36593 | 17 | 0.01063
57726 | 11.4 | 1 | 365 | 13.0323 | 0.12442 | 13 | 0.15667
51740 | 5.2 | 1 | 365 | 5.9445 | 0.9164 | 6 | 0.86094
41707 | 3.9 | 1 | 365 | 4.4584 | 0.9373 | 5 | 0.3957
57725 | 10.35 | 1 | 365 | 11.8319 | 0.71823 | 12 | 0.55014
57643 | 11.73 | 1 | 365 | 13.4095 | 0.88066 | 14 | 0.29016
58868 | 7.685 | 1 | 365 | 8.7853 | 0.61107 | 9 | 0.39641
57268 | 13.23 | 1 | 365 | 15.1243 | 0.31808 | 15 | 0.44235
42088 | 4.335 | 1 | 365 | 4.9557 | 0.93416 | 5 | 0.88984
53157 | 7.28 | 1 | 365 | 8.3224 | 0.68296 | 9 | 0.0053149
55151 | 17.16 | 1 | 365 | 19.617 | 0.32413 | 19 | 0.9411
56608 | 9.88 | 1 | 365 | 11.2946 | 0.64117 | 11 | 0.93578
56610 | 17.16 | 1 | 365 | 19.617 | 0.32413 | 19 | 0.9411
56611 | 4.16 | 1 | 365 | 4.7556 | 0.53312 | 5 | 0.28875
56306 | 7.28 | 1 | 365 | 8.3224 | 0.68296 | 9 | 0.0053149
36672 | 12.825 | 1 | 365 | 14.6613 | 0.38998 | 15 | 0.051259
56612 | 6.24 | 1 | 365 | 7.1334 | 0.29968 | 7 | 0.43313
56707 | 8.06 | 1 | 365 | 9.214 | 0.47042 | 9 | 0.68446
55005 | 6.24 | 1 | 365 | 7.1334 | 0.29968 | 7 | 0.43313
55042 | 9.805 | 1 | 365 | 11.2089 | 0.46929 | 11 | 0.67817
38418 | 4.2 | 1 | 365 | 4.8014 | 0.62479 | 5 | 0.42614
36879 | 7.675 | 1 | 365 | 8.7739 | 0.58815 | 9 | 0.36206
55153 | 4.42 | 1 | 365 | 5.0529 | 0.12894 | 5 | 0.1818
43351 | 5.46 | 1 | 365 | 6.2418 | 0.51222 | 6 | 0.75399
43254 | 3.9 | 1 | 365 | 4.4584 | 0.9373 | 5 | 0.3957
56609 | 3.9 | 1 | 365 | 4.4584 | 0.9373 | 5 | 0.3957
53719 | 4.16 | 1 | 365 | 4.7556 | 0.53312 | 5 | 0.28875
38748 | 8.84 | 1 | 365 | 10.1057 | 0.25789 | 10 | 0.3636
55068 | 9.62 | 1 | 365 | 10.9974 | 0.045346 | 11 | 0.042738
48626 | 13 | 1 | 365 | 14.8613 | 0.79101 | 15 | 0.65235
56614 | 7.8 | 1 | 365 | 8.9168 | 0.8746 | 9 | 0.79141
39868 | 5.225 | 1 | 365 | 5.9731 | 0.97369 | 6 | 0.94681
50657 | 7.8 | 1 | 365 | 8.9168 | 0.8746 | 9 | 0.79141
52199 | 2.86 | 1 | 365 | 3.2695 | 0.55402 | 3 | 0.82352
53124 | 4.42 | 1 | 365 | 5.0529 | 0.12894 | 5 | 0.1818
54070 | 5.2 | 1 | 365 | 5.9445 | 0.9164 | 6 | 0.86094
58844 | 10.07 | 1 | 365 | 11.5118 | 0.076573 | 11 | 0.5884
21745 | 3.9 | 1 | 365 | 4.4584 | 0.9373 | 5 | 0.3957
56310 | 11.18 | 1 | 365 | 12.7808 | 0.62027 | 13 | 0.40102
56620 | 2.08 | 1 | 365 | 2.3778 | 0.76656 | 3 | 0.14438
56730 | 6.095 | 1 | 365 | 6.9677 | 0.9674 | 7 | 0.93508
51764 | 4.94 | 1 | 365 | 5.6473 | 0.32058 | 5 | 0.96789
54238 | 8.06 | 1 | 365 | 9.214 | 0.47042 | 9 | 0.68446
52574 | 3.9 | 1 | 365 | 4.4584 | 0.9373 | 5 | 0.3957
58876 | 8.48 | 1 | 365 | 9.6942 | 0.4329 | 10 | 0.12707
56729 | 8.48 | 1 | 365 | 9.6942 | 0.4329 | 10 | 0.12707
52425 | 8.06 | 1 | 365 | 9.214 | 0.47042 | 9 | 0.68446
56664 | 4.505 | 1 | 365 | 5.15 | 0.32373 | 5 | 0.47376
52096 | 5.46 | 1 | 365 | 6.2418 | 0.51222 | 6 | 0.75399
38743 | 3.64 | 1 | 365 | 4.1612 | 0.34148 | 4 | 0.50266
29234 | 7.02 | 1 | 365 | 8.0251 | 0.087144 | 8 | 0.11227
56745 | 5.2 | 1 | 365 | 5.9445 | 0.9164 | 6 | 0.86094
51922 | 7.28 | 1 | 365 | 8.3224 | 0.68296 | 9 | 0.0053149
56732 | 3.975 | 1 | 365 | 4.5441 | 0.10917 | 4 | 0.65331
58836 | 14.3 | 1 | 365 | 16.3475 | 0.77011 | 17 | 0.11758
57069 | 7.8 | 1 | 365 | 8.9168 | 0.8746 | 9 | 0.79141
53912 | 9.36 | 1 | 365 | 10.7002 | 0.44953 | 11 | 0.14969
36443 | 4.235 | 1 | 365 | 4.8414 | 0.70499 | 5 | 0.54636
55052 | 4.42 | 1 | 365 | 5.0529 | 0.12894 | 5 | 0.1818
58865 | 8.745 | 1 | 365 | 9.9971 | 0.040182 | 10 | 0.037291
55053 | 7.54 | 1 | 365 | 8.6196 | 0.27878 | 8 | 0.89836
54962 | 7.28 | 1 | 365 | 8.3224 | 0.68296 | 9 | 0.0053149
44894 | 11.75 | 1 | 365 | 13.4324 | 0.92649 | 14 | 0.35885
53858 | 4.42 | 1 | 365 | 5.0529 | 0.12894 | 5 | 0.1818
56740 | 10.66 | 1 | 365 | 12.1863 | 0.42863 | 12 | 0.61493
56753 | 6.095 | 1 | 365 | 6.9677 | 0.9674 | 7 | 0.93508
48960 | 5.46 | 1 | 365 | 6.2418 | 0.51222 | 6 | 0.75399
48697 | 17.42 | 1 | 365 | 19.9142 | 0.91995 | 20 | 0.83415
54397 | 4.16 | 1 | 365 | 4.7556 | 0.53312 | 5 | 0.28875
53571 | 3.9 | 1 | 365 | 4.4584 | 0.9373 | 5 | 0.3957
54206 | 8.84 | 1 | 365 | 10.1057 | 0.25789 | 10 | 0.3636
52280 | 5.98 | 1 | 365 | 6.8362 | 0.70386 | 7 | 0.54008
55066 | 3.9 | 1 | 365 | 4.4584 | 0.9373 | 5 | 0.3957
56321 | 12.22 | 1 | 365 | 13.9697 | 0.0035475 | 13 | 0.97321
56755 | 4.24 | 1 | 365 | 4.8471 | 0.71645 | 5 | 0.56354
55222 | 5.98 | 1 | 365 | 6.8362 | 0.70386 | 7 | 0.54008
53666 | 4.94 | 1 | 365 | 5.6473 | 0.32058 | 5 | 0.96789
54123 | 4.94 | 1 | 365 | 5.6473 | 0.32058 | 5 | 0.96789
53648 | 14.56 | 1 | 365 | 16.6447 | 0.36593 | 17 | 0.01063
52097 | 5.46 | 1 | 365 | 6.2418 | 0.51222 | 6 | 0.75399
54928 | 9.1 | 1 | 365 | 10.4029 | 0.85371 | 11 | 0.25664
54128 | 5.72 | 1 | 365 | 6.539 | 0.10804 | 6 | 0.64703
32560 | 8.06 | 1 | 365 | 9.214 | 0.47042 | 9 | 0.68446
52018 | 4.94 | 1 | 365 | 5.6473 | 0.32058 | 5 | 0.96789
55163 | 9.62 | 1 | 365 | 10.9974 | 0.045346 | 11 | 0.042738
56331 | 7.02 | 1 | 365 | 8.0251 | 0.087144 | 8 | 0.11227
53540 | 7.54 | 1 | 365 | 8.6196 | 0.27878 | 8 | 0.89836
56763 | 4.42 | 1 | 365 | 5.0529 | 0.12894 | 5 | 0.1818
52857 | 8.32 | 1 | 365 | 9.5113 | 0.066245 | 9 | 0.5775
56765 | 8.06 | 1 | 365 | 9.214 | 0.47042 | 9 | 0.68446
56766 | 6.5 | 1 | 365 | 7.4307 | 0.8955 | 8 | 0.32617
32953 | 963.585 | 0.8 | 365 | 881.2409 | 0.53344 | 881 | 0.77432
54750 | 10.4 | 1 | 365 | 11.8891 | 0.83281 | 12 | 0.72188
54851 | 6.24 | 1 | 365 | 7.1334 | 0.29968 | 7 | 0.43313
54982 | 11.18 | 1 | 365 | 12.7808 | 0.62027 | 13 | 0.40102
32426 | 10.4 | 1 | 365 | 11.8891 | 0.83281 | 12 | 0.72188
48644 | 5.2 | 1 | 365 | 5.9445 | 0.9164 | 6 | 0.86094
54764 | 4.16 | 1 | 365 | 4.7556 | 0.53312 | 5 | 0.28875
56867 | 7.02 | 1 | 365 | 8.0251 | 0.087144 | 8 | 0.11227
52683 | 6.5 | 1 | 365 | 7.4307 | 0.8955 | 8 | 0.32617
55240 | 3.12 | 1 | 365 | 3.5667 | 0.14984 | 3 | 0.71656
56781 | 13 | 1 | 365 | 14.8613 | 0.79101 | 15 | 0.65235
53825 | 8.58 | 1 | 365 | 9.8085 | 0.66207 | 10 | 0.47055
56785 | 8.48 | 1 | 365 | 9.6942 | 0.4329 | 10 | 0.12707
54915 | 5.72 | 1 | 365 | 6.539 | 0.10804 | 6 | 0.64703
56786 | 5.3 | 1 | 365 | 6.0589 | 0.14556 | 6 | 0.20442
32373 | 9.88 | 1 | 365 | 11.2946 | 0.64117 | 11 | 0.93578
54210 | 4.16 | 1 | 365 | 4.7556 | 0.53312 | 5 | 0.28875
55747 | 4.94 | 1 | 365 | 5.6473 | 0.32058 | 5 | 0.96789
53904 | 3.9 | 1 | 365 | 4.4584 | 0.9373 | 5 | 0.3957
55286 | 9.62 | 1 | 365 | 10.9974 | 0.045346 | 11 | 0.042738
54384 | 5.46 | 1 | 365 | 6.2418 | 0.51222 | 6 | 0.75399
55100 | 7.02 | 1 | 365 | 8.0251 | 0.087144 | 8 | 0.11227
55011 | 3.9 | 1 | 365 | 4.4584 | 0.9373 | 5 | 0.3957
54185 | 5.2 | 1 | 365 | 5.9445 | 0.9164 | 6 | 0.86094
55114 | 12.04 | 1 | 365 | 13.7639 | 0.59106 | 14 | 0.35494
57679 | 4.42 | 1 | 365 | 5.0529 | 0.12894 | 5 | 0.1818
57388 | 5.85 | 1 | 365 | 6.6876 | 0.40595 | 7 | 0.093557
56844 | 4.35 | 1 | 365 | 4.9728 | 0.96853 | 5 | 0.94136
55990 | 3.1 | 1 | 365 | 3.5439 | 0.10401 | 3 | 0.64787
44781 | 24.96 | 1 | 365 | 28.5338 | 0.19874 | 28 | 0.73251
44335 | 19.5 | 1 | 365 | 22.292 | 0.68651 | 22 | 0.97852
56291 | 7.848 | 1 | 365 | 8.9717 | 0.9846 | 9 | 0.95628
51287 | 6 | 1 | 365 | 6.8591 | 0.7497 | 7 | 0.60878
41366 | 3.795 | 1 | 365 | 4.3384 | 0.69668 | 5 | 0.035051
58134 | 4.275 | 1 | 365 | 4.8871 | 0.79666 | 5 | 0.68375
48276 | 6.867 | 1 | 365 | 7.8502 | 0.73653 | 8 | 0.58674
56941 | 8.32 | 1 | 365 | 9.5113 | 0.066245 | 9 | 0.5775
52261 | 5.2 | 1 | 365 | 5.9445 | 0.9164 | 6 | 0.86094
54635 | 15.12 | 1 | 365 | 17.2849 | 0.64923 | 17 | 0.93412
37447 | 8.574 | 1 | 365 | 9.8016 | 0.64832 | 10 | 0.44994
48885 | 8.96 | 1 | 365 | 10.2429 | 0.53288 | 10 | 0.77577
56942 | 5.46 | 1 | 365 | 6.2418 | 0.51222 | 6 | 0.75399
56945 | 10.4 | 1 | 365 | 11.8891 | 0.83281 | 12 | 0.72188
48272 | 2.08 | 1 | 365 | 2.3778 | 0.76656 | 3 | 0.14438
55184 | 4.32 | 1 | 365 | 4.9385 | 0.89978 | 5 | 0.83832
53906 | 6.76 | 1 | 365 | 7.7279 | 0.49132 | 8 | 0.21922
56948 | 4.42 | 1 | 365 | 5.0529 | 0.12894 | 5 | 0.1818
56949 | 5.72 | 1 | 365 | 6.539 | 0.10804 | 6 | 0.64703
50124 | 4.5 | 1 | 365 | 5.1443 | 0.31227 | 5 | 0.45658
54263 | 5.72 | 1 | 365 | 6.539 | 0.10804 | 6 | 0.64703
56959 | 2.915 | 1 | 365 | 3.3324 | 0.68006 | 4 | 0.01243
55172 | 3.3 | 1 | 365 | 3.7725 | 0.56233 | 4 | 0.33483
56960 | 10.865 | 1 | 365 | 12.4207 | 0.89841 | 13 | 0.31906
55019 | 10.4 | 1 | 365 | 11.8891 | 0.83281 | 12 | 0.72188
56961 | 3.64 | 1 | 365 | 4.1612 | 0.34148 | 4 | 0.50266
55471 | 6.5 | 1 | 365 | 7.4307 | 0.8955 | 8 | 0.32617
54476 | 8.25 | 1 | 365 | 9.4312 | 0.90583 | 10 | 0.33707
56963 | 6.76 | 1 | 365 | 7.7279 | 0.49132 | 8 | 0.21922
55746 | 7.14 | 1 | 365 | 8.1623 | 0.36214 | 8 | 0.52444
56964 | 7.8 | 1 | 365 | 8.9168 | 0.8746 | 9 | 0.79141
55752 | 9.435 | 1 | 365 | 10.7859 | 0.6214 | 11 | 0.4073
56969 | 9.62 | 1 | 365 | 10.9974 | 0.045346 | 11 | 0.042738
51341 | 3.71 | 1 | 365 | 4.2412 | 0.5019 | 4 | 0.74309
49388 | 11.96 | 1 | 365 | 13.6724 | 0.40773 | 14 | 0.08016
44759 | 9.435 | 1 | 365 | 10.7859 | 0.6214 | 11 | 0.4073
48120 | 7.42 | 1 | 365 | 8.4824 | 0.0037907 | 8 | 0.48619
56973 | 9.36 | 1 | 365 | 10.7002 | 0.44953 | 11 | 0.14969
51362 | 4.77 | 1 | 365 | 5.453 | 0.93101 | 6 | 0.38398
57067 | 5.035 | 1 | 365 | 5.7559 | 0.53829 | 6 | 0.2942
57072 | 11.18 | 1 | 365 | 12.7808 | 0.62027 | 13 | 0.40102
28768 | 10.66 | 1 | 365 | 12.1863 | 0.42863 | 12 | 0.61493
37853 | 12.22 | 1 | 365 | 13.9697 | 0.0035475 | 13 | 0.97321
57063 | 13.52 | 1 | 365 | 15.4558 | 0.98265 | 16 | 0.43844
57084 | 3.12 | 1 | 365 | 3.5667 | 0.14984 | 3 | 0.71656
56975 | 8.58 | 1 | 365 | 9.8085 | 0.66207 | 10 | 0.47055
57086 | 11.7 | 1 | 365 | 13.3752 | 0.81191 | 14 | 0.18711
56980 | 9.54 | 1 | 365 | 10.9059 | 0.86202 | 11 | 0.76795
57099 | 4.94 | 1 | 365 | 5.6473 | 0.32058 | 5 | 0.96789
57097 | 7.42 | 1 | 365 | 8.4824 | 0.0037907 | 8 | 0.48619
47130 | 58.9 | 0.9 | 365 | 60.6 | 0.47856 | 61 | 0.078536
56978 | 6.24 | 1 | 365 | 7.1334 | 0.29968 | 7 | 0.43313
56981 | 4.505 | 1 | 365 | 5.15 | 0.32373 | 5 | 0.47376
56982 | 5.035 | 1 | 365 | 5.7559 | 0.53829 | 6 | 0.2942
56986 | 6.095 | 1 | 365 | 6.9677 | 0.9674 | 7 | 0.93508
56988 | 7.685 | 1 | 365 | 8.7853 | 0.61107 | 9 | 0.39641
55034 | 5.46 | 1 | 365 | 6.2418 | 0.51222 | 6 | 0.75399
58958 | 30.6 | 0.9 | 365 | 31.4832 | 0.1111 | 31 | 0.59428
56992 | 9.36 | 1 | 365 | 10.7002 | 0.44953 | 11 | 0.14969
56997 | 3.64 | 1 | 365 | 4.1612 | 0.34148 | 4 | 0.50266
56923 | 3.9 | 1 | 365 | 4.4584 | 0.9373 | 5 | 0.3957
55412 | 3.38 | 1 | 365 | 3.8639 | 0.74566 | 4 | 0.60961
23936 | 7.8 | 1 | 365 | 8.9168 | 0.8746 | 9 | 0.79141
47956 | 14.025 | 1 | 365 | 16.0331 | 0.13991 | 16 | 0.17301
51132 | 2.915 | 1 | 365 | 3.3324 | 0.68006 | 4 | 0.01243
54819 | 3.64 | 1 | 365 | 4.1612 | 0.34148 | 4 | 0.50266
55426 | 5.2 | 1 | 365 | 5.9445 | 0.9164 | 6 | 0.86094
49277 | 9.156 | 1 | 365 | 10.467 | 0.98204 | 11 | 0.44899
54917 | 10.92 | 1 | 365 | 12.4835 | 0.024447 | 12 | 0.50797
57001 | 17.16 | 1 | 365 | 19.617 | 0.32413 | 19 | 0.9411
57013 | 4.68 | 1 | 365 | 5.3501 | 0.72476 | 6 | 0.074845
44635 | 9.75 | 1 | 365 | 11.146 | 0.34326 | 11 | 0.48926
57035 | 6.76 | 1 | 365 | 7.7279 | 0.49132 | 8 | 0.21922
42818 | 9.01 | 1 | 365 | 10.3001 | 0.64746 | 10 | 0.94751
54412 | 5.72 | 1 | 365 | 6.539 | 0.10804 | 6 | 0.64703
57036 | 8.84 | 1 | 365 | 10.1057 | 0.25789 | 10 | 0.3636
43021 | 9.35 | 1 | 365 | 10.6887 | 0.42661 | 11 | 0.11534
57041 | 5.72 | 1 | 365 | 6.539 | 0.10804 | 6 | 0.64703
57040 | 7.02 | 1 | 365 | 8.0251 | 0.087144 | 8 | 0.11227
54244 | 5.2 | 1 | 365 | 5.9445 | 0.9164 | 6 | 0.86094
55160 | 4.68 | 1 | 365 | 5.3501 | 0.72476 | 6 | 0.074845
57045 | 5.035 | 1 | 365 | 5.7559 | 0.53829 | 6 | 0.2942
55299 | 6.24 | 1 | 365 | 7.1334 | 0.29968 | 7 | 0.43313
57043 | 5.46 | 1 | 365 | 6.2418 | 0.51222 | 6 | 0.75399
52109 | 5.98 | 1 | 365 | 6.8362 | 0.70386 | 7 | 0.54008
57047 | 9.88 | 1 | 365 | 11.2946 | 0.64117 | 11 | 0.93578
44054 | 9.36 | 1 | 365 | 10.7002 | 0.44953 | 11 | 0.14969
57048 | 4.42 | 1 | 365 | 5.0529 | 0.12894 | 5 | 0.1818
38687 | 9.1 | 1 | 365 | 10.4029 | 0.85371 | 11 | 0.25664
31652 | 4.16 | 1 | 365 | 4.7556 | 0.53312 | 5 | 0.28875
47945 | 8.4 | 1 | 365 | 9.6027 | 0.24957 | 9 | 0.85229
53566 | 6.76 | 1 | 365 | 7.7279 | 0.49132 | 8 | 0.21922
48178 | 8.48 | 1 | 365 | 9.6942 | 0.4329 | 10 | 0.12707
55227 | 5.98 | 1 | 365 | 6.8362 | 0.70386 | 7 | 0.54008
19953 | 8.32 | 1 | 365 | 9.5113 | 0.066245 | 9 | 0.5775
56940 | 5.83 | 1 | 365 | 6.6647 | 0.36012 | 7 | 0.024861
51442 | 6.89 | 1 | 365 | 7.8765 | 0.78923 | 8 | 0.66574
57060 | 9.62 | 1 | 365 | 10.9974 | 0.045346 | 11 | 0.042738
49069 | 6.5 | 1 | 365 | 7.4307 | 0.8955 | 8 | 0.32617
57102 | 5.565 | 1 | 365 | 6.3618 | 0.75284 | 7 | 0.11464
56533 | 11.7 | 1 | 365 | 13.3752 | 0.81191 | 14 | 0.18711
57104 | 6.24 | 1 | 365 | 7.1334 | 0.29968 | 7 | 0.43313
31936 | 13 | 1 | 365 | 14.8613 | 0.79101 | 15 | 0.65235
53625 | 6.5 | 1 | 365 | 7.4307 | 0.8955 | 8 | 0.32617
50917 | 3.38 | 1 | 365 | 3.8639 | 0.74566 | 4 | 0.60961
57485 | 4.94 | 1 | 365 | 5.6473 | 0.32058 | 5 | 0.96789
56322 | 13 | 1 | 365 | 14.8613 | 0.79101 | 15 | 0.65235
57487 | 5.98 | 1 | 365 | 6.8362 | 0.70386 | 7 | 0.54008
32345 | 6.76 | 1 | 365 | 7.7279 | 0.49132 | 8 | 0.21922
49091 | 8.06 | 1 | 365 | 9.214 | 0.47042 | 9 | 0.68446
53972 | 4.08 | 1 | 365 | 4.6642 | 0.34979 | 5 | 0.013968
57345 | 7.42 | 1 | 365 | 8.4824 | 0.0037907 | 8 | 0.48619
51858 | 5.98 | 1 | 365 | 6.8362 | 0.70386 | 7 | 0.54008
55307 | 4.16 | 1 | 365 | 4.7556 | 0.53312 | 5 | 0.28875
57276 | 3.64 | 1 | 365 | 4.1612 | 0.34148 | 4 | 0.50266
57132 | 12.22 | 1 | 365 | 13.9697 | 0.0035475 | 13 | 0.97321
57391 | 6.625 | 1 | 365 | 7.5736 | 0.18196 | 7 | 0.75552
56994 | 5.46 | 1 | 365 | 6.2418 | 0.51222 | 6 | 0.75399
57387 | 10.92 | 1 | 365 | 12.4835 | 0.024447 | 12 | 0.50797
56685 | 9.88 | 1 | 365 | 11.2946 | 0.64117 | 11 | 0.93578
57626 | 7.28 | 1 | 365 | 8.3224 | 0.68296 | 9 | 0.0053149
51786 | 2.6 | 1 | 365 | 2.9723 | 0.9582 | 3 | 0.93047
57628 | 4.16 | 1 | 365 | 4.7556 | 0.53312 | 5 | 0.28875
57623 | 6.89 | 1 | 365 | 7.8765 | 0.78923 | 8 | 0.66574
57633 | 8.84 | 1 | 365 | 10.1057 | 0.25789 | 10 | 0.3636
57647 | 6.76 | 1 | 365 | 7.7279 | 0.49132 | 8 | 0.21922
57657 | 5.2 | 1 | 365 | 5.9445 | 0.9164 | 6 | 0.86094
57743 | 9.54 | 1 | 365 | 10.9059 | 0.86202 | 11 | 0.76795
57761 | 6.095 | 1 | 365 | 6.9677 | 0.9674 | 7 | 0.93508
57768 | 8.48 | 1 | 365 | 9.6942 | 0.4329 | 10 | 0.12707
27947 | 11.96 | 1 | 365 | 13.6724 | 0.40773 | 14 | 0.08016
52320 | 4.42 | 1 | 365 | 5.0529 | 0.12894 | 5 | 0.1818
57164 | 7.54 | 1 | 365 | 8.6196 | 0.27878 | 8 | 0.89836
57415 | 4.42 | 1 | 365 | 5.0529 | 0.12894 | 5 | 0.1818
57460 | 3.975 | 1 | 365 | 4.5441 | 0.10917 | 4 | 0.65331
57108 | 6.76 | 1 | 365 | 7.7279 | 0.49132 | 8 | 0.21922
57118 | 7.02 | 1 | 365 | 8.0251 | 0.087144 | 8 | 0.11227
57122 | 7.685 | 1 | 365 | 8.7853 | 0.61107 | 9 | 0.39641
57123 | 7.685 | 1 | 365 | 8.7853 | 0.61107 | 9 | 0.39641
57126 | 6.36 | 1 | 365 | 7.2706 | 0.57468 | 7 | 0.8453
57125 | 6.89 | 1 | 365 | 7.8765 | 0.78923 | 8 | 0.66574
53846 | 8.32 | 1 | 365 | 9.5113 | 0.066245 | 9 | 0.5775
42722 | 11.55 | 1 | 365 | 13.2037 | 0.46816 | 13 | 0.67189
51342 | 11.395 | 1 | 365 | 13.0265 | 0.11296 | 13 | 0.1395
42807 | 8.84 | 1 | 365 | 10.1057 | 0.25789 | 10 | 0.3636
57385 | 9.805 | 1 | 365 | 11.2089 | 0.46929 | 11 | 0.67817
50130 | 7.95 | 1 | 365 | 9.0883 | 0.21835 | 9 | 0.30663
48791 | 4.32 | 1 | 365 | 4.9385 | 0.89978 | 5 | 0.83832
57645 | 5.83 | 1 | 365 | 6.6647 | 0.36012 | 7 | 0.024861
48717 | 6.3 | 1 | 365 | 7.202 | 0.43718 | 7 | 0.63921
57907 | 6.625 | 1 | 365 | 7.5736 | 0.18196 | 7 | 0.75552
48348 | 6.36 | 1 | 365 | 7.2706 | 0.57468 | 7 | 0.8453
57904 | 9.54 | 1 | 365 | 10.9059 | 0.86202 | 11 | 0.76795
57133 | 4.42 | 1 | 365 | 5.0529 | 0.12894 | 5 | 0.1818
42968 | 7.7 | 1 | 365 | 8.8025 | 0.64544 | 9 | 0.44793
57141 | 6.76 | 1 | 365 | 7.7279 | 0.49132 | 8 | 0.21922
43127 | 7.42 | 1 | 365 | 8.4824 | 0.0037907 | 8 | 0.48619
57149 | 7.42 | 1 | 365 | 8.4824 | 0.0037907 | 8 | 0.48619
57159 | 7.02 | 1 | 365 | 8.0251 | 0.087144 | 8 | 0.11227
50869 | 7.155 | 1 | 365 | 8.1795 | 0.39651 | 8 | 0.57597
57127 | 4.505 | 1 | 365 | 5.15 | 0.32373 | 5 | 0.47376
55560 | 8.84 | 1 | 365 | 10.1057 | 0.25789 | 10 | 0.3636
57031 | 7.02 | 1 | 365 | 8.0251 | 0.087144 | 8 | 0.11227
57864 | 13.26 | 1 | 365 | 15.1586 | 0.38683 | 15 | 0.54539
57147 | 4.77 | 1 | 365 | 5.453 | 0.93101 | 6 | 0.38398
57935 | 7.8 | 1 | 365 | 8.9168 | 0.8746 | 9 | 0.79141
57166 | 8.215 | 1 | 365 | 9.3912 | 0.82563 | 10 | 0.21685
54146 | 7.54 | 1 | 365 | 8.6196 | 0.27878 | 8 | 0.89836
48787 | 13.26 | 1 | 365 | 15.1586 | 0.38683 | 15 | 0.54539
57169 | 10.07 | 1 | 365 | 11.5118 | 0.076573 | 11 | 0.5884
57937 | 6.5 | 1 | 365 | 7.4307 | 0.8955 | 8 | 0.32617
27483 | 10.4 | 1 | 365 | 11.8891 | 0.83281 | 12 | 0.72188
57948 | 12.48 | 1 | 365 | 14.2669 | 0.59937 | 14 | 0.86625
57170 | 7.42 | 1 | 365 | 8.4824 | 0.0037907 | 8 | 0.48619
57971 | 6.76 | 1 | 365 | 7.7279 | 0.49132 | 8 | 0.21922
57176 | 10.6 | 1 | 365 | 12.1177 | 0.29113 | 12 | 0.40884
57375 | 10.335 | 1 | 365 | 11.8148 | 0.68385 | 12 | 0.49862
54686 | 5.72 | 1 | 365 | 6.539 | 0.10804 | 6 | 0.64703
57975 | 9.54 | 1 | 365 | 10.9059 | 0.86202 | 11 | 0.76795
56519 | 7.8 | 1 | 365 | 8.9168 | 0.8746 | 9 | 0.79141
52569 | 4.94 | 1 | 365 | 5.6473 | 0.32058 | 5 | 0.96789
31429 | 9.1 | 1 | 365 | 10.4029 | 0.85371 | 11 | 0.25664
57175 | 3.64 | 1 | 365 | 4.1612 | 0.34148 | 4 | 0.50266
57181 | 6.89 | 1 | 365 | 7.8765 | 0.78923 | 8 | 0.66574
57180 | 7.8 | 1 | 365 | 8.9168 | 0.8746 | 9 | 0.79141
55072 | 7.8 | 1 | 365 | 8.9168 | 0.8746 | 9 | 0.79141
56550 | 4.68 | 1 | 365 | 5.3501 | 0.72476 | 6 | 0.074845
53824 | 7.8 | 1 | 365 | 8.9168 | 0.8746 | 9 | 0.79141
57183 | 4.77 | 1 | 365 | 5.453 | 0.93101 | 6 | 0.38398
55912 | 3.12 | 1 | 365 | 3.5667 | 0.14984 | 3 | 0.71656
57182 | 9.54 | 1 | 365 | 10.9059 | 0.86202 | 11 | 0.76795
48784 | 6.12 | 1 | 365 | 6.9963 | 0.02469 | 7 | 0.020952
57184 | 11.925 | 1 | 365 | 13.6324 | 0.32752 | 13 | 0.95994
55169 | 7.8 | 1 | 365 | 8.9168 | 0.8746 | 9 | 0.79141
53528 | 9.36 | 1 | 365 | 10.7002 | 0.44953 | 11 | 0.14969
57187 | 6.36 | 1 | 365 | 7.2706 | 0.57468 | 7 | 0.8453
57189 | 5.565 | 1 | 365 | 6.3618 | 0.75284 | 7 | 0.11464
55409 | 3.38 | 1 | 365 | 3.8639 | 0.74566 | 4 | 0.60961
57192 | 6.095 | 1 | 365 | 6.9677 | 0.9674 | 7 | 0.93508
48759 | 11 | 1 | 365 | 12.575 | 0.20778 | 12 | 0.78276
56935 | 4.42 | 1 | 365 | 5.0529 | 0.12894 | 5 | 0.1818
41643 | 4.16 | 1 | 365 | 4.7556 | 0.53312 | 5 | 0.28875
56929 | 9.01 | 1 | 365 | 10.3001 | 0.64746 | 10 | 0.94751
55143 | 14.3 | 1 | 365 | 16.3475 | 0.77011 | 17 | 0.11758
57199 | 5.565 | 1 | 365 | 6.3618 | 0.75284 | 7 | 0.11464
48758 | 5.72 | 1 | 365 | 6.539 | 0.10804 | 6 | 0.64703
57202 | 6.76 | 1 | 365 | 7.7279 | 0.49132 | 8 | 0.21922
57212 | 5.2 | 1 | 365 | 5.9445 | 0.9164 | 6 | 0.86094
57210 | 15.34 | 1 | 365 | 17.5364 | 0.15339 | 17 | 0.68977
57110 | 5.035 | 1 | 365 | 5.7559 | 0.53829 | 6 | 0.2942
57241 | 5.46 | 1 | 365 | 6.2418 | 0.51222 | 6 | 0.75399
48755 | 7.84 | 1 | 365 | 8.9625 | 0.96627 | 9 | 0.9288
54823 | 4.16 | 1 | 365 | 4.7556 | 0.53312 | 5 | 0.28875
54087 | 7.02 | 1 | 365 | 8.0251 | 0.087144 | 8 | 0.11227
48749 | 6.76 | 1 | 365 | 7.7279 | 0.49132 | 8 | 0.21922
55298 | 6.76 | 1 | 365 | 7.7279 | 0.49132 | 8 | 0.21922
55817 | 7.54 | 1 | 365 | 8.6196 | 0.27878 | 8 | 0.89836
56749 | 7.54 | 1 | 365 | 8.6196 | 0.27878 | 8 | 0.89836
56704 | 8.48 | 1 | 365 | 9.6942 | 0.4329 | 10 | 0.12707
56604 | 3.38 | 1 | 365 | 3.8639 | 0.74566 | 4 | 0.60961
55051 | 8.58 | 1 | 365 | 9.8085 | 0.66207 | 10 | 0.47055
56635 | 7.54 | 1 | 365 | 8.6196 | 0.27878 | 8 | 0.89836
55293 | 3.64 | 1 | 365 | 4.1612 | 0.34148 | 4 | 0.50266
57410 | 8.84 | 1 | 365 | 10.1057 | 0.25789 | 10 | 0.3636
57245 | 10.4 | 1 | 365 | 11.8891 | 0.83281 | 12 | 0.72188
57246 | 4.16 | 1 | 365 | 4.7556 | 0.53312 | 5 | 0.28875
57249 | 4.42 | 1 | 365 | 5.0529 | 0.12894 | 5 | 0.1818
57250 | 6.095 | 1 | 365 | 6.9677 | 0.9674 | 7 | 0.93508
57252 | 7.42 | 1 | 365 | 8.4824 | 0.0037907 | 8 | 0.48619
57253 | 8.745 | 1 | 365 | 9.9971 | 0.040182 | 10 | 0.037291
57254 | 5.83 | 1 | 365 | 6.6647 | 0.36012 | 7 | 0.024861
57257 | 6.095 | 1 | 365 | 6.9677 | 0.9674 | 7 | 0.93508
32059 | 13 | 1 | 365 | 14.8613 | 0.79101 | 15 | 0.65235
55352 | 7.28 | 1 | 365 | 8.3224 | 0.68296 | 9 | 0.0053149
57258 | 3.975 | 1 | 365 | 4.5441 | 0.10917 | 4 | 0.65331
57275 | 16.64 | 1 | 365 | 19.0225 | 0.13249 | 19 | 0.15501
50835 | 5.72 | 1 | 365 | 6.539 | 0.10804 | 6 | 0.64703
57277 | 9.1 | 1 | 365 | 10.4029 | 0.85371 | 11 | 0.25664
56672 | 4.94 | 1 | 365 | 5.6473 | 0.32058 | 5 | 0.96789
57280 | 7.42 | 1 | 365 | 8.4824 | 0.0037907 | 8 | 0.48619
57279 | 3.9 | 1 | 365 | 4.4584 | 0.9373 | 5 | 0.3957
32821 | 9.1 | 1 | 365 | 10.4029 | 0.85371 | 11 | 0.25664
57282 | 8.32 | 1 | 365 | 9.5113 | 0.066245 | 9 | 0.5775
57255 | 3.9 | 1 | 365 | 4.4584 | 0.9373 | 5 | 0.3957
55008 | 5.2 | 1 | 365 | 5.9445 | 0.9164 | 6 | 0.86094
57283 | 8.32 | 1 | 365 | 9.5113 | 0.066245 | 9 | 0.5775
51854 | 2.86 | 1 | 365 | 3.2695 | 0.55402 | 3 | 0.82352
55470 | 6.76 | 1 | 365 | 7.7279 | 0.49132 | 8 | 0.21922
55771 | 5.46 | 1 | 365 | 6.2418 | 0.51222 | 6 | 0.75399
56764 | 4.42 | 1 | 365 | 5.0529 | 0.12894 | 5 | 0.1818
54297 | 4.42 | 1 | 365 | 5.0529 | 0.12894 | 5 | 0.1818
53018 | 7.8 | 1 | 365 | 8.9168 | 0.8746 | 9 | 0.79141
56663 | 2.86 | 1 | 365 | 3.2695 | 0.55402 | 3 | 0.82352
57214 | 3.975 | 1 | 365 | 4.5441 | 0.10917 | 4 | 0.65331
55775 | 12.22 | 1 | 365 | 13.9697 | 0.0035475 | 13 | 0.97321
57167 | 4.68 | 1 | 365 | 5.3501 | 0.72476 | 6 | 0.074845
57979 | 4.68 | 1 | 365 | 5.3501 | 0.72476 | 6 | 0.074845
57298 | 2.6 | 1 | 365 | 2.9723 | 0.9582 | 3 | 0.93047
55285 | 6.24 | 1 | 365 | 7.1334 | 0.29968 | 7 | 0.43313
57300 | 5.72 | 1 | 365 | 6.539 | 0.10804 | 6 | 0.64703
56751 | 5.2 | 1 | 365 | 5.9445 | 0.9164 | 6 | 0.86094
57309 | 4.77 | 1 | 365 | 5.453 | 0.93101 | 6 | 0.38398
56379 | 13.26 | 1 | 365 | 15.1586 | 0.38683 | 15 | 0.54539
57311 | 4.77 | 1 | 365 | 5.453 | 0.93101 | 6 | 0.38398
56566 | 8.06 | 1 | 365 | 9.214 | 0.47042 | 9 | 0.68446
32401 | 7.28 | 1 | 365 | 8.3224 | 0.68296 | 9 | 0.0053149
54988 | 4.42 | 1 | 365 | 5.0529 | 0.12894 | 5 | 0.1818
57315 | 5.98 | 1 | 365 | 6.8362 | 0.70386 | 7 | 0.54008
57188 | 5.83 | 1 | 365 | 6.6647 | 0.36012 | 7 | 0.024861
56752 | 11.7 | 1 | 365 | 13.3752 | 0.81191 | 14 | 0.18711
23073 | 4.16 | 1 | 365 | 4.7556 | 0.53312 | 5 | 0.28875
57281 | 3.71 | 1 | 365 | 4.2412 | 0.5019 | 4 | 0.74309
56932 | 5.3 | 1 | 365 | 6.0589 | 0.14556 | 6 | 0.20442
57367 | 8.32 | 1 | 365 | 9.5113 | 0.066245 | 9 | 0.5775
57137 | 4.77 | 1 | 365 | 5.453 | 0.93101 | 6 | 0.38398
57340 | 6.24 | 1 | 365 | 7.1334 | 0.29968 | 7 | 0.43313
57346 | 3.18 | 1 | 365 | 3.6353 | 0.28734 | 3 | 0.92265
29246 | 4.68 | 1 | 365 | 5.3501 | 0.72476 | 6 | 0.074845
57354 | 6.24 | 1 | 365 | 7.1334 | 0.29968 | 7 | 0.43313
57360 | 10.66 | 1 | 365 | 12.1863 | 0.42863 | 12 | 0.61493
57359 | 5.2 | 1 | 365 | 5.9445 | 0.9164 | 6 | 0.86094
57366 | 8.84 | 1 | 365 | 10.1057 | 0.25789 | 10 | 0.3636
57372 | 11.96 | 1 | 365 | 13.6724 | 0.40773 | 14 | 0.08016
57382 | 3.975 | 1 | 365 | 4.5441 | 0.10917 | 4 | 0.65331
57379 | 5.98 | 1 | 365 | 6.8362 | 0.70386 | 7 | 0.54008
56542 | 5.1 | 1 | 365 | 5.8302 | 0.68724 | 6 | 0.51746
57392 | 6.76 | 1 | 365 | 7.7279 | 0.49132 | 8 | 0.21922
57394 | 4.77 | 1 | 365 | 5.453 | 0.93101 | 6 | 0.38398
57413 | 5.2 | 1 | 365 | 5.9445 | 0.9164 | 6 | 0.86094
57421 | 3.64 | 1 | 365 | 4.1612 | 0.34148 | 4 | 0.50266
36978 | 14.3 | 1 | 365 | 16.3475 | 0.77011 | 17 | 0.11758
57409 | 8.32 | 1 | 365 | 9.5113 | 0.066245 | 9 | 0.5775
40344 | 4.605 | 1 | 365 | 5.2643 | 0.55289 | 5 | 0.81724
57420 | 3.71 | 1 | 365 | 4.2412 | 0.5019 | 4 | 0.74309
39672 | 4.16 | 1 | 365 | 4.7556 | 0.53312 | 5 | 0.28875
57424 | 7.54 | 1 | 365 | 8.6196 | 0.27878 | 8 | 0.89836
41100 | 8.745 | 1 | 365 | 9.9971 | 0.040182 | 10 | 0.037291
57427 | 4.68 | 1 | 365 | 5.3501 | 0.72476 | 6 | 0.074845
39240 | 9.36 | 1 | 365 | 10.7002 | 0.44953 | 11 | 0.14969
57430 | 4.68 | 1 | 365 | 5.3501 | 0.72476 | 6 | 0.074845
57179 | 3.38 | 1 | 365 | 3.8639 | 0.74566 | 4 | 0.60961
31976 | 12.74 | 1 | 365 | 14.5641 | 0.19519 | 14 | 0.7593
53931 | 4.94 | 1 | 365 | 5.6473 | 0.32058 | 5 | 0.96789
21253 | 9.88 | 1 | 365 | 11.2946 | 0.64117 | 11 | 0.93578
57462 | 3.64 | 1 | 365 | 4.1612 | 0.34148 | 4 | 0.50266
57248 | 7.02 | 1 | 365 | 8.0251 | 0.087144 | 8 | 0.11227
57478 | 6.5 | 1 | 365 | 7.4307 | 0.8955 | 8 | 0.32617
57480 | 8.745 | 1 | 365 | 9.9971 | 0.040182 | 10 | 0.037291
58112 | 4.24 | 1 | 365 | 4.8471 | 0.71645 | 5 | 0.56354
55083 | 6.5 | 1 | 365 | 7.4307 | 0.8955 | 8 | 0.32617
52603 | 3.12 | 1 | 365 | 3.5667 | 0.14984 | 3 | 0.71656
55334 | 6.24 | 1 | 365 | 7.1334 | 0.29968 | 7 | 0.43313
57106 | 7.28 | 1 | 365 | 8.3224 | 0.68296 | 9 | 0.0053149
57206 | 5.46 | 1 | 365 | 6.2418 | 0.51222 | 6 | 0.75399
57284 | 7.54 | 1 | 365 | 8.6196 | 0.27878 | 8 | 0.89836
57342 | 13.25 | 1 | 365 | 15.1471 | 0.36391 | 15 | 0.51105
56968 | 9.62 | 1 | 365 | 10.9974 | 0.045346 | 11 | 0.042738
57556 | 7.95 | 1 | 365 | 9.0883 | 0.21835 | 9 | 0.30663
57038 | 11.7 | 1 | 365 | 13.3752 | 0.81191 | 14 | 0.18711
53914 | 3.64 | 1 | 365 | 4.1612 | 0.34148 | 4 | 0.50266
56987 | 5.46 | 1 | 365 | 6.2418 | 0.51222 | 6 | 0.75399
25558 | 5.46 | 1 | 365 | 6.2418 | 0.51222 | 6 | 0.75399
55368 | 4.94 | 1 | 365 | 5.6473 | 0.32058 | 5 | 0.96789
58117 | 5.72 | 1 | 365 | 6.539 | 0.10804 | 6 | 0.64703
57000 | 4.16 | 1 | 365 | 4.7556 | 0.53312 | 5 | 0.28875
52606 | 8.84 | 1 | 365 | 10.1057 | 0.25789 | 10 | 0.3636
57299 | 13.515 | 1 | 365 | 15.4501 | 0.97119 | 16 | 0.42127
56995 | 2.86 | 1 | 365 | 3.2695 | 0.55402 | 3 | 0.82352
56958 | 3.64 | 1 | 365 | 4.1612 | 0.34148 | 4 | 0.50266
57408 | 3.38 | 1 | 365 | 3.8639 | 0.74566 | 4 | 0.60961
53051 | 7.8 | 1 | 365 | 8.9168 | 0.8746 | 9 | 0.79141
56545 | 4.16 | 1 | 365 | 4.7556 | 0.53312 | 5 | 0.28875
54072 | 8.58 | 1 | 365 | 9.8085 | 0.66207 | 10 | 0.47055
26704 | 3.9 | 1 | 365 | 4.4584 | 0.9373 | 5 | 0.3957
55036 | 5.035 | 1 | 365 | 5.7559 | 0.53829 | 6 | 0.2942
53836 | 4.94 | 1 | 365 | 5.6473 | 0.32058 | 5 | 0.96789
22053 | 3.64 | 1 | 365 | 4.1612 | 0.34148 | 4 | 0.50266
54213 | 12.48 | 1 | 365 | 14.2669 | 0.59937 | 14 | 0.86625
55900 | 8.06 | 1 | 365 | 9.214 | 0.47042 | 9 | 0.68446
53819 | 7.54 | 1 | 365 | 8.6196 | 0.27878 | 8 | 0.89836
42816 | 10.865 | 1 | 365 | 12.4207 | 0.89841 | 13 | 0.31906
56938 | 11.18 | 1 | 365 | 12.7808 | 0.62027 | 13 | 0.40102
47203 | 9.01 | 1 | 365 | 10.3001 | 0.64746 | 10 | 0.94751
55385 | 5.2 | 1 | 365 | 5.9445 | 0.9164 | 6 | 0.86094
57486 | 6.5 | 1 | 365 | 7.4307 | 0.8955 | 8 | 0.32617
56695 | 15.08 | 1 | 365 | 17.2392 | 0.55757 | 17 | 0.79672
55159 | 9.36 | 1 | 365 | 10.7002 | 0.44953 | 11 | 0.14969
57675 | 4.505 | 1 | 365 | 5.15 | 0.32373 | 5 | 0.47376
55895 | 4.16 | 1 | 365 | 4.7556 | 0.53312 | 5 | 0.28875
55304 | 3.64 | 1 | 365 | 4.1612 | 0.34148 | 4 | 0.50266
57116 | 5.035 | 1 | 365 | 5.7559 | 0.53829 | 6 | 0.2942
55909 | 2.6 | 1 | 365 | 2.9723 | 0.9582 | 3 | 0.93047
54085 | 11.96 | 1 | 365 | 13.6724 | 0.40773 | 14 | 0.08016
56572 | 4.16 | 1 | 365 | 4.7556 | 0.53312 | 5 | 0.28875
54074 | 5.46 | 1 | 365 | 6.2418 | 0.51222 | 6 | 0.75399
53431 | 3.38 | 1 | 365 | 3.8639 | 0.74566 | 4 | 0.60961
56757 | 10.335 | 1 | 365 | 11.8148 | 0.68385 | 12 | 0.49862
58014 | 5.98 | 1 | 365 | 6.8362 | 0.70386 | 7 | 0.54008
54946 | 7.54 | 1 | 365 | 8.6196 | 0.27878 | 8 | 0.89836
57479 | 7.95 | 1 | 365 | 9.0883 | 0.21835 | 9 | 0.30663
57757 | 7.42 | 1 | 365 | 8.4824 | 0.0037907 | 8 | 0.48619
58133 | 13 | 1 | 365 | 14.8613 | 0.79101 | 15 | 0.65235
58139 | 8.48 | 1 | 365 | 9.6942 | 0.4329 | 10 | 0.12707
55374 | 7.685 | 1 | 365 | 8.7853 | 0.61107 | 9 | 0.39641
58142 | 5.3 | 1 | 365 | 6.0589 | 0.14556 | 6 | 0.20442
56661 | 5.3 | 1 | 365 | 6.0589 | 0.14556 | 6 | 0.20442
58149 | 7.42 | 1 | 365 | 8.4824 | 0.0037907 | 8 | 0.48619
56599 | 5.3 | 1 | 365 | 6.0589 | 0.14556 | 6 | 0.20442
58162 | 12.74 | 1 | 365 | 14.5641 | 0.19519 | 14 | 0.7593
57120 | 5.72 | 1 | 365 | 6.539 | 0.10804 | 6 | 0.64703
55033 | 4.16 | 1 | 365 | 4.7556 | 0.53312 | 5 | 0.28875
57484 | 6.36 | 1 | 365 | 7.2706 | 0.57468 | 7 | 0.8453
57105 | 9.36 | 1 | 365 | 10.7002 | 0.44953 | 11 | 0.14969
58167 | 9.62 | 1 | 365 | 10.9974 | 0.045346 | 11 | 0.042738
58170 | 10.07 | 1 | 365 | 11.5118 | 0.076573 | 11 | 0.5884
57438 | 8.06 | 1 | 365 | 9.214 | 0.47042 | 9 | 0.68446
58174 | 6.36 | 1 | 365 | 7.2706 | 0.57468 | 7 | 0.8453
57376 | 7.95 | 1 | 365 | 9.0883 | 0.21835 | 9 | 0.30663
58172 | 11.18 | 1 | 365 | 12.7808 | 0.62027 | 13 | 0.40102
55000 | 3.38 | 1 | 365 | 3.8639 | 0.74566 | 4 | 0.60961
57338 | 4.505 | 1 | 365 | 5.15 | 0.32373 | 5 | 0.47376
57422 | 4.68 | 1 | 365 | 5.3501 | 0.72476 | 6 | 0.074845
56989 | 5.98 | 1 | 365 | 6.8362 | 0.70386 | 7 | 0.54008
54124 | 3.9 | 1 | 365 | 4.4584 | 0.9373 | 5 | 0.3957
56784 | 5.98 | 1 | 365 | 6.8362 | 0.70386 | 7 | 0.54008
55219 | 4.42 | 1 | 365 | 5.0529 | 0.12894 | 5 | 0.1818
58040 | 5.72 | 1 | 365 | 6.539 | 0.10804 | 6 | 0.64703
58051 | 9.805 | 1 | 365 | 11.2089 | 0.46929 | 11 | 0.67817
55308 | 3.64 | 1 | 365 | 4.1612 | 0.34148 | 4 | 0.50266
58059 | 7.42 | 1 | 365 | 8.4824 | 0.0037907 | 8 | 0.48619
57178 | 6.625 | 1 | 365 | 7.5736 | 0.18196 | 7 | 0.75552
57256 | 7.42 | 1 | 365 | 8.4824 | 0.0037907 | 8 | 0.48619
58068 | 6.89 | 1 | 365 | 7.8765 | 0.78923 | 8 | 0.66574
57138 | 5.3 | 1 | 365 | 6.0589 | 0.14556 | 6 | 0.20442
58111 | 4.77 | 1 | 365 | 5.453 | 0.93101 | 6 | 0.38398
58234 | 3.975 | 1 | 365 | 4.5441 | 0.10917 | 4 | 0.65331
58238 | 5.3 | 1 | 365 | 6.0589 | 0.14556 | 6 | 0.20442
58239 | 9.36 | 1 | 365 | 10.7002 | 0.44953 | 11 | 0.14969
57242 | 4.16 | 1 | 365 | 4.7556 | 0.53312 | 5 | 0.28875
58243 | 9.54 | 1 | 365 | 10.9059 | 0.86202 | 11 | 0.76795
58249 | 11.96 | 1 | 365 | 13.6724 | 0.40773 | 14 | 0.08016
58262 | 5.2 | 1 | 365 | 5.9445 | 0.9164 | 6 | 0.86094
58237 | 3.12 | 1 | 365 | 3.5667 | 0.14984 | 3 | 0.71656
58275 | 10.07 | 1 | 365 | 11.5118 | 0.076573 | 11 | 0.5884
58277 | 13.26 | 1 | 365 | 15.1586 | 0.38683 | 15 | 0.54539
58285 | 10.66 | 1 | 365 | 12.1863 | 0.42863 | 12 | 0.61493
58287 | 3.71 | 1 | 365 | 4.2412 | 0.5019 | 4 | 0.74309
58288 | 4.42 | 1 | 365 | 5.0529 | 0.12894 | 5 | 0.1818
58344 | 6.76 | 1 | 365 | 7.7279 | 0.49132 | 8 | 0.21922
58347 | 10.66 | 1 | 365 | 12.1863 | 0.42863 | 12 | 0.61493
58362 | 5.3 | 1 | 365 | 6.0589 | 0.14556 | 6 | 0.20442
58366 | 6.095 | 1 | 365 | 6.9677 | 0.9674 | 7 | 0.93508
58371 | 13.25 | 1 | 365 | 15.1471 | 0.36391 | 15 | 0.51105
58376 | 13.25 | 1 | 365 | 15.1471 | 0.36391 | 15 | 0.51105
58379 | 7.95 | 1 | 365 | 9.0883 | 0.21835 | 9 | 0.30663
58380 | 6.625 | 1 | 365 | 7.5736 | 0.18196 | 7 | 0.75552
58428 | 10.07 | 1 | 365 | 11.5118 | 0.076573 | 11 | 0.5884
58429 | 4.77 | 1 | 365 | 5.453 | 0.93101 | 6 | 0.38398
58434 | 7.28 | 1 | 365 | 8.3224 | 0.68296 | 9 | 0.0053149
58435 | 7.685 | 1 | 365 | 8.7853 | 0.61107 | 9 | 0.39641
58438 | 5.2 | 1 | 365 | 5.9445 | 0.9164 | 6 | 0.86094
57955 | 8.84 | 1 | 365 | 10.1057 | 0.25789 | 10 | 0.3636
57079 | 6.76 | 1 | 365 | 7.7279 | 0.49132 | 8 | 0.21922
57089 | 3.64 | 1 | 365 | 4.1612 | 0.34148 | 4 | 0.50266
58280 | 2.34 | 1 | 365 | 2.675 | 0.36238 | 3 | 0.037423
54350 | 7.28 | 1 | 365 | 8.3224 | 0.68296 | 9 | 0.0053149
57836 | 5.3 | 1 | 365 | 6.0589 | 0.14556 | 6 | 0.20442
57130 | 7.02 | 1 | 365 | 8.0251 | 0.087144 | 8 | 0.11227
56967 | 8.215 | 1 | 365 | 9.3912 | 0.82563 | 10 | 0.21685
57877 | 7.54 | 1 | 365 | 8.6196 | 0.27878 | 8 | 0.89836
39300 | 4.42 | 1 | 365 | 5.0529 | 0.12894 | 5 | 0.1818
29771 | 2.6 | 1 | 365 | 2.9723 | 0.9582 | 3 | 0.93047
58509 | 2.86 | 1 | 365 | 3.2695 | 0.55402 | 3 | 0.82352
55020 | 4.42 | 1 | 365 | 5.0529 | 0.12894 | 5 | 0.1818
58517 | 11.395 | 1 | 365 | 13.0265 | 0.11296 | 13 | 0.1395
58515 | 6.36 | 1 | 365 | 7.2706 | 0.57468 | 7 | 0.8453
56527 | 3.38 | 1 | 365 | 3.8639 | 0.74566 | 4 | 0.60961
55417 | 9.88 | 1 | 365 | 11.2946 | 0.64117 | 11 | 0.93578
58473 | 6.89 | 1 | 365 | 7.8765 | 0.78923 | 8 | 0.66574
57872 | 12.22 | 1 | 365 | 13.9697 | 0.0035475 | 13 | 0.97321
57906 | 6.095 | 1 | 365 | 6.9677 | 0.9674 | 7 | 0.93508
58481 | 10.335 | 1 | 365 | 11.8148 | 0.68385 | 12 | 0.49862
58531 | 7.42 | 1 | 365 | 8.4824 | 0.0037907 | 8 | 0.48619
57327 | 5.46 | 1 | 365 | 6.2418 | 0.51222 | 6 | 0.75399
58327 | 6.5 | 1 | 365 | 7.4307 | 0.8955 | 8 | 0.32617
58248 | 3.445 | 1 | 365 | 3.9383 | 0.89462 | 4 | 0.83287
57946 | 4.505 | 1 | 365 | 5.15 | 0.32373 | 5 | 0.47376
58163 | 7.54 | 1 | 365 | 8.6196 | 0.27878 | 8 | 0.89836
58482 | 9.54 | 1 | 365 | 10.9059 | 0.86202 | 11 | 0.76795
48669 | 4.94 | 1 | 365 | 5.6473 | 0.32058 | 5 | 0.96789
57870 | 7.685 | 1 | 365 | 8.7853 | 0.61107 | 9 | 0.39641
55768 | 5.2 | 1 | 365 | 5.9445 | 0.9164 | 6 | 0.86094
31987 | 3.64 | 1 | 365 | 4.1612 | 0.34148 | 4 | 0.50266
58486 | 9.88 | 1 | 365 | 11.2946 | 0.64117 | 11 | 0.93578
51991 | 7.28 | 1 | 365 | 8.3224 | 0.68296 | 9 | 0.0053149
57938 | 4.16 | 1 | 365 | 4.7556 | 0.53312 | 5 | 0.28875
58148 | 5.035 | 1 | 365 | 5.7559 | 0.53829 | 6 | 0.2942
57939 | 8.745 | 1 | 365 | 9.9971 | 0.040182 | 10 | 0.037291
57055 | 5.035 | 1 | 365 | 5.7559 | 0.53829 | 6 | 0.2942
56984 | 2.08 | 1 | 365 | 2.3778 | 0.76656 | 3 | 0.14438
57191 | 4.77 | 1 | 365 | 5.453 | 0.93101 | 6 | 0.38398
58560 | 10.92 | 1 | 365 | 12.4835 | 0.024447 | 12 | 0.50797
58561 | 6.5 | 1 | 365 | 7.4307 | 0.8955 | 8 | 0.32617
58703 | 9.36 | 1 | 365 | 10.7002 | 0.44953 | 11 | 0.14969
58714 | 7.42 | 1 | 365 | 8.4824 | 0.0037907 | 8 | 0.48619
58563 | 5.035 | 1 | 365 | 5.7559 | 0.53829 | 6 | 0.2942
58566 | 3.445 | 1 | 365 | 3.9383 | 0.89462 | 4 | 0.83287
58597 | 4.16 | 1 | 365 | 4.7556 | 0.53312 | 5 | 0.28875
58612 | 10.66 | 1 | 365 | 12.1863 | 0.42863 | 12 | 0.61493
31667 | 4.42 | 1 | 365 | 5.0529 | 0.12894 | 5 | 0.1818
58621 | 7.155 | 1 | 365 | 8.1795 | 0.39651 | 8 | 0.57597
57775 | 8.06 | 1 | 365 | 9.214 | 0.47042 | 9 | 0.68446
57436 | 4.68 | 1 | 365 | 5.3501 | 0.72476 | 6 | 0.074845
58235 | 5.46 | 1 | 365 | 6.2418 | 0.51222 | 6 | 0.75399
58630 | 7.95 | 1 | 365 | 9.0883 | 0.21835 | 9 | 0.30663
58681 | 7.28 | 1 | 365 | 8.3224 | 0.68296 | 9 | 0.0053149
58718 | 7.28 | 1 | 365 | 8.3224 | 0.68296 | 9 | 0.0053149
58676 | 4.16 | 1 | 365 | 4.7556 | 0.53312 | 5 | 0.28875
58722 | 7.155 | 1 | 365 | 8.1795 | 0.39651 | 8 | 0.57597
58684 | 7.28 | 1 | 365 | 8.3224 | 0.68296 | 9 | 0.0053149
58686 | 4.68 | 1 | 365 | 5.3501 | 0.72476 | 6 | 0.074845
58689 | 9.88 | 1 | 365 | 11.2946 | 0.64117 | 11 | 0.93578
58763 | 8.58 | 1 | 365 | 9.8085 | 0.66207 | 10 | 0.47055
58699 | 5.035 | 1 | 365 | 5.7559 | 0.53829 | 6 | 0.2942
56613 | 5.98 | 1 | 365 | 6.8362 | 0.70386 | 7 | 0.54008
58701 | 3.445 | 1 | 365 | 3.9383 | 0.89462 | 4 | 0.83287
58704 | 13 | 1 | 365 | 14.8613 | 0.79101 | 15 | 0.65235
58764 | 8.745 | 1 | 365 | 9.9971 | 0.040182 | 10 | 0.037291
58397 | 4.68 | 1 | 365 | 5.3501 | 0.72476 | 6 | 0.074845
57010 | 10.4 | 1 | 365 | 11.8891 | 0.83281 | 12 | 0.72188
57489 | 6.5 | 1 | 365 | 7.4307 | 0.8955 | 8 | 0.32617
58607 | 8.215 | 1 | 365 | 9.3912 | 0.82563 | 10 | 0.21685
58505 | 4.505 | 1 | 365 | 5.15 | 0.32373 | 5 | 0.47376
32225 | 5.72 | 1 | 365 | 6.539 | 0.10804 | 6 | 0.64703
56744 | 5.2 | 1 | 365 | 5.9445 | 0.9164 | 6 | 0.86094
57428 | 3.38 | 1 | 365 | 3.8639 | 0.74566 | 4 | 0.60961
58713 | 7.54 | 1 | 365 | 8.6196 | 0.27878 | 8 | 0.89836
58783 | 5.565 | 1 | 365 | 6.3618 | 0.75284 | 7 | 0.11464
57641 | 8.06 | 1 | 365 | 9.214 | 0.47042 | 9 | 0.68446
58734 | 9 | 1 | 365 | 10.2886 | 0.62454 | 10 | 0.91316
58524 | 13 | 1 | 365 | 14.8613 | 0.79101 | 15 | 0.65235
58814 | 5.7 | 1 | 365 | 6.5161 | 0.062211 | 6 | 0.57834
58283 | 14.04 | 1 | 365 | 16.0502 | 0.17429 | 16 | 0.22454
53041 | 7.02 | 1 | 365 | 8.0251 | 0.087144 | 8 | 0.11227
58899 | 2.85 | 1 | 365 | 3.2581 | 0.53111 | 3 | 0.78917
58178 | 5.72 | 1 | 365 | 6.539 | 0.10804 | 6 | 0.64703
58922 | 10.2 | 1 | 365 | 11.6604 | 0.37448 | 12 | 0.034919
58784 | 8.58 | 1 | 365 | 9.8085 | 0.66207 | 10 | 0.47055
59839 | 10.26 | 1 | 365 | 11.729 | 0.51198 | 12 | 0.24101
58225 | 7.28 | 1 | 365 | 8.3224 | 0.68296 | 9 | 0.0053149
58930 | 12.6 | 1 | 365 | 14.4041 | 0.87436 | 15 | 0.27843
57194 | 6.095 | 1 | 365 | 6.9677 | 0.9674 | 7 | 0.93508
59270 | 5.4 | 1 | 365 | 6.1732 | 0.37473 | 6 | 0.5479
57287 | 6.24 | 1 | 365 | 7.1334 | 0.29968 | 7 | 0.43313
59611 | 3.48 | 1 | 365 | 3.9783 | 0.97482 | 4 | 0.95309
57434 | 6.24 | 1 | 365 | 7.1334 | 0.29968 | 7 | 0.43313
59809 | 7.56 | 1 | 365 | 8.6424 | 0.32462 | 8 | 0.96706
33413 | 2624.22 | 1 | 365 | 2999.9558 | 0.70454 | 3000 | 0.66036
58173 | 3.71 | 1 | 365 | 4.2412 | 0.5019 | 4 | 0.74309
32665 | 311.22 | 0.9 | 365 | 320.2024 | 0.87706 | 321 | 0.07949
58176 | 6.36 | 1 | 365 | 7.2706 | 0.57468 | 7 | 0.8453
58575 | 4.68 | 1 | 365 | 5.3501 | 0.72476 | 6 | 0.074845
58182 | 7.8 | 1 | 365 | 8.9168 | 0.8746 | 9 | 0.79141
57186 | 5.565 | 1 | 365 | 6.3618 | 0.75284 | 7 | 0.11464
57495 | 3.445 | 1 | 365 | 3.9383 | 0.89462 | 4 | 0.83287
48389 | 9.6 | 1 | 365 | 10.9745 | 0.99951 | 11 | 0.97404
58276 | 3.445 | 1 | 365 | 3.9383 | 0.89462 | 4 | 0.83287
56977 | 5.46 | 1 | 365 | 6.2418 | 0.51222 | 6 | 0.75399
50173 | 8.32 | 1 | 365 | 9.5113 | 0.066245 | 9 | 0.5775
56739 | 9.36 | 1 | 365 | 10.7002 | 0.44953 | 11 | 0.14969
57163 | 3.18 | 1 | 365 | 3.6353 | 0.28734 | 3 | 0.92265
50638 | 8.06 | 1 | 365 | 9.214 | 0.47042 | 9 | 0.68446
55891 | 4.16 | 1 | 365 | 4.7556 | 0.53312 | 5 | 0.28875
57627 | 4.505 | 1 | 365 | 5.15 | 0.32373 | 5 | 0.47376
37226 | 3.6 | 1 | 365 | 4.1154 | 0.24982 | 4 | 0.36527
57832 | 6.76 | 1 | 365 | 7.7279 | 0.49132 | 8 | 0.21922
58532 | 3.12 | 1 | 365 | 3.5667 | 0.14984 | 3 | 0.71656
56544 | 17.1 | 1 | 365 | 19.5484 | 0.18663 | 19 | 0.73501
57758 | 4.77 | 1 | 365 | 5.453 | 0.93101 | 6 | 0.38398
57148 | 5.035 | 1 | 365 | 5.7559 | 0.53829 | 6 | 0.2942
57838 | 7.8 | 1 | 365 | 8.9168 | 0.8746 | 9 | 0.79141
57098 | 5.2 | 1 | 365 | 5.9445 | 0.9164 | 6 | 0.86094
57649 | 7.8 | 1 | 365 | 8.9168 | 0.8746 | 9 | 0.79141
57553 | 5.46 | 1 | 365 | 6.2418 | 0.51222 | 6 | 0.75399
59095 | 4.77 | 1 | 365 | 5.453 | 0.93101 | 6 | 0.38398
57630 | 2.6 | 1 | 365 | 2.9723 | 0.9582 | 3 | 0.93047
57075 | 5.2 | 1 | 365 | 5.9445 | 0.9164 | 6 | 0.86094
57483 | 9.36 | 1 | 365 | 10.7002 | 0.44953 | 11 | 0.14969
57752 | 4.77 | 1 | 365 | 5.453 | 0.93101 | 6 | 0.38398
58792 | 6.24 | 1 | 365 | 7.1334 | 0.29968 | 7 | 0.43313
57145 | 5.72 | 1 | 365 | 6.539 | 0.10804 | 6 | 0.64703
58762 | 4.42 | 1 | 365 | 5.0529 | 0.12894 | 5 | 0.1818
54883 | 10.66 | 1 | 365 | 12.1863 | 0.42863 | 12 | 0.61493
58806 | 3.445 | 1 | 365 | 3.9383 | 0.89462 | 4 | 0.83287
57066 | 3.12 | 1 | 365 | 3.5667 | 0.14984 | 3 | 0.71656
58821 | 9.88 | 1 | 365 | 11.2946 | 0.64117 | 11 | 0.93578
57146 | 2.65 | 1 | 365 | 3.0294 | 0.072782 | 3 | 0.10221
57839 | 5.035 | 1 | 365 | 5.7559 | 0.53829 | 6 | 0.2942
58770 | 6.625 | 1 | 365 | 7.5736 | 0.18196 | 7 | 0.75552
58793 | 5.46 | 1 | 365 | 6.2418 | 0.51222 | 6 | 0.75399
58830 | 3.71 | 1 | 365 | 4.2412 | 0.5019 | 4 | 0.74309
57663 | 5.46 | 1 | 365 | 6.2418 | 0.51222 | 6 | 0.75399
20442 | 8.06 | 1 | 365 | 9.214 | 0.47042 | 9 | 0.68446
57320 | 3.71 | 1 | 365 | 4.2412 | 0.5019 | 4 | 0.74309
57100 | 4.94 | 1 | 365 | 5.6473 | 0.32058 | 5 | 0.96789
57414 | 8.06 | 1 | 365 | 9.214 | 0.47042 | 9 | 0.68446
57042 | 6.89 | 1 | 365 | 7.8765 | 0.78923 | 8 | 0.66574
58229 | 5.83 | 1 | 365 | 6.6647 | 0.36012 | 7 | 0.024861
54239 | 4.68 | 1 | 365 | 5.3501 | 0.72476 | 6 | 0.074845
57423 | 7.155 | 1 | 365 | 8.1795 | 0.39651 | 8 | 0.57597
57171 | 8.06 | 1 | 365 | 9.214 | 0.47042 | 9 | 0.68446
58232 | 7.95 | 1 | 365 | 9.0883 | 0.21835 | 9 | 0.30663
51762 | 4.68 | 1 | 365 | 5.3501 | 0.72476 | 6 | 0.074845
58815 | 3.38 | 1 | 365 | 3.8639 | 0.74566 | 4 | 0.60961
58850 | 6.24 | 1 | 365 | 7.1334 | 0.29968 | 7 | 0.43313
58877 | 4.24 | 1 | 365 | 4.8471 | 0.71645 | 5 | 0.56354
58878 | 5.565 | 1 | 365 | 6.3618 | 0.75284 | 7 | 0.11464
58879 | 7.685 | 1 | 365 | 8.7853 | 0.61107 | 9 | 0.39641
56810 | 8.32 | 1 | 365 | 9.5113 | 0.066245 | 9 | 0.5775
20770 | 4.42 | 1 | 365 | 5.0529 | 0.12894 | 5 | 0.1818
57238 | 15.34 | 1 | 365 | 17.5364 | 0.15339 | 17 | 0.68977
57482 | 5.98 | 1 | 365 | 6.8362 | 0.70386 | 7 | 0.54008
55474 | 6.76 | 1 | 365 | 7.7279 | 0.49132 | 8 | 0.21922
56308 | 14.04 | 1 | 365 | 16.0502 | 0.17429 | 16 | 0.22454
59105 | 7.685 | 1 | 365 | 8.7853 | 0.61107 | 9 | 0.39641
56615 | 3.38 | 1 | 365 | 3.8639 | 0.74566 | 4 | 0.60961
59109 | 12.985 | 1 | 365 | 14.8442 | 0.75663 | 15 | 0.60083
59127 | 2.915 | 1 | 365 | 3.3324 | 0.68006 | 4 | 0.01243
59139 | 9.1 | 1 | 365 | 10.4029 | 0.85371 | 11 | 0.25664
56777 | 4.42 | 1 | 365 | 5.0529 | 0.12894 | 5 | 0.1818
59151 | 8.215 | 1 | 365 | 9.3912 | 0.82563 | 10 | 0.21685
57760 | 4.68 | 1 | 365 | 5.3501 | 0.72476 | 6 | 0.074845
57865 | 4.505 | 1 | 365 | 5.15 | 0.32373 | 5 | 0.47376
59159 | 3.12 | 1 | 365 | 3.5667 | 0.14984 | 3 | 0.71656
57862 | 2.65 | 1 | 365 | 3.0294 | 0.072782 | 3 | 0.10221
58230 | 6.625 | 1 | 365 | 7.5736 | 0.18196 | 7 | 0.75552
59163 | 5.035 | 1 | 365 | 5.7559 | 0.53829 | 6 | 0.2942
59164 | 6.24 | 1 | 365 | 7.1334 | 0.29968 | 7 | 0.43313
56617 | 5.46 | 1 | 365 | 6.2418 | 0.51222 | 6 | 0.75399
57056 | 4.68 | 1 | 365 | 5.3501 | 0.72476 | 6 | 0.074845
58693 | 11.66 | 1 | 365 | 13.3295 | 0.72024 | 14 | 0.049721
57140 | 12.72 | 1 | 365 | 14.5412 | 0.14936 | 14 | 0.69061
58128 | 3.64 | 1 | 365 | 4.1612 | 0.34148 | 4 | 0.50266
59171 | 7.395 | 1 | 365 | 8.4538 | 0.9465 | 9 | 0.40032
57131 | 8.48 | 1 | 365 | 9.6942 | 0.4329 | 10 | 0.12707
58236 | 7.42 | 1 | 365 | 8.4824 | 0.0037907 | 8 | 0.48619
59175 | 8.16 | 1 | 365 | 9.3283 | 0.69959 | 10 | 0.027935
59290 | 5.46 | 1 | 365 | 6.2418 | 0.51222 | 6 | 0.75399
56694 | 6.76 | 1 | 365 | 7.7279 | 0.49132 | 8 | 0.21922
55911 | 7.28 | 1 | 365 | 8.3224 | 0.68296 | 9 | 0.0053149
59204 | 10.4 | 1 | 365 | 11.8891 | 0.83281 | 12 | 0.72188
59207 | 8.84 | 1 | 365 | 10.1057 | 0.25789 | 10 | 0.3636
59208 | 2.915 | 1 | 365 | 3.3324 | 0.68006 | 4 | 0.01243
59211 | 5.565 | 1 | 365 | 6.3618 | 0.75284 | 7 | 0.11464
59213 | 4.68 | 1 | 365 | 5.3501 | 0.72476 | 6 | 0.074845
59214 | 7.8 | 1 | 365 | 8.9168 | 0.8746 | 9 | 0.79141
59223 | 7.42 | 1 | 365 | 8.4824 | 0.0037907 | 8 | 0.48619
59225 | 4.16 | 1 | 365 | 4.7556 | 0.53312 | 5 | 0.28875
57431 | 2.915 | 1 | 365 | 3.3324 | 0.68006 | 4 | 0.01243
59228 | 6.36 | 1 | 365 | 7.2706 | 0.57468 | 7 | 0.8453
38285 | 8.84 | 1 | 365 | 10.1057 | 0.25789 | 10 | 0.3636
58472 | 7.685 | 1 | 365 | 8.7853 | 0.61107 | 9 | 0.39641
27848 | 5.72 | 1 | 365 | 6.539 | 0.10804 | 6 | 0.64703
59232 | 6.89 | 1 | 365 | 7.8765 | 0.78923 | 8 | 0.66574
58175 | 7.685 | 1 | 365 | 8.7853 | 0.61107 | 9 | 0.39641
51226 | 8.32 | 1 | 365 | 9.5113 | 0.066245 | 9 | 0.5775
58690 | 6.095 | 1 | 365 | 6.9677 | 0.9674 | 7 | 0.93508
52983 | 7.8 | 1 | 365 | 8.9168 | 0.8746 | 9 | 0.79141
56845 | 5.2 | 1 | 365 | 5.9445 | 0.9164 | 6 | 0.86094
59237 | 8.745 | 1 | 365 | 9.9971 | 0.040182 | 10 | 0.037291
34184 | 7.54 | 1 | 365 | 8.6196 | 0.27878 | 8 | 0.89836
56515 | 9.88 | 1 | 365 | 11.2946 | 0.64117 | 11 | 0.93578
57278 | 4.24 | 1 | 365 | 4.8471 | 0.71645 | 5 | 0.56354
57335 | 5.3 | 1 | 365 | 6.0589 | 0.14556 | 6 | 0.20442
59276 | 12.72 | 1 | 365 | 14.5412 | 0.14936 | 14 | 0.69061
59298 | 6.625 | 1 | 365 | 7.5736 | 0.18196 | 7 | 0.75552
59299 | 9.275 | 1 | 365 | 10.603 | 0.25474 | 10 | 0.85773
59301 | 13.515 | 1 | 365 | 15.4501 | 0.97119 | 16 | 0.42127
59096 | 3.9 | 1 | 365 | 4.4584 | 0.9373 | 5 | 0.3957
59303 | 5.035 | 1 | 365 | 5.7559 | 0.53829 | 6 | 0.2942
59314 | 4.24 | 1 | 365 | 4.8471 | 0.71645 | 5 | 0.56354
57990 | 8.06 | 1 | 365 | 9.214 | 0.47042 | 9 | 0.68446
59318 | 5.83 | 1 | 365 | 6.6647 | 0.36012 | 7 | 0.024861
58570 | 9.1 | 1 | 365 | 10.4029 | 0.85371 | 11 | 0.25664
36700 | 6.63 | 1 | 365 | 7.5793 | 0.19341 | 7 | 0.7727
52049 | 7.02 | 1 | 365 | 8.0251 | 0.087144 | 8 | 0.11227
56590 | 6.63 | 1 | 365 | 7.5793 | 0.19341 | 7 | 0.7727
57012 | 6.75 | 1 | 365 | 7.7165 | 0.46841 | 8 | 0.18487
41220 | 8.84 | 1 | 365 | 10.1057 | 0.25789 | 10 | 0.3636
57021 | 9.25 | 1 | 365 | 10.5744 | 0.19745 | 10 | 0.77186
58349 | 3.38 | 1 | 365 | 3.8639 | 0.74566 | 4 | 0.60961
57231 | 4.75 | 1 | 365 | 5.4301 | 0.88518 | 6 | 0.31528
58035 | 7.8 | 1 | 365 | 8.9168 | 0.8746 | 9 | 0.79141
57233 | 7.25 | 1 | 365 | 8.2881 | 0.61422 | 8 | 0.90227
55032 | 10.66 | 1 | 365 | 12.1863 | 0.42863 | 12 | 0.61493
57236 | 5.355 | 1 | 365 | 6.1217 | 0.2716 | 6 | 0.39333
31974 | 8.06 | 1 | 365 | 9.214 | 0.47042 | 9 | 0.68446
57588 | 7.395 | 1 | 365 | 8.4538 | 0.9465 | 9 | 0.40032
59224 | 3.445 | 1 | 365 | 3.9383 | 0.89462 | 4 | 0.83287
57589 | 5.865 | 1 | 365 | 6.7048 | 0.44033 | 7 | 0.14508
57595 | 6.375 | 1 | 365 | 7.2878 | 0.60905 | 7 | 0.89682
57599 | 7.395 | 1 | 365 | 8.4538 | 0.9465 | 9 | 0.40032
32069 | 3.9 | 1 | 365 | 4.4584 | 0.9373 | 5 | 0.3957
27532 | 5 | 1 | 365 | 5.7159 | 0.45808 | 6 | 0.17398
57635 | 8 | 1 | 365 | 9.1454 | 0.33293 | 9 | 0.47837
57637 | 4.25 | 1 | 365 | 4.8585 | 0.73937 | 5 | 0.59788
51771 | 3.9 | 1 | 365 | 4.4584 | 0.9373 | 5 | 0.3957
57658 | 6.12 | 1 | 365 | 6.9963 | 0.02469 | 7 | 0.020952
56690 | 6.24 | 1 | 365 | 7.1334 | 0.29968 | 7 | 0.43313
57661 | 6.75 | 1 | 365 | 7.7165 | 0.46841 | 8 | 0.18487
57674 | 5.1 | 1 | 365 | 5.8302 | 0.68724 | 6 | 0.51746
56697 | 9.62 | 1 | 365 | 10.9974 | 0.045346 | 11 | 0.042738
56719 | 5.2 | 1 | 365 | 5.9445 | 0.9164 | 6 | 0.86094
57687 | 4.845 | 1 | 365 | 5.5387 | 0.10288 | 5 | 0.64159
56722 | 4.94 | 1 | 365 | 5.6473 | 0.32058 | 5 | 0.96789
57691 | 4.25 | 1 | 365 | 4.8585 | 0.73937 | 5 | 0.59788
57697 | 5.61 | 1 | 365 | 6.4132 | 0.85597 | 7 | 0.26921
56728 | 6.36 | 1 | 365 | 7.2706 | 0.57468 | 7 | 0.8453
57727 | 4.335 | 1 | 365 | 4.9557 | 0.93416 | 5 | 0.88984
54076 | 4.68 | 1 | 365 | 5.3501 | 0.72476 | 6 | 0.074845
38423 | 5.865 | 1 | 365 | 6.7048 | 0.44033 | 7 | 0.14508
57803 | 4.335 | 1 | 365 | 4.9557 | 0.93416 | 5 | 0.88984
56735 | 8.06 | 1 | 365 | 9.214 | 0.47042 | 9 | 0.68446
54169 | 5.61 | 1 | 365 | 6.4132 | 0.85597 | 7 | 0.26921
57879 | 9.69 | 1 | 365 | 11.0774 | 0.20576 | 11 | 0.28317
56750 | 4.77 | 1 | 365 | 5.453 | 0.93101 | 6 | 0.38398
55165 | 5.98 | 1 | 365 | 6.8362 | 0.70386 | 7 | 0.54008
56962 | 7.685 | 1 | 365 | 8.7853 | 0.61107 | 9 | 0.39641
57058 | 10.92 | 1 | 365 | 12.4835 | 0.024447 | 12 | 0.50797
57080 | 5.72 | 1 | 365 | 6.539 | 0.10804 | 6 | 0.64703
57119 | 6.5 | 1 | 365 | 7.4307 | 0.8955 | 8 | 0.32617
57165 | 4.94 | 1 | 365 | 5.6473 | 0.32058 | 5 | 0.96789
39283 | 6.5 | 1 | 365 | 7.4307 | 0.8955 | 8 | 0.32617
58920 | 7.54 | 1 | 365 | 8.6196 | 0.27878 | 8 | 0.89836
55349 | 4.725 | 1 | 365 | 5.4015 | 0.82789 | 6 | 0.22941
55350 | 5.8 | 1 | 365 | 6.6304 | 0.29137 | 6 | 0.92182
35001 | 60.495 | 0.9 | 365 | 62.241 | 0.76818 | 63 | 0.0091856
58916 | 2.915 | 1 | 365 | 3.3324 | 0.68006 | 4 | 0.01243
55337 | 6.885 | 1 | 365 | 7.8708 | 0.77778 | 8 | 0.64857
55441 | 6.75 | 1 | 365 | 7.7165 | 0.46841 | 8 | 0.18487
55479 | 9.945 | 1 | 365 | 11.3689 | 0.79012 | 12 | 0.15905
55497 | 6.5 | 1 | 365 | 7.4307 | 0.8955 | 8 | 0.32617
57880 | 8.16 | 1 | 365 | 9.3283 | 0.69959 | 10 | 0.027935
57922 | 3.315 | 1 | 365 | 3.7896 | 0.59671 | 4 | 0.38635
55769 | 4.59 | 1 | 365 | 5.2472 | 0.51852 | 5 | 0.76571
57923 | 7.5 | 1 | 365 | 8.5739 | 0.18712 | 8 | 0.76097
58281 | 6.12 | 1 | 365 | 6.9963 | 0.02469 | 7 | 0.020952
55849 | 5.355 | 1 | 365 | 6.1217 | 0.2716 | 6 | 0.39333
58284 | 8.4 | 1 | 365 | 9.6027 | 0.24957 | 9 | 0.85229
55851 | 4 | 1 | 365 | 4.5727 | 0.16646 | 4 | 0.73918
58339 | 5.61 | 1 | 365 | 6.4132 | 0.85597 | 7 | 0.26921
58341 | 4.59 | 1 | 365 | 5.2472 | 0.51852 | 5 | 0.76571
58767 | 4.845 | 1 | 365 | 5.5387 | 0.10288 | 5 | 0.64159
55852 | 7.25 | 1 | 365 | 8.2881 | 0.61422 | 8 | 0.90227
56115 | 6.885 | 1 | 365 | 7.8708 | 0.77778 | 8 | 0.64857
56120 | 5.25 | 1 | 365 | 6.0017 | 0.030984 | 6 | 0.032679
56255 | 4.59 | 1 | 365 | 5.2472 | 0.51852 | 5 | 0.76571
59046 | 4.08 | 1 | 365 | 4.6642 | 0.34979 | 5 | 0.013968
50098 | 5.5 | 1 | 365 | 6.2875 | 0.60389 | 6 | 0.89138
57349 | 6.84 | 1 | 365 | 7.8194 | 0.67465 | 8 | 0.494
57714 | 9.483 | 1 | 365 | 10.8408 | 0.73139 | 11 | 0.57217
55332 | 11.4 | 1 | 365 | 13.0323 | 0.12442 | 13 | 0.15667
55919 | 8.1 | 1 | 365 | 9.2598 | 0.56209 | 9 | 0.82185
49739 | 7.56 | 1 | 365 | 8.6424 | 0.32462 | 8 | 0.96706
56526 | 14.1 | 1 | 365 | 16.1188 | 0.31179 | 16 | 0.43062
47714 | 11.25 | 1 | 365 | 12.8608 | 0.78068 | 13 | 0.64146
58201 | 7.8 | 1 | 365 | 8.9168 | 0.8746 | 9 | 0.79141
56530 | 8.48 | 1 | 365 | 9.6942 | 0.4329 | 10 | 0.12707
51331 | 6.21 | 1 | 365 | 7.0991 | 0.23094 | 7 | 0.33008
56536 | 9.3 | 1 | 365 | 10.6316 | 0.31203 | 10 | 0.9436
56559 | 3 | 1 | 365 | 3.4295 | 0.87485 | 4 | 0.30439
55946 | 10.05 | 1 | 365 | 11.489 | 0.030741 | 11 | 0.5197
57026 | 3.3 | 1 | 365 | 3.7725 | 0.56233 | 4 | 0.33483
57052 | 4.77 | 1 | 365 | 5.453 | 0.93101 | 6 | 0.38398
57093 | 7.8 | 1 | 365 | 8.9168 | 0.8746 | 9 | 0.79141
55949 | 13.26 | 1 | 365 | 15.1586 | 0.38683 | 15 | 0.54539
57162 | 5.4 | 1 | 365 | 6.1732 | 0.37473 | 6 | 0.5479
57083 | 15.37 | 1 | 365 | 17.5707 | 0.22214 | 17 | 0.79281
57160 | 8.1 | 1 | 365 | 9.2598 | 0.56209 | 9 | 0.82185
51044 | 13.34 | 1 | 365 | 15.25 | 0.57016 | 15 | 0.82018
36158 | 8.58 | 1 | 365 | 9.8085 | 0.66207 | 10 | 0.47055
55581 | 6.89 | 1 | 365 | 7.8765 | 0.78923 | 8 | 0.66574
47706 | 5.355 | 1 | 365 | 6.1217 | 0.2716 | 6 | 0.39333
51040 | 7.54 | 1 | 365 | 8.6196 | 0.27878 | 8 | 0.89836
57129 | 3.3 | 1 | 365 | 3.7725 | 0.56233 | 4 | 0.33483
49054 | 13.52 | 1 | 365 | 15.4558 | 0.98265 | 16 | 0.43844
51114 | 7.5 | 1 | 365 | 8.5739 | 0.18712 | 8 | 0.76097
57518 | 11.6 | 1 | 365 | 13.2609 | 0.58275 | 13 | 0.84363
54645 | 11.475 | 1 | 365 | 13.118 | 0.29629 | 13 | 0.41428
55755 | 13.515 | 1 | 365 | 15.4501 | 0.97119 | 16 | 0.42127
55602 | 11 | 1 | 365 | 12.575 | 0.20778 | 12 | 0.78276
34555 | 363.63 | 0.9 | 365 | 374.1251 | 0.97029 | 375 | 0.095383
54618 | 7.56 | 1 | 365 | 8.6424 | 0.32462 | 8 | 0.96706
46684 | 7.42 | 1 | 365 | 8.4824 | 0.0037907 | 8 | 0.48619
46787 | 19.08 | 1 | 365 | 21.8119 | 0.72403 | 22 | 0.53591
57622 | 50 | 0.9 | 365 | 51.4431 | 0.12272 | 51 | 0.56582
43819 | 6.867 | 1 | 365 | 7.8502 | 0.73653 | 8 | 0.58674
49970 | 9.483 | 1 | 365 | 10.8408 | 0.73139 | 11 | 0.57217
43015 | 12.426 | 1 | 365 | 14.2052 | 0.47562 | 14 | 0.68078
36645 | 73.2 | 1 | 365 | 83.6808 | 0.74629 | 84 | 0.42707
55622 | 199.92 | 0.9 | 365 | 205.6901 | 0.32588 | 206 | 0.015975
13186 | 1445.86 | 1 | 365 | 1652.8782 | 0.35591 | 1653 | 0.23414
50822 | 3.12 | 1 | 365 | 3.5667 | 0.14984 | 3 | 0.71656
33258 | 7.54 | 1 | 365 | 8.6196 | 0.27878 | 8 | 0.89836
34735 | 80.64 | 1 | 365 | 92.186 | 0.79591 | 92 | 0.98195
58024 | 6 | 1 | 365 | 6.8591 | 0.7497 | 7 | 0.60878
58261 | 12.455 | 1 | 365 | 14.2383 | 0.54208 | 14 | 0.78038
58443 | 12 | 1 | 365 | 13.7182 | 0.49939 | 14 | 0.21755
58449 | 9.01 | 1 | 365 | 10.3001 | 0.64746 | 10 | 0.94751
58458 | 6.9 | 1 | 365 | 7.8879 | 0.81215 | 8 | 0.70009
58466 | 3.9 | 1 | 365 | 4.4584 | 0.9373 | 5 | 0.3957
58467 | 3.18 | 1 | 365 | 3.6353 | 0.28734 | 3 | 0.92265
58469 | 2.7 | 1 | 365 | 3.0866 | 0.18736 | 3 | 0.27395
58503 | 3 | 1 | 365 | 3.4295 | 0.87485 | 4 | 0.30439
58510 | 6.3 | 1 | 365 | 7.202 | 0.43718 | 7 | 0.63921
58554 | 4.5 | 1 | 365 | 5.1443 | 0.31227 | 5 | 0.45658
58576 | 3 | 1 | 365 | 3.4295 | 0.87485 | 4 | 0.30439
58580 | 4.5 | 1 | 365 | 5.1443 | 0.31227 | 5 | 0.45658
48509 | 5.67 | 1 | 365 | 6.4818 | 0.99346 | 7 | 0.47529
58583 | 3 | 1 | 365 | 3.4295 | 0.87485 | 4 | 0.30439
58637 | 3.9 | 1 | 365 | 4.4584 | 0.9373 | 5 | 0.3957
55499 | 6.9 | 1 | 365 | 7.8879 | 0.81215 | 8 | 0.70009
58638 | 3.9 | 1 | 365 | 4.4584 | 0.9373 | 5 | 0.3957
58640 | 6.3 | 1 | 365 | 7.202 | 0.43718 | 7 | 0.63921
55518 | 12.24 | 1 | 365 | 13.9925 | 0.04938 | 14 | 0.041903
55534 | 9.1 | 1 | 365 | 10.4029 | 0.85371 | 11 | 0.25664
58733 | 8.4 | 1 | 365 | 9.6027 | 0.24957 | 9 | 0.85229
55519 | 13.26 | 1 | 365 | 15.1586 | 0.38683 | 15 | 0.54539
58736 | 9.805 | 1 | 365 | 11.2089 | 0.46929 | 11 | 0.67817
55538 | 11.18 | 1 | 365 | 12.7808 | 0.62027 | 13 | 0.40102
55537 | 8.67 | 1 | 365 | 9.9114 | 0.86831 | 10 | 0.77968
55501 | 22.44 | 1 | 365 | 25.653 | 0.42386 | 26 | 0.076822
55540 | 4.77 | 1 | 365 | 5.453 | 0.93101 | 6 | 0.38398
55541 | 7.155 | 1 | 365 | 8.1795 | 0.39651 | 8 | 0.57597
58739 | 6.6 | 1 | 365 | 7.545 | 0.12467 | 7 | 0.66965
55546 | 5.83 | 1 | 365 | 6.6647 | 0.36012 | 7 | 0.024861
58742 | 7.42 | 1 | 365 | 8.4824 | 0.0037907 | 8 | 0.48619
58747 | 5.7 | 1 | 365 | 6.5161 | 0.062211 | 6 | 0.57834
55547 | 8.215 | 1 | 365 | 9.3912 | 0.82563 | 10 | 0.21685
55563 | 10.66 | 1 | 365 | 12.1863 | 0.42863 | 12 | 0.61493
58748 | 3 | 1 | 365 | 3.4295 | 0.87485 | 4 | 0.30439
55566 | 13 | 1 | 365 | 14.8613 | 0.79101 | 15 | 0.65235
58751 | 7.5 | 1 | 365 | 8.5739 | 0.18712 | 8 | 0.76097
55571 | 5.565 | 1 | 365 | 6.3618 | 0.75284 | 7 | 0.11464
58759 | 8.215 | 1 | 365 | 9.3912 | 0.82563 | 10 | 0.21685
58760 | 5.4 | 1 | 365 | 6.1732 | 0.37473 | 6 | 0.5479
58883 | 8.745 | 1 | 365 | 9.9971 | 0.040182 | 10 | 0.037291
58555 | 3.18 | 1 | 365 | 3.6353 | 0.28734 | 3 | 0.92265
58894 | 5.83 | 1 | 365 | 6.6647 | 0.36012 | 7 | 0.024861
55678 | 10.6 | 1 | 365 | 12.1177 | 0.29113 | 12 | 0.40884
58947 | 5.3 | 1 | 365 | 6.0589 | 0.14556 | 6 | 0.20442
59058 | 6 | 1 | 365 | 6.8591 | 0.7497 | 7 | 0.60878
59100 | 3.9 | 1 | 365 | 4.4584 | 0.9373 | 5 | 0.3957
55778 | 4.24 | 1 | 365 | 4.8471 | 0.71645 | 5 | 0.56354
55681 | 9.01 | 1 | 365 | 10.3001 | 0.64746 | 10 | 0.94751
55780 | 8.84 | 1 | 365 | 10.1057 | 0.25789 | 10 | 0.3636
59236 | 12 | 1 | 365 | 13.7182 | 0.49939 | 14 | 0.21755
55789 | 10.14 | 1 | 365 | 11.5918 | 0.23699 | 11 | 0.82883
59239 | 14.1 | 1 | 365 | 16.1188 | 0.31179 | 16 | 0.43062
55785 | 5.46 | 1 | 365 | 6.2418 | 0.51222 | 6 | 0.75399
59238 | 5.355 | 1 | 365 | 6.1217 | 0.2716 | 6 | 0.39333
55535 | 3.9 | 1 | 365 | 4.4584 | 0.9373 | 5 | 0.3957
59430 | 9.405 | 1 | 365 | 10.7516 | 0.55265 | 11 | 0.30426
57644 | 6 | 1 | 365 | 6.8591 | 0.7497 | 7 | 0.60878
57646 | 3.3 | 1 | 365 | 3.7725 | 0.56233 | 4 | 0.33483
57650 | 7.155 | 1 | 365 | 8.1795 | 0.39651 | 8 | 0.57597
57652 | 3.71 | 1 | 365 | 4.2412 | 0.5019 | 4 | 0.74309
57659 | 6.095 | 1 | 365 | 6.9677 | 0.9674 | 7 | 0.93508
57777 | 7.42 | 1 | 365 | 8.4824 | 0.0037907 | 8 | 0.48619
57780 | 8.4 | 1 | 365 | 9.6027 | 0.24957 | 9 | 0.85229
17842 | 648.85 | 1 | 365 | 741.7523 | 0.91504 | 742 | 0.66738
57790 | 4.5 | 1 | 365 | 5.1443 | 0.31227 | 5 | 0.45658
57804 | 3 | 1 | 365 | 3.4295 | 0.87485 | 4 | 0.30439
57984 | 9.3 | 1 | 365 | 10.6316 | 0.31203 | 10 | 0.9436
55843 | 5.72 | 1 | 365 | 6.539 | 0.10804 | 6 | 0.64703
55846 | 6 | 1 | 365 | 6.8591 | 0.7497 | 7 | 0.60878
59335 | 19.5 | 1 | 365 | 22.292 | 0.68651 | 22 | 0.97852
59336 | 5.1 | 1 | 365 | 5.8302 | 0.68724 | 6 | 0.51746
59350 | 6.625 | 1 | 365 | 7.5736 | 0.18196 | 7 | 0.75552
59349 | 3 | 1 | 365 | 3.4295 | 0.87485 | 4 | 0.30439
59367 | 4.5 | 1 | 365 | 5.1443 | 0.31227 | 5 | 0.45658
59366 | 5.4 | 1 | 365 | 6.1732 | 0.37473 | 6 | 0.5479
59369 | 9.275 | 1 | 365 | 10.603 | 0.25474 | 10 | 0.85773
54077 | 5.3 | 1 | 365 | 6.0589 | 0.14556 | 6 | 0.20442
47708 | 7.95 | 1 | 365 | 9.0883 | 0.21835 | 9 | 0.30663
44336 | 9 | 1 | 365 | 10.2886 | 0.62454 | 10 | 0.91316
50714 | 5.565 | 1 | 365 | 6.3618 | 0.75284 | 7 | 0.11464
44540 | 8.745 | 1 | 365 | 9.9971 | 0.040182 | 10 | 0.037291
43814 | 8.4 | 1 | 365 | 9.6027 | 0.24957 | 9 | 0.85229
44206 | 8.4 | 1 | 365 | 9.6027 | 0.24957 | 9 | 0.85229
44191 | 4.5 | 1 | 365 | 5.1443 | 0.31227 | 5 | 0.45658
50045 | 6.6 | 1 | 365 | 7.545 | 0.12467 | 7 | 0.66965
43797 | 8.7 | 1 | 365 | 9.9457 | 0.93706 | 10 | 0.88273
50908 | 7.42 | 1 | 365 | 8.4824 | 0.0037907 | 8 | 0.48619
49106 | 13.8 | 1 | 365 | 15.7759 | 0.6243 | 16 | 0.40018
47719 | 7.83 | 1 | 365 | 8.9511 | 0.94335 | 9 | 0.89445
43844 | 9 | 1 | 365 | 10.2886 | 0.62454 | 10 | 0.91316
55323 | 4.2 | 1 | 365 | 4.8014 | 0.62479 | 5 | 0.42614
49122 | 12.3 | 1 | 365 | 14.0611 | 0.18688 | 14 | 0.24799
46139 | 12.19 | 1 | 365 | 13.9354 | 0.9348 | 14 | 0.87016
45285 | 6.9 | 1 | 365 | 7.8879 | 0.81215 | 8 | 0.70009
43753 | 9.9 | 1 | 365 | 11.3175 | 0.687 | 12 | 0.0044804
50986 | 7.5 | 1 | 365 | 8.5739 | 0.18712 | 8 | 0.76097
50969 | 9.805 | 1 | 365 | 11.2089 | 0.46929 | 11 | 0.67817
50156 | 9.01 | 1 | 365 | 10.3001 | 0.64746 | 10 | 0.94751
51104 | 4.505 | 1 | 365 | 5.15 | 0.32373 | 5 | 0.47376
37326 | 4.83 | 1 | 365 | 5.5216 | 0.068505 | 5 | 0.59006
39631 | 2.805 | 1 | 365 | 3.2066 | 0.42798 | 3 | 0.6346
59179 | 1.56 | 1 | 365 | 1.7834 | 0.57492 | 2 | 0.35828
60078 | 8.84 | 1 | 365 | 10.1057 | 0.25789 | 10 | 0.3636
45439 | 4 | 1 | 365 | 4.5727 | 0.16646 | 4 | 0.73918
43779 | 5.232 | 1 | 365 | 5.9811 | 0.98973 | 6 | 0.97085
43080 | 9.81 | 1 | 365 | 11.2146 | 0.48075 | 11 | 0.69535
44709 | 5.25 | 1 | 365 | 6.0017 | 0.030984 | 6 | 0.032679
49424 | 7.28 | 1 | 365 | 8.3224 | 0.68296 | 9 | 0.0053149
46025 | 9.81 | 1 | 365 | 11.2146 | 0.48075 | 11 | 0.69535
49798 | 11.25 | 1 | 365 | 12.8608 | 0.78068 | 13 | 0.64146
47537 | 8.502 | 1 | 365 | 9.7193 | 0.48332 | 10 | 0.20264
37313 | 6.867 | 1 | 365 | 7.8502 | 0.73653 | 8 | 0.58674
49246 | 8.82 | 1 | 365 | 10.0828 | 0.21205 | 10 | 0.2949
49423 | 6.75 | 1 | 365 | 7.7165 | 0.46841 | 8 | 0.18487
49428 | 4.68 | 1 | 365 | 5.3501 | 0.72476 | 6 | 0.074845
57648 | 13.64 | 1 | 365 | 15.593 | 0.25764 | 15 | 0.85062
47986 | 5.559 | 1 | 365 | 6.3549 | 0.73909 | 7 | 0.094031
50061 | 4.578 | 1 | 365 | 5.2335 | 0.49102 | 5 | 0.7245
42524 | 2.943 | 1 | 365 | 3.3644 | 0.74423 | 4 | 0.1086
54320 | 6.9 | 1 | 365 | 7.8879 | 0.81215 | 8 | 0.70009
43988 | 5.67 | 1 | 365 | 6.4818 | 0.99346 | 7 | 0.47529
55943 | 13.5 | 1 | 365 | 15.4329 | 0.93682 | 16 | 0.36975
55944 | 10.56 | 1 | 365 | 12.072 | 0.19946 | 12 | 0.27145
55947 | 11.61 | 1 | 365 | 13.2723 | 0.60566 | 13 | 0.87798
56039 | 6.55 | 1 | 365 | 7.4878 | 0.010085 | 7 | 0.49791
56043 | 6.5 | 1 | 365 | 7.4307 | 0.8955 | 8 | 0.32617
56050 | 9.9 | 1 | 365 | 11.3175 | 0.687 | 12 | 0.0044804
56138 | 11.4 | 1 | 365 | 13.0323 | 0.12442 | 13 | 0.15667
56141 | 9 | 1 | 365 | 10.2886 | 0.62454 | 10 | 0.91316
56045 | 11.84 | 1 | 365 | 13.5353 | 0.13273 | 13 | 0.66798
56221 | 6.84 | 1 | 365 | 7.8194 | 0.67465 | 8 | 0.494
56235 | 6.5 | 1 | 365 | 7.4307 | 0.8955 | 8 | 0.32617
56241 | 5.72 | 1 | 365 | 6.539 | 0.10804 | 6 | 0.64703
56244 | 4.42 | 1 | 365 | 5.0529 | 0.12894 | 5 | 0.1818
56246 | 8.84 | 1 | 365 | 10.1057 | 0.25789 | 10 | 0.3636
56279 | 9.81 | 1 | 365 | 11.2146 | 0.48075 | 11 | 0.69535
51115 | 9.99 | 1 | 365 | 11.4204 | 0.89324 | 12 | 0.31361
56038 | 8.97 | 1 | 365 | 10.2543 | 0.5558 | 10 | 0.81012
56299 | 6.6 | 1 | 365 | 7.545 | 0.12467 | 7 | 0.66965
56309 | 5.2 | 1 | 365 | 5.9445 | 0.9164 | 6 | 0.86094
56369 | 11.4 | 1 | 365 | 13.0323 | 0.12442 | 13 | 0.15667
56370 | 9.81 | 1 | 365 | 11.2146 | 0.48075 | 11 | 0.69535
56397 | 6.54 | 1 | 365 | 7.4764 | 0.98717 | 8 | 0.46357
56585 | 12.6 | 1 | 365 | 14.4041 | 0.87436 | 15 | 0.27843
56587 | 11.4 | 1 | 365 | 13.0323 | 0.12442 | 13 | 0.15667
56592 | 7 | 1 | 365 | 8.0023 | 0.041312 | 8 | 0.043572
56724 | 4.86 | 1 | 365 | 5.5559 | 0.13725 | 5 | 0.69311
56893 | 5.83 | 1 | 365 | 6.6647 | 0.36012 | 7 | 0.024861
56895 | 4.77 | 1 | 365 | 5.453 | 0.93101 | 6 | 0.38398
56897 | 6.89 | 1 | 365 | 7.8765 | 0.78923 | 8 | 0.66574
56899 | 8.48 | 1 | 365 | 9.6942 | 0.4329 | 10 | 0.12707
57288 | 2.565 | 1 | 365 | 2.9323 | 0.878 | 3 | 0.81025
57269 | 7.54 | 1 | 365 | 8.6196 | 0.27878 | 8 | 0.89836
57404 | 8.215 | 1 | 365 | 9.3912 | 0.82563 | 10 | 0.21685
57519 | 8.32 | 1 | 365 | 9.5113 | 0.066245 | 9 | 0.5775
57491 | 3.6 | 1 | 365 | 4.1154 | 0.24982 | 4 | 0.36527
57639 | 5.83 | 1 | 365 | 6.6647 | 0.36012 | 7 | 0.024861
57642 | 5.3 | 1 | 365 | 6.0589 | 0.14556 | 6 | 0.20442
57794 | 6.6 | 1 | 365 | 7.545 | 0.12467 | 7 | 0.66965
58042 | 8.96 | 1 | 365 | 10.2429 | 0.53288 | 10 | 0.77577
58046 | 6.21 | 1 | 365 | 7.0991 | 0.23094 | 7 | 0.33008
58052 | 4.24 | 1 | 365 | 4.8471 | 0.71645 | 5 | 0.56354
58034 | 8 | 1 | 365 | 9.1454 | 0.33293 | 9 | 0.47837
58345 | 7.59 | 1 | 365 | 8.6767 | 0.39337 | 9 | 0.070102
58417 | 5.2 | 1 | 365 | 5.9445 | 0.9164 | 6 | 0.86094
58462 | 7.5 | 1 | 365 | 8.5739 | 0.18712 | 8 | 0.76097
58463 | 6.93 | 1 | 365 | 7.9222 | 0.8809 | 8 | 0.80314
58671 | 7.68 | 1 | 365 | 8.7796 | 0.59961 | 9 | 0.37923
59474 | 8.8 | 1 | 365 | 10.06 | 0.16622 | 10 | 0.2262
59475 | 6.325 | 1 | 365 | 7.2306 | 0.49447 | 7 | 0.72508
37698 | 9.45 | 1 | 365 | 10.8031 | 0.65577 | 11 | 0.45882
50891 | 7.155 | 1 | 365 | 8.1795 | 0.39651 | 8 | 0.57597
45258 | 8.7 | 1 | 365 | 9.9457 | 0.93706 | 10 | 0.88273
50868 | 5.72 | 1 | 365 | 6.539 | 0.10804 | 6 | 0.64703
50566 | 9 | 1 | 365 | 10.2886 | 0.62454 | 10 | 0.91316
47709 | 6.213 | 1 | 365 | 7.1026 | 0.23781 | 7 | 0.34039
36161 | 8.829 | 1 | 365 | 10.0931 | 0.23268 | 10 | 0.32581
51333 | 6.93 | 1 | 365 | 7.9222 | 0.8809 | 8 | 0.80314
37509 | 8.375 | 1 | 365 | 9.5741 | 0.19228 | 9 | 0.76642
48883 | 6 | 1 | 365 | 6.8591 | 0.7497 | 7 | 0.60878
47713 | 9.156 | 1 | 365 | 10.467 | 0.98204 | 11 | 0.44899
43652 | 6.4 | 1 | 365 | 7.3164 | 0.66634 | 7 | 0.98269
59598 | 30.525 | 0.9 | 365 | 31.406 | 0.95642 | 32 | 0.36243
42462 | 6.25 | 1 | 365 | 7.1449 | 0.3226 | 7 | 0.46747
49767 | 24.96 | 1 | 365 | 28.5338 | 0.19874 | 28 | 0.73251
49296 | 9.4 | 1 | 365 | 10.7459 | 0.54119 | 11 | 0.28708
56152 | 7.8 | 1 | 365 | 8.9168 | 0.8746 | 9 | 0.79141
56359 | 11.7 | 1 | 365 | 13.3752 | 0.81191 | 14 | 0.18711
57741 | 9.9 | 1 | 365 | 11.3175 | 0.687 | 12 | 0.0044804
59473 | 14.79 | 1 | 365 | 16.9076 | 0.893 | 17 | 0.80063
38445 | 8.502 | 1 | 365 | 9.7193 | 0.48332 | 10 | 0.20264
51326 | 11.97 | 1 | 365 | 13.6839 | 0.43064 | 14 | 0.11451
51346 | 10.08 | 1 | 365 | 11.5233 | 0.099489 | 11 | 0.62274
51347 | 11.97 | 1 | 365 | 13.6839 | 0.43064 | 14 | 0.11451
51348 | 11.34 | 1 | 365 | 12.9637 | 0.98693 | 13 | 0.95059
51349 | 9.45 | 1 | 365 | 10.8031 | 0.65577 | 11 | 0.45882
51378 | 10.08 | 1 | 365 | 11.5233 | 0.099489 | 11 | 0.62274
37465 | 5.886 | 1 | 365 | 6.7288 | 0.48845 | 7 | 0.21721
37505 | 6.4 | 1 | 365 | 7.3164 | 0.66634 | 7 | 0.98269
50751 | 2.616 | 1 | 365 | 2.9906 | 0.99487 | 3 | 0.98543
44431 | 24.885 | 1 | 365 | 28.448 | 0.026864 | 28 | 0.4749
48045 | 5 | 1 | 365 | 5.7159 | 0.45808 | 6 | 0.17398
50177 | 6.9 | 1 | 365 | 7.8879 | 0.81215 | 8 | 0.70009
45509 | 9.8 | 1 | 365 | 11.2032 | 0.45784 | 11 | 0.661
47834 | 24.3 | 1 | 365 | 27.7793 | 0.68627 | 28 | 0.46554
50833 | 13.86 | 1 | 365 | 15.8445 | 0.7618 | 16 | 0.60627
47403 | 15.12 | 1 | 365 | 17.2849 | 0.64923 | 17 | 0.93412
51020 | 7.5 | 1 | 365 | 8.5739 | 0.18712 | 8 | 0.76097
49496 | 12 | 1 | 365 | 13.7182 | 0.49939 | 14 | 0.21755
50548 | 7.28 | 1 | 365 | 8.3224 | 0.68296 | 9 | 0.0053149
50545 | 13.2 | 1 | 365 | 15.09 | 0.24933 | 15 | 0.33931
50933 | 4.725 | 1 | 365 | 5.4015 | 0.82789 | 6 | 0.22941
45807 | 7.56 | 1 | 365 | 8.6424 | 0.32462 | 8 | 0.96706
49141 | 8.5 | 1 | 365 | 9.717 | 0.47874 | 10 | 0.19577
49112 | 12.285 | 1 | 365 | 14.044 | 0.1525 | 14 | 0.19647
44854 | 5.3 | 1 | 365 | 6.0589 | 0.14556 | 6 | 0.20442
46921 | 13.52 | 1 | 365 | 15.4558 | 0.98265 | 16 | 0.43844
47075 | 6.24 | 1 | 365 | 7.1334 | 0.29968 | 7 | 0.43313
46686 | 8.32 | 1 | 365 | 9.5113 | 0.066245 | 9 | 0.5775
46785 | 21.2 | 1 | 365 | 24.2354 | 0.58226 | 24 | 0.81768
46743 | 3.71 | 1 | 365 | 4.2412 | 0.5019 | 4 | 0.74309
46682 | 10.6 | 1 | 365 | 12.1177 | 0.29113 | 12 | 0.40884
46970 | 7.95 | 1 | 365 | 9.0883 | 0.21835 | 9 | 0.30663
57778 | 9.54 | 1 | 365 | 10.9059 | 0.86202 | 11 | 0.76795
57469 | 10.07 | 1 | 365 | 11.5118 | 0.076573 | 11 | 0.5884
57786 | 7.42 | 1 | 365 | 8.4824 | 0.0037907 | 8 | 0.48619
57801 | 4.5 | 1 | 365 | 5.1443 | 0.31227 | 5 | 0.45658
57890 | 10.8 | 1 | 365 | 12.3463 | 0.74945 | 13 | 0.095797
57969 | 9.9 | 1 | 365 | 11.3175 | 0.687 | 12 | 0.0044804
58006 | 13.5 | 1 | 365 | 15.4329 | 0.93682 | 16 | 0.36975
57792 | 3 | 1 | 365 | 3.4295 | 0.87485 | 4 | 0.30439
39907 | 9.755 | 1 | 365 | 11.1517 | 0.35471 | 11 | 0.50643
44377 | 6.76 | 1 | 365 | 7.7279 | 0.49132 | 8 | 0.21922
43226 | 3.975 | 1 | 365 | 4.5441 | 0.10917 | 4 | 0.65331
44969 | 7.395 | 1 | 365 | 8.4538 | 0.9465 | 9 | 0.40032
44617 | 8.25 | 1 | 365 | 9.4312 | 0.90583 | 10 | 0.33707
45116 | 5.035 | 1 | 365 | 5.7559 | 0.53829 | 6 | 0.2942
47565 | 3.18 | 1 | 365 | 3.6353 | 0.28734 | 3 | 0.92265
55792 | 5.72 | 1 | 365 | 6.539 | 0.10804 | 6 | 0.64703
55793 | 4.68 | 1 | 365 | 5.3501 | 0.72476 | 6 | 0.074845
55795 | 9.36 | 1 | 365 | 10.7002 | 0.44953 | 11 | 0.14969
55826 | 8.32 | 1 | 365 | 9.5113 | 0.066245 | 9 | 0.5775
55827 | 8.64 | 1 | 365 | 9.8771 | 0.79956 | 10 | 0.67664
55830 | 4.42 | 1 | 365 | 5.0529 | 0.12894 | 5 | 0.1818
55831 | 8.58 | 1 | 365 | 9.8085 | 0.66207 | 10 | 0.47055
55835 | 11.7 | 1 | 365 | 13.3752 | 0.81191 | 14 | 0.18711
55836 | 5.72 | 1 | 365 | 6.539 | 0.10804 | 6 | 0.64703
55842 | 6.75 | 1 | 365 | 7.7165 | 0.46841 | 8 | 0.18487
55882 | 8.32 | 1 | 365 | 9.5113 | 0.066245 | 9 | 0.5775
55883 | 10.4 | 1 | 365 | 11.8891 | 0.83281 | 12 | 0.72188
55884 | 4.68 | 1 | 365 | 5.3501 | 0.72476 | 6 | 0.074845
55888 | 13 | 1 | 365 | 14.8613 | 0.79101 | 15 | 0.65235
55961 | 8.1 | 1 | 365 | 9.2598 | 0.56209 | 9 | 0.82185
55963 | 9.36 | 1 | 365 | 10.7002 | 0.44953 | 11 | 0.14969
55964 | 9.36 | 1 | 365 | 10.7002 | 0.44953 | 11 | 0.14969
55965 | 4.68 | 1 | 365 | 5.3501 | 0.72476 | 6 | 0.074845
55973 | 2.34 | 1 | 365 | 2.675 | 0.36238 | 3 | 0.037423
55976 | 8.06 | 1 | 365 | 9.214 | 0.47042 | 9 | 0.68446
55977 | 9.36 | 1 | 365 | 10.7002 | 0.44953 | 11 | 0.14969
55978 | 8.06 | 1 | 365 | 9.214 | 0.47042 | 9 | 0.68446
55988 | 10.14 | 1 | 365 | 11.5918 | 0.23699 | 11 | 0.82883
56192 | 7.28 | 1 | 365 | 8.3224 | 0.68296 | 9 | 0.0053149
56200 | 6.24 | 1 | 365 | 7.1334 | 0.29968 | 7 | 0.43313
56209 | 8.32 | 1 | 365 | 9.5113 | 0.066245 | 9 | 0.5775
56213 | 6.24 | 1 | 365 | 7.1334 | 0.29968 | 7 | 0.43313
56214 | 7.28 | 1 | 365 | 8.3224 | 0.68296 | 9 | 0.0053149
56217 | 8.84 | 1 | 365 | 10.1057 | 0.25789 | 10 | 0.3636
56223 | 5.72 | 1 | 365 | 6.539 | 0.10804 | 6 | 0.64703
56231 | 3.38 | 1 | 365 | 3.8639 | 0.74566 | 4 | 0.60961
56233 | 12.42 | 1 | 365 | 14.1983 | 0.46187 | 14 | 0.66017
56247 | 5.98 | 1 | 365 | 6.8362 | 0.70386 | 7 | 0.54008
56248 | 12.74 | 1 | 365 | 14.5641 | 0.19519 | 14 | 0.7593
56249 | 9.62 | 1 | 365 | 10.9974 | 0.045346 | 11 | 0.042738
56250 | 3.64 | 1 | 365 | 4.1612 | 0.34148 | 4 | 0.50266
56251 | 3.12 | 1 | 365 | 3.5667 | 0.14984 | 3 | 0.71656
56252 | 2.08 | 1 | 365 | 2.3778 | 0.76656 | 3 | 0.14438
56651 | 6.76 | 1 | 365 | 7.7279 | 0.49132 | 8 | 0.21922
56654 | 10.66 | 1 | 365 | 12.1863 | 0.42863 | 12 | 0.61493
56656 | 4.32 | 1 | 365 | 4.9385 | 0.89978 | 5 | 0.83832
56660 | 9.36 | 1 | 365 | 10.7002 | 0.44953 | 11 | 0.14969
56684 | 2.86 | 1 | 365 | 3.2695 | 0.55402 | 3 | 0.82352
56692 | 4.68 | 1 | 365 | 5.3501 | 0.72476 | 6 | 0.074845
56696 | 4.42 | 1 | 365 | 5.0529 | 0.12894 | 5 | 0.1818
56698 | 4.16 | 1 | 365 | 4.7556 | 0.53312 | 5 | 0.28875
56700 | 12.48 | 1 | 365 | 14.2669 | 0.59937 | 14 | 0.86625
57303 | 3.99 | 1 | 365 | 4.5613 | 0.14355 | 4 | 0.70484
57312 | 4.42 | 1 | 365 | 5.0529 | 0.12894 | 5 | 0.1818
47910 | 10.45 | 1 | 365 | 11.9462 | 0.94739 | 12 | 0.89362
57325 | 4.68 | 1 | 365 | 5.3501 | 0.72476 | 6 | 0.074845
57326 | 9.1 | 1 | 365 | 10.4029 | 0.85371 | 11 | 0.25664
47302 | 6.76 | 1 | 365 | 7.7279 | 0.49132 | 8 | 0.21922
57329 | 4.42 | 1 | 365 | 5.0529 | 0.12894 | 5 | 0.1818
57331 | 5.2 | 1 | 365 | 5.9445 | 0.9164 | 6 | 0.86094
57332 | 7.02 | 1 | 365 | 8.0251 | 0.087144 | 8 | 0.11227
48567 | 7.95 | 1 | 365 | 9.0883 | 0.21835 | 9 | 0.30663
57333 | 8.58 | 1 | 365 | 9.8085 | 0.66207 | 10 | 0.47055
57336 | 5.98 | 1 | 365 | 6.8362 | 0.70386 | 7 | 0.54008
57362 | 5.04 | 1 | 365 | 5.7616 | 0.54974 | 6 | 0.31137
57439 | 5.2 | 1 | 365 | 5.9445 | 0.9164 | 6 | 0.86094
57440 | 9.88 | 1 | 365 | 11.2946 | 0.64117 | 11 | 0.93578
57442 | 7.8 | 1 | 365 | 8.9168 | 0.8746 | 9 | 0.79141
57443 | 13 | 1 | 365 | 14.8613 | 0.79101 | 15 | 0.65235
57444 | 5.2 | 1 | 365 | 5.9445 | 0.9164 | 6 | 0.86094
57445 | 7.02 | 1 | 365 | 8.0251 | 0.087144 | 8 | 0.11227
57446 | 8.91 | 1 | 365 | 10.1857 | 0.4183 | 10 | 0.60403
57447 | 11.96 | 1 | 365 | 13.6724 | 0.40773 | 14 | 0.08016
57448 | 6.24 | 1 | 365 | 7.1334 | 0.29968 | 7 | 0.43313
57450 | 7.02 | 1 | 365 | 8.0251 | 0.087144 | 8 | 0.11227
57451 | 5.46 | 1 | 365 | 6.2418 | 0.51222 | 6 | 0.75399
57453 | 4.16 | 1 | 365 | 4.7556 | 0.53312 | 5 | 0.28875
57454 | 7.54 | 1 | 365 | 8.6196 | 0.27878 | 8 | 0.89836
57455 | 9.88 | 1 | 365 | 11.2946 | 0.64117 | 11 | 0.93578
57456 | 5.46 | 1 | 365 | 6.2418 | 0.51222 | 6 | 0.75399
57457 | 6.76 | 1 | 365 | 7.7279 | 0.49132 | 8 | 0.21922
57459 | 4.42 | 1 | 365 | 5.0529 | 0.12894 | 5 | 0.1818
58289 | 7.28 | 1 | 365 | 8.3224 | 0.68296 | 9 | 0.0053149
58294 | 4.16 | 1 | 365 | 4.7556 | 0.53312 | 5 | 0.28875
58298 | 3.64 | 1 | 365 | 4.1612 | 0.34148 | 4 | 0.50266
58301 | 9.88 | 1 | 365 | 11.2946 | 0.64117 | 11 | 0.93578
58302 | 7.54 | 1 | 365 | 8.6196 | 0.27878 | 8 | 0.89836
48379 | 9.805 | 1 | 365 | 11.2089 | 0.46929 | 11 | 0.67817
58303 | 4.16 | 1 | 365 | 4.7556 | 0.53312 | 5 | 0.28875
58314 | 7.54 | 1 | 365 | 8.6196 | 0.27878 | 8 | 0.89836
58315 | 11.18 | 1 | 365 | 12.7808 | 0.62027 | 13 | 0.40102
58316 | 10.14 | 1 | 365 | 11.5918 | 0.23699 | 11 | 0.82883
58317 | 5.46 | 1 | 365 | 6.2418 | 0.51222 | 6 | 0.75399
58319 | 10.92 | 1 | 365 | 12.4835 | 0.024447 | 12 | 0.50797
58320 | 5.72 | 1 | 365 | 6.539 | 0.10804 | 6 | 0.64703
58321 | 7.02 | 1 | 365 | 8.0251 | 0.087144 | 8 | 0.11227
58332 | 9.1 | 1 | 365 | 10.4029 | 0.85371 | 11 | 0.25664
58333 | 3.64 | 1 | 365 | 4.1612 | 0.34148 | 4 | 0.50266
58337 | 4.68 | 1 | 365 | 5.3501 | 0.72476 | 6 | 0.074845
58382 | 5.83 | 1 | 365 | 6.6647 | 0.36012 | 7 | 0.024861
58383 | 11.96 | 1 | 365 | 13.6724 | 0.40773 | 14 | 0.08016
47944 | 11.275 | 1 | 365 | 12.8894 | 0.83797 | 13 | 0.72732
58384 | 11.18 | 1 | 365 | 12.7808 | 0.62027 | 13 | 0.40102
58385 | 7.28 | 1 | 365 | 8.3224 | 0.68296 | 9 | 0.0053149
58386 | 3.38 | 1 | 365 | 3.8639 | 0.74566 | 4 | 0.60961
48089 | 7.425 | 1 | 365 | 8.4881 | 0.015249 | 8 | 0.50336
48157 | 7.155 | 1 | 365 | 8.1795 | 0.39651 | 8 | 0.57597
58389 | 4.68 | 1 | 365 | 5.3501 | 0.72476 | 6 | 0.074845
58390 | 6.76 | 1 | 365 | 7.7279 | 0.49132 | 8 | 0.21922
58391 | 7.02 | 1 | 365 | 8.0251 | 0.087144 | 8 | 0.11227
58392 | 4.16 | 1 | 365 | 4.7556 | 0.53312 | 5 | 0.28875
58394 | 10.92 | 1 | 365 | 12.4835 | 0.024447 | 12 | 0.50797
58395 | 4.16 | 1 | 365 | 4.7556 | 0.53312 | 5 | 0.28875
58396 | 3.64 | 1 | 365 | 4.1612 | 0.34148 | 4 | 0.50266
58398 | 5.98 | 1 | 365 | 6.8362 | 0.70386 | 7 | 0.54008
56421 | 9.25 | 1 | 365 | 10.5744 | 0.19745 | 10 | 0.77186
56422 | 5.865 | 1 | 365 | 6.7048 | 0.44033 | 7 | 0.14508
58400 | 6.27 | 1 | 365 | 7.1677 | 0.36843 | 7 | 0.53617
58401 | 7.8 | 1 | 365 | 8.9168 | 0.8746 | 9 | 0.79141
58402 | 4.32 | 1 | 365 | 4.9385 | 0.89978 | 5 | 0.83832
43434 | 5.1 | 1 | 365 | 5.8302 | 0.68724 | 6 | 0.51746
58404 | 10.14 | 1 | 365 | 11.5918 | 0.23699 | 11 | 0.82883
58953 | 3.64 | 1 | 365 | 4.1612 | 0.34148 | 4 | 0.50266
50910 | 6 | 1 | 365 | 6.8591 | 0.7497 | 7 | 0.60878
58955 | 6.24 | 1 | 365 | 7.1334 | 0.29968 | 7 | 0.43313
50614 | 5.4 | 1 | 365 | 6.1732 | 0.37473 | 6 | 0.5479
57024 | 7.8 | 1 | 365 | 8.9168 | 0.8746 | 9 | 0.79141
58957 | 6.5 | 1 | 365 | 7.4307 | 0.8955 | 8 | 0.32617
42999 | 7.95 | 1 | 365 | 9.0883 | 0.21835 | 9 | 0.30663
57025 | 3.3 | 1 | 365 | 3.7725 | 0.56233 | 4 | 0.33483
58960 | 7.54 | 1 | 365 | 8.6196 | 0.27878 | 8 | 0.89836
42988 | 9.805 | 1 | 365 | 11.2089 | 0.46929 | 11 | 0.67817
43017 | 6.325 | 1 | 365 | 7.2306 | 0.49447 | 7 | 0.72508
43150 | 4.24 | 1 | 365 | 4.8471 | 0.71645 | 5 | 0.56354
57653 | 3 | 1 | 365 | 3.4295 | 0.87485 | 4 | 0.30439
43139 | 9.275 | 1 | 365 | 10.603 | 0.25474 | 10 | 0.85773
43218 | 9.9 | 1 | 365 | 11.3175 | 0.687 | 12 | 0.0044804
43197 | 11 | 1 | 365 | 12.575 | 0.20778 | 12 | 0.78276
43211 | 6.325 | 1 | 365 | 7.2306 | 0.49447 | 7 | 0.72508
43231 | 7.425 | 1 | 365 | 8.4881 | 0.015249 | 8 | 0.50336
58961 | 6.24 | 1 | 365 | 7.1334 | 0.29968 | 7 | 0.43313
57668 | 10.8 | 1 | 365 | 12.3463 | 0.74945 | 13 | 0.095797
55517 | 2.915 | 1 | 365 | 3.3324 | 0.68006 | 4 | 0.01243
44280 | 17.94 | 1 | 365 | 20.5086 | 0.11159 | 20 | 0.62024
58964 | 5.46 | 1 | 365 | 6.2418 | 0.51222 | 6 | 0.75399
57718 | 5.1 | 1 | 365 | 5.8302 | 0.68724 | 6 | 0.51746
56323 | 8.06 | 1 | 365 | 9.214 | 0.47042 | 9 | 0.68446
58965 | 9.62 | 1 | 365 | 10.9974 | 0.045346 | 11 | 0.042738
56324 | 11.275 | 1 | 365 | 12.8894 | 0.83797 | 13 | 0.72732
58966 | 5.98 | 1 | 365 | 6.8362 | 0.70386 | 7 | 0.54008
56325 | 3.975 | 1 | 365 | 4.5441 | 0.10917 | 4 | 0.65331
58967 | 7.54 | 1 | 365 | 8.6196 | 0.27878 | 8 | 0.89836
56326 | 10.6 | 1 | 365 | 12.1177 | 0.29113 | 12 | 0.40884
58971 | 7.28 | 1 | 365 | 8.3224 | 0.68296 | 9 | 0.0053149
56334 | 5.3 | 1 | 365 | 6.0589 | 0.14556 | 6 | 0.20442
56335 | 10.6 | 1 | 365 | 12.1177 | 0.29113 | 12 | 0.40884
58972 | 4.16 | 1 | 365 | 4.7556 | 0.53312 | 5 | 0.28875
56386 | 6.24 | 1 | 365 | 7.1334 | 0.29968 | 7 | 0.43313
56388 | 12.48 | 1 | 365 | 14.2669 | 0.59937 | 14 | 0.86625
58973 | 9.36 | 1 | 365 | 10.7002 | 0.44953 | 11 | 0.14969
56393 | 7.95 | 1 | 365 | 9.0883 | 0.21835 | 9 | 0.30663
58974 | 3.64 | 1 | 365 | 4.1612 | 0.34148 | 4 | 0.50266
56394 | 2.65 | 1 | 365 | 3.0294 | 0.072782 | 3 | 0.10221
58977 | 2.6 | 1 | 365 | 2.9723 | 0.9582 | 3 | 0.93047
56395 | 9.275 | 1 | 365 | 10.603 | 0.25474 | 10 | 0.85773
56571 | 6.625 | 1 | 365 | 7.5736 | 0.18196 | 7 | 0.75552
58978 | 7.54 | 1 | 365 | 8.6196 | 0.27878 | 8 | 0.89836
56573 | 2.65 | 1 | 365 | 3.0294 | 0.072782 | 3 | 0.10221
58979 | 9.1 | 1 | 365 | 10.4029 | 0.85371 | 11 | 0.25664
56575 | 5.83 | 1 | 365 | 6.6647 | 0.36012 | 7 | 0.024861
56577 | 8.215 | 1 | 365 | 9.3912 | 0.82563 | 10 | 0.21685
58992 | 11.44 | 1 | 365 | 13.078 | 0.21609 | 13 | 0.29407
56578 | 6.89 | 1 | 365 | 7.8765 | 0.78923 | 8 | 0.66574
58994 | 6.21 | 1 | 365 | 7.0991 | 0.23094 | 7 | 0.33008
56582 | 5.3 | 1 | 365 | 6.0589 | 0.14556 | 6 | 0.20442
58995 | 10.14 | 1 | 365 | 11.5918 | 0.23699 | 11 | 0.82883
56583 | 6.36 | 1 | 365 | 7.2706 | 0.57468 | 7 | 0.8453
56584 | 7.42 | 1 | 365 | 8.4824 | 0.0037907 | 8 | 0.48619
58997 | 10.92 | 1 | 365 | 12.4835 | 0.024447 | 12 | 0.50797
56662 | 6.76 | 1 | 365 | 7.7279 | 0.49132 | 8 | 0.21922
58998 | 12.22 | 1 | 365 | 13.9697 | 0.0035475 | 13 | 0.97321
56666 | 11.44 | 1 | 365 | 13.078 | 0.21609 | 13 | 0.29407
58999 | 4.68 | 1 | 365 | 5.3501 | 0.72476 | 6 | 0.074845
56668 | 4.505 | 1 | 365 | 5.15 | 0.32373 | 5 | 0.47376
59000 | 3.64 | 1 | 365 | 4.1612 | 0.34148 | 4 | 0.50266
56671 | 3.18 | 1 | 365 | 3.6353 | 0.28734 | 3 | 0.92265
56673 | 4.77 | 1 | 365 | 5.453 | 0.93101 | 6 | 0.38398
59001 | 9.975 | 1 | 365 | 11.4032 | 0.85887 | 12 | 0.26209
59004 | 5.98 | 1 | 365 | 6.8362 | 0.70386 | 7 | 0.54008
59005 | 6.76 | 1 | 365 | 7.7279 | 0.49132 | 8 | 0.21922
59006 | 11.44 | 1 | 365 | 13.078 | 0.21609 | 13 | 0.29407
59008 | 3.12 | 1 | 365 | 3.5667 | 0.14984 | 3 | 0.71656
59009 | 4.94 | 1 | 365 | 5.6473 | 0.32058 | 5 | 0.96789
59010 | 4.68 | 1 | 365 | 5.3501 | 0.72476 | 6 | 0.074845
59011 | 11.7 | 1 | 365 | 13.3752 | 0.81191 | 14 | 0.18711
59013 | 8.06 | 1 | 365 | 9.214 | 0.47042 | 9 | 0.68446
59014 | 7.29 | 1 | 365 | 8.3338 | 0.70588 | 9 | 0.039663
38031 | 5.72 | 1 | 365 | 6.539 | 0.10804 | 6 | 0.64703
59016 | 10.4 | 1 | 365 | 11.8891 | 0.83281 | 12 | 0.72188
59017 | 9.99 | 1 | 365 | 11.4204 | 0.89324 | 12 | 0.31361
59018 | 6.24 | 1 | 365 | 7.1334 | 0.29968 | 7 | 0.43313
59020 | 12.48 | 1 | 365 | 14.2669 | 0.59937 | 14 | 0.86625
59012 | 13.26 | 1 | 365 | 15.1586 | 0.38683 | 15 | 0.54539
59023 | 13.26 | 1 | 365 | 15.1586 | 0.38683 | 15 | 0.54539
59024 | 13.26 | 1 | 365 | 15.1586 | 0.38683 | 15 | 0.54539
59025 | 10.14 | 1 | 365 | 11.5918 | 0.23699 | 11 | 0.82883
58968 | 6.5 | 1 | 365 | 7.4307 | 0.8955 | 8 | 0.32617
59026 | 10.26 | 1 | 365 | 11.729 | 0.51198 | 12 | 0.24101
59015 | 7.54 | 1 | 365 | 8.6196 | 0.27878 | 8 | 0.89836
59027 | 6.75 | 1 | 365 | 7.7165 | 0.46841 | 8 | 0.18487
59030 | 6.5 | 1 | 365 | 7.4307 | 0.8955 | 8 | 0.32617
59032 | 9.72 | 1 | 365 | 11.1117 | 0.27451 | 11 | 0.38622
59040 | 3.12 | 1 | 365 | 3.5667 | 0.14984 | 3 | 0.71656
59041 | 3.78 | 1 | 365 | 4.3212 | 0.66231 | 4 | 0.98353
55572 | 3.9 | 1 | 365 | 4.4584 | 0.9373 | 5 | 0.3957
55791 | 4.35 | 1 | 365 | 4.9728 | 0.96853 | 5 | 0.94136
55797 | 4.68 | 1 | 365 | 5.3501 | 0.72476 | 6 | 0.074845
55834 | 13.34 | 1 | 365 | 15.25 | 0.57016 | 15 | 0.82018
55975 | 6.36 | 1 | 365 | 7.2706 | 0.57468 | 7 | 0.8453
56649 | 9.36 | 1 | 365 | 10.7002 | 0.44953 | 11 | 0.14969
56658 | 4.68 | 1 | 365 | 5.3501 | 0.72476 | 6 | 0.074845
56689 | 5.46 | 1 | 365 | 6.2418 | 0.51222 | 6 | 0.75399
55897 | 3.445 | 1 | 365 | 3.9383 | 0.89462 | 4 | 0.83287
27093 | 983.84 | 0.9 | 365 | 1012.2356 | 0.12514 | 1012 | 0.36073
55527 | 2.835 | 1 | 365 | 3.2409 | 0.49673 | 3 | 0.73765
55423 | 6.24 | 1 | 365 | 7.1334 | 0.29968 | 7 | 0.43313
55898 | 8.32 | 1 | 365 | 9.5113 | 0.066245 | 9 | 0.5775
48305 | 3.6 | 1 | 365 | 4.1154 | 0.24982 | 4 | 0.36527
55899 | 9.805 | 1 | 365 | 11.2089 | 0.46929 | 11 | 0.67817
56790 | 3.6 | 1 | 365 | 4.1154 | 0.24982 | 4 | 0.36527
55901 | 5.83 | 1 | 365 | 6.6647 | 0.36012 | 7 | 0.024861
55902 | 5.035 | 1 | 365 | 5.7559 | 0.53829 | 6 | 0.2942
58709 | 6.84 | 1 | 365 | 7.8194 | 0.67465 | 8 | 0.494
55904 | 7.54 | 1 | 365 | 8.6196 | 0.27878 | 8 | 0.89836
58711 | 7.2 | 1 | 365 | 8.2309 | 0.49964 | 8 | 0.73053
55905 | 10.6 | 1 | 365 | 12.1177 | 0.29113 | 12 | 0.40884
58809 | 7.2 | 1 | 365 | 8.2309 | 0.49964 | 8 | 0.73053
49725 | 3.84 | 1 | 365 | 4.3898 | 0.79981 | 5 | 0.18962
58730 | 6.24 | 1 | 365 | 7.1334 | 0.29968 | 7 | 0.43313
55986 | 8.48 | 1 | 365 | 9.6942 | 0.4329 | 10 | 0.12707
58604 | 10.865 | 1 | 365 | 12.4207 | 0.89841 | 13 | 0.31906
56042 | 9.54 | 1 | 365 | 10.9059 | 0.86202 | 11 | 0.76795
46032 | 6.867 | 1 | 365 | 7.8502 | 0.73653 | 8 | 0.58674
56078 | 10.6 | 1 | 365 | 12.1177 | 0.29113 | 12 | 0.40884
45764 | 34.32 | 0.9 | 365 | 35.3105 | 0.78344 | 36 | 0.093979
56079 | 6.76 | 1 | 365 | 7.7279 | 0.49132 | 8 | 0.21922
56080 | 7.54 | 1 | 365 | 8.6196 | 0.27878 | 8 | 0.89836
44573 | 11.44 | 1 | 365 | 13.078 | 0.21609 | 13 | 0.29407
56084 | 9.1 | 1 | 365 | 10.4029 | 0.85371 | 11 | 0.25664
58677 | 40.32 | 0.9 | 365 | 41.4837 | 0.15816 | 41 | 0.64188
56086 | 8.58 | 1 | 365 | 9.8085 | 0.66207 | 10 | 0.47055
58798 | 4.42 | 1 | 365 | 5.0529 | 0.12894 | 5 | 0.1818
56088 | 12.74 | 1 | 365 | 14.5641 | 0.19519 | 14 | 0.7593
50650 | 10.4 | 1 | 365 | 11.8891 | 0.83281 | 12 | 0.72188
56089 | 8.06 | 1 | 365 | 9.214 | 0.47042 | 9 | 0.68446
59131 | 2.34 | 1 | 365 | 2.675 | 0.36238 | 3 | 0.037423
56099 | 13.26 | 1 | 365 | 15.1586 | 0.38683 | 15 | 0.54539
51071 | 10.07 | 1 | 365 | 11.5118 | 0.076573 | 11 | 0.5884
56100 | 9.36 | 1 | 365 | 10.7002 | 0.44953 | 11 | 0.14969
56103 | 9.1 | 1 | 365 | 10.4029 | 0.85371 | 11 | 0.25664
51175 | 10.6 | 1 | 365 | 12.1177 | 0.29113 | 12 | 0.40884
56104 | 10.14 | 1 | 365 | 11.5918 | 0.23699 | 11 | 0.82883
51439 | 10.6 | 1 | 365 | 12.1177 | 0.29113 | 12 | 0.40884
56107 | 6.76 | 1 | 365 | 7.7279 | 0.49132 | 8 | 0.21922
43238 | 9.01 | 1 | 365 | 10.3001 | 0.64746 | 10 | 0.94751
56108 | 6.76 | 1 | 365 | 7.7279 | 0.49132 | 8 | 0.21922
57640 | 11.25 | 1 | 365 | 12.8608 | 0.78068 | 13 | 0.64146
56110 | 5.98 | 1 | 365 | 6.8362 | 0.70386 | 7 | 0.54008
56111 | 10.4 | 1 | 365 | 11.8891 | 0.83281 | 12 | 0.72188
57805 | 13.515 | 1 | 365 | 15.4501 | 0.97119 | 16 | 0.42127
56163 | 10.56 | 1 | 365 | 12.072 | 0.19946 | 12 | 0.27145
55454 | 12.5 | 1 | 365 | 14.2897 | 0.6452 | 14 | 0.93495
56166 | 12.925 | 1 | 365 | 14.7756 | 0.61914 | 15 | 0.39474
56168 | 10.4 | 1 | 365 | 11.8891 | 0.83281 | 12 | 0.72188
56169 | 11.96 | 1 | 365 | 13.6724 | 0.40773 | 14 | 0.08016
56170 | 10.23 | 1 | 365 | 11.6947 | 0.44323 | 12 | 0.13796
56676 | 10.07 | 1 | 365 | 11.5118 | 0.076573 | 11 | 0.5884
56677 | 4.24 | 1 | 365 | 4.8471 | 0.71645 | 5 | 0.56354
56679 | 5.83 | 1 | 365 | 6.6647 | 0.36012 | 7 | 0.024861
56681 | 3.975 | 1 | 365 | 4.5441 | 0.10917 | 4 | 0.65331
55498 | 12.75 | 1 | 365 | 14.5755 | 0.2181 | 14 | 0.79365
56683 | 6.625 | 1 | 365 | 7.5736 | 0.18196 | 7 | 0.75552
55500 | 10.455 | 1 | 365 | 11.9519 | 0.95885 | 12 | 0.91079
56881 | 7.42 | 1 | 365 | 8.4824 | 0.0037907 | 8 | 0.48619
56882 | 6.24 | 1 | 365 | 7.1334 | 0.29968 | 7 | 0.43313
56116 | 10.5 | 1 | 365 | 12.0034 | 0.061968 | 12 | 0.065358
56256 | 12.75 | 1 | 365 | 14.5755 | 0.2181 | 14 | 0.79365
56257 | 10.455 | 1 | 365 | 11.9519 | 0.95885 | 12 | 0.91079
56588 | 11.5 | 1 | 365 | 13.1466 | 0.35358 | 13 | 0.50015
57227 | 12.495 | 1 | 365 | 14.284 | 0.63374 | 14 | 0.91778
57235 | 10.25 | 1 | 365 | 11.7176 | 0.48906 | 12 | 0.20666
56883 | 8.745 | 1 | 365 | 9.9971 | 0.040182 | 10 | 0.037291
57449 | 13.5 | 1 | 365 | 15.4329 | 0.93682 | 16 | 0.36975
57549 | 11.22 | 1 | 365 | 12.8265 | 0.71193 | 13 | 0.53841
57550 | 13.5 | 1 | 365 | 15.4329 | 0.93682 | 16 | 0.36975
56884 | 5.035 | 1 | 365 | 5.7559 | 0.53829 | 6 | 0.2942
57590 | 11.7 | 1 | 365 | 13.3752 | 0.81191 | 14 | 0.18711
57636 | 11.5 | 1 | 365 | 13.1466 | 0.35358 | 13 | 0.50015
58717 | 9.1 | 1 | 365 | 10.4029 | 0.85371 | 11 | 0.25664
57638 | 10.5 | 1 | 365 | 12.0034 | 0.061968 | 12 | 0.065358
58340 | 12.25 | 1 | 365 | 14.004 | 0.072296 | 14 | 0.076251
56886 | 5.035 | 1 | 365 | 5.7559 | 0.53829 | 6 | 0.2942
56889 | 3.445 | 1 | 365 | 3.9383 | 0.89462 | 4 | 0.83287
56952 | 5.035 | 1 | 365 | 5.7559 | 0.53829 | 6 | 0.2942
57002 | 12.32 | 1 | 365 | 14.084 | 0.23271 | 14 | 0.31669
57003 | 7.02 | 1 | 365 | 8.0251 | 0.087144 | 8 | 0.11227
57004 | 9.88 | 1 | 365 | 11.2946 | 0.64117 | 11 | 0.93578
57005 | 10.4 | 1 | 365 | 11.8891 | 0.83281 | 12 | 0.72188
57006 | 10.66 | 1 | 365 | 12.1863 | 0.42863 | 12 | 0.61493
57007 | 5.3 | 1 | 365 | 6.0589 | 0.14556 | 6 | 0.20442
57078 | 2.915 | 1 | 365 | 3.3324 | 0.68006 | 4 | 0.01243
57088 | 7.28 | 1 | 365 | 8.3224 | 0.68296 | 9 | 0.0053149
57216 | 9.275 | 1 | 365 | 10.603 | 0.25474 | 10 | 0.85773
57218 | 8.745 | 1 | 365 | 9.9971 | 0.040182 | 10 | 0.037291
57291 | 10.6 | 1 | 365 | 12.1177 | 0.29113 | 12 | 0.40884
57293 | 6.36 | 1 | 365 | 7.2706 | 0.57468 | 7 | 0.8453
57297 | 10.6 | 1 | 365 | 12.1177 | 0.29113 | 12 | 0.40884
57463 | 5.3 | 1 | 365 | 6.0589 | 0.14556 | 6 | 0.20442
57465 | 3.975 | 1 | 365 | 4.5441 | 0.10917 | 4 | 0.65331
57466 | 12.1 | 1 | 365 | 13.8325 | 0.72855 | 14 | 0.56103
57527 | 4.77 | 1 | 365 | 5.453 | 0.93101 | 6 | 0.38398
57528 | 3.64 | 1 | 365 | 4.1612 | 0.34148 | 4 | 0.50266
57529 | 4.77 | 1 | 365 | 5.453 | 0.93101 | 6 | 0.38398
57530 | 4.68 | 1 | 365 | 5.3501 | 0.72476 | 6 | 0.074845
57531 | 5.83 | 1 | 365 | 6.6647 | 0.36012 | 7 | 0.024861
57532 | 7.42 | 1 | 365 | 8.4824 | 0.0037907 | 8 | 0.48619
57535 | 6.44 | 1 | 365 | 7.3621 | 0.75801 | 8 | 0.12009
57537 | 4.24 | 1 | 365 | 4.8471 | 0.71645 | 5 | 0.56354
57538 | 6.625 | 1 | 365 | 7.5736 | 0.18196 | 7 | 0.75552
57541 | 6.6 | 1 | 365 | 7.545 | 0.12467 | 7 | 0.66965
57543 | 4.68 | 1 | 365 | 5.3501 | 0.72476 | 6 | 0.074845
57544 | 8.58 | 1 | 365 | 9.8085 | 0.66207 | 10 | 0.47055
57554 | 3.445 | 1 | 365 | 3.9383 | 0.89462 | 4 | 0.83287
57559 | 6.24 | 1 | 365 | 7.1334 | 0.29968 | 7 | 0.43313
57561 | 3.975 | 1 | 365 | 4.5441 | 0.10917 | 4 | 0.65331
57562 | 5.3 | 1 | 365 | 6.0589 | 0.14556 | 6 | 0.20442
57564 | 5.565 | 1 | 365 | 6.3618 | 0.75284 | 7 | 0.11464
57566 | 4.77 | 1 | 365 | 5.453 | 0.93101 | 6 | 0.38398
57571 | 4.77 | 1 | 365 | 5.453 | 0.93101 | 6 | 0.38398
57733 | 4.68 | 1 | 365 | 5.3501 | 0.72476 | 6 | 0.074845
57734 | 5.2 | 1 | 365 | 5.9445 | 0.9164 | 6 | 0.86094
58206 | 9.275 | 1 | 365 | 10.603 | 0.25474 | 10 | 0.85773
57735 | 7.685 | 1 | 365 | 8.7853 | 0.61107 | 9 | 0.39641
57736 | 5.3 | 1 | 365 | 6.0589 | 0.14556 | 6 | 0.20442
57737 | 7.685 | 1 | 365 | 8.7853 | 0.61107 | 9 | 0.39641
58207 | 6.095 | 1 | 365 | 6.9677 | 0.9674 | 7 | 0.93508
57842 | 8.8 | 1 | 365 | 10.06 | 0.16622 | 10 | 0.2262
57845 | 8.745 | 1 | 365 | 9.9971 | 0.040182 | 10 | 0.037291
57846 | 3.18 | 1 | 365 | 3.6353 | 0.28734 | 3 | 0.92265
57849 | 12.1 | 1 | 365 | 13.8325 | 0.72855 | 14 | 0.56103
58210 | 8.215 | 1 | 365 | 9.3912 | 0.82563 | 10 | 0.21685
58010 | 9.01 | 1 | 365 | 10.3001 | 0.64746 | 10 | 0.94751
58012 | 7.685 | 1 | 365 | 8.7853 | 0.61107 | 9 | 0.39641
58211 | 4.24 | 1 | 365 | 4.8471 | 0.71645 | 5 | 0.56354
58092 | 8.84 | 1 | 365 | 10.1057 | 0.25789 | 10 | 0.3636
58093 | 5.225 | 1 | 365 | 5.9731 | 0.97369 | 6 | 0.94681
58212 | 4.505 | 1 | 365 | 5.15 | 0.32373 | 5 | 0.47376
58216 | 8.58 | 1 | 365 | 9.8085 | 0.66207 | 10 | 0.47055
58217 | 10.66 | 1 | 365 | 12.1863 | 0.42863 | 12 | 0.61493
58219 | 3.18 | 1 | 365 | 3.6353 | 0.28734 | 3 | 0.92265
58455 | 10.07 | 1 | 365 | 11.5118 | 0.076573 | 11 | 0.5884
58096 | 9.805 | 1 | 365 | 11.2089 | 0.46929 | 11 | 0.67817
58220 | 7.7 | 1 | 365 | 8.8025 | 0.64544 | 9 | 0.44793
58456 | 7.42 | 1 | 365 | 8.4824 | 0.0037907 | 8 | 0.48619
58221 | 4.505 | 1 | 365 | 5.15 | 0.32373 | 5 | 0.47376
58097 | 8.215 | 1 | 365 | 9.3912 | 0.82563 | 10 | 0.21685
58460 | 13 | 1 | 365 | 14.8613 | 0.79101 | 15 | 0.65235
58222 | 7.155 | 1 | 365 | 8.1795 | 0.39651 | 8 | 0.57597
58545 | 10.4 | 1 | 365 | 11.8891 | 0.83281 | 12 | 0.72188
58305 | 10.07 | 1 | 365 | 11.5118 | 0.076573 | 11 | 0.5884
58099 | 5.035 | 1 | 365 | 5.7559 | 0.53829 | 6 | 0.2942
58306 | 7.54 | 1 | 365 | 8.6196 | 0.27878 | 8 | 0.89836
58307 | 8.215 | 1 | 365 | 9.3912 | 0.82563 | 10 | 0.21685
58546 | 9.88 | 1 | 365 | 11.2946 | 0.64117 | 11 | 0.93578
58308 | 5.98 | 1 | 365 | 6.8362 | 0.70386 | 7 | 0.54008
58547 | 9.01 | 1 | 365 | 10.3001 | 0.64746 | 10 | 0.94751
58548 | 3.445 | 1 | 365 | 3.9383 | 0.89462 | 4 | 0.83287
58309 | 5.83 | 1 | 365 | 6.6647 | 0.36012 | 7 | 0.024861
58165 | 8.58 | 1 | 365 | 9.8085 | 0.66207 | 10 | 0.47055
58310 | 3.18 | 1 | 365 | 3.6353 | 0.28734 | 3 | 0.92265
58549 | 6.095 | 1 | 365 | 6.9677 | 0.9674 | 7 | 0.93508
58550 | 6.89 | 1 | 365 | 7.8765 | 0.78923 | 8 | 0.66574
58160 | 5.72 | 1 | 365 | 6.539 | 0.10804 | 6 | 0.64703
58312 | 3.71 | 1 | 365 | 4.2412 | 0.5019 | 4 | 0.74309
58557 | 7.42 | 1 | 365 | 8.4824 | 0.0037907 | 8 | 0.48619
58171 | 7.02 | 1 | 365 | 8.0251 | 0.087144 | 8 | 0.11227
58358 | 6.5 | 1 | 365 | 7.4307 | 0.8955 | 8 | 0.32617
58591 | 7.42 | 1 | 365 | 8.4824 | 0.0037907 | 8 | 0.48619
58177 | 6.24 | 1 | 365 | 7.1334 | 0.29968 | 7 | 0.43313
58361 | 12.65 | 1 | 365 | 14.4612 | 0.98894 | 15 | 0.45017
58593 | 8.48 | 1 | 365 | 9.6942 | 0.4329 | 10 | 0.12707
58179 | 4.24 | 1 | 365 | 4.8471 | 0.71645 | 5 | 0.56354
58363 | 6.625 | 1 | 365 | 7.5736 | 0.18196 | 7 | 0.75552
58594 | 12.22 | 1 | 365 | 13.9697 | 0.0035475 | 13 | 0.97321
58596 | 9.805 | 1 | 365 | 11.2089 | 0.46929 | 11 | 0.67817
58180 | 11.96 | 1 | 365 | 13.6724 | 0.40773 | 14 | 0.08016
58364 | 3.71 | 1 | 365 | 4.2412 | 0.5019 | 4 | 0.74309
58181 | 8.84 | 1 | 365 | 10.1057 | 0.25789 | 10 | 0.3636
58592 | 3.71 | 1 | 365 | 4.2412 | 0.5019 | 4 | 0.74309
58368 | 5.775 | 1 | 365 | 6.6019 | 0.23408 | 6 | 0.83595
58369 | 4.24 | 1 | 365 | 4.8471 | 0.71645 | 5 | 0.56354
58183 | 6.24 | 1 | 365 | 7.1334 | 0.29968 | 7 | 0.43313
58370 | 5.46 | 1 | 365 | 6.2418 | 0.51222 | 6 | 0.75399
58184 | 7.02 | 1 | 365 | 8.0251 | 0.087144 | 8 | 0.11227
58374 | 11.18 | 1 | 365 | 12.7808 | 0.62027 | 13 | 0.40102
58185 | 3.64 | 1 | 365 | 4.1612 | 0.34148 | 4 | 0.50266
58375 | 8.48 | 1 | 365 | 9.6942 | 0.4329 | 10 | 0.12707
58187 | 6.24 | 1 | 365 | 7.1334 | 0.29968 | 7 | 0.43313
58406 | 5.83 | 1 | 365 | 6.6647 | 0.36012 | 7 | 0.024861
58190 | 4.16 | 1 | 365 | 4.7556 | 0.53312 | 5 | 0.28875
58407 | 8.48 | 1 | 365 | 9.6942 | 0.4329 | 10 | 0.12707
58194 | 9.88 | 1 | 365 | 11.2946 | 0.64117 | 11 | 0.93578
58408 | 7.42 | 1 | 365 | 8.4824 | 0.0037907 | 8 | 0.48619
58202 | 4.24 | 1 | 365 | 4.8471 | 0.71645 | 5 | 0.56354
58409 | 3.975 | 1 | 365 | 4.5441 | 0.10917 | 4 | 0.65331
58203 | 4.24 | 1 | 365 | 4.8471 | 0.71645 | 5 | 0.56354
58410 | 6.625 | 1 | 365 | 7.5736 | 0.18196 | 7 | 0.75552
58204 | 5.2 | 1 | 365 | 5.9445 | 0.9164 | 6 | 0.86094
58411 | 7.95 | 1 | 365 | 9.0883 | 0.21835 | 9 | 0.30663
58599 | 3.71 | 1 | 365 | 4.2412 | 0.5019 | 4 | 0.74309
58412 | 3.975 | 1 | 365 | 4.5441 | 0.10917 | 4 | 0.65331
58413 | 5.3 | 1 | 365 | 6.0589 | 0.14556 | 6 | 0.20442
58415 | 9.805 | 1 | 365 | 11.2089 | 0.46929 | 11 | 0.67817
58416 | 7.155 | 1 | 365 | 8.1795 | 0.39651 | 8 | 0.57597
58450 | 9.1 | 1 | 365 | 10.4029 | 0.85371 | 11 | 0.25664
58451 | 7.685 | 1 | 365 | 8.7853 | 0.61107 | 9 | 0.39641
58452 | 3.71 | 1 | 365 | 4.2412 | 0.5019 | 4 | 0.74309
59150 | 10.4 | 1 | 365 | 11.8891 | 0.83281 | 12 | 0.72188
59153 | 9.54 | 1 | 365 | 10.9059 | 0.86202 | 11 | 0.76795
59154 | 7.28 | 1 | 365 | 8.3224 | 0.68296 | 9 | 0.0053149
59155 | 9.62 | 1 | 365 | 10.9974 | 0.045346 | 11 | 0.042738
59242 | 8.525 | 1 | 365 | 9.7456 | 0.53603 | 10 | 0.28164
59243 | 8.215 | 1 | 365 | 9.3912 | 0.82563 | 10 | 0.21685
59245 | 6.625 | 1 | 365 | 7.5736 | 0.18196 | 7 | 0.75552
59248 | 7.155 | 1 | 365 | 8.1795 | 0.39651 | 8 | 0.57597
59249 | 5.6 | 1 | 365 | 6.4018 | 0.83305 | 7 | 0.23486
58601 | 5.2 | 1 | 365 | 5.9445 | 0.9164 | 6 | 0.86094
59256 | 7.28 | 1 | 365 | 8.3224 | 0.68296 | 9 | 0.0053149
58602 | 9.36 | 1 | 365 | 10.7002 | 0.44953 | 11 | 0.14969
59257 | 8.58 | 1 | 365 | 9.8085 | 0.66207 | 10 | 0.47055
58606 | 5.83 | 1 | 365 | 6.6647 | 0.36012 | 7 | 0.024861
59259 | 4.68 | 1 | 365 | 5.3501 | 0.72476 | 6 | 0.074845
58608 | 9.88 | 1 | 365 | 11.2946 | 0.64117 | 11 | 0.93578
58928 | 5.46 | 1 | 365 | 6.2418 | 0.51222 | 6 | 0.75399
58643 | 8.215 | 1 | 365 | 9.3912 | 0.82563 | 10 | 0.21685
58941 | 2.08 | 1 | 365 | 2.3778 | 0.76656 | 3 | 0.14438
58943 | 14.04 | 1 | 365 | 16.0502 | 0.17429 | 16 | 0.22454
58645 | 6.095 | 1 | 365 | 6.9677 | 0.9674 | 7 | 0.93508
58945 | 10.66 | 1 | 365 | 12.1863 | 0.42863 | 12 | 0.61493
58649 | 10.4 | 1 | 365 | 11.8891 | 0.83281 | 12 | 0.72188
58946 | 4.68 | 1 | 365 | 5.3501 | 0.72476 | 6 | 0.074845
58650 | 5.2 | 1 | 365 | 5.9445 | 0.9164 | 6 | 0.86094
58948 | 8.06 | 1 | 365 | 9.214 | 0.47042 | 9 | 0.68446
58691 | 8.25 | 1 | 365 | 9.4312 | 0.90583 | 10 | 0.33707
58692 | 8.215 | 1 | 365 | 9.3912 | 0.82563 | 10 | 0.21685
58694 | 6.625 | 1 | 365 | 7.5736 | 0.18196 | 7 | 0.75552
58695 | 7.685 | 1 | 365 | 8.7853 | 0.61107 | 9 | 0.39641
58696 | 3.08 | 1 | 365 | 3.521 | 0.058177 | 3 | 0.57917
58697 | 3.64 | 1 | 365 | 4.1612 | 0.34148 | 4 | 0.50266
58698 | 10.07 | 1 | 365 | 11.5118 | 0.076573 | 11 | 0.5884
58735 | 7.95 | 1 | 365 | 9.0883 | 0.21835 | 9 | 0.30663
58738 | 6.76 | 1 | 365 | 7.7279 | 0.49132 | 8 | 0.21922
58740 | 2.8 | 1 | 365 | 3.2009 | 0.41652 | 3 | 0.61743
58741 | 5.72 | 1 | 365 | 6.539 | 0.10804 | 6 | 0.64703
58775 | 8.745 | 1 | 365 | 9.9971 | 0.040182 | 10 | 0.037291
58780 | 9.88 | 1 | 365 | 11.2946 | 0.64117 | 11 | 0.93578
58782 | 9.36 | 1 | 365 | 10.7002 | 0.44953 | 11 | 0.14969
58819 | 5.98 | 1 | 365 | 6.8362 | 0.70386 | 7 | 0.54008
58823 | 5.035 | 1 | 365 | 5.7559 | 0.53829 | 6 | 0.2942
58824 | 3.975 | 1 | 365 | 4.5441 | 0.10917 | 4 | 0.65331
58950 | 8.06 | 1 | 365 | 9.214 | 0.47042 | 9 | 0.68446
58841 | 5.035 | 1 | 365 | 5.7559 | 0.53829 | 6 | 0.2942
58843 | 6.76 | 1 | 365 | 7.7279 | 0.49132 | 8 | 0.21922
58845 | 6.095 | 1 | 365 | 6.9677 | 0.9674 | 7 | 0.93508
58846 | 3.36 | 1 | 365 | 3.8411 | 0.69983 | 4 | 0.54091
58849 | 10.335 | 1 | 365 | 11.8148 | 0.68385 | 12 | 0.49862
58851 | 10.36 | 1 | 365 | 11.8433 | 0.74114 | 12 | 0.58449
58853 | 3.08 | 1 | 365 | 3.521 | 0.058177 | 3 | 0.57917
58854 | 8.745 | 1 | 365 | 9.9971 | 0.040182 | 10 | 0.037291
58927 | 9.24 | 1 | 365 | 10.563 | 0.17453 | 10 | 0.73752
58931 | 5.2 | 1 | 365 | 5.9445 | 0.9164 | 6 | 0.86094
58932 | 7.02 | 1 | 365 | 8.0251 | 0.087144 | 8 | 0.11227
58935 | 7.8 | 1 | 365 | 8.9168 | 0.8746 | 9 | 0.79141
58952 | 8.215 | 1 | 365 | 9.3912 | 0.82563 | 10 | 0.21685
59028 | 7.02 | 1 | 365 | 8.0251 | 0.087144 | 8 | 0.11227
59037 | 4.42 | 1 | 365 | 5.0529 | 0.12894 | 5 | 0.1818
58936 | 10.81 | 1 | 365 | 12.3578 | 0.77237 | 13 | 0.13014
59042 | 3.18 | 1 | 365 | 3.6353 | 0.28734 | 3 | 0.92265
58938 | 10.4 | 1 | 365 | 11.8891 | 0.83281 | 12 | 0.72188
59043 | 8.32 | 1 | 365 | 9.5113 | 0.066245 | 9 | 0.5775
58939 | 11.44 | 1 | 365 | 13.078 | 0.21609 | 13 | 0.29407
59036 | 6.095 | 1 | 365 | 6.9677 | 0.9674 | 7 | 0.93508
59039 | 4.77 | 1 | 365 | 5.453 | 0.93101 | 6 | 0.38398
59077 | 10.335 | 1 | 365 | 11.8148 | 0.68385 | 12 | 0.49862
59078 | 6.76 | 1 | 365 | 7.7279 | 0.49132 | 8 | 0.21922
59080 | 12.74 | 1 | 365 | 14.5641 | 0.19519 | 14 | 0.7593
59082 | 4.94 | 1 | 365 | 5.6473 | 0.32058 | 5 | 0.96789
59128 | 10.08 | 1 | 365 | 11.5233 | 0.099489 | 11 | 0.62274
59047 | 13.26 | 1 | 365 | 15.1586 | 0.38683 | 15 | 0.54539
59133 | 3.64 | 1 | 365 | 4.1612 | 0.34148 | 4 | 0.50266
59134 | 6.89 | 1 | 365 | 7.8765 | 0.78923 | 8 | 0.66574
59205 | 4.16 | 1 | 365 | 4.7556 | 0.53312 | 5 | 0.28875
59059 | 8.32 | 1 | 365 | 9.5113 | 0.066245 | 9 | 0.5775
59062 | 4.335 | 1 | 365 | 4.9557 | 0.93416 | 5 | 0.88984
59064 | 5.98 | 1 | 365 | 6.8362 | 0.70386 | 7 | 0.54008
59067 | 3.64 | 1 | 365 | 4.1612 | 0.34148 | 4 | 0.50266
59068 | 8.32 | 1 | 365 | 9.5113 | 0.066245 | 9 | 0.5775
59215 | 9.88 | 1 | 365 | 11.2946 | 0.64117 | 11 | 0.93578
59072 | 3.12 | 1 | 365 | 3.5667 | 0.14984 | 3 | 0.71656
59220 | 4.68 | 1 | 365 | 5.3501 | 0.72476 | 6 | 0.074845
59073 | 9.62 | 1 | 365 | 10.9974 | 0.045346 | 11 | 0.042738
59097 | 8.32 | 1 | 365 | 9.5113 | 0.066245 | 9 | 0.5775
59099 | 3.9 | 1 | 365 | 4.4584 | 0.9373 | 5 | 0.3957
59101 | 10.4 | 1 | 365 | 11.8891 | 0.83281 | 12 | 0.72188
59102 | 5.46 | 1 | 365 | 6.2418 | 0.51222 | 6 | 0.75399
59103 | 4.68 | 1 | 365 | 5.3501 | 0.72476 | 6 | 0.074845
59104 | 6.5 | 1 | 365 | 7.4307 | 0.8955 | 8 | 0.32617
59107 | 7.14 | 1 | 365 | 8.1623 | 0.36214 | 8 | 0.52444
59222 | 4.845 | 1 | 365 | 5.5387 | 0.10288 | 5 | 0.64159
59112 | 3.9 | 1 | 365 | 4.4584 | 0.9373 | 5 | 0.3957
59280 | 5.865 | 1 | 365 | 6.7048 | 0.44033 | 7 | 0.14508
59283 | 3.9 | 1 | 365 | 4.4584 | 0.9373 | 5 | 0.3957
59340 | 7.54 | 1 | 365 | 8.6196 | 0.27878 | 8 | 0.89836
59343 | 4.68 | 1 | 365 | 5.3501 | 0.72476 | 6 | 0.074845
50257 | 6.75 | 1 | 365 | 7.7165 | 0.46841 | 8 | 0.18487
49527 | 5.415 | 1 | 365 | 6.1903 | 0.4091 | 6 | 0.59942
60165 | 10.8 | 1 | 365 | 12.3463 | 0.74945 | 13 | 0.095797
60177 | 3.3 | 1 | 365 | 3.7725 | 0.56233 | 4 | 0.33483
60238 | 8.745 | 1 | 365 | 9.9971 | 0.040182 | 10 | 0.037291
60248 | 10.45 | 1 | 365 | 11.9462 | 0.94739 | 12 | 0.89362
59345 | 3.9 | 1 | 365 | 4.4584 | 0.9373 | 5 | 0.3957
59114 | 5.1 | 1 | 365 | 5.8302 | 0.68724 | 6 | 0.51746
49884 | 7.14 | 1 | 365 | 8.1623 | 0.36214 | 8 | 0.52444
59093 | 3 | 1 | 365 | 3.4295 | 0.87485 | 4 | 0.30439
59351 | 12.74 | 1 | 365 | 14.5641 | 0.19519 | 14 | 0.7593
59354 | 7.28 | 1 | 365 | 8.3224 | 0.68296 | 9 | 0.0053149
59979 | 4.845 | 1 | 365 | 5.5387 | 0.10288 | 5 | 0.64159
60063 | 8.19 | 1 | 365 | 9.3626 | 0.76834 | 10 | 0.13098
60416 | 7.8 | 1 | 365 | 8.9168 | 0.8746 | 9 | 0.79141
59356 | 3.9 | 1 | 365 | 4.4584 | 0.9373 | 5 | 0.3957
47331 | 10.2 | 1 | 365 | 11.6604 | 0.37448 | 12 | 0.034919
60550 | 14.175 | 1 | 365 | 16.2046 | 0.48366 | 16 | 0.68823
59359 | 9.62 | 1 | 365 | 10.9974 | 0.045346 | 11 | 0.042738
60603 | 11.73 | 1 | 365 | 13.4095 | 0.88066 | 14 | 0.29016
59361 | 3.445 | 1 | 365 | 3.9383 | 0.89462 | 4 | 0.83287
60615 | 5.5 | 1 | 365 | 6.2875 | 0.60389 | 6 | 0.89138
59362 | 4.335 | 1 | 365 | 4.9557 | 0.93416 | 5 | 0.88984
60719 | 12 | 1 | 365 | 13.7182 | 0.49939 | 14 | 0.21755
59365 | 7.14 | 1 | 365 | 8.1623 | 0.36214 | 8 | 0.52444
60723 | 10.5 | 1 | 365 | 12.0034 | 0.061968 | 12 | 0.065358
47311 | 5 | 1 | 365 | 5.7159 | 0.45808 | 6 | 0.17398
59372 | 6.89 | 1 | 365 | 7.8765 | 0.78923 | 8 | 0.66574
60791 | 7.425 | 1 | 365 | 8.4881 | 0.015249 | 8 | 0.50336
60805 | 12.24 | 1 | 365 | 13.9925 | 0.04938 | 14 | 0.041903
59377 | 13 | 1 | 365 | 14.8613 | 0.79101 | 15 | 0.65235
60929 | 8 | 1 | 365 | 9.1454 | 0.33293 | 9 | 0.47837
59384 | 7.8 | 1 | 365 | 8.9168 | 0.8746 | 9 | 0.79141
59388 | 7.155 | 1 | 365 | 8.1795 | 0.39651 | 8 | 0.57597
59413 | 2.12 | 1 | 365 | 2.4235 | 0.85823 | 3 | 0.28177
59115 | 3.12 | 1 | 365 | 3.5667 | 0.14984 | 3 | 0.71656
59419 | 5.2 | 1 | 365 | 5.9445 | 0.9164 | 6 | 0.86094
59415 | 6.5 | 1 | 365 | 7.4307 | 0.8955 | 8 | 0.32617
59420 | 8.16 | 1 | 365 | 9.3283 | 0.69959 | 10 | 0.027935
59431 | 10.92 | 1 | 365 | 12.4835 | 0.024447 | 12 | 0.50797
59446 | 5.355 | 1 | 365 | 6.1217 | 0.2716 | 6 | 0.39333
59453 | 5.355 | 1 | 365 | 6.1217 | 0.2716 | 6 | 0.39333
59119 | 5.72 | 1 | 365 | 6.539 | 0.10804 | 6 | 0.64703
59456 | 13.26 | 1 | 365 | 15.1586 | 0.38683 | 15 | 0.54539
59458 | 6.5 | 1 | 365 | 7.4307 | 0.8955 | 8 | 0.32617
59486 | 8.32 | 1 | 365 | 9.5113 | 0.066245 | 9 | 0.5775
59487 | 8.415 | 1 | 365 | 9.6199 | 0.28395 | 9 | 0.90381
60272 | 9.156 | 1 | 365 | 10.467 | 0.98204 | 11 | 0.44899
59488 | 3.64 | 1 | 365 | 4.1612 | 0.34148 | 4 | 0.50266
60273 | 2.7 | 1 | 365 | 3.0866 | 0.18736 | 3 | 0.27395
59490 | 5.565 | 1 | 365 | 6.3618 | 0.75284 | 7 | 0.11464
60276 | 9.81 | 1 | 365 | 11.2146 | 0.48075 | 11 | 0.69535
60278 | 4.5 | 1 | 365 | 5.1443 | 0.31227 | 5 | 0.45658
59573 | 7.395 | 1 | 365 | 8.4538 | 0.9465 | 9 | 0.40032
60281 | 12.426 | 1 | 365 | 14.2052 | 0.47562 | 14 | 0.68078
59571 | 2.04 | 1 | 365 | 2.3321 | 0.6749 | 3 | 0.0069838
48846 | 4.56 | 1 | 365 | 5.2129 | 0.44977 | 5 | 0.66267
59585 | 8.415 | 1 | 365 | 9.6199 | 0.28395 | 9 | 0.90381
60388 | 9.54 | 1 | 365 | 10.9059 | 0.86202 | 11 | 0.76795
59584 | 4.68 | 1 | 365 | 5.3501 | 0.72476 | 6 | 0.074845
60407 | 6.213 | 1 | 365 | 7.1026 | 0.23781 | 7 | 0.34039
60408 | 8.502 | 1 | 365 | 9.7193 | 0.48332 | 10 | 0.20264
59588 | 5.61 | 1 | 365 | 6.4132 | 0.85597 | 7 | 0.26921
60401 | 4.8 | 1 | 365 | 5.4873 | 0.99976 | 6 | 0.48702
59590 | 4.16 | 1 | 365 | 4.7556 | 0.53312 | 5 | 0.28875
59580 | 11.22 | 1 | 365 | 12.8265 | 0.71193 | 13 | 0.53841
59593 | 10.4 | 1 | 365 | 11.8891 | 0.83281 | 12 | 0.72188
59597 | 7.28 | 1 | 365 | 8.3224 | 0.68296 | 9 | 0.0053149
59599 | 10.455 | 1 | 365 | 11.9519 | 0.95885 | 12 | 0.91079
59601 | 2.55 | 1 | 365 | 2.9151 | 0.84362 | 3 | 0.75873
59605 | 11.7 | 1 | 365 | 13.3752 | 0.81191 | 14 | 0.18711
59615 | 10.14 | 1 | 365 | 11.5918 | 0.23699 | 11 | 0.82883
59624 | 6.885 | 1 | 365 | 7.8708 | 0.77778 | 8 | 0.64857
59705 | 5.2 | 1 | 365 | 5.9445 | 0.9164 | 6 | 0.86094
59708 | 14.04 | 1 | 365 | 16.0502 | 0.17429 | 16 | 0.22454
59712 | 10.66 | 1 | 365 | 12.1863 | 0.42863 | 12 | 0.61493
59715 | 5.98 | 1 | 365 | 6.8362 | 0.70386 | 7 | 0.54008
59716 | 8.84 | 1 | 365 | 10.1057 | 0.25789 | 10 | 0.3636
59718 | 12.96 | 1 | 365 | 14.8156 | 0.69934 | 15 | 0.51496
59725 | 2.6 | 1 | 365 | 2.9723 | 0.9582 | 3 | 0.93047
59735 | 2.915 | 1 | 365 | 3.3324 | 0.68006 | 4 | 0.01243
59742 | 7.95 | 1 | 365 | 9.0883 | 0.21835 | 9 | 0.30663
59871 | 6.63 | 1 | 365 | 7.5793 | 0.19341 | 7 | 0.7727
59875 | 3.975 | 1 | 365 | 4.5441 | 0.10917 | 4 | 0.65331
59884 | 6.76 | 1 | 365 | 7.7279 | 0.49132 | 8 | 0.21922
59934 | 3.18 | 1 | 365 | 3.6353 | 0.28734 | 3 | 0.92265
59994 | 4.59 | 1 | 365 | 5.2472 | 0.51852 | 5 | 0.76571
59997 | 9.36 | 1 | 365 | 10.7002 | 0.44953 | 11 | 0.14969
60072 | 8.84 | 1 | 365 | 10.1057 | 0.25789 | 10 | 0.3636
41908 | 13.52 | 1 | 365 | 15.4558 | 0.98265 | 16 | 0.43844
54997 | 9.88 | 1 | 365 | 11.2946 | 0.64117 | 11 | 0.93578
47715 | 5.865 | 1 | 365 | 6.7048 | 0.44033 | 7 | 0.14508
56071 | 6.24 | 1 | 365 | 7.1334 | 0.29968 | 7 | 0.43313
60186 | 8.84 | 1 | 365 | 10.1057 | 0.25789 | 10 | 0.3636
34343 | 24.852 | 1 | 365 | 28.4103 | 0.95124 | 29 | 0.36155
60189 | 3.9 | 1 | 365 | 4.4584 | 0.9373 | 5 | 0.3957
60192 | 9.01 | 1 | 365 | 10.3001 | 0.64746 | 10 | 0.94751
45640 | 3.315 | 1 | 365 | 3.7896 | 0.59671 | 4 | 0.38635
37735 | 4.24 | 1 | 365 | 4.8471 | 0.71645 | 5 | 0.56354
39016 | 8.06 | 1 | 365 | 9.214 | 0.47042 | 9 | 0.68446
59121 | 6.76 | 1 | 365 | 7.7279 | 0.49132 | 8 | 0.21922
50362 | 6.24 | 1 | 365 | 7.1334 | 0.29968 | 7 | 0.43313
59124 | 2.86 | 1 | 365 | 3.2695 | 0.55402 | 3 | 0.82352
59192 | 9.75 | 1 | 365 | 11.146 | 0.34326 | 11 | 0.48926
40009 | 9.72 | 1 | 365 | 11.1117 | 0.27451 | 11 | 0.38622
60262 | 8.06 | 1 | 365 | 9.214 | 0.47042 | 9 | 0.68446
59120 | 6.24 | 1 | 365 | 7.1334 | 0.29968 | 7 | 0.43313
60340 | 2.915 | 1 | 365 | 3.3324 | 0.68006 | 4 | 0.01243
60342 | 5.46 | 1 | 365 | 6.2418 | 0.51222 | 6 | 0.75399
50031 | 6.48 | 1 | 365 | 7.4078 | 0.84967 | 8 | 0.25748
35657 | 1997.56 | 0.9 | 365 | 2055.2136 | 0.87641 | 2056 | 0.089988
50246 | 6.36 | 1 | 365 | 7.2706 | 0.57468 | 7 | 0.8453
50516 | 6.095 | 1 | 365 | 6.9677 | 0.9674 | 7 | 0.93508
50255 | 10.6 | 1 | 365 | 12.1177 | 0.29113 | 12 | 0.40884
50187 | 7.155 | 1 | 365 | 8.1795 | 0.39651 | 8 | 0.57597
26433 | 1187.63 | 1 | 365 | 1357.6749 | 0.59191 | 1358 | 0.26677
50035 | 8.215 | 1 | 365 | 9.3912 | 0.82563 | 10 | 0.21685
50083 | 10.6 | 1 | 365 | 12.1177 | 0.29113 | 12 | 0.40884
50190 | 5.565 | 1 | 365 | 6.3618 | 0.75284 | 7 | 0.11464
50085 | 5.3 | 1 | 365 | 6.0589 | 0.14556 | 6 | 0.20442
59126 | 7.155 | 1 | 365 | 8.1795 | 0.39651 | 8 | 0.57597
50765 | 4.77 | 1 | 365 | 5.453 | 0.93101 | 6 | 0.38398
59118 | 9.62 | 1 | 365 | 10.9974 | 0.045346 | 11 | 0.042738
59135 | 5.46 | 1 | 365 | 6.2418 | 0.51222 | 6 | 0.75399
59143 | 8.32 | 1 | 365 | 9.5113 | 0.066245 | 9 | 0.5775
59147 | 6.24 | 1 | 365 | 7.1334 | 0.29968 | 7 | 0.43313
59149 | 5.98 | 1 | 365 | 6.8362 | 0.70386 | 7 | 0.54008
59152 | 6.24 | 1 | 365 | 7.1334 | 0.29968 | 7 | 0.43313
59158 | 5.2 | 1 | 365 | 5.9445 | 0.9164 | 6 | 0.86094
59162 | 9.54 | 1 | 365 | 10.9059 | 0.86202 | 11 | 0.76795
59160 | 5.83 | 1 | 365 | 6.6647 | 0.36012 | 7 | 0.024861
59167 | 6.625 | 1 | 365 | 7.5736 | 0.18196 | 7 | 0.75552
59136 | 3.64 | 1 | 365 | 4.1612 | 0.34148 | 4 | 0.50266
59172 | 11.96 | 1 | 365 | 13.6724 | 0.40773 | 14 | 0.08016
59173 | 7.8 | 1 | 365 | 8.9168 | 0.8746 | 9 | 0.79141
59174 | 8.32 | 1 | 365 | 9.5113 | 0.066245 | 9 | 0.5775
59177 | 3.12 | 1 | 365 | 3.5667 | 0.14984 | 3 | 0.71656
59178 | 5.72 | 1 | 365 | 6.539 | 0.10804 | 6 | 0.64703
58859 | 8.67 | 1 | 365 | 9.9114 | 0.86831 | 10 | 0.77968
58633 | 8.19 | 1 | 365 | 9.3626 | 0.76834 | 10 | 0.13098
58590 | 5.7 | 1 | 365 | 6.5161 | 0.062211 | 6 | 0.57834
58584 | 4.08 | 1 | 365 | 4.6642 | 0.34979 | 5 | 0.013968
58585 | 8.16 | 1 | 365 | 9.3283 | 0.69959 | 10 | 0.027935
57576 | 9.69 | 1 | 365 | 11.0774 | 0.20576 | 11 | 0.28317
57573 | 10.8 | 1 | 365 | 12.3463 | 0.74945 | 13 | 0.095797
57510 | 5.4 | 1 | 365 | 6.1732 | 0.37473 | 6 | 0.5479
57511 | 7.2 | 1 | 365 | 8.2309 | 0.49964 | 8 | 0.73053
56442 | 8.4 | 1 | 365 | 9.6027 | 0.24957 | 9 | 0.85229
56758 | 5.4 | 1 | 365 | 6.1732 | 0.37473 | 6 | 0.5479
56436 | 4.75 | 1 | 365 | 5.4301 | 0.88518 | 6 | 0.31528
56433 | 6.63 | 1 | 365 | 7.5793 | 0.19341 | 7 | 0.7727
56435 | 12 | 1 | 365 | 13.7182 | 0.49939 | 14 | 0.21755
56165 | 4.2 | 1 | 365 | 4.8014 | 0.62479 | 5 | 0.42614
59019 | 11.118 | 1 | 365 | 12.7099 | 0.47819 | 13 | 0.18806
59260 | 9.36 | 1 | 365 | 10.7002 | 0.44953 | 11 | 0.14969
59262 | 4.16 | 1 | 365 | 4.7556 | 0.53312 | 5 | 0.28875
59263 | 6.24 | 1 | 365 | 7.1334 | 0.29968 | 7 | 0.43313
59264 | 6.5 | 1 | 365 | 7.4307 | 0.8955 | 8 | 0.32617
59265 | 10.4 | 1 | 365 | 11.8891 | 0.83281 | 12 | 0.72188
59266 | 3.18 | 1 | 365 | 3.6353 | 0.28734 | 3 | 0.92265
50389 | 4.77 | 1 | 365 | 5.453 | 0.93101 | 6 | 0.38398
48374 | 4.94 | 1 | 365 | 5.6473 | 0.32058 | 5 | 0.96789
57262 | 6.76 | 1 | 365 | 7.7279 | 0.49132 | 8 | 0.21922
49543 | 11.655 | 1 | 365 | 13.3238 | 0.70878 | 14 | 0.032547
37308 | 5.04 | 1 | 365 | 5.7616 | 0.54974 | 6 | 0.31137
59111 | 7.848 | 1 | 365 | 8.9717 | 0.9846 | 9 | 0.95628
58062 | 10.695 | 1 | 365 | 12.2263 | 0.50883 | 12 | 0.73514
56179 | 2.943 | 1 | 365 | 3.3644 | 0.74423 | 4 | 0.1086
60127 | 6.25 | 1 | 365 | 7.1449 | 0.3226 | 7 | 0.46747
60125 | 6.6 | 1 | 365 | 7.545 | 0.12467 | 7 | 0.66965
59287 | 3.975 | 1 | 365 | 4.5441 | 0.10917 | 4 | 0.65331
59600 | 8.415 | 1 | 365 | 9.6199 | 0.28395 | 9 | 0.90381
60048 | 5.67 | 1 | 365 | 6.4818 | 0.99346 | 7 | 0.47529
60010 | 8.5 | 1 | 365 | 9.717 | 0.47874 | 10 | 0.19577
59289 | 5.46 | 1 | 365 | 6.2418 | 0.51222 | 6 | 0.75399
59646 | 4.08 | 1 | 365 | 4.6642 | 0.34979 | 5 | 0.013968
59658 | 6 | 1 | 365 | 6.8591 | 0.7497 | 7 | 0.60878
59656 | 5.4 | 1 | 365 | 6.1732 | 0.37473 | 6 | 0.5479
59657 | 4.2 | 1 | 365 | 4.8014 | 0.62479 | 5 | 0.42614
58860 | 5.4 | 1 | 365 | 6.1732 | 0.37473 | 6 | 0.5479
59324 | 9.54 | 1 | 365 | 10.9059 | 0.86202 | 11 | 0.76795
59508 | 6.36 | 1 | 365 | 7.2706 | 0.57468 | 7 | 0.8453
59328 | 5.2 | 1 | 365 | 5.9445 | 0.9164 | 6 | 0.86094
59371 | 10.08 | 1 | 365 | 11.5233 | 0.099489 | 11 | 0.62274
59628 | 6.625 | 1 | 365 | 7.5736 | 0.18196 | 7 | 0.75552
59637 | 3.825 | 1 | 365 | 4.3727 | 0.76543 | 5 | 0.13809
59376 | 4.24 | 1 | 365 | 4.8471 | 0.71645 | 5 | 0.56354
59380 | 4.48 | 1 | 365 | 5.1214 | 0.26644 | 5 | 0.38789
59661 | 12 | 1 | 365 | 13.7182 | 0.49939 | 14 | 0.21755
59663 | 12.19 | 1 | 365 | 13.9354 | 0.9348 | 14 | 0.87016
59660 | 8.1 | 1 | 365 | 9.2598 | 0.56209 | 9 | 0.82185
59666 | 8.745 | 1 | 365 | 9.9971 | 0.040182 | 10 | 0.037291
59665 | 5.7 | 1 | 365 | 6.5161 | 0.062211 | 6 | 0.57834
59668 | 5.4 | 1 | 365 | 6.1732 | 0.37473 | 6 | 0.5479
59383 | 7 | 1 | 365 | 8.0023 | 0.041312 | 8 | 0.043572
39085 | 9.9 | 1 | 365 | 11.3175 | 0.687 | 12 | 0.0044804
51131 | 5.035 | 1 | 365 | 5.7559 | 0.53829 | 6 | 0.2942
59385 | 4.42 | 1 | 365 | 5.0529 | 0.12894 | 5 | 0.1818
50920 | 4.24 | 1 | 365 | 4.8471 | 0.71645 | 5 | 0.56354
50914 | 8.48 | 1 | 365 | 9.6942 | 0.4329 | 10 | 0.12707
51183 | 10.6 | 1 | 365 | 12.1177 | 0.29113 | 12 | 0.40884
59386 | 4.68 | 1 | 365 | 5.3501 | 0.72476 | 6 | 0.074845
51241 | 4.24 | 1 | 365 | 4.8471 | 0.71645 | 5 | 0.56354
59387 | 3.71 | 1 | 365 | 4.2412 | 0.5019 | 4 | 0.74309
49265 | 5.61 | 1 | 365 | 6.4132 | 0.85597 | 7 | 0.26921
49276 | 5.61 | 1 | 365 | 6.4132 | 0.85597 | 7 | 0.26921
59389 | 6.76 | 1 | 365 | 7.7279 | 0.49132 | 8 | 0.21922
49290 | 11.475 | 1 | 365 | 13.118 | 0.29629 | 13 | 0.41428
59391 | 9.62 | 1 | 365 | 10.9974 | 0.045346 | 11 | 0.042738
49280 | 12.25 | 1 | 365 | 14.004 | 0.072296 | 14 | 0.076251
49298 | 9.69 | 1 | 365 | 11.0774 | 0.20576 | 11 | 0.28317
49467 | 7.42 | 1 | 365 | 8.4824 | 0.0037907 | 8 | 0.48619
49315 | 11.22 | 1 | 365 | 12.8265 | 0.71193 | 13 | 0.53841
48700 | 5.98 | 1 | 365 | 6.8362 | 0.70386 | 7 | 0.54008
48698 | 6.2 | 1 | 365 | 7.0877 | 0.20802 | 7 | 0.29574
48711 | 6.5 | 1 | 365 | 7.4307 | 0.8955 | 8 | 0.32617
48734 | 9.75 | 1 | 365 | 11.146 | 0.34326 | 11 | 0.48926
49135 | 3.71 | 1 | 365 | 4.2412 | 0.5019 | 4 | 0.74309
42451 | 5.98 | 1 | 365 | 6.8362 | 0.70386 | 7 | 0.54008
49443 | 3.71 | 1 | 365 | 4.2412 | 0.5019 | 4 | 0.74309
59692 | 6.095 | 1 | 365 | 6.9677 | 0.9674 | 7 | 0.93508
48058 | 4.77 | 1 | 365 | 5.453 | 0.93101 | 6 | 0.38398
48416 | 3.3 | 1 | 365 | 3.7725 | 0.56233 | 4 | 0.33483
57547 | 5.3 | 1 | 365 | 6.0589 | 0.14556 | 6 | 0.20442
37606 | 4.94 | 1 | 365 | 5.6473 | 0.32058 | 5 | 0.96789
59794 | 4.68 | 1 | 365 | 5.3501 | 0.72476 | 6 | 0.074845
59795 | 7.54 | 1 | 365 | 8.6196 | 0.27878 | 8 | 0.89836
59859 | 6.6 | 1 | 365 | 7.545 | 0.12467 | 7 | 0.66965
59891 | 8.84 | 1 | 365 | 10.1057 | 0.25789 | 10 | 0.3636
59928 | 7.65 | 1 | 365 | 8.7453 | 0.53086 | 9 | 0.27619
52326 | 8.48 | 1 | 365 | 9.6942 | 0.4329 | 10 | 0.12707
56040 | 7.245 | 1 | 365 | 8.2823 | 0.60276 | 8 | 0.8851
59935 | 2.86 | 1 | 365 | 3.2695 | 0.55402 | 3 | 0.82352
59938 | 9.62 | 1 | 365 | 10.9974 | 0.045346 | 11 | 0.042738
59939 | 3.99 | 1 | 365 | 4.5613 | 0.14355 | 4 | 0.70484
59941 | 5.46 | 1 | 365 | 6.2418 | 0.51222 | 6 | 0.75399
59942 | 12.48 | 1 | 365 | 14.2669 | 0.59937 | 14 | 0.86625
59944 | 4.94 | 1 | 365 | 5.6473 | 0.32058 | 5 | 0.96789
59946 | 7.02 | 1 | 365 | 8.0251 | 0.087144 | 8 | 0.11227
59948 | 7.28 | 1 | 365 | 8.3224 | 0.68296 | 9 | 0.0053149
59999 | 7.28 | 1 | 365 | 8.3224 | 0.68296 | 9 | 0.0053149
60001 | 5.46 | 1 | 365 | 6.2418 | 0.51222 | 6 | 0.75399
60070 | 4.68 | 1 | 365 | 5.3501 | 0.72476 | 6 | 0.074845
60071 | 11.7 | 1 | 365 | 13.3752 | 0.81191 | 14 | 0.18711
60074 | 10.92 | 1 | 365 | 12.4835 | 0.024447 | 12 | 0.50797
60076 | 4.94 | 1 | 365 | 5.6473 | 0.32058 | 5 | 0.96789
60080 | 9.62 | 1 | 365 | 10.9974 | 0.045346 | 11 | 0.042738
60082 | 15.34 | 1 | 365 | 17.5364 | 0.15339 | 17 | 0.68977
60104 | 5.51 | 1 | 365 | 6.2989 | 0.6268 | 6 | 0.92573
60106 | 5.4 | 1 | 365 | 6.1732 | 0.37473 | 6 | 0.5479
60107 | 9.62 | 1 | 365 | 10.9974 | 0.045346 | 11 | 0.042738
60111 | 13.26 | 1 | 365 | 15.1586 | 0.38683 | 15 | 0.54539
60113 | 5.2 | 1 | 365 | 5.9445 | 0.9164 | 6 | 0.86094
60116 | 7.8 | 1 | 365 | 8.9168 | 0.8746 | 9 | 0.79141
60118 | 5.98 | 1 | 365 | 6.8362 | 0.70386 | 7 | 0.54008
60119 | 7.8 | 1 | 365 | 8.9168 | 0.8746 | 9 | 0.79141
60120 | 9.62 | 1 | 365 | 10.9974 | 0.045346 | 11 | 0.042738
60204 | 7.54 | 1 | 365 | 8.6196 | 0.27878 | 8 | 0.89836
60206 | 10.14 | 1 | 365 | 11.5918 | 0.23699 | 11 | 0.82883
60207 | 4.42 | 1 | 365 | 5.0529 | 0.12894 | 5 | 0.1818
60209 | 4.93 | 1 | 365 | 5.6359 | 0.29767 | 5 | 0.93354
60216 | 4.86 | 1 | 365 | 5.5559 | 0.13725 | 5 | 0.69311
60227 | 9.36 | 1 | 365 | 10.7002 | 0.44953 | 11 | 0.14969
60228 | 10.92 | 1 | 365 | 12.4835 | 0.024447 | 12 | 0.50797
60229 | 11.44 | 1 | 365 | 13.078 | 0.21609 | 13 | 0.29407
60232 | 9.36 | 1 | 365 | 10.7002 | 0.44953 | 11 | 0.14969
60233 | 8.32 | 1 | 365 | 9.5113 | 0.066245 | 9 | 0.5775
60234 | 5.72 | 1 | 365 | 6.539 | 0.10804 | 6 | 0.64703
60235 | 7.83 | 1 | 365 | 8.9511 | 0.94335 | 9 | 0.89445
60242 | 7.54 | 1 | 365 | 8.6196 | 0.27878 | 8 | 0.89836
60243 | 6.24 | 1 | 365 | 7.1334 | 0.29968 | 7 | 0.43313
60249 | 4.05 | 1 | 365 | 4.6299 | 0.28104 | 4 | 0.91092
60250 | 8.84 | 1 | 365 | 10.1057 | 0.25789 | 10 | 0.3636
60231 | 3.38 | 1 | 365 | 3.8639 | 0.74566 | 4 | 0.60961
60253 | 5.72 | 1 | 365 | 6.539 | 0.10804 | 6 | 0.64703
60255 | 13.26 | 1 | 365 | 15.1586 | 0.38683 | 15 | 0.54539
60256 | 4.68 | 1 | 365 | 5.3501 | 0.72476 | 6 | 0.074845
60025 | 2.1 | 1 | 365 | 2.4007 | 0.81239 | 3 | 0.21307
60174 | 12.19 | 1 | 365 | 13.9354 | 0.9348 | 14 | 0.87016
60179 | 4.8 | 1 | 365 | 5.4873 | 0.99976 | 6 | 0.48702
60900 | 9.01 | 1 | 365 | 10.3001 | 0.64746 | 10 | 0.94751
59244 | 3 | 1 | 365 | 3.4295 | 0.87485 | 4 | 0.30439
61128 | 3.3 | 1 | 365 | 3.7725 | 0.56233 | 4 | 0.33483
56280 | 5.232 | 1 | 365 | 5.9811 | 0.98973 | 6 | 0.97085
56887 | 5.565 | 1 | 365 | 6.3618 | 0.75284 | 7 | 0.11464
56774 | 5.04 | 1 | 365 | 5.7616 | 0.54974 | 6 | 0.31137
57795 | 7.245 | 1 | 365 | 8.2823 | 0.60276 | 8 | 0.8851
58066 | 7.194 | 1 | 365 | 8.224 | 0.48589 | 8 | 0.70992
59337 | 11.6 | 1 | 365 | 13.2609 | 0.58275 | 13 | 0.84363
59476 | 4.675 | 1 | 365 | 5.3444 | 0.7133 | 6 | 0.057671
45698 | 8.175 | 1 | 365 | 9.3455 | 0.73396 | 10 | 0.079457
58804 | 6.9 | 1 | 365 | 7.8879 | 0.81215 | 8 | 0.70009
55945 | 8.1 | 1 | 365 | 9.2598 | 0.56209 | 9 | 0.82185
59980 | 13.05 | 1 | 365 | 14.9185 | 0.90559 | 15 | 0.82409
57310 | 3.9 | 1 | 365 | 4.4584 | 0.9373 | 5 | 0.3957
56591 | 4.2 | 1 | 365 | 4.8014 | 0.62479 | 5 | 0.42614
56495 | 9.36 | 1 | 365 | 10.7002 | 0.44953 | 11 | 0.14969
56768 | 11.44 | 1 | 365 | 13.078 | 0.21609 | 13 | 0.29407
52380 | 5.98 | 1 | 365 | 6.8362 | 0.70386 | 7 | 0.54008
42128 | 10.4 | 1 | 365 | 11.8891 | 0.83281 | 12 | 0.72188
40353 | 3.64 | 1 | 365 | 4.1612 | 0.34148 | 4 | 0.50266
56106 | 8.32 | 1 | 365 | 9.5113 | 0.066245 | 9 | 0.5775
60257 | 8.84 | 1 | 365 | 10.1057 | 0.25789 | 10 | 0.3636
60258 | 10.92 | 1 | 365 | 12.4835 | 0.024447 | 12 | 0.50797
60259 | 5.98 | 1 | 365 | 6.8362 | 0.70386 | 7 | 0.54008
60260 | 13.26 | 1 | 365 | 15.1586 | 0.38683 | 15 | 0.54539
56162 | 2.55 | 1 | 365 | 2.9151 | 0.84362 | 3 | 0.75873
56199 | 8.415 | 1 | 365 | 9.6199 | 0.28395 | 9 | 0.90381
60728 | 8.32 | 1 | 365 | 9.5113 | 0.066245 | 9 | 0.5775
61021 | 11.18 | 1 | 365 | 12.7808 | 0.62027 | 13 | 0.40102
61099 | 9.88 | 1 | 365 | 11.2946 | 0.64117 | 11 | 0.93578
61105 | 5.3 | 1 | 365 | 6.0589 | 0.14556 | 6 | 0.20442
56373 | 7.905 | 1 | 365 | 9.0368 | 0.11522 | 9 | 0.15206
56428 | 6.625 | 1 | 365 | 7.5736 | 0.18196 | 7 | 0.75552
56868 | 8.16 | 1 | 365 | 9.3283 | 0.69959 | 10 | 0.027935
56937 | 7.65 | 1 | 365 | 8.7453 | 0.53086 | 9 | 0.27619
57061 | 4.59 | 1 | 365 | 5.2472 | 0.51852 | 5 | 0.76571
57481 | 14.025 | 1 | 365 | 16.0331 | 0.13991 | 16 | 0.17301
57577 | 5.61 | 1 | 365 | 6.4132 | 0.85597 | 7 | 0.26921
57584 | 4.845 | 1 | 365 | 5.5387 | 0.10288 | 5 | 0.64159
57597 | 7.54 | 1 | 365 | 8.6196 | 0.27878 | 8 | 0.89836
57603 | 4.16 | 1 | 365 | 4.7556 | 0.53312 | 5 | 0.28875
57724 | 7.905 | 1 | 365 | 9.0368 | 0.11522 | 9 | 0.15206
58102 | 5.565 | 1 | 365 | 6.3618 | 0.75284 | 7 | 0.11464
57834 | 2.6 | 1 | 365 | 2.9723 | 0.9582 | 3 | 0.93047
57867 | 2.6 | 1 | 365 | 2.9723 | 0.9582 | 3 | 0.93047
57911 | 10.8 | 1 | 365 | 12.3463 | 0.74945 | 13 | 0.095797
58495 | 6.76 | 1 | 365 | 7.7279 | 0.49132 | 8 | 0.21922
57918 | 3.64 | 1 | 365 | 4.1612 | 0.34148 | 4 | 0.50266
48559 | 8.67 | 1 | 365 | 9.9114 | 0.86831 | 10 | 0.77968
58618 | 3.06 | 1 | 365 | 3.4981 | 0.012345 | 3 | 0.51048
58651 | 9.62 | 1 | 365 | 10.9974 | 0.045346 | 11 | 0.042738
58723 | 3.64 | 1 | 365 | 4.1612 | 0.34148 | 4 | 0.50266
38867 | 3.9 | 1 | 365 | 4.4584 | 0.9373 | 5 | 0.3957
37847 | 3.12 | 1 | 365 | 3.5667 | 0.14984 | 3 | 0.71656
50398 | 12.75 | 1 | 365 | 14.5755 | 0.2181 | 14 | 0.79365
39570 | 2.86 | 1 | 365 | 3.2695 | 0.55402 | 3 | 0.82352
39506 | 5.94 | 1 | 365 | 6.7905 | 0.6122 | 7 | 0.40269
39311 | 7.8 | 1 | 365 | 8.9168 | 0.8746 | 9 | 0.79141
40488 | 2.55 | 1 | 365 | 2.9151 | 0.84362 | 3 | 0.75873
42095 | 11.985 | 1 | 365 | 13.701 | 0.46502 | 14 | 0.16603
41672 | 9.36 | 1 | 365 | 10.7002 | 0.44953 | 11 | 0.14969
46637 | 4.42 | 1 | 365 | 5.0529 | 0.12894 | 5 | 0.1818
43177 | 9.88 | 1 | 365 | 11.2946 | 0.64117 | 11 | 0.93578
39929 | 4.16 | 1 | 365 | 4.7556 | 0.53312 | 5 | 0.28875
50582 | 4.68 | 1 | 365 | 5.3501 | 0.72476 | 6 | 0.074845
56888 | 6.24 | 1 | 365 | 7.1334 | 0.29968 | 7 | 0.43313
56529 | 6.76 | 1 | 365 | 7.7279 | 0.49132 | 8 | 0.21922
39906 | 3.12 | 1 | 365 | 3.5667 | 0.14984 | 3 | 0.71656
56228 | 6.09 | 1 | 365 | 6.962 | 0.95594 | 7 | 0.91791
56400 | 7.83 | 1 | 365 | 8.9511 | 0.94335 | 9 | 0.89445
56445 | 5 | 1 | 365 | 5.7159 | 0.45808 | 6 | 0.17398
58436 | 5.415 | 1 | 365 | 6.1903 | 0.4091 | 6 | 0.59942
41181 | 5.46 | 1 | 365 | 6.2418 | 0.51222 | 6 | 0.75399
55866 | 5.1 | 1 | 365 | 5.8302 | 0.68724 | 6 | 0.51746
49415 | 5.3 | 1 | 365 | 6.0589 | 0.14556 | 6 | 0.20442
60327 | 6.24 | 1 | 365 | 7.1334 | 0.29968 | 7 | 0.43313
60338 | 5.8 | 1 | 365 | 6.6304 | 0.29137 | 6 | 0.92182
60371 | 4.42 | 1 | 365 | 5.0529 | 0.12894 | 5 | 0.1818
49838 | 16.2 | 1 | 365 | 18.5195 | 0.12418 | 18 | 0.6437
60529 | 11.2 | 1 | 365 | 12.8036 | 0.6661 | 13 | 0.46972
60567 | 7.8 | 1 | 365 | 8.9168 | 0.8746 | 9 | 0.79141
57848 | 11.02 | 1 | 365 | 12.5978 | 0.25361 | 12 | 0.85145
57997 | 8.48 | 1 | 365 | 9.6942 | 0.4329 | 10 | 0.12707
58218 | 10.14 | 1 | 365 | 11.5918 | 0.23699 | 11 | 0.82883
58595 | 6.89 | 1 | 365 | 7.8765 | 0.78923 | 8 | 0.66574
40333 | 4.68 | 1 | 365 | 5.3501 | 0.72476 | 6 | 0.074845
38905 | 9.88 | 1 | 365 | 11.2946 | 0.64117 | 11 | 0.93578
38780 | 9.88 | 1 | 365 | 11.2946 | 0.64117 | 11 | 0.93578
50063 | 5.559 | 1 | 365 | 6.3549 | 0.73909 | 7 | 0.094031
37981 | 12.16 | 1 | 365 | 13.9011 | 0.86605 | 14 | 0.76712
46748 | 9.54 | 1 | 365 | 10.9059 | 0.86202 | 11 | 0.76795
38555 | 10.25 | 1 | 365 | 11.7176 | 0.48906 | 12 | 0.20666
45110 | 6.16 | 1 | 365 | 7.042 | 0.11635 | 7 | 0.15834
45675 | 7.245 | 1 | 365 | 8.2823 | 0.60276 | 8 | 0.8851
42489 | 4.76 | 1 | 365 | 5.4415 | 0.90809 | 6 | 0.34963
41816 | 4.68 | 1 | 365 | 5.3501 | 0.72476 | 6 | 0.074845
49791 | 12.16 | 1 | 365 | 13.9011 | 0.86605 | 14 | 0.76712
45253 | 8.1 | 1 | 365 | 9.2598 | 0.56209 | 9 | 0.82185
45688 | 10.14 | 1 | 365 | 11.5918 | 0.23699 | 11 | 0.82883
59353 | 7.2 | 1 | 365 | 8.2309 | 0.49964 | 8 | 0.73053
58753 | 9 | 1 | 365 | 10.2886 | 0.62454 | 10 | 0.91316
58885 | 21.6 | 1 | 365 | 24.6927 | 0.49891 | 25 | 0.19159
57924 | 4.08 | 1 | 365 | 4.6642 | 0.34979 | 5 | 0.013968
55246 | 6 | 1 | 365 | 6.8591 | 0.7497 | 7 | 0.60878
57458 | 5.72 | 1 | 365 | 6.539 | 0.10804 | 6 | 0.64703
58293 | 9.36 | 1 | 365 | 10.7002 | 0.44953 | 11 | 0.14969
58300 | 20.8 | 1 | 365 | 23.7781 | 0.66561 | 24 | 0.44376
58313 | 7.56 | 1 | 365 | 8.6424 | 0.32462 | 8 | 0.96706
58403 | 7.28 | 1 | 365 | 8.3224 | 0.68296 | 9 | 0.0053149
58993 | 5.2 | 1 | 365 | 5.9445 | 0.9164 | 6 | 0.86094
58976 | 2.86 | 1 | 365 | 3.2695 | 0.55402 | 3 | 0.82352
59035 | 7.28 | 1 | 365 | 8.3224 | 0.68296 | 9 | 0.0053149
59038 | 5.94 | 1 | 365 | 6.7905 | 0.6122 | 7 | 0.40269
55993 | 5.2 | 1 | 365 | 5.9445 | 0.9164 | 6 | 0.86094
55832 | 4.94 | 1 | 365 | 5.6473 | 0.32058 | 5 | 0.96789
44110 | 10.25 | 1 | 365 | 11.7176 | 0.48906 | 12 | 0.20666
43800 | 11.475 | 1 | 365 | 13.118 | 0.29629 | 13 | 0.41428
44123 | 11.475 | 1 | 365 | 13.118 | 0.29629 | 13 | 0.41428
51212 | 10.25 | 1 | 365 | 11.7176 | 0.48906 | 12 | 0.20666
46302 | 11 | 1 | 365 | 12.575 | 0.20778 | 12 | 0.78276
44441 | 10.965 | 1 | 365 | 12.535 | 0.12757 | 12 | 0.66254
50197 | 10.75 | 1 | 365 | 12.2892 | 0.63487 | 12 | 0.92406
38413 | 10.455 | 1 | 365 | 11.9519 | 0.95885 | 12 | 0.91079
38580 | 11.475 | 1 | 365 | 13.118 | 0.29629 | 13 | 0.41428
50543 | 11.25 | 1 | 365 | 12.8608 | 0.78068 | 13 | 0.64146
38534 | 11.475 | 1 | 365 | 13.118 | 0.29629 | 13 | 0.41428
50091 | 10.965 | 1 | 365 | 12.535 | 0.12757 | 12 | 0.66254
45230 | 10.75 | 1 | 365 | 12.2892 | 0.63487 | 12 | 0.92406
54315 | 10.71 | 1 | 365 | 12.2435 | 0.54321 | 12 | 0.78667
50198 | 11.475 | 1 | 365 | 13.118 | 0.29629 | 13 | 0.41428
44362 | 3.64 | 1 | 365 | 4.1612 | 0.34148 | 4 | 0.50266
49400 | 7.56 | 1 | 365 | 8.6424 | 0.32462 | 8 | 0.96706
37510 | 24.852 | 1 | 365 | 28.4103 | 0.95124 | 29 | 0.36155
43850 | 13.34 | 1 | 365 | 15.25 | 0.57016 | 15 | 0.82018
59978 | 6.38 | 1 | 365 | 7.2935 | 0.62051 | 7 | 0.914
29901 | 20.52 | 1 | 365 | 23.4581 | 0.02396 | 23 | 0.48201
49826 | 5.2 | 1 | 365 | 5.9445 | 0.9164 | 6 | 0.86094
50117 | 6.38 | 1 | 365 | 7.2935 | 0.62051 | 7 | 0.914
45062 | 7.035 | 1 | 365 | 8.0423 | 0.12152 | 8 | 0.16379
45047 | 9.18 | 1 | 365 | 10.4944 | 0.037035 | 10 | 0.53143
57693 | 9.66 | 1 | 365 | 11.0431 | 0.13701 | 11 | 0.18013
59738 | 6.5 | 1 | 365 | 7.4307 | 0.8955 | 8 | 0.32617
53878 | 10.6 | 1 | 365 | 12.1177 | 0.29113 | 12 | 0.40884
48799 | 13.515 | 1 | 365 | 15.4501 | 0.97119 | 16 | 0.42127
55569 | 9.54 | 1 | 365 | 10.9059 | 0.86202 | 11 | 0.76795
55680 | 8.745 | 1 | 365 | 9.9971 | 0.040182 | 10 | 0.037291
55684 | 9.805 | 1 | 365 | 11.2089 | 0.46929 | 11 | 0.67817
55787 | 8.745 | 1 | 365 | 9.9971 | 0.040182 | 10 | 0.037291
45130 | 9.805 | 1 | 365 | 11.2089 | 0.46929 | 11 | 0.67817
44478 | 11.66 | 1 | 365 | 13.3295 | 0.72024 | 14 | 0.049721
44489 | 6.625 | 1 | 365 | 7.5736 | 0.18196 | 7 | 0.75552
47376 | 10.335 | 1 | 365 | 11.8148 | 0.68385 | 12 | 0.49862
48480 | 10.6 | 1 | 365 | 12.1177 | 0.29113 | 12 | 0.40884
56114 | 7.42 | 1 | 365 | 8.4824 | 0.0037907 | 8 | 0.48619
56333 | 9.01 | 1 | 365 | 10.3001 | 0.64746 | 10 | 0.94751
56337 | 9.54 | 1 | 365 | 10.9059 | 0.86202 | 11 | 0.76795
56341 | 9.805 | 1 | 365 | 11.2089 | 0.46929 | 11 | 0.67817
56890 | 8.48 | 1 | 365 | 9.6942 | 0.4329 | 10 | 0.12707
57008 | 9.54 | 1 | 365 | 10.9059 | 0.86202 | 11 | 0.76795
57073 | 8.745 | 1 | 365 | 9.9971 | 0.040182 | 10 | 0.037291
57222 | 9.805 | 1 | 365 | 11.2089 | 0.46929 | 11 | 0.67817
57226 | 9.01 | 1 | 365 | 10.3001 | 0.64746 | 10 | 0.94751
57232 | 6.625 | 1 | 365 | 7.5736 | 0.18196 | 7 | 0.75552
57292 | 8.745 | 1 | 365 | 9.9971 | 0.040182 | 10 | 0.037291
57304 | 8.48 | 1 | 365 | 9.6942 | 0.4329 | 10 | 0.12707
57570 | 7.685 | 1 | 365 | 8.7853 | 0.61107 | 9 | 0.39641
57739 | 10.6 | 1 | 365 | 12.1177 | 0.29113 | 12 | 0.40884
57995 | 7.42 | 1 | 365 | 8.4824 | 0.0037907 | 8 | 0.48619
58094 | 11 | 1 | 365 | 12.575 | 0.20778 | 12 | 0.78276
58161 | 9.805 | 1 | 365 | 11.2089 | 0.46929 | 11 | 0.67817
58199 | 8.48 | 1 | 365 | 9.6942 | 0.4329 | 10 | 0.12707
58205 | 10.6 | 1 | 365 | 12.1177 | 0.29113 | 12 | 0.40884
58377 | 10.6 | 1 | 365 | 12.1177 | 0.29113 | 12 | 0.40884
58453 | 5.3 | 1 | 365 | 6.0589 | 0.14556 | 6 | 0.20442
58743 | 5.32 | 1 | 365 | 6.0817 | 0.1914 | 6 | 0.27311
58777 | 9.01 | 1 | 365 | 10.3001 | 0.64746 | 10 | 0.94751
58778 | 10.6 | 1 | 365 | 12.1177 | 0.29113 | 12 | 0.40884
58826 | 9.8 | 1 | 365 | 11.2032 | 0.45784 | 11 | 0.661
58828 | 5.88 | 1 | 365 | 6.7219 | 0.4747 | 7 | 0.1966
58852 | 8.745 | 1 | 365 | 9.9971 | 0.040182 | 10 | 0.037291
58924 | 6.625 | 1 | 365 | 7.5736 | 0.18196 | 7 | 0.75552
58925 | 10.6 | 1 | 365 | 12.1177 | 0.29113 | 12 | 0.40884
58929 | 10.92 | 1 | 365 | 12.4835 | 0.024447 | 12 | 0.50797
59138 | 9.54 | 1 | 365 | 10.9059 | 0.86202 | 11 | 0.76795
59246 | 9.54 | 1 | 365 | 10.9059 | 0.86202 | 11 | 0.76795
56579 | 6.625 | 1 | 365 | 7.5736 | 0.18196 | 7 | 0.75552
42735 | 11.825 | 1 | 365 | 13.5181 | 0.098359 | 13 | 0.61646
48742 | 11.22 | 1 | 365 | 12.8265 | 0.71193 | 13 | 0.53841
56044 | 9.36 | 1 | 365 | 10.7002 | 0.44953 | 11 | 0.14969
56046 | 12.48 | 1 | 365 | 14.2669 | 0.59937 | 14 | 0.86625
56047 | 5.98 | 1 | 365 | 6.8362 | 0.70386 | 7 | 0.54008
58459 | 16.38 | 1 | 365 | 18.7253 | 0.53667 | 19 | 0.26196
48786 | 12.48 | 1 | 365 | 14.2669 | 0.59937 | 14 | 0.86625
56565 | 6.24 | 1 | 365 | 7.1334 | 0.29968 | 7 | 0.43313
58572 | 2.68 | 1 | 365 | 3.0637 | 0.14153 | 3 | 0.20525
48019 | 2.915 | 1 | 365 | 3.3324 | 0.68006 | 4 | 0.01243
56307 | 3.18 | 1 | 365 | 3.6353 | 0.28734 | 3 | 0.92265
38282 | 5.67 | 1 | 365 | 6.4818 | 0.99346 | 7 | 0.47529
46148 | 12.6 | 1 | 365 | 14.4041 | 0.87436 | 15 | 0.27843
46228 | 5.7 | 1 | 365 | 6.5161 | 0.062211 | 6 | 0.57834
36806 | 6 | 1 | 365 | 6.8591 | 0.7497 | 7 | 0.60878
48026 | 6 | 1 | 365 | 6.8591 | 0.7497 | 7 | 0.60878
45023 | 10.25 | 1 | 365 | 11.7176 | 0.48906 | 12 | 0.20666
45012 | 7.14 | 1 | 365 | 8.1623 | 0.36214 | 8 | 0.52444
58372 | 7.15 | 1 | 365 | 8.1737 | 0.38505 | 8 | 0.55879
58541 | 5.72 | 1 | 365 | 6.539 | 0.10804 | 6 | 0.64703
58542 | 4.42 | 1 | 365 | 5.0529 | 0.12894 | 5 | 0.1818
58543 | 2.86 | 1 | 365 | 3.2695 | 0.55402 | 3 | 0.82352
58544 | 11.18 | 1 | 365 | 12.7808 | 0.62027 | 13 | 0.40102
58820 | 3.78 | 1 | 365 | 4.3212 | 0.66231 | 4 | 0.98353
59033 | 10.6 | 1 | 365 | 12.1177 | 0.29113 | 12 | 0.40884
56639 | 4.5 | 1 | 365 | 5.1443 | 0.31227 | 5 | 0.45658
53820 | 5.72 | 1 | 365 | 6.539 | 0.10804 | 6 | 0.64703
27545 | 8.16 | 1 | 365 | 9.3283 | 0.69959 | 10 | 0.027935
58247 | 5.25 | 1 | 365 | 6.0017 | 0.030984 | 6 | 0.032679
58628 | 5.1 | 1 | 365 | 5.8302 | 0.68724 | 6 | 0.51746
43625 | 5.13 | 1 | 365 | 5.8645 | 0.75599 | 6 | 0.6205
47543 | 6.25 | 1 | 365 | 7.1449 | 0.3226 | 7 | 0.46747
59729 | 2.12 | 1 | 365 | 2.4235 | 0.85823 | 3 | 0.28177
38575 | 11.5 | 1 | 365 | 13.1466 | 0.35358 | 13 | 0.50015
41987 | 11.5 | 1 | 365 | 13.1466 | 0.35358 | 13 | 0.50015
54147 | 11.75 | 1 | 365 | 13.4324 | 0.92649 | 14 | 0.35885
54060 | 12.5 | 1 | 365 | 14.2897 | 0.6452 | 14 | 0.93495
51211 | 11.475 | 1 | 365 | 13.118 | 0.29629 | 13 | 0.41428
49381 | 10.75 | 1 | 365 | 12.2892 | 0.63487 | 12 | 0.92406
58787 | 4.335 | 1 | 365 | 4.9557 | 0.93416 | 5 | 0.88984
60275 | 8.58 | 1 | 365 | 9.8085 | 0.66207 | 10 | 0.47055
60254 | 13.26 | 1 | 365 | 15.1586 | 0.38683 | 15 | 0.54539
45974 | 10.14 | 1 | 365 | 11.5918 | 0.23699 | 11 | 0.82883
60362 | 4.68 | 1 | 365 | 5.3501 | 0.72476 | 6 | 0.074845
47485 | 7.8 | 1 | 365 | 8.9168 | 0.8746 | 9 | 0.79141
60331 | 13.26 | 1 | 365 | 15.1586 | 0.38683 | 15 | 0.54539
50563 | 9.88 | 1 | 365 | 11.2946 | 0.64117 | 11 | 0.93578
60333 | 5.46 | 1 | 365 | 6.2418 | 0.51222 | 6 | 0.75399
60323 | 9.62 | 1 | 365 | 10.9974 | 0.045346 | 11 | 0.042738
58053 | 9.75 | 1 | 365 | 11.146 | 0.34326 | 11 | 0.48926
60284 | 5.98 | 1 | 365 | 6.8362 | 0.70386 | 7 | 0.54008
38399 | 11.5 | 1 | 365 | 13.1466 | 0.35358 | 13 | 0.50015
39132 | 11.5 | 1 | 365 | 13.1466 | 0.35358 | 13 | 0.50015
41799 | 8.06 | 1 | 365 | 9.214 | 0.47042 | 9 | 0.68446
58518 | 3.6 | 1 | 365 | 4.1154 | 0.24982 | 4 | 0.36527
58732 | 7.5 | 1 | 365 | 8.5739 | 0.18712 | 8 | 0.76097
60890 | 3 | 1 | 365 | 3.4295 | 0.87485 | 4 | 0.30439
55335 | 6.89 | 1 | 365 | 7.8765 | 0.78923 | 8 | 0.66574
41983 | 10.2 | 1 | 365 | 11.6604 | 0.37448 | 12 | 0.034919
60994 | 18.9 | 1 | 365 | 21.6061 | 0.31154 | 21 | 0.91764
60992 | 9.6 | 1 | 365 | 10.9745 | 0.99951 | 11 | 0.97404
60989 | 5.3 | 1 | 365 | 6.0589 | 0.14556 | 6 | 0.20442
60914 | 12.19 | 1 | 365 | 13.9354 | 0.9348 | 14 | 0.87016
49037 | 6.24 | 1 | 365 | 7.1334 | 0.29968 | 7 | 0.43313
55588 | 11.2 | 1 | 365 | 12.8036 | 0.6661 | 13 | 0.46972
38609 | 6.4 | 1 | 365 | 7.3164 | 0.66634 | 7 | 0.98269
43058 | 8.829 | 1 | 365 | 10.0931 | 0.23268 | 10 | 0.32581
59438 | 5.985 | 1 | 365 | 6.8419 | 0.71532 | 7 | 0.55725
59433 | 6.24 | 1 | 365 | 7.1334 | 0.29968 | 7 | 0.43313
59210 | 6.54 | 1 | 365 | 7.4764 | 0.98717 | 8 | 0.46357
59217 | 5.232 | 1 | 365 | 5.9811 | 0.98973 | 6 | 0.97085
58471 | 7.56 | 1 | 365 | 8.6424 | 0.32462 | 8 | 0.96706
59142 | 4.8 | 1 | 365 | 5.4873 | 0.99976 | 6 | 0.48702
58464 | 10.08 | 1 | 365 | 11.5233 | 0.099489 | 11 | 0.62274
58067 | 6.615 | 1 | 365 | 7.5621 | 0.15904 | 7 | 0.72118
58423 | 6.21 | 1 | 365 | 7.0991 | 0.23094 | 7 | 0.33008
58441 | 6.3 | 1 | 365 | 7.202 | 0.43718 | 7 | 0.63921
58050 | 11.025 | 1 | 365 | 12.6036 | 0.26507 | 12 | 0.86863
57998 | 3.6 | 1 | 365 | 4.1154 | 0.24982 | 4 | 0.36527
58021 | 4.251 | 1 | 365 | 4.8597 | 0.74166 | 5 | 0.60132
57742 | 10.85 | 1 | 365 | 12.4035 | 0.86403 | 13 | 0.26754
57981 | 4.08 | 1 | 365 | 4.6642 | 0.34979 | 5 | 0.013968
57416 | 4.5 | 1 | 365 | 5.1443 | 0.31227 | 5 | 0.45658
57634 | 7.4 | 1 | 365 | 8.4595 | 0.95796 | 9 | 0.41749
57722 | 13.02 | 1 | 365 | 14.8842 | 0.83684 | 15 | 0.72104
56508 | 3.465 | 1 | 365 | 3.9611 | 0.94045 | 4 | 0.90157
57341 | 3.78 | 1 | 365 | 4.3212 | 0.66231 | 4 | 0.98353
56304 | 5.355 | 1 | 365 | 6.1217 | 0.2716 | 6 | 0.39333
45816 | 11.025 | 1 | 365 | 12.6036 | 0.26507 | 12 | 0.86863
51239 | 11.34 | 1 | 365 | 12.9637 | 0.98693 | 13 | 0.95059
58856 | 10.08 | 1 | 365 | 11.5233 | 0.099489 | 11 | 0.62274
60006 | 7.56 | 1 | 365 | 8.6424 | 0.32462 | 8 | 0.96706
60009 | 10.2 | 1 | 365 | 11.6604 | 0.37448 | 12 | 0.034919
59602 | 13.86 | 1 | 365 | 15.8445 | 0.7618 | 16 | 0.60627
59652 | 6.5 | 1 | 365 | 7.4307 | 0.8955 | 8 | 0.32617
58858 | 3.99 | 1 | 365 | 4.5613 | 0.14355 | 4 | 0.70484
58634 | 7.8 | 1 | 365 | 8.9168 | 0.8746 | 9 | 0.79141
58653 | 13.5 | 1 | 365 | 15.4329 | 0.93682 | 16 | 0.36975
56783 | 5.1 | 1 | 365 | 5.8302 | 0.68724 | 6 | 0.51746
56441 | 6.3 | 1 | 365 | 7.202 | 0.43718 | 7 | 0.63921
56430 | 3.6 | 1 | 365 | 4.1154 | 0.24982 | 4 | 0.36527
41543 | 17.64 | 1 | 365 | 20.1657 | 0.42411 | 20 | 0.5898
48900 | 8.25 | 1 | 365 | 9.4312 | 0.90583 | 10 | 0.33707
48924 | 12.1 | 1 | 365 | 13.8325 | 0.72855 | 14 | 0.56103
37527 | 11.97 | 1 | 365 | 13.6839 | 0.43064 | 14 | 0.11451
58954 | 3.92 | 1 | 365 | 4.4813 | 0.98313 | 5 | 0.4644
60155 | 13.23 | 1 | 365 | 15.1243 | 0.31808 | 15 | 0.44235
58776 | 9.69 | 1 | 365 | 11.0774 | 0.20576 | 11 | 0.28317
56180 | 4.8 | 1 | 365 | 5.4873 | 0.99976 | 6 | 0.48702
58615 | 6.05 | 1 | 365 | 6.9162 | 0.86428 | 7 | 0.78052
59329 | 8.58 | 1 | 365 | 9.8085 | 0.66207 | 10 | 0.47055
56944 | 4.68 | 1 | 365 | 5.3501 | 0.72476 | 6 | 0.074845
57207 | 13 | 1 | 365 | 14.8613 | 0.79101 | 15 | 0.65235
46651 | 7.8 | 1 | 365 | 8.9168 | 0.8746 | 9 | 0.79141
41599 | 3.12 | 1 | 365 | 3.5667 | 0.14984 | 3 | 0.71656
52984 | 5.2 | 1 | 365 | 5.9445 | 0.9164 | 6 | 0.86094
42766 | 6.89 | 1 | 365 | 7.8765 | 0.78923 | 8 | 0.66574
59577 | 9.805 | 1 | 365 | 11.2089 | 0.46929 | 11 | 0.67817
60270 | 6.89 | 1 | 365 | 7.8765 | 0.78923 | 8 | 0.66574
57230 | 10.2 | 1 | 365 | 11.6604 | 0.37448 | 12 | 0.034919
58039 | 7.56 | 1 | 365 | 8.6424 | 0.32462 | 8 | 0.96706
56312 | 8.19 | 1 | 365 | 9.3626 | 0.76834 | 10 | 0.13098
44169 | 9.99 | 1 | 365 | 11.4204 | 0.89324 | 12 | 0.31361
46231 | 10.8 | 1 | 365 | 12.3463 | 0.74945 | 13 | 0.095797
58632 | 4.75 | 1 | 365 | 5.4301 | 0.88518 | 6 | 0.31528
56439 | 5.355 | 1 | 365 | 6.1217 | 0.2716 | 6 | 0.39333
59313 | 9.1 | 1 | 365 | 10.4029 | 0.85371 | 11 | 0.25664
31899 | 8.06 | 1 | 365 | 9.214 | 0.47042 | 9 | 0.68446
58631 | 13 | 1 | 365 | 14.8613 | 0.79101 | 15 | 0.65235
37751 | 7.54 | 1 | 365 | 8.6196 | 0.27878 | 8 | 0.89836
51611 | 7.02 | 1 | 365 | 8.0251 | 0.087144 | 8 | 0.11227
55354 | 3.64 | 1 | 365 | 4.1612 | 0.34148 | 4 | 0.50266
59235 | 7.42 | 1 | 365 | 8.4824 | 0.0037907 | 8 | 0.48619
56616 | 6.24 | 1 | 365 | 7.1334 | 0.29968 | 7 | 0.43313
58808 | 8.06 | 1 | 365 | 9.214 | 0.47042 | 9 | 0.68446
58507 | 10.92 | 1 | 365 | 12.4835 | 0.024447 | 12 | 0.50797
58766 | 3.71 | 1 | 365 | 4.2412 | 0.5019 | 4 | 0.74309
58470 | 5.72 | 1 | 365 | 6.539 | 0.10804 | 6 | 0.64703
59206 | 2.86 | 1 | 365 | 3.2695 | 0.55402 | 3 | 0.82352
59144 | 10.07 | 1 | 365 | 11.5118 | 0.076573 | 11 | 0.5884
58493 | 5.035 | 1 | 365 | 5.7559 | 0.53829 | 6 | 0.2942
57096 | 4.94 | 1 | 365 | 5.6473 | 0.32058 | 5 | 0.96789
52060 | 8.84 | 1 | 365 | 10.1057 | 0.25789 | 10 | 0.3636
58639 | 7.42 | 1 | 365 | 8.4824 | 0.0037907 | 8 | 0.48619
59168 | 4.77 | 1 | 365 | 5.453 | 0.93101 | 6 | 0.38398
58568 | 10.07 | 1 | 365 | 11.5118 | 0.076573 | 11 | 0.5884
59212 | 4.77 | 1 | 365 | 5.453 | 0.93101 | 6 | 0.38398
58779 | 14.04 | 1 | 365 | 16.0502 | 0.17429 | 16 | 0.22454
58646 | 3.12 | 1 | 365 | 3.5667 | 0.14984 | 3 | 0.71656
59616 | 5.3 | 1 | 365 | 6.0589 | 0.14556 | 6 | 0.20442
14850 | 3.43 | 1 | 365 | 3.9211 | 0.86024 | 4 | 0.78135
32943 | 6.24 | 1 | 365 | 7.1334 | 0.29968 | 7 | 0.43313
16842 | 4.335 | 1 | 365 | 4.9557 | 0.93416 | 5 | 0.88984
19787 | 5 | 1 | 365 | 5.7159 | 0.45808 | 6 | 0.17398
52323 | 2.86 | 1 | 365 | 3.2695 | 0.55402 | 3 | 0.82352
31694 | 3.38 | 1 | 365 | 3.8639 | 0.74566 | 4 | 0.60961
57940 | 12.48 | 1 | 365 | 14.2669 | 0.59937 | 14 | 0.86625
49097 | 9.18 | 1 | 365 | 10.4944 | 0.037035 | 10 | 0.53143
32323 | 2.34 | 1 | 365 | 2.675 | 0.36238 | 3 | 0.037423
24532 | 3.38 | 1 | 365 | 3.8639 | 0.74566 | 4 | 0.60961
59201 | 5.3 | 1 | 365 | 6.0589 | 0.14556 | 6 | 0.20442
58807 | 2.86 | 1 | 365 | 3.2695 | 0.55402 | 3 | 0.82352
58231 | 6.24 | 1 | 365 | 7.1334 | 0.29968 | 7 | 0.43313
57625 | 7.28 | 1 | 365 | 8.3224 | 0.68296 | 9 | 0.0053149
51721 | 2.08 | 1 | 365 | 2.3778 | 0.76656 | 3 | 0.14438
59202 | 8.48 | 1 | 365 | 9.6942 | 0.4329 | 10 | 0.12707
15600 | 4.9 | 1 | 365 | 5.6016 | 0.22892 | 5 | 0.8305
56647 | 11.7 | 1 | 365 | 13.3752 | 0.81191 | 14 | 0.18711
54970 | 3.38 | 1 | 365 | 3.8639 | 0.74566 | 4 | 0.60961
59098 | 5.035 | 1 | 365 | 5.7559 | 0.53829 | 6 | 0.2942
29161 | 4.68 | 1 | 365 | 5.3501 | 0.72476 | 6 | 0.074845
20004 | 10.66 | 1 | 365 | 12.1863 | 0.42863 | 12 | 0.61493
19758 | 12.495 | 1 | 365 | 14.284 | 0.63374 | 14 | 0.91778
16264 | 11.76 | 1 | 365 | 13.4438 | 0.9494 | 14 | 0.3932
17640 | 3.825 | 1 | 365 | 4.3727 | 0.76543 | 5 | 0.13809
52472 | 23.46 | 1 | 365 | 26.819 | 0.76131 | 27 | 0.58031
33063 | 9.18 | 1 | 365 | 10.4944 | 0.037035 | 10 | 0.53143
26839 | 4.59 | 1 | 365 | 5.2472 | 0.51852 | 5 | 0.76571
14910 | 7.905 | 1 | 365 | 9.0368 | 0.11522 | 9 | 0.15206
29251 | 4.68 | 1 | 365 | 5.3501 | 0.72476 | 6 | 0.074845
29130 | 2.86 | 1 | 365 | 3.2695 | 0.55402 | 3 | 0.82352
57044 | 3.64 | 1 | 365 | 4.1612 | 0.34148 | 4 | 0.50266
56911 | 3.9 | 1 | 365 | 4.4584 | 0.9373 | 5 | 0.3957
29140 | 7.54 | 1 | 365 | 8.6196 | 0.27878 | 8 | 0.89836
49372 | 5.72 | 1 | 365 | 6.539 | 0.10804 | 6 | 0.64703
34688 | 19.88 | 1 | 365 | 22.7264 | 0.55733 | 23 | 0.28374
59874 | 8.32 | 1 | 365 | 9.5113 | 0.066245 | 9 | 0.5775
23964 | 7.8 | 1 | 365 | 8.9168 | 0.8746 | 9 | 0.79141
27617 | 9.1 | 1 | 365 | 10.4029 | 0.85371 | 11 | 0.25664
15873 | 6.5 | 1 | 365 | 7.4307 | 0.8955 | 8 | 0.32617
48819 | 6.76 | 1 | 365 | 7.7279 | 0.49132 | 8 | 0.21922
31750 | 3.9 | 1 | 365 | 4.4584 | 0.9373 | 5 | 0.3957
56538 | 9.36 | 1 | 365 | 10.7002 | 0.44953 | 11 | 0.14969
19892 | 10 | 1 | 365 | 11.4318 | 0.91616 | 12 | 0.34796
57660 | 11.66 | 1 | 365 | 13.3295 | 0.72024 | 14 | 0.049721
26751 | 7.28 | 1 | 365 | 8.3224 | 0.68296 | 9 | 0.0053149
44229 | 6.76 | 1 | 365 | 7.7279 | 0.49132 | 8 | 0.21922
51598 | 4.94 | 1 | 365 | 5.6473 | 0.32058 | 5 | 0.96789
52151 | 7.8 | 1 | 365 | 8.9168 | 0.8746 | 9 | 0.79141
55091 | 13 | 1 | 365 | 14.8613 | 0.79101 | 15 | 0.65235
59291 | 4.94 | 1 | 365 | 5.6473 | 0.32058 | 5 | 0.96789
59292 | 3.71 | 1 | 365 | 4.2412 | 0.5019 | 4 | 0.74309
59378 | 3.445 | 1 | 365 | 3.9383 | 0.89462 | 4 | 0.83287
59379 | 3.18 | 1 | 365 | 3.6353 | 0.28734 | 3 | 0.92265
59451 | 8.835 | 1 | 365 | 10.1 | 0.24643 | 10 | 0.34642
60022 | 6.3 | 1 | 365 | 7.202 | 0.43718 | 7 | 0.63921
58025 | 8.19 | 1 | 365 | 9.3626 | 0.76834 | 10 | 0.13098
60237 | 6.867 | 1 | 365 | 7.8502 | 0.73653 | 8 | 0.58674
60244 | 2.5 | 1 | 365 | 2.858 | 0.72904 | 3 | 0.58699
58731 | 9.88 | 1 | 365 | 11.2946 | 0.64117 | 11 | 0.93578
58485 | 3.51 | 1 | 365 | 4.0126 | 0.043572 | 4 | 0.056134
60399 | 8.4 | 1 | 365 | 9.6027 | 0.24957 | 9 | 0.85229
60288 | 2.75 | 1 | 365 | 3.1437 | 0.30194 | 3 | 0.44569
60404 | 5.7 | 1 | 365 | 6.5161 | 0.062211 | 6 | 0.57834
60314 | 6.12 | 1 | 365 | 6.9963 | 0.02469 | 7 | 0.020952
44751 | 6.5 | 1 | 365 | 7.4307 | 0.8955 | 8 | 0.32617
60713 | 9.36 | 1 | 365 | 10.7002 | 0.44953 | 11 | 0.14969
50662 | 8.925 | 1 | 365 | 10.2029 | 0.45267 | 10 | 0.65555
60691 | 5 | 1 | 365 | 5.7159 | 0.45808 | 6 | 0.17398
58872 | 15.6 | 1 | 365 | 17.8336 | 0.74921 | 18 | 0.58282
61523 | 30.5 | 0.9 | 365 | 31.3803 | 0.90486 | 32 | 0.28515
60599 | 6.325 | 1 | 365 | 7.2306 | 0.49447 | 7 | 0.72508
50145 | 9 | 1 | 365 | 10.2886 | 0.62454 | 10 | 0.91316
51265 | 7.848 | 1 | 365 | 8.9717 | 0.9846 | 9 | 0.95628
60624 | 5.7 | 1 | 365 | 6.5161 | 0.062211 | 6 | 0.57834
46834 | 4.5 | 1 | 365 | 5.1443 | 0.31227 | 5 | 0.45658
50278 | 9.8 | 1 | 365 | 11.2032 | 0.45784 | 11 | 0.661
62117 | 8.215 | 1 | 365 | 9.3912 | 0.82563 | 10 | 0.21685
50263 | 8.7 | 1 | 365 | 9.9457 | 0.93706 | 10 | 0.88273
62018 | 4.578 | 1 | 365 | 5.2335 | 0.49102 | 5 | 0.7245
61994 | 10.8 | 1 | 365 | 12.3463 | 0.74945 | 13 | 0.095797
61989 | 16.2 | 1 | 365 | 18.5195 | 0.12418 | 18 | 0.6437
60627 | 6.213 | 1 | 365 | 7.1026 | 0.23781 | 7 | 0.34039
61176 | 6.095 | 1 | 365 | 6.9677 | 0.9674 | 7 | 0.93508
61742 | 5.7 | 1 | 365 | 6.5161 | 0.062211 | 6 | 0.57834
61183 | 6.625 | 1 | 365 | 7.5736 | 0.18196 | 7 | 0.75552
61180 | 12.19 | 1 | 365 | 13.9354 | 0.9348 | 14 | 0.87016
61734 | 11.73 | 1 | 365 | 13.4095 | 0.88066 | 14 | 0.29016
60806 | 8.19 | 1 | 365 | 9.3626 | 0.76834 | 10 | 0.13098
61728 | 9.6 | 1 | 365 | 10.9745 | 0.99951 | 11 | 0.97404
61190 | 16.677 | 1 | 365 | 19.0648 | 0.21728 | 19 | 0.28209
60706 | 8.19 | 1 | 365 | 9.3626 | 0.76834 | 10 | 0.13098
61723 | 7.848 | 1 | 365 | 8.9717 | 0.9846 | 9 | 0.95628
61203 | 5.232 | 1 | 365 | 5.9811 | 0.98973 | 6 | 0.97085
61208 | 9.156 | 1 | 365 | 10.467 | 0.98204 | 11 | 0.44899
61987 | 5.4 | 1 | 365 | 6.1732 | 0.37473 | 6 | 0.5479
61665 | 12.426 | 1 | 365 | 14.2052 | 0.47562 | 14 | 0.68078
61661 | 12.426 | 1 | 365 | 14.2052 | 0.47562 | 14 | 0.68078
61312 | 5.3 | 1 | 365 | 6.0589 | 0.14556 | 6 | 0.20442
61610 | 3.27 | 1 | 365 | 3.7382 | 0.49358 | 4 | 0.23178
61882 | 2.12 | 1 | 365 | 2.4235 | 0.85823 | 3 | 0.28177
61303 | 8.1 | 1 | 365 | 9.2598 | 0.56209 | 9 | 0.82185
61871 | 5.7 | 1 | 365 | 6.5161 | 0.062211 | 6 | 0.57834
61864 | 6.9 | 1 | 365 | 7.8879 | 0.81215 | 8 | 0.70009
61862 | 8.745 | 1 | 365 | 9.9971 | 0.040182 | 10 | 0.037291
61857 | 7.42 | 1 | 365 | 8.4824 | 0.0037907 | 8 | 0.48619
60699 | 4.2 | 1 | 365 | 4.8014 | 0.62479 | 5 | 0.42614
61854 | 4.8 | 1 | 365 | 5.4873 | 0.99976 | 6 | 0.48702
60752 | 7.42 | 1 | 365 | 8.4824 | 0.0037907 | 8 | 0.48619
60863 | 10.07 | 1 | 365 | 11.5118 | 0.076573 | 11 | 0.5884
60866 | 10.137 | 1 | 365 | 11.5884 | 0.23011 | 11 | 0.81853
61846 | 21.66 | 1 | 365 | 24.7613 | 0.6364 | 25 | 0.39768
61837 | 11.2 | 1 | 365 | 12.8036 | 0.6661 | 13 | 0.46972
61832 | 10.6 | 1 | 365 | 12.1177 | 0.29113 | 12 | 0.40884
61835 | 10.464 | 1 | 365 | 11.9622 | 0.97947 | 12 | 0.94171
61570 | 8.64 | 1 | 365 | 9.8771 | 0.79956 | 10 | 0.67664
61569 | 5.4 | 1 | 365 | 6.1732 | 0.37473 | 6 | 0.5479
61564 | 16.35 | 1 | 365 | 18.691 | 0.46792 | 19 | 0.15891
61307 | 6.9 | 1 | 365 | 7.8879 | 0.81215 | 8 | 0.70009
61560 | 24.525 | 1 | 365 | 28.0365 | 0.20188 | 28 | 0.23837
61306 | 9.483 | 1 | 365 | 10.8408 | 0.73139 | 11 | 0.57217
61373 | 5.4 | 1 | 365 | 6.1732 | 0.37473 | 6 | 0.5479
61378 | 9.01 | 1 | 365 | 10.3001 | 0.64746 | 10 | 0.94751
61308 | 4.5 | 1 | 365 | 5.1443 | 0.31227 | 5 | 0.45658
61391 | 11.61 | 1 | 365 | 13.2723 | 0.60566 | 13 | 0.87798
61392 | 12 | 1 | 365 | 13.7182 | 0.49939 | 14 | 0.21755
61381 | 6.36 | 1 | 365 | 7.2706 | 0.57468 | 7 | 0.8453
61559 | 13.08 | 1 | 365 | 14.9528 | 0.97434 | 15 | 0.92713
61557 | 4.32 | 1 | 365 | 4.9385 | 0.89978 | 5 | 0.83832
61830 | 9.75 | 1 | 365 | 11.146 | 0.34326 | 11 | 0.48926
55732 | 4.845 | 1 | 365 | 5.5387 | 0.10288 | 5 | 0.64159
61829 | 6.095 | 1 | 365 | 6.9677 | 0.9674 | 7 | 0.93508
61826 | 8.1 | 1 | 365 | 9.2598 | 0.56209 | 9 | 0.82185
61551 | 6.89 | 1 | 365 | 7.8765 | 0.78923 | 8 | 0.66574
61825 | 6.08 | 1 | 365 | 6.9505 | 0.93303 | 7 | 0.88356
61775 | 3 | 1 | 365 | 3.4295 | 0.87485 | 4 | 0.30439
61750 | 3.18 | 1 | 365 | 3.6353 | 0.28734 | 3 | 0.92265
61548 | 4.575 | 1 | 365 | 5.23 | 0.48414 | 5 | 0.71419
61510 | 9.18 | 1 | 365 | 10.4944 | 0.037035 | 10 | 0.53143
61524 | 9.15 | 1 | 365 | 10.4601 | 0.96829 | 11 | 0.42838
61507 | 5.985 | 1 | 365 | 6.8419 | 0.71532 | 7 | 0.55725
58322 | 11.18 | 1 | 365 | 12.7808 | 0.62027 | 13 | 0.40102
61545 | 10.26 | 1 | 365 | 11.729 | 0.51198 | 12 | 0.24101
61396 | 8.1 | 1 | 365 | 9.2598 | 0.56209 | 9 | 0.82185
61395 | 9.805 | 1 | 365 | 11.2089 | 0.46929 | 11 | 0.67817
61527 | 5.6 | 1 | 365 | 6.4018 | 0.83305 | 7 | 0.23486
61512 | 2.94 | 1 | 365 | 3.3609 | 0.73735 | 4 | 0.0983
45539 | 5.7 | 1 | 365 | 6.5161 | 0.062211 | 6 | 0.57834
61654 | 1.962 | 1 | 365 | 2.2429 | 0.49615 | 2 | 0.73907
61824 | 9 | 1 | 365 | 10.2886 | 0.62454 | 10 | 0.91316
61992 | 13.44 | 1 | 365 | 15.3643 | 0.79932 | 16 | 0.16366
58442 | 8.4 | 1 | 365 | 9.6027 | 0.24957 | 9 | 0.85229
31687 | 7.28 | 1 | 365 | 8.3224 | 0.68296 | 9 | 0.0053149
57429 | 3.12 | 1 | 365 | 3.5667 | 0.14984 | 3 | 0.71656
23157 | 4.68 | 1 | 365 | 5.3501 | 0.72476 | 6 | 0.074845
49086 | 2.6 | 1 | 365 | 2.9723 | 0.9582 | 3 | 0.93047
48099 | 5.83 | 1 | 365 | 6.6647 | 0.36012 | 7 | 0.024861
55329 | 6.5 | 1 | 365 | 7.4307 | 0.8955 | 8 | 0.32617
57621 | 3.38 | 1 | 365 | 3.8639 | 0.74566 | 4 | 0.60961
57747 | 3.38 | 1 | 365 | 3.8639 | 0.74566 | 4 | 0.60961
44471 | 5.3 | 1 | 365 | 6.0589 | 0.14556 | 6 | 0.20442
48443 | 2.915 | 1 | 365 | 3.3324 | 0.68006 | 4 | 0.01243
50055 | 5.3 | 1 | 365 | 6.0589 | 0.14556 | 6 | 0.20442
42785 | 6.325 | 1 | 365 | 7.2306 | 0.49447 | 7 | 0.72508
44491 | 8.48 | 1 | 365 | 9.6942 | 0.4329 | 10 | 0.12707
41059 | 9.6 | 1 | 365 | 10.9745 | 0.99951 | 11 | 0.97404
57370 | 4.24 | 1 | 365 | 4.8471 | 0.71645 | 5 | 0.56354
58810 | 5.565 | 1 | 365 | 6.3618 | 0.75284 | 7 | 0.11464
59063 | 3.12 | 1 | 365 | 3.5667 | 0.14984 | 3 | 0.71656
57046 | 6.5 | 1 | 365 | 7.4307 | 0.8955 | 8 | 0.32617
57173 | 7.28 | 1 | 365 | 8.3224 | 0.68296 | 9 | 0.0053149
58812 | 6.89 | 1 | 365 | 7.8765 | 0.78923 | 8 | 0.66574
57368 | 5.2 | 1 | 365 | 5.9445 | 0.9164 | 6 | 0.86094
50056 | 12.54 | 1 | 365 | 14.3355 | 0.73686 | 15 | 0.072342
42737 | 12.9 | 1 | 365 | 14.747 | 0.56185 | 15 | 0.30887
18455 | 5.61 | 1 | 365 | 6.4132 | 0.85597 | 7 | 0.26921
49306 | 6.36 | 1 | 365 | 7.2706 | 0.57468 | 7 | 0.8453
43430 | 9 | 1 | 365 | 10.2886 | 0.62454 | 10 | 0.91316
59200 | 5.232 | 1 | 365 | 5.9811 | 0.98973 | 6 | 0.97085
43437 | 4.25 | 1 | 365 | 4.8585 | 0.73937 | 5 | 0.59788
42127 | 8.4 | 1 | 365 | 9.6027 | 0.24957 | 9 | 0.85229
44187 | 8.1 | 1 | 365 | 9.2598 | 0.56209 | 9 | 0.82185
44016 | 7 | 1 | 365 | 8.0023 | 0.041312 | 8 | 0.043572
56885 | 13.05 | 1 | 365 | 14.9185 | 0.90559 | 15 | 0.82409
61571 | 10.08 | 1 | 365 | 11.5233 | 0.099489 | 11 | 0.62274
60626 | 7.68 | 1 | 365 | 8.7796 | 0.59961 | 9 | 0.37923
49764 | 10.24 | 1 | 365 | 11.7062 | 0.46615 | 12 | 0.17231
61357 | 8.96 | 1 | 365 | 10.2429 | 0.53288 | 10 | 0.77577
59662 | 8.4 | 1 | 365 | 9.6027 | 0.24957 | 9 | 0.85229
61398 | 3.6 | 1 | 365 | 4.1154 | 0.24982 | 4 | 0.36527
43362 | 5.4 | 1 | 365 | 6.1732 | 0.37473 | 6 | 0.5479
61362 | 7.8 | 1 | 365 | 8.9168 | 0.8746 | 9 | 0.79141
60012 | 21.9 | 1 | 365 | 25.0356 | 0.18639 | 25 | 0.22203
61568 | 9.76 | 1 | 365 | 11.1574 | 0.36617 | 11 | 0.52361
45796 | 13 | 1 | 365 | 14.8613 | 0.79101 | 15 | 0.65235
61402 | 16 | 1 | 365 | 18.2909 | 0.66586 | 18 | 0.95674
57885 | 25 | 1 | 365 | 28.5795 | 0.2904 | 28 | 0.8699
61417 | 9 | 1 | 365 | 10.2886 | 0.62454 | 10 | 0.91316
61473 | 10.464 | 1 | 365 | 11.9622 | 0.97947 | 12 | 0.94171
56976 | 3.71 | 1 | 365 | 4.2412 | 0.5019 | 4 | 0.74309
60580 | 12 | 1 | 365 | 13.7182 | 0.49939 | 14 | 0.21755
59617 | 3.825 | 1 | 365 | 4.3727 | 0.76543 | 5 | 0.13809
60585 | 10.2 | 1 | 365 | 11.6604 | 0.37448 | 12 | 0.034919
61097 | 11.16 | 1 | 365 | 12.7579 | 0.57443 | 13 | 0.33232
53263 | 10.464 | 1 | 365 | 11.9622 | 0.97947 | 12 | 0.94171
62081 | 10.137 | 1 | 365 | 11.5884 | 0.23011 | 11 | 0.81853
54896 | 11.985 | 1 | 365 | 13.701 | 0.46502 | 14 | 0.16603
61644 | 11.34 | 1 | 365 | 12.9637 | 0.98693 | 13 | 0.95059
54540 | 11.25 | 1 | 365 | 12.8608 | 0.78068 | 13 | 0.64146
61651 | 10.4 | 1 | 365 | 11.8891 | 0.83281 | 12 | 0.72188
54003 | 10.965 | 1 | 365 | 12.535 | 0.12757 | 12 | 0.66254
61741 | 10.44 | 1 | 365 | 11.9348 | 0.92447 | 12 | 0.85927
58291 | 7.02 | 1 | 365 | 8.0251 | 0.087144 | 8 | 0.11227
53913 | 4.94 | 1 | 365 | 5.6473 | 0.32058 | 5 | 0.96789
60000 | 8.06 | 1 | 365 | 9.214 | 0.47042 | 9 | 0.68446
57318 | 3.71 | 1 | 365 | 4.2412 | 0.5019 | 4 | 0.74309
51723 | 2.6 | 1 | 365 | 2.9723 | 0.9582 | 3 | 0.93047
42755 | 6.05 | 1 | 365 | 6.9162 | 0.86428 | 7 | 0.78052
47722 | 6.12 | 1 | 365 | 6.9963 | 0.02469 | 7 | 0.020952
45009 | 5.75 | 1 | 365 | 6.5733 | 0.17679 | 6 | 0.75008
26835 | 7.14 | 1 | 365 | 8.1623 | 0.36214 | 8 | 0.52444
56951 | 10.14 | 1 | 365 | 11.5918 | 0.23699 | 11 | 0.82883
58166 | 2.915 | 1 | 365 | 3.3324 | 0.68006 | 4 | 0.01243
58214 | 10.14 | 1 | 365 | 11.5918 | 0.23699 | 11 | 0.82883
27250 | 9.62 | 1 | 365 | 10.9974 | 0.045346 | 11 | 0.042738
58457 | 9.62 | 1 | 365 | 10.9974 | 0.045346 | 11 | 0.042738
28219 | 5.2 | 1 | 365 | 5.9445 | 0.9164 | 6 | 0.86094
58710 | 10.335 | 1 | 365 | 11.8148 | 0.68385 | 12 | 0.49862
28987 | 17.595 | 1 | 365 | 20.1143 | 0.32098 | 20 | 0.43524
59293 | 9.54 | 1 | 365 | 10.9059 | 0.86202 | 11 | 0.76795
59117 | 7.95 | 1 | 365 | 9.0883 | 0.21835 | 9 | 0.30663
59325 | 8.745 | 1 | 365 | 9.9971 | 0.040182 | 10 | 0.037291
55369 | 7.5 | 1 | 365 | 8.5739 | 0.18712 | 8 | 0.76097
59326 | 10.6 | 1 | 365 | 12.1177 | 0.29113 | 12 | 0.40884
58825 | 8.32 | 1 | 365 | 9.5113 | 0.066245 | 9 | 0.5775
59327 | 10.36 | 1 | 365 | 11.8433 | 0.74114 | 12 | 0.58449
28714 | 5.1 | 1 | 365 | 5.8302 | 0.68724 | 6 | 0.51746
59374 | 5.565 | 1 | 365 | 6.3618 | 0.75284 | 7 | 0.11464
29733 | 2.86 | 1 | 365 | 3.2695 | 0.55402 | 3 | 0.82352
51710 | 7.02 | 1 | 365 | 8.0251 | 0.087144 | 8 | 0.11227
59382 | 8.4 | 1 | 365 | 9.6027 | 0.24957 | 9 | 0.85229
57497 | 5.72 | 1 | 365 | 6.539 | 0.10804 | 6 | 0.64703
51135 | 7.42 | 1 | 365 | 8.4824 | 0.0037907 | 8 | 0.48619
54744 | 3.12 | 1 | 365 | 3.5667 | 0.14984 | 3 | 0.71656
51173 | 9.075 | 1 | 365 | 10.3744 | 0.79642 | 11 | 0.17077
18584 | 11.44 | 1 | 365 | 13.078 | 0.21609 | 13 | 0.29407
51182 | 6.36 | 1 | 365 | 7.2706 | 0.57468 | 7 | 0.8453
53344 | 11.7 | 1 | 365 | 13.3752 | 0.81191 | 14 | 0.18711
54934 | 8.06 | 1 | 365 | 9.214 | 0.47042 | 9 | 0.68446
56723 | 5.035 | 1 | 365 | 5.7559 | 0.53829 | 6 | 0.2942
55467 | 7.8 | 1 | 365 | 8.9168 | 0.8746 | 9 | 0.79141
55473 | 7.95 | 1 | 365 | 9.0883 | 0.21835 | 9 | 0.30663
51843 | 4.845 | 1 | 365 | 5.5387 | 0.10288 | 5 | 0.64159
58137 | 11.66 | 1 | 365 | 13.3295 | 0.72024 | 14 | 0.049721
32143 | 8.58 | 1 | 365 | 9.8085 | 0.66207 | 10 | 0.47055
56998 | 10.92 | 1 | 365 | 12.4835 | 0.024447 | 12 | 0.50797
43140 | 3.64 | 1 | 365 | 4.1612 | 0.34148 | 4 | 0.50266
20899 | 6.24 | 1 | 365 | 7.1334 | 0.29968 | 7 | 0.43313
56498 | 5.98 | 1 | 365 | 6.8362 | 0.70386 | 7 | 0.54008
48915 | 7.28 | 1 | 365 | 8.3224 | 0.68296 | 9 | 0.0053149
38426 | 6.76 | 1 | 365 | 7.7279 | 0.49132 | 8 | 0.21922
59233 | 3.71 | 1 | 365 | 4.2412 | 0.5019 | 4 | 0.74309
52335 | 5.98 | 1 | 365 | 6.8362 | 0.70386 | 7 | 0.54008
58242 | 6.095 | 1 | 365 | 6.9677 | 0.9674 | 7 | 0.93508
56652 | 4.77 | 1 | 365 | 5.453 | 0.93101 | 6 | 0.38398
52235 | 7.02 | 1 | 365 | 8.0251 | 0.087144 | 8 | 0.11227
52288 | 8.06 | 1 | 365 | 9.214 | 0.47042 | 9 | 0.68446
49102 | 7.54 | 1 | 365 | 8.6196 | 0.27878 | 8 | 0.89836
58282 | 6.76 | 1 | 365 | 7.7279 | 0.49132 | 8 | 0.21922
58720 | 5.46 | 1 | 365 | 6.2418 | 0.51222 | 6 | 0.75399
58512 | 10.335 | 1 | 365 | 11.8148 | 0.68385 | 12 | 0.49862
52327 | 6.5 | 1 | 365 | 7.4307 | 0.8955 | 8 | 0.32617
44963 | 7.54 | 1 | 365 | 8.6196 | 0.27878 | 8 | 0.89836
48687 | 7.28 | 1 | 365 | 8.3224 | 0.68296 | 9 | 0.0053149
57972 | 7.155 | 1 | 365 | 8.1795 | 0.39651 | 8 | 0.57597
48005 | 6.6 | 1 | 365 | 7.545 | 0.12467 | 7 | 0.66965
59339 | 11.34 | 1 | 365 | 12.9637 | 0.98693 | 13 | 0.95059
43582 | 10.395 | 1 | 365 | 11.8834 | 0.82135 | 12 | 0.7047
57313 | 8.55 | 1 | 365 | 9.7742 | 0.59332 | 10 | 0.36751
46027 | 3.924 | 1 | 365 | 4.4858 | 0.9923 | 5 | 0.47814
47218 | 9.765 | 1 | 365 | 11.1632 | 0.37763 | 11 | 0.54078
31721 | 9.88 | 1 | 365 | 11.2946 | 0.64117 | 11 | 0.93578
49935 | 12 | 1 | 365 | 13.7182 | 0.49939 | 14 | 0.21755
42747 | 7.245 | 1 | 365 | 8.2823 | 0.60276 | 8 | 0.8851
45265 | 7.68 | 1 | 365 | 8.7796 | 0.59961 | 9 | 0.37923
39209 | 4.16 | 1 | 365 | 4.7556 | 0.53312 | 5 | 0.28875
60726 | 3.71 | 1 | 365 | 4.2412 | 0.5019 | 4 | 0.74309
32913 | 9.62 | 1 | 365 | 10.9974 | 0.045346 | 11 | 0.042738
10932 | 649.04 | 0.8 | 365 | 593.5756 | 0.88036 | 594 | 0.456
54963 | 7.8 | 1 | 365 | 8.9168 | 0.8746 | 9 | 0.79141
61205 | 10.4 | 1 | 365 | 11.8891 | 0.83281 | 12 | 0.72188
57217 | 8.48 | 1 | 365 | 9.6942 | 0.4329 | 10 | 0.12707
57347 | 4.77 | 1 | 365 | 5.453 | 0.93101 | 6 | 0.38398
57587 | 6.5 | 1 | 365 | 7.4307 | 0.8955 | 8 | 0.32617
57152 | 9.1 | 1 | 365 | 10.4029 | 0.85371 | 11 | 0.25664
58150 | 3.9 | 1 | 365 | 4.4584 | 0.9373 | 5 | 0.3957
57014 | 4.68 | 1 | 365 | 5.3501 | 0.72476 | 6 | 0.074845
36304 | 4.94 | 1 | 365 | 5.6473 | 0.32058 | 5 | 0.96789
32360 | 3.64 | 1 | 365 | 4.1612 | 0.34148 | 4 | 0.50266
56124 | 6.48 | 1 | 365 | 7.4078 | 0.84967 | 8 | 0.25748
56238 | 4.35 | 1 | 365 | 4.9728 | 0.96853 | 5 | 0.94136
52440 | 7.28 | 1 | 365 | 8.3224 | 0.68296 | 9 | 0.0053149
41598 | 3.9 | 1 | 365 | 4.4584 | 0.9373 | 5 | 0.3957
56285 | 3.78 | 1 | 365 | 4.3212 | 0.66231 | 4 | 0.98353
51839 | 5.46 | 1 | 365 | 6.2418 | 0.51222 | 6 | 0.75399
57302 | 5.67 | 1 | 365 | 6.4818 | 0.99346 | 7 | 0.47529
59122 | 7.848 | 1 | 365 | 8.9717 | 0.9846 | 9 | 0.95628
15853 | 6.12 | 1 | 365 | 6.9963 | 0.02469 | 7 | 0.020952
20546 | 7.65 | 1 | 365 | 8.7453 | 0.53086 | 9 | 0.27619
32251 | 7.54 | 1 | 365 | 8.6196 | 0.27878 | 8 | 0.89836
59827 | 7.395 | 1 | 365 | 8.4538 | 0.9465 | 9 | 0.40032
27844 | 7.28 | 1 | 365 | 8.3224 | 0.68296 | 9 | 0.0053149
59148 | 4.505 | 1 | 365 | 5.15 | 0.32373 | 5 | 0.47376
42949 | 5.46 | 1 | 365 | 6.2418 | 0.51222 | 6 | 0.75399
29157 | 3 | 1 | 365 | 3.4295 | 0.87485 | 4 | 0.30439
60277 | 8.84 | 1 | 365 | 10.1057 | 0.25789 | 10 | 0.3636
60279 | 4.42 | 1 | 365 | 5.0529 | 0.12894 | 5 | 0.1818
51594 | 7.8 | 1 | 365 | 8.9168 | 0.8746 | 9 | 0.79141
60280 | 5.98 | 1 | 365 | 6.8362 | 0.70386 | 7 | 0.54008
60282 | 13.26 | 1 | 365 | 15.1586 | 0.38683 | 15 | 0.54539
24037 | 3.9 | 1 | 365 | 4.4584 | 0.9373 | 5 | 0.3957
59110 | 5.035 | 1 | 365 | 5.7559 | 0.53829 | 6 | 0.2942
59055 | 7.5 | 1 | 365 | 8.5739 | 0.18712 | 8 | 0.76097
60306 | 11.44 | 1 | 365 | 13.078 | 0.21609 | 13 | 0.29407
60310 | 13.26 | 1 | 365 | 15.1586 | 0.38683 | 15 | 0.54539
51838 | 2.34 | 1 | 365 | 2.675 | 0.36238 | 3 | 0.037423
44096 | 4.68 | 1 | 365 | 5.3501 | 0.72476 | 6 | 0.074845
52225 | 9.36 | 1 | 365 | 10.7002 | 0.44953 | 11 | 0.14969
51058 | 6.76 | 1 | 365 | 7.7279 | 0.49132 | 8 | 0.21922
49118 | 5.72 | 1 | 365 | 6.539 | 0.10804 | 6 | 0.64703
58817 | 9.88 | 1 | 365 | 11.2946 | 0.64117 | 11 | 0.93578
60322 | 5.72 | 1 | 365 | 6.539 | 0.10804 | 6 | 0.64703
60324 | 8.84 | 1 | 365 | 10.1057 | 0.25789 | 10 | 0.3636
60325 | 6.24 | 1 | 365 | 7.1334 | 0.29968 | 7 | 0.43313
60326 | 4.16 | 1 | 365 | 4.7556 | 0.53312 | 5 | 0.28875
60328 | 9.1 | 1 | 365 | 10.4029 | 0.85371 | 11 | 0.25664
48814 | 8.06 | 1 | 365 | 9.214 | 0.47042 | 9 | 0.68446
60329 | 6.24 | 1 | 365 | 7.1334 | 0.29968 | 7 | 0.43313
60385 | 4.16 | 1 | 365 | 4.7556 | 0.53312 | 5 | 0.28875
60330 | 13.26 | 1 | 365 | 15.1586 | 0.38683 | 15 | 0.54539
58855 | 5.98 | 1 | 365 | 6.8362 | 0.70386 | 7 | 0.54008
57883 | 2.7 | 1 | 365 | 3.0866 | 0.18736 | 3 | 0.27395
52067 | 4.16 | 1 | 365 | 4.7556 | 0.53312 | 5 | 0.28875
60334 | 10.14 | 1 | 365 | 11.5918 | 0.23699 | 11 | 0.82883
60335 | 16.9 | 1 | 365 | 19.3197 | 0.72831 | 20 | 0.048052
52297 | 7.02 | 1 | 365 | 8.0251 | 0.087144 | 8 | 0.11227
60336 | 7.28 | 1 | 365 | 8.3224 | 0.68296 | 9 | 0.0053149
60337 | 13 | 1 | 365 | 14.8613 | 0.79101 | 15 | 0.65235
60351 | 8.84 | 1 | 365 | 10.1057 | 0.25789 | 10 | 0.3636
60353 | 11.7 | 1 | 365 | 13.3752 | 0.81191 | 14 | 0.18711
60354 | 3.12 | 1 | 365 | 3.5667 | 0.14984 | 3 | 0.71656
60356 | 7.83 | 1 | 365 | 8.9511 | 0.94335 | 9 | 0.89445
60358 | 6.76 | 1 | 365 | 7.7279 | 0.49132 | 8 | 0.21922
60359 | 5.67 | 1 | 365 | 6.4818 | 0.99346 | 7 | 0.47529
60360 | 12.825 | 1 | 365 | 14.6613 | 0.38998 | 15 | 0.051259
60361 | 5.46 | 1 | 365 | 6.2418 | 0.51222 | 6 | 0.75399
60365 | 5.8 | 1 | 365 | 6.6304 | 0.29137 | 6 | 0.92182
52239 | 10.66 | 1 | 365 | 12.1863 | 0.42863 | 12 | 0.61493
60366 | 5.98 | 1 | 365 | 6.8362 | 0.70386 | 7 | 0.54008
60368 | 7.54 | 1 | 365 | 8.6196 | 0.27878 | 8 | 0.89836
60391 | 6.76 | 1 | 365 | 7.7279 | 0.49132 | 8 | 0.21922
60393 | 6.96 | 1 | 365 | 7.9565 | 0.94965 | 8 | 0.90618
55794 | 13.34 | 1 | 365 | 15.25 | 0.57016 | 15 | 0.82018
59034 | 7.28 | 1 | 365 | 8.3224 | 0.68296 | 9 | 0.0053149
59031 | 13.34 | 1 | 365 | 15.25 | 0.57016 | 15 | 0.82018
59029 | 11.02 | 1 | 365 | 12.5978 | 0.25361 | 12 | 0.85145
59003 | 7.83 | 1 | 365 | 8.9511 | 0.94335 | 9 | 0.89445
59002 | 7.54 | 1 | 365 | 8.6196 | 0.27878 | 8 | 0.89836
38776 | 7.02 | 1 | 365 | 8.0251 | 0.087144 | 8 | 0.11227
58970 | 9.28 | 1 | 365 | 10.6087 | 0.2662 | 10 | 0.87491
58393 | 4.64 | 1 | 365 | 5.3044 | 0.6331 | 5 | 0.93745
58388 | 13.26 | 1 | 365 | 15.1586 | 0.38683 | 15 | 0.54539
58336 | 11.02 | 1 | 365 | 12.5978 | 0.25361 | 12 | 0.85145
58330 | 4.93 | 1 | 365 | 5.6359 | 0.29767 | 5 | 0.93354
59357 | 3.445 | 1 | 365 | 3.9383 | 0.89462 | 4 | 0.83287
57884 | 7.2 | 1 | 365 | 8.2309 | 0.49964 | 8 | 0.73053
51559 | 5.72 | 1 | 365 | 6.539 | 0.10804 | 6 | 0.64703
51970 | 3.9 | 1 | 365 | 4.4584 | 0.9373 | 5 | 0.3957
55363 | 9.36 | 1 | 365 | 10.7002 | 0.44953 | 11 | 0.14969
48580 | 8.745 | 1 | 365 | 9.9971 | 0.040182 | 10 | 0.037291
47197 | 4.4 | 1 | 365 | 5.03 | 0.08311 | 5 | 0.1131
57745 | 9.24 | 1 | 365 | 10.563 | 0.17453 | 10 | 0.73752
56158 | 13.3 | 1 | 365 | 15.2043 | 0.47849 | 15 | 0.68279
43624 | 8.505 | 1 | 365 | 9.7227 | 0.49019 | 10 | 0.21294
56754 | 9.9 | 1 | 365 | 11.3175 | 0.687 | 12 | 0.0044804
50433 | 3.705 | 1 | 365 | 4.2355 | 0.49044 | 4 | 0.72592
35150 | 94.224 | 0.9 | 365 | 96.9435 | 0.3327 | 97 | 0.2762
58381 | 3.38 | 1 | 365 | 3.8639 | 0.74566 | 4 | 0.60961
43665 | 4.2 | 1 | 365 | 4.8014 | 0.62479 | 5 | 0.42614
60274 | 16.905 | 1 | 365 | 19.3255 | 0.73977 | 20 | 0.065226
57552 | 9.12 | 1 | 365 | 10.4258 | 0.89954 | 11 | 0.32534
59713 | 10.455 | 1 | 365 | 11.9519 | 0.95885 | 12 | 0.91079
59604 | 7.65 | 1 | 365 | 8.7453 | 0.53086 | 9 | 0.27619
58588 | 6.6 | 1 | 365 | 7.545 | 0.12467 | 7 | 0.66965
49244 | 5.565 | 1 | 365 | 6.3618 | 0.75284 | 7 | 0.11464
51454 | 5.83 | 1 | 365 | 6.6647 | 0.36012 | 7 | 0.024861
33670 | 3.12 | 1 | 365 | 3.5667 | 0.14984 | 3 | 0.71656
57477 | 3.5 | 1 | 365 | 4.0011 | 0.020656 | 4 | 0.021786
57750 | 11.395 | 1 | 365 | 13.0265 | 0.11296 | 13 | 0.1395
55424 | 8.58 | 1 | 365 | 9.8085 | 0.66207 | 10 | 0.47055
60394 | 5.72 | 1 | 365 | 6.539 | 0.10804 | 6 | 0.64703
60395 | 11.7 | 1 | 365 | 13.3752 | 0.81191 | 14 | 0.18711
60396 | 4.16 | 1 | 365 | 4.7556 | 0.53312 | 5 | 0.28875
55971 | 8.41 | 1 | 365 | 9.6141 | 0.27249 | 9 | 0.88663
56226 | 5.51 | 1 | 365 | 6.2989 | 0.6268 | 6 | 0.92573
60525 | 10.66 | 1 | 365 | 12.1863 | 0.42863 | 12 | 0.61493
60532 | 7.83 | 1 | 365 | 8.9511 | 0.94335 | 9 | 0.89445
56431 | 11.5 | 1 | 365 | 13.1466 | 0.35358 | 13 | 0.50015
56864 | 7.95 | 1 | 365 | 9.0883 | 0.21835 | 9 | 0.30663
59381 | 4.24 | 1 | 365 | 4.8471 | 0.71645 | 5 | 0.56354
58884 | 6.6 | 1 | 365 | 7.545 | 0.12467 | 7 | 0.66965
57732 | 7.95 | 1 | 365 | 9.0883 | 0.21835 | 9 | 0.30663
60593 | 11 | 1 | 365 | 12.575 | 0.20778 | 12 | 0.78276
60598 | 6.12 | 1 | 365 | 6.9963 | 0.02469 | 7 | 0.020952
50062 | 6.867 | 1 | 365 | 7.8502 | 0.73653 | 8 | 0.58674
42529 | 8.829 | 1 | 365 | 10.0931 | 0.23268 | 10 | 0.32581
60534 | 9.88 | 1 | 365 | 11.2946 | 0.64117 | 11 | 0.93578
58833 | 9.6 | 1 | 365 | 10.9745 | 0.99951 | 11 | 0.97404
47716 | 6.6 | 1 | 365 | 7.545 | 0.12467 | 7 | 0.66965
57030 | 5.83 | 1 | 365 | 6.6647 | 0.36012 | 7 | 0.024861
60641 | 9.6 | 1 | 365 | 10.9745 | 0.99951 | 11 | 0.97404
47731 | 5 | 1 | 365 | 5.7159 | 0.45808 | 6 | 0.17398
60533 | 13.26 | 1 | 365 | 15.1586 | 0.38683 | 15 | 0.54539
47582 | 10.137 | 1 | 365 | 11.5884 | 0.23011 | 11 | 0.81853
33816 | 10.2 | 1 | 365 | 11.6604 | 0.37448 | 12 | 0.034919
60370 | 7.8 | 1 | 365 | 8.9168 | 0.8746 | 9 | 0.79141
44572 | 4.68 | 1 | 365 | 5.3501 | 0.72476 | 6 | 0.074845
44955 | 5.865 | 1 | 365 | 6.7048 | 0.44033 | 7 | 0.14508
27982 | 4.42 | 1 | 365 | 5.0529 | 0.12894 | 5 | 0.1818
49356 | 3 | 1 | 365 | 3.4295 | 0.87485 | 4 | 0.30439
38536 | 10.71 | 1 | 365 | 12.2435 | 0.54321 | 12 | 0.78667
38483 | 11.5 | 1 | 365 | 13.1466 | 0.35358 | 13 | 0.50015
38610 | 11.985 | 1 | 365 | 13.701 | 0.46502 | 14 | 0.16603
40084 | 5.46 | 1 | 365 | 6.2418 | 0.51222 | 6 | 0.75399
58497 | 4.5 | 1 | 365 | 5.1443 | 0.31227 | 5 | 0.45658
56225 | 10.15 | 1 | 365 | 11.6033 | 0.2599 | 11 | 0.86318
38001 | 7.54 | 1 | 365 | 8.6196 | 0.27878 | 8 | 0.89836
48613 | 10.4 | 1 | 365 | 11.8891 | 0.83281 | 12 | 0.72188
42534 | 7.98 | 1 | 365 | 9.1226 | 0.2871 | 9 | 0.40967
33866 | 12.22 | 1 | 365 | 13.9697 | 0.0035475 | 13 | 0.97321
57209 | 4.42 | 1 | 365 | 5.0529 | 0.12894 | 5 | 0.1818
45584 | 5.355 | 1 | 365 | 6.1217 | 0.2716 | 6 | 0.39333
35904 | 11.18 | 1 | 365 | 12.7808 | 0.62027 | 13 | 0.40102
38038 | 13 | 1 | 365 | 14.8613 | 0.79101 | 15 | 0.65235
37396 | 4.16 | 1 | 365 | 4.7556 | 0.53312 | 5 | 0.28875
28812 | 5.46 | 1 | 365 | 6.2418 | 0.51222 | 6 | 0.75399
44223 | 5.72 | 1 | 365 | 6.539 | 0.10804 | 6 | 0.64703
32056 | 13 | 1 | 365 | 14.8613 | 0.79101 | 15 | 0.65235
48691 | 6.5 | 1 | 365 | 7.4307 | 0.8955 | 8 | 0.32617
30651 | 5.2 | 1 | 365 | 5.9445 | 0.9164 | 6 | 0.86094
52047 | 9.36 | 1 | 365 | 10.7002 | 0.44953 | 11 | 0.14969
33958 | 10.4 | 1 | 365 | 11.8891 | 0.83281 | 12 | 0.72188
22214 | 6.76 | 1 | 365 | 7.7279 | 0.49132 | 8 | 0.21922
28933 | 5.61 | 1 | 365 | 6.4132 | 0.85597 | 7 | 0.26921
31448 | 2.6 | 1 | 365 | 2.9723 | 0.9582 | 3 | 0.93047
40983 | 6.24 | 1 | 365 | 7.1334 | 0.29968 | 7 | 0.43313
20647 | 4.845 | 1 | 365 | 5.5387 | 0.10288 | 5 | 0.64159
50865 | 4.59 | 1 | 365 | 5.2472 | 0.51852 | 5 | 0.76571
31384 | 6.24 | 1 | 365 | 7.1334 | 0.29968 | 7 | 0.43313
60785 | 4.16 | 1 | 365 | 4.7556 | 0.53312 | 5 | 0.28875
60787 | 11.7 | 1 | 365 | 13.3752 | 0.81191 | 14 | 0.18711
48226 | 11.395 | 1 | 365 | 13.0265 | 0.11296 | 13 | 0.1395
59373 | 8.215 | 1 | 365 | 9.3912 | 0.82563 | 10 | 0.21685
61594 | 3.71 | 1 | 365 | 4.2412 | 0.5019 | 4 | 0.74309
35141 | 24.57 | 1 | 365 | 28.0879 | 0.30501 | 28 | 0.39294
53956 | 6.63 | 1 | 365 | 7.5793 | 0.19341 | 7 | 0.7727
37915 | 9.52 | 1 | 365 | 10.8831 | 0.81618 | 11 | 0.69926
39908 | 3.08 | 1 | 365 | 3.521 | 0.058177 | 3 | 0.57917
45315 | 8.68 | 1 | 365 | 9.9228 | 0.89123 | 10 | 0.81403
34529 | 27.84 | 0.9 | 365 | 28.6435 | 0.41873 | 29 | 0.062249
48692 | 3.64 | 1 | 365 | 4.1612 | 0.34148 | 4 | 0.50266
52884 | 11.96 | 1 | 365 | 13.6724 | 0.40773 | 14 | 0.08016
53930 | 11.44 | 1 | 365 | 13.078 | 0.21609 | 13 | 0.29407
60582 | 6.6 | 1 | 365 | 7.545 | 0.12467 | 7 | 0.66965
37707 | 7.02 | 1 | 365 | 8.0251 | 0.087144 | 8 | 0.11227
60581 | 8.415 | 1 | 365 | 9.6199 | 0.28395 | 9 | 0.90381
60583 | 3.6 | 1 | 365 | 4.1154 | 0.24982 | 4 | 0.36527
50175 | 8.58 | 1 | 365 | 9.8085 | 0.66207 | 10 | 0.47055
60586 | 9.3 | 1 | 365 | 10.6316 | 0.31203 | 10 | 0.9436
58773 | 8.58 | 1 | 365 | 9.8085 | 0.66207 | 10 | 0.47055
34141 | 2.34 | 1 | 365 | 2.675 | 0.36238 | 3 | 0.037423
56645 | 10.08 | 1 | 365 | 11.5233 | 0.099489 | 11 | 0.62274
47354 | 7.2 | 1 | 365 | 8.2309 | 0.49964 | 8 | 0.73053
59791 | 9.62 | 1 | 365 | 10.9974 | 0.045346 | 11 | 0.042738
56891 | 10.6 | 1 | 365 | 12.1177 | 0.29113 | 12 | 0.40884
57314 | 12.47 | 1 | 365 | 14.2555 | 0.57645 | 14 | 0.83191
56143 | 9.69 | 1 | 365 | 11.0774 | 0.20576 | 11 | 0.28317
56555 | 6.3 | 1 | 365 | 7.202 | 0.43718 | 7 | 0.63921
57887 | 11.025 | 1 | 365 | 12.6036 | 0.26507 | 12 | 0.86863
57886 | 8.625 | 1 | 365 | 9.8599 | 0.76519 | 10 | 0.62512
57882 | 4.8 | 1 | 365 | 5.4873 | 0.99976 | 6 | 0.48702
59113 | 9.275 | 1 | 365 | 10.603 | 0.25474 | 10 | 0.85773
59647 | 7.685 | 1 | 365 | 8.7853 | 0.61107 | 9 | 0.39641
55318 | 7.8 | 1 | 365 | 8.9168 | 0.8746 | 9 | 0.79141
45335 | 2 | 1 | 365 | 2.2864 | 0.58323 | 2 | 0.86959
60436 | 5.13 | 1 | 365 | 5.8645 | 0.75599 | 6 | 0.6205
59970 | 10.15 | 1 | 365 | 11.6033 | 0.2599 | 11 | 0.86318
60121 | 12.74 | 1 | 365 | 14.5641 | 0.19519 | 14 | 0.7593
60110 | 9.62 | 1 | 365 | 10.9974 | 0.045346 | 11 | 0.042738
60117 | 13.52 | 1 | 365 | 15.4558 | 0.98265 | 16 | 0.43844
60073 | 11.6 | 1 | 365 | 13.2609 | 0.58275 | 13 | 0.84363
50214 | 2.295 | 1 | 365 | 2.6236 | 0.25926 | 2 | 0.88286
48031 | 11.44 | 1 | 365 | 13.078 | 0.21609 | 13 | 0.29407
40121 | 5.04 | 1 | 365 | 5.7616 | 0.54974 | 6 | 0.31137
40187 | 5.04 | 1 | 365 | 5.7616 | 0.54974 | 6 | 0.31137
52321 | 6.095 | 1 | 365 | 6.9677 | 0.9674 | 7 | 0.93508
61879 | 2.34 | 1 | 365 | 2.675 | 0.36238 | 3 | 0.037423
62005 | 6.36 | 1 | 365 | 7.2706 | 0.57468 | 7 | 0.8453
44310 | 10.8 | 1 | 365 | 12.3463 | 0.74945 | 13 | 0.095797
62076 | 2.6 | 1 | 365 | 2.9723 | 0.9582 | 3 | 0.93047
45479 | 7.56 | 1 | 365 | 8.6424 | 0.32462 | 8 | 0.96706
47435 | 3.24 | 1 | 365 | 3.7039 | 0.42484 | 4 | 0.12874
42530 | 5.886 | 1 | 365 | 6.7288 | 0.48845 | 7 | 0.21721
57378 | 4.68 | 1 | 365 | 5.3501 | 0.72476 | 6 | 0.074845
58839 | 5.035 | 1 | 365 | 5.7559 | 0.53829 | 6 | 0.2942
62021 | 6.6 | 1 | 365 | 7.545 | 0.12467 | 7 | 0.66965
62016 | 9.88 | 1 | 365 | 11.2946 | 0.64117 | 11 | 0.93578
62014 | 11.2 | 1 | 365 | 12.8036 | 0.6661 | 13 | 0.46972
62002 | 5.76 | 1 | 365 | 6.5847 | 0.19971 | 6 | 0.78442
45082 | 7.28 | 1 | 365 | 8.3224 | 0.68296 | 9 | 0.0053149
61998 | 10.8 | 1 | 365 | 12.3463 | 0.74945 | 13 | 0.095797
46218 | 6.72 | 1 | 365 | 7.6822 | 0.39966 | 8 | 0.081829
35583 | 85.68 | 0.9 | 365 | 88.1529 | 0.71109 | 88 | 0.86399
60252 | 12.22 | 1 | 365 | 13.9697 | 0.0035475 | 13 | 0.97321
44420 | 5.22 | 1 | 365 | 5.9674 | 0.96224 | 6 | 0.92964
61929 | 11.2 | 1 | 365 | 12.8036 | 0.6661 | 13 | 0.46972
50834 | 9.275 | 1 | 365 | 10.603 | 0.25474 | 10 | 0.85773
61993 | 3.6 | 1 | 365 | 4.1154 | 0.24982 | 4 | 0.36527
51353 | 10.66 | 1 | 365 | 12.1863 | 0.42863 | 12 | 0.61493
60793 | 7.8 | 1 | 365 | 8.9168 | 0.8746 | 9 | 0.79141
61990 | 10.08 | 1 | 365 | 11.5233 | 0.099489 | 11 | 0.62274
59297 | 3.3 | 1 | 365 | 3.7725 | 0.56233 | 4 | 0.33483
61981 | 8.8 | 1 | 365 | 10.06 | 0.16622 | 10 | 0.2262
37043 | 65.52 | 0.9 | 365 | 67.411 | 0.13201 | 67 | 0.54305
59307 | 4.8 | 1 | 365 | 5.4873 | 0.99976 | 6 | 0.48702
59421 | 11.1 | 1 | 365 | 12.6893 | 0.43694 | 13 | 0.12624
59344 | 6 | 1 | 365 | 6.8591 | 0.7497 | 7 | 0.60878
59477 | 10.725 | 1 | 365 | 12.2606 | 0.57758 | 12 | 0.83819
61980 | 6.6 | 1 | 365 | 7.545 | 0.12467 | 7 | 0.66965
36899 | 33.55 | 0.9 | 365 | 34.5183 | 0.19535 | 34 | 0.71367
60037 | 4.2 | 1 | 365 | 4.8014 | 0.62479 | 5 | 0.42614
38424 | 11.5 | 1 | 365 | 13.1466 | 0.35358 | 13 | 0.50015
61979 | 8.1 | 1 | 365 | 9.2598 | 0.56209 | 9 | 0.82185
38563 | 10.71 | 1 | 365 | 12.2435 | 0.54321 | 12 | 0.78667
61978 | 14.388 | 1 | 365 | 16.4481 | 0.97177 | 17 | 0.41984
54475 | 11.475 | 1 | 365 | 13.118 | 0.29629 | 13 | 0.41428
61976 | 8.1 | 1 | 365 | 9.2598 | 0.56209 | 9 | 0.82185
58772 | 5.3 | 1 | 365 | 6.0589 | 0.14556 | 6 | 0.20442
59993 | 10.8 | 1 | 365 | 12.3463 | 0.74945 | 13 | 0.095797
61933 | 24.75 | 1 | 365 | 28.2937 | 0.7175 | 29 | 0.011201
59989 | 8.745 | 1 | 365 | 9.9971 | 0.040182 | 10 | 0.037291
61925 | 7.15 | 1 | 365 | 8.1737 | 0.38505 | 8 | 0.55879
42723 | 7.56 | 1 | 365 | 8.6424 | 0.32462 | 8 | 0.96706
61911 | 10.88 | 1 | 365 | 12.4378 | 0.93278 | 13 | 0.37058
62106 | 9.9 | 1 | 365 | 11.3175 | 0.687 | 12 | 0.0044804
61909 | 10.56 | 1 | 365 | 12.072 | 0.19946 | 12 | 0.27145
61908 | 9.28 | 1 | 365 | 10.6087 | 0.2662 | 10 | 0.87491
61905 | 11.88 | 1 | 365 | 13.581 | 0.2244 | 13 | 0.80538
61855 | 11.61 | 1 | 365 | 13.2723 | 0.60566 | 13 | 0.87798
61903 | 4.94 | 1 | 365 | 5.6473 | 0.32058 | 5 | 0.96789
61902 | 12.74 | 1 | 365 | 14.5641 | 0.19519 | 14 | 0.7593
61863 | 11.88 | 1 | 365 | 13.581 | 0.2244 | 13 | 0.80538
61848 | 9.72 | 1 | 365 | 11.1117 | 0.27451 | 11 | 0.38622
49332 | 8.925 | 1 | 365 | 10.2029 | 0.45267 | 10 | 0.65555
61844 | 9.01 | 1 | 365 | 10.3001 | 0.64746 | 10 | 0.94751
61831 | 6.75 | 1 | 365 | 7.7165 | 0.46841 | 8 | 0.18487
61602 | 8.502 | 1 | 365 | 9.7193 | 0.48332 | 10 | 0.20264
61589 | 11.7 | 1 | 365 | 13.3752 | 0.81191 | 14 | 0.18711
61403 | 9.69 | 1 | 365 | 11.0774 | 0.20576 | 11 | 0.28317
61574 | 9.435 | 1 | 365 | 10.7859 | 0.6214 | 11 | 0.4073
61845 | 4.8 | 1 | 365 | 5.4873 | 0.99976 | 6 | 0.48702
61843 | 8.7 | 1 | 365 | 9.9457 | 0.93706 | 10 | 0.88273
61841 | 5.46 | 1 | 365 | 6.2418 | 0.51222 | 6 | 0.75399
61988 | 7.68 | 1 | 365 | 8.7796 | 0.59961 | 9 | 0.37923
25608 | 5.46 | 1 | 365 | 6.2418 | 0.51222 | 6 | 0.75399
23920 | 4.94 | 1 | 365 | 5.6473 | 0.32058 | 5 | 0.96789
62112 | 3.25 | 1 | 365 | 3.7153 | 0.44775 | 4 | 0.16309
62101 | 12.6 | 1 | 365 | 14.4041 | 0.87436 | 15 | 0.27843
62096 | 7.04 | 1 | 365 | 8.048 | 0.13298 | 8 | 0.18096
62045 | 4.68 | 1 | 365 | 5.3501 | 0.72476 | 6 | 0.074845
62095 | 8.91 | 1 | 365 | 10.1857 | 0.4183 | 10 | 0.60403
62088 | 24.57 | 1 | 365 | 28.0879 | 0.30501 | 28 | 0.39294
62086 | 7.56 | 1 | 365 | 8.6424 | 0.32462 | 8 | 0.96706
62083 | 8.04 | 1 | 365 | 9.1912 | 0.42459 | 9 | 0.61576
61906 | 13.44 | 1 | 365 | 15.3643 | 0.79932 | 16 | 0.16366
59140 | 4.505 | 1 | 365 | 5.15 | 0.32373 | 5 | 0.47376
61872 | 9.28 | 1 | 365 | 10.6087 | 0.2662 | 10 | 0.87491
58768 | 5.035 | 1 | 365 | 5.7559 | 0.53829 | 6 | 0.2942
61865 | 12.15 | 1 | 365 | 13.8896 | 0.84313 | 14 | 0.73277
61859 | 3.84 | 1 | 365 | 4.3898 | 0.79981 | 5 | 0.18962
62048 | 4.505 | 1 | 365 | 5.15 | 0.32373 | 5 | 0.47376
62034 | 4.59 | 1 | 365 | 5.2472 | 0.51852 | 5 | 0.76571
62033 | 5.94 | 1 | 365 | 6.7905 | 0.6122 | 7 | 0.40269
61737 | 6.96 | 1 | 365 | 7.9565 | 0.94965 | 8 | 0.90618
61733 | 13.26 | 1 | 365 | 15.1586 | 0.38683 | 15 | 0.54539
61724 | 5.72 | 1 | 365 | 6.539 | 0.10804 | 6 | 0.64703
61721 | 8.32 | 1 | 365 | 9.5113 | 0.066245 | 9 | 0.5775
61720 | 12.76 | 1 | 365 | 14.587 | 0.24102 | 14 | 0.828
61244 | 12 | 1 | 365 | 13.7182 | 0.49939 | 14 | 0.21755
61717 | 7.54 | 1 | 365 | 8.6196 | 0.27878 | 8 | 0.89836
61273 | 8.215 | 1 | 365 | 9.3912 | 0.82563 | 10 | 0.21685
61715 | 3.48 | 1 | 365 | 3.9783 | 0.97482 | 4 | 0.95309
61705 | 4.59 | 1 | 365 | 5.2472 | 0.51852 | 5 | 0.76571
61696 | 3.57 | 1 | 365 | 4.0812 | 0.18107 | 4 | 0.26222
61282 | 10.24 | 1 | 365 | 11.7062 | 0.46615 | 12 | 0.17231
59294 | 5.565 | 1 | 365 | 6.3618 | 0.75284 | 7 | 0.11464
57324 | 11.18 | 1 | 365 | 12.7808 | 0.62027 | 13 | 0.40102
61648 | 8.91 | 1 | 365 | 10.1857 | 0.4183 | 10 | 0.60403
61646 | 13.05 | 1 | 365 | 14.9185 | 0.90559 | 15 | 0.82409
57425 | 5.2 | 1 | 365 | 5.9445 | 0.9164 | 6 | 0.86094
59229 | 7.42 | 1 | 365 | 8.4824 | 0.0037907 | 8 | 0.48619
61278 | 6.03 | 1 | 365 | 6.8934 | 0.81844 | 7 | 0.71182
61633 | 11.2 | 1 | 365 | 12.8036 | 0.6661 | 13 | 0.46972
61612 | 5.67 | 1 | 365 | 6.4818 | 0.99346 | 7 | 0.47529
55738 | 3.99 | 1 | 365 | 4.5613 | 0.14355 | 4 | 0.70484
57134 | 4.275 | 1 | 365 | 4.8871 | 0.79666 | 5 | 0.68375
57959 | 4.24 | 1 | 365 | 4.8471 | 0.71645 | 5 | 0.56354
58032 | 6.76 | 1 | 365 | 7.7279 | 0.49132 | 8 | 0.21922
48404 | 7.54 | 1 | 365 | 8.6196 | 0.27878 | 8 | 0.89836
53428 | 6.5 | 1 | 365 | 7.4307 | 0.8955 | 8 | 0.32617
58043 | 4.16 | 1 | 365 | 4.7556 | 0.53312 | 5 | 0.28875
61873 | 4.68 | 1 | 365 | 5.3501 | 0.72476 | 6 | 0.074845
40589 | 9.1 | 1 | 365 | 10.4029 | 0.85371 | 11 | 0.25664
10935 | 990.945 | 0.7 | 365 | 792.98 | 0.60579 | 793 | 0.58575
61816 | 8.16 | 1 | 365 | 9.3283 | 0.69959 | 10 | 0.027935
25535 | 9.62 | 1 | 365 | 10.9974 | 0.045346 | 11 | 0.042738
29150 | 7.28 | 1 | 365 | 8.3224 | 0.68296 | 9 | 0.0053149
61810 | 8.91 | 1 | 365 | 10.1857 | 0.4183 | 10 | 0.60403
61809 | 6.48 | 1 | 365 | 7.4078 | 0.84967 | 8 | 0.25748
62020 | 3.15 | 1 | 365 | 3.601 | 0.21859 | 3 | 0.81961
48665 | 6.24 | 1 | 365 | 7.1334 | 0.29968 | 7 | 0.43313
33285 | 9.36 | 1 | 365 | 10.7002 | 0.44953 | 11 | 0.14969
52514 | 5.46 | 1 | 365 | 6.2418 | 0.51222 | 6 | 0.75399
51823 | 5.72 | 1 | 365 | 6.539 | 0.10804 | 6 | 0.64703
61746 | 17.4 | 1 | 365 | 19.8913 | 0.87412 | 20 | 0.76545
56855 | 8.4 | 1 | 365 | 9.6027 | 0.24957 | 9 | 0.85229
61118 | 4.24 | 1 | 365 | 4.8471 | 0.71645 | 5 | 0.56354
61124 | 3.975 | 1 | 365 | 4.5441 | 0.10917 | 4 | 0.65331
61127 | 4.77 | 1 | 365 | 5.453 | 0.93101 | 6 | 0.38398
61169 | 7.95 | 1 | 365 | 9.0883 | 0.21835 | 9 | 0.30663
60913 | 5.7 | 1 | 365 | 6.5161 | 0.062211 | 6 | 0.57834
62032 | 3.78 | 1 | 365 | 4.3212 | 0.66231 | 4 | 0.98353
52679 | 5.46 | 1 | 365 | 6.2418 | 0.51222 | 6 | 0.75399
56317 | 7.02 | 1 | 365 | 8.0251 | 0.087144 | 8 | 0.11227
51667 | 4.16 | 1 | 365 | 4.7556 | 0.53312 | 5 | 0.28875
54410 | 4.94 | 1 | 365 | 5.6473 | 0.32058 | 5 | 0.96789
55096 | 4.16 | 1 | 365 | 4.7556 | 0.53312 | 5 | 0.28875
54299 | 6.24 | 1 | 365 | 7.1334 | 0.29968 | 7 | 0.43313
54408 | 7.28 | 1 | 365 | 8.3224 | 0.68296 | 9 | 0.0053149
53826 | 5.98 | 1 | 365 | 6.8362 | 0.70386 | 7 | 0.54008
53848 | 4.94 | 1 | 365 | 5.6473 | 0.32058 | 5 | 0.96789
52169 | 7.54 | 1 | 365 | 8.6196 | 0.27878 | 8 | 0.89836
31383 | 3.64 | 1 | 365 | 4.1612 | 0.34148 | 4 | 0.50266
55041 | 13 | 1 | 365 | 14.8613 | 0.79101 | 15 | 0.65235
55303 | 4.68 | 1 | 365 | 5.3501 | 0.72476 | 6 | 0.074845
45481 | 5.25 | 1 | 365 | 6.0017 | 0.030984 | 6 | 0.032679
55416 | 6.24 | 1 | 365 | 7.1334 | 0.29968 | 7 | 0.43313
53607 | 5.72 | 1 | 365 | 6.539 | 0.10804 | 6 | 0.64703
54237 | 10.66 | 1 | 365 | 12.1863 | 0.42863 | 12 | 0.61493
54778 | 3.64 | 1 | 365 | 4.1612 | 0.34148 | 4 | 0.50266
25423 | 4.42 | 1 | 365 | 5.0529 | 0.12894 | 5 | 0.1818
49109 | 3.38 | 1 | 365 | 3.8639 | 0.74566 | 4 | 0.60961
56336 | 6.24 | 1 | 365 | 7.1334 | 0.29968 | 7 | 0.43313
51677 | 13 | 1 | 365 | 14.8613 | 0.79101 | 15 | 0.65235
51231 | 7.28 | 1 | 365 | 8.3224 | 0.68296 | 9 | 0.0053149
23094 | 7.8 | 1 | 365 | 8.9168 | 0.8746 | 9 | 0.79141
56541 | 4.68 | 1 | 365 | 5.3501 | 0.72476 | 6 | 0.074845
57826 | 6.24 | 1 | 365 | 7.1334 | 0.29968 | 7 | 0.43313
57835 | 3.9 | 1 | 365 | 4.4584 | 0.9373 | 5 | 0.3957
58104 | 4.59 | 1 | 365 | 5.2472 | 0.51852 | 5 | 0.76571
37775 | 7.905 | 1 | 365 | 9.0368 | 0.11522 | 9 | 0.15206
52942 | 3.38 | 1 | 365 | 3.8639 | 0.74566 | 4 | 0.60961
56340 | 7.54 | 1 | 365 | 8.6196 | 0.27878 | 8 | 0.89836
56289 | 13 | 1 | 365 | 14.8613 | 0.79101 | 15 | 0.65235
56315 | 5.2 | 1 | 365 | 5.9445 | 0.9164 | 6 | 0.86094
38965 | 5.04 | 1 | 365 | 5.7616 | 0.54974 | 6 | 0.31137
42868 | 2.98 | 1 | 365 | 3.4067 | 0.82902 | 4 | 0.23569
34862 | 130.2 | 0.9 | 365 | 133.9578 | 0.53156 | 134 | 0.4894
56380 | 2.86 | 1 | 365 | 3.2695 | 0.55402 | 3 | 0.82352
56644 | 3.38 | 1 | 365 | 3.8639 | 0.74566 | 4 | 0.60961
57039 | 8.84 | 1 | 365 | 10.1057 | 0.25789 | 10 | 0.3636
57053 | 8.06 | 1 | 365 | 9.214 | 0.47042 | 9 | 0.68446
57059 | 7.54 | 1 | 365 | 8.6196 | 0.27878 | 8 | 0.89836
57071 | 10.4 | 1 | 365 | 11.8891 | 0.83281 | 12 | 0.72188
57560 | 8.32 | 1 | 365 | 9.5113 | 0.066245 | 9 | 0.5775
52021 | 4.94 | 1 | 365 | 5.6473 | 0.32058 | 5 | 0.96789
57788 | 8.745 | 1 | 365 | 9.9971 | 0.040182 | 10 | 0.037291
57791 | 12.455 | 1 | 365 | 14.2383 | 0.54208 | 14 | 0.78038
57829 | 3.38 | 1 | 365 | 3.8639 | 0.74566 | 4 | 0.60961
57631 | 10.66 | 1 | 365 | 12.1863 | 0.42863 | 12 | 0.61493
57970 | 9.275 | 1 | 365 | 10.603 | 0.25474 | 10 | 0.85773
52553 | 10.66 | 1 | 365 | 12.1863 | 0.42863 | 12 | 0.61493
56642 | 6.095 | 1 | 365 | 6.9677 | 0.9674 | 7 | 0.93508
57090 | 6.5 | 1 | 365 | 7.4307 | 0.8955 | 8 | 0.32617
57818 | 3.12 | 1 | 365 | 3.5667 | 0.14984 | 3 | 0.71656
56338 | 3.12 | 1 | 365 | 3.5667 | 0.14984 | 3 | 0.71656
55940 | 4.5 | 1 | 365 | 5.1443 | 0.31227 | 5 | 0.45658
57689 | 3.825 | 1 | 365 | 4.3727 | 0.76543 | 5 | 0.13809
59279 | 3 | 1 | 365 | 3.4295 | 0.87485 | 4 | 0.30439
59282 | 4.24 | 1 | 365 | 4.8471 | 0.71645 | 5 | 0.56354
57551 | 4.505 | 1 | 365 | 5.15 | 0.32373 | 5 | 0.47376
58912 | 5.886 | 1 | 365 | 6.7288 | 0.48845 | 7 | 0.21721
59481 | 9.6 | 1 | 365 | 10.9745 | 0.99951 | 11 | 0.97404
58940 | 7.685 | 1 | 365 | 8.7853 | 0.61107 | 9 | 0.39641
59333 | 3.975 | 1 | 365 | 4.5441 | 0.10917 | 4 | 0.65331
59334 | 7.56 | 1 | 365 | 8.6424 | 0.32462 | 8 | 0.96706
59760 | 8.25 | 1 | 365 | 9.4312 | 0.90583 | 10 | 0.33707
59876 | 11.7 | 1 | 365 | 13.3752 | 0.81191 | 14 | 0.18711
44517 | 8.97 | 1 | 365 | 10.2543 | 0.5558 | 10 | 0.81012
50750 | 10.14 | 1 | 365 | 11.5918 | 0.23699 | 11 | 0.82883
59273 | 6.03 | 1 | 365 | 6.8934 | 0.81844 | 7 | 0.71182
59551 | 7.2 | 1 | 365 | 8.2309 | 0.49964 | 8 | 0.73053
59554 | 9.72 | 1 | 365 | 11.1117 | 0.27451 | 11 | 0.38622
59589 | 7.56 | 1 | 365 | 8.6424 | 0.32462 | 8 | 0.96706
59625 | 5.4 | 1 | 365 | 6.1732 | 0.37473 | 6 | 0.5479
59629 | 10.72 | 1 | 365 | 12.2549 | 0.56612 | 12 | 0.82101
59670 | 8.505 | 1 | 365 | 9.7227 | 0.49019 | 10 | 0.21294
59691 | 4.56 | 1 | 365 | 5.2129 | 0.44977 | 5 | 0.66267
59695 | 8.28 | 1 | 365 | 9.4655 | 0.97458 | 10 | 0.44011
59830 | 13.11 | 1 | 365 | 14.9871 | 0.043086 | 15 | 0.030176
59832 | 10.71 | 1 | 365 | 12.2435 | 0.54321 | 12 | 0.78667
59834 | 9 | 1 | 365 | 10.2886 | 0.62454 | 10 | 0.91316
59835 | 12.765 | 1 | 365 | 14.5927 | 0.25248 | 14 | 0.84517
59841 | 13.23 | 1 | 365 | 15.1243 | 0.31808 | 15 | 0.44235
59961 | 6.21 | 1 | 365 | 7.0991 | 0.23094 | 7 | 0.33008
59964 | 5.4 | 1 | 365 | 6.1732 | 0.37473 | 6 | 0.5479
59965 | 15.105 | 1 | 365 | 17.2677 | 0.61486 | 17 | 0.88259
60062 | 12.285 | 1 | 365 | 14.044 | 0.1525 | 14 | 0.19647
60065 | 7.2 | 1 | 365 | 8.2309 | 0.49964 | 8 | 0.73053
49896 | 12.06 | 1 | 365 | 13.7868 | 0.63689 | 14 | 0.42364
45591 | 9.156 | 1 | 365 | 10.467 | 0.98204 | 11 | 0.44899
49903 | 3.78 | 1 | 365 | 4.3212 | 0.66231 | 4 | 0.98353
51314 | 5.04 | 1 | 365 | 5.7616 | 0.54974 | 6 | 0.31137
48300 | 13.395 | 1 | 365 | 15.3129 | 0.6962 | 16 | 0.0090924
51277 | 11.025 | 1 | 365 | 12.6036 | 0.26507 | 12 | 0.86863
57852 | 10.4 | 1 | 365 | 11.8891 | 0.83281 | 12 | 0.72188
58208 | 10.6 | 1 | 365 | 12.1177 | 0.29113 | 12 | 0.40884
59079 | 7.95 | 1 | 365 | 9.0883 | 0.21835 | 9 | 0.30663
59123 | 4.24 | 1 | 365 | 4.8471 | 0.71645 | 5 | 0.56354
59161 | 7.42 | 1 | 365 | 8.4824 | 0.0037907 | 8 | 0.48619
59166 | 11.925 | 1 | 365 | 13.6324 | 0.32752 | 13 | 0.95994
59176 | 12.19 | 1 | 365 | 13.9354 | 0.9348 | 14 | 0.87016
59181 | 3.18 | 1 | 365 | 3.6353 | 0.28734 | 3 | 0.92265
59295 | 8.84 | 1 | 365 | 10.1057 | 0.25789 | 10 | 0.3636
59285 | 4.59 | 1 | 365 | 5.2472 | 0.51852 | 5 | 0.76571
59321 | 3.315 | 1 | 365 | 3.7896 | 0.59671 | 4 | 0.38635
59320 | 2.08 | 1 | 365 | 2.3778 | 0.76656 | 3 | 0.14438
59322 | 5.2 | 1 | 365 | 5.9445 | 0.9164 | 6 | 0.86094
59323 | 7.02 | 1 | 365 | 8.0251 | 0.087144 | 8 | 0.11227
59355 | 13.25 | 1 | 365 | 15.1471 | 0.36391 | 15 | 0.51105
59360 | 4.505 | 1 | 365 | 5.15 | 0.32373 | 5 | 0.47376
59363 | 8.58 | 1 | 365 | 9.8085 | 0.66207 | 10 | 0.47055
59368 | 8.58 | 1 | 365 | 9.8085 | 0.66207 | 10 | 0.47055
59370 | 7.28 | 1 | 365 | 8.3224 | 0.68296 | 9 | 0.0053149
59375 | 5.46 | 1 | 365 | 6.2418 | 0.51222 | 6 | 0.75399
59392 | 3.38 | 1 | 365 | 3.8639 | 0.74566 | 4 | 0.60961
59395 | 9.36 | 1 | 365 | 10.7002 | 0.44953 | 11 | 0.14969
59399 | 6.63 | 1 | 365 | 7.5793 | 0.19341 | 7 | 0.7727
59400 | 7.905 | 1 | 365 | 9.0368 | 0.11522 | 9 | 0.15206
59401 | 10.92 | 1 | 365 | 12.4835 | 0.024447 | 12 | 0.50797
59403 | 15.6 | 1 | 365 | 17.8336 | 0.74921 | 18 | 0.58282
59404 | 5.83 | 1 | 365 | 6.6647 | 0.36012 | 7 | 0.024861
59405 | 3.9 | 1 | 365 | 4.4584 | 0.9373 | 5 | 0.3957
59406 | 4.08 | 1 | 365 | 4.6642 | 0.34979 | 5 | 0.013968
59407 | 5.98 | 1 | 365 | 6.8362 | 0.70386 | 7 | 0.54008
59408 | 4.24 | 1 | 365 | 4.8471 | 0.71645 | 5 | 0.56354
59423 | 2.34 | 1 | 365 | 2.675 | 0.36238 | 3 | 0.037423
59427 | 8.745 | 1 | 365 | 9.9971 | 0.040182 | 10 | 0.037291
59436 | 7.685 | 1 | 365 | 8.7853 | 0.61107 | 9 | 0.39641
59440 | 4.42 | 1 | 365 | 5.0529 | 0.12894 | 5 | 0.1818
59866 | 3.6 | 1 | 365 | 4.1154 | 0.24982 | 4 | 0.36527
60754 | 2.08 | 1 | 365 | 2.3778 | 0.76656 | 3 | 0.14438
49536 | 9 | 1 | 365 | 10.2886 | 0.62454 | 10 | 0.91316
59650 | 7.848 | 1 | 365 | 8.9717 | 0.9846 | 9 | 0.95628
59445 | 5.2 | 1 | 365 | 5.9445 | 0.9164 | 6 | 0.86094
59444 | 4.77 | 1 | 365 | 5.453 | 0.93101 | 6 | 0.38398
59448 | 5.72 | 1 | 365 | 6.539 | 0.10804 | 6 | 0.64703
59450 | 4.77 | 1 | 365 | 5.453 | 0.93101 | 6 | 0.38398
59462 | 4.24 | 1 | 365 | 4.8471 | 0.71645 | 5 | 0.56354
59463 | 7.685 | 1 | 365 | 8.7853 | 0.61107 | 9 | 0.39641
59465 | 6.76 | 1 | 365 | 7.7279 | 0.49132 | 8 | 0.21922
59466 | 8.32 | 1 | 365 | 9.5113 | 0.066245 | 9 | 0.5775
60124 | 3.848 | 1 | 365 | 4.399 | 0.81814 | 5 | 0.2171
59467 | 7.54 | 1 | 365 | 8.6196 | 0.27878 | 8 | 0.89836
59470 | 5.83 | 1 | 365 | 6.6647 | 0.36012 | 7 | 0.024861
59492 | 6.36 | 1 | 365 | 7.2706 | 0.57468 | 7 | 0.8453
59496 | 6.63 | 1 | 365 | 7.5793 | 0.19341 | 7 | 0.7727
59493 | 9.805 | 1 | 365 | 11.2089 | 0.46929 | 11 | 0.67817
56167 | 10.8 | 1 | 365 | 12.3463 | 0.74945 | 13 | 0.095797
59545 | 5.3 | 1 | 365 | 6.0589 | 0.14556 | 6 | 0.20442
59495 | 13.52 | 1 | 365 | 15.4558 | 0.98265 | 16 | 0.43844
60642 | 4.144 | 1 | 365 | 4.7373 | 0.49646 | 5 | 0.23379
59546 | 12.74 | 1 | 365 | 14.5641 | 0.19519 | 14 | 0.7593
59499 | 12.48 | 1 | 365 | 14.2669 | 0.59937 | 14 | 0.86625
50759 | 4.24 | 1 | 365 | 4.8471 | 0.71645 | 5 | 0.56354
59548 | 9.88 | 1 | 365 | 11.2946 | 0.64117 | 11 | 0.93578
59500 | 6.5 | 1 | 365 | 7.4307 | 0.8955 | 8 | 0.32617
59504 | 12.48 | 1 | 365 | 14.2669 | 0.59937 | 14 | 0.86625
59549 | 10.335 | 1 | 365 | 11.8148 | 0.68385 | 12 | 0.49862
59503 | 12.48 | 1 | 365 | 14.2669 | 0.59937 | 14 | 0.86625
59506 | 6.76 | 1 | 365 | 7.7279 | 0.49132 | 8 | 0.21922
61849 | 11.38 | 1 | 365 | 13.0094 | 0.07859 | 13 | 0.087978
59507 | 5.2 | 1 | 365 | 5.9445 | 0.9164 | 6 | 0.86094
59614 | 3.18 | 1 | 365 | 3.6353 | 0.28734 | 3 | 0.92265
59516 | 8.215 | 1 | 365 | 9.3912 | 0.82563 | 10 | 0.21685
59620 | 9.1 | 1 | 365 | 10.4029 | 0.85371 | 11 | 0.25664
59517 | 11.96 | 1 | 365 | 13.6724 | 0.40773 | 14 | 0.08016
59619 | 4.505 | 1 | 365 | 5.15 | 0.32373 | 5 | 0.47376
59519 | 4.335 | 1 | 365 | 4.9557 | 0.93416 | 5 | 0.88984
59623 | 13.78 | 1 | 365 | 15.753 | 0.57847 | 16 | 0.33149
59521 | 4.77 | 1 | 365 | 5.453 | 0.93101 | 6 | 0.38398
59520 | 7.28 | 1 | 365 | 8.3224 | 0.68296 | 9 | 0.0053149
59630 | 5.035 | 1 | 365 | 5.7559 | 0.53829 | 6 | 0.2942
59522 | 6.12 | 1 | 365 | 6.9963 | 0.02469 | 7 | 0.020952
59633 | 11.73 | 1 | 365 | 13.4095 | 0.88066 | 14 | 0.29016
59523 | 7.8 | 1 | 365 | 8.9168 | 0.8746 | 9 | 0.79141
59524 | 10.335 | 1 | 365 | 11.8148 | 0.68385 | 12 | 0.49862
59525 | 10.335 | 1 | 365 | 11.8148 | 0.68385 | 12 | 0.49862
59527 | 4.59 | 1 | 365 | 5.2472 | 0.51852 | 5 | 0.76571
59526 | 4.24 | 1 | 365 | 4.8471 | 0.71645 | 5 | 0.56354
59529 | 4.68 | 1 | 365 | 5.3501 | 0.72476 | 6 | 0.074845
59530 | 7.42 | 1 | 365 | 8.4824 | 0.0037907 | 8 | 0.48619
59534 | 10.66 | 1 | 365 | 12.1863 | 0.42863 | 12 | 0.61493
59531 | 3.975 | 1 | 365 | 4.5441 | 0.10917 | 4 | 0.65331
59537 | 4.77 | 1 | 365 | 5.453 | 0.93101 | 6 | 0.38398
59539 | 7.65 | 1 | 365 | 8.7453 | 0.53086 | 9 | 0.27619
59540 | 5.46 | 1 | 365 | 6.2418 | 0.51222 | 6 | 0.75399
59541 | 6.24 | 1 | 365 | 7.1334 | 0.29968 | 7 | 0.43313
59825 | 5.035 | 1 | 365 | 5.7559 | 0.53829 | 6 | 0.2942
59828 | 3.38 | 1 | 365 | 3.8639 | 0.74566 | 4 | 0.60961
59829 | 7.395 | 1 | 365 | 8.4538 | 0.9465 | 9 | 0.40032
59831 | 10.6 | 1 | 365 | 12.1177 | 0.29113 | 12 | 0.40884
59838 | 6.24 | 1 | 365 | 7.1334 | 0.29968 | 7 | 0.43313
59840 | 9.36 | 1 | 365 | 10.7002 | 0.44953 | 11 | 0.14969
59842 | 10.2 | 1 | 365 | 11.6604 | 0.37448 | 12 | 0.034919
59843 | 2.16 | 1 | 365 | 2.4693 | 0.94989 | 3 | 0.41916
59844 | 3.78 | 1 | 365 | 4.3212 | 0.66231 | 4 | 0.98353
59862 | 10.66 | 1 | 365 | 12.1863 | 0.42863 | 12 | 0.61493
59860 | 11.925 | 1 | 365 | 13.6324 | 0.32752 | 13 | 0.95994
59869 | 5.61 | 1 | 365 | 6.4132 | 0.85597 | 7 | 0.26921
59868 | 4.94 | 1 | 365 | 5.6473 | 0.32058 | 5 | 0.96789
59879 | 12.72 | 1 | 365 | 14.5412 | 0.14936 | 14 | 0.69061
59886 | 2.86 | 1 | 365 | 3.2695 | 0.55402 | 3 | 0.82352
59889 | 8.32 | 1 | 365 | 9.5113 | 0.066245 | 9 | 0.5775
59893 | 6.36 | 1 | 365 | 7.2706 | 0.57468 | 7 | 0.8453
59894 | 6.5 | 1 | 365 | 7.4307 | 0.8955 | 8 | 0.32617
59895 | 7.54 | 1 | 365 | 8.6196 | 0.27878 | 8 | 0.89836
59904 | 9.1 | 1 | 365 | 10.4029 | 0.85371 | 11 | 0.25664
59892 | 3.18 | 1 | 365 | 3.6353 | 0.28734 | 3 | 0.92265
59916 | 7.54 | 1 | 365 | 8.6196 | 0.27878 | 8 | 0.89836
59919 | 2.86 | 1 | 365 | 3.2695 | 0.55402 | 3 | 0.82352
59917 | 13.78 | 1 | 365 | 15.753 | 0.57847 | 16 | 0.33149
59922 | 5.2 | 1 | 365 | 5.9445 | 0.9164 | 6 | 0.86094
59924 | 9.36 | 1 | 365 | 10.7002 | 0.44953 | 11 | 0.14969
59926 | 8.32 | 1 | 365 | 9.5113 | 0.066245 | 9 | 0.5775
59929 | 4.68 | 1 | 365 | 5.3501 | 0.72476 | 6 | 0.074845
59932 | 5.3 | 1 | 365 | 6.0589 | 0.14556 | 6 | 0.20442
59931 | 3.64 | 1 | 365 | 4.1612 | 0.34148 | 4 | 0.50266
59930 | 6.63 | 1 | 365 | 7.5793 | 0.19341 | 7 | 0.7727
59933 | 4.505 | 1 | 365 | 5.15 | 0.32373 | 5 | 0.47376
59937 | 8.48 | 1 | 365 | 9.6942 | 0.4329 | 10 | 0.12707
59936 | 8.58 | 1 | 365 | 9.8085 | 0.66207 | 10 | 0.47055
59945 | 9.62 | 1 | 365 | 10.9974 | 0.045346 | 11 | 0.042738
59947 | 12.48 | 1 | 365 | 14.2669 | 0.59937 | 14 | 0.86625
59949 | 5.46 | 1 | 365 | 6.2418 | 0.51222 | 6 | 0.75399
59952 | 2.6 | 1 | 365 | 2.9723 | 0.9582 | 3 | 0.93047
59953 | 4.68 | 1 | 365 | 5.3501 | 0.72476 | 6 | 0.074845
59954 | 6.5 | 1 | 365 | 7.4307 | 0.8955 | 8 | 0.32617
59955 | 9.18 | 1 | 365 | 10.4944 | 0.037035 | 10 | 0.53143
59956 | 13.52 | 1 | 365 | 15.4558 | 0.98265 | 16 | 0.43844
59975 | 11.18 | 1 | 365 | 12.7808 | 0.62027 | 13 | 0.40102
59977 | 12.22 | 1 | 365 | 13.9697 | 0.0035475 | 13 | 0.97321
59981 | 5.98 | 1 | 365 | 6.8362 | 0.70386 | 7 | 0.54008
59988 | 4.24 | 1 | 365 | 4.8471 | 0.71645 | 5 | 0.56354
59990 | 12.48 | 1 | 365 | 14.2669 | 0.59937 | 14 | 0.86625
59991 | 9.36 | 1 | 365 | 10.7002 | 0.44953 | 11 | 0.14969
59992 | 9.88 | 1 | 365 | 11.2946 | 0.64117 | 11 | 0.93578
59995 | 14.31 | 1 | 365 | 16.3589 | 0.79302 | 17 | 0.15193
59998 | 7.685 | 1 | 365 | 8.7853 | 0.61107 | 9 | 0.39641
59996 | 4.68 | 1 | 365 | 5.3501 | 0.72476 | 6 | 0.074845
35574 | 119.682 | 0.9 | 365 | 123.1363 | 0.83867 | 123 | 0.97493
60002 | 9.62 | 1 | 365 | 10.9974 | 0.045346 | 11 | 0.042738
60003 | 13.52 | 1 | 365 | 15.4558 | 0.98265 | 16 | 0.43844
60004 | 5.2 | 1 | 365 | 5.9445 | 0.9164 | 6 | 0.86094
60018 | 7.54 | 1 | 365 | 8.6196 | 0.27878 | 8 | 0.89836
60019 | 7.54 | 1 | 365 | 8.6196 | 0.27878 | 8 | 0.89836
60026 | 12.22 | 1 | 365 | 13.9697 | 0.0035475 | 13 | 0.97321
60024 | 3.38 | 1 | 365 | 3.8639 | 0.74566 | 4 | 0.60961
60030 | 7.8 | 1 | 365 | 8.9168 | 0.8746 | 9 | 0.79141
60032 | 4.505 | 1 | 365 | 5.15 | 0.32373 | 5 | 0.47376
60040 | 10.14 | 1 | 365 | 11.5918 | 0.23699 | 11 | 0.82883
59636 | 2.08 | 1 | 365 | 2.3778 | 0.76656 | 3 | 0.14438
59638 | 5.61 | 1 | 365 | 6.4132 | 0.85597 | 7 | 0.26921
59686 | 10.66 | 1 | 365 | 12.1863 | 0.42863 | 12 | 0.61493
59697 | 6.76 | 1 | 365 | 7.7279 | 0.49132 | 8 | 0.21922
59702 | 4.42 | 1 | 365 | 5.0529 | 0.12894 | 5 | 0.1818
59706 | 7.155 | 1 | 365 | 8.1795 | 0.39651 | 8 | 0.57597
59737 | 11.73 | 1 | 365 | 13.4095 | 0.88066 | 14 | 0.29016
59740 | 6.625 | 1 | 365 | 7.5736 | 0.18196 | 7 | 0.75552
59746 | 8.48 | 1 | 365 | 9.6942 | 0.4329 | 10 | 0.12707
51992 | 12.24 | 1 | 365 | 13.9925 | 0.04938 | 14 | 0.041903
58715 | 2.7 | 1 | 365 | 3.0866 | 0.18736 | 3 | 0.27395
60014 | 11.4 | 1 | 365 | 13.0323 | 0.12442 | 13 | 0.15667
50111 | 9.86 | 1 | 365 | 11.2718 | 0.59533 | 11 | 0.86709
61868 | 10.56 | 1 | 365 | 12.072 | 0.19946 | 12 | 0.27145
51593 | 3.64 | 1 | 365 | 4.1612 | 0.34148 | 4 | 0.50266
51726 | 3.64 | 1 | 365 | 4.1612 | 0.34148 | 4 | 0.50266
53211 | 7.28 | 1 | 365 | 8.3224 | 0.68296 | 9 | 0.0053149
47568 | 12.6 | 1 | 365 | 14.4041 | 0.87436 | 15 | 0.27843
61977 | 6.175 | 1 | 365 | 7.0591 | 0.15073 | 7 | 0.20987
60008 | 5.4 | 1 | 365 | 6.1732 | 0.37473 | 6 | 0.5479
62047 | 65.4 | 0.9 | 365 | 67.2876 | 0.88452 | 68 | 0.17209
59748 | 3.38 | 1 | 365 | 3.8639 | 0.74566 | 4 | 0.60961
59749 | 7.685 | 1 | 365 | 8.7853 | 0.61107 | 9 | 0.39641
59750 | 8.84 | 1 | 365 | 10.1057 | 0.25789 | 10 | 0.3636
59751 | 7.685 | 1 | 365 | 8.7853 | 0.61107 | 9 | 0.39641
59752 | 8.84 | 1 | 365 | 10.1057 | 0.25789 | 10 | 0.3636
59754 | 3.71 | 1 | 365 | 4.2412 | 0.5019 | 4 | 0.74309
59755 | 6.12 | 1 | 365 | 6.9963 | 0.02469 | 7 | 0.020952
59766 | 5.83 | 1 | 365 | 6.6647 | 0.36012 | 7 | 0.024861
59769 | 5.98 | 1 | 365 | 6.8362 | 0.70386 | 7 | 0.54008
59770 | 7.54 | 1 | 365 | 8.6196 | 0.27878 | 8 | 0.89836
59772 | 4.16 | 1 | 365 | 4.7556 | 0.53312 | 5 | 0.28875
59774 | 12.48 | 1 | 365 | 14.2669 | 0.59937 | 14 | 0.86625
59775 | 10.07 | 1 | 365 | 11.5118 | 0.076573 | 11 | 0.5884
59776 | 9.36 | 1 | 365 | 10.7002 | 0.44953 | 11 | 0.14969
59778 | 10.865 | 1 | 365 | 12.4207 | 0.89841 | 13 | 0.31906
59779 | 7.8 | 1 | 365 | 8.9168 | 0.8746 | 9 | 0.79141
59777 | 3.71 | 1 | 365 | 4.2412 | 0.5019 | 4 | 0.74309
59781 | 9.36 | 1 | 365 | 10.7002 | 0.44953 | 11 | 0.14969
59786 | 9.88 | 1 | 365 | 11.2946 | 0.64117 | 11 | 0.93578
60042 | 9.36 | 1 | 365 | 10.7002 | 0.44953 | 11 | 0.14969
60045 | 5.72 | 1 | 365 | 6.539 | 0.10804 | 6 | 0.64703
60046 | 7.8 | 1 | 365 | 8.9168 | 0.8746 | 9 | 0.79141
60047 | 8.84 | 1 | 365 | 10.1057 | 0.25789 | 10 | 0.3636
60052 | 8.32 | 1 | 365 | 9.5113 | 0.066245 | 9 | 0.5775
60053 | 8.84 | 1 | 365 | 10.1057 | 0.25789 | 10 | 0.3636
60054 | 7.28 | 1 | 365 | 8.3224 | 0.68296 | 9 | 0.0053149
60055 | 8.58 | 1 | 365 | 9.8085 | 0.66207 | 10 | 0.47055
60075 | 6.63 | 1 | 365 | 7.5793 | 0.19341 | 7 | 0.7727
60081 | 13.52 | 1 | 365 | 15.4558 | 0.98265 | 16 | 0.43844
60079 | 8.215 | 1 | 365 | 9.3912 | 0.82563 | 10 | 0.21685
60083 | 7.8 | 1 | 365 | 8.9168 | 0.8746 | 9 | 0.79141
60084 | 13.52 | 1 | 365 | 15.4558 | 0.98265 | 16 | 0.43844
60088 | 4.24 | 1 | 365 | 4.8471 | 0.71645 | 5 | 0.56354
59787 | 11.44 | 1 | 365 | 13.078 | 0.21609 | 13 | 0.29407
60091 | 9.36 | 1 | 365 | 10.7002 | 0.44953 | 11 | 0.14969
60101 | 5.72 | 1 | 365 | 6.539 | 0.10804 | 6 | 0.64703
60103 | 5.98 | 1 | 365 | 6.8362 | 0.70386 | 7 | 0.54008
59788 | 14.04 | 1 | 365 | 16.0502 | 0.17429 | 16 | 0.22454
59790 | 4.42 | 1 | 365 | 5.0529 | 0.12894 | 5 | 0.1818
59796 | 7.65 | 1 | 365 | 8.7453 | 0.53086 | 9 | 0.27619
59800 | 4.42 | 1 | 365 | 5.0529 | 0.12894 | 5 | 0.1818
59808 | 5.61 | 1 | 365 | 6.4132 | 0.85597 | 7 | 0.26921
59810 | 6.24 | 1 | 365 | 7.1334 | 0.29968 | 7 | 0.43313
59789 | 5.98 | 1 | 365 | 6.8362 | 0.70386 | 7 | 0.54008
59812 | 5.565 | 1 | 365 | 6.3618 | 0.75284 | 7 | 0.11464
59813 | 6.36 | 1 | 365 | 7.2706 | 0.57468 | 7 | 0.8453
59816 | 7.28 | 1 | 365 | 8.3224 | 0.68296 | 9 | 0.0053149
59814 | 7.95 | 1 | 365 | 9.0883 | 0.21835 | 9 | 0.30663
59817 | 9.945 | 1 | 365 | 11.3689 | 0.79012 | 12 | 0.15905
59818 | 9.69 | 1 | 365 | 11.0774 | 0.20576 | 11 | 0.28317
59821 | 3.12 | 1 | 365 | 3.5667 | 0.14984 | 3 | 0.71656
59824 | 3.12 | 1 | 365 | 3.5667 | 0.14984 | 3 | 0.71656
60357 | 8.16 | 1 | 365 | 9.3283 | 0.69959 | 10 | 0.027935
60367 | 5.035 | 1 | 365 | 5.7559 | 0.53829 | 6 | 0.2942
60369 | 7.8 | 1 | 365 | 8.9168 | 0.8746 | 9 | 0.79141
60397 | 7.155 | 1 | 365 | 8.1795 | 0.39651 | 8 | 0.57597
60402 | 5.1 | 1 | 365 | 5.8302 | 0.68724 | 6 | 0.51746
60403 | 7.02 | 1 | 365 | 8.0251 | 0.087144 | 8 | 0.11227
60410 | 8.32 | 1 | 365 | 9.5113 | 0.066245 | 9 | 0.5775
60415 | 12.455 | 1 | 365 | 14.2383 | 0.54208 | 14 | 0.78038
60418 | 11.44 | 1 | 365 | 13.078 | 0.21609 | 13 | 0.29407
60425 | 11.13 | 1 | 365 | 12.7236 | 0.50569 | 13 | 0.22928
60426 | 4.42 | 1 | 365 | 5.0529 | 0.12894 | 5 | 0.1818
60434 | 7.54 | 1 | 365 | 8.6196 | 0.27878 | 8 | 0.89836
60438 | 12.72 | 1 | 365 | 14.5412 | 0.14936 | 14 | 0.69061
60440 | 10.66 | 1 | 365 | 12.1863 | 0.42863 | 12 | 0.61493
60441 | 7.54 | 1 | 365 | 8.6196 | 0.27878 | 8 | 0.89836
60444 | 7.28 | 1 | 365 | 8.3224 | 0.68296 | 9 | 0.0053149
60446 | 9.88 | 1 | 365 | 11.2946 | 0.64117 | 11 | 0.93578
60449 | 2.86 | 1 | 365 | 3.2695 | 0.55402 | 3 | 0.82352
60453 | 8.215 | 1 | 365 | 9.3912 | 0.82563 | 10 | 0.21685
60458 | 5.2 | 1 | 365 | 5.9445 | 0.9164 | 6 | 0.86094
60459 | 7.42 | 1 | 365 | 8.4824 | 0.0037907 | 8 | 0.48619
60465 | 7.395 | 1 | 365 | 8.4538 | 0.9465 | 9 | 0.40032
60467 | 11.44 | 1 | 365 | 13.078 | 0.21609 | 13 | 0.29407
60470 | 9.36 | 1 | 365 | 10.7002 | 0.44953 | 11 | 0.14969
60480 | 8.745 | 1 | 365 | 9.9971 | 0.040182 | 10 | 0.037291
60482 | 10.4 | 1 | 365 | 11.8891 | 0.83281 | 12 | 0.72188
60483 | 4.68 | 1 | 365 | 5.3501 | 0.72476 | 6 | 0.074845
60484 | 9.88 | 1 | 365 | 11.2946 | 0.64117 | 11 | 0.93578
60485 | 4.59 | 1 | 365 | 5.2472 | 0.51852 | 5 | 0.76571
60487 | 7.155 | 1 | 365 | 8.1795 | 0.39651 | 8 | 0.57597
60486 | 4.94 | 1 | 365 | 5.6473 | 0.32058 | 5 | 0.96789
60489 | 6.76 | 1 | 365 | 7.7279 | 0.49132 | 8 | 0.21922
60491 | 2.6 | 1 | 365 | 2.9723 | 0.9582 | 3 | 0.93047
60492 | 10.92 | 1 | 365 | 12.4835 | 0.024447 | 12 | 0.50797
60494 | 5.2 | 1 | 365 | 5.9445 | 0.9164 | 6 | 0.86094
60493 | 3.9 | 1 | 365 | 4.4584 | 0.9373 | 5 | 0.3957
60112 | 5.94 | 1 | 365 | 6.7905 | 0.6122 | 7 | 0.40269
60498 | 2.385 | 1 | 365 | 2.7265 | 0.4655 | 3 | 0.19199
60500 | 7.28 | 1 | 365 | 8.3224 | 0.68296 | 9 | 0.0053149
60499 | 6.24 | 1 | 365 | 7.1334 | 0.29968 | 7 | 0.43313
60501 | 11.44 | 1 | 365 | 13.078 | 0.21609 | 13 | 0.29407
60502 | 4.68 | 1 | 365 | 5.3501 | 0.72476 | 6 | 0.074845
60505 | 10.865 | 1 | 365 | 12.4207 | 0.89841 | 13 | 0.31906
60504 | 14.045 | 1 | 365 | 16.056 | 0.18575 | 16 | 0.24171
60508 | 6.24 | 1 | 365 | 7.1334 | 0.29968 | 7 | 0.43313
58494 | 2.03 | 1 | 365 | 2.3207 | 0.65198 | 2 | 0.97264
57651 | 6.76 | 1 | 365 | 7.7279 | 0.49132 | 8 | 0.21922
61852 | 25.65 | 0.9 | 365 | 26.3903 | 0.90196 | 27 | 0.29227
61682 | 3.563 | 1 | 365 | 4.0732 | 0.16503 | 4 | 0.23818
61511 | 9.5 | 1 | 365 | 10.8602 | 0.77035 | 11 | 0.63056
45217 | 13.68 | 1 | 365 | 15.6387 | 0.34931 | 15 | 0.98801
61605 | 0.981 | 1 | 365 | 1.1215 | 0.24808 | 1 | 0.36953
54191 | 5.3 | 1 | 365 | 6.0589 | 0.14556 | 6 | 0.20442
55048 | 3.9 | 1 | 365 | 4.4584 | 0.9373 | 5 | 0.3957
34001 | 2694 | 1 | 365 | 3079.7269 | 0.6135 | 3080 | 0.34042
59275 | 8.04 | 1 | 365 | 9.1912 | 0.42459 | 9 | 0.61576
60115 | 8.84 | 1 | 365 | 10.1057 | 0.25789 | 10 | 0.3636
62022 | 2.665 | 1 | 365 | 3.0466 | 0.10716 | 3 | 0.15373
60105 | 3.18 | 1 | 365 | 3.6353 | 0.28734 | 3 | 0.92265
60130 | 5.83 | 1 | 365 | 6.6647 | 0.36012 | 7 | 0.024861
60132 | 2.7 | 1 | 365 | 3.0866 | 0.18736 | 3 | 0.27395
60136 | 3.9 | 1 | 365 | 4.4584 | 0.9373 | 5 | 0.3957
60190 | 4.94 | 1 | 365 | 5.6473 | 0.32058 | 5 | 0.96789
60196 | 5.565 | 1 | 365 | 6.3618 | 0.75284 | 7 | 0.11464
60201 | 6.5 | 1 | 365 | 7.4307 | 0.8955 | 8 | 0.32617
60202 | 6.625 | 1 | 365 | 7.5736 | 0.18196 | 7 | 0.75552
60205 | 3.38 | 1 | 365 | 3.8639 | 0.74566 | 4 | 0.60961
60217 | 4.94 | 1 | 365 | 5.6473 | 0.32058 | 5 | 0.96789
60219 | 6.5 | 1 | 365 | 7.4307 | 0.8955 | 8 | 0.32617
60220 | 6.89 | 1 | 365 | 7.8765 | 0.78923 | 8 | 0.66574
60208 | 7.54 | 1 | 365 | 8.6196 | 0.27878 | 8 | 0.89836
60225 | 2.805 | 1 | 365 | 3.2066 | 0.42798 | 3 | 0.6346
60224 | 8.32 | 1 | 365 | 9.5113 | 0.066245 | 9 | 0.5775
60230 | 4.24 | 1 | 365 | 4.8471 | 0.71645 | 5 | 0.56354
60263 | 2.08 | 1 | 365 | 2.3778 | 0.76656 | 3 | 0.14438
60264 | 14.04 | 1 | 365 | 16.0502 | 0.17429 | 16 | 0.22454
60266 | 5.98 | 1 | 365 | 6.8362 | 0.70386 | 7 | 0.54008
60268 | 13 | 1 | 365 | 14.8613 | 0.79101 | 15 | 0.65235
60269 | 10.6 | 1 | 365 | 12.1177 | 0.29113 | 12 | 0.40884
60283 | 4.335 | 1 | 365 | 4.9557 | 0.93416 | 5 | 0.88984
60271 | 10.455 | 1 | 365 | 11.9519 | 0.95885 | 12 | 0.91079
60301 | 3.12 | 1 | 365 | 3.5667 | 0.14984 | 3 | 0.71656
60303 | 2.08 | 1 | 365 | 2.3778 | 0.76656 | 3 | 0.14438
60305 | 4.16 | 1 | 365 | 4.7556 | 0.53312 | 5 | 0.28875
60307 | 5.46 | 1 | 365 | 6.2418 | 0.51222 | 6 | 0.75399
60313 | 5.61 | 1 | 365 | 6.4132 | 0.85597 | 7 | 0.26921
60318 | 7.02 | 1 | 365 | 8.0251 | 0.087144 | 8 | 0.11227
60319 | 5.1 | 1 | 365 | 5.8302 | 0.68724 | 6 | 0.51746
60332 | 2.6 | 1 | 365 | 2.9723 | 0.9582 | 3 | 0.93047
60347 | 6.76 | 1 | 365 | 7.7279 | 0.49132 | 8 | 0.21922
60345 | 9.62 | 1 | 365 | 10.9974 | 0.045346 | 11 | 0.042738
60346 | 8.48 | 1 | 365 | 9.6942 | 0.4329 | 10 | 0.12707
60348 | 9.1 | 1 | 365 | 10.4029 | 0.85371 | 11 | 0.25664
60350 | 8.58 | 1 | 365 | 9.8085 | 0.66207 | 10 | 0.47055
60576 | 3.64 | 1 | 365 | 4.1612 | 0.34148 | 4 | 0.50266
60512 | 12.455 | 1 | 365 | 14.2383 | 0.54208 | 14 | 0.78038
60510 | 10.14 | 1 | 365 | 11.5918 | 0.23699 | 11 | 0.82883
60579 | 7.28 | 1 | 365 | 8.3224 | 0.68296 | 9 | 0.0053149
60517 | 12.72 | 1 | 365 | 14.5412 | 0.14936 | 14 | 0.69061
60578 | 8.745 | 1 | 365 | 9.9971 | 0.040182 | 10 | 0.037291
60509 | 4.59 | 1 | 365 | 5.2472 | 0.51852 | 5 | 0.76571
60588 | 10.92 | 1 | 365 | 12.4835 | 0.024447 | 12 | 0.50797
60589 | 8.215 | 1 | 365 | 9.3912 | 0.82563 | 10 | 0.21685
60519 | 3.71 | 1 | 365 | 4.2412 | 0.5019 | 4 | 0.74309
60514 | 7.8 | 1 | 365 | 8.9168 | 0.8746 | 9 | 0.79141
60591 | 9.945 | 1 | 365 | 11.3689 | 0.79012 | 12 | 0.15905
60520 | 3.9 | 1 | 365 | 4.4584 | 0.9373 | 5 | 0.3957
60594 | 6.5 | 1 | 365 | 7.4307 | 0.8955 | 8 | 0.32617
60524 | 11.7 | 1 | 365 | 13.3752 | 0.81191 | 14 | 0.18711
60606 | 4.42 | 1 | 365 | 5.0529 | 0.12894 | 5 | 0.1818
60523 | 8.58 | 1 | 365 | 9.8085 | 0.66207 | 10 | 0.47055
60605 | 11.96 | 1 | 365 | 13.6724 | 0.40773 | 14 | 0.08016
60522 | 8.58 | 1 | 365 | 9.8085 | 0.66207 | 10 | 0.47055
60604 | 8.215 | 1 | 365 | 9.3912 | 0.82563 | 10 | 0.21685
60535 | 6.24 | 1 | 365 | 7.1334 | 0.29968 | 7 | 0.43313
60607 | 7.14 | 1 | 365 | 8.1623 | 0.36214 | 8 | 0.52444
60610 | 11.73 | 1 | 365 | 13.4095 | 0.88066 | 14 | 0.29016
60611 | 11.18 | 1 | 365 | 12.7808 | 0.62027 | 13 | 0.40102
60612 | 3.64 | 1 | 365 | 4.1612 | 0.34148 | 4 | 0.50266
60613 | 13.78 | 1 | 365 | 15.753 | 0.57847 | 16 | 0.33149
60537 | 5.3 | 1 | 365 | 6.0589 | 0.14556 | 6 | 0.20442
57830 | 17.34 | 1 | 365 | 19.8227 | 0.73662 | 20 | 0.55936
59925 | 8.505 | 1 | 365 | 9.7227 | 0.49019 | 10 | 0.21294
60536 | 5.98 | 1 | 365 | 6.8362 | 0.70386 | 7 | 0.54008
59302 | 3.78 | 1 | 365 | 4.3212 | 0.66231 | 4 | 0.98353
59393 | 10.4 | 1 | 365 | 11.8891 | 0.83281 | 12 | 0.72188
60123 | 24.84 | 1 | 365 | 28.3966 | 0.92374 | 29 | 0.32033
59396 | 4.76 | 1 | 365 | 5.4415 | 0.90809 | 6 | 0.34963
60011 | 11.025 | 1 | 365 | 12.6036 | 0.26507 | 12 | 0.86863
59412 | 7.28 | 1 | 365 | 8.3224 | 0.68296 | 9 | 0.0053149
59414 | 7.155 | 1 | 365 | 8.1795 | 0.39651 | 8 | 0.57597
59648 | 10.4 | 1 | 365 | 11.8891 | 0.83281 | 12 | 0.72188
59428 | 5.3 | 1 | 365 | 6.0589 | 0.14556 | 6 | 0.20442
59442 | 5.46 | 1 | 365 | 6.2418 | 0.51222 | 6 | 0.75399
59454 | 4.16 | 1 | 365 | 4.7556 | 0.53312 | 5 | 0.28875
59501 | 4.505 | 1 | 365 | 5.15 | 0.32373 | 5 | 0.47376
59411 | 12.22 | 1 | 365 | 13.9697 | 0.0035475 | 13 | 0.97321
59502 | 6.095 | 1 | 365 | 6.9677 | 0.9674 | 7 | 0.93508
59645 | 8.4 | 1 | 365 | 9.6027 | 0.24957 | 9 | 0.85229
59649 | 10.07 | 1 | 365 | 11.5118 | 0.076573 | 11 | 0.5884
59653 | 5.83 | 1 | 365 | 6.6647 | 0.36012 | 7 | 0.024861
59654 | 4.77 | 1 | 365 | 5.453 | 0.93101 | 6 | 0.38398
59510 | 10.4 | 1 | 365 | 11.8891 | 0.83281 | 12 | 0.72188
59655 | 5.3 | 1 | 365 | 6.0589 | 0.14556 | 6 | 0.20442
59659 | 4.16 | 1 | 365 | 4.7556 | 0.53312 | 5 | 0.28875
59673 | 9.01 | 1 | 365 | 10.3001 | 0.64746 | 10 | 0.94751
59509 | 7.02 | 1 | 365 | 8.0251 | 0.087144 | 8 | 0.11227
59682 | 5.83 | 1 | 365 | 6.6647 | 0.36012 | 7 | 0.024861
59511 | 8.58 | 1 | 365 | 9.8085 | 0.66207 | 10 | 0.47055
59676 | 9.54 | 1 | 365 | 10.9059 | 0.86202 | 11 | 0.76795
59688 | 9.805 | 1 | 365 | 11.2089 | 0.46929 | 11 | 0.67817
59690 | 6.36 | 1 | 365 | 7.2706 | 0.57468 | 7 | 0.8453
59693 | 4.24 | 1 | 365 | 4.8471 | 0.71645 | 5 | 0.56354
59512 | 10.4 | 1 | 365 | 11.8891 | 0.83281 | 12 | 0.72188
27687 | 3.185 | 1 | 365 | 3.641 | 0.2988 | 3 | 0.93983
59698 | 10.07 | 1 | 365 | 11.5118 | 0.076573 | 11 | 0.5884
59701 | 7.685 | 1 | 365 | 8.7853 | 0.61107 | 9 | 0.39641
59514 | 7.685 | 1 | 365 | 8.7853 | 0.61107 | 9 | 0.39641
59720 | 11.13 | 1 | 365 | 12.7236 | 0.50569 | 13 | 0.22928
59555 | 9.36 | 1 | 365 | 10.7002 | 0.44953 | 11 | 0.14969
59722 | 4.42 | 1 | 365 | 5.0529 | 0.12894 | 5 | 0.1818
59559 | 4.68 | 1 | 365 | 5.3501 | 0.72476 | 6 | 0.074845
59723 | 4.24 | 1 | 365 | 4.8471 | 0.71645 | 5 | 0.56354
59561 | 9.54 | 1 | 365 | 10.9059 | 0.86202 | 11 | 0.76795
59560 | 5.3 | 1 | 365 | 6.0589 | 0.14556 | 6 | 0.20442
59724 | 5.565 | 1 | 365 | 6.3618 | 0.75284 | 7 | 0.11464
59728 | 8.215 | 1 | 365 | 9.3912 | 0.82563 | 10 | 0.21685
59734 | 3.64 | 1 | 365 | 4.1612 | 0.34148 | 4 | 0.50266
59563 | 9.01 | 1 | 365 | 10.3001 | 0.64746 | 10 | 0.94751
59568 | 9.805 | 1 | 365 | 11.2089 | 0.46929 | 11 | 0.67817
59736 | 11.66 | 1 | 365 | 13.3295 | 0.72024 | 14 | 0.049721
59739 | 12.455 | 1 | 365 | 14.2383 | 0.54208 | 14 | 0.78038
59567 | 11.395 | 1 | 365 | 13.0265 | 0.11296 | 13 | 0.1395
59743 | 8.32 | 1 | 365 | 9.5113 | 0.066245 | 9 | 0.5775
59578 | 3.64 | 1 | 365 | 4.1612 | 0.34148 | 4 | 0.50266
59757 | 5.035 | 1 | 365 | 5.7559 | 0.53829 | 6 | 0.2942
59417 | 8.06 | 1 | 365 | 9.214 | 0.47042 | 9 | 0.68446
59758 | 8.48 | 1 | 365 | 9.6942 | 0.4329 | 10 | 0.12707
59635 | 8.215 | 1 | 365 | 9.3912 | 0.82563 | 10 | 0.21685
59759 | 12.72 | 1 | 365 | 14.5412 | 0.14936 | 14 | 0.69061
59631 | 9.275 | 1 | 365 | 10.603 | 0.25474 | 10 | 0.85773
59639 | 11.2 | 1 | 365 | 12.8036 | 0.6661 | 13 | 0.46972
59761 | 6.36 | 1 | 365 | 7.2706 | 0.57468 | 7 | 0.8453
59641 | 5.035 | 1 | 365 | 5.7559 | 0.53829 | 6 | 0.2942
59764 | 5.035 | 1 | 365 | 5.7559 | 0.53829 | 6 | 0.2942
59643 | 4.505 | 1 | 365 | 5.15 | 0.32373 | 5 | 0.47376
59642 | 5.6 | 1 | 365 | 6.4018 | 0.83305 | 7 | 0.23486
59765 | 6.36 | 1 | 365 | 7.2706 | 0.57468 | 7 | 0.8453
59767 | 10.07 | 1 | 365 | 11.5118 | 0.076573 | 11 | 0.5884
59780 | 4.24 | 1 | 365 | 4.8471 | 0.71645 | 5 | 0.56354
59771 | 8.215 | 1 | 365 | 9.3912 | 0.82563 | 10 | 0.21685
59422 | 3.9 | 1 | 365 | 4.4584 | 0.9373 | 5 | 0.3957
59811 | 4.77 | 1 | 365 | 5.453 | 0.93101 | 6 | 0.38398
59815 | 9.01 | 1 | 365 | 10.3001 | 0.64746 | 10 | 0.94751
59820 | 5.565 | 1 | 365 | 6.3618 | 0.75284 | 7 | 0.11464
32842 | 3.38 | 1 | 365 | 3.8639 | 0.74566 | 4 | 0.60961
59861 | 8.745 | 1 | 365 | 9.9971 | 0.040182 | 10 | 0.037291
59865 | 13.25 | 1 | 365 | 15.1471 | 0.36391 | 15 | 0.51105
59872 | 6.36 | 1 | 365 | 7.2706 | 0.57468 | 7 | 0.8453
59878 | 7.02 | 1 | 365 | 8.0251 | 0.087144 | 8 | 0.11227
59901 | 8.48 | 1 | 365 | 9.6942 | 0.4329 | 10 | 0.12707
50248 | 10.865 | 1 | 365 | 12.4207 | 0.89841 | 13 | 0.31906
45647 | 3.06 | 1 | 365 | 3.4981 | 0.012345 | 3 | 0.51048
42117 | 9.36 | 1 | 365 | 10.7002 | 0.44953 | 11 | 0.14969
40117 | 13.52 | 1 | 365 | 15.4558 | 0.98265 | 16 | 0.43844
57417 | 2.34 | 1 | 365 | 2.675 | 0.36238 | 3 | 0.037423
55064 | 2.34 | 1 | 365 | 2.675 | 0.36238 | 3 | 0.037423
57172 | 2.385 | 1 | 365 | 2.7265 | 0.4655 | 3 | 0.19199
58577 | 990.945 | 0.7 | 365 | 792.98 | 0.60579 | 793 | 0.58575
38225 | 7.84 | 1 | 365 | 8.9625 | 0.96627 | 9 | 0.9288
45016 | 5.72 | 1 | 365 | 6.539 | 0.10804 | 6 | 0.64703
43905 | 4.845 | 1 | 365 | 5.5387 | 0.10288 | 5 | 0.64159
47547 | 6.5 | 1 | 365 | 7.4307 | 0.8955 | 8 | 0.32617
53146 | 31 | 0.9 | 365 | 31.8947 | 0.93609 | 32 | 0.83081
39219 | 7.28 | 1 | 365 | 8.3224 | 0.68296 | 9 | 0.0053149
56293 | 10.66 | 1 | 365 | 12.1863 | 0.42863 | 12 | 0.61493
49396 | 5.04 | 1 | 365 | 5.7616 | 0.54974 | 6 | 0.31137
47237 | 10.4 | 1 | 365 | 11.8891 | 0.83281 | 12 | 0.72188
57563 | 3.9 | 1 | 365 | 4.4584 | 0.9373 | 5 | 0.3957
57755 | 9.805 | 1 | 365 | 11.2089 | 0.46929 | 11 | 0.67817
38942 | 5.2 | 1 | 365 | 5.9445 | 0.9164 | 6 | 0.86094
24853 | 5.46 | 1 | 365 | 6.2418 | 0.51222 | 6 | 0.75399
49904 | 24.91 | 1 | 365 | 28.4766 | 0.084155 | 28 | 0.56077
59704 | 5.3 | 1 | 365 | 6.0589 | 0.14556 | 6 | 0.20442
59726 | 9.36 | 1 | 365 | 10.7002 | 0.44953 | 11 | 0.14969
59727 | 6.36 | 1 | 365 | 7.2706 | 0.57468 | 7 | 0.8453
59730 | 5.3 | 1 | 365 | 6.0589 | 0.14556 | 6 | 0.20442
59731 | 6.44 | 1 | 365 | 7.3621 | 0.75801 | 8 | 0.12009
59732 | 7.84 | 1 | 365 | 8.9625 | 0.96627 | 9 | 0.9288
59733 | 10.6 | 1 | 365 | 12.1177 | 0.29113 | 12 | 0.40884
38343 | 12.74 | 1 | 365 | 14.5641 | 0.19519 | 14 | 0.7593
46994 | 6.24 | 1 | 365 | 7.1334 | 0.29968 | 7 | 0.43313
59882 | 6.36 | 1 | 365 | 7.2706 | 0.57468 | 7 | 0.8453
59888 | 12.48 | 1 | 365 | 14.2669 | 0.59937 | 14 | 0.86625
59903 | 5.46 | 1 | 365 | 6.2418 | 0.51222 | 6 | 0.75399
59906 | 10.6 | 1 | 365 | 12.1177 | 0.29113 | 12 | 0.40884
59907 | 6.625 | 1 | 365 | 7.5736 | 0.18196 | 7 | 0.75552
59908 | 7.95 | 1 | 365 | 9.0883 | 0.21835 | 9 | 0.30663
59912 | 5.46 | 1 | 365 | 6.2418 | 0.51222 | 6 | 0.75399
59915 | 6.72 | 1 | 365 | 7.6822 | 0.39966 | 8 | 0.081829
50623 | 7.42 | 1 | 365 | 8.4824 | 0.0037907 | 8 | 0.48619
46375 | 6.76 | 1 | 365 | 7.7279 | 0.49132 | 8 | 0.21922
57498 | 7.685 | 1 | 365 | 8.7853 | 0.61107 | 9 | 0.39641
52394 | 6.375 | 1 | 365 | 7.2878 | 0.60905 | 7 | 0.89682
47243 | 7.54 | 1 | 365 | 8.6196 | 0.27878 | 8 | 0.89836
55093 | 3.12 | 1 | 365 | 3.5667 | 0.14984 | 3 | 0.71656
38017 | 10.66 | 1 | 365 | 12.1863 | 0.42863 | 12 | 0.61493
32357 | 5.98 | 1 | 365 | 6.8362 | 0.70386 | 7 | 0.54008
44267 | 6.5 | 1 | 365 | 7.4307 | 0.8955 | 8 | 0.32617
60057 | 3.445 | 1 | 365 | 3.9383 | 0.89462 | 4 | 0.83287
60060 | 5.83 | 1 | 365 | 6.6647 | 0.36012 | 7 | 0.024861
60064 | 8.215 | 1 | 365 | 9.3912 | 0.82563 | 10 | 0.21685
60066 | 5.3 | 1 | 365 | 6.0589 | 0.14556 | 6 | 0.20442
60067 | 3.12 | 1 | 365 | 3.5667 | 0.14984 | 3 | 0.71656
60069 | 5.83 | 1 | 365 | 6.6647 | 0.36012 | 7 | 0.024861
60094 | 5.565 | 1 | 365 | 6.3618 | 0.75284 | 7 | 0.11464
60093 | 8.06 | 1 | 365 | 9.214 | 0.47042 | 9 | 0.68446
60095 | 4.77 | 1 | 365 | 5.453 | 0.93101 | 6 | 0.38398
51118 | 13.44 | 1 | 365 | 15.3643 | 0.79932 | 16 | 0.16366
44795 | 21.45 | 1 | 365 | 24.5212 | 0.15516 | 24 | 0.67637
62100 | 5.4 | 1 | 365 | 6.1732 | 0.37473 | 6 | 0.5479
62097 | 5.13 | 1 | 365 | 5.8645 | 0.75599 | 6 | 0.6205
47533 | 12.4 | 1 | 365 | 14.1754 | 0.41604 | 14 | 0.59147
46223 | 7.44 | 1 | 365 | 8.5053 | 0.049623 | 8 | 0.55488
58038 | 8.25 | 1 | 365 | 9.4312 | 0.90583 | 10 | 0.33707
62013 | 7.68 | 1 | 365 | 8.7796 | 0.59961 | 9 | 0.37923
61935 | 7.68 | 1 | 365 | 8.7796 | 0.59961 | 9 | 0.37923
61915 | 7.68 | 1 | 365 | 8.7796 | 0.59961 | 9 | 0.37923
61851 | 7.68 | 1 | 365 | 8.7796 | 0.59961 | 9 | 0.37923
62085 | 7.68 | 1 | 365 | 8.7796 | 0.59961 | 9 | 0.37923
36237 | 8.28 | 1 | 365 | 9.4655 | 0.97458 | 10 | 0.44011
61833 | 10.335 | 1 | 365 | 11.8148 | 0.68385 | 12 | 0.49862
45484 | 24.255 | 1 | 365 | 27.7278 | 0.58315 | 28 | 0.31098
48049 | 24.255 | 1 | 365 | 27.7278 | 0.58315 | 28 | 0.31098
34642 | 91 | 0.9 | 365 | 93.6264 | 0.68335 | 94 | 0.30979
62123 | 8.5 | 1 | 365 | 9.717 | 0.47874 | 10 | 0.19577
62121 | 7.5 | 1 | 365 | 8.5739 | 0.18712 | 8 | 0.76097
62122 | 13.25 | 1 | 365 | 15.1471 | 0.36391 | 15 | 0.51105
62120 | 3.75 | 1 | 365 | 4.2869 | 0.59356 | 4 | 0.88049
62119 | 10.137 | 1 | 365 | 11.5884 | 0.23011 | 11 | 0.81853
62109 | 5.75 | 1 | 365 | 6.5733 | 0.17679 | 6 | 0.75008
62102 | 10.5 | 1 | 365 | 12.0034 | 0.061968 | 12 | 0.065358
61690 | 4.8 | 1 | 365 | 5.4873 | 0.99976 | 6 | 0.48702
46593 | 5.2 | 1 | 365 | 5.9445 | 0.9164 | 6 | 0.86094
53789 | 8.67 | 1 | 365 | 9.9114 | 0.86831 | 10 | 0.77968
47065 | 11.475 | 1 | 365 | 13.118 | 0.29629 | 13 | 0.41428
43261 | 4.42 | 1 | 365 | 5.0529 | 0.12894 | 5 | 0.1818
58624 | 7.02 | 1 | 365 | 8.0251 | 0.087144 | 8 | 0.11227
57139 | 5.46 | 1 | 365 | 6.2418 | 0.51222 | 6 | 0.75399
60247 | 7.28 | 1 | 365 | 8.3224 | 0.68296 | 9 | 0.0053149
48738 | 7.28 | 1 | 365 | 8.3224 | 0.68296 | 9 | 0.0053149
60289 | 7.8 | 1 | 365 | 8.9168 | 0.8746 | 9 | 0.79141
43093 | 5.72 | 1 | 365 | 6.539 | 0.10804 | 6 | 0.64703
52002 | 8.06 | 1 | 365 | 9.214 | 0.47042 | 9 | 0.68446
60291 | 6.095 | 1 | 365 | 6.9677 | 0.9674 | 7 | 0.93508
60293 | 7.42 | 1 | 365 | 8.4824 | 0.0037907 | 8 | 0.48619
32905 | 5.46 | 1 | 365 | 6.2418 | 0.51222 | 6 | 0.75399
55085 | 9.88 | 1 | 365 | 11.2946 | 0.64117 | 11 | 0.93578
60295 | 6.36 | 1 | 365 | 7.2706 | 0.57468 | 7 | 0.8453
26669 | 6.76 | 1 | 365 | 7.7279 | 0.49132 | 8 | 0.21922
60297 | 9.01 | 1 | 365 | 10.3001 | 0.64746 | 10 | 0.94751
60298 | 3.18 | 1 | 365 | 3.6353 | 0.28734 | 3 | 0.92265
60302 | 4.24 | 1 | 365 | 4.8471 | 0.71645 | 5 | 0.56354
60304 | 7.42 | 1 | 365 | 8.4824 | 0.0037907 | 8 | 0.48619
31967 | 7.02 | 1 | 365 | 8.0251 | 0.087144 | 8 | 0.11227
25542 | 5.98 | 1 | 365 | 6.8362 | 0.70386 | 7 | 0.54008
60308 | 5.83 | 1 | 365 | 6.6647 | 0.36012 | 7 | 0.024861
54955 | 4.94 | 1 | 365 | 5.6473 | 0.32058 | 5 | 0.96789
51754 | 7.54 | 1 | 365 | 8.6196 | 0.27878 | 8 | 0.89836
60321 | 3.64 | 1 | 365 | 4.1612 | 0.34148 | 4 | 0.50266
59234 | 4.68 | 1 | 365 | 5.3501 | 0.72476 | 6 | 0.074845
52341 | 7.02 | 1 | 365 | 8.0251 | 0.087144 | 8 | 0.11227
56601 | 5.72 | 1 | 365 | 6.539 | 0.10804 | 6 | 0.64703
52238 | 9.1 | 1 | 365 | 10.4029 | 0.85371 | 11 | 0.25664
51830 | 3.12 | 1 | 365 | 3.5667 | 0.14984 | 3 | 0.71656
59491 | 11.395 | 1 | 365 | 13.0265 | 0.11296 | 13 | 0.1395
51832 | 9.88 | 1 | 365 | 11.2946 | 0.64117 | 11 | 0.93578
22762 | 8.58 | 1 | 365 | 9.8085 | 0.66207 | 10 | 0.47055
32712 | 7.54 | 1 | 365 | 8.6196 | 0.27878 | 8 | 0.89836
52108 | 5.72 | 1 | 365 | 6.539 | 0.10804 | 6 | 0.64703
60387 | 4.24 | 1 | 365 | 4.8471 | 0.71645 | 5 | 0.56354
59566 | 10.6 | 1 | 365 | 12.1177 | 0.29113 | 12 | 0.40884
59137 | 13 | 1 | 365 | 14.8613 | 0.79101 | 15 | 0.65235
60390 | 4.16 | 1 | 365 | 4.7556 | 0.53312 | 5 | 0.28875
59317 | 10.6 | 1 | 365 | 12.1177 | 0.29113 | 12 | 0.40884
58842 | 7.905 | 1 | 365 | 9.0368 | 0.11522 | 9 | 0.15206
37742 | 5.72 | 1 | 365 | 6.539 | 0.10804 | 6 | 0.64703
60398 | 3.64 | 1 | 365 | 4.1612 | 0.34148 | 4 | 0.50266
33220 | 2.86 | 1 | 365 | 3.2695 | 0.55402 | 3 | 0.82352
43721 | 4.94 | 1 | 365 | 5.6473 | 0.32058 | 5 | 0.96789
60400 | 10.71 | 1 | 365 | 12.2435 | 0.54321 | 12 | 0.78667
57899 | 4.16 | 1 | 365 | 4.7556 | 0.53312 | 5 | 0.28875
15733 | 4.335 | 1 | 365 | 4.9557 | 0.93416 | 5 | 0.88984
57077 | 3.9 | 1 | 365 | 4.4584 | 0.9373 | 5 | 0.3957
59296 | 10.6 | 1 | 365 | 12.1177 | 0.29113 | 12 | 0.40884
60409 | 6.36 | 1 | 365 | 7.2706 | 0.57468 | 7 | 0.8453
59231 | 17.42 | 1 | 365 | 19.9142 | 0.91995 | 20 | 0.83415
59940 | 5.46 | 1 | 365 | 6.2418 | 0.51222 | 6 | 0.75399
60211 | 5.7 | 1 | 365 | 6.5161 | 0.062211 | 6 | 0.57834
60513 | 6.6 | 1 | 365 | 7.545 | 0.12467 | 7 | 0.66965
60541 | 6 | 1 | 365 | 6.8591 | 0.7497 | 7 | 0.60878
60565 | 6 | 1 | 365 | 6.8591 | 0.7497 | 7 | 0.60878
60839 | 3.3 | 1 | 365 | 3.7725 | 0.56233 | 4 | 0.33483
60855 | 8.4 | 1 | 365 | 9.6027 | 0.24957 | 9 | 0.85229
60884 | 12.72 | 1 | 365 | 14.5412 | 0.14936 | 14 | 0.69061
61002 | 4.8 | 1 | 365 | 5.4873 | 0.99976 | 6 | 0.48702
60226 | 7.5 | 1 | 365 | 8.5739 | 0.18712 | 8 | 0.76097
60031 | 7.155 | 1 | 365 | 8.1795 | 0.39651 | 8 | 0.57597
60017 | 4.77 | 1 | 365 | 5.453 | 0.93101 | 6 | 0.38398
60033 | 9.52 | 1 | 365 | 10.8831 | 0.81618 | 11 | 0.69926
60029 | 6.54 | 1 | 365 | 7.4764 | 0.98717 | 8 | 0.46357
60036 | 8.82 | 1 | 365 | 10.0828 | 0.21205 | 10 | 0.2949
60041 | 5.035 | 1 | 365 | 5.7559 | 0.53829 | 6 | 0.2942
60038 | 6.44 | 1 | 365 | 7.3621 | 0.75801 | 8 | 0.12009
51561 | 4.68 | 1 | 365 | 5.3501 | 0.72476 | 6 | 0.074845
59798 | 4.68 | 1 | 365 | 5.3501 | 0.72476 | 6 | 0.074845
41298 | 3.9 | 1 | 365 | 4.4584 | 0.9373 | 5 | 0.3957
57113 | 7.54 | 1 | 365 | 8.6196 | 0.27878 | 8 | 0.89836
57506 | 8.71 | 1 | 365 | 9.9571 | 0.95998 | 10 | 0.91707
59594 | 6.213 | 1 | 365 | 7.1026 | 0.23781 | 7 | 0.34039
60043 | 6.24 | 1 | 365 | 7.1334 | 0.29968 | 7 | 0.43313
43756 | 3.57 | 1 | 365 | 4.0812 | 0.18107 | 4 | 0.26222
60128 | 4.4 | 1 | 365 | 5.03 | 0.08311 | 5 | 0.1131
60138 | 10.35 | 1 | 365 | 11.8319 | 0.71823 | 12 | 0.55014
60141 | 6.5 | 1 | 365 | 7.4307 | 0.8955 | 8 | 0.32617
60147 | 6.89 | 1 | 365 | 7.8765 | 0.78923 | 8 | 0.66574
60148 | 3.975 | 1 | 365 | 4.5441 | 0.10917 | 4 | 0.65331
60149 | 6.095 | 1 | 365 | 6.9677 | 0.9674 | 7 | 0.93508
60151 | 9.01 | 1 | 365 | 10.3001 | 0.64746 | 10 | 0.94751
60153 | 10.6 | 1 | 365 | 12.1177 | 0.29113 | 12 | 0.40884
60154 | 4.77 | 1 | 365 | 5.453 | 0.93101 | 6 | 0.38398
60162 | 8.19 | 1 | 365 | 9.3626 | 0.76834 | 10 | 0.13098
59558 | 7.035 | 1 | 365 | 8.0423 | 0.12152 | 8 | 0.16379
39690 | 8.925 | 1 | 365 | 10.2029 | 0.45267 | 10 | 0.65555
60171 | 8.505 | 1 | 365 | 9.7227 | 0.49019 | 10 | 0.21294
59762 | 6.16 | 1 | 365 | 7.042 | 0.11635 | 7 | 0.15834
60240 | 9.3 | 1 | 365 | 10.6316 | 0.31203 | 10 | 0.9436
60241 | 17.01 | 1 | 365 | 19.4455 | 0.98039 | 20 | 0.42588
60251 | 11.34 | 1 | 365 | 12.9637 | 0.98693 | 13 | 0.95059
60145 | 6.76 | 1 | 365 | 7.7279 | 0.49132 | 8 | 0.21922
50609 | 8.58 | 1 | 365 | 9.8085 | 0.66207 | 10 | 0.47055
60616 | 3.64 | 1 | 365 | 4.1612 | 0.34148 | 4 | 0.50266
60618 | 13.78 | 1 | 365 | 15.753 | 0.57847 | 16 | 0.33149
60619 | 2.65 | 1 | 365 | 3.0294 | 0.072782 | 3 | 0.10221
60629 | 7.54 | 1 | 365 | 8.6196 | 0.27878 | 8 | 0.89836
60622 | 7.54 | 1 | 365 | 8.6196 | 0.27878 | 8 | 0.89836
60636 | 13.77 | 1 | 365 | 15.7416 | 0.55555 | 16 | 0.29714
60662 | 2.86 | 1 | 365 | 3.2695 | 0.55402 | 3 | 0.82352
60665 | 11.18 | 1 | 365 | 12.7808 | 0.62027 | 13 | 0.40102
60667 | 10.14 | 1 | 365 | 11.5918 | 0.23699 | 11 | 0.82883
60668 | 15.045 | 1 | 365 | 17.1991 | 0.47736 | 17 | 0.67651
60670 | 14.025 | 1 | 365 | 16.0331 | 0.13991 | 16 | 0.17301
60671 | 4.42 | 1 | 365 | 5.0529 | 0.12894 | 5 | 0.1818
60674 | 6.36 | 1 | 365 | 7.2706 | 0.57468 | 7 | 0.8453
60672 | 4.42 | 1 | 365 | 5.0529 | 0.12894 | 5 | 0.1818
60675 | 6.24 | 1 | 365 | 7.1334 | 0.29968 | 7 | 0.43313
60676 | 6.5 | 1 | 365 | 7.4307 | 0.8955 | 8 | 0.32617
60677 | 3.9 | 1 | 365 | 4.4584 | 0.9373 | 5 | 0.3957
60678 | 5.72 | 1 | 365 | 6.539 | 0.10804 | 6 | 0.64703
60693 | 6.12 | 1 | 365 | 6.9963 | 0.02469 | 7 | 0.020952
60697 | 5.83 | 1 | 365 | 6.6647 | 0.36012 | 7 | 0.024861
60703 | 7.395 | 1 | 365 | 8.4538 | 0.9465 | 9 | 0.40032
60715 | 6.36 | 1 | 365 | 7.2706 | 0.57468 | 7 | 0.8453
60731 | 4.335 | 1 | 365 | 4.9557 | 0.93416 | 5 | 0.88984
60736 | 9.88 | 1 | 365 | 11.2946 | 0.64117 | 11 | 0.93578
60737 | 6.5 | 1 | 365 | 7.4307 | 0.8955 | 8 | 0.32617
60669 | 3.38 | 1 | 365 | 3.8639 | 0.74566 | 4 | 0.60961
60743 | 6.36 | 1 | 365 | 7.2706 | 0.57468 | 7 | 0.8453
60745 | 11.18 | 1 | 365 | 12.7808 | 0.62027 | 13 | 0.40102
60747 | 5.3 | 1 | 365 | 6.0589 | 0.14556 | 6 | 0.20442
60750 | 2.86 | 1 | 365 | 3.2695 | 0.55402 | 3 | 0.82352
60755 | 6.095 | 1 | 365 | 6.9677 | 0.9674 | 7 | 0.93508
60756 | 3.71 | 1 | 365 | 4.2412 | 0.5019 | 4 | 0.74309
60759 | 2.65 | 1 | 365 | 3.0294 | 0.072782 | 3 | 0.10221
60767 | 3.71 | 1 | 365 | 4.2412 | 0.5019 | 4 | 0.74309
60769 | 9.1 | 1 | 365 | 10.4029 | 0.85371 | 11 | 0.25664
60770 | 8.48 | 1 | 365 | 9.6942 | 0.4329 | 10 | 0.12707
62050 | 8.7 | 1 | 365 | 9.9457 | 0.93706 | 10 | 0.88273
60210 | 7.95 | 1 | 365 | 9.0883 | 0.21835 | 9 | 0.30663
59338 | 3.924 | 1 | 365 | 4.4858 | 0.9923 | 5 | 0.47814
60741 | 8.06 | 1 | 365 | 9.214 | 0.47042 | 9 | 0.68446
53538 | 11.96 | 1 | 365 | 13.6724 | 0.40773 | 14 | 0.08016
56311 | 4.42 | 1 | 365 | 5.0529 | 0.12894 | 5 | 0.1818
56314 | 5.2 | 1 | 365 | 5.9445 | 0.9164 | 6 | 0.86094
38667 | 7.575 | 1 | 365 | 8.6596 | 0.35899 | 9 | 0.01858
27278 | 649.8 | 0.8 | 365 | 594.2707 | 0.27366 | 594 | 0.54435
27345 | 649.8 | 0.8 | 365 | 594.2707 | 0.27366 | 594 | 0.54435
27346 | 649.8 | 0.8 | 365 | 594.2707 | 0.27366 | 594 | 0.54435
59471 | 35.97 | 0.9 | 365 | 37.0082 | 0.18648 | 37 | 0.19465
60779 | 9.88 | 1 | 365 | 11.2946 | 0.64117 | 11 | 0.93578
60773 | 2.65 | 1 | 365 | 3.0294 | 0.072782 | 3 | 0.10221
60781 | 10.335 | 1 | 365 | 11.8148 | 0.68385 | 12 | 0.49862
60782 | 5.98 | 1 | 365 | 6.8362 | 0.70386 | 7 | 0.54008
60780 | 374.22 | 0.9 | 365 | 385.0207 | 0.81169 | 385 | 0.83242
60792 | 10.6 | 1 | 365 | 12.1177 | 0.29113 | 12 | 0.40884
60700 | 318.06 | 0.8 | 365 | 290.8799 | 0.097108 | 290 | 0.97697
18081 | 318.06 | 0.8 | 365 | 290.8799 | 0.097108 | 290 | 0.97697
60794 | 3.38 | 1 | 365 | 3.8639 | 0.74566 | 4 | 0.60961
60798 | 11.13 | 1 | 365 | 12.7236 | 0.50569 | 13 | 0.22928
60799 | 10.335 | 1 | 365 | 11.8148 | 0.68385 | 12 | 0.49862
60802 | 10.4 | 1 | 365 | 11.8891 | 0.83281 | 12 | 0.72188
60801 | 7.42 | 1 | 365 | 8.4824 | 0.0037907 | 8 | 0.48619
60803 | 7.28 | 1 | 365 | 8.3224 | 0.68296 | 9 | 0.0053149
60804 | 5.035 | 1 | 365 | 5.7559 | 0.53829 | 6 | 0.2942
60812 | 5.2 | 1 | 365 | 5.9445 | 0.9164 | 6 | 0.86094
60829 | 5.565 | 1 | 365 | 6.3618 | 0.75284 | 7 | 0.11464
60828 | 2.915 | 1 | 365 | 3.3324 | 0.68006 | 4 | 0.01243
60844 | 13.52 | 1 | 365 | 15.4558 | 0.98265 | 16 | 0.43844
60846 | 4.94 | 1 | 365 | 5.6473 | 0.32058 | 5 | 0.96789
60851 | 7.685 | 1 | 365 | 8.7853 | 0.61107 | 9 | 0.39641
60858 | 3.975 | 1 | 365 | 4.5441 | 0.10917 | 4 | 0.65331
60833 | 3.38 | 1 | 365 | 3.8639 | 0.74566 | 4 | 0.60961
60861 | 5.035 | 1 | 365 | 5.7559 | 0.53829 | 6 | 0.2942
60870 | 4.16 | 1 | 365 | 4.7556 | 0.53312 | 5 | 0.28875
60867 | 6.36 | 1 | 365 | 7.2706 | 0.57468 | 7 | 0.8453
60889 | 5.46 | 1 | 365 | 6.2418 | 0.51222 | 6 | 0.75399
60892 | 10.92 | 1 | 365 | 12.4835 | 0.024447 | 12 | 0.50797
60891 | 9.54 | 1 | 365 | 10.9059 | 0.86202 | 11 | 0.76795
60897 | 9.945 | 1 | 365 | 11.3689 | 0.79012 | 12 | 0.15905
60902 | 4.68 | 1 | 365 | 5.3501 | 0.72476 | 6 | 0.074845
60912 | 13.26 | 1 | 365 | 15.1586 | 0.38683 | 15 | 0.54539
60911 | 3.71 | 1 | 365 | 4.2412 | 0.5019 | 4 | 0.74309
60898 | 7.685 | 1 | 365 | 8.7853 | 0.61107 | 9 | 0.39641
60922 | 6.095 | 1 | 365 | 6.9677 | 0.9674 | 7 | 0.93508
60926 | 7.95 | 1 | 365 | 9.0883 | 0.21835 | 9 | 0.30663
60927 | 7.02 | 1 | 365 | 8.0251 | 0.087144 | 8 | 0.11227
60931 | 9.275 | 1 | 365 | 10.603 | 0.25474 | 10 | 0.85773
60939 | 6.36 | 1 | 365 | 7.2706 | 0.57468 | 7 | 0.8453
60944 | 5.565 | 1 | 365 | 6.3618 | 0.75284 | 7 | 0.11464
60947 | 3.18 | 1 | 365 | 3.6353 | 0.28734 | 3 | 0.92265
60949 | 3.71 | 1 | 365 | 4.2412 | 0.5019 | 4 | 0.74309
60663 | 9.88 | 1 | 365 | 11.2946 | 0.64117 | 11 | 0.93578
60953 | 9.01 | 1 | 365 | 10.3001 | 0.64746 | 10 | 0.94751
60955 | 5.2 | 1 | 365 | 5.9445 | 0.9164 | 6 | 0.86094
60957 | 3.12 | 1 | 365 | 3.5667 | 0.14984 | 3 | 0.71656
60959 | 4.77 | 1 | 365 | 5.453 | 0.93101 | 6 | 0.38398
60963 | 4.16 | 1 | 365 | 4.7556 | 0.53312 | 5 | 0.28875
60964 | 3.975 | 1 | 365 | 4.5441 | 0.10917 | 4 | 0.65331
60965 | 3.9 | 1 | 365 | 4.4584 | 0.9373 | 5 | 0.3957
60972 | 3.18 | 1 | 365 | 3.6353 | 0.28734 | 3 | 0.92265
60976 | 12.48 | 1 | 365 | 14.2669 | 0.59937 | 14 | 0.86625
60980 | 3.975 | 1 | 365 | 4.5441 | 0.10917 | 4 | 0.65331
60982 | 7.02 | 1 | 365 | 8.0251 | 0.087144 | 8 | 0.11227
62735 | 9.88 | 1 | 365 | 11.2946 | 0.64117 | 11 | 0.93578
60987 | 7.14 | 1 | 365 | 8.1623 | 0.36214 | 8 | 0.52444
61003 | 9.54 | 1 | 365 | 10.9059 | 0.86202 | 11 | 0.76795
63017 | 5.035 | 1 | 365 | 5.7559 | 0.53829 | 6 | 0.2942
61016 | 5.98 | 1 | 365 | 6.8362 | 0.70386 | 7 | 0.54008
61017 | 5.98 | 1 | 365 | 6.8362 | 0.70386 | 7 | 0.54008
61019 | 2.6 | 1 | 365 | 2.9723 | 0.9582 | 3 | 0.93047
61029 | 7.28 | 1 | 365 | 8.3224 | 0.68296 | 9 | 0.0053149
61040 | 9.01 | 1 | 365 | 10.3001 | 0.64746 | 10 | 0.94751
61041 | 9.275 | 1 | 365 | 10.603 | 0.25474 | 10 | 0.85773
61042 | 5.3 | 1 | 365 | 6.0589 | 0.14556 | 6 | 0.20442
61043 | 5.035 | 1 | 365 | 5.7559 | 0.53829 | 6 | 0.2942
61044 | 4.24 | 1 | 365 | 4.8471 | 0.71645 | 5 | 0.56354
61054 | 13.515 | 1 | 365 | 15.4501 | 0.97119 | 16 | 0.42127
61055 | 6.89 | 1 | 365 | 7.8765 | 0.78923 | 8 | 0.66574
61056 | 9.36 | 1 | 365 | 10.7002 | 0.44953 | 11 | 0.14969
60797 | 5.67 | 1 | 365 | 6.4818 | 0.99346 | 7 | 0.47529
61074 | 6.5 | 1 | 365 | 7.4307 | 0.8955 | 8 | 0.32617
61075 | 5.355 | 1 | 365 | 6.1217 | 0.2716 | 6 | 0.39333
61083 | 5.94 | 1 | 365 | 6.7905 | 0.6122 | 7 | 0.40269
61085 | 10.2 | 1 | 365 | 11.6604 | 0.37448 | 12 | 0.034919
61089 | 6.76 | 1 | 365 | 7.7279 | 0.49132 | 8 | 0.21922
61096 | 6.375 | 1 | 365 | 7.2878 | 0.60905 | 7 | 0.89682
61104 | 3.06 | 1 | 365 | 3.4981 | 0.012345 | 3 | 0.51048
61109 | 10.71 | 1 | 365 | 12.2435 | 0.54321 | 12 | 0.78667
61103 | 14.04 | 1 | 365 | 16.0502 | 0.17429 | 16 | 0.22454
61107 | 9.36 | 1 | 365 | 10.7002 | 0.44953 | 11 | 0.14969
61112 | 9.36 | 1 | 365 | 10.7002 | 0.44953 | 11 | 0.14969
61111 | 3.71 | 1 | 365 | 4.2412 | 0.5019 | 4 | 0.74309
61113 | 7.14 | 1 | 365 | 8.1623 | 0.36214 | 8 | 0.52444
61114 | 2.6 | 1 | 365 | 2.9723 | 0.9582 | 3 | 0.93047
61122 | 6.5 | 1 | 365 | 7.4307 | 0.8955 | 8 | 0.32617
61125 | 13 | 1 | 365 | 14.8613 | 0.79101 | 15 | 0.65235
61129 | 5.46 | 1 | 365 | 6.2418 | 0.51222 | 6 | 0.75399
61131 | 4.16 | 1 | 365 | 4.7556 | 0.53312 | 5 | 0.28875
61132 | 5.3 | 1 | 365 | 6.0589 | 0.14556 | 6 | 0.20442
61134 | 6.5 | 1 | 365 | 7.4307 | 0.8955 | 8 | 0.32617
61138 | 5.565 | 1 | 365 | 6.3618 | 0.75284 | 7 | 0.11464
60940 | 5.565 | 1 | 365 | 6.3618 | 0.75284 | 7 | 0.11464
61141 | 7.95 | 1 | 365 | 9.0883 | 0.21835 | 9 | 0.30663
61139 | 6.36 | 1 | 365 | 7.2706 | 0.57468 | 7 | 0.8453
61143 | 8.745 | 1 | 365 | 9.9971 | 0.040182 | 10 | 0.037291
61144 | 12.19 | 1 | 365 | 13.9354 | 0.9348 | 14 | 0.87016
61146 | 13.78 | 1 | 365 | 15.753 | 0.57847 | 16 | 0.33149
61175 | 2.08 | 1 | 365 | 2.3778 | 0.76656 | 3 | 0.14438
61174 | 7.02 | 1 | 365 | 8.0251 | 0.087144 | 8 | 0.11227
61178 | 13.23 | 1 | 365 | 15.1243 | 0.31808 | 15 | 0.44235
61177 | 13.77 | 1 | 365 | 15.7416 | 0.55555 | 16 | 0.29714
61185 | 12.985 | 1 | 365 | 14.8442 | 0.75663 | 15 | 0.60083
61182 | 6.625 | 1 | 365 | 7.5736 | 0.18196 | 7 | 0.75552
61201 | 5.98 | 1 | 365 | 6.8362 | 0.70386 | 7 | 0.54008
61188 | 10.14 | 1 | 365 | 11.5918 | 0.23699 | 11 | 0.82883
61187 | 6.76 | 1 | 365 | 7.7279 | 0.49132 | 8 | 0.21922
61204 | 8.84 | 1 | 365 | 10.1057 | 0.25789 | 10 | 0.3636
61209 | 14.04 | 1 | 365 | 16.0502 | 0.17429 | 16 | 0.22454
61218 | 9.54 | 1 | 365 | 10.9059 | 0.86202 | 11 | 0.76795
61220 | 4.24 | 1 | 365 | 4.8471 | 0.71645 | 5 | 0.56354
61223 | 8.48 | 1 | 365 | 9.6942 | 0.4329 | 10 | 0.12707
61224 | 7.155 | 1 | 365 | 8.1795 | 0.39651 | 8 | 0.57597
61231 | 10.865 | 1 | 365 | 12.4207 | 0.89841 | 13 | 0.31906
61235 | 14.04 | 1 | 365 | 16.0502 | 0.17429 | 16 | 0.22454
61238 | 6.5 | 1 | 365 | 7.4307 | 0.8955 | 8 | 0.32617
61279 | 9.1 | 1 | 365 | 10.4029 | 0.85371 | 11 | 0.25664
61281 | 3.825 | 1 | 365 | 4.3727 | 0.76543 | 5 | 0.13809
61284 | 2.34 | 1 | 365 | 2.675 | 0.36238 | 3 | 0.037423
61289 | 2.915 | 1 | 365 | 3.3324 | 0.68006 | 4 | 0.01243
61294 | 7.155 | 1 | 365 | 8.1795 | 0.39651 | 8 | 0.57597
61292 | 4.505 | 1 | 365 | 5.15 | 0.32373 | 5 | 0.47376
61298 | 4.505 | 1 | 365 | 5.15 | 0.32373 | 5 | 0.47376
61300 | 6.89 | 1 | 365 | 7.8765 | 0.78923 | 8 | 0.66574
61297 | 13 | 1 | 365 | 14.8613 | 0.79101 | 15 | 0.65235
61301 | 5.83 | 1 | 365 | 6.6647 | 0.36012 | 7 | 0.024861
61335 | 3.38 | 1 | 365 | 3.8639 | 0.74566 | 4 | 0.60961
61336 | 6.89 | 1 | 365 | 7.8765 | 0.78923 | 8 | 0.66574
61337 | 7.685 | 1 | 365 | 8.7853 | 0.61107 | 9 | 0.39641
61339 | 7.905 | 1 | 365 | 9.0368 | 0.11522 | 9 | 0.15206
61338 | 4.42 | 1 | 365 | 5.0529 | 0.12894 | 5 | 0.1818
61340 | 7.28 | 1 | 365 | 8.3224 | 0.68296 | 9 | 0.0053149
61342 | 4.68 | 1 | 365 | 5.3501 | 0.72476 | 6 | 0.074845
61343 | 15.08 | 1 | 365 | 17.2392 | 0.55757 | 17 | 0.79672
61344 | 5.46 | 1 | 365 | 6.2418 | 0.51222 | 6 | 0.75399
61345 | 9.36 | 1 | 365 | 10.7002 | 0.44953 | 11 | 0.14969
61346 | 6.24 | 1 | 365 | 7.1334 | 0.29968 | 7 | 0.43313
61349 | 6.76 | 1 | 365 | 7.7279 | 0.49132 | 8 | 0.21922
61348 | 7.28 | 1 | 365 | 8.3224 | 0.68296 | 9 | 0.0053149
61351 | 3.9 | 1 | 365 | 4.4584 | 0.9373 | 5 | 0.3957
61352 | 13.78 | 1 | 365 | 15.753 | 0.57847 | 16 | 0.33149
61354 | 9.275 | 1 | 365 | 10.603 | 0.25474 | 10 | 0.85773
61355 | 13.78 | 1 | 365 | 15.753 | 0.57847 | 16 | 0.33149
61359 | 2.915 | 1 | 365 | 3.3324 | 0.68006 | 4 | 0.01243
61360 | 6.89 | 1 | 365 | 7.8765 | 0.78923 | 8 | 0.66574
61361 | 8.32 | 1 | 365 | 9.5113 | 0.066245 | 9 | 0.5775
37780 | 5.2 | 1 | 365 | 5.9445 | 0.9164 | 6 | 0.86094
46253 | 2.12 | 1 | 365 | 2.4235 | 0.85823 | 3 | 0.28177
45488 | 8.58 | 1 | 365 | 9.8085 | 0.66207 | 10 | 0.47055
41330 | 7.65 | 1 | 365 | 8.7453 | 0.53086 | 9 | 0.27619
39514 | 3.825 | 1 | 365 | 4.3727 | 0.76543 | 5 | 0.13809
54197 | 4.42 | 1 | 365 | 5.0529 | 0.12894 | 5 | 0.1818
42352 | 13.78 | 1 | 365 | 15.753 | 0.57847 | 16 | 0.33149
38258 | 7.28 | 1 | 365 | 8.3224 | 0.68296 | 9 | 0.0053149
60481 | 10.2 | 1 | 365 | 11.6604 | 0.37448 | 12 | 0.034919
41666 | 9.1 | 1 | 365 | 10.4029 | 0.85371 | 11 | 0.25664
60777 | 12.72 | 1 | 365 | 14.5412 | 0.14936 | 14 | 0.69061
50474 | 7.8 | 1 | 365 | 8.9168 | 0.8746 | 9 | 0.79141
61383 | 10.865 | 1 | 365 | 12.4207 | 0.89841 | 13 | 0.31906
55957 | 6.375 | 1 | 365 | 7.2878 | 0.60905 | 7 | 0.89682
41211 | 5.98 | 1 | 365 | 6.8362 | 0.70386 | 7 | 0.54008
60090 | 7.848 | 1 | 365 | 8.9717 | 0.9846 | 9 | 0.95628
48563 | 6.3 | 1 | 365 | 7.202 | 0.43718 | 7 | 0.63921
59271 | 8.19 | 1 | 365 | 9.3626 | 0.76834 | 10 | 0.13098
61601 | 7.42 | 1 | 365 | 8.4824 | 0.0037907 | 8 | 0.48619
45259 | 13.5 | 1 | 365 | 15.4329 | 0.93682 | 16 | 0.36975
56569 | 3.12 | 1 | 365 | 3.5667 | 0.14984 | 3 | 0.71656
60034 | 2.295 | 1 | 365 | 2.6236 | 0.25926 | 2 | 0.88286
43728 | 7.8 | 1 | 365 | 8.9168 | 0.8746 | 9 | 0.79141
61050 | 8.745 | 1 | 365 | 9.9971 | 0.040182 | 10 | 0.037291
58863 | 11.13 | 1 | 365 | 12.7236 | 0.50569 | 13 | 0.22928
63198 | 6.93 | 1 | 365 | 7.9222 | 0.8809 | 8 | 0.80314
48931 | 4.16 | 1 | 365 | 4.7556 | 0.53312 | 5 | 0.28875
57591 | 5.565 | 1 | 365 | 6.3618 | 0.75284 | 7 | 0.11464
14256 | 15.045 | 1 | 365 | 17.1991 | 0.47736 | 17 | 0.67651
62370 | 9.435 | 1 | 365 | 10.7859 | 0.6214 | 11 | 0.4073
56991 | 2.65 | 1 | 365 | 3.0294 | 0.072782 | 3 | 0.10221
59267 | 7.56 | 1 | 365 | 8.6424 | 0.32462 | 8 | 0.96706
34260 | 9.945 | 1 | 365 | 11.3689 | 0.79012 | 12 | 0.15905
60286 | 8.502 | 1 | 365 | 9.7193 | 0.48332 | 10 | 0.20264
60461 | 7.155 | 1 | 365 | 8.1795 | 0.39651 | 8 | 0.57597
59284 | 5.61 | 1 | 365 | 6.4132 | 0.85597 | 7 | 0.26921
60156 | 4.77 | 1 | 365 | 5.453 | 0.93101 | 6 | 0.38398
62280 | 5.12 | 1 | 365 | 5.8531 | 0.73307 | 6 | 0.58616
60462 | 4.16 | 1 | 365 | 4.7556 | 0.53312 | 5 | 0.28875
60464 | 8.215 | 1 | 365 | 9.3912 | 0.82563 | 10 | 0.21685
60466 | 6.095 | 1 | 365 | 6.9677 | 0.9674 | 7 | 0.93508
32408 | 2.86 | 1 | 365 | 3.2695 | 0.55402 | 3 | 0.82352
60468 | 10.92 | 1 | 365 | 12.4835 | 0.024447 | 12 | 0.50797
60469 | 10.335 | 1 | 365 | 11.8148 | 0.68385 | 12 | 0.49862
62336 | 2.6 | 1 | 365 | 2.9723 | 0.9582 | 3 | 0.93047
28069 | 5.46 | 1 | 365 | 6.2418 | 0.51222 | 6 | 0.75399
60472 | 10.6 | 1 | 365 | 12.1177 | 0.29113 | 12 | 0.40884
52224 | 7.28 | 1 | 365 | 8.3224 | 0.68296 | 9 | 0.0053149
60473 | 6.625 | 1 | 365 | 7.5736 | 0.18196 | 7 | 0.75552
32727 | 3.64 | 1 | 365 | 4.1612 | 0.34148 | 4 | 0.50266
29751 | 2.6 | 1 | 365 | 2.9723 | 0.9582 | 3 | 0.93047
51875 | 4.68 | 1 | 365 | 5.3501 | 0.72476 | 6 | 0.074845
61625 | 11.4 | 1 | 365 | 13.0323 | 0.12442 | 13 | 0.15667
59887 | 9.1 | 1 | 365 | 10.4029 | 0.85371 | 11 | 0.25664
52522 | 13 | 1 | 365 | 14.8613 | 0.79101 | 15 | 0.65235
60027 | 8.32 | 1 | 365 | 9.5113 | 0.066245 | 9 | 0.5775
59570 | 10.66 | 1 | 365 | 12.1863 | 0.42863 | 12 | 0.61493
60114 | 6.5 | 1 | 365 | 7.4307 | 0.8955 | 8 | 0.32617
62812 | 6.72 | 1 | 365 | 7.6822 | 0.39966 | 8 | 0.081829
62627 | 14.835 | 1 | 365 | 16.9591 | 0.99612 | 17 | 0.9552
62324 | 7.2 | 1 | 365 | 8.2309 | 0.49964 | 8 | 0.73053
59455 | 7.95 | 1 | 365 | 9.0883 | 0.21835 | 9 | 0.30663
59805 | 7.155 | 1 | 365 | 8.1795 | 0.39651 | 8 | 0.57597
61609 | 11.2 | 1 | 365 | 12.8036 | 0.6661 | 13 | 0.46972
57837 | 7.95 | 1 | 365 | 9.0883 | 0.21835 | 9 | 0.30663
59308 | 3.71 | 1 | 365 | 4.2412 | 0.5019 | 4 | 0.74309
59483 | 4.42 | 1 | 365 | 5.0529 | 0.12894 | 5 | 0.1818
60021 | 7.42 | 1 | 365 | 8.4824 | 0.0037907 | 8 | 0.48619
28723 | 3.315 | 1 | 365 | 3.7896 | 0.59671 | 4 | 0.38635
16443 | 17.595 | 1 | 365 | 20.1143 | 0.32098 | 20 | 0.43524
60543 | 4.16 | 1 | 365 | 4.7556 | 0.53312 | 5 | 0.28875
60546 | 11.96 | 1 | 365 | 13.6724 | 0.40773 | 14 | 0.08016
60551 | 4.335 | 1 | 365 | 4.9557 | 0.93416 | 5 | 0.88984
60547 | 7.8 | 1 | 365 | 8.9168 | 0.8746 | 9 | 0.79141
60555 | 8.745 | 1 | 365 | 9.9971 | 0.040182 | 10 | 0.037291
53997 | 8.415 | 1 | 365 | 9.6199 | 0.28395 | 9 | 0.90381
60556 | 4.77 | 1 | 365 | 5.453 | 0.93101 | 6 | 0.38398
22057 | 4.42 | 1 | 365 | 5.0529 | 0.12894 | 5 | 0.1818
16920 | 3.92 | 1 | 365 | 4.4813 | 0.98313 | 5 | 0.4644
60285 | 11.1 | 1 | 365 | 12.6893 | 0.43694 | 13 | 0.12624
60309 | 2.85 | 1 | 365 | 3.2581 | 0.53111 | 3 | 0.78917
51292 | 8.25 | 1 | 365 | 9.4312 | 0.90583 | 10 | 0.33707
60317 | 8.19 | 1 | 365 | 9.3626 | 0.76834 | 10 | 0.13098
47341 | 15.75 | 1 | 365 | 18.0051 | 0.092952 | 18 | 0.098037
60320 | 7.035 | 1 | 365 | 8.0423 | 0.12152 | 8 | 0.16379
56410 | 12.18 | 1 | 365 | 13.9239 | 0.91188 | 14 | 0.83582
60363 | 13.26 | 1 | 365 | 15.1586 | 0.38683 | 15 | 0.54539
60374 | 9.88 | 1 | 365 | 11.2946 | 0.64117 | 11 | 0.93578
60375 | 6.89 | 1 | 365 | 7.8765 | 0.78923 | 8 | 0.66574
60376 | 11.2 | 1 | 365 | 12.8036 | 0.6661 | 13 | 0.46972
60378 | 7.425 | 1 | 365 | 8.4881 | 0.015249 | 8 | 0.50336
60380 | 10.335 | 1 | 365 | 11.8148 | 0.68385 | 12 | 0.49862
60379 | 7.28 | 1 | 365 | 8.3224 | 0.68296 | 9 | 0.0053149
60381 | 10.14 | 1 | 365 | 11.5918 | 0.23699 | 11 | 0.82883
60382 | 7.8 | 1 | 365 | 8.9168 | 0.8746 | 9 | 0.79141
60383 | 4.68 | 1 | 365 | 5.3501 | 0.72476 | 6 | 0.074845
60389 | 8.4 | 1 | 365 | 9.6027 | 0.24957 | 9 | 0.85229
35660 | 1360 | 0.9 | 365 | 1399.2523 | 0.93798 | 1400 | 0.1903
60098 | 3.71 | 1 | 365 | 4.2412 | 0.5019 | 4 | 0.74309
60246 | 4.24 | 1 | 365 | 4.8471 | 0.71645 | 5 | 0.56354
60099 | 4.505 | 1 | 365 | 5.15 | 0.32373 | 5 | 0.47376
60406 | 12 | 1 | 365 | 13.7182 | 0.49939 | 14 | 0.21755
60411 | 6.3 | 1 | 365 | 7.202 | 0.43718 | 7 | 0.63921
60102 | 6.36 | 1 | 365 | 7.2706 | 0.57468 | 7 | 0.8453
46899 | 3.78 | 1 | 365 | 4.3212 | 0.66231 | 4 | 0.98353
60412 | 7.5 | 1 | 365 | 8.5739 | 0.18712 | 8 | 0.76097
60421 | 6.27 | 1 | 365 | 7.1677 | 0.36843 | 7 | 0.53617
60427 | 4.8 | 1 | 365 | 5.4873 | 0.99976 | 6 | 0.48702
60432 | 4.14 | 1 | 365 | 4.7328 | 0.48729 | 5 | 0.22006
60109 | 4.24 | 1 | 365 | 4.8471 | 0.71645 | 5 | 0.56354
60450 | 11.96 | 1 | 365 | 13.6724 | 0.40773 | 14 | 0.08016
60451 | 6.36 | 1 | 365 | 7.2706 | 0.57468 | 7 | 0.8453
60452 | 6.625 | 1 | 365 | 7.5736 | 0.18196 | 7 | 0.75552
60454 | 5.035 | 1 | 365 | 5.7559 | 0.53829 | 6 | 0.2942
60166 | 2.85 | 1 | 365 | 3.2581 | 0.53111 | 3 | 0.78917
60108 | 5.3 | 1 | 365 | 6.0589 | 0.14556 | 6 | 0.20442
60477 | 5.559 | 1 | 365 | 6.3549 | 0.73909 | 7 | 0.094031
47678 | 8.7 | 1 | 365 | 9.9457 | 0.93706 | 10 | 0.88273
60131 | 8.58 | 1 | 365 | 9.8085 | 0.66207 | 10 | 0.47055
60474 | 10.71 | 1 | 365 | 12.2435 | 0.54321 | 12 | 0.78667
60137 | 10.6 | 1 | 365 | 12.1177 | 0.29113 | 12 | 0.40884
45778 | 7.98 | 1 | 365 | 9.1226 | 0.2871 | 9 | 0.40967
60139 | 5.3 | 1 | 365 | 6.0589 | 0.14556 | 6 | 0.20442
48658 | 10.395 | 1 | 365 | 11.8834 | 0.82135 | 12 | 0.7047
48714 | 9.81 | 1 | 365 | 11.2146 | 0.48075 | 11 | 0.69535
60561 | 8.4 | 1 | 365 | 9.6027 | 0.24957 | 9 | 0.85229
60570 | 7.8 | 1 | 365 | 8.9168 | 0.8746 | 9 | 0.79141
60531 | 10.2 | 1 | 365 | 11.6604 | 0.37448 | 12 | 0.034919
60573 | 3.18 | 1 | 365 | 3.6353 | 0.28734 | 3 | 0.92265
31214 | 6.12 | 1 | 365 | 6.9963 | 0.02469 | 7 | 0.020952
14880 | 5.865 | 1 | 365 | 6.7048 | 0.44033 | 7 | 0.14508
49089 | 10.66 | 1 | 365 | 12.1863 | 0.42863 | 12 | 0.61493
60144 | 6.095 | 1 | 365 | 6.9677 | 0.9674 | 7 | 0.93508
58168 | 5.3 | 1 | 365 | 6.0589 | 0.14556 | 6 | 0.20442
27858 | 6.885 | 1 | 365 | 7.8708 | 0.77778 | 8 | 0.64857
57567 | 3.18 | 1 | 365 | 3.6353 | 0.28734 | 3 | 0.92265
58241 | 4.505 | 1 | 365 | 5.15 | 0.32373 | 5 | 0.47376
59763 | 7.8 | 1 | 365 | 8.9168 | 0.8746 | 9 | 0.79141
59125 | 11.66 | 1 | 365 | 13.3295 | 0.72024 | 14 | 0.049721
57062 | 7.685 | 1 | 365 | 8.7853 | 0.61107 | 9 | 0.39641
56983 | 10.92 | 1 | 365 | 12.4835 | 0.024447 | 12 | 0.50797
60634 | 6.36 | 1 | 365 | 7.2706 | 0.57468 | 7 | 0.8453
60635 | 5.565 | 1 | 365 | 6.3618 | 0.75284 | 7 | 0.11464
60637 | 4.77 | 1 | 365 | 5.453 | 0.93101 | 6 | 0.38398
60639 | 6.76 | 1 | 365 | 7.7279 | 0.49132 | 8 | 0.21922
60664 | 5.565 | 1 | 365 | 6.3618 | 0.75284 | 7 | 0.11464
60146 | 4.77 | 1 | 365 | 5.453 | 0.93101 | 6 | 0.38398
60683 | 3.18 | 1 | 365 | 3.6353 | 0.28734 | 3 | 0.92265
60684 | 10.14 | 1 | 365 | 11.5918 | 0.23699 | 11 | 0.82883
52471 | 12.48 | 1 | 365 | 14.2669 | 0.59937 | 14 | 0.86625
60686 | 5.035 | 1 | 365 | 5.7559 | 0.53829 | 6 | 0.2942
60687 | 4.24 | 1 | 365 | 4.8471 | 0.71645 | 5 | 0.56354
51929 | 4.94 | 1 | 365 | 5.6473 | 0.32058 | 5 | 0.96789
60688 | 7.42 | 1 | 365 | 8.4824 | 0.0037907 | 8 | 0.48619
60157 | 6.89 | 1 | 365 | 7.8765 | 0.78923 | 8 | 0.66574
60690 | 7.42 | 1 | 365 | 8.4824 | 0.0037907 | 8 | 0.48619
37903 | 3.9 | 1 | 365 | 4.4584 | 0.9373 | 5 | 0.3957
60161 | 14.84 | 1 | 365 | 16.9648 | 0.0075814 | 16 | 0.97237
60707 | 3.71 | 1 | 365 | 4.2412 | 0.5019 | 4 | 0.74309
60160 | 6.095 | 1 | 365 | 6.9677 | 0.9674 | 7 | 0.93508
44275 | 2.86 | 1 | 365 | 3.2695 | 0.55402 | 3 | 0.82352
60164 | 5.3 | 1 | 365 | 6.0589 | 0.14556 | 6 | 0.20442
60711 | 4.24 | 1 | 365 | 4.8471 | 0.71645 | 5 | 0.56354
32737 | 2.08 | 1 | 365 | 2.3778 | 0.76656 | 3 | 0.14438
60167 | 9.36 | 1 | 365 | 10.7002 | 0.44953 | 11 | 0.14969
60712 | 6.63 | 1 | 365 | 7.5793 | 0.19341 | 7 | 0.7727
60172 | 4.24 | 1 | 365 | 4.8471 | 0.71645 | 5 | 0.56354
60775 | 7.54 | 1 | 365 | 8.6196 | 0.27878 | 8 | 0.89836
32301 | 5.46 | 1 | 365 | 6.2418 | 0.51222 | 6 | 0.75399
60810 | 4.24 | 1 | 365 | 4.8471 | 0.71645 | 5 | 0.56354
18726 | 5.98 | 1 | 365 | 6.8362 | 0.70386 | 7 | 0.54008
60814 | 6.89 | 1 | 365 | 7.8765 | 0.78923 | 8 | 0.66574
60168 | 6.89 | 1 | 365 | 7.8765 | 0.78923 | 8 | 0.66574
59464 | 14.04 | 1 | 365 | 16.0502 | 0.17429 | 16 | 0.22454
59469 | 5.3 | 1 | 365 | 6.0589 | 0.14556 | 6 | 0.20442
60176 | 5.565 | 1 | 365 | 6.3618 | 0.75284 | 7 | 0.11464
60178 | 10.335 | 1 | 365 | 11.8148 | 0.68385 | 12 | 0.49862
59542 | 5.98 | 1 | 365 | 6.8362 | 0.70386 | 7 | 0.54008
59899 | 6.5 | 1 | 365 | 7.4307 | 0.8955 | 8 | 0.32617
60175 | 3.445 | 1 | 365 | 3.9383 | 0.89462 | 4 | 0.83287
60089 | 8.06 | 1 | 365 | 9.214 | 0.47042 | 9 | 0.68446
52492 | 4.68 | 1 | 365 | 5.3501 | 0.72476 | 6 | 0.074845
60181 | 9.275 | 1 | 365 | 10.603 | 0.25474 | 10 | 0.85773
58213 | 6.5 | 1 | 365 | 7.4307 | 0.8955 | 8 | 0.32617
58192 | 5.2 | 1 | 365 | 5.9445 | 0.9164 | 6 | 0.86094
60184 | 13.25 | 1 | 365 | 15.1471 | 0.36391 | 15 | 0.51105
34219 | 37.278 | 0.9 | 365 | 38.3539 | 0.88418 | 39 | 0.23809
60185 | 3.975 | 1 | 365 | 4.5441 | 0.10917 | 4 | 0.65331
60600 | 10.75 | 1 | 365 | 12.2892 | 0.63487 | 12 | 0.92406
60601 | 11.22 | 1 | 365 | 12.8265 | 0.71193 | 13 | 0.53841
60187 | 6.095 | 1 | 365 | 6.9677 | 0.9674 | 7 | 0.93508
60614 | 5.565 | 1 | 365 | 6.3618 | 0.75284 | 7 | 0.11464
60617 | 6.89 | 1 | 365 | 7.8765 | 0.78923 | 8 | 0.66574
60620 | 8.1 | 1 | 365 | 9.2598 | 0.56209 | 9 | 0.82185
52359 | 5.2 | 1 | 365 | 5.9445 | 0.9164 | 6 | 0.86094
60621 | 6.24 | 1 | 365 | 7.1334 | 0.29968 | 7 | 0.43313
51047 | 7.98 | 1 | 365 | 9.1226 | 0.2871 | 9 | 0.40967
51727 | 4.16 | 1 | 365 | 4.7556 | 0.53312 | 5 | 0.28875
41722 | 11.44 | 1 | 365 | 13.078 | 0.21609 | 13 | 0.29407
43697 | 4.68 | 1 | 365 | 5.3501 | 0.72476 | 6 | 0.074845
59484 | 3.445 | 1 | 365 | 3.9383 | 0.89462 | 4 | 0.83287
48607 | 5.46 | 1 | 365 | 6.2418 | 0.51222 | 6 | 0.75399
24141 | 8.32 | 1 | 365 | 9.5113 | 0.066245 | 9 | 0.5775
51760 | 5.2 | 1 | 365 | 5.9445 | 0.9164 | 6 | 0.86094
60455 | 4.94 | 1 | 365 | 5.6473 | 0.32058 | 5 | 0.96789
60122 | 7.155 | 1 | 365 | 8.1795 | 0.39651 | 8 | 0.57597
40170 | 6.24 | 1 | 365 | 7.1334 | 0.29968 | 7 | 0.43313
59253 | 2.86 | 1 | 365 | 3.2695 | 0.55402 | 3 | 0.82352
50401 | 12.22 | 1 | 365 | 13.9697 | 0.0035475 | 13 | 0.97321
58378 | 6.095 | 1 | 365 | 6.9677 | 0.9674 | 7 | 0.93508
60652 | 6.36 | 1 | 365 | 7.2706 | 0.57468 | 7 | 0.8453
45577 | 9.975 | 1 | 365 | 11.4032 | 0.85887 | 12 | 0.26209
60653 | 3.18 | 1 | 365 | 3.6353 | 0.28734 | 3 | 0.92265
60862 | 9 | 1 | 365 | 10.2886 | 0.62454 | 10 | 0.91316
60549 | 7.8 | 1 | 365 | 8.9168 | 0.8746 | 9 | 0.79141
60471 | 8.91 | 1 | 365 | 10.1857 | 0.4183 | 10 | 0.60403
60135 | 9.36 | 1 | 365 | 10.7002 | 0.44953 | 11 | 0.14969
60654 | 6.36 | 1 | 365 | 7.2706 | 0.57468 | 7 | 0.8453
60655 | 10.865 | 1 | 365 | 12.4207 | 0.89841 | 13 | 0.31906
60656 | 5.3 | 1 | 365 | 6.0589 | 0.14556 | 6 | 0.20442
60657 | 11.13 | 1 | 365 | 12.7236 | 0.50569 | 13 | 0.22928
60679 | 10.395 | 1 | 365 | 11.8834 | 0.82135 | 12 | 0.7047
60680 | 5.1 | 1 | 365 | 5.8302 | 0.68724 | 6 | 0.51746
50603 | 9.62 | 1 | 365 | 10.9974 | 0.045346 | 11 | 0.042738
60696 | 3.6 | 1 | 365 | 4.1154 | 0.24982 | 4 | 0.36527
60695 | 11.44 | 1 | 365 | 13.078 | 0.21609 | 13 | 0.29407
60698 | 10.335 | 1 | 365 | 11.8148 | 0.68385 | 12 | 0.49862
60702 | 5.88 | 1 | 365 | 6.7219 | 0.4747 | 7 | 0.1966
60704 | 7.84 | 1 | 365 | 8.9625 | 0.96627 | 9 | 0.9288
60705 | 8.4 | 1 | 365 | 9.6027 | 0.24957 | 9 | 0.85229
60708 | 10.6 | 1 | 365 | 12.1177 | 0.29113 | 12 | 0.40884
60716 | 5.46 | 1 | 365 | 6.2418 | 0.51222 | 6 | 0.75399
60717 | 10.4 | 1 | 365 | 11.8891 | 0.83281 | 12 | 0.72188
60718 | 9.805 | 1 | 365 | 11.2089 | 0.46929 | 11 | 0.67817
60720 | 5.3 | 1 | 365 | 6.0589 | 0.14556 | 6 | 0.20442
60722 | 5.175 | 1 | 365 | 5.916 | 0.85911 | 6 | 0.77507
60727 | 5.04 | 1 | 365 | 5.7616 | 0.54974 | 6 | 0.31137
60730 | 9.81 | 1 | 365 | 11.2146 | 0.48075 | 11 | 0.69535
46813 | 7.84 | 1 | 365 | 8.9625 | 0.96627 | 9 | 0.9288
60734 | 9.156 | 1 | 365 | 10.467 | 0.98204 | 11 | 0.44899
38442 | 6.5 | 1 | 365 | 7.4307 | 0.8955 | 8 | 0.32617
37111 | 7.8 | 1 | 365 | 8.9168 | 0.8746 | 9 | 0.79141
60733 | 4.94 | 1 | 365 | 5.6473 | 0.32058 | 5 | 0.96789
60742 | 13.734 | 1 | 365 | 15.7004 | 0.47305 | 16 | 0.17349
60666 | 7.42 | 1 | 365 | 8.4824 | 0.0037907 | 8 | 0.48619
60738 | 7.54 | 1 | 365 | 8.6196 | 0.27878 | 8 | 0.89836
57190 | 5.565 | 1 | 365 | 6.3618 | 0.75284 | 7 | 0.11464
27607 | 10.4 | 1 | 365 | 11.8891 | 0.83281 | 12 | 0.72188
60746 | 5.886 | 1 | 365 | 6.7288 | 0.48845 | 7 | 0.21721
49743 | 9.45 | 1 | 365 | 10.8031 | 0.65577 | 11 | 0.45882
60758 | 6.54 | 1 | 365 | 7.4764 | 0.98717 | 8 | 0.46357
47654 | 18 | 1 | 365 | 20.5772 | 0.24909 | 20 | 0.82633
60765 | 3.24 | 1 | 365 | 3.7039 | 0.42484 | 4 | 0.12874
60762 | 5.985 | 1 | 365 | 6.8419 | 0.71532 | 7 | 0.55725
49171 | 5.67 | 1 | 365 | 6.4818 | 0.99346 | 7 | 0.47529
60771 | 8.4 | 1 | 365 | 9.6027 | 0.24957 | 9 | 0.85229
60768 | 10.2 | 1 | 365 | 11.6604 | 0.37448 | 12 | 0.034919
60776 | 4.8 | 1 | 365 | 5.4873 | 0.99976 | 6 | 0.48702
60772 | 13.86 | 1 | 365 | 15.8445 | 0.7618 | 16 | 0.60627
60784 | 9.135 | 1 | 365 | 10.4429 | 0.93391 | 11 | 0.37686
60778 | 10.8 | 1 | 365 | 12.3463 | 0.74945 | 13 | 0.095797
59513 | 3.18 | 1 | 365 | 3.6353 | 0.28734 | 3 | 0.92265
61007 | 13.08 | 1 | 365 | 14.9528 | 0.97434 | 15 | 0.92713
38673 | 6.6 | 1 | 365 | 7.545 | 0.12467 | 7 | 0.66965
49727 | 6.38 | 1 | 365 | 7.2935 | 0.62051 | 7 | 0.914
49162 | 24.9 | 1 | 365 | 28.4652 | 0.061238 | 28 | 0.52642
51267 | 17.955 | 1 | 365 | 20.5258 | 0.14597 | 20 | 0.67176
60807 | 12.3 | 1 | 365 | 14.0611 | 0.18688 | 14 | 0.24799
60808 | 9.135 | 1 | 365 | 10.4429 | 0.93391 | 11 | 0.37686
60811 | 7.54 | 1 | 365 | 8.6196 | 0.27878 | 8 | 0.89836
60817 | 5.035 | 1 | 365 | 5.7559 | 0.53829 | 6 | 0.2942
60821 | 7.155 | 1 | 365 | 8.1795 | 0.39651 | 8 | 0.57597
60825 | 7.155 | 1 | 365 | 8.1795 | 0.39651 | 8 | 0.57597
60826 | 7.95 | 1 | 365 | 9.0883 | 0.21835 | 9 | 0.30663
60827 | 8.58 | 1 | 365 | 9.8085 | 0.66207 | 10 | 0.47055
60834 | 8.32 | 1 | 365 | 9.5113 | 0.066245 | 9 | 0.5775
60836 | 2.289 | 1 | 365 | 2.6167 | 0.24551 | 2 | 0.86225
60835 | 6.36 | 1 | 365 | 7.2706 | 0.57468 | 7 | 0.8453
60838 | 8.215 | 1 | 365 | 9.3912 | 0.82563 | 10 | 0.21685
60840 | 5.035 | 1 | 365 | 5.7559 | 0.53829 | 6 | 0.2942
60841 | 8.215 | 1 | 365 | 9.3912 | 0.82563 | 10 | 0.21685
60849 | 8.1 | 1 | 365 | 9.2598 | 0.56209 | 9 | 0.82185
60845 | 4.24 | 1 | 365 | 4.8471 | 0.71645 | 5 | 0.56354
60850 | 5.3 | 1 | 365 | 6.0589 | 0.14556 | 6 | 0.20442
60852 | 3.36 | 1 | 365 | 3.8411 | 0.69983 | 4 | 0.54091
60853 | 6.72 | 1 | 365 | 7.6822 | 0.39966 | 8 | 0.081829
60857 | 3.38 | 1 | 365 | 3.8639 | 0.74566 | 4 | 0.60961
60856 | 8.829 | 1 | 365 | 10.0931 | 0.23268 | 10 | 0.32581
60859 | 7.155 | 1 | 365 | 8.1795 | 0.39651 | 8 | 0.57597
60860 | 6.72 | 1 | 365 | 7.6822 | 0.39966 | 8 | 0.081829
60864 | 10.72 | 1 | 365 | 12.2549 | 0.56612 | 12 | 0.82101
60868 | 4.68 | 1 | 365 | 5.3501 | 0.72476 | 6 | 0.074845
60865 | 7.56 | 1 | 365 | 8.6424 | 0.32462 | 8 | 0.96706
60869 | 8.375 | 1 | 365 | 9.5741 | 0.19228 | 9 | 0.76642
60872 | 7.685 | 1 | 365 | 8.7853 | 0.61107 | 9 | 0.39641
60878 | 9.54 | 1 | 365 | 10.9059 | 0.86202 | 11 | 0.76795
60871 | 3.71 | 1 | 365 | 4.2412 | 0.5019 | 4 | 0.74309
51306 | 9.9 | 1 | 365 | 11.3175 | 0.687 | 12 | 0.0044804
60880 | 9.81 | 1 | 365 | 11.2146 | 0.48075 | 11 | 0.69535
60877 | 4.77 | 1 | 365 | 5.453 | 0.93101 | 6 | 0.38398
60882 | 10.4 | 1 | 365 | 11.8891 | 0.83281 | 12 | 0.72188
48773 | 3.38 | 1 | 365 | 3.8639 | 0.74566 | 4 | 0.60961
48774 | 11.44 | 1 | 365 | 13.078 | 0.21609 | 13 | 0.29407
60888 | 9.54 | 1 | 365 | 10.9059 | 0.86202 | 11 | 0.76795
60893 | 4.2 | 1 | 365 | 4.8014 | 0.62479 | 5 | 0.42614
60895 | 7.8 | 1 | 365 | 8.9168 | 0.8746 | 9 | 0.79141
60896 | 5.13 | 1 | 365 | 5.8645 | 0.75599 | 6 | 0.6205
35934 | 8.06 | 1 | 365 | 9.214 | 0.47042 | 9 | 0.68446
60904 | 8.84 | 1 | 365 | 10.1057 | 0.25789 | 10 | 0.3636
60903 | 6.3 | 1 | 365 | 7.202 | 0.43718 | 7 | 0.63921
42125 | 48.3 | 1 | 365 | 55.2156 | 0.68505 | 55 | 0.90065
60907 | 10.08 | 1 | 365 | 11.5233 | 0.099489 | 11 | 0.62274
60908 | 10.395 | 1 | 365 | 11.8834 | 0.82135 | 12 | 0.7047
60910 | 9.52 | 1 | 365 | 10.8831 | 0.81618 | 11 | 0.69926
60916 | 5.559 | 1 | 365 | 6.3549 | 0.73909 | 7 | 0.094031
60915 | 10.335 | 1 | 365 | 11.8148 | 0.68385 | 12 | 0.49862
60917 | 10.335 | 1 | 365 | 11.8148 | 0.68385 | 12 | 0.49862
60918 | 6.76 | 1 | 365 | 7.7279 | 0.49132 | 8 | 0.21922
60919 | 4 | 1 | 365 | 4.5727 | 0.16646 | 4 | 0.73918
60920 | 9.805 | 1 | 365 | 11.2089 | 0.46929 | 11 | 0.67817
60921 | 9.9 | 1 | 365 | 11.3175 | 0.687 | 12 | 0.0044804
60924 | 9.805 | 1 | 365 | 11.2089 | 0.46929 | 11 | 0.67817
60928 | 4.2 | 1 | 365 | 4.8014 | 0.62479 | 5 | 0.42614
60935 | 9.54 | 1 | 365 | 10.9059 | 0.86202 | 11 | 0.76795
60936 | 5.67 | 1 | 365 | 6.4818 | 0.99346 | 7 | 0.47529
60937 | 10.335 | 1 | 365 | 11.8148 | 0.68385 | 12 | 0.49862
60943 | 7.685 | 1 | 365 | 8.7853 | 0.61107 | 9 | 0.39641
60948 | 11.13 | 1 | 365 | 12.7236 | 0.50569 | 13 | 0.22928
60950 | 10.865 | 1 | 365 | 12.4207 | 0.89841 | 13 | 0.31906
60956 | 6.36 | 1 | 365 | 7.2706 | 0.57468 | 7 | 0.8453
60958 | 6.89 | 1 | 365 | 7.8765 | 0.78923 | 8 | 0.66574
60966 | 9.01 | 1 | 365 | 10.3001 | 0.64746 | 10 | 0.94751
60970 | 5.72 | 1 | 365 | 6.539 | 0.10804 | 6 | 0.64703
60977 | 13.25 | 1 | 365 | 15.1471 | 0.36391 | 15 | 0.51105
60974 | 9.01 | 1 | 365 | 10.3001 | 0.64746 | 10 | 0.94751
60941 | 10.137 | 1 | 365 | 11.5884 | 0.23011 | 11 | 0.81853
60978 | 5.83 | 1 | 365 | 6.6647 | 0.36012 | 7 | 0.024861
60973 | 5.565 | 1 | 365 | 6.3618 | 0.75284 | 7 | 0.11464
60923 | 12.6 | 1 | 365 | 14.4041 | 0.87436 | 15 | 0.27843
60983 | 4.505 | 1 | 365 | 5.15 | 0.32373 | 5 | 0.47376
60991 | 9.805 | 1 | 365 | 11.2089 | 0.46929 | 11 | 0.67817
60990 | 7.42 | 1 | 365 | 8.4824 | 0.0037907 | 8 | 0.48619
60996 | 3.18 | 1 | 365 | 3.6353 | 0.28734 | 3 | 0.92265
51465 | 7.56 | 1 | 365 | 8.6424 | 0.32462 | 8 | 0.96706
61000 | 6.6 | 1 | 365 | 7.545 | 0.12467 | 7 | 0.66965
61004 | 11.395 | 1 | 365 | 13.0265 | 0.11296 | 13 | 0.1395
60999 | 5.2 | 1 | 365 | 5.9445 | 0.9164 | 6 | 0.86094
61006 | 5.3 | 1 | 365 | 6.0589 | 0.14556 | 6 | 0.20442
61008 | 4.24 | 1 | 365 | 4.8471 | 0.71645 | 5 | 0.56354
61010 | 9.54 | 1 | 365 | 10.9059 | 0.86202 | 11 | 0.76795
61011 | 7.155 | 1 | 365 | 8.1795 | 0.39651 | 8 | 0.57597
47036 | 12.285 | 1 | 365 | 14.044 | 0.1525 | 14 | 0.19647
61013 | 10.14 | 1 | 365 | 11.5918 | 0.23699 | 11 | 0.82883
61009 | 6.44 | 1 | 365 | 7.3621 | 0.75801 | 8 | 0.12009
61022 | 10.07 | 1 | 365 | 11.5118 | 0.076573 | 11 | 0.5884
36778 | 10.464 | 1 | 365 | 11.9622 | 0.97947 | 12 | 0.94171
61038 | 5.83 | 1 | 365 | 6.6647 | 0.36012 | 7 | 0.024861
61037 | 3.445 | 1 | 365 | 3.9383 | 0.89462 | 4 | 0.83287
61030 | 9.81 | 1 | 365 | 11.2146 | 0.48075 | 11 | 0.69535
49107 | 12 | 1 | 365 | 13.7182 | 0.49939 | 14 | 0.21755
61039 | 6.625 | 1 | 365 | 7.5736 | 0.18196 | 7 | 0.75552
61059 | 5.67 | 1 | 365 | 6.4818 | 0.99346 | 7 | 0.47529
61046 | 6.36 | 1 | 365 | 7.2706 | 0.57468 | 7 | 0.8453
61047 | 3.71 | 1 | 365 | 4.2412 | 0.5019 | 4 | 0.74309
61048 | 5.3 | 1 | 365 | 6.0589 | 0.14556 | 6 | 0.20442
61061 | 8.215 | 1 | 365 | 9.3912 | 0.82563 | 10 | 0.21685
61051 | 5.565 | 1 | 365 | 6.3618 | 0.75284 | 7 | 0.11464
61065 | 5.035 | 1 | 365 | 5.7559 | 0.53829 | 6 | 0.2942
61064 | 4.24 | 1 | 365 | 4.8471 | 0.71645 | 5 | 0.56354
61068 | 5.2 | 1 | 365 | 5.9445 | 0.9164 | 6 | 0.86094
20835 | 2411.955 | 1 | 365 | 2757.2987 | 0.27467 | 2757 | 0.57339
50028 | 7.54 | 1 | 365 | 8.6196 | 0.27878 | 8 | 0.89836
61078 | 6.3 | 1 | 365 | 7.202 | 0.43718 | 7 | 0.63921
61084 | 10.08 | 1 | 365 | 11.5233 | 0.099489 | 11 | 0.62274
61086 | 5.3 | 1 | 365 | 6.0589 | 0.14556 | 6 | 0.20442
61087 | 8.12 | 1 | 365 | 9.2826 | 0.60792 | 9 | 0.89054
61088 | 4.2 | 1 | 365 | 4.8014 | 0.62479 | 5 | 0.42614
61090 | 10.865 | 1 | 365 | 12.4207 | 0.89841 | 13 | 0.31906
61095 | 4.24 | 1 | 365 | 4.8471 | 0.71645 | 5 | 0.56354
61102 | 3.12 | 1 | 365 | 3.5667 | 0.14984 | 3 | 0.71656
61407 | 14.04 | 1 | 365 | 16.0502 | 0.17429 | 16 | 0.22454
61410 | 9.36 | 1 | 365 | 10.7002 | 0.44953 | 11 | 0.14969
61419 | 10.71 | 1 | 365 | 12.2435 | 0.54321 | 12 | 0.78667
61420 | 4.94 | 1 | 365 | 5.6473 | 0.32058 | 5 | 0.96789
61421 | 5.98 | 1 | 365 | 6.8362 | 0.70386 | 7 | 0.54008
61423 | 5.46 | 1 | 365 | 6.2418 | 0.51222 | 6 | 0.75399
61422 | 5.72 | 1 | 365 | 6.539 | 0.10804 | 6 | 0.64703
61424 | 2.08 | 1 | 365 | 2.3778 | 0.76656 | 3 | 0.14438
61425 | 13.78 | 1 | 365 | 15.753 | 0.57847 | 16 | 0.33149
61428 | 13.25 | 1 | 365 | 15.1471 | 0.36391 | 15 | 0.51105
61434 | 9.275 | 1 | 365 | 10.603 | 0.25474 | 10 | 0.85773
61454 | 8.745 | 1 | 365 | 9.9971 | 0.040182 | 10 | 0.037291
61456 | 8.745 | 1 | 365 | 9.9971 | 0.040182 | 10 | 0.037291
61457 | 3.825 | 1 | 365 | 4.3727 | 0.76543 | 5 | 0.13809
61460 | 8.84 | 1 | 365 | 10.1057 | 0.25789 | 10 | 0.3636
61468 | 12.72 | 1 | 365 | 14.5412 | 0.14936 | 14 | 0.69061
61470 | 5.3 | 1 | 365 | 6.0589 | 0.14556 | 6 | 0.20442
61474 | 3.71 | 1 | 365 | 4.2412 | 0.5019 | 4 | 0.74309
61475 | 10.335 | 1 | 365 | 11.8148 | 0.68385 | 12 | 0.49862
61478 | 4.77 | 1 | 365 | 5.453 | 0.93101 | 6 | 0.38398
61482 | 4.94 | 1 | 365 | 5.6473 | 0.32058 | 5 | 0.96789
61484 | 9.62 | 1 | 365 | 10.9974 | 0.045346 | 11 | 0.042738
61486 | 5.2 | 1 | 365 | 5.9445 | 0.9164 | 6 | 0.86094
61489 | 3.315 | 1 | 365 | 3.7896 | 0.59671 | 4 | 0.38635
61487 | 4.77 | 1 | 365 | 5.453 | 0.93101 | 6 | 0.38398
61493 | 7.8 | 1 | 365 | 8.9168 | 0.8746 | 9 | 0.79141
61494 | 4.24 | 1 | 365 | 4.8471 | 0.71645 | 5 | 0.56354
61505 | 11.96 | 1 | 365 | 13.6724 | 0.40773 | 14 | 0.08016
61532 | 4.68 | 1 | 365 | 5.3501 | 0.72476 | 6 | 0.074845
61540 | 3.9 | 1 | 365 | 4.4584 | 0.9373 | 5 | 0.3957
61573 | 6.625 | 1 | 365 | 7.5736 | 0.18196 | 7 | 0.75552
61116 | 5.035 | 1 | 365 | 5.7559 | 0.53829 | 6 | 0.2942
61577 | 4.42 | 1 | 365 | 5.0529 | 0.12894 | 5 | 0.1818
61578 | 5.2 | 1 | 365 | 5.9445 | 0.9164 | 6 | 0.86094
61580 | 7.685 | 1 | 365 | 8.7853 | 0.61107 | 9 | 0.39641
61581 | 8.84 | 1 | 365 | 10.1057 | 0.25789 | 10 | 0.3636
61584 | 6.89 | 1 | 365 | 7.8765 | 0.78923 | 8 | 0.66574
61637 | 7.155 | 1 | 365 | 8.1795 | 0.39651 | 8 | 0.57597
61587 | 7.42 | 1 | 365 | 8.4824 | 0.0037907 | 8 | 0.48619
61639 | 11.66 | 1 | 365 | 13.3295 | 0.72024 | 14 | 0.049721
61641 | 5.61 | 1 | 365 | 6.4132 | 0.85597 | 7 | 0.26921
59885 | 3.38 | 1 | 365 | 3.8639 | 0.74566 | 4 | 0.60961
61642 | 6.76 | 1 | 365 | 7.7279 | 0.49132 | 8 | 0.21922
61664 | 8.215 | 1 | 365 | 9.3912 | 0.82563 | 10 | 0.21685
61662 | 7.8 | 1 | 365 | 8.9168 | 0.8746 | 9 | 0.79141
61726 | 5.72 | 1 | 365 | 6.539 | 0.10804 | 6 | 0.64703
61730 | 7.8 | 1 | 365 | 8.9168 | 0.8746 | 9 | 0.79141
61080 | 5.1 | 1 | 365 | 5.8302 | 0.68724 | 6 | 0.51746
61732 | 10.14 | 1 | 365 | 11.5918 | 0.23699 | 11 | 0.82883
61739 | 5.72 | 1 | 365 | 6.539 | 0.10804 | 6 | 0.64703
61744 | 3.975 | 1 | 365 | 4.5441 | 0.10917 | 4 | 0.65331
61743 | 8.58 | 1 | 365 | 9.8085 | 0.66207 | 10 | 0.47055
60658 | 8.12 | 1 | 365 | 9.2826 | 0.60792 | 9 | 0.89054
61748 | 2.6 | 1 | 365 | 2.9723 | 0.9582 | 3 | 0.93047
61753 | 4.505 | 1 | 365 | 5.15 | 0.32373 | 5 | 0.47376
61751 | 8.84 | 1 | 365 | 10.1057 | 0.25789 | 10 | 0.3636
61117 | 5.3 | 1 | 365 | 6.0589 | 0.14556 | 6 | 0.20442
61756 | 5.98 | 1 | 365 | 6.8362 | 0.70386 | 7 | 0.54008
61758 | 3.64 | 1 | 365 | 4.1612 | 0.34148 | 4 | 0.50266
61757 | 10.07 | 1 | 365 | 11.5118 | 0.076573 | 11 | 0.5884
61759 | 5.2 | 1 | 365 | 5.9445 | 0.9164 | 6 | 0.86094
61764 | 3.9 | 1 | 365 | 4.4584 | 0.9373 | 5 | 0.3957
61763 | 6.095 | 1 | 365 | 6.9677 | 0.9674 | 7 | 0.93508
61767 | 8.745 | 1 | 365 | 9.9971 | 0.040182 | 10 | 0.037291
61773 | 8.48 | 1 | 365 | 9.6942 | 0.4329 | 10 | 0.12707
61772 | 4.24 | 1 | 365 | 4.8471 | 0.71645 | 5 | 0.56354
61776 | 8.745 | 1 | 365 | 9.9971 | 0.040182 | 10 | 0.037291
61788 | 6.76 | 1 | 365 | 7.7279 | 0.49132 | 8 | 0.21922
61803 | 3.12 | 1 | 365 | 3.5667 | 0.14984 | 3 | 0.71656
61856 | 2.915 | 1 | 365 | 3.3324 | 0.68006 | 4 | 0.01243
61853 | 6.24 | 1 | 365 | 7.1334 | 0.29968 | 7 | 0.43313
61858 | 8.06 | 1 | 365 | 9.214 | 0.47042 | 9 | 0.68446
61877 | 9.88 | 1 | 365 | 11.2946 | 0.64117 | 11 | 0.93578
61885 | 3.975 | 1 | 365 | 4.5441 | 0.10917 | 4 | 0.65331
61890 | 11.475 | 1 | 365 | 13.118 | 0.29629 | 13 | 0.41428
61893 | 13.77 | 1 | 365 | 15.7416 | 0.55555 | 16 | 0.29714
61896 | 4.68 | 1 | 365 | 5.3501 | 0.72476 | 6 | 0.074845
61892 | 2.34 | 1 | 365 | 2.675 | 0.36238 | 3 | 0.037423
61897 | 6.89 | 1 | 365 | 7.8765 | 0.78923 | 8 | 0.66574
61899 | 6.095 | 1 | 365 | 6.9677 | 0.9674 | 7 | 0.93508
61898 | 7.155 | 1 | 365 | 8.1795 | 0.39651 | 8 | 0.57597
61907 | 7.685 | 1 | 365 | 8.7853 | 0.61107 | 9 | 0.39641
61919 | 10.335 | 1 | 365 | 11.8148 | 0.68385 | 12 | 0.49862
61924 | 7.685 | 1 | 365 | 8.7853 | 0.61107 | 9 | 0.39641
61983 | 3.12 | 1 | 365 | 3.5667 | 0.14984 | 3 | 0.71656
61984 | 6.63 | 1 | 365 | 7.5793 | 0.19341 | 7 | 0.7727
61985 | 13.52 | 1 | 365 | 15.4558 | 0.98265 | 16 | 0.43844
61997 | 10.865 | 1 | 365 | 12.4207 | 0.89841 | 13 | 0.31906
62001 | 7.155 | 1 | 365 | 8.1795 | 0.39651 | 8 | 0.57597
62000 | 12.19 | 1 | 365 | 13.9354 | 0.9348 | 14 | 0.87016
62003 | 10.07 | 1 | 365 | 11.5118 | 0.076573 | 11 | 0.5884
62004 | 2.6 | 1 | 365 | 2.9723 | 0.9582 | 3 | 0.93047
62008 | 7.155 | 1 | 365 | 8.1795 | 0.39651 | 8 | 0.57597
62010 | 4.16 | 1 | 365 | 4.7556 | 0.53312 | 5 | 0.28875
62012 | 4.94 | 1 | 365 | 5.6473 | 0.32058 | 5 | 0.96789
62015 | 15.86 | 1 | 365 | 18.1308 | 0.34503 | 18 | 0.47586
62017 | 12.75 | 1 | 365 | 14.5755 | 0.2181 | 14 | 0.79365
62051 | 6.63 | 1 | 365 | 7.5793 | 0.19341 | 7 | 0.7727
62054 | 13.52 | 1 | 365 | 15.4558 | 0.98265 | 16 | 0.43844
62055 | 6.5 | 1 | 365 | 7.4307 | 0.8955 | 8 | 0.32617
47519 | 9.81 | 1 | 365 | 11.2146 | 0.48075 | 11 | 0.69535
62061 | 6.36 | 1 | 365 | 7.2706 | 0.57468 | 7 | 0.8453
62060 | 14.04 | 1 | 365 | 16.0502 | 0.17429 | 16 | 0.22454
44234 | 4.68 | 1 | 365 | 5.3501 | 0.72476 | 6 | 0.074845
62066 | 6.76 | 1 | 365 | 7.7279 | 0.49132 | 8 | 0.21922
62067 | 8.415 | 1 | 365 | 9.6199 | 0.28395 | 9 | 0.90381
47377 | 4.68 | 1 | 365 | 5.3501 | 0.72476 | 6 | 0.074845
62070 | 11.96 | 1 | 365 | 13.6724 | 0.40773 | 14 | 0.08016
62073 | 8.84 | 1 | 365 | 10.1057 | 0.25789 | 10 | 0.3636
62074 | 2.65 | 1 | 365 | 3.0294 | 0.072782 | 3 | 0.10221
62078 | 8.06 | 1 | 365 | 9.214 | 0.47042 | 9 | 0.68446
62075 | 7.395 | 1 | 365 | 8.4538 | 0.9465 | 9 | 0.40032
59437 | 5.25 | 1 | 365 | 6.0017 | 0.030984 | 6 | 0.032679
37758 | 12.22 | 1 | 365 | 13.9697 | 0.0035475 | 13 | 0.97321
42354 | 5.61 | 1 | 365 | 6.4132 | 0.85597 | 7 | 0.26921
16673 | 6.24 | 1 | 365 | 7.1334 | 0.29968 | 7 | 0.43313
61189 | 3.38 | 1 | 365 | 3.8639 | 0.74566 | 4 | 0.60961
61196 | 5.83 | 1 | 365 | 6.6647 | 0.36012 | 7 | 0.024861
61195 | 5.83 | 1 | 365 | 6.6647 | 0.36012 | 7 | 0.024861
17006 | 9.435 | 1 | 365 | 10.7859 | 0.6214 | 11 | 0.4073
61197 | 7.685 | 1 | 365 | 8.7853 | 0.61107 | 9 | 0.39641
61200 | 4.24 | 1 | 365 | 4.8471 | 0.71645 | 5 | 0.56354
61199 | 9.88 | 1 | 365 | 11.2946 | 0.64117 | 11 | 0.93578
61248 | 7.54 | 1 | 365 | 8.6196 | 0.27878 | 8 | 0.89836
61251 | 9.01 | 1 | 365 | 10.3001 | 0.64746 | 10 | 0.94751
59867 | 6 | 1 | 365 | 6.8591 | 0.7497 | 7 | 0.60878
61249 | 11.66 | 1 | 365 | 13.3295 | 0.72024 | 14 | 0.049721
61250 | 11.13 | 1 | 365 | 12.7236 | 0.50569 | 13 | 0.22928
61252 | 12.19 | 1 | 365 | 13.9354 | 0.9348 | 14 | 0.87016
61254 | 4.24 | 1 | 365 | 4.8471 | 0.71645 | 5 | 0.56354
61255 | 13.25 | 1 | 365 | 15.1471 | 0.36391 | 15 | 0.51105
50635 | 5.886 | 1 | 365 | 6.7288 | 0.48845 | 7 | 0.21721
59141 | 6.76 | 1 | 365 | 7.7279 | 0.49132 | 8 | 0.21922
61256 | 9.54 | 1 | 365 | 10.9059 | 0.86202 | 11 | 0.76795
61259 | 6.36 | 1 | 365 | 7.2706 | 0.57468 | 7 | 0.8453
61260 | 5.565 | 1 | 365 | 6.3618 | 0.75284 | 7 | 0.11464
51623 | 4.94 | 1 | 365 | 5.6473 | 0.32058 | 5 | 0.96789
61257 | 7.685 | 1 | 365 | 8.7853 | 0.61107 | 9 | 0.39641
61264 | 12.455 | 1 | 365 | 14.2383 | 0.54208 | 14 | 0.78038
61269 | 3.975 | 1 | 365 | 4.5441 | 0.10917 | 4 | 0.65331
59672 | 6.89 | 1 | 365 | 7.8765 | 0.78923 | 8 | 0.66574
61379 | 13.78 | 1 | 365 | 15.753 | 0.57847 | 16 | 0.33149
61382 | 4.68 | 1 | 365 | 5.3501 | 0.72476 | 6 | 0.074845
61386 | 4.77 | 1 | 365 | 5.453 | 0.93101 | 6 | 0.38398
61387 | 5.83 | 1 | 365 | 6.6647 | 0.36012 | 7 | 0.024861
34667 | 227.37 | 0.9 | 365 | 233.9324 | 0.94026 | 234 | 0.87261
61388 | 8.745 | 1 | 365 | 9.9971 | 0.040182 | 10 | 0.037291
61389 | 8.745 | 1 | 365 | 9.9971 | 0.040182 | 10 | 0.037291
61429 | 6.36 | 1 | 365 | 7.2706 | 0.57468 | 7 | 0.8453
61430 | 6.095 | 1 | 365 | 6.9677 | 0.9674 | 7 | 0.93508
61431 | 4.24 | 1 | 365 | 4.8471 | 0.71645 | 5 | 0.56354
61436 | 11.925 | 1 | 365 | 13.6324 | 0.32752 | 13 | 0.95994
61437 | 4.77 | 1 | 365 | 5.453 | 0.93101 | 6 | 0.38398
61438 | 7.28 | 1 | 365 | 8.3224 | 0.68296 | 9 | 0.0053149
61439 | 8.215 | 1 | 365 | 9.3912 | 0.82563 | 10 | 0.21685
61441 | 7.685 | 1 | 365 | 8.7853 | 0.61107 | 9 | 0.39641
61443 | 11.925 | 1 | 365 | 13.6324 | 0.32752 | 13 | 0.95994
61442 | 9.54 | 1 | 365 | 10.9059 | 0.86202 | 11 | 0.76795
61446 | 9.805 | 1 | 365 | 11.2089 | 0.46929 | 11 | 0.67817
61448 | 8.215 | 1 | 365 | 9.3912 | 0.82563 | 10 | 0.21685
61449 | 5.83 | 1 | 365 | 6.6647 | 0.36012 | 7 | 0.024861
61450 | 5.83 | 1 | 365 | 6.6647 | 0.36012 | 7 | 0.024861
61451 | 10.335 | 1 | 365 | 11.8148 | 0.68385 | 12 | 0.49862
61452 | 12.72 | 1 | 365 | 14.5412 | 0.14936 | 14 | 0.69061
61453 | 5.83 | 1 | 365 | 6.6647 | 0.36012 | 7 | 0.024861
61390 | 4.95 | 1 | 365 | 5.6587 | 0.3435 | 6 | 0.0022402
61455 | 6.89 | 1 | 365 | 7.8765 | 0.78923 | 8 | 0.66574
61462 | 11.925 | 1 | 365 | 13.6324 | 0.32752 | 13 | 0.95994
61459 | 6.095 | 1 | 365 | 6.9677 | 0.9674 | 7 | 0.93508
61464 | 13.25 | 1 | 365 | 15.1471 | 0.36391 | 15 | 0.51105
38410 | 5.72 | 1 | 365 | 6.539 | 0.10804 | 6 | 0.64703
60530 | 15.9 | 1 | 365 | 18.1766 | 0.43669 | 18 | 0.61326
60998 | 3.64 | 1 | 365 | 4.1612 | 0.34148 | 4 | 0.50266
48675 | 4.42 | 1 | 365 | 5.0529 | 0.12894 | 5 | 0.1818
28301 | 4.68 | 1 | 365 | 5.3501 | 0.72476 | 6 | 0.074845
61477 | 2.65 | 1 | 365 | 3.0294 | 0.072782 | 3 | 0.10221
61471 | 4.505 | 1 | 365 | 5.15 | 0.32373 | 5 | 0.47376
45069 | 5.46 | 1 | 365 | 6.2418 | 0.51222 | 6 | 0.75399
32099 | 3.38 | 1 | 365 | 3.8639 | 0.74566 | 4 | 0.60961
32937 | 7.8 | 1 | 365 | 8.9168 | 0.8746 | 9 | 0.79141
23084 | 4.16 | 1 | 365 | 4.7556 | 0.53312 | 5 | 0.28875
61490 | 12.19 | 1 | 365 | 13.9354 | 0.9348 | 14 | 0.87016
60694 | 6.5 | 1 | 365 | 7.4307 | 0.8955 | 8 | 0.32617
61506 | 8.215 | 1 | 365 | 9.3912 | 0.82563 | 10 | 0.21685
61509 | 12.72 | 1 | 365 | 14.5412 | 0.14936 | 14 | 0.69061
58278 | 5.72 | 1 | 365 | 6.539 | 0.10804 | 6 | 0.64703
61513 | 12.985 | 1 | 365 | 14.8442 | 0.75663 | 15 | 0.60083
61520 | 3.71 | 1 | 365 | 4.2412 | 0.5019 | 4 | 0.74309
22897 | 5.1 | 1 | 365 | 5.8302 | 0.68724 | 6 | 0.51746
61526 | 9.275 | 1 | 365 | 10.603 | 0.25474 | 10 | 0.85773
61547 | 6.095 | 1 | 365 | 6.9677 | 0.9674 | 7 | 0.93508
60299 | 8.32 | 1 | 365 | 9.5113 | 0.066245 | 9 | 0.5775
61491 | 2.6 | 1 | 365 | 2.9723 | 0.9582 | 3 | 0.93047
44287 | 8.32 | 1 | 365 | 9.5113 | 0.066245 | 9 | 0.5775
59304 | 7.54 | 1 | 365 | 8.6196 | 0.27878 | 8 | 0.89836
39566 | 12.96 | 1 | 365 | 14.8156 | 0.69934 | 15 | 0.51496
60339 | 6.89 | 1 | 365 | 7.8765 | 0.78923 | 8 | 0.66574
57770 | 8.84 | 1 | 365 | 10.1057 | 0.25789 | 10 | 0.3636
55047 | 7.54 | 1 | 365 | 8.6196 | 0.27878 | 8 | 0.89836
60625 | 8.12 | 1 | 365 | 9.2826 | 0.60792 | 9 | 0.89054
60628 | 7.42 | 1 | 365 | 8.4824 | 0.0037907 | 8 | 0.48619
38957 | 5.4 | 1 | 365 | 6.1732 | 0.37473 | 6 | 0.5479
60049 | 4.94 | 1 | 365 | 5.6473 | 0.32058 | 5 | 0.96789
51137 | 9.36 | 1 | 365 | 10.7002 | 0.44953 | 11 | 0.14969
60630 | 6.3 | 1 | 365 | 7.202 | 0.43718 | 7 | 0.63921
60644 | 6.93 | 1 | 365 | 7.9222 | 0.8809 | 8 | 0.80314
60645 | 5.67 | 1 | 365 | 6.4818 | 0.99346 | 7 | 0.47529
60646 | 9 | 1 | 365 | 10.2886 | 0.62454 | 10 | 0.91316
60647 | 10.395 | 1 | 365 | 11.8834 | 0.82135 | 12 | 0.7047
50710 | 14.85 | 1 | 365 | 16.9762 | 0.030498 | 17 | 0.0067206
60650 | 6.44 | 1 | 365 | 7.3621 | 0.75801 | 8 | 0.12009
60809 | 9.38 | 1 | 365 | 10.723 | 0.49536 | 11 | 0.21839
49031 | 6.36 | 1 | 365 | 7.2706 | 0.57468 | 7 | 0.8453
48569 | 6.72 | 1 | 365 | 7.6822 | 0.39966 | 8 | 0.081829
60651 | 9.1 | 1 | 365 | 10.4029 | 0.85371 | 11 | 0.25664
59710 | 7.02 | 1 | 365 | 8.0251 | 0.087144 | 8 | 0.11227
46588 | 11.445 | 1 | 365 | 13.0837 | 0.22755 | 13 | 0.31124
59536 | 5.83 | 1 | 365 | 6.6647 | 0.36012 | 7 | 0.024861
61480 | 10.71 | 1 | 365 | 12.2435 | 0.54321 | 12 | 0.78667
61026 | 7.42 | 1 | 365 | 8.4824 | 0.0037907 | 8 | 0.48619
61018 | 7.84 | 1 | 365 | 8.9625 | 0.96627 | 9 | 0.9288
61012 | 4.76 | 1 | 365 | 5.4415 | 0.90809 | 6 | 0.34963
59651 | 12.19 | 1 | 365 | 13.9354 | 0.9348 | 14 | 0.87016
61014 | 7.42 | 1 | 365 | 8.4824 | 0.0037907 | 8 | 0.48619
61025 | 5.04 | 1 | 365 | 5.7616 | 0.54974 | 6 | 0.31137
60692 | 17.49 | 1 | 365 | 19.9942 | 0.080364 | 20 | 0.074582
35916 | 11.772 | 1 | 365 | 13.4575 | 0.9769 | 14 | 0.43442
61497 | 3.18 | 1 | 365 | 3.6353 | 0.28734 | 3 | 0.92265
61435 | 5.565 | 1 | 365 | 6.3618 | 0.75284 | 7 | 0.11464
60979 | 11 | 1 | 365 | 12.575 | 0.20778 | 12 | 0.78276
52485 | 5.865 | 1 | 365 | 6.7048 | 0.44033 | 7 | 0.14508
61184 | 10.07 | 1 | 365 | 11.5118 | 0.076573 | 11 | 0.5884
60824 | 6.36 | 1 | 365 | 7.2706 | 0.57468 | 7 | 0.8453
39698 | 3.64 | 1 | 365 | 4.1612 | 0.34148 | 4 | 0.50266
41198 | 23.66 | 1 | 365 | 27.0476 | 0.21963 | 27 | 0.26727
36115 | 3.9 | 1 | 365 | 4.4584 | 0.9373 | 5 | 0.3957
61495 | 4.77 | 1 | 365 | 5.453 | 0.93101 | 6 | 0.38398
40390 | 5.72 | 1 | 365 | 6.539 | 0.10804 | 6 | 0.64703
61101 | 6.76 | 1 | 365 | 7.7279 | 0.49132 | 8 | 0.21922
61035 | 6.095 | 1 | 365 | 6.9677 | 0.9674 | 7 | 0.93508
48054 | 3.825 | 1 | 365 | 4.3727 | 0.76543 | 5 | 0.13809
46786 | 7.95 | 1 | 365 | 9.0883 | 0.21835 | 9 | 0.30663
62080 | 10.137 | 1 | 365 | 11.5884 | 0.23011 | 11 | 0.81853
61827 | 7.935 | 1 | 365 | 9.0711 | 0.18397 | 9 | 0.25511
61110 | 7.95 | 1 | 365 | 9.0883 | 0.21835 | 9 | 0.30663
44986 | 16.023 | 1 | 365 | 18.3172 | 0.71856 | 19 | 0.035736
51035 | 2.9 | 1 | 365 | 3.3152 | 0.64569 | 3 | 0.96091
50172 | 10.695 | 1 | 365 | 12.2263 | 0.50883 | 12 | 0.73514
60842 | 4.77 | 1 | 365 | 5.453 | 0.93101 | 6 | 0.38398
61049 | 5.035 | 1 | 365 | 5.7559 | 0.53829 | 6 | 0.2942
44349 | 24.57 | 1 | 365 | 28.0879 | 0.30501 | 28 | 0.39294
49326 | 8.415 | 1 | 365 | 9.6199 | 0.28395 | 9 | 0.90381
49047 | 6.9 | 1 | 365 | 7.8879 | 0.81215 | 8 | 0.70009
60560 | 7.848 | 1 | 365 | 8.9717 | 0.9846 | 9 | 0.95628
43453 | 12 | 1 | 365 | 13.7182 | 0.49939 | 14 | 0.21755
45430 | 7.28 | 1 | 365 | 8.3224 | 0.68296 | 9 | 0.0053149
51028 | 6.24 | 1 | 365 | 7.1334 | 0.29968 | 7 | 0.43313
60961 | 11.44 | 1 | 365 | 13.078 | 0.21609 | 13 | 0.29407
43964 | 24.795 | 1 | 365 | 28.3451 | 0.82062 | 29 | 0.16577
61123 | 5.88 | 1 | 365 | 6.7219 | 0.4747 | 7 | 0.1966
61130 | 7.42 | 1 | 365 | 8.4824 | 0.0037907 | 8 | 0.48619
61150 | 9.975 | 1 | 365 | 11.4032 | 0.85887 | 12 | 0.26209
61145 | 3.64 | 1 | 365 | 4.1612 | 0.34148 | 4 | 0.50266
61151 | 5.88 | 1 | 365 | 6.7219 | 0.4747 | 7 | 0.1966
61152 | 9.52 | 1 | 365 | 10.8831 | 0.81618 | 11 | 0.69926
61153 | 2.915 | 1 | 365 | 3.3324 | 0.68006 | 4 | 0.01243
61154 | 9.62 | 1 | 365 | 10.9974 | 0.045346 | 11 | 0.042738
61155 | 12.1 | 1 | 365 | 13.8325 | 0.72855 | 14 | 0.56103
61156 | 4.16 | 1 | 365 | 4.7556 | 0.53312 | 5 | 0.28875
61157 | 4.16 | 1 | 365 | 4.7556 | 0.53312 | 5 | 0.28875
61158 | 4.505 | 1 | 365 | 5.15 | 0.32373 | 5 | 0.47376
61160 | 2.8 | 1 | 365 | 3.2009 | 0.41652 | 3 | 0.61743
59250 | 7.125 | 1 | 365 | 8.1452 | 0.32776 | 8 | 0.47292
61181 | 9.3 | 1 | 365 | 10.6316 | 0.31203 | 10 | 0.9436
61206 | 6.16 | 1 | 365 | 7.042 | 0.11635 | 7 | 0.15834
61210 | 9.765 | 1 | 365 | 11.1632 | 0.37763 | 11 | 0.54078
61211 | 8.4 | 1 | 365 | 9.6027 | 0.24957 | 9 | 0.85229
61240 | 6.36 | 1 | 365 | 7.2706 | 0.57468 | 7 | 0.8453
61239 | 10.6 | 1 | 365 | 12.1177 | 0.29113 | 12 | 0.40884
61242 | 5.3 | 1 | 365 | 6.0589 | 0.14556 | 6 | 0.20442
61243 | 7.84 | 1 | 365 | 8.9625 | 0.96627 | 9 | 0.9288
61258 | 5.04 | 1 | 365 | 5.7616 | 0.54974 | 6 | 0.31137
61266 | 9.6 | 1 | 365 | 10.9745 | 0.99951 | 11 | 0.97404
61274 | 10.08 | 1 | 365 | 11.5233 | 0.099489 | 11 | 0.62274
61283 | 13.5 | 1 | 365 | 15.4329 | 0.93682 | 16 | 0.36975
61285 | 10.005 | 1 | 365 | 11.4375 | 0.92762 | 12 | 0.36513
61291 | 4.64 | 1 | 365 | 5.3044 | 0.6331 | 5 | 0.93745
61302 | 8.19 | 1 | 365 | 9.3626 | 0.76834 | 10 | 0.13098
61310 | 5.72 | 1 | 365 | 6.539 | 0.10804 | 6 | 0.64703
61313 | 4.41 | 1 | 365 | 5.0414 | 0.10603 | 5 | 0.14745
61314 | 5.67 | 1 | 365 | 6.4818 | 0.99346 | 7 | 0.47529
61316 | 16.775 | 1 | 365 | 19.1768 | 0.44186 | 19 | 0.6187
61317 | 11.73 | 1 | 365 | 13.4095 | 0.88066 | 14 | 0.29016
61318 | 5.2 | 1 | 365 | 5.9445 | 0.9164 | 6 | 0.86094
61321 | 4.24 | 1 | 365 | 4.8471 | 0.71645 | 5 | 0.56354
61322 | 4.24 | 1 | 365 | 4.8471 | 0.71645 | 5 | 0.56354
61323 | 6.44 | 1 | 365 | 7.3621 | 0.75801 | 8 | 0.12009
61324 | 7.685 | 1 | 365 | 8.7853 | 0.61107 | 9 | 0.39641
61325 | 5.3 | 1 | 365 | 6.0589 | 0.14556 | 6 | 0.20442
61326 | 5.46 | 1 | 365 | 6.2418 | 0.51222 | 6 | 0.75399
61327 | 10.545 | 1 | 365 | 12.0548 | 0.16509 | 12 | 0.21992
61328 | 5.3 | 1 | 365 | 6.0589 | 0.14556 | 6 | 0.20442
61329 | 5.83 | 1 | 365 | 6.6647 | 0.36012 | 7 | 0.024861
61330 | 10.36 | 1 | 365 | 11.8433 | 0.74114 | 12 | 0.58449
61331 | 7.84 | 1 | 365 | 8.9625 | 0.96627 | 9 | 0.9288
61332 | 10.26 | 1 | 365 | 11.729 | 0.51198 | 12 | 0.24101
61333 | 10.8 | 1 | 365 | 12.3463 | 0.74945 | 13 | 0.095797
61353 | 5.8 | 1 | 365 | 6.6304 | 0.29137 | 6 | 0.92182
61365 | 7.02 | 1 | 365 | 8.0251 | 0.087144 | 8 | 0.11227
61366 | 10.14 | 1 | 365 | 11.5918 | 0.23699 | 11 | 0.82883
61367 | 5.46 | 1 | 365 | 6.2418 | 0.51222 | 6 | 0.75399
61369 | 4.16 | 1 | 365 | 4.7556 | 0.53312 | 5 | 0.28875
61371 | 10.92 | 1 | 365 | 12.4835 | 0.024447 | 12 | 0.50797
61372 | 7.54 | 1 | 365 | 8.6196 | 0.27878 | 8 | 0.89836
61374 | 5.72 | 1 | 365 | 6.539 | 0.10804 | 6 | 0.64703
61375 | 13.26 | 1 | 365 | 15.1586 | 0.38683 | 15 | 0.54539
61376 | 4.68 | 1 | 365 | 5.3501 | 0.72476 | 6 | 0.074845
61384 | 11.118 | 1 | 365 | 12.7099 | 0.47819 | 13 | 0.18806
61385 | 10.2 | 1 | 365 | 11.6604 | 0.37448 | 12 | 0.034919
61393 | 6.095 | 1 | 365 | 6.9677 | 0.9674 | 7 | 0.93508
61400 | 3.924 | 1 | 365 | 4.4858 | 0.9923 | 5 | 0.47814
61397 | 4.24 | 1 | 365 | 4.8471 | 0.71645 | 5 | 0.56354
61408 | 7.2 | 1 | 365 | 8.2309 | 0.49964 | 8 | 0.73053
61413 | 6.54 | 1 | 365 | 7.4764 | 0.98717 | 8 | 0.46357
61414 | 13.23 | 1 | 365 | 15.1243 | 0.31808 | 15 | 0.44235
61416 | 8.1 | 1 | 365 | 9.2598 | 0.56209 | 9 | 0.82185
61418 | 4.24 | 1 | 365 | 4.8471 | 0.71645 | 5 | 0.56354
61412 | 16.8 | 1 | 365 | 19.2054 | 0.49915 | 19 | 0.70457
61466 | 12.24 | 1 | 365 | 13.9925 | 0.04938 | 14 | 0.041903
61472 | 6.9 | 1 | 365 | 7.8879 | 0.81215 | 8 | 0.70009
61499 | 4.5 | 1 | 365 | 5.1443 | 0.31227 | 5 | 0.45658
61503 | 8.4 | 1 | 365 | 9.6027 | 0.24957 | 9 | 0.85229
60419 | 4.03 | 1 | 365 | 4.607 | 0.23521 | 4 | 0.84223
61525 | 6.48 | 1 | 365 | 7.4078 | 0.84967 | 8 | 0.25748
61542 | 8.1 | 1 | 365 | 9.2598 | 0.56209 | 9 | 0.82185
61546 | 9 | 1 | 365 | 10.2886 | 0.62454 | 10 | 0.91316
61550 | 9.01 | 1 | 365 | 10.3001 | 0.64746 | 10 | 0.94751
61552 | 7.155 | 1 | 365 | 8.1795 | 0.39651 | 8 | 0.57597
61554 | 5.035 | 1 | 365 | 5.7559 | 0.53829 | 6 | 0.2942
45498 | 6.24 | 1 | 365 | 7.1334 | 0.29968 | 7 | 0.43313
32717 | 5.72 | 1 | 365 | 6.539 | 0.10804 | 6 | 0.64703
34211 | 4.94 | 1 | 365 | 5.6473 | 0.32058 | 5 | 0.96789
61562 | 6.625 | 1 | 365 | 7.5736 | 0.18196 | 7 | 0.75552
61565 | 4.725 | 1 | 365 | 5.4015 | 0.82789 | 6 | 0.22941
36864 | 2.86 | 1 | 365 | 3.2695 | 0.55402 | 3 | 0.82352
61567 | 11.13 | 1 | 365 | 12.7236 | 0.50569 | 13 | 0.22928
41462 | 2.04 | 1 | 365 | 2.3321 | 0.6749 | 3 | 0.0069838
62297 | 2.805 | 1 | 365 | 3.2066 | 0.42798 | 3 | 0.6346
50371 | 9.18 | 1 | 365 | 10.4944 | 0.037035 | 10 | 0.53143
47633 | 8.925 | 1 | 365 | 10.2029 | 0.45267 | 10 | 0.65555
62404 | 6.885 | 1 | 365 | 7.8708 | 0.77778 | 8 | 0.64857
62293 | 11.13 | 1 | 365 | 12.7236 | 0.50569 | 13 | 0.22928
62309 | 8.215 | 1 | 365 | 9.3912 | 0.82563 | 10 | 0.21685
44528 | 9.61 | 1 | 365 | 10.986 | 0.02243 | 11 | 0.0083896
50147 | 14.88 | 1 | 365 | 17.0105 | 0.099246 | 17 | 0.10976
61024 | 5.035 | 1 | 365 | 5.7559 | 0.53829 | 6 | 0.2942
62330 | 6.36 | 1 | 365 | 7.2706 | 0.57468 | 7 | 0.8453
62339 | 2.6 | 1 | 365 | 2.9723 | 0.9582 | 3 | 0.93047
62344 | 6.36 | 1 | 365 | 7.2706 | 0.57468 | 7 | 0.8453
62351 | 5.46 | 1 | 365 | 6.2418 | 0.51222 | 6 | 0.75399
50033 | 10.137 | 1 | 365 | 11.5884 | 0.23011 | 11 | 0.81853
62354 | 6.89 | 1 | 365 | 7.8765 | 0.78923 | 8 | 0.66574
62358 | 3.18 | 1 | 365 | 3.6353 | 0.28734 | 3 | 0.92265
62360 | 9.36 | 1 | 365 | 10.7002 | 0.44953 | 11 | 0.14969
62361 | 7.28 | 1 | 365 | 8.3224 | 0.68296 | 9 | 0.0053149
62365 | 7.65 | 1 | 365 | 8.7453 | 0.53086 | 9 | 0.27619
62371 | 12.24 | 1 | 365 | 13.9925 | 0.04938 | 14 | 0.041903
62368 | 3.12 | 1 | 365 | 3.5667 | 0.14984 | 3 | 0.71656
62376 | 13.78 | 1 | 365 | 15.753 | 0.57847 | 16 | 0.33149
62377 | 3.975 | 1 | 365 | 4.5441 | 0.10917 | 4 | 0.65331
62369 | 2.805 | 1 | 365 | 3.2066 | 0.42798 | 3 | 0.6346
62375 | 7.65 | 1 | 365 | 8.7453 | 0.53086 | 9 | 0.27619
62378 | 5.3 | 1 | 365 | 6.0589 | 0.14556 | 6 | 0.20442
62382 | 7.8 | 1 | 365 | 8.9168 | 0.8746 | 9 | 0.79141
62381 | 8.84 | 1 | 365 | 10.1057 | 0.25789 | 10 | 0.3636
62388 | 7.02 | 1 | 365 | 8.0251 | 0.087144 | 8 | 0.11227
62392 | 10.335 | 1 | 365 | 11.8148 | 0.68385 | 12 | 0.49862
62390 | 7.02 | 1 | 365 | 8.0251 | 0.087144 | 8 | 0.11227
62394 | 6.24 | 1 | 365 | 7.1334 | 0.29968 | 7 | 0.43313
62395 | 7.28 | 1 | 365 | 8.3224 | 0.68296 | 9 | 0.0053149
62401 | 2.6 | 1 | 365 | 2.9723 | 0.9582 | 3 | 0.93047
62400 | 4.845 | 1 | 365 | 5.5387 | 0.10288 | 5 | 0.64159
62402 | 2.08 | 1 | 365 | 2.3778 | 0.76656 | 3 | 0.14438
62406 | 5.98 | 1 | 365 | 6.8362 | 0.70386 | 7 | 0.54008
62407 | 4.68 | 1 | 365 | 5.3501 | 0.72476 | 6 | 0.074845
62409 | 8.215 | 1 | 365 | 9.3912 | 0.82563 | 10 | 0.21685
45051 | 5.13 | 1 | 365 | 5.8645 | 0.67465 | 6 | 0.53917
62379 | 4.505 | 1 | 365 | 5.15 | 0.32373 | 5 | 0.47376
62417 | 4.505 | 1 | 365 | 5.15 | 0.32373 | 5 | 0.47376
48247 | 5.13 | 1 | 365 | 5.8645 | 0.75599 | 6 | 0.6205
62420 | 2.12 | 1 | 365 | 2.4235 | 0.85823 | 3 | 0.28177
62418 | 5.2 | 1 | 365 | 5.9445 | 0.9164 | 6 | 0.86094
39641 | 3.445 | 1 | 365 | 3.9383 | 0.89462 | 4 | 0.83287
62415 | 7.95 | 1 | 365 | 9.0883 | 0.21835 | 9 | 0.30663
42264 | 9.945 | 1 | 365 | 11.3689 | 0.79012 | 12 | 0.15905
62397 | 12.74 | 1 | 365 | 14.5641 | 0.19519 | 14 | 0.7593
62433 | 9.01 | 1 | 365 | 10.3001 | 0.64746 | 10 | 0.94751
62428 | 8.58 | 1 | 365 | 9.8085 | 0.66207 | 10 | 0.47055
62435 | 11.395 | 1 | 365 | 13.0265 | 0.11296 | 13 | 0.1395
61377 | 4.42 | 1 | 365 | 5.0529 | 0.12894 | 5 | 0.1818
62090 | 4.68 | 1 | 365 | 5.3501 | 0.72476 | 6 | 0.074845
62436 | 6.89 | 1 | 365 | 7.8765 | 0.78923 | 8 | 0.66574
62438 | 8.84 | 1 | 365 | 10.1057 | 0.25789 | 10 | 0.3636
62443 | 11.66 | 1 | 365 | 13.3295 | 0.72024 | 14 | 0.049721
62439 | 5.565 | 1 | 365 | 6.3618 | 0.75284 | 7 | 0.11464
62447 | 2.12 | 1 | 365 | 2.4235 | 0.85823 | 3 | 0.28177
62454 | 4.42 | 1 | 365 | 5.0529 | 0.12894 | 5 | 0.1818
62137 | 12.985 | 1 | 365 | 14.8442 | 0.75663 | 15 | 0.60083
62453 | 7.685 | 1 | 365 | 8.7853 | 0.61107 | 9 | 0.39641
62134 | 5.72 | 1 | 365 | 6.539 | 0.10804 | 6 | 0.64703
62457 | 6.885 | 1 | 365 | 7.8708 | 0.77778 | 8 | 0.64857
62460 | 8.84 | 1 | 365 | 10.1057 | 0.25789 | 10 | 0.3636
62141 | 10.6 | 1 | 365 | 12.1177 | 0.29113 | 12 | 0.40884
62462 | 5.72 | 1 | 365 | 6.539 | 0.10804 | 6 | 0.64703
62469 | 2.86 | 1 | 365 | 3.2695 | 0.55402 | 3 | 0.82352
62478 | 6.625 | 1 | 365 | 7.5736 | 0.18196 | 7 | 0.75552
62143 | 10.455 | 1 | 365 | 11.9519 | 0.95885 | 12 | 0.91079
62481 | 3.64 | 1 | 365 | 4.1612 | 0.34148 | 4 | 0.50266
62480 | 9.01 | 1 | 365 | 10.3001 | 0.64746 | 10 | 0.94751
62482 | 2.86 | 1 | 365 | 3.2695 | 0.55402 | 3 | 0.82352
62144 | 5.3 | 1 | 365 | 6.0589 | 0.14556 | 6 | 0.20442
62486 | 7.54 | 1 | 365 | 8.6196 | 0.27878 | 8 | 0.89836
62491 | 6.24 | 1 | 365 | 7.1334 | 0.29968 | 7 | 0.43313
61576 | 3.71 | 1 | 365 | 4.2412 | 0.5019 | 4 | 0.74309
62146 | 10.92 | 1 | 365 | 12.4835 | 0.024447 | 12 | 0.50797
34265 | 9.1 | 1 | 365 | 10.4029 | 0.85371 | 11 | 0.25664
61585 | 5.3 | 1 | 365 | 6.0589 | 0.14556 | 6 | 0.20442
61588 | 7.155 | 1 | 365 | 8.1795 | 0.39651 | 8 | 0.57597
61595 | 5.035 | 1 | 365 | 5.7559 | 0.53829 | 6 | 0.2942
61596 | 6.36 | 1 | 365 | 7.2706 | 0.57468 | 7 | 0.8453
61603 | 7.155 | 1 | 365 | 8.1795 | 0.39651 | 8 | 0.57597
61616 | 7.155 | 1 | 365 | 8.1795 | 0.39651 | 8 | 0.57597
61553 | 7.42 | 1 | 365 | 8.4824 | 0.0037907 | 8 | 0.48619
61558 | 5.035 | 1 | 365 | 5.7559 | 0.53829 | 6 | 0.2942
61627 | 9.36 | 1 | 365 | 10.7002 | 0.44953 | 11 | 0.14969
62148 | 6.625 | 1 | 365 | 7.5736 | 0.18196 | 7 | 0.75552
61636 | 2.86 | 1 | 365 | 3.2695 | 0.55402 | 3 | 0.82352
61640 | 6.5 | 1 | 365 | 7.4307 | 0.8955 | 8 | 0.32617
62145 | 9.36 | 1 | 365 | 10.7002 | 0.44953 | 11 | 0.14969
61620 | 6.89 | 1 | 365 | 7.8765 | 0.78923 | 8 | 0.66574
61645 | 6.095 | 1 | 365 | 6.9677 | 0.9674 | 7 | 0.93508
62153 | 9.805 | 1 | 365 | 11.2089 | 0.46929 | 11 | 0.67817
61622 | 8.215 | 1 | 365 | 9.3912 | 0.82563 | 10 | 0.21685
62176 | 2.04 | 1 | 365 | 2.3321 | 0.6749 | 3 | 0.0069838
61649 | 6.89 | 1 | 365 | 7.8765 | 0.78923 | 8 | 0.66574
62223 | 13.78 | 1 | 365 | 15.753 | 0.57847 | 16 | 0.33149
61597 | 9.54 | 1 | 365 | 10.9059 | 0.86202 | 11 | 0.76795
61653 | 4.505 | 1 | 365 | 5.15 | 0.32373 | 5 | 0.47376
62220 | 4.77 | 1 | 365 | 5.453 | 0.93101 | 6 | 0.38398
61657 | 9.54 | 1 | 365 | 10.9059 | 0.86202 | 11 | 0.76795
61666 | 10.92 | 1 | 365 | 12.4835 | 0.024447 | 12 | 0.50797
62301 | 8.16 | 1 | 365 | 9.3283 | 0.69959 | 10 | 0.027935
61671 | 4.505 | 1 | 365 | 5.15 | 0.32373 | 5 | 0.47376
61677 | 7.155 | 1 | 365 | 8.1795 | 0.39651 | 8 | 0.57597
61727 | 4.42 | 1 | 365 | 5.0529 | 0.12894 | 5 | 0.1818
61738 | 5.2 | 1 | 365 | 5.9445 | 0.9164 | 6 | 0.86094
62305 | 7.14 | 1 | 365 | 8.1623 | 0.36214 | 8 | 0.52444
61765 | 7.02 | 1 | 365 | 8.0251 | 0.087144 | 8 | 0.11227
61780 | 9.1 | 1 | 365 | 10.4029 | 0.85371 | 11 | 0.25664
62307 | 8.925 | 1 | 365 | 10.2029 | 0.45267 | 10 | 0.65555
62311 | 6.76 | 1 | 365 | 7.7279 | 0.49132 | 8 | 0.21922
62310 | 5.3 | 1 | 365 | 6.0589 | 0.14556 | 6 | 0.20442
62312 | 3.9 | 1 | 365 | 4.4584 | 0.9373 | 5 | 0.3957
62313 | 3.9 | 1 | 365 | 4.4584 | 0.9373 | 5 | 0.3957
62320 | 8.84 | 1 | 365 | 10.1057 | 0.25789 | 10 | 0.3636
62321 | 6.36 | 1 | 365 | 7.2706 | 0.57468 | 7 | 0.8453
62322 | 7.28 | 1 | 365 | 8.3224 | 0.68296 | 9 | 0.0053149
62323 | 5.83 | 1 | 365 | 6.6647 | 0.36012 | 7 | 0.024861
62328 | 4.77 | 1 | 365 | 5.453 | 0.93101 | 6 | 0.38398
62325 | 10.71 | 1 | 365 | 12.2435 | 0.54321 | 12 | 0.78667
58910 | 8.265 | 1 | 365 | 9.4484 | 0.94021 | 10 | 0.38859
56412 | 7.65 | 1 | 365 | 8.7453 | 0.53086 | 9 | 0.27619
59505 | 4.77 | 1 | 365 | 5.453 | 0.93101 | 6 | 0.38398
59644 | 7.42 | 1 | 365 | 8.4824 | 0.0037907 | 8 | 0.48619
60020 | 8.745 | 1 | 365 | 9.9971 | 0.040182 | 10 | 0.037291
56966 | 8.84 | 1 | 365 | 10.1057 | 0.25789 | 10 | 0.3636
59452 | 6.89 | 1 | 365 | 7.8765 | 0.78923 | 8 | 0.66574
61999 | 7.42 | 1 | 365 | 8.4824 | 0.0037907 | 8 | 0.48619
61797 | 4.24 | 1 | 365 | 4.8471 | 0.71645 | 5 | 0.56354
58227 | 7.54 | 1 | 365 | 8.6196 | 0.27878 | 8 | 0.89836
21715 | 5.2 | 1 | 365 | 5.9445 | 0.9164 | 6 | 0.86094
62099 | 6.76 | 1 | 365 | 7.7279 | 0.49132 | 8 | 0.21922
24233 | 5.355 | 1 | 365 | 6.1217 | 0.2716 | 6 | 0.39333
59485 | 6.76 | 1 | 365 | 7.7279 | 0.49132 | 8 | 0.21922
62071 | 14.575 | 1 | 365 | 16.6618 | 0.4003 | 17 | 0.062152
61996 | 8.745 | 1 | 365 | 9.9971 | 0.040182 | 10 | 0.037291
62133 | 10.6 | 1 | 365 | 12.1177 | 0.29113 | 12 | 0.40884
23847 | 5.98 | 1 | 365 | 6.8362 | 0.70386 | 7 | 0.54008
61774 | 5.035 | 1 | 365 | 5.7559 | 0.53829 | 6 | 0.2942
61789 | 10.335 | 1 | 365 | 11.8148 | 0.68385 | 12 | 0.49862
61791 | 10.6 | 1 | 365 | 12.1177 | 0.29113 | 12 | 0.40884
61798 | 16.43 | 1 | 365 | 18.7824 | 0.65125 | 19 | 0.4337
61836 | 5.46 | 1 | 365 | 6.2418 | 0.51222 | 6 | 0.75399
61838 | 4.505 | 1 | 365 | 5.15 | 0.32373 | 5 | 0.47376
61840 | 5.565 | 1 | 365 | 6.3618 | 0.75284 | 7 | 0.11464
61842 | 6.36 | 1 | 365 | 7.2706 | 0.57468 | 7 | 0.8453
61847 | 11.66 | 1 | 365 | 13.3295 | 0.72024 | 14 | 0.049721
61635 | 9.805 | 1 | 365 | 11.2089 | 0.46929 | 11 | 0.67817
61787 | 7.155 | 1 | 365 | 8.1795 | 0.39651 | 8 | 0.57597
61771 | 7.8 | 1 | 365 | 8.9168 | 0.8746 | 9 | 0.79141
61678 | 4.505 | 1 | 365 | 5.15 | 0.32373 | 5 | 0.47376
61599 | 6.625 | 1 | 365 | 7.5736 | 0.18196 | 7 | 0.75552
61643 | 9.01 | 1 | 365 | 10.3001 | 0.64746 | 10 | 0.94751
61784 | 4.24 | 1 | 365 | 4.8471 | 0.71645 | 5 | 0.56354
61617 | 4.505 | 1 | 365 | 5.15 | 0.32373 | 5 | 0.47376
61647 | 7.685 | 1 | 365 | 8.7853 | 0.61107 | 9 | 0.39641
34256 | 12.74 | 1 | 365 | 14.5641 | 0.19519 | 14 | 0.7593
57941 | 4.16 | 1 | 365 | 4.7556 | 0.53312 | 5 | 0.28875
31654 | 10.66 | 1 | 365 | 12.1863 | 0.42863 | 12 | 0.61493
22535 | 7.54 | 1 | 365 | 8.6196 | 0.27878 | 8 | 0.89836
54979 | 13 | 1 | 365 | 14.8613 | 0.79101 | 15 | 0.65235
45719 | 4.94 | 1 | 365 | 5.6473 | 0.32058 | 5 | 0.96789
57496 | 5.83 | 1 | 365 | 6.6647 | 0.36012 | 7 | 0.024861
35610 | 7.28 | 1 | 365 | 8.3224 | 0.68296 | 9 | 0.0053149
36631 | 4.94 | 1 | 365 | 5.6473 | 0.32058 | 5 | 0.96789
58818 | 5.46 | 1 | 365 | 6.2418 | 0.51222 | 6 | 0.75399
56126 | 14.025 | 1 | 365 | 16.0331 | 0.13991 | 16 | 0.17301
58785 | 9.275 | 1 | 365 | 10.603 | 0.25474 | 10 | 0.85773
41082 | 6.76 | 1 | 365 | 7.7279 | 0.49132 | 8 | 0.21922
51988 | 3.38 | 1 | 365 | 3.8639 | 0.74566 | 4 | 0.60961
37689 | 5.72 | 1 | 365 | 6.539 | 0.10804 | 6 | 0.64703
56670 | 9.1 | 1 | 365 | 10.4029 | 0.85371 | 11 | 0.25664
57624 | 6.24 | 1 | 365 | 7.1334 | 0.29968 | 7 | 0.43313
61058 | 4.77 | 1 | 365 | 5.453 | 0.93101 | 6 | 0.38398
61626 | 4.505 | 1 | 365 | 5.15 | 0.32373 | 5 | 0.47376
61270 | 5.035 | 1 | 365 | 5.7559 | 0.53829 | 6 | 0.2942
29134 | 3.9 | 1 | 365 | 4.4584 | 0.9373 | 5 | 0.3957
61630 | 9.54 | 1 | 365 | 10.9059 | 0.86202 | 11 | 0.76795
61792 | 4.24 | 1 | 365 | 4.8471 | 0.71645 | 5 | 0.56354
44151 | 10.14 | 1 | 365 | 11.5918 | 0.23699 | 11 | 0.82883
61663 | 7.95 | 1 | 365 | 9.0883 | 0.21835 | 9 | 0.30663
61613 | 9.805 | 1 | 365 | 11.2089 | 0.46929 | 11 | 0.67817
33864 | 4.94 | 1 | 365 | 5.6473 | 0.32058 | 5 | 0.96789
62053 | 4.24 | 1 | 365 | 4.8471 | 0.71645 | 5 | 0.56354
61995 | 7.95 | 1 | 365 | 9.0883 | 0.21835 | 9 | 0.30663
61621 | 7.155 | 1 | 365 | 8.1795 | 0.39651 | 8 | 0.57597
61483 | 12.985 | 1 | 365 | 14.8442 | 0.75663 | 15 | 0.60083
43730 | 5.72 | 1 | 365 | 6.539 | 0.10804 | 6 | 0.64703
62065 | 4.16 | 1 | 365 | 4.7556 | 0.53312 | 5 | 0.28875
33759 | 8.06 | 1 | 365 | 9.214 | 0.47042 | 9 | 0.68446
59424 | 6.095 | 1 | 365 | 6.9677 | 0.9674 | 7 | 0.93508
61608 | 6.625 | 1 | 365 | 7.5736 | 0.18196 | 7 | 0.75552
61650 | 9.01 | 1 | 365 | 10.3001 | 0.64746 | 10 | 0.94751
48468 | 7.02 | 1 | 365 | 8.0251 | 0.087144 | 8 | 0.11227
52167 | 11.44 | 1 | 365 | 13.078 | 0.21609 | 13 | 0.29407
61465 | 5.565 | 1 | 365 | 6.3618 | 0.75284 | 7 | 0.11464
61800 | 8.215 | 1 | 365 | 9.3912 | 0.82563 | 10 | 0.21685
61986 | 4.77 | 1 | 365 | 5.453 | 0.93101 | 6 | 0.38398
58813 | 11.96 | 1 | 365 | 13.6724 | 0.40773 | 14 | 0.08016
61656 | 4.77 | 1 | 365 | 5.453 | 0.93101 | 6 | 0.38398
61535 | 8.215 | 1 | 365 | 9.3912 | 0.82563 | 10 | 0.21685
62700 | 6.625 | 1 | 365 | 7.5736 | 0.18196 | 7 | 0.75552
62705 | 7.155 | 1 | 365 | 8.1795 | 0.39651 | 8 | 0.57597
62708 | 3.71 | 1 | 365 | 4.2412 | 0.5019 | 4 | 0.74309
62713 | 5.83 | 1 | 365 | 6.6647 | 0.36012 | 7 | 0.024861
62717 | 10.6 | 1 | 365 | 12.1177 | 0.29113 | 12 | 0.40884
62725 | 11.66 | 1 | 365 | 13.3295 | 0.72024 | 14 | 0.049721
62729 | 8.215 | 1 | 365 | 9.3912 | 0.82563 | 10 | 0.21685
62730 | 4.24 | 1 | 365 | 4.8471 | 0.71645 | 5 | 0.56354
48127 | 9.01 | 1 | 365 | 10.3001 | 0.64746 | 10 | 0.94751
29245 | 9.36 | 1 | 365 | 10.7002 | 0.44953 | 11 | 0.14969
61572 | 6.095 | 1 | 365 | 6.9677 | 0.9674 | 7 | 0.93508
61586 | 8.4 | 1 | 365 | 9.6027 | 0.24957 | 9 | 0.85229
61591 | 10.6 | 1 | 365 | 12.1177 | 0.29113 | 12 | 0.40884
61600 | 12.22 | 1 | 365 | 13.9697 | 0.0035475 | 13 | 0.97321
61604 | 9.275 | 1 | 365 | 10.603 | 0.25474 | 10 | 0.85773
61652 | 8.415 | 1 | 365 | 9.6199 | 0.28395 | 9 | 0.90381
61514 | 7.155 | 1 | 365 | 8.1795 | 0.39651 | 8 | 0.57597
61655 | 8.8 | 1 | 365 | 10.06 | 0.16622 | 10 | 0.2262
61658 | 6.63 | 1 | 365 | 7.5793 | 0.19341 | 7 | 0.7727
25371 | 332.01 | 0.8 | 365 | 303.6378 | 0.67154 | 304 | 0.3093
61676 | 6.72 | 1 | 365 | 7.6822 | 0.39966 | 8 | 0.081829
61679 | 9.8 | 1 | 365 | 11.2032 | 0.45784 | 11 | 0.661
61680 | 7 | 1 | 365 | 8.0023 | 0.041312 | 8 | 0.043572
61688 | 5.88 | 1 | 365 | 6.7219 | 0.4747 | 7 | 0.1966
61689 | 7.42 | 1 | 365 | 8.4824 | 0.0037907 | 8 | 0.48619
62232 | 3.64 | 1 | 365 | 4.1612 | 0.34148 | 4 | 0.50266
61691 | 7.84 | 1 | 365 | 8.9625 | 0.96627 | 9 | 0.9288
61692 | 8.68 | 1 | 365 | 9.9228 | 0.89123 | 10 | 0.81403
61694 | 10.08 | 1 | 365 | 11.5233 | 0.099489 | 11 | 0.62274
61699 | 7.28 | 1 | 365 | 8.3224 | 0.68296 | 9 | 0.0053149
61702 | 7 | 1 | 365 | 8.0023 | 0.041312 | 8 | 0.043572
61703 | 7.685 | 1 | 365 | 8.7853 | 0.61107 | 9 | 0.39641
61706 | 5.035 | 1 | 365 | 5.7559 | 0.53829 | 6 | 0.2942
53081 | 7.8 | 1 | 365 | 8.9168 | 0.8746 | 9 | 0.79141
61731 | 5.46 | 1 | 365 | 6.2418 | 0.51222 | 6 | 0.75399
61735 | 3.445 | 1 | 365 | 3.9383 | 0.89462 | 4 | 0.83287
61745 | 5.3 | 1 | 365 | 6.0589 | 0.14556 | 6 | 0.20442
61747 | 7.95 | 1 | 365 | 9.0883 | 0.21835 | 9 | 0.30663
61752 | 3.64 | 1 | 365 | 4.1612 | 0.34148 | 4 | 0.50266
61755 | 7.42 | 1 | 365 | 8.4824 | 0.0037907 | 8 | 0.48619
61761 | 10.92 | 1 | 365 | 12.4835 | 0.024447 | 12 | 0.50797
61762 | 11.2 | 1 | 365 | 12.8036 | 0.6661 | 13 | 0.46972
61766 | 10.92 | 1 | 365 | 12.4835 | 0.024447 | 12 | 0.50797
61768 | 11.4 | 1 | 365 | 13.0323 | 0.12442 | 13 | 0.15667
61786 | 5.865 | 1 | 365 | 6.7048 | 0.44033 | 7 | 0.14508
61790 | 5.7 | 1 | 365 | 6.5161 | 0.062211 | 6 | 0.57834
61808 | 6.3 | 1 | 365 | 7.202 | 0.43718 | 7 | 0.63921
61815 | 3.75 | 1 | 365 | 4.2869 | 0.59356 | 4 | 0.88049
61818 | 10.66 | 1 | 365 | 12.1863 | 0.42863 | 12 | 0.61493
61811 | 3.71 | 1 | 365 | 4.2412 | 0.5019 | 4 | 0.74309
61819 | 12.9 | 1 | 365 | 14.747 | 0.56185 | 15 | 0.30887
61904 | 7.65 | 1 | 365 | 8.7453 | 0.53086 | 9 | 0.27619
61917 | 7.685 | 1 | 365 | 8.7853 | 0.61107 | 9 | 0.39641
62104 | 5.865 | 1 | 365 | 6.7048 | 0.44033 | 7 | 0.14508
62108 | 10.6 | 1 | 365 | 12.1177 | 0.29113 | 12 | 0.40884
62111 | 4.505 | 1 | 365 | 5.15 | 0.32373 | 5 | 0.47376
61280 | 8.175 | 1 | 365 | 9.3455 | 0.73396 | 10 | 0.079457
62009 | 11.115 | 1 | 365 | 12.7064 | 0.47131 | 13 | 0.17776
62510 | 7.2 | 1 | 365 | 8.2309 | 0.49964 | 8 | 0.73053
61566 | 7.56 | 1 | 365 | 8.6424 | 0.32462 | 8 | 0.96706
34683 | 62.01 | 0.9 | 365 | 63.7997 | 0.8928 | 64 | 0.69253
35278 | 41.856 | 0.9 | 365 | 43.064 | 0.32609 | 43 | 0.39014
61634 | 4.578 | 1 | 365 | 5.2335 | 0.49102 | 5 | 0.7245
61638 | 7.83 | 1 | 365 | 8.9511 | 0.94335 | 9 | 0.89445
61659 | 5.559 | 1 | 365 | 6.3549 | 0.73909 | 7 | 0.094031
61668 | 14.715 | 1 | 365 | 16.8219 | 0.72113 | 17 | 0.54302
61631 | 25.48 | 0.9 | 365 | 26.2154 | 0.55134 | 26 | 0.76674
61695 | 6.93 | 1 | 365 | 7.9222 | 0.8809 | 8 | 0.80314
61701 | 7.905 | 1 | 365 | 9.0368 | 0.11522 | 9 | 0.15206
61704 | 6.12 | 1 | 365 | 6.9963 | 0.02469 | 7 | 0.020952
61708 | 3.9 | 1 | 365 | 4.4584 | 0.9373 | 5 | 0.3957
61709 | 6.93 | 1 | 365 | 7.9222 | 0.8809 | 8 | 0.80314
61710 | 4.5 | 1 | 365 | 5.1443 | 0.31227 | 5 | 0.45658
61714 | 9.28 | 1 | 365 | 10.6087 | 0.2662 | 10 | 0.87491
61522 | 8.75 | 1 | 365 | 10.0028 | 0.05164 | 10 | 0.054465
61770 | 4.56 | 1 | 365 | 5.2129 | 0.44977 | 5 | 0.66267
61404 | 4.24 | 1 | 365 | 4.8471 | 0.71645 | 5 | 0.56354
61782 | 9.975 | 1 | 365 | 11.4032 | 0.85887 | 12 | 0.26209
61814 | 8.55 | 1 | 365 | 9.7742 | 0.59332 | 10 | 0.36751
61817 | 10.8 | 1 | 365 | 12.3463 | 0.74945 | 13 | 0.095797
61820 | 7.02 | 1 | 365 | 8.0251 | 0.087144 | 8 | 0.11227
61821 | 9.01 | 1 | 365 | 10.3001 | 0.64746 | 10 | 0.94751
61822 | 11.96 | 1 | 365 | 13.6724 | 0.40773 | 14 | 0.08016
61823 | 13.26 | 1 | 365 | 15.1586 | 0.38683 | 15 | 0.54539
61867 | 3.36 | 1 | 365 | 3.8411 | 0.69983 | 4 | 0.54091
61913 | 7.28 | 1 | 365 | 8.3224 | 0.68296 | 9 | 0.0053149
61914 | 3.9 | 1 | 365 | 4.4584 | 0.9373 | 5 | 0.3957
61918 | 2.08 | 1 | 365 | 2.3778 | 0.76656 | 3 | 0.14438
61920 | 2.9 | 1 | 365 | 3.3152 | 0.64569 | 3 | 0.96091
61921 | 7.42 | 1 | 365 | 8.4824 | 0.0037907 | 8 | 0.48619
61922 | 17.16 | 1 | 365 | 19.617 | 0.32413 | 19 | 0.9411
61923 | 10.15 | 1 | 365 | 11.6033 | 0.2599 | 11 | 0.86318
61894 | 6 | 1 | 365 | 6.8591 | 0.7497 | 7 | 0.60878
61839 | 9.88 | 1 | 365 | 11.2946 | 0.64117 | 11 | 0.93578
61886 | 7.848 | 1 | 365 | 8.9717 | 0.9846 | 9 | 0.95628
61889 | 4.76 | 1 | 365 | 5.4415 | 0.90809 | 6 | 0.34963
61891 | 6.48 | 1 | 365 | 7.4078 | 0.84967 | 8 | 0.25748
61931 | 23.115 | 1 | 365 | 26.4246 | 0.9707 | 27 | 0.39531
61940 | 8.64 | 1 | 365 | 9.8771 | 0.79956 | 10 | 0.67664
61934 | 7.245 | 1 | 365 | 8.2823 | 0.60276 | 8 | 0.8851
61942 | 3.45 | 1 | 365 | 3.944 | 0.90608 | 4 | 0.85005
61936 | 6 | 1 | 365 | 6.8591 | 0.7497 | 7 | 0.60878
61938 | 6.3 | 1 | 365 | 7.202 | 0.43718 | 7 | 0.63921
61944 | 6 | 1 | 365 | 6.8591 | 0.7497 | 7 | 0.60878
61939 | 11.4 | 1 | 365 | 13.0323 | 0.12442 | 13 | 0.15667
61947 | 10.395 | 1 | 365 | 11.8834 | 0.82135 | 12 | 0.7047
61941 | 5.175 | 1 | 365 | 5.916 | 0.85911 | 6 | 0.77507
61943 | 5.355 | 1 | 365 | 6.1217 | 0.2716 | 6 | 0.39333
61945 | 7.02 | 1 | 365 | 8.0251 | 0.087144 | 8 | 0.11227
61946 | 15.9 | 1 | 365 | 18.1766 | 0.43669 | 18 | 0.61326
61949 | 10.26 | 1 | 365 | 11.729 | 0.51198 | 12 | 0.24101
61950 | 7.56 | 1 | 365 | 8.6424 | 0.32462 | 8 | 0.96706
61951 | 5.04 | 1 | 365 | 5.7616 | 0.54974 | 6 | 0.31137
61953 | 6 | 1 | 365 | 6.8591 | 0.7497 | 7 | 0.60878
61952 | 12.825 | 1 | 365 | 14.6613 | 0.38998 | 15 | 0.051259
61956 | 8.745 | 1 | 365 | 9.9971 | 0.040182 | 10 | 0.037291
61958 | 7.56 | 1 | 365 | 8.6424 | 0.32462 | 8 | 0.96706
61957 | 5.88 | 1 | 365 | 6.7219 | 0.4747 | 7 | 0.1966
61959 | 11.34 | 1 | 365 | 12.9637 | 0.98693 | 13 | 0.95059
61960 | 6.48 | 1 | 365 | 7.4078 | 0.84967 | 8 | 0.25748
61961 | 8.7 | 1 | 365 | 9.9457 | 0.93706 | 10 | 0.88273
61963 | 10.8 | 1 | 365 | 12.3463 | 0.74945 | 13 | 0.095797
61964 | 5.12 | 1 | 365 | 5.8531 | 0.73307 | 6 | 0.58616
61965 | 8.19 | 1 | 365 | 9.3626 | 0.76834 | 10 | 0.13098
61966 | 11.52 | 1 | 365 | 13.1694 | 0.39942 | 13 | 0.56885
61967 | 7.25 | 1 | 365 | 8.2881 | 0.61422 | 8 | 0.90227
61968 | 5.565 | 1 | 365 | 6.3618 | 0.75284 | 7 | 0.11464
61969 | 5.67 | 1 | 365 | 6.4818 | 0.99346 | 7 | 0.47529
61971 | 6.48 | 1 | 365 | 7.4078 | 0.84967 | 8 | 0.25748
61972 | 2.8 | 1 | 365 | 3.2009 | 0.41652 | 3 | 0.61743
61982 | 10.2 | 1 | 365 | 11.6604 | 0.37448 | 12 | 0.034919
61970 | 11.31 | 1 | 365 | 12.9294 | 0.91818 | 13 | 0.84754
62023 | 4.59 | 1 | 365 | 5.2472 | 0.51852 | 5 | 0.76571
62024 | 8.16 | 1 | 365 | 9.3283 | 0.69959 | 10 | 0.027935
62025 | 3.6 | 1 | 365 | 4.1154 | 0.24982 | 4 | 0.36527
62026 | 3.06 | 1 | 365 | 3.4981 | 0.012345 | 3 | 0.51048
62028 | 5.61 | 1 | 365 | 6.4132 | 0.85597 | 7 | 0.26921
62029 | 6.3 | 1 | 365 | 7.202 | 0.43718 | 7 | 0.63921
62030 | 4.08 | 1 | 365 | 4.6642 | 0.34979 | 5 | 0.013968
62035 | 2.85 | 1 | 365 | 3.2581 | 0.53111 | 3 | 0.78917
62036 | 10.4 | 1 | 365 | 11.8891 | 0.83281 | 12 | 0.72188
62037 | 10.08 | 1 | 365 | 11.5233 | 0.099489 | 11 | 0.62274
62038 | 6.93 | 1 | 365 | 7.9222 | 0.8809 | 8 | 0.80314
62040 | 8.1 | 1 | 365 | 9.2598 | 0.56209 | 9 | 0.82185
62041 | 12 | 1 | 365 | 13.7182 | 0.49939 | 14 | 0.21755
62042 | 6.76 | 1 | 365 | 7.7279 | 0.49132 | 8 | 0.21922
62043 | 7.125 | 1 | 365 | 8.1452 | 0.32776 | 8 | 0.47292
61166 | 11.13 | 1 | 365 | 12.7236 | 0.50569 | 13 | 0.22928
62052 | 5.8 | 1 | 365 | 6.6304 | 0.29137 | 6 | 0.92182
62059 | 8.12 | 1 | 365 | 9.2826 | 0.60792 | 9 | 0.89054
62063 | 15.042 | 1 | 365 | 17.1957 | 0.47049 | 17 | 0.6662
62093 | 13.02 | 1 | 365 | 14.8842 | 0.83684 | 15 | 0.72104
62107 | 6 | 1 | 365 | 6.8591 | 0.7497 | 7 | 0.60878
62114 | 5.6 | 1 | 365 | 6.4018 | 0.83305 | 7 | 0.23486
62115 | 5.88 | 1 | 365 | 6.7219 | 0.4747 | 7 | 0.1966
62130 | 7.65 | 1 | 365 | 8.7453 | 0.53086 | 9 | 0.27619
62132 | 13.5 | 1 | 365 | 15.4329 | 0.93682 | 16 | 0.36975
62138 | 9.435 | 1 | 365 | 10.7859 | 0.6214 | 11 | 0.4073
62151 | 7.13 | 1 | 365 | 8.1509 | 0.33922 | 8 | 0.4901
62152 | 7.98 | 1 | 365 | 9.1226 | 0.2871 | 9 | 0.40967
62155 | 11.7 | 1 | 365 | 13.3752 | 0.81191 | 14 | 0.18711
62156 | 7.015 | 1 | 365 | 8.0194 | 0.075686 | 8 | 0.095094
62182 | 13.68 | 1 | 365 | 15.6387 | 0.34931 | 15 | 0.98801
62183 | 9.35 | 1 | 365 | 10.6887 | 0.42661 | 11 | 0.11534
62184 | 6.875 | 1 | 365 | 7.8594 | 0.75486 | 8 | 0.61422
62196 | 9.9 | 1 | 365 | 11.3175 | 0.687 | 12 | 0.0044804
62199 | 6.27 | 1 | 365 | 7.1677 | 0.36843 | 7 | 0.53617
62200 | 5.67 | 1 | 365 | 6.4818 | 0.99346 | 7 | 0.47529
62201 | 9.483 | 1 | 365 | 10.8408 | 0.73139 | 11 | 0.57217
62202 | 8.505 | 1 | 365 | 9.7227 | 0.49019 | 10 | 0.21294
62203 | 5.035 | 1 | 365 | 5.7559 | 0.53829 | 6 | 0.2942
62204 | 8.1 | 1 | 365 | 9.2598 | 0.56209 | 9 | 0.82185
62207 | 18.02 | 1 | 365 | 20.6001 | 0.29492 | 20 | 0.89502
62209 | 6.93 | 1 | 365 | 7.9222 | 0.8809 | 8 | 0.80314
62210 | 5.1 | 1 | 365 | 5.8302 | 0.68724 | 6 | 0.51746
62215 | 11.7 | 1 | 365 | 13.3752 | 0.81191 | 14 | 0.18711
62216 | 8.745 | 1 | 365 | 9.9971 | 0.040182 | 10 | 0.037291
62221 | 6.9 | 1 | 365 | 7.8879 | 0.81215 | 8 | 0.70009
62224 | 4.59 | 1 | 365 | 5.2472 | 0.51852 | 5 | 0.76571
62227 | 11.97 | 1 | 365 | 13.6839 | 0.43064 | 14 | 0.11451
62228 | 7.5 | 1 | 365 | 8.5739 | 0.18712 | 8 | 0.76097
62231 | 5.6 | 1 | 365 | 6.4018 | 0.83305 | 7 | 0.23486
62237 | 8.4 | 1 | 365 | 9.6027 | 0.24957 | 9 | 0.85229
62239 | 12.35 | 1 | 365 | 14.1183 | 0.30146 | 14 | 0.41973
62240 | 9 | 1 | 365 | 10.2886 | 0.62454 | 10 | 0.91316
62243 | 6.54 | 1 | 365 | 7.4764 | 0.98717 | 8 | 0.46357
62241 | 4.2 | 1 | 365 | 4.8014 | 0.62479 | 5 | 0.42614
62245 | 9.3 | 1 | 365 | 10.6316 | 0.31203 | 10 | 0.9436
62250 | 4.2 | 1 | 365 | 4.8014 | 0.62479 | 5 | 0.42614
62253 | 4.2 | 1 | 365 | 4.8014 | 0.62479 | 5 | 0.42614
62254 | 3.72 | 1 | 365 | 4.2526 | 0.52481 | 4 | 0.77744
62256 | 5.232 | 1 | 365 | 5.9811 | 0.98973 | 6 | 0.97085
62259 | 4.83 | 1 | 365 | 5.5216 | 0.068505 | 5 | 0.59006
62261 | 5.67 | 1 | 365 | 6.4818 | 0.99346 | 7 | 0.47529
62262 | 15.87 | 1 | 365 | 18.1423 | 0.36795 | 18 | 0.51021
62263 | 12 | 1 | 365 | 13.7182 | 0.49939 | 14 | 0.21755
62264 | 9.72 | 1 | 365 | 11.1117 | 0.27451 | 11 | 0.38622
62271 | 5.8 | 1 | 365 | 6.6304 | 0.29137 | 6 | 0.92182
62272 | 4.725 | 1 | 365 | 5.4015 | 0.82789 | 6 | 0.22941
62274 | 11.772 | 1 | 365 | 13.4575 | 0.9769 | 14 | 0.43442
62281 | 8.06 | 1 | 365 | 9.214 | 0.47042 | 9 | 0.68446
62287 | 7.035 | 1 | 365 | 8.0423 | 0.12152 | 8 | 0.16379
62292 | 5.035 | 1 | 365 | 5.7559 | 0.53829 | 6 | 0.2942
62295 | 11.6 | 1 | 365 | 13.2609 | 0.58275 | 13 | 0.84363
57211 | 10.85 | 1 | 365 | 12.4035 | 0.86403 | 13 | 0.26754
62316 | 8.12 | 1 | 365 | 9.2826 | 0.60792 | 9 | 0.89054
62318 | 5.46 | 1 | 365 | 6.2418 | 0.51222 | 6 | 0.75399
51405 | 4.725 | 1 | 365 | 5.4015 | 0.82789 | 6 | 0.22941
42282 | 15.08 | 1 | 365 | 17.2392 | 0.55757 | 17 | 0.79672
62319 | 12.48 | 1 | 365 | 14.2669 | 0.59937 | 14 | 0.86625
62327 | 4.48 | 1 | 365 | 5.1214 | 0.26644 | 5 | 0.38789
62332 | 10.865 | 1 | 365 | 12.4207 | 0.89841 | 13 | 0.31906
62331 | 13.515 | 1 | 365 | 15.4501 | 0.97119 | 16 | 0.42127
48862 | 8.68 | 1 | 365 | 9.9228 | 0.89123 | 10 | 0.81403
62334 | 5.72 | 1 | 365 | 6.539 | 0.10804 | 6 | 0.64703
62335 | 7.8 | 1 | 365 | 8.9168 | 0.8746 | 9 | 0.79141
62333 | 16.43 | 1 | 365 | 18.7824 | 0.65125 | 19 | 0.4337
62337 | 8.32 | 1 | 365 | 9.5113 | 0.066245 | 9 | 0.5775
62338 | 2.8 | 1 | 365 | 3.2009 | 0.41652 | 3 | 0.61743
62340 | 5.04 | 1 | 365 | 5.7616 | 0.54974 | 6 | 0.31137
62343 | 7.42 | 1 | 365 | 8.4824 | 0.0037907 | 8 | 0.48619
62342 | 7.95 | 1 | 365 | 9.0883 | 0.21835 | 9 | 0.30663
62345 | 6.24 | 1 | 365 | 7.1334 | 0.29968 | 7 | 0.43313
62348 | 6.36 | 1 | 365 | 7.2706 | 0.57468 | 7 | 0.8453
62352 | 5.32 | 1 | 365 | 6.0817 | 0.1914 | 6 | 0.27311
62349 | 8.41 | 1 | 365 | 9.6141 | 0.27249 | 9 | 0.88663
62353 | 10.07 | 1 | 365 | 11.5118 | 0.076573 | 11 | 0.5884
62355 | 8.4 | 1 | 365 | 9.6027 | 0.24957 | 9 | 0.85229
62357 | 7.95 | 1 | 365 | 9.0883 | 0.21835 | 9 | 0.30663
62362 | 6.625 | 1 | 365 | 7.5736 | 0.18196 | 7 | 0.75552
62363 | 4.505 | 1 | 365 | 5.15 | 0.32373 | 5 | 0.47376
62364 | 6.44 | 1 | 365 | 7.3621 | 0.75801 | 8 | 0.12009
62367 | 6.44 | 1 | 365 | 7.3621 | 0.75801 | 8 | 0.12009
62374 | 7.28 | 1 | 365 | 8.3224 | 0.68296 | 9 | 0.0053149
62385 | 2.385 | 1 | 365 | 2.7265 | 0.4655 | 3 | 0.19199
62384 | 5.035 | 1 | 365 | 5.7559 | 0.53829 | 6 | 0.2942
62389 | 8.84 | 1 | 365 | 10.1057 | 0.25789 | 10 | 0.3636
62386 | 10.36 | 1 | 365 | 11.8433 | 0.74114 | 12 | 0.58449
62393 | 3.64 | 1 | 365 | 4.1612 | 0.34148 | 4 | 0.50266
62408 | 6.21 | 1 | 365 | 7.0991 | 0.23094 | 7 | 0.33008
62411 | 11.7 | 1 | 365 | 13.3752 | 0.81191 | 14 | 0.18711
62413 | 8.32 | 1 | 365 | 9.5113 | 0.066245 | 9 | 0.5775
62416 | 6.63 | 1 | 365 | 7.5793 | 0.19341 | 7 | 0.7727
62410 | 6.44 | 1 | 365 | 7.3621 | 0.75801 | 8 | 0.12009
62419 | 8.745 | 1 | 365 | 9.9971 | 0.040182 | 10 | 0.037291
62846 | 17.595 | 1 | 365 | 20.1143 | 0.32098 | 20 | 0.43524
62422 | 7.54 | 1 | 365 | 8.6196 | 0.27878 | 8 | 0.89836
62423 | 11.13 | 1 | 365 | 12.7236 | 0.50569 | 13 | 0.22928
62424 | 6 | 1 | 365 | 6.8591 | 0.7497 | 7 | 0.60878
62426 | 7.8 | 1 | 365 | 8.9168 | 0.8746 | 9 | 0.79141
62430 | 6.96 | 1 | 365 | 7.9565 | 0.94965 | 8 | 0.90618
62434 | 5.98 | 1 | 365 | 6.8362 | 0.70386 | 7 | 0.54008
62437 | 8.06 | 1 | 365 | 9.214 | 0.47042 | 9 | 0.68446
62440 | 4.42 | 1 | 365 | 5.0529 | 0.12894 | 5 | 0.1818
62441 | 10.92 | 1 | 365 | 12.4835 | 0.024447 | 12 | 0.50797
62444 | 9 | 1 | 365 | 10.2886 | 0.62454 | 10 | 0.91316
62446 | 11.2 | 1 | 365 | 12.8036 | 0.6661 | 13 | 0.46972
62445 | 5.5 | 1 | 365 | 6.2875 | 0.60389 | 6 | 0.89138
62448 | 9.975 | 1 | 365 | 11.4032 | 0.85887 | 12 | 0.26209
62451 | 24.96 | 1 | 365 | 28.5338 | 0.19874 | 28 | 0.73251
62467 | 4.725 | 1 | 365 | 5.4015 | 0.82789 | 6 | 0.22941
62473 | 6.16 | 1 | 365 | 7.042 | 0.11635 | 7 | 0.15834
62483 | 11.34 | 1 | 365 | 12.9637 | 0.98693 | 13 | 0.95059
62489 | 8.12 | 1 | 365 | 9.2826 | 0.60792 | 9 | 0.89054
62494 | 8.12 | 1 | 365 | 9.2826 | 0.60792 | 9 | 0.89054
62496 | 12.285 | 1 | 365 | 14.044 | 0.1525 | 14 | 0.19647
62503 | 7.685 | 1 | 365 | 8.7853 | 0.61107 | 9 | 0.39641
32738 | 161.92 | 0.9 | 365 | 166.5933 | 0.95262 | 167 | 0.54595
57501 | 7.04 | 1 | 365 | 8.048 | 0.13298 | 8 | 0.18096
61222 | 9.36 | 1 | 365 | 10.7002 | 0.44953 | 11 | 0.14969
59482 | 4.48 | 1 | 365 | 5.1214 | 0.26644 | 5 | 0.38789
59967 | 8.64 | 1 | 365 | 9.8771 | 0.79956 | 10 | 0.67664
59409 | 9.28 | 1 | 365 | 10.6087 | 0.2662 | 10 | 0.87491
60984 | 6.4 | 1 | 365 | 7.3164 | 0.66634 | 7 | 0.98269
61736 | 5.46 | 1 | 365 | 6.2418 | 0.51222 | 6 | 0.75399
43832 | 9.6 | 1 | 365 | 10.9745 | 0.99951 | 11 | 0.97404
62288 | 6.76 | 1 | 365 | 7.7279 | 0.49132 | 8 | 0.21922
49971 | 7.04 | 1 | 365 | 8.048 | 0.13298 | 8 | 0.18096
61167 | 14.4 | 1 | 365 | 16.4618 | 0.99927 | 17 | 0.46106
61445 | 7.36 | 1 | 365 | 8.4138 | 0.86629 | 9 | 0.2801
61722 | 5.76 | 1 | 365 | 6.5847 | 0.19971 | 6 | 0.78442
34552 | 137.7 | 0.9 | 365 | 141.6743 | 0.99997 | 142 | 0.67427
62007 | 7.04 | 1 | 365 | 8.048 | 0.13298 | 8 | 0.18096
62125 | 9.6 | 1 | 365 | 10.9745 | 0.99951 | 11 | 0.97404
62166 | 8.32 | 1 | 365 | 9.5113 | 0.066245 | 9 | 0.5775
50985 | 4.8 | 1 | 365 | 5.4873 | 0.99976 | 6 | 0.48702
55923 | 10.24 | 1 | 365 | 11.7062 | 0.46615 | 12 | 0.17231
62308 | 8 | 1 | 365 | 9.1454 | 0.33293 | 9 | 0.47837
28495 | 2835.685 | 1 | 365 | 3241.6984 | 0.30112 | 3241 | 0.9995
62450 | 3.36 | 1 | 365 | 3.8411 | 0.69983 | 4 | 0.54091
61686 | 11.18 | 1 | 365 | 12.7808 | 0.62027 | 13 | 0.40102
62458 | 4.505 | 1 | 365 | 5.15 | 0.32373 | 5 | 0.47376
62468 | 12.42 | 1 | 365 | 14.1983 | 0.46187 | 14 | 0.66017
62470 | 7.625 | 1 | 365 | 8.7167 | 0.47357 | 9 | 0.19032
62474 | 14.388 | 1 | 365 | 16.4481 | 0.97177 | 17 | 0.41984
62479 | 10.8 | 1 | 365 | 12.3463 | 0.74945 | 13 | 0.095797
62485 | 5.04 | 1 | 365 | 5.7616 | 0.54974 | 6 | 0.31137
62492 | 6.867 | 1 | 365 | 7.8502 | 0.73653 | 8 | 0.58674
62497 | 3.71 | 1 | 365 | 4.2412 | 0.5019 | 4 | 0.74309
62499 | 12.42 | 1 | 365 | 14.1983 | 0.46187 | 14 | 0.66017
62502 | 11.96 | 1 | 365 | 13.6724 | 0.40773 | 14 | 0.08016
61954 | 8.1 | 1 | 365 | 9.2598 | 0.56209 | 9 | 0.82185
62505 | 4.845 | 1 | 365 | 5.5387 | 0.10288 | 5 | 0.64159
62507 | 13 | 1 | 365 | 14.8613 | 0.79101 | 15 | 0.65235
62513 | 4.905 | 1 | 365 | 5.6073 | 0.24038 | 5 | 0.84767
62516 | 10.15 | 1 | 365 | 11.6033 | 0.2599 | 11 | 0.86318
62472 | 6 | 1 | 365 | 6.8591 | 0.7497 | 7 | 0.60878
62517 | 6.76 | 1 | 365 | 7.7279 | 0.49132 | 8 | 0.21922
62523 | 10.4 | 1 | 365 | 11.8891 | 0.83281 | 12 | 0.72188
62527 | 12.19 | 1 | 365 | 13.9354 | 0.9348 | 14 | 0.87016
62529 | 5.72 | 1 | 365 | 6.539 | 0.10804 | 6 | 0.64703
62267 | 5.4 | 1 | 365 | 6.1732 | 0.37473 | 6 | 0.5479
62533 | 7.28 | 1 | 365 | 8.3224 | 0.68296 | 9 | 0.0053149
62536 | 8.58 | 1 | 365 | 9.8085 | 0.66207 | 10 | 0.47055
62535 | 4.77 | 1 | 365 | 5.453 | 0.93101 | 6 | 0.38398
62537 | 5.035 | 1 | 365 | 5.7559 | 0.53829 | 6 | 0.2942
62541 | 5.46 | 1 | 365 | 6.2418 | 0.51222 | 6 | 0.75399
62543 | 5.565 | 1 | 365 | 6.3618 | 0.75284 | 7 | 0.11464
62548 | 9.88 | 1 | 365 | 11.2946 | 0.64117 | 11 | 0.93578
62551 | 5.98 | 1 | 365 | 6.8362 | 0.70386 | 7 | 0.54008
62557 | 7.54 | 1 | 365 | 8.6196 | 0.27878 | 8 | 0.89836
50987 | 5.76 | 1 | 365 | 6.5847 | 0.19971 | 6 | 0.78442
62558 | 6 | 1 | 365 | 6.8591 | 0.7497 | 7 | 0.60878
62564 | 7.935 | 1 | 365 | 9.0711 | 0.18397 | 9 | 0.25511
62570 | 5.865 | 1 | 365 | 6.7048 | 0.44033 | 7 | 0.14508
62573 | 10.08 | 1 | 365 | 11.5233 | 0.099489 | 11 | 0.62274
62575 | 12.765 | 1 | 365 | 14.5927 | 0.25248 | 14 | 0.84517
62579 | 13.5 | 1 | 365 | 15.4329 | 0.93682 | 16 | 0.36975
62585 | 8.45 | 1 | 365 | 9.6599 | 0.36416 | 10 | 0.024026
62586 | 6 | 1 | 365 | 6.8591 | 0.7497 | 7 | 0.60878
62559 | 9.1 | 1 | 365 | 10.4029 | 0.85371 | 11 | 0.25664
62562 | 9.54 | 1 | 365 | 10.9059 | 0.86202 | 11 | 0.76795
62569 | 7.42 | 1 | 365 | 8.4824 | 0.0037907 | 8 | 0.48619
62572 | 7.95 | 1 | 365 | 9.0883 | 0.21835 | 9 | 0.30663
62578 | 4.77 | 1 | 365 | 5.453 | 0.93101 | 6 | 0.38398
62580 | 7.155 | 1 | 365 | 8.1795 | 0.39651 | 8 | 0.57597
62583 | 14.04 | 1 | 365 | 16.0502 | 0.17429 | 16 | 0.22454
38896 | 11.55 | 1 | 365 | 13.2037 | 0.46816 | 13 | 0.67189
62590 | 4.24 | 1 | 365 | 4.8471 | 0.71645 | 5 | 0.56354
62592 | 7.245 | 1 | 365 | 8.2823 | 0.60276 | 8 | 0.8851
62593 | 4.59 | 1 | 365 | 5.2472 | 0.51852 | 5 | 0.76571
62594 | 12.5 | 1 | 365 | 14.2897 | 0.6452 | 14 | 0.93495
62270 | 13.11 | 1 | 365 | 14.9871 | 0.043086 | 15 | 0.030176
62597 | 14.04 | 1 | 365 | 16.0502 | 0.17429 | 16 | 0.22454
62596 | 4.86 | 1 | 365 | 5.5559 | 0.13725 | 5 | 0.69311
62599 | 4.68 | 1 | 365 | 5.3501 | 0.72476 | 6 | 0.074845
62598 | 8.84 | 1 | 365 | 10.1057 | 0.25789 | 10 | 0.3636
62600 | 9.88 | 1 | 365 | 11.2946 | 0.64117 | 11 | 0.93578
62601 | 8.215 | 1 | 365 | 9.3912 | 0.82563 | 10 | 0.21685
62602 | 9.45 | 1 | 365 | 10.8031 | 0.65577 | 11 | 0.45882
62603 | 4.24 | 1 | 365 | 4.8471 | 0.71645 | 5 | 0.56354
62604 | 10.695 | 1 | 365 | 12.2263 | 0.50883 | 12 | 0.73514
62605 | 6.54 | 1 | 365 | 7.4764 | 0.98717 | 8 | 0.46357
62606 | 7.2 | 1 | 365 | 8.2309 | 0.49964 | 8 | 0.73053
62607 | 3 | 1 | 365 | 3.4295 | 0.87485 | 4 | 0.30439
59216 | 10.995 | 1 | 365 | 12.5693 | 0.19632 | 12 | 0.76558
62608 | 9.135 | 1 | 365 | 10.4429 | 0.93391 | 11 | 0.37686
62609 | 5.04 | 1 | 365 | 5.7616 | 0.54974 | 6 | 0.31137
62610 | 4.275 | 1 | 365 | 4.8871 | 0.79666 | 5 | 0.68375
62611 | 6.76 | 1 | 365 | 7.7279 | 0.49132 | 8 | 0.21922
62612 | 8.64 | 1 | 365 | 9.8771 | 0.79956 | 10 | 0.67664
62613 | 5.04 | 1 | 365 | 5.7616 | 0.54974 | 6 | 0.31137
62614 | 4.41 | 1 | 365 | 5.0414 | 0.10603 | 5 | 0.14745
62615 | 6.93 | 1 | 365 | 7.9222 | 0.8809 | 8 | 0.80314
47838 | 24.57 | 1 | 365 | 28.0879 | 0.30501 | 28 | 0.39294
62616 | 2.7 | 1 | 365 | 3.0866 | 0.18736 | 3 | 0.27395
62617 | 13.78 | 1 | 365 | 15.753 | 0.57847 | 16 | 0.33149
54927 | 4.42 | 1 | 365 | 5.0529 | 0.12894 | 5 | 0.1818
62620 | 6.93 | 1 | 365 | 7.9222 | 0.8809 | 8 | 0.80314
62621 | 7.41 | 1 | 365 | 8.471 | 0.98087 | 9 | 0.45184
62623 | 5.886 | 1 | 365 | 6.7288 | 0.48845 | 7 | 0.21721
62629 | 9.12 | 1 | 365 | 10.4258 | 0.89954 | 11 | 0.32534
62630 | 5.4 | 1 | 365 | 6.1732 | 0.37473 | 6 | 0.5479
62631 | 5.67 | 1 | 365 | 6.4818 | 0.99346 | 7 | 0.47529
62632 | 2.97 | 1 | 365 | 3.3952 | 0.8061 | 4 | 0.20134
62633 | 8.68 | 1 | 365 | 9.9228 | 0.89123 | 10 | 0.81403
62634 | 7.28 | 1 | 365 | 8.3224 | 0.68296 | 9 | 0.0053149
62635 | 4.94 | 1 | 365 | 5.6473 | 0.32058 | 5 | 0.96789
38626 | 6.4 | 1 | 365 | 7.3164 | 0.66634 | 7 | 0.98269
40769 | 13.455 | 1 | 365 | 15.3815 | 0.83369 | 16 | 0.21518
50008 | 9.045 | 1 | 365 | 10.3401 | 0.72767 | 11 | 0.06773
62637 | 5.3 | 1 | 365 | 6.0589 | 0.14556 | 6 | 0.20442
62638 | 9 | 1 | 365 | 10.2886 | 0.62454 | 10 | 0.91316
62639 | 8.8 | 1 | 365 | 10.06 | 0.16622 | 10 | 0.2262
62640 | 12 | 1 | 365 | 13.7182 | 0.49939 | 14 | 0.21755
62641 | 12.48 | 1 | 365 | 14.2669 | 0.59937 | 14 | 0.86625
62643 | 11.4 | 1 | 365 | 13.0323 | 0.12442 | 13 | 0.15667
62642 | 12.19 | 1 | 365 | 13.9354 | 0.9348 | 14 | 0.87016
62644 | 8.1 | 1 | 365 | 9.2598 | 0.56209 | 9 | 0.82185
62645 | 15.435 | 1 | 365 | 17.645 | 0.37109 | 18 | 0.016076
62647 | 5.44 | 1 | 365 | 6.2189 | 0.46639 | 6 | 0.68529
62648 | 7.245 | 1 | 365 | 8.2823 | 0.60276 | 8 | 0.8851
62649 | 11.52 | 1 | 365 | 13.1694 | 0.39942 | 13 | 0.56885
62650 | 5.865 | 1 | 365 | 6.7048 | 0.44033 | 7 | 0.14508
62651 | 10.71 | 1 | 365 | 12.2435 | 0.54321 | 12 | 0.78667
62652 | 5.94 | 1 | 365 | 6.7905 | 0.6122 | 7 | 0.40269
62653 | 6.4 | 1 | 365 | 7.3164 | 0.66634 | 7 | 0.98269
62654 | 5.13 | 1 | 365 | 5.8645 | 0.75599 | 6 | 0.6205
62656 | 6.54 | 1 | 365 | 7.4764 | 0.98717 | 8 | 0.46357
62659 | 12.16 | 1 | 365 | 13.9011 | 0.86605 | 14 | 0.76712
62660 | 6.5 | 1 | 365 | 7.4307 | 0.8955 | 8 | 0.32617
62663 | 3.38 | 1 | 365 | 3.8639 | 0.74566 | 4 | 0.60961
62666 | 4.505 | 1 | 365 | 5.15 | 0.32373 | 5 | 0.47376
62668 | 5.83 | 1 | 365 | 6.6647 | 0.36012 | 7 | 0.024861
62667 | 6.89 | 1 | 365 | 7.8765 | 0.78923 | 8 | 0.66574
62672 | 2.86 | 1 | 365 | 3.2695 | 0.55402 | 3 | 0.82352
62670 | 3.18 | 1 | 365 | 3.6353 | 0.28734 | 3 | 0.92265
44698 | 4.8 | 1 | 365 | 5.4873 | 0.99976 | 6 | 0.48702
62674 | 7.685 | 1 | 365 | 8.7853 | 0.61107 | 9 | 0.39641
62676 | 5.3 | 1 | 365 | 6.0589 | 0.14556 | 6 | 0.20442
50937 | 2.28 | 1 | 365 | 2.6065 | 0.22488 | 2 | 0.83133
62678 | 2.6 | 1 | 365 | 2.9723 | 0.9582 | 3 | 0.93047
62677 | 8.06 | 1 | 365 | 9.214 | 0.47042 | 9 | 0.68446
62682 | 5.2 | 1 | 365 | 5.9445 | 0.9164 | 6 | 0.86094
62683 | 8.32 | 1 | 365 | 9.5113 | 0.066245 | 9 | 0.5775
62684 | 8.32 | 1 | 365 | 9.5113 | 0.066245 | 9 | 0.5775
62689 | 6.9 | 1 | 365 | 7.8879 | 0.81215 | 8 | 0.70009
62690 | 7.42 | 1 | 365 | 8.4824 | 0.0037907 | 8 | 0.48619
62694 | 7.8 | 1 | 365 | 8.9168 | 0.8746 | 9 | 0.79141
62698 | 4.77 | 1 | 365 | 5.453 | 0.93101 | 6 | 0.38398
62697 | 6.24 | 1 | 365 | 7.1334 | 0.29968 | 7 | 0.43313
62701 | 5.2 | 1 | 365 | 5.9445 | 0.9164 | 6 | 0.86094
62699 | 11.4 | 1 | 365 | 13.0323 | 0.12442 | 13 | 0.15667
62704 | 9.275 | 1 | 365 | 10.603 | 0.25474 | 10 | 0.85773
62693 | 5.98 | 1 | 365 | 6.8362 | 0.70386 | 7 | 0.54008
62706 | 4.77 | 1 | 365 | 5.453 | 0.93101 | 6 | 0.38398
62707 | 4.68 | 1 | 365 | 5.3501 | 0.72476 | 6 | 0.074845
62711 | 6.6 | 1 | 365 | 7.545 | 0.12467 | 7 | 0.66965
62719 | 8.82 | 1 | 365 | 10.0828 | 0.21205 | 10 | 0.2949
62721 | 6.555 | 1 | 365 | 7.4935 | 0.021543 | 7 | 0.51509
62722 | 4.08 | 1 | 365 | 4.6642 | 0.34979 | 5 | 0.013968
50555 | 3.52 | 1 | 365 | 4.024 | 0.066488 | 4 | 0.090482
62724 | 16.38 | 1 | 365 | 18.7253 | 0.53667 | 19 | 0.26196
62727 | 7.68 | 1 | 365 | 8.7796 | 0.59961 | 9 | 0.37923
62728 | 6.24 | 1 | 365 | 7.1334 | 0.29968 | 7 | 0.43313
56398 | 5.415 | 1 | 365 | 6.1903 | 0.4091 | 6 | 0.59942
62723 | 5.72 | 1 | 365 | 6.539 | 0.10804 | 6 | 0.64703
62726 | 6.24 | 1 | 365 | 7.1334 | 0.29968 | 7 | 0.43313
62731 | 5.3 | 1 | 365 | 6.0589 | 0.14556 | 6 | 0.20442
62733 | 2.65 | 1 | 365 | 3.0294 | 0.072782 | 3 | 0.10221
62739 | 3.71 | 1 | 365 | 4.2412 | 0.5019 | 4 | 0.74309
59987 | 6.5 | 1 | 365 | 7.4307 | 0.8955 | 8 | 0.32617
60035 | 3.975 | 1 | 365 | 4.5441 | 0.10917 | 4 | 0.65331
59950 | 4.68 | 1 | 365 | 5.3501 | 0.72476 | 6 | 0.074845
61073 | 3.12 | 1 | 365 | 3.5667 | 0.14984 | 3 | 0.71656
62760 | 9.01 | 1 | 365 | 10.3001 | 0.64746 | 10 | 0.94751
62718 | 7.56 | 1 | 365 | 8.6424 | 0.32462 | 8 | 0.96706
63061 | 7.02 | 1 | 365 | 8.0251 | 0.087144 | 8 | 0.11227
50472 | 8.265 | 1 | 365 | 9.4484 | 0.94021 | 10 | 0.38859
51270 | 7.44 | 1 | 365 | 8.5053 | 0.049623 | 8 | 0.55488
50160 | 8.505 | 1 | 365 | 9.7227 | 0.49019 | 10 | 0.21294
45632 | 8.505 | 1 | 365 | 9.7227 | 0.49019 | 10 | 0.21294
46128 | 9.156 | 1 | 365 | 10.467 | 0.98204 | 11 | 0.44899
62539 | 6 | 1 | 365 | 6.8591 | 0.7497 | 7 | 0.60878
44514 | 4.76 | 1 | 365 | 5.4415 | 0.90809 | 6 | 0.34963
62781 | 2.8 | 1 | 365 | 3.2009 | 0.41652 | 3 | 0.61743
62116 | 5.3 | 1 | 365 | 6.0589 | 0.14556 | 6 | 0.20442
62128 | 6.375 | 1 | 365 | 7.2878 | 0.60905 | 7 | 0.89682
61912 | 10.2 | 1 | 365 | 11.6604 | 0.37448 | 12 | 0.034919
62110 | 7.25 | 1 | 365 | 8.2881 | 0.61422 | 8 | 0.90227
61813 | 5.61 | 1 | 365 | 6.4132 | 0.85597 | 7 | 0.26921
61901 | 10.6 | 1 | 365 | 12.1177 | 0.29113 | 12 | 0.40884
61799 | 10.965 | 1 | 365 | 12.535 | 0.12757 | 12 | 0.66254
61805 | 5.1 | 1 | 365 | 5.8302 | 0.68724 | 6 | 0.51746
61685 | 5.46 | 1 | 365 | 6.2418 | 0.51222 | 6 | 0.75399
61711 | 12.19 | 1 | 365 | 13.9354 | 0.9348 | 14 | 0.87016
61611 | 8.215 | 1 | 365 | 9.3912 | 0.82563 | 10 | 0.21685
62062 | 7.28 | 1 | 365 | 8.3224 | 0.68296 | 9 | 0.0053149
62811 | 9.6 | 1 | 365 | 10.9745 | 0.99951 | 11 | 0.97404
62734 | 9.28 | 1 | 365 | 10.6087 | 0.2662 | 10 | 0.87491
62743 | 7.56 | 1 | 365 | 8.6424 | 0.32462 | 8 | 0.96706
62744 | 6.44 | 1 | 365 | 7.3621 | 0.75801 | 8 | 0.12009
62745 | 11.2 | 1 | 365 | 12.8036 | 0.6661 | 13 | 0.46972
62746 | 8.68 | 1 | 365 | 9.9228 | 0.89123 | 10 | 0.81403
62747 | 7.685 | 1 | 365 | 8.7853 | 0.61107 | 9 | 0.39641
62748 | 5.88 | 1 | 365 | 6.7219 | 0.4747 | 7 | 0.1966
62749 | 7.28 | 1 | 365 | 8.3224 | 0.68296 | 9 | 0.0053149
62750 | 6.095 | 1 | 365 | 6.9677 | 0.9674 | 7 | 0.93508
19556 | 647.9 | 0.8 | 365 | 592.5331 | 0.79041 | 593 | 0.32346
62751 | 8.96 | 1 | 365 | 10.2429 | 0.53288 | 10 | 0.77577
62752 | 8.215 | 1 | 365 | 9.3912 | 0.82563 | 10 | 0.21685
62753 | 9.8 | 1 | 365 | 11.2032 | 0.45784 | 11 | 0.661
62754 | 10.64 | 1 | 365 | 12.1634 | 0.38279 | 12 | 0.54623
62761 | 7.98 | 1 | 365 | 9.1226 | 0.2871 | 9 | 0.40967
63024 | 191.235 | 0.9 | 365 | 196.7544 | 0.41347 | 197 | 0.16789
62778 | 4.68 | 1 | 365 | 5.3501 | 0.72476 | 6 | 0.074845
62784 | 5.565 | 1 | 365 | 6.3618 | 0.75284 | 7 | 0.11464
36217 | 63.63 | 0.9 | 365 | 65.4665 | 0.23397 | 65 | 0.70046
62787 | 3.975 | 1 | 365 | 4.5441 | 0.10917 | 4 | 0.65331
62714 | 6.095 | 1 | 365 | 6.9677 | 0.9674 | 7 | 0.93508
62791 | 5.035 | 1 | 365 | 5.7559 | 0.53829 | 6 | 0.2942
34854 | 47.04 | 0.9 | 365 | 48.3977 | 0.017855 | 48 | 0.41552
62789 | 9.01 | 1 | 365 | 10.3001 | 0.64746 | 10 | 0.94751
62790 | 8.96 | 1 | 365 | 10.2429 | 0.53288 | 10 | 0.77577
62509 | 40.92 | 0.9 | 365 | 42.101 | 0.39563 | 42 | 0.49667
62792 | 6.36 | 1 | 365 | 7.2706 | 0.57468 | 7 | 0.8453
62870 | 30.24 | 0.9 | 365 | 31.1128 | 0.36862 | 31 | 0.48141
62794 | 6.84 | 1 | 365 | 7.8194 | 0.67465 | 8 | 0.494
41833 | 2.61 | 1 | 365 | 2.9837 | 0.98112 | 3 | 0.96482
62793 | 11.66 | 1 | 365 | 13.3295 | 0.72024 | 14 | 0.049721
58942 | 9.86 | 1 | 365 | 11.2718 | 0.59533 | 11 | 0.86709
62795 | 2.97 | 1 | 365 | 3.3952 | 0.8061 | 4 | 0.20134
62798 | 10.8 | 1 | 365 | 12.3463 | 0.74945 | 13 | 0.095797
59756 | 10.72 | 1 | 365 | 12.2549 | 0.56612 | 12 | 0.82101
62797 | 17.28 | 1 | 365 | 19.7542 | 0.59912 | 20 | 0.35327
59973 | 7.83 | 1 | 365 | 8.9511 | 0.94335 | 9 | 0.89445
62796 | 6.89 | 1 | 365 | 7.8765 | 0.78923 | 8 | 0.66574
62799 | 4.2 | 1 | 365 | 4.8014 | 0.62479 | 5 | 0.42614
58909 | 8.48 | 1 | 365 | 9.6942 | 0.4329 | 10 | 0.12707
62801 | 5.3 | 1 | 365 | 6.0589 | 0.14556 | 6 | 0.20442
41657 | 10.14 | 1 | 365 | 11.5918 | 0.23699 | 11 | 0.82883
60193 | 12 | 1 | 365 | 13.7182 | 0.49939 | 14 | 0.21755
60384 | 10.695 | 1 | 365 | 12.2263 | 0.50883 | 12 | 0.73514
60372 | 5.2 | 1 | 365 | 5.9445 | 0.9164 | 6 | 0.86094
45407 | 10.26 | 1 | 365 | 11.729 | 0.51198 | 12 | 0.24101
60497 | 3.6 | 1 | 365 | 4.1154 | 0.24982 | 4 | 0.36527
60995 | 12 | 1 | 365 | 13.7182 | 0.49939 | 14 | 0.21755
50037 | 8.19 | 1 | 365 | 9.3626 | 0.76834 | 10 | 0.13098
60942 | 12.22 | 1 | 365 | 13.9697 | 0.0035475 | 13 | 0.97321
48402 | 13.2 | 1 | 365 | 15.09 | 0.24933 | 15 | 0.33931
62805 | 6.72 | 1 | 365 | 7.6822 | 0.39966 | 8 | 0.081829
59330 | 9.405 | 1 | 365 | 10.7516 | 0.55265 | 11 | 0.30426
62808 | 7.8 | 1 | 365 | 8.9168 | 0.8746 | 9 | 0.79141
62810 | 19.765 | 1 | 365 | 22.595 | 0.29379 | 22 | 0.88874
38246 | 9.36 | 1 | 365 | 10.7002 | 0.44953 | 11 | 0.14969
62813 | 11.118 | 1 | 365 | 12.7099 | 0.47819 | 13 | 0.18806
62814 | 15.075 | 1 | 365 | 17.2334 | 0.54611 | 17 | 0.77955
61093 | 9.54 | 1 | 365 | 10.9059 | 0.86202 | 11 | 0.76795
62815 | 3 | 1 | 365 | 3.4295 | 0.87485 | 4 | 0.30439
62816 | 12.6 | 1 | 365 | 14.4041 | 0.87436 | 15 | 0.27843
62346 | 6.725 | 1 | 365 | 7.6879 | 0.41112 | 8 | 0.099003
62817 | 9.6 | 1 | 365 | 10.9745 | 0.99951 | 11 | 0.97404
62818 | 5.67 | 1 | 365 | 6.4818 | 0.99346 | 7 | 0.47529
61555 | 8.55 | 1 | 365 | 9.7742 | 0.59332 | 10 | 0.36751
61875 | 5.4 | 1 | 365 | 6.1732 | 0.37473 | 6 | 0.5479
61544 | 5.3 | 1 | 365 | 6.0589 | 0.14556 | 6 | 0.20442
61876 | 3.825 | 1 | 365 | 4.3727 | 0.76543 | 5 | 0.13809
61881 | 3.75 | 1 | 365 | 4.2869 | 0.59356 | 4 | 0.88049
61198 | 12.8 | 1 | 365 | 14.6327 | 0.33268 | 14 | 0.96539
61900 | 4.75 | 1 | 365 | 5.4301 | 0.88518 | 6 | 0.31528
62819 | 12 | 1 | 365 | 13.7182 | 0.49939 | 14 | 0.21755
62822 | 8.67 | 1 | 365 | 9.9114 | 0.86831 | 10 | 0.77968
61725 | 4.68 | 1 | 365 | 5.3501 | 0.72476 | 6 | 0.074845
62823 | 12.6 | 1 | 365 | 14.4041 | 0.87436 | 15 | 0.27843
44248 | 8.4 | 1 | 365 | 9.6027 | 0.24957 | 9 | 0.85229
61165 | 8.1 | 1 | 365 | 9.2598 | 0.56209 | 9 | 0.82185
62737 | 3.9 | 1 | 365 | 4.4584 | 0.9373 | 5 | 0.3957
62832 | 5.83 | 1 | 365 | 6.6647 | 0.36012 | 7 | 0.024861
62833 | 10.6 | 1 | 365 | 12.1177 | 0.29113 | 12 | 0.40884
62848 | 6.76 | 1 | 365 | 7.7279 | 0.49132 | 8 | 0.21922
62851 | 9.075 | 1 | 365 | 10.3744 | 0.79642 | 11 | 0.17077
62853 | 19.635 | 1 | 365 | 22.4463 | 0.99588 | 23 | 0.44222
59552 | 6.4 | 1 | 365 | 7.3164 | 0.66634 | 7 | 0.98269
62854 | 8.67 | 1 | 365 | 9.9114 | 0.86831 | 10 | 0.77968
62300 | 9.28 | 1 | 365 | 10.6087 | 0.2662 | 10 | 0.87491
59603 | 1.92 | 1 | 365 | 2.1949 | 0.3999 | 2 | 0.59481
62855 | 3.64 | 1 | 365 | 4.1612 | 0.34148 | 4 | 0.50266
59699 | 6.08 | 1 | 365 | 6.9505 | 0.93303 | 7 | 0.88356
62857 | 7.28 | 1 | 365 | 8.3224 | 0.68296 | 9 | 0.0053149
59833 | 9.28 | 1 | 365 | 10.6087 | 0.2662 | 10 | 0.87491
59968 | 8.64 | 1 | 365 | 9.8771 | 0.79956 | 10 | 0.67664
59971 | 4.8 | 1 | 365 | 5.4873 | 0.99976 | 6 | 0.48702
60059 | 7.04 | 1 | 365 | 8.048 | 0.13298 | 8 | 0.18096
59532 | 6.36 | 1 | 365 | 7.2706 | 0.57468 | 7 | 0.8453
62860 | 9.36 | 1 | 365 | 10.7002 | 0.44953 | 11 | 0.14969
62862 | 7.42 | 1 | 365 | 8.4824 | 0.0037907 | 8 | 0.48619
62863 | 5.185 | 1 | 365 | 5.9274 | 0.88203 | 6 | 0.80942
62859 | 4.24 | 1 | 365 | 4.8471 | 0.71645 | 5 | 0.56354
62874 | 6.36 | 1 | 365 | 7.2706 | 0.57468 | 7 | 0.8453
62877 | 9.88 | 1 | 365 | 11.2946 | 0.64117 | 11 | 0.93578
62186 | 6.1 | 1 | 365 | 6.9734 | 0.97886 | 7 | 0.95226
62888 | 7.8 | 1 | 365 | 8.9168 | 0.8746 | 9 | 0.79141
62894 | 12.22 | 1 | 365 | 13.9697 | 0.0035475 | 13 | 0.97321
62902 | 15.08 | 1 | 365 | 17.2392 | 0.55757 | 17 | 0.79672
62905 | 11.985 | 1 | 365 | 13.701 | 0.46502 | 14 | 0.16603
62907 | 9.88 | 1 | 365 | 11.2946 | 0.64117 | 11 | 0.93578
63193 | 11.34 | 1 | 365 | 12.9637 | 0.98693 | 13 | 0.95059
62913 | 5.1 | 1 | 365 | 5.8302 | 0.68724 | 6 | 0.51746
62917 | 7.8 | 1 | 365 | 8.9168 | 0.8746 | 9 | 0.79141
62918 | 6.72 | 1 | 365 | 7.6822 | 0.39966 | 8 | 0.081829
62920 | 7.8 | 1 | 365 | 8.9168 | 0.8746 | 9 | 0.79141
62622 | 8.96 | 1 | 365 | 10.2429 | 0.53288 | 10 | 0.77577
62618 | 8.96 | 1 | 365 | 10.2429 | 0.53288 | 10 | 0.77577
62589 | 9.28 | 1 | 365 | 10.6087 | 0.2662 | 10 | 0.87491
62561 | 10.24 | 1 | 365 | 11.7062 | 0.46615 | 12 | 0.17231
62456 | 7.68 | 1 | 365 | 8.7796 | 0.59961 | 9 | 0.37923
62923 | 5.46 | 1 | 365 | 6.2418 | 0.51222 | 6 | 0.75399
62925 | 7.04 | 1 | 365 | 8.048 | 0.13298 | 8 | 0.18096
62928 | 9.28 | 1 | 365 | 10.6087 | 0.2662 | 10 | 0.87491
62929 | 9.8 | 1 | 365 | 11.2032 | 0.45784 | 11 | 0.661
62935 | 4.16 | 1 | 365 | 4.7556 | 0.53312 | 5 | 0.28875
62937 | 9.57 | 1 | 365 | 10.9402 | 0.93077 | 11 | 0.871
62939 | 5.886 | 1 | 365 | 6.7288 | 0.48845 | 7 | 0.21721
62940 | 11.18 | 1 | 365 | 12.7808 | 0.62027 | 13 | 0.40102
62942 | 5.355 | 1 | 365 | 6.1217 | 0.2716 | 6 | 0.39333
62943 | 10.137 | 1 | 365 | 11.5884 | 0.23011 | 11 | 0.81853
62945 | 11.96 | 1 | 365 | 13.6724 | 0.40773 | 14 | 0.08016
62947 | 14.04 | 1 | 365 | 16.0502 | 0.17429 | 16 | 0.22454
62950 | 8.06 | 1 | 365 | 9.214 | 0.47042 | 9 | 0.68446
62949 | 7.25 | 1 | 365 | 8.2881 | 0.61422 | 8 | 0.90227
62932 | 6.4 | 1 | 365 | 7.3164 | 0.66634 | 7 | 0.98269
62954 | 4.48 | 1 | 365 | 5.1214 | 0.26644 | 5 | 0.38789
62955 | 12.96 | 1 | 365 | 14.8156 | 0.69934 | 15 | 0.51496
62962 | 18.72 | 1 | 365 | 21.4003 | 0.89905 | 22 | 0.29938
62963 | 11 | 1 | 365 | 12.575 | 0.20778 | 12 | 0.78276
62973 | 7.95 | 1 | 365 | 9.0883 | 0.21835 | 9 | 0.30663
62975 | 8.19 | 1 | 365 | 9.3626 | 0.76834 | 10 | 0.13098
62976 | 3.12 | 1 | 365 | 3.5667 | 0.14984 | 3 | 0.71656
62978 | 7.28 | 1 | 365 | 8.3224 | 0.68296 | 9 | 0.0053149
62979 | 4.42 | 1 | 365 | 5.0529 | 0.12894 | 5 | 0.1818
62977 | 12 | 1 | 365 | 13.7182 | 0.49939 | 14 | 0.21755
62980 | 4.41 | 1 | 365 | 5.0414 | 0.10603 | 5 | 0.14745
62981 | 12.19 | 1 | 365 | 13.9354 | 0.9348 | 14 | 0.87016
62982 | 21 | 1 | 365 | 24.0068 | 0.12394 | 24 | 0.13072
62646 | 8.64 | 1 | 365 | 9.8771 | 0.79956 | 10 | 0.67664
62984 | 6.72 | 1 | 365 | 7.6822 | 0.39966 | 8 | 0.081829
62983 | 5.46 | 1 | 365 | 6.2418 | 0.51222 | 6 | 0.75399
62986 | 11.7 | 1 | 365 | 13.3752 | 0.81191 | 14 | 0.18711
62987 | 5.2 | 1 | 365 | 5.9445 | 0.9164 | 6 | 0.86094
62686 | 6 | 1 | 365 | 6.8591 | 0.7497 | 7 | 0.60878
62988 | 14.82 | 1 | 365 | 16.9419 | 0.96175 | 17 | 0.90368
62989 | 3.445 | 1 | 365 | 3.9383 | 0.89462 | 4 | 0.83287
35296 | 120.336 | 0.9 | 365 | 123.8091 | 0.18751 | 123 | 0.99665
62990 | 5.98 | 1 | 365 | 6.8362 | 0.70386 | 7 | 0.54008
62993 | 3.12 | 1 | 365 | 3.5667 | 0.14984 | 3 | 0.71656
62994 | 8.84 | 1 | 365 | 10.1057 | 0.25789 | 10 | 0.3636
62997 | 8.28 | 1 | 365 | 9.4655 | 0.97458 | 10 | 0.44011
62998 | 5.4 | 1 | 365 | 6.1732 | 0.37473 | 6 | 0.5479
62999 | 7.68 | 1 | 365 | 8.7796 | 0.59961 | 9 | 0.37923
62804 | 9.96 | 1 | 365 | 11.3861 | 0.8245 | 12 | 0.21057
63001 | 7.194 | 1 | 365 | 8.224 | 0.48589 | 8 | 0.70992
63002 | 9.135 | 1 | 365 | 10.4429 | 0.93391 | 11 | 0.37686
63003 | 11.34 | 1 | 365 | 12.9637 | 0.98693 | 13 | 0.95059
63004 | 8.1 | 1 | 365 | 9.2598 | 0.56209 | 9 | 0.82185
63006 | 2.86 | 1 | 365 | 3.2695 | 0.55402 | 3 | 0.82352
63007 | 6.095 | 1 | 365 | 6.9677 | 0.9674 | 7 | 0.93508
63010 | 5.72 | 1 | 365 | 6.539 | 0.10804 | 6 | 0.64703
63012 | 6.12 | 1 | 365 | 6.9963 | 0.02469 | 7 | 0.020952
63013 | 6.5 | 1 | 365 | 7.4307 | 0.8955 | 8 | 0.32617
63016 | 4.335 | 1 | 365 | 4.9557 | 0.93416 | 5 | 0.88984
63021 | 12.455 | 1 | 365 | 14.2383 | 0.54208 | 14 | 0.78038
63023 | 6.44 | 1 | 365 | 7.3621 | 0.75801 | 8 | 0.12009
63026 | 5.94 | 1 | 365 | 6.7905 | 0.6122 | 7 | 0.40269
63028 | 7.02 | 1 | 365 | 8.0251 | 0.087144 | 8 | 0.11227
63027 | 4.56 | 1 | 365 | 5.2129 | 0.44977 | 5 | 0.66267
63030 | 5.46 | 1 | 365 | 6.2418 | 0.51222 | 6 | 0.75399
63031 | 6.5 | 1 | 365 | 7.4307 | 0.8955 | 8 | 0.32617
63033 | 6.5 | 1 | 365 | 7.4307 | 0.8955 | 8 | 0.32617
63034 | 12.74 | 1 | 365 | 14.5641 | 0.19519 | 14 | 0.7593
63037 | 8.215 | 1 | 365 | 9.3912 | 0.82563 | 10 | 0.21685
63036 | 10.92 | 1 | 365 | 12.4835 | 0.024447 | 12 | 0.50797
63038 | 5.565 | 1 | 365 | 6.3618 | 0.75284 | 7 | 0.11464
63039 | 7.42 | 1 | 365 | 8.4824 | 0.0037907 | 8 | 0.48619
59909 | 4.24 | 1 | 365 | 4.8471 | 0.71645 | 5 | 0.56354
63053 | 10.865 | 1 | 365 | 12.4207 | 0.89841 | 13 | 0.31906
63265 | 13.5 | 1 | 365 | 15.4329 | 0.93682 | 16 | 0.36975
63040 | 5.83 | 1 | 365 | 6.6647 | 0.36012 | 7 | 0.024861
63041 | 10.36 | 1 | 365 | 11.8433 | 0.74114 | 12 | 0.58449
63047 | 8.12 | 1 | 365 | 9.2826 | 0.60792 | 9 | 0.89054
63049 | 8.12 | 1 | 365 | 9.2826 | 0.60792 | 9 | 0.89054
63050 | 7 | 1 | 365 | 8.0023 | 0.041312 | 8 | 0.043572
56374 | 9.62 | 1 | 365 | 10.9974 | 0.045346 | 11 | 0.042738
56375 | 9.36 | 1 | 365 | 10.7002 | 0.44953 | 11 | 0.14969
53007 | 4.16 | 1 | 365 | 4.7556 | 0.53312 | 5 | 0.28875
53922 | 14.56 | 1 | 365 | 16.6447 | 0.36593 | 17 | 0.01063
57869 | 8.06 | 1 | 365 | 9.214 | 0.47042 | 9 | 0.68446
55930 | 7.95 | 1 | 365 | 9.0883 | 0.21835 | 9 | 0.30663
59088 | 6.75 | 1 | 365 | 7.7165 | 0.46841 | 8 | 0.18487
59051 | 5.32 | 1 | 365 | 6.0817 | 0.1914 | 6 | 0.27311
59572 | 5.4 | 1 | 365 | 6.1732 | 0.37473 | 6 | 0.5479
61173 | 4.2 | 1 | 365 | 4.8014 | 0.62479 | 5 | 0.42614
44793 | 7.2 | 1 | 365 | 8.2309 | 0.49964 | 8 | 0.73053
61027 | 9 | 1 | 365 | 10.2886 | 0.62454 | 10 | 0.91316
60774 | 5.52 | 1 | 365 | 6.3104 | 0.64972 | 6 | 0.96007
47700 | 9.66 | 1 | 365 | 11.0431 | 0.13701 | 11 | 0.18013
61461 | 5.98 | 1 | 365 | 6.8362 | 0.70386 | 7 | 0.54008
61295 | 10.46 | 1 | 365 | 11.9577 | 0.9703 | 12 | 0.92797
62398 | 13.26 | 1 | 365 | 15.1586 | 0.38683 | 15 | 0.54539
62412 | 10.965 | 1 | 365 | 12.535 | 0.12757 | 12 | 0.66254
62113 | 11 | 1 | 365 | 12.575 | 0.20778 | 12 | 0.78276
62755 | 9.975 | 1 | 365 | 11.4032 | 0.85887 | 12 | 0.26209
60538 | 6.615 | 1 | 365 | 7.5621 | 0.15904 | 7 | 0.72118
31395 | 5.2 | 1 | 365 | 5.9445 | 0.9164 | 6 | 0.86094
60847 | 5.035 | 1 | 365 | 5.7559 | 0.53829 | 6 | 0.2942
59188 | 17.98 | 1 | 365 | 20.5544 | 0.20326 | 20 | 0.75763
61063 | 7.95 | 1 | 365 | 9.0883 | 0.21835 | 9 | 0.30663
61079 | 8.7 | 1 | 365 | 9.9457 | 0.93706 | 10 | 0.88273
61091 | 4.77 | 1 | 365 | 5.453 | 0.93101 | 6 | 0.38398
61120 | 3.36 | 1 | 365 | 3.8411 | 0.69983 | 4 | 0.54091
62129 | 3.445 | 1 | 365 | 3.9383 | 0.89462 | 4 | 0.83287
61202 | 6.24 | 1 | 365 | 7.1334 | 0.29968 | 7 | 0.43313
61556 | 10.6 | 1 | 365 | 12.1177 | 0.29113 | 12 | 0.40884
62464 | 10.14 | 1 | 365 | 11.5918 | 0.23699 | 11 | 0.82883
62515 | 9.01 | 1 | 365 | 10.3001 | 0.64746 | 10 | 0.94751
62057 | 7.83 | 1 | 365 | 8.9511 | 0.94335 | 9 | 0.89445
62126 | 17.4 | 1 | 365 | 19.8913 | 0.87412 | 20 | 0.76545
61632 | 11.1 | 1 | 365 | 12.6893 | 0.43694 | 13 | 0.12624
60971 | 3.975 | 1 | 365 | 4.5441 | 0.10917 | 4 | 0.65331
42884 | 8.58 | 1 | 365 | 9.8085 | 0.66207 | 10 | 0.47055
62181 | 9.315 | 1 | 365 | 10.6487 | 0.3464 | 10 | 0.99512
24536 | 7.54 | 1 | 365 | 8.6196 | 0.27878 | 8 | 0.89836
61057 | 3.18 | 1 | 365 | 3.6353 | 0.28734 | 3 | 0.92265
62268 | 8.12 | 1 | 365 | 9.2826 | 0.60792 | 9 | 0.89054
62275 | 10.44 | 1 | 365 | 11.9348 | 0.92447 | 12 | 0.85927
62522 | 7.8 | 1 | 365 | 8.9168 | 0.8746 | 9 | 0.79141
62276 | 10.15 | 1 | 365 | 11.6033 | 0.2599 | 11 | 0.86318
62525 | 9.01 | 1 | 365 | 10.3001 | 0.64746 | 10 | 0.94751
62524 | 4.77 | 1 | 365 | 5.453 | 0.93101 | 6 | 0.38398
62282 | 13.34 | 1 | 365 | 15.25 | 0.57016 | 15 | 0.82018
52451 | 8.58 | 1 | 365 | 9.8085 | 0.66207 | 10 | 0.47055
62530 | 9.805 | 1 | 365 | 11.2089 | 0.46929 | 11 | 0.67817
62214 | 5.46 | 1 | 365 | 6.2418 | 0.51222 | 6 | 0.75399
62534 | 5.565 | 1 | 365 | 6.3618 | 0.75284 | 7 | 0.11464
60405 | 11.44 | 1 | 365 | 13.078 | 0.21609 | 13 | 0.29407
62538 | 6.625 | 1 | 365 | 7.5736 | 0.18196 | 7 | 0.75552
62544 | 5.035 | 1 | 365 | 5.7559 | 0.53829 | 6 | 0.2942
62545 | 10.4 | 1 | 365 | 11.8891 | 0.83281 | 12 | 0.72188
57756 | 5.2 | 1 | 365 | 5.9445 | 0.9164 | 6 | 0.86094
59564 | 10.14 | 1 | 365 | 11.5918 | 0.23699 | 11 | 0.82883
62549 | 11.66 | 1 | 365 | 13.3295 | 0.72024 | 14 | 0.049721
58250 | 4.68 | 1 | 365 | 5.3501 | 0.72476 | 6 | 0.074845
62550 | 13 | 1 | 365 | 14.8613 | 0.79101 | 15 | 0.65235
59315 | 10.4 | 1 | 365 | 11.8891 | 0.83281 | 12 | 0.72188
62560 | 9.54 | 1 | 365 | 10.9059 | 0.86202 | 11 | 0.76795
62563 | 10.66 | 1 | 365 | 12.1863 | 0.42863 | 12 | 0.61493
62568 | 10.07 | 1 | 365 | 11.5118 | 0.076573 | 11 | 0.5884
62574 | 7.685 | 1 | 365 | 8.7853 | 0.61107 | 9 | 0.39641
62577 | 5.83 | 1 | 365 | 6.6647 | 0.36012 | 7 | 0.024861
62249 | 7.42 | 1 | 365 | 8.4824 | 0.0037907 | 8 | 0.48619
62584 | 5.3 | 1 | 365 | 6.0589 | 0.14556 | 6 | 0.20442
62665 | 4.24 | 1 | 365 | 4.8471 | 0.71645 | 5 | 0.56354
11351 | 649.04 | 0.8 | 365 | 593.5756 | 0.88036 | 594 | 0.456
60173 | 8.64 | 1 | 365 | 9.8771 | 0.79956 | 10 | 0.67664
60553 | 8.32 | 1 | 365 | 9.5113 | 0.066245 | 9 | 0.5775
51322 | 3.52 | 1 | 365 | 4.024 | 0.066488 | 4 | 0.090482
60905 | 9.92 | 1 | 365 | 11.3403 | 0.73283 | 12 | 0.073176
60906 | 8.96 | 1 | 365 | 10.2429 | 0.53288 | 10 | 0.77577
61930 | 9.28 | 1 | 365 | 10.6087 | 0.2662 | 10 | 0.87491
61962 | 7.68 | 1 | 365 | 8.7796 | 0.59961 | 9 | 0.37923
62625 | 8.64 | 1 | 365 | 9.8771 | 0.79956 | 10 | 0.67664
59976 | 3.78 | 1 | 365 | 4.3212 | 0.66231 | 4 | 0.98353
50004 | 4.845 | 1 | 365 | 5.5387 | 0.10288 | 5 | 0.64159
60100 | 6.625 | 1 | 365 | 7.5736 | 0.18196 | 7 | 0.75552
59358 | 6.885 | 1 | 365 | 7.8708 | 0.77778 | 8 | 0.64857
63052 | 6.72 | 1 | 365 | 7.6822 | 0.39966 | 8 | 0.081829
63065 | 4.68 | 1 | 365 | 5.3501 | 0.72476 | 6 | 0.074845
63068 | 9.805 | 1 | 365 | 11.2089 | 0.46929 | 11 | 0.67817
63070 | 10.92 | 1 | 365 | 12.4835 | 0.024447 | 12 | 0.50797
63071 | 3.24 | 1 | 365 | 3.7039 | 0.42484 | 4 | 0.12874
63072 | 12.22 | 1 | 365 | 13.9697 | 0.0035475 | 13 | 0.97321
63073 | 4.05 | 1 | 365 | 4.6299 | 0.28104 | 4 | 0.91092
63074 | 4.94 | 1 | 365 | 5.6473 | 0.32058 | 5 | 0.96789
63075 | 7.56 | 1 | 365 | 8.6424 | 0.32462 | 8 | 0.96706
63078 | 6.24 | 1 | 365 | 7.1334 | 0.29968 | 7 | 0.43313
63081 | 5.98 | 1 | 365 | 6.8362 | 0.70386 | 7 | 0.54008
63083 | 11.7 | 1 | 365 | 13.3752 | 0.81191 | 14 | 0.18711
63084 | 6.76 | 1 | 365 | 7.7279 | 0.49132 | 8 | 0.21922
63086 | 7.28 | 1 | 365 | 8.3224 | 0.68296 | 9 | 0.0053149
62421 | 7.02 | 1 | 365 | 8.0251 | 0.087144 | 8 | 0.11227
63087 | 5.415 | 1 | 365 | 6.1903 | 0.4091 | 6 | 0.59942
63088 | 12.74 | 1 | 365 | 14.5641 | 0.19519 | 14 | 0.7593
63094 | 8.82 | 1 | 365 | 10.0828 | 0.21205 | 10 | 0.2949
63097 | 5.88 | 1 | 365 | 6.7219 | 0.4747 | 7 | 0.1966
63101 | 4.2 | 1 | 365 | 4.8014 | 0.62479 | 5 | 0.42614
63108 | 7.28 | 1 | 365 | 8.3224 | 0.68296 | 9 | 0.0053149
63112 | 4.24 | 1 | 365 | 4.8471 | 0.71645 | 5 | 0.56354
63114 | 11.66 | 1 | 365 | 13.3295 | 0.72024 | 14 | 0.049721
63116 | 5.565 | 1 | 365 | 6.3618 | 0.75284 | 7 | 0.11464
63119 | 13.005 | 1 | 365 | 14.8671 | 0.80247 | 15 | 0.66952
63121 | 6.36 | 1 | 365 | 7.2706 | 0.57468 | 7 | 0.8453
63123 | 11.2 | 1 | 365 | 12.8036 | 0.6661 | 13 | 0.46972
63135 | 10.675 | 1 | 365 | 12.2034 | 0.463 | 12 | 0.66645
63150 | 10.6 | 1 | 365 | 12.1177 | 0.29113 | 12 | 0.40884
17744 | 4.16 | 1 | 365 | 4.7556 | 0.53312 | 5 | 0.28875
61884 | 7.35 | 1 | 365 | 8.4024 | 0.84338 | 9 | 0.24575
61887 | 10 | 1 | 365 | 11.4318 | 0.91616 | 12 | 0.34796
63178 | 13.78 | 1 | 365 | 15.753 | 0.57847 | 16 | 0.33149
62403 | 7.5 | 1 | 365 | 8.5739 | 0.18712 | 8 | 0.76097
62526 | 9.18 | 1 | 365 | 10.4944 | 0.037035 | 10 | 0.53143
32123 | 2.86 | 1 | 365 | 3.2695 | 0.55402 | 3 | 0.82352
63197 | 8.37 | 1 | 365 | 9.5684 | 0.18083 | 9 | 0.74924
63206 | 7.02 | 1 | 365 | 8.0251 | 0.087144 | 8 | 0.11227
63209 | 10.5 | 1 | 365 | 12.0034 | 0.061968 | 12 | 0.065358
63210 | 10.8 | 1 | 365 | 12.3463 | 0.74945 | 13 | 0.095797
62771 | 7.68 | 1 | 365 | 8.7796 | 0.59961 | 9 | 0.37923
63207 | 10.44 | 1 | 365 | 11.9348 | 0.92447 | 12 | 0.85927
63213 | 2.86 | 1 | 365 | 3.2695 | 0.55402 | 3 | 0.82352
61262 | 10.6 | 1 | 365 | 12.1177 | 0.29113 | 12 | 0.40884
59918 | 7.28 | 1 | 365 | 8.3224 | 0.68296 | 9 | 0.0053149
59986 | 9.88 | 1 | 365 | 11.2946 | 0.64117 | 11 | 0.93578
42324 | 9.88 | 1 | 365 | 11.2946 | 0.64117 | 11 | 0.93578
60068 | 5.83 | 1 | 365 | 6.6647 | 0.36012 | 7 | 0.024861
60163 | 8.48 | 1 | 365 | 9.6942 | 0.4329 | 10 | 0.12707
60015 | 10.5 | 1 | 365 | 12.0034 | 0.061968 | 12 | 0.065358
59969 | 10.15 | 1 | 365 | 11.6033 | 0.2599 | 11 | 0.86318
60951 | 5.98 | 1 | 365 | 6.8362 | 0.70386 | 7 | 0.54008
39710 | 6.885 | 1 | 365 | 7.8708 | 0.77778 | 8 | 0.64857
59398 | 8.32 | 1 | 365 | 9.5113 | 0.066245 | 9 | 0.5775
60488 | 9.805 | 1 | 365 | 11.2089 | 0.46929 | 11 | 0.67817
60239 | 11.52 | 1 | 365 | 13.1694 | 0.39942 | 13 | 0.56885
60245 | 6.08 | 1 | 365 | 6.9505 | 0.93303 | 7 | 0.88356
60744 | 8.64 | 1 | 365 | 9.8771 | 0.79956 | 10 | 0.67664
60748 | 12.8 | 1 | 365 | 14.6327 | 0.33268 | 14 | 0.96539
59553 | 8.32 | 1 | 365 | 9.5113 | 0.066245 | 9 | 0.5775
61215 | 6.4 | 1 | 365 | 7.3164 | 0.66634 | 7 | 0.98269
61411 | 8.32 | 1 | 365 | 9.5113 | 0.066245 | 9 | 0.5775
62194 | 13.76 | 1 | 365 | 15.7302 | 0.53264 | 16 | 0.26279
62195 | 4.48 | 1 | 365 | 5.1214 | 0.26644 | 5 | 0.38789
62626 | 7.68 | 1 | 365 | 8.7796 | 0.59961 | 9 | 0.37923
60096 | 7.83 | 1 | 365 | 8.9511 | 0.94335 | 9 | 0.89445
60355 | 9.1 | 1 | 365 | 10.4029 | 0.85371 | 11 | 0.25664
39603 | 2.34 | 1 | 365 | 2.675 | 0.36238 | 3 | 0.037423
59447 | 9.275 | 1 | 365 | 10.603 | 0.25474 | 10 | 0.85773
60140 | 5.72 | 1 | 365 | 6.539 | 0.10804 | 6 | 0.64703
63220 | 4.32 | 1 | 365 | 4.9385 | 0.89978 | 5 | 0.83832
63111 | 8.28 | 1 | 365 | 9.4655 | 0.97458 | 10 | 0.44011
63228 | 8.32 | 1 | 365 | 9.5113 | 0.066245 | 9 | 0.5775
63229 | 8.32 | 1 | 365 | 9.5113 | 0.066245 | 9 | 0.5775
63230 | 5.72 | 1 | 365 | 6.539 | 0.10804 | 6 | 0.64703
63231 | 8.12 | 1 | 365 | 9.2826 | 0.60792 | 9 | 0.89054
63235 | 7.125 | 1 | 365 | 8.1452 | 0.32776 | 8 | 0.47292
63247 | 13.26 | 1 | 365 | 15.1586 | 0.38683 | 15 | 0.54539
63249 | 4.42 | 1 | 365 | 5.0529 | 0.12894 | 5 | 0.1818
63251 | 10.4 | 1 | 365 | 11.8891 | 0.83281 | 12 | 0.72188
40222 | 5.2 | 1 | 365 | 5.9445 | 0.9164 | 6 | 0.86094
45457 | 10.92 | 1 | 365 | 12.4835 | 0.024447 | 12 | 0.50797
47864 | 7.8 | 1 | 365 | 8.9168 | 0.8746 | 9 | 0.79141
37963 | 5.1 | 1 | 365 | 5.8302 | 0.68724 | 6 | 0.51746
39445 | 8.06 | 1 | 365 | 9.214 | 0.47042 | 9 | 0.68446
42226 | 12.48 | 1 | 365 | 14.2669 | 0.59937 | 14 | 0.86625
43892 | 14.045 | 1 | 365 | 16.056 | 0.18575 | 16 | 0.24171
54682 | 6.76 | 1 | 365 | 7.7279 | 0.49132 | 8 | 0.21922
55403 | 6.095 | 1 | 365 | 6.9677 | 0.9674 | 7 | 0.93508
58065 | 5.3 | 1 | 365 | 6.0589 | 0.14556 | 6 | 0.20442
57363 | 8.58 | 1 | 365 | 9.8085 | 0.66207 | 10 | 0.47055
56667 | 6.24 | 1 | 365 | 7.1334 | 0.29968 | 7 | 0.43313
53896 | 5.98 | 1 | 365 | 6.8362 | 0.70386 | 7 | 0.54008
61370 | 9.88 | 1 | 365 | 11.2946 | 0.64117 | 11 | 0.93578
54242 | 4.94 | 1 | 365 | 5.6473 | 0.32058 | 5 | 0.96789
56737 | 8.32 | 1 | 365 | 9.5113 | 0.066245 | 9 | 0.5775
54243 | 4.68 | 1 | 365 | 5.3501 | 0.72476 | 6 | 0.074845
54260 | 4.68 | 1 | 365 | 5.3501 | 0.72476 | 6 | 0.074845
53908 | 13 | 1 | 365 | 14.8613 | 0.79101 | 15 | 0.65235
54352 | 3.9 | 1 | 365 | 4.4584 | 0.9373 | 5 | 0.3957
53921 | 8.06 | 1 | 365 | 9.214 | 0.47042 | 9 | 0.68446
53910 | 5.355 | 1 | 365 | 6.1217 | 0.2716 | 6 | 0.39333
54067 | 4.16 | 1 | 365 | 4.7556 | 0.53312 | 5 | 0.28875
54212 | 4.94 | 1 | 365 | 5.6473 | 0.32058 | 5 | 0.96789
62581 | 4.24 | 1 | 365 | 4.8471 | 0.71645 | 5 | 0.56354
62387 | 4.42 | 1 | 365 | 5.0529 | 0.12894 | 5 | 0.1818
62991 | 4.42 | 1 | 365 | 5.0529 | 0.12894 | 5 | 0.1818
63253 | 6.24 | 1 | 365 | 7.1334 | 0.29968 | 7 | 0.43313
63255 | 10.14 | 1 | 365 | 11.5918 | 0.23699 | 11 | 0.82883
63256 | 13.34 | 1 | 365 | 15.25 | 0.57016 | 15 | 0.82018
63259 | 4.86 | 1 | 365 | 5.5559 | 0.13725 | 5 | 0.69311
63260 | 10.14 | 1 | 365 | 11.5918 | 0.23699 | 11 | 0.82883
63264 | 5.2 | 1 | 365 | 5.9445 | 0.9164 | 6 | 0.86094
63268 | 7.28 | 1 | 365 | 8.3224 | 0.68296 | 9 | 0.0053149
63269 | 8.06 | 1 | 365 | 9.214 | 0.47042 | 9 | 0.68446
63270 | 7.02 | 1 | 365 | 8.0251 | 0.087144 | 8 | 0.11227
53004 | 3.25 | 1 | 365 | 3.7153 | 0.44775 | 4 | 0.16309
63274 | 12.48 | 1 | 365 | 14.2669 | 0.59937 | 14 | 0.86625
63275 | 5.46 | 1 | 365 | 6.2418 | 0.51222 | 6 | 0.75399
63276 | 10.14 | 1 | 365 | 11.5918 | 0.23699 | 11 | 0.82883
63277 | 6.76 | 1 | 365 | 7.7279 | 0.49132 | 8 | 0.21922
63278 | 5.46 | 1 | 365 | 6.2418 | 0.51222 | 6 | 0.75399
63280 | 3.12 | 1 | 365 | 3.5667 | 0.14984 | 3 | 0.71656
62027 | 3.57 | 1 | 365 | 4.0812 | 0.18107 | 4 | 0.26222
50015 | 58.9 | 0.9 | 365 | 60.6 | 0.47856 | 61 | 0.078536
50854 | 8.55 | 1 | 365 | 9.7742 | 0.59332 | 10 | 0.36751
63250 | 12.48 | 1 | 365 | 14.2669 | 0.59937 | 14 | 0.86625
63258 | 5.98 | 1 | 365 | 6.8362 | 0.70386 | 7 | 0.54008
63077 | 12.48 | 1 | 365 | 14.2669 | 0.59937 | 14 | 0.86625
63079 | 4.94 | 1 | 365 | 5.6473 | 0.32058 | 5 | 0.96789
63159 | 11.985 | 1 | 365 | 13.701 | 0.46502 | 14 | 0.16603
63296 | 10.4 | 1 | 365 | 11.8891 | 0.83281 | 12 | 0.72188
63297 | 10.66 | 1 | 365 | 12.1863 | 0.42863 | 12 | 0.61493
63298 | 12.18 | 1 | 365 | 13.9239 | 0.91188 | 14 | 0.83582
63299 | 5.46 | 1 | 365 | 6.2418 | 0.51222 | 6 | 0.75399
61673 | 2.6 | 1 | 365 | 2.9723 | 0.9582 | 3 | 0.93047
63312 | 2.08 | 1 | 365 | 2.3778 | 0.76656 | 3 | 0.14438
37095 | 3.12 | 1 | 365 | 3.5667 | 0.14984 | 3 | 0.71656
63322 | 10.66 | 1 | 365 | 12.1863 | 0.42863 | 12 | 0.61493
59782 | 20.02 | 1 | 365 | 22.8865 | 0.87815 | 23 | 0.76462
63348 | 24.9 | 1 | 365 | 28.4652 | 0.061238 | 28 | 0.52642
63355 | 11.685 | 1 | 365 | 13.3581 | 0.77753 | 14 | 0.13559
63354 | 10.35 | 1 | 365 | 11.8319 | 0.71823 | 12 | 0.55014
63359 | 17.1 | 1 | 365 | 19.5484 | 0.18663 | 19 | 0.73501
63360 | 10.005 | 1 | 365 | 11.4375 | 0.92762 | 12 | 0.36513
63365 | 8.97 | 1 | 365 | 10.2543 | 0.5558 | 10 | 0.81012
63369 | 24.96 | 1 | 365 | 28.5338 | 0.19874 | 28 | 0.73251
63371 | 6.7 | 1 | 365 | 7.6593 | 0.35383 | 8 | 0.013133
18306 | 5.2 | 1 | 365 | 5.9445 | 0.9164 | 6 | 0.86094
32036 | 4.16 | 1 | 365 | 4.7556 | 0.53312 | 5 | 0.28875
63384 | 5.2 | 1 | 365 | 5.9445 | 0.9164 | 6 | 0.86094
63386 | 5.4 | 1 | 365 | 6.1732 | 0.37473 | 6 | 0.5479
63389 | 7.56 | 1 | 365 | 8.6424 | 0.32462 | 8 | 0.96706
63390 | 6.24 | 1 | 365 | 7.1334 | 0.29968 | 7 | 0.43313
63391 | 10.66 | 1 | 365 | 12.1863 | 0.42863 | 12 | 0.61493
63394 | 7.54 | 1 | 365 | 8.6196 | 0.27878 | 8 | 0.89836
63395 | 12.48 | 1 | 365 | 14.2669 | 0.59937 | 14 | 0.86625
63397 | 8.32 | 1 | 365 | 9.5113 | 0.066245 | 9 | 0.5775
63399 | 5.72 | 1 | 365 | 6.539 | 0.10804 | 6 | 0.64703
63401 | 5.98 | 1 | 365 | 6.8362 | 0.70386 | 7 | 0.54008
63411 | 10.83 | 1 | 365 | 12.3806 | 0.8182 | 13 | 0.19884
63239 | 10.08 | 1 | 365 | 11.5233 | 0.099489 | 11 | 0.62274
63424 | 12 | 1 | 365 | 13.7182 | 0.49939 | 14 | 0.21755
63426 | 4.8 | 1 | 365 | 5.4873 | 0.99976 | 6 | 0.48702
63428 | 6.375 | 1 | 365 | 7.2878 | 0.60905 | 7 | 0.89682
63429 | 13.115 | 1 | 365 | 14.9928 | 0.054544 | 15 | 0.04735
63439 | 6.76 | 1 | 365 | 7.7279 | 0.49132 | 8 | 0.21922
36140 | 30.87 | 1 | 365 | 35.29 | 0.74219 | 36 | 0.032153
51463 | 43.68 | 1 | 365 | 49.9341 | 0.097787 | 50 | 0.031889
20766 | 636.12 | 0.8 | 365 | 581.7597 | 0.19422 | 581 | 0.95395
60725 | 954.18 | 1 | 365 | 1090.7995 | 0.61415 | 1091 | 0.41365
63508 | 7.245 | 1 | 365 | 8.2823 | 0.60276 | 8 | 0.8851
51279 | 3.2 | 1 | 365 | 3.6582 | 0.33317 | 3 | 0.99135
32432 | 20.145 | 1 | 365 | 23.0294 | 0.1646 | 23 | 0.19397
63502 | 9 | 1 | 365 | 10.2886 | 0.62454 | 10 | 0.91316
63469 | 6.76 | 1 | 365 | 7.7279 | 0.49132 | 8 | 0.21922
63470 | 11.44 | 1 | 365 | 13.078 | 0.21609 | 13 | 0.29407
63471 | 11.66 | 1 | 365 | 13.3295 | 0.72024 | 14 | 0.049721
63475 | 5.72 | 1 | 365 | 6.539 | 0.10804 | 6 | 0.64703
63477 | 9.36 | 1 | 365 | 10.7002 | 0.44953 | 11 | 0.14969
63479 | 9.945 | 1 | 365 | 11.3689 | 0.79012 | 12 | 0.15905
63480 | 3.71 | 1 | 365 | 4.2412 | 0.5019 | 4 | 0.74309
63481 | 5.2 | 1 | 365 | 5.9445 | 0.9164 | 6 | 0.86094
63482 | 4.68 | 1 | 365 | 5.3501 | 0.72476 | 6 | 0.074845
63483 | 7.8 | 1 | 365 | 8.9168 | 0.8746 | 9 | 0.79141
63485 | 4.68 | 1 | 365 | 5.3501 | 0.72476 | 6 | 0.074845
63486 | 9.36 | 1 | 365 | 10.7002 | 0.44953 | 11 | 0.14969
63488 | 11.2 | 1 | 365 | 12.8036 | 0.6661 | 13 | 0.46972
63490 | 7 | 1 | 365 | 8.0023 | 0.041312 | 8 | 0.043572
63525 | 9.28 | 1 | 365 | 10.6087 | 0.2662 | 10 | 0.87491
63194 | 10 | 1 | 365 | 11.4318 | 0.91616 | 12 | 0.34796
60562 | 649.4 | 1 | 365 | 742.3811 | 0.17543 | 742 | 0.55652
62284 | 6.89 | 1 | 365 | 7.8765 | 0.78923 | 8 | 0.66574
63527 | 7.93 | 1 | 365 | 9.0654 | 0.17251 | 9 | 0.23793
63600 | 10.07 | 1 | 365 | 11.5118 | 0.076573 | 11 | 0.5884
63625 | 7.54 | 1 | 365 | 8.6196 | 0.27878 | 8 | 0.89836
63630 | 6.5 | 1 | 365 | 7.4307 | 0.8955 | 8 | 0.32617
63635 | 9.54 | 1 | 365 | 10.9059 | 0.86202 | 11 | 0.76795
63637 | 6.24 | 1 | 365 | 7.1334 | 0.29968 | 7 | 0.43313
63655 | 11.44 | 1 | 365 | 13.078 | 0.21609 | 13 | 0.29407
63678 | 4.505 | 1 | 365 | 5.15 | 0.32373 | 5 | 0.47376
63682 | 9.275 | 1 | 365 | 10.603 | 0.25474 | 10 | 0.85773
63690 | 9.01 | 1 | 365 | 10.3001 | 0.64746 | 10 | 0.94751
63692 | 3.64 | 1 | 365 | 4.1612 | 0.34148 | 4 | 0.50266
63701 | 4.77 | 1 | 365 | 5.453 | 0.93101 | 6 | 0.38398
63768 | 8.32 | 1 | 365 | 9.5113 | 0.066245 | 9 | 0.5775
63803 | 5.865 | 1 | 365 | 6.7048 | 0.44033 | 7 | 0.14508
15621 | 9.1 | 1 | 365 | 10.4029 | 0.85371 | 11 | 0.25664
51915 | 9.36 | 1 | 365 | 10.7002 | 0.44953 | 11 | 0.14969
16623 | 4.335 | 1 | 365 | 4.9557 | 0.93416 | 5 | 0.88984
15130 | 5.5 | 1 | 365 | 6.2875 | 0.60389 | 6 | 0.89138
61179 | 8.925 | 1 | 365 | 10.2029 | 0.45267 | 10 | 0.65555
63814 | 6.5 | 1 | 365 | 7.4307 | 0.8955 | 8 | 0.32617
49224 | 7.44 | 1 | 365 | 8.5053 | 0.049623 | 8 | 0.55488
62217 | 3.12 | 1 | 365 | 3.5667 | 0.14984 | 3 | 0.71656
13990 | 3.675 | 1 | 365 | 4.2012 | 0.42169 | 4 | 0.62288
59319 | 7.44 | 1 | 365 | 8.5053 | 0.049623 | 8 | 0.55488
48647 | 2.805 | 1 | 365 | 3.2066 | 0.42798 | 3 | 0.6346
63564 | 7.65 | 1 | 365 | 8.7453 | 0.53086 | 9 | 0.27619
63570 | 4.48 | 1 | 365 | 5.1214 | 0.26644 | 5 | 0.38789
63609 | 7.975 | 1 | 365 | 9.1169 | 0.27564 | 9 | 0.3925
63613 | 9.805 | 1 | 365 | 11.2089 | 0.46929 | 11 | 0.67817
63617 | 10.35 | 1 | 365 | 11.8319 | 0.71823 | 12 | 0.55014
63587 | 7.5 | 1 | 365 | 8.5739 | 0.18712 | 8 | 0.76097
63721 | 4.08 | 1 | 365 | 4.6642 | 0.34979 | 5 | 0.013968
63723 | 7.65 | 1 | 365 | 8.7453 | 0.53086 | 9 | 0.27619
63727 | 7.395 | 1 | 365 | 8.4538 | 0.9465 | 9 | 0.40032
63597 | 7.875 | 1 | 365 | 9.0025 | 0.046476 | 9 | 0.049019
63622 | 6.9 | 1 | 365 | 7.8879 | 0.81215 | 8 | 0.70009
63638 | 8.4 | 1 | 365 | 9.6027 | 0.24957 | 9 | 0.85229
63646 | 9.275 | 1 | 365 | 10.603 | 0.25474 | 10 | 0.85773
63647 | 7 | 1 | 365 | 8.0023 | 0.041312 | 8 | 0.043572
63652 | 11.2 | 1 | 365 | 12.8036 | 0.6661 | 13 | 0.46972
63643 | 15.87 | 1 | 365 | 18.1423 | 0.36795 | 18 | 0.51021
63621 | 12.753 | 1 | 365 | 14.579 | 0.22498 | 14 | 0.80395
63657 | 11.2 | 1 | 365 | 12.8036 | 0.6661 | 13 | 0.46972
63656 | 7.98 | 1 | 365 | 9.1226 | 0.2871 | 9 | 0.40967
63660 | 8.68 | 1 | 365 | 9.9228 | 0.89123 | 10 | 0.81403
63661 | 11.97 | 1 | 365 | 13.6839 | 0.43064 | 14 | 0.11451
63664 | 7.125 | 1 | 365 | 8.1452 | 0.32776 | 8 | 0.47292
63665 | 11.73 | 1 | 365 | 13.4095 | 0.88066 | 14 | 0.29016
63669 | 8.415 | 1 | 365 | 9.6199 | 0.28395 | 9 | 0.90381
63676 | 10.36 | 1 | 365 | 11.8433 | 0.74114 | 12 | 0.58449
63680 | 10.14 | 1 | 365 | 11.5918 | 0.23699 | 11 | 0.82883
63762 | 4.24 | 1 | 365 | 4.8471 | 0.71645 | 5 | 0.56354
63765 | 8.25 | 1 | 365 | 9.4312 | 0.90583 | 10 | 0.33707
63770 | 7.685 | 1 | 365 | 8.7853 | 0.61107 | 9 | 0.39641
63777 | 7.685 | 1 | 365 | 8.7853 | 0.61107 | 9 | 0.39641
63787 | 5.32 | 1 | 365 | 6.0817 | 0.1914 | 6 | 0.27311
63791 | 6.36 | 1 | 365 | 7.2706 | 0.57468 | 7 | 0.8453
63806 | 4.59 | 1 | 365 | 5.2472 | 0.51852 | 5 | 0.76571
63811 | 4.08 | 1 | 365 | 4.6642 | 0.34979 | 5 | 0.013968
63813 | 7.14 | 1 | 365 | 8.1623 | 0.36214 | 8 | 0.52444
63894 | 10.9 | 1 | 365 | 12.4607 | 0.97861 | 13 | 0.43928
63921 | 4.845 | 1 | 365 | 5.5387 | 0.10288 | 5 | 0.64159
63922 | 5.1 | 1 | 365 | 5.8302 | 0.68724 | 6 | 0.51746
63923 | 10.455 | 1 | 365 | 11.9519 | 0.95885 | 12 | 0.91079
63925 | 12.75 | 1 | 365 | 14.5755 | 0.2181 | 14 | 0.79365
63927 | 13.515 | 1 | 365 | 15.4501 | 0.97119 | 16 | 0.42127
63928 | 4.08 | 1 | 365 | 4.6642 | 0.34979 | 5 | 0.013968
63930 | 5.61 | 1 | 365 | 6.4132 | 0.85597 | 7 | 0.26921
63933 | 6.885 | 1 | 365 | 7.8708 | 0.77778 | 8 | 0.64857
63934 | 8.06 | 1 | 365 | 9.214 | 0.47042 | 9 | 0.68446
63936 | 5.1 | 1 | 365 | 5.8302 | 0.68724 | 6 | 0.51746
63940 | 6.44 | 1 | 365 | 7.3621 | 0.75801 | 8 | 0.12009
63941 | 5.6 | 1 | 365 | 6.4018 | 0.83305 | 7 | 0.23486
63942 | 9.54 | 1 | 365 | 10.9059 | 0.86202 | 11 | 0.76795
63944 | 9.54 | 1 | 365 | 10.9059 | 0.86202 | 11 | 0.76795
63946 | 10.07 | 1 | 365 | 11.5118 | 0.076573 | 11 | 0.5884
63683 | 9.975 | 1 | 365 | 11.4032 | 0.85887 | 12 | 0.26209
63668 | 11.97 | 1 | 365 | 13.6839 | 0.43064 | 14 | 0.11451
63719 | 5.232 | 1 | 365 | 5.9811 | 0.98973 | 6 | 0.97085
63910 | 10.08 | 1 | 365 | 11.5233 | 0.099489 | 11 | 0.62274
46765 | 7.59 | 1 | 365 | 8.6767 | 0.39337 | 9 | 0.070102
43979 | 24.852 | 1 | 365 | 28.4103 | 0.95124 | 29 | 0.36155
63794 | 10.695 | 1 | 365 | 12.2263 | 0.50883 | 12 | 0.73514
63857 | 6.24 | 1 | 365 | 7.1334 | 0.29968 | 7 | 0.43313
63868 | 9.81 | 1 | 365 | 11.2146 | 0.48075 | 11 | 0.69535
63870 | 2.65 | 1 | 365 | 3.0294 | 0.072782 | 3 | 0.10221
46884 | 11.34 | 1 | 365 | 12.9637 | 0.98693 | 13 | 0.95059
49796 | 8.829 | 1 | 365 | 10.0931 | 0.23268 | 10 | 0.32581
20844 | 2543.625 | 1 | 365 | 2907.8212 | 0.011748 | 2907 | 0.83298
49228 | 11.772 | 1 | 365 | 13.4575 | 0.9769 | 14 | 0.43442
49129 | 11.445 | 1 | 365 | 13.0837 | 0.22755 | 13 | 0.31124
63846 | 8.84 | 1 | 365 | 10.1057 | 0.25789 | 10 | 0.3636
63847 | 5.035 | 1 | 365 | 5.7559 | 0.53829 | 6 | 0.2942
63855 | 5.72 | 1 | 365 | 6.539 | 0.10804 | 6 | 0.64703
63878 | 4.68 | 1 | 365 | 5.3501 | 0.72476 | 6 | 0.074845
63880 | 7.8 | 1 | 365 | 8.9168 | 0.8746 | 9 | 0.79141
63884 | 13 | 1 | 365 | 14.8613 | 0.79101 | 15 | 0.65235
63887 | 9.1 | 1 | 365 | 10.4029 | 0.85371 | 11 | 0.25664
33132 | 6.12 | 1 | 365 | 6.9963 | 0.02469 | 7 | 0.020952
63888 | 3.64 | 1 | 365 | 4.1612 | 0.34148 | 4 | 0.50266
63890 | 2.65 | 1 | 365 | 3.0294 | 0.072782 | 3 | 0.10221
63895 | 5.886 | 1 | 365 | 6.7288 | 0.48845 | 7 | 0.21721
63897 | 10.137 | 1 | 365 | 11.5884 | 0.23011 | 11 | 0.81853
19962 | 4.59 | 1 | 365 | 5.2472 | 0.51852 | 5 | 0.76571
63903 | 6.3 | 1 | 365 | 7.202 | 0.43718 | 7 | 0.63921
63905 | 6.5 | 1 | 365 | 7.4307 | 0.8955 | 8 | 0.32617
63908 | 5.52 | 1 | 365 | 6.3104 | 0.64972 | 6 | 0.96007
63912 | 9.57 | 1 | 365 | 10.9402 | 0.93077 | 11 | 0.871
63932 | 9.54 | 1 | 365 | 10.9059 | 0.86202 | 11 | 0.76795
63951 | 8.84 | 1 | 365 | 10.1057 | 0.25789 | 10 | 0.3636
63956 | 7.848 | 1 | 365 | 8.9717 | 0.9846 | 9 | 0.95628
63959 | 11.96 | 1 | 365 | 13.6724 | 0.40773 | 14 | 0.08016
63963 | 4.94 | 1 | 365 | 5.6473 | 0.32058 | 5 | 0.96789
63964 | 13.78 | 1 | 365 | 15.753 | 0.57847 | 16 | 0.33149
63974 | 6.24 | 1 | 365 | 7.1334 | 0.29968 | 7 | 0.43313
63984 | 2.34 | 1 | 365 | 2.675 | 0.36238 | 3 | 0.037423
63985 | 11.985 | 1 | 365 | 13.701 | 0.46502 | 14 | 0.16603
63991 | 7.02 | 1 | 365 | 8.0251 | 0.087144 | 8 | 0.11227
63998 | 6.095 | 1 | 365 | 6.9677 | 0.9674 | 7 | 0.93508
63999 | 6.36 | 1 | 365 | 7.2706 | 0.57468 | 7 | 0.8453
64002 | 10.5 | 1 | 365 | 12.0034 | 0.061968 | 12 | 0.065358
64007 | 8.1 | 1 | 365 | 9.2598 | 0.56209 | 9 | 0.82185
63864 | 7.92 | 1 | 365 | 9.054 | 0.1496 | 9 | 0.20358
64021 | 7.04 | 1 | 365 | 8.048 | 0.13298 | 8 | 0.18096
64022 | 11.22 | 1 | 365 | 12.8265 | 0.71193 | 13 | 0.53841
36644 | 15.675 | 1 | 365 | 17.9193 | 0.92108 | 18 | 0.84043
64049 | 5.46 | 1 | 365 | 6.2418 | 0.51222 | 6 | 0.75399
64050 | 8.7 | 1 | 365 | 9.9457 | 0.93706 | 10 | 0.88273
64063 | 4.42 | 1 | 365 | 5.0529 | 0.12894 | 5 | 0.1818
64070 | 4.42 | 1 | 365 | 5.0529 | 0.12894 | 5 | 0.1818
64167 | 8.215 | 1 | 365 | 9.3912 | 0.82563 | 10 | 0.21685
64347 | 5.83 | 1 | 365 | 6.6647 | 0.36012 | 7 | 0.024861
64349 | 5.3 | 1 | 365 | 6.0589 | 0.14556 | 6 | 0.20442
64390 | 12.455 | 1 | 365 | 14.2383 | 0.54208 | 14 | 0.78038
64398 | 8.58 | 1 | 365 | 9.8085 | 0.66207 | 10 | 0.47055
64399 | 6.76 | 1 | 365 | 7.7279 | 0.49132 | 8 | 0.21922
64402 | 4.725 | 1 | 365 | 5.4015 | 0.82789 | 6 | 0.22941
64281 | 5.98 | 1 | 365 | 6.8362 | 0.70386 | 7 | 0.54008
52242 | 20.4 | 1 | 365 | 23.3209 | 0.74897 | 24 | 0.069838
64060 | 7.2 | 1 | 365 | 8.2309 | 0.49964 | 8 | 0.73053
64061 | 3.64 | 1 | 365 | 4.1612 | 0.34148 | 4 | 0.50266
63672 | 6.63 | 1 | 365 | 7.5793 | 0.19341 | 7 | 0.7727
63788 | 8.96 | 1 | 365 | 10.2429 | 0.53288 | 10 | 0.77577
63795 | 5.1 | 1 | 365 | 5.8302 | 0.68724 | 6 | 0.51746
63804 | 9.945 | 1 | 365 | 11.3689 | 0.79012 | 12 | 0.15905
63805 | 8.96 | 1 | 365 | 10.2429 | 0.53288 | 10 | 0.77577
63818 | 11.2 | 1 | 365 | 12.8036 | 0.6661 | 13 | 0.46972
63926 | 11.475 | 1 | 365 | 13.118 | 0.29629 | 13 | 0.41428
63935 | 8.67 | 1 | 365 | 9.9114 | 0.86831 | 10 | 0.77968
47919 | 10.98 | 1 | 365 | 12.5521 | 0.16194 | 12 | 0.71406
44861 | 6 | 1 | 365 | 6.8591 | 0.7497 | 7 | 0.60878
44629 | 5.1 | 1 | 365 | 5.8302 | 0.68724 | 6 | 0.51746
44989 | 7.14 | 1 | 365 | 8.1623 | 0.36214 | 8 | 0.52444
48439 | 10.175 | 1 | 365 | 11.6319 | 0.31719 | 11 | 0.94905
48704 | 11.97 | 1 | 365 | 13.6839 | 0.43064 | 14 | 0.11451
64006 | 5.865 | 1 | 365 | 6.7048 | 0.44033 | 7 | 0.14508
57070 | 5.2 | 1 | 365 | 5.9445 | 0.9164 | 6 | 0.86094
64090 | 5.88 | 1 | 365 | 6.7219 | 0.4747 | 7 | 0.1966
64202 | 4.16 | 1 | 365 | 4.7556 | 0.53312 | 5 | 0.28875
64203 | 10.71 | 1 | 365 | 12.2435 | 0.54321 | 12 | 0.78667
50158 | 3.05 | 1 | 365 | 3.4867 | 0.98943 | 4 | 0.47613
51261 | 7.95 | 1 | 365 | 9.0883 | 0.21835 | 9 | 0.30663
48852 | 5.2 | 1 | 365 | 5.9445 | 0.9164 | 6 | 0.86094
49882 | 3.795 | 1 | 365 | 4.3384 | 0.69668 | 5 | 0.035051
64075 | 11.385 | 1 | 365 | 13.0151 | 0.090048 | 13 | 0.10515
64083 | 6.93 | 1 | 365 | 7.9222 | 0.8809 | 8 | 0.80314
64087 | 13.545 | 1 | 365 | 15.4844 | 0.039939 | 15 | 0.52431
64094 | 9.6 | 1 | 365 | 10.9745 | 0.99951 | 11 | 0.97404
63995 | 10.6 | 1 | 365 | 12.1177 | 0.29113 | 12 | 0.40884
64127 | 7.59 | 1 | 365 | 8.6767 | 0.39337 | 9 | 0.070102
64128 | 9.6 | 1 | 365 | 10.9745 | 0.99951 | 11 | 0.97404
64136 | 8.502 | 1 | 365 | 9.7193 | 0.48332 | 10 | 0.20264
64137 | 8.1 | 1 | 365 | 9.2598 | 0.56209 | 9 | 0.82185
64138 | 11.52 | 1 | 365 | 13.1694 | 0.39942 | 13 | 0.56885
64139 | 9.38 | 1 | 365 | 10.723 | 0.49536 | 11 | 0.21839
64144 | 7.28 | 1 | 365 | 8.3224 | 0.68296 | 9 | 0.0053149
64145 | 8.32 | 1 | 365 | 9.5113 | 0.066245 | 9 | 0.5775
64151 | 9.1 | 1 | 365 | 10.4029 | 0.85371 | 11 | 0.25664
64487 | 7.98 | 1 | 365 | 9.1226 | 0.2871 | 9 | 0.40967
64165 | 9.9 | 1 | 365 | 11.3175 | 0.687 | 12 | 0.0044804
64008 | 18 | 1 | 365 | 20.5772 | 0.24909 | 20 | 0.82633
64172 | 13.734 | 1 | 365 | 15.7004 | 0.47305 | 16 | 0.17349
64004 | 31.2 | 0.9 | 365 | 32.1005 | 0.34858 | 32 | 0.44907
64110 | 11.89 | 1 | 365 | 13.5924 | 0.24731 | 13 | 0.83972
49686 | 8.505 | 1 | 365 | 9.7227 | 0.49019 | 10 | 0.21294
64190 | 12 | 1 | 365 | 13.7182 | 0.49939 | 14 | 0.21755
64193 | 4.905 | 1 | 365 | 5.6073 | 0.24038 | 5 | 0.84767
47998 | 5.7 | 1 | 365 | 6.5161 | 0.062211 | 6 | 0.57834
64214 | 11.22 | 1 | 365 | 12.8265 | 0.71193 | 13 | 0.53841
64215 | 8 | 1 | 365 | 9.1454 | 0.33293 | 9 | 0.47837
64211 | 6.21 | 1 | 365 | 7.0991 | 0.23094 | 7 | 0.33008
64224 | 7.2 | 1 | 365 | 8.2309 | 0.49964 | 8 | 0.73053
64226 | 7.8 | 1 | 365 | 8.9168 | 0.8746 | 9 | 0.79141
64236 | 5.61 | 1 | 365 | 6.4132 | 0.85597 | 7 | 0.26921
64238 | 6 | 1 | 365 | 6.8591 | 0.7497 | 7 | 0.60878
64245 | 4.32 | 1 | 365 | 4.9385 | 0.89978 | 5 | 0.83832
64262 | 2.28 | 1 | 365 | 2.6065 | 0.22488 | 2 | 0.83133
64263 | 6.9 | 1 | 365 | 7.8879 | 0.81215 | 8 | 0.70009
64278 | 5.985 | 1 | 365 | 6.8419 | 0.71532 | 7 | 0.55725
64286 | 5.886 | 1 | 365 | 6.7288 | 0.48845 | 7 | 0.21721
64296 | 8.215 | 1 | 365 | 9.3912 | 0.82563 | 10 | 0.21685
64300 | 5.035 | 1 | 365 | 5.7559 | 0.53829 | 6 | 0.2942
64304 | 9.12 | 1 | 365 | 10.4258 | 0.89954 | 11 | 0.32534
64306 | 5.3 | 1 | 365 | 6.0589 | 0.14556 | 6 | 0.20442
64312 | 10.8 | 1 | 365 | 12.3463 | 0.74945 | 13 | 0.095797
64314 | 10.07 | 1 | 365 | 11.5118 | 0.076573 | 11 | 0.5884
64317 | 4.48 | 1 | 365 | 5.1214 | 0.26644 | 5 | 0.38789
59587 | 13.4 | 1 | 365 | 15.3186 | 0.70765 | 16 | 0.026266
60152 | 10.005 | 1 | 365 | 11.4375 | 0.92762 | 12 | 0.36513
60435 | 4.56 | 1 | 365 | 5.2129 | 0.44977 | 5 | 0.66267
64321 | 9.54 | 1 | 365 | 10.9059 | 0.86202 | 11 | 0.76795
61926 | 5.13 | 1 | 365 | 5.8645 | 0.75599 | 6 | 0.6205
64329 | 10.137 | 1 | 365 | 11.5884 | 0.23011 | 11 | 0.81853
64338 | 9.45 | 1 | 365 | 10.8031 | 0.65577 | 11 | 0.45882
62830 | 9.9 | 1 | 365 | 11.3175 | 0.687 | 12 | 0.0044804
62908 | 6.54 | 1 | 365 | 7.4764 | 0.98717 | 8 | 0.46357
64348 | 6.615 | 1 | 365 | 7.5621 | 0.15904 | 7 | 0.72118
54319 | 4.55 | 1 | 365 | 5.2015 | 0.42685 | 5 | 0.62832
64354 | 4.505 | 1 | 365 | 5.15 | 0.32373 | 5 | 0.47376
64357 | 6.76 | 1 | 365 | 7.7279 | 0.49132 | 8 | 0.21922
64359 | 4.48 | 1 | 365 | 5.1214 | 0.26644 | 5 | 0.38789
64360 | 13.5 | 1 | 365 | 15.4329 | 0.93682 | 16 | 0.36975
64363 | 9.66 | 1 | 365 | 11.0431 | 0.13701 | 11 | 0.18013
50830 | 8.505 | 1 | 365 | 9.7227 | 0.49019 | 10 | 0.21294
64378 | 6.89 | 1 | 365 | 7.8765 | 0.78923 | 8 | 0.66574
64380 | 7.2 | 1 | 365 | 8.2309 | 0.49964 | 8 | 0.73053
64384 | 6.9 | 1 | 365 | 7.8879 | 0.81215 | 8 | 0.70009
64386 | 6.54 | 1 | 365 | 7.4764 | 0.98717 | 8 | 0.46357
64411 | 3.18 | 1 | 365 | 3.6353 | 0.28734 | 3 | 0.92265
64419 | 7.155 | 1 | 365 | 8.1795 | 0.39651 | 8 | 0.57597
64423 | 8.4 | 1 | 365 | 9.6027 | 0.24957 | 9 | 0.85229
64427 | 3.36 | 1 | 365 | 3.8411 | 0.69983 | 4 | 0.54091
64434 | 7.56 | 1 | 365 | 8.6424 | 0.32462 | 8 | 0.96706
64439 | 5.3 | 1 | 365 | 6.0589 | 0.14556 | 6 | 0.20442
64446 | 5.13 | 1 | 365 | 5.8645 | 0.75599 | 6 | 0.6205
64451 | 7.56 | 1 | 365 | 8.6424 | 0.32462 | 8 | 0.96706
64452 | 9.52 | 1 | 365 | 10.8831 | 0.81618 | 11 | 0.69926
64454 | 6.72 | 1 | 365 | 7.6822 | 0.39966 | 8 | 0.081829
64455 | 10.2 | 1 | 365 | 11.6604 | 0.37448 | 12 | 0.034919
64457 | 8.625 | 1 | 365 | 9.8599 | 0.76519 | 10 | 0.62512
44615 | 3.575 | 1 | 365 | 4.0869 | 0.19253 | 4 | 0.2794
64461 | 5.2 | 1 | 365 | 5.9445 | 0.9164 | 6 | 0.86094
64264 | 8.8 | 1 | 365 | 10.06 | 0.16622 | 10 | 0.2262
40834 | 13.11 | 1 | 365 | 14.9871 | 0.043086 | 15 | 0.030176
50025 | 5.49 | 1 | 365 | 6.2761 | 0.58097 | 6 | 0.85703
64488 | 9.24 | 1 | 365 | 10.563 | 0.17453 | 10 | 0.73752
64490 | 12.19 | 1 | 365 | 13.9354 | 0.9348 | 14 | 0.87016
64499 | 11.44 | 1 | 365 | 13.078 | 0.21609 | 13 | 0.29407
64501 | 4.68 | 1 | 365 | 5.3501 | 0.72476 | 6 | 0.074845
64459 | 8.64 | 1 | 365 | 9.8771 | 0.79956 | 10 | 0.67664
64516 | 9.805 | 1 | 365 | 11.2089 | 0.46929 | 11 | 0.67817
64522 | 4.68 | 1 | 365 | 5.3501 | 0.72476 | 6 | 0.074845
64525 | 3.18 | 1 | 365 | 3.6353 | 0.28734 | 3 | 0.92265
64526 | 3.64 | 1 | 365 | 4.1612 | 0.34148 | 4 | 0.50266
64527 | 3.64 | 1 | 365 | 4.1612 | 0.34148 | 4 | 0.50266
64563 | 5.72 | 1 | 365 | 6.539 | 0.10804 | 6 | 0.64703
64572 | 10.66 | 1 | 365 | 12.1863 | 0.42863 | 12 | 0.61493
64575 | 5.98 | 1 | 365 | 6.8362 | 0.70386 | 7 | 0.54008
64583 | 9.88 | 1 | 365 | 11.2946 | 0.64117 | 11 | 0.93578
64585 | 4.68 | 1 | 365 | 5.3501 | 0.72476 | 6 | 0.074845
64586 | 5.46 | 1 | 365 | 6.2418 | 0.51222 | 6 | 0.75399
59719 | 4.24 | 1 | 365 | 4.8471 | 0.71645 | 5 | 0.56354
64623 | 7.54 | 1 | 365 | 8.6196 | 0.27878 | 8 | 0.89836
45554 | 11.97 | 1 | 365 | 13.6839 | 0.43064 | 14 | 0.11451
64630 | 8.58 | 1 | 365 | 9.8085 | 0.66207 | 10 | 0.47055
64634 | 6.76 | 1 | 365 | 7.7279 | 0.49132 | 8 | 0.21922
64635 | 6.38 | 1 | 365 | 7.2935 | 0.62051 | 7 | 0.914
64636 | 5.7 | 1 | 365 | 6.5161 | 0.062211 | 6 | 0.57834
64637 | 5.04 | 1 | 365 | 5.7616 | 0.54974 | 6 | 0.31137
49203 | 10.137 | 1 | 365 | 11.5884 | 0.23011 | 11 | 0.81853
64650 | 8.08 | 1 | 365 | 9.2369 | 0.51626 | 9 | 0.75315
64653 | 6.76 | 1 | 365 | 7.7279 | 0.49132 | 8 | 0.21922
64655 | 3.9 | 1 | 365 | 4.4584 | 0.9373 | 5 | 0.3957
64666 | 5.98 | 1 | 365 | 6.8362 | 0.70386 | 7 | 0.54008
64667 | 5.98 | 1 | 365 | 6.8362 | 0.70386 | 7 | 0.54008
40446 | 7.28 | 1 | 365 | 8.3224 | 0.68296 | 9 | 0.0053149
64671 | 3.465 | 1 | 365 | 3.9611 | 0.94045 | 4 | 0.90157
64672 | 3.38 | 1 | 365 | 3.8639 | 0.74566 | 4 | 0.60961
64674 | 7.56 | 1 | 365 | 8.6424 | 0.32462 | 8 | 0.96706
64676 | 8.32 | 1 | 365 | 9.5113 | 0.066245 | 9 | 0.5775
64682 | 2.6 | 1 | 365 | 2.9723 | 0.9582 | 3 | 0.93047
64684 | 8.32 | 1 | 365 | 9.5113 | 0.066245 | 9 | 0.5775
64685 | 10.4 | 1 | 365 | 11.8891 | 0.83281 | 12 | 0.72188
64686 | 11.66 | 1 | 365 | 13.3295 | 0.72024 | 14 | 0.049721
64706 | 4.08 | 1 | 365 | 4.6642 | 0.34979 | 5 | 0.013968
64725 | 11.97 | 1 | 365 | 13.6839 | 0.43064 | 14 | 0.11451
64739 | 15.6 | 1 | 365 | 17.8336 | 0.74921 | 18 | 0.58282
61718 | 14.56 | 1 | 365 | 16.6447 | 0.36593 | 17 | 0.01063
61754 | 13.26 | 1 | 365 | 15.1586 | 0.38683 | 15 | 0.54539
64748 | 8.1 | 1 | 365 | 9.2598 | 0.56209 | 9 | 0.82185
64749 | 3.64 | 1 | 365 | 4.1612 | 0.34148 | 4 | 0.50266
64757 | 6.555 | 1 | 365 | 7.4935 | 0.021543 | 7 | 0.51509
64761 | 5.4 | 1 | 365 | 6.1732 | 0.37473 | 6 | 0.5479
64772 | 5.2 | 1 | 365 | 5.9445 | 0.9164 | 6 | 0.86094
64783 | 10.6 | 1 | 365 | 12.1177 | 0.29113 | 12 | 0.40884
64787 | 9.6 | 1 | 365 | 10.9745 | 0.99951 | 11 | 0.97404
64803 | 7.41 | 1 | 365 | 8.471 | 0.98087 | 9 | 0.45184
64813 | 9.9 | 1 | 365 | 11.3175 | 0.687 | 12 | 0.0044804
64841 | 4.16 | 1 | 365 | 4.7556 | 0.53312 | 5 | 0.28875
64842 | 5.72 | 1 | 365 | 6.539 | 0.10804 | 6 | 0.64703
64847 | 3.38 | 1 | 365 | 3.8639 | 0.74566 | 4 | 0.60961
64851 | 3.64 | 1 | 365 | 4.1612 | 0.34148 | 4 | 0.50266
64857 | 14.79 | 1 | 365 | 16.9076 | 0.893 | 17 | 0.80063
64859 | 10.6 | 1 | 365 | 12.1177 | 0.29113 | 12 | 0.40884
64860 | 6.12 | 1 | 365 | 6.9963 | 0.02469 | 7 | 0.020952
64861 | 8.215 | 1 | 365 | 9.3912 | 0.82563 | 10 | 0.21685
63392 | 12.18 | 1 | 365 | 13.9239 | 0.91188 | 14 | 0.83582
63214 | 13.26 | 1 | 365 | 15.1586 | 0.38683 | 15 | 0.54539
64784 | 14.64 | 1 | 365 | 16.7362 | 0.54926 | 17 | 0.28541
64879 | 9.275 | 1 | 365 | 10.603 | 0.25474 | 10 | 0.85773
64880 | 7.685 | 1 | 365 | 8.7853 | 0.61107 | 9 | 0.39641
64883 | 9.88 | 1 | 365 | 11.2946 | 0.64117 | 11 | 0.93578
64884 | 9.945 | 1 | 365 | 11.3689 | 0.79012 | 12 | 0.15905
64887 | 13.515 | 1 | 365 | 15.4501 | 0.97119 | 16 | 0.42127
64899 | 7.28 | 1 | 365 | 8.3224 | 0.68296 | 9 | 0.0053149
64915 | 13.25 | 1 | 365 | 15.1471 | 0.36391 | 15 | 0.51105
64919 | 11.7 | 1 | 365 | 13.3752 | 0.81191 | 14 | 0.18711
64922 | 4.24 | 1 | 365 | 4.8471 | 0.71645 | 5 | 0.56354
64932 | 5.52 | 1 | 365 | 6.3104 | 0.64972 | 6 | 0.96007
64940 | 3.48 | 1 | 365 | 3.9783 | 0.97482 | 4 | 0.95309
64941 | 9.62 | 1 | 365 | 10.9974 | 0.045346 | 11 | 0.042738
61076 | 3.922 | 1 | 365 | 4.4836 | 0.98772 | 5 | 0.47127
62019 | 8.1 | 1 | 365 | 9.2598 | 0.56209 | 9 | 0.82185
58652 | 4.44 | 1 | 365 | 5.0757 | 0.17478 | 5 | 0.25049
64984 | 4.48 | 1 | 365 | 5.1214 | 0.26644 | 5 | 0.38789
64986 | 9.6 | 1 | 365 | 10.9745 | 0.99951 | 11 | 0.97404
64993 | 8.58 | 1 | 365 | 9.8085 | 0.66207 | 10 | 0.47055
64994 | 7.65 | 1 | 365 | 8.7453 | 0.53086 | 9 | 0.27619
64995 | 5.25 | 1 | 365 | 6.0017 | 0.030984 | 6 | 0.032679
64996 | 7.54 | 1 | 365 | 8.6196 | 0.27878 | 8 | 0.89836
64997 | 6.12 | 1 | 365 | 6.9963 | 0.02469 | 7 | 0.020952
64998 | 13.52 | 1 | 365 | 15.4558 | 0.98265 | 16 | 0.43844
65000 | 2.6 | 1 | 365 | 2.9723 | 0.9582 | 3 | 0.93047
65002 | 5.72 | 1 | 365 | 6.539 | 0.10804 | 6 | 0.64703
65003 | 7.155 | 1 | 365 | 8.1795 | 0.39651 | 8 | 0.57597
65010 | 6.24 | 1 | 365 | 7.1334 | 0.29968 | 7 | 0.43313
65027 | 11.7 | 1 | 365 | 13.3752 | 0.81191 | 14 | 0.18711
65034 | 6.76 | 1 | 365 | 7.7279 | 0.49132 | 8 | 0.21922
65039 | 6.5 | 1 | 365 | 7.4307 | 0.8955 | 8 | 0.32617
65040 | 9.62 | 1 | 365 | 10.9974 | 0.045346 | 11 | 0.042738
65044 | 6.25 | 1 | 365 | 7.1449 | 0.3226 | 7 | 0.46747
65045 | 7.02 | 1 | 365 | 8.0251 | 0.087144 | 8 | 0.11227
65047 | 13.52 | 1 | 365 | 15.4558 | 0.98265 | 16 | 0.43844
65048 | 7.02 | 1 | 365 | 8.0251 | 0.087144 | 8 | 0.11227
65049 | 3.9 | 1 | 365 | 4.4584 | 0.9373 | 5 | 0.3957
65050 | 6.72 | 1 | 365 | 7.6822 | 0.39966 | 8 | 0.081829
65053 | 7 | 1 | 365 | 8.0023 | 0.041312 | 8 | 0.043572
65055 | 8.12 | 1 | 365 | 9.2826 | 0.60792 | 9 | 0.89054
65056 | 6.375 | 1 | 365 | 7.2878 | 0.60905 | 7 | 0.89682
65058 | 8.12 | 1 | 365 | 9.2826 | 0.60792 | 9 | 0.89054
65060 | 10.2 | 1 | 365 | 11.6604 | 0.37448 | 12 | 0.034919
65064 | 6.24 | 1 | 365 | 7.1334 | 0.29968 | 7 | 0.43313
50924 | 6.3 | 1 | 365 | 7.202 | 0.43718 | 7 | 0.63921
65066 | 4.68 | 1 | 365 | 5.3501 | 0.72476 | 6 | 0.074845
65069 | 10.2 | 1 | 365 | 11.6604 | 0.37448 | 12 | 0.034919
65071 | 7.155 | 1 | 365 | 8.1795 | 0.39651 | 8 | 0.57597
65074 | 11.475 | 1 | 365 | 13.118 | 0.29629 | 13 | 0.41428
65090 | 4.05 | 1 | 365 | 4.6299 | 0.28104 | 4 | 0.91092
12912 | 567.84 | 0.8 | 365 | 519.3147 | 0.016984 | 519 | 0.33165
65142 | 109.545 | 0.9 | 365 | 112.7067 | 0.93157 | 113 | 0.63826
63830 | 6.3 | 1 | 365 | 7.202 | 0.43718 | 7 | 0.63921
33498 | 1865.43 | 0.9 | 365 | 1919.27 | 0.36431 | 1919 | 0.63435
57565 | 29.25 | 0.9 | 365 | 30.0942 | 0.32679 | 30 | 0.421
57542 | 46.55 | 0.9 | 365 | 47.8935 | 0.0072523 | 47 | 0.90078
65286 | 7.125 | 1 | 365 | 8.1452 | 0.32776 | 8 | 0.47292
65287 | 9.24 | 1 | 365 | 10.563 | 0.17453 | 10 | 0.73752
65294 | 12.19 | 1 | 365 | 13.9354 | 0.9348 | 14 | 0.87016
65295 | 12.075 | 1 | 365 | 13.8039 | 0.67126 | 14 | 0.47516
65302 | 8.5 | 1 | 365 | 9.717 | 0.47874 | 10 | 0.19577
65308 | 3.36 | 1 | 365 | 3.8411 | 0.69983 | 4 | 0.54091
65322 | 11.6 | 1 | 365 | 13.2609 | 0.58275 | 13 | 0.84363
65323 | 11.6 | 1 | 365 | 13.2609 | 0.58275 | 13 | 0.84363
63099 | 4.16 | 1 | 365 | 4.7556 | 0.53312 | 5 | 0.28875
63102 | 4.505 | 1 | 365 | 5.15 | 0.32373 | 5 | 0.47376
63125 | 7.155 | 1 | 365 | 8.1795 | 0.39651 | 8 | 0.57597
63146 | 6.24 | 1 | 365 | 7.1334 | 0.29968 | 7 | 0.43313
63152 | 14.575 | 1 | 365 | 16.6618 | 0.4003 | 17 | 0.062152
59170 | 10.14 | 1 | 365 | 11.5918 | 0.23699 | 11 | 0.82883
63160 | 4.8 | 1 | 365 | 5.4873 | 0.99976 | 6 | 0.48702
63005 | 4.2 | 1 | 365 | 4.8014 | 0.62479 | 5 | 0.42614
63140 | 8.7 | 1 | 365 | 9.9457 | 0.93706 | 10 | 0.88273
63179 | 4.505 | 1 | 365 | 5.15 | 0.32373 | 5 | 0.47376
32283 | 5.98 | 1 | 365 | 6.8362 | 0.70386 | 7 | 0.54008
62519 | 2.915 | 1 | 365 | 3.3324 | 0.68006 | 4 | 0.01243
32257 | 4.94 | 1 | 365 | 5.6473 | 0.32058 | 5 | 0.96789
63189 | 5.72 | 1 | 365 | 6.539 | 0.10804 | 6 | 0.64703
62826 | 12.72 | 1 | 365 | 14.5412 | 0.14936 | 14 | 0.69061
63201 | 7.29 | 1 | 365 | 8.3338 | 0.70588 | 9 | 0.039663
63217 | 8 | 1 | 365 | 9.1454 | 0.33293 | 9 | 0.47837
63218 | 10.24 | 1 | 365 | 11.7062 | 0.46615 | 12 | 0.17231
63219 | 11.825 | 1 | 365 | 13.5181 | 0.098359 | 13 | 0.61646
63221 | 7.68 | 1 | 365 | 8.7796 | 0.59961 | 9 | 0.37923
63227 | 6 | 1 | 365 | 6.8591 | 0.7497 | 7 | 0.60878
63136 | 3.78 | 1 | 365 | 4.3212 | 0.66231 | 4 | 0.98353
63157 | 3.705 | 1 | 365 | 4.2355 | 0.49044 | 4 | 0.72592
63240 | 3.99 | 1 | 365 | 4.5613 | 0.14355 | 4 | 0.70484
63131 | 6.3 | 1 | 365 | 7.202 | 0.43718 | 7 | 0.63921
63133 | 4.725 | 1 | 365 | 5.4015 | 0.82789 | 6 | 0.22941
63248 | 6.6 | 1 | 365 | 7.545 | 0.12467 | 7 | 0.66965
47227 | 5.98 | 1 | 365 | 6.8362 | 0.70386 | 7 | 0.54008
63319 | 6.76 | 1 | 365 | 7.7279 | 0.49132 | 8 | 0.21922
63320 | 5.83 | 1 | 365 | 6.6647 | 0.36012 | 7 | 0.024861
63324 | 9.1 | 1 | 365 | 10.4029 | 0.85371 | 11 | 0.25664
63327 | 7.42 | 1 | 365 | 8.4824 | 0.0037907 | 8 | 0.48619
35922 | 7.28 | 1 | 365 | 8.3224 | 0.68296 | 9 | 0.0053149
59418 | 5.2 | 1 | 365 | 5.9445 | 0.9164 | 6 | 0.86094
63350 | 12.455 | 1 | 365 | 14.2383 | 0.54208 | 14 | 0.78038
63352 | 4.42 | 1 | 365 | 5.0529 | 0.12894 | 5 | 0.1818
52457 | 5.98 | 1 | 365 | 6.8362 | 0.70386 | 7 | 0.54008
63413 | 11 | 1 | 365 | 12.575 | 0.20778 | 12 | 0.78276
63431 | 5.83 | 1 | 365 | 6.6647 | 0.36012 | 7 | 0.024861
63432 | 10.6 | 1 | 365 | 12.1177 | 0.29113 | 12 | 0.40884
63433 | 6.76 | 1 | 365 | 7.7279 | 0.49132 | 8 | 0.21922
59562 | 3.9 | 1 | 365 | 4.4584 | 0.9373 | 5 | 0.3957
63435 | 9.6 | 1 | 365 | 10.9745 | 0.99951 | 11 | 0.97404
58719 | 12.455 | 1 | 365 | 14.2383 | 0.54208 | 14 | 0.78038
39280 | 6.76 | 1 | 365 | 7.7279 | 0.49132 | 8 | 0.21922
56501 | 6.24 | 1 | 365 | 7.1334 | 0.29968 | 7 | 0.43313
58582 | 3.71 | 1 | 365 | 4.2412 | 0.5019 | 4 | 0.74309
63506 | 7.36 | 1 | 365 | 8.4138 | 0.86629 | 9 | 0.2801
54164 | 4.16 | 1 | 365 | 4.7556 | 0.53312 | 5 | 0.28875
54139 | 5.72 | 1 | 365 | 6.539 | 0.10804 | 6 | 0.64703
63548 | 7.04 | 1 | 365 | 8.048 | 0.13298 | 8 | 0.18096
63543 | 13.25 | 1 | 365 | 15.1471 | 0.36391 | 15 | 0.51105
62233 | 9.36 | 1 | 365 | 10.7002 | 0.44953 | 11 | 0.14969
52267 | 4.94 | 1 | 365 | 5.6473 | 0.32058 | 5 | 0.96789
63464 | 3.445 | 1 | 365 | 3.9383 | 0.89462 | 4 | 0.83287
62147 | 4.77 | 1 | 365 | 5.453 | 0.93101 | 6 | 0.38398
32039 | 7.8 | 1 | 365 | 8.9168 | 0.8746 | 9 | 0.79141
47099 | 17.36 | 1 | 365 | 19.8456 | 0.78245 | 20 | 0.62806
63526 | 6.9 | 1 | 365 | 7.8879 | 0.81215 | 8 | 0.70009
62554 | 7.54 | 1 | 365 | 8.6196 | 0.27878 | 8 | 0.89836
35330 | 194.04 | 0.8 | 365 | 177.4581 | 0.73213 | 178 | 0.19025
62049 | 7.685 | 1 | 365 | 8.7853 | 0.61107 | 9 | 0.39641
61669 | 6.625 | 1 | 365 | 7.5736 | 0.18196 | 7 | 0.75552
60930 | 5.72 | 1 | 365 | 6.539 | 0.10804 | 6 | 0.64703
57433 | 6.5 | 1 | 365 | 7.4307 | 0.8955 | 8 | 0.32617
50994 | 3.78 | 1 | 365 | 4.3212 | 0.66231 | 4 | 0.98353
30645 | 11.7 | 1 | 365 | 13.3752 | 0.81191 | 14 | 0.18711
59169 | 5.98 | 1 | 365 | 6.8362 | 0.70386 | 7 | 0.54008
62788 | 10.07 | 1 | 365 | 11.5118 | 0.076573 | 11 | 0.5884
61053 | 6.93 | 1 | 365 | 7.9222 | 0.8809 | 8 | 0.80314
58840 | 3.71 | 1 | 365 | 4.2412 | 0.5019 | 4 | 0.74309
48637 | 4.16 | 1 | 365 | 4.7556 | 0.53312 | 5 | 0.28875
41183 | 8.84 | 1 | 365 | 10.1057 | 0.25789 | 10 | 0.3636
50058 | 7.8 | 1 | 365 | 8.9168 | 0.8746 | 9 | 0.79141
32410 | 5.2 | 1 | 365 | 5.9445 | 0.9164 | 6 | 0.86094
63608 | 5.2 | 1 | 365 | 5.9445 | 0.9164 | 6 | 0.86094
61247 | 6.2 | 1 | 365 | 7.0877 | 0.20802 | 7 | 0.29574
62229 | 10.92 | 1 | 365 | 12.4835 | 0.024447 | 12 | 0.50797
61052 | 4.505 | 1 | 365 | 5.15 | 0.32373 | 5 | 0.47376
61667 | 10.2 | 1 | 365 | 11.6604 | 0.37448 | 12 | 0.034919
38718 | 6.24 | 1 | 365 | 7.1334 | 0.29968 | 7 | 0.43313
62103 | 7.56 | 1 | 365 | 8.6424 | 0.32462 | 8 | 0.96706
61778 | 13.26 | 1 | 365 | 15.1586 | 0.38683 | 15 | 0.54539
56725 | 8.58 | 1 | 365 | 9.8085 | 0.66207 | 10 | 0.47055
62520 | 6.24 | 1 | 365 | 7.1334 | 0.29968 | 7 | 0.43313
57866 | 8.48 | 1 | 365 | 9.6942 | 0.4329 | 10 | 0.12707
55170 | 5.72 | 1 | 365 | 6.539 | 0.10804 | 6 | 0.64703
62528 | 3.78 | 1 | 365 | 4.3212 | 0.66231 | 4 | 0.98353
59497 | 7.28 | 1 | 365 | 8.3224 | 0.68296 | 9 | 0.0053149
63025 | 13.53 | 1 | 365 | 15.4672 | 0.0055645 | 15 | 0.47279
32033 | 4.94 | 1 | 365 | 5.6473 | 0.32058 | 5 | 0.96789
63282 | 9.805 | 1 | 365 | 11.2089 | 0.46929 | 11 | 0.67817
37789 | 7.54 | 1 | 365 | 8.6196 | 0.27878 | 8 | 0.89836
59426 | 6.5 | 1 | 365 | 7.4307 | 0.8955 | 8 | 0.32617
20727 | 323.95 | 0.8 | 365 | 296.2665 | 0.8952 | 297 | 0.16173
57982 | 5.98 | 1 | 365 | 6.8362 | 0.70386 | 7 | 0.54008
42911 | 9.62 | 1 | 365 | 10.9974 | 0.045346 | 11 | 0.042738
32529 | 7.8 | 1 | 365 | 8.9168 | 0.8746 | 9 | 0.79141
61005 | 6.5 | 1 | 365 | 7.4307 | 0.8955 | 8 | 0.32617
59574 | 7.54 | 1 | 365 | 8.6196 | 0.27878 | 8 | 0.89836
62742 | 9.54 | 1 | 365 | 10.9059 | 0.86202 | 11 | 0.76795
63286 | 4.42 | 1 | 365 | 5.0529 | 0.12894 | 5 | 0.1818
32038 | 4.68 | 1 | 365 | 5.3501 | 0.72476 | 6 | 0.074845
61615 | 4.77 | 1 | 365 | 5.453 | 0.93101 | 6 | 0.38398
57064 | 7.42 | 1 | 365 | 8.4824 | 0.0037907 | 8 | 0.48619
60954 | 3.975 | 1 | 365 | 4.5441 | 0.10917 | 4 | 0.65331
57109 | 9.36 | 1 | 365 | 10.7002 | 0.44953 | 11 | 0.14969
62556 | 3.64 | 1 | 365 | 4.1612 | 0.34148 | 4 | 0.50266
62944 | 13.25 | 1 | 365 | 15.1471 | 0.36391 | 15 | 0.51105
21066 | 6.24 | 1 | 365 | 7.1334 | 0.29968 | 7 | 0.43313
48706 | 7.28 | 1 | 365 | 8.3224 | 0.68296 | 9 | 0.0053149
63529 | 7.68 | 1 | 365 | 8.7796 | 0.59961 | 9 | 0.37923
63551 | 9.555 | 1 | 365 | 10.9231 | 0.89639 | 11 | 0.81948
63604 | 10.8 | 1 | 365 | 12.3463 | 0.74945 | 13 | 0.095797
63747 | 13.44 | 1 | 365 | 15.3643 | 0.79932 | 16 | 0.16366
63519 | 8.1 | 1 | 365 | 9.2598 | 0.56209 | 9 | 0.82185
63780 | 9.6 | 1 | 365 | 10.9745 | 0.99951 | 11 | 0.97404
63789 | 5.13 | 1 | 365 | 5.8645 | 0.75599 | 6 | 0.6205
63792 | 6.4 | 1 | 365 | 7.3164 | 0.66634 | 7 | 0.98269
63798 | 8.82 | 1 | 365 | 10.0828 | 0.21205 | 10 | 0.2949
63873 | 5.886 | 1 | 365 | 6.7288 | 0.48845 | 7 | 0.21721
62547 | 3.975 | 1 | 365 | 4.5441 | 0.10917 | 4 | 0.65331
59219 | 4.505 | 1 | 365 | 5.15 | 0.32373 | 5 | 0.47376
63911 | 8.19 | 1 | 365 | 9.3626 | 0.76834 | 10 | 0.13098
31467 | 5.2 | 1 | 365 | 5.9445 | 0.9164 | 6 | 0.86094
23565 | 12.48 | 1 | 365 | 14.2669 | 0.59937 | 14 | 0.86625
64044 | 4.42 | 1 | 365 | 5.0529 | 0.12894 | 5 | 0.1818
64130 | 13.25 | 1 | 365 | 15.1471 | 0.36391 | 15 | 0.51105
64270 | 5.2 | 1 | 365 | 5.9445 | 0.9164 | 6 | 0.86094
64271 | 5.46 | 1 | 365 | 6.2418 | 0.51222 | 6 | 0.75399
64280 | 7.02 | 1 | 365 | 8.0251 | 0.087144 | 8 | 0.11227
64285 | 4.68 | 1 | 365 | 5.3501 | 0.72476 | 6 | 0.074845
64288 | 6.625 | 1 | 365 | 7.5736 | 0.18196 | 7 | 0.75552
64287 | 5.46 | 1 | 365 | 6.2418 | 0.51222 | 6 | 0.75399
64293 | 6.24 | 1 | 365 | 7.1334 | 0.29968 | 7 | 0.43313
64295 | 6.625 | 1 | 365 | 7.5736 | 0.18196 | 7 | 0.75552
24166 | 7.54 | 1 | 365 | 8.6196 | 0.27878 | 8 | 0.89836
57620 | 17.68 | 1 | 365 | 20.2114 | 0.51577 | 20 | 0.72719
60701 | 12.48 | 1 | 365 | 14.2669 | 0.59937 | 14 | 0.86625
56990 | 4.16 | 1 | 365 | 4.7556 | 0.53312 | 5 | 0.28875
58502 | 9.62 | 1 | 365 | 10.9974 | 0.045346 | 11 | 0.042738
58528 | 10.6 | 1 | 365 | 12.1177 | 0.29113 | 12 | 0.40884
52428 | 4.68 | 1 | 365 | 5.3501 | 0.72476 | 6 | 0.074845
64074 | 7.02 | 1 | 365 | 8.0251 | 0.087144 | 8 | 0.11227
64176 | 10.8 | 1 | 365 | 12.3463 | 0.74945 | 13 | 0.095797
64229 | 12.426 | 1 | 365 | 14.2052 | 0.47562 | 14 | 0.68078
64231 | 10.08 | 1 | 365 | 11.5233 | 0.099489 | 11 | 0.62274
64251 | 9.9 | 1 | 365 | 11.3175 | 0.687 | 12 | 0.0044804
64298 | 11.34 | 1 | 365 | 12.9637 | 0.98693 | 13 | 0.95059
64313 | 12.42 | 1 | 365 | 14.1983 | 0.46187 | 14 | 0.66017
64335 | 3.78 | 1 | 365 | 4.3212 | 0.66231 | 4 | 0.98353
64337 | 5.175 | 1 | 365 | 5.916 | 0.85911 | 6 | 0.77507
64345 | 7.68 | 1 | 365 | 8.7796 | 0.59961 | 9 | 0.37923
64350 | 6.867 | 1 | 365 | 7.8502 | 0.73653 | 8 | 0.58674
64351 | 6.08 | 1 | 365 | 6.9505 | 0.93303 | 7 | 0.88356
64353 | 9.28 | 1 | 365 | 10.6087 | 0.2662 | 10 | 0.87491
64362 | 12.426 | 1 | 365 | 14.2052 | 0.47562 | 14 | 0.68078
64369 | 7.521 | 1 | 365 | 8.5979 | 0.23524 | 8 | 0.8331
64370 | 6.213 | 1 | 365 | 7.1026 | 0.23781 | 7 | 0.34039
64371 | 12.426 | 1 | 365 | 14.2052 | 0.47562 | 14 | 0.68078
64372 | 5.76 | 1 | 365 | 6.5847 | 0.19971 | 6 | 0.78442
64374 | 10.137 | 1 | 365 | 11.5884 | 0.23011 | 11 | 0.81853
64428 | 6.555 | 1 | 365 | 7.4935 | 0.021543 | 7 | 0.51509
64485 | 5.7 | 1 | 365 | 6.5161 | 0.062211 | 6 | 0.57834
64494 | 6.72 | 1 | 365 | 7.6822 | 0.39966 | 8 | 0.081829
64497 | 12.426 | 1 | 365 | 14.2052 | 0.47562 | 14 | 0.68078
64498 | 10.24 | 1 | 365 | 11.7062 | 0.46615 | 12 | 0.17231
64511 | 4.8 | 1 | 365 | 5.4873 | 0.99976 | 6 | 0.48702
64512 | 3.3 | 1 | 365 | 3.7725 | 0.56233 | 4 | 0.33483
64515 | 2.835 | 1 | 365 | 3.2409 | 0.49673 | 3 | 0.73765
64535 | 5.67 | 1 | 365 | 6.4818 | 0.99346 | 7 | 0.47529
64539 | 7.56 | 1 | 365 | 8.6424 | 0.32462 | 8 | 0.96706
64540 | 3.15 | 1 | 365 | 3.601 | 0.21859 | 3 | 0.81961
64542 | 4.095 | 1 | 365 | 4.6813 | 0.38417 | 5 | 0.06549
64626 | 5.76 | 1 | 365 | 6.5847 | 0.19971 | 6 | 0.78442
64644 | 6.72 | 1 | 365 | 7.6822 | 0.39966 | 8 | 0.081829
64656 | 7.02 | 1 | 365 | 8.0251 | 0.087144 | 8 | 0.11227
64719 | 7.04 | 1 | 365 | 8.048 | 0.13298 | 8 | 0.18096
64728 | 5.44 | 1 | 365 | 6.2189 | 0.46639 | 6 | 0.68529
64737 | 8.84 | 1 | 365 | 10.1057 | 0.25789 | 10 | 0.3636
64331 | 7.848 | 1 | 365 | 8.9717 | 0.9846 | 9 | 0.95628
64897 | 7.83 | 1 | 365 | 8.9511 | 0.94335 | 9 | 0.89445
65130 | 9 | 1 | 365 | 10.2886 | 0.62454 | 10 | 0.91316
65193 | 13.64 | 1 | 365 | 15.593 | 0.25764 | 15 | 0.85062
65301 | 12.426 | 1 | 365 | 14.2052 | 0.47562 | 14 | 0.68078
65314 | 12.96 | 1 | 365 | 14.8156 | 0.69934 | 15 | 0.51496
65315 | 7.15 | 1 | 365 | 8.1737 | 0.38505 | 8 | 0.55879
65316 | 3.51 | 1 | 365 | 4.0126 | 0.043572 | 4 | 0.056134
62582 | 10.2 | 1 | 365 | 11.6604 | 0.37448 | 12 | 0.034919
65336 | 7.848 | 1 | 365 | 8.9717 | 0.9846 | 9 | 0.95628
65350 | 11.52 | 1 | 365 | 13.1694 | 0.39942 | 13 | 0.56885
65358 | 9.81 | 1 | 365 | 11.2146 | 0.48075 | 11 | 0.69535
65367 | 14.715 | 1 | 365 | 16.8219 | 0.72113 | 17 | 0.54302
60623 | 9.805 | 1 | 365 | 11.2089 | 0.46929 | 11 | 0.67817
46544 | 24.96 | 1 | 365 | 28.5338 | 0.19874 | 28 | 0.73251
62187 | 8.4 | 1 | 365 | 9.6027 | 0.24957 | 9 | 0.85229
62094 | 6.4 | 1 | 365 | 7.3164 | 0.66634 | 7 | 0.98269
59822 | 13.77 | 1 | 365 | 15.7416 | 0.55555 | 16 | 0.29714
59985 | 9.62 | 1 | 365 | 10.9974 | 0.045346 | 11 | 0.042738
60377 | 9.275 | 1 | 365 | 10.603 | 0.25474 | 10 | 0.85773
62206 | 9.1 | 1 | 365 | 10.4029 | 0.85371 | 11 | 0.25664
55941 | 6.63 | 1 | 365 | 7.5793 | 0.19341 | 7 | 0.7727
61834 | 6.095 | 1 | 365 | 6.9677 | 0.9674 | 7 | 0.93508
62191 | 1.92 | 1 | 365 | 2.1949 | 0.3999 | 2 | 0.59481
61807 | 9.18 | 1 | 365 | 10.4944 | 0.037035 | 10 | 0.53143
29897 | 20.4 | 1 | 365 | 23.3209 | 0.74897 | 24 | 0.069838
29886 | 22.22 | 1 | 365 | 25.4015 | 0.91971 | 26 | 0.32117
61675 | 3.08 | 1 | 365 | 3.521 | 0.058177 | 3 | 0.57917
61713 | 10.335 | 1 | 365 | 11.8148 | 0.68385 | 12 | 0.49862
61698 | 4.2 | 1 | 365 | 4.8014 | 0.62479 | 5 | 0.42614
61681 | 6.24 | 1 | 365 | 7.1334 | 0.29968 | 7 | 0.43313
48976 | 13.08 | 1 | 365 | 14.9528 | 0.97434 | 15 | 0.92713
62636 | 4.8 | 1 | 365 | 5.4873 | 0.99976 | 6 | 0.48702
62466 | 10.36 | 1 | 365 | 11.8433 | 0.74114 | 12 | 0.58449
61783 | 14.79 | 1 | 365 | 16.9076 | 0.893 | 17 | 0.80063
61794 | 10.455 | 1 | 365 | 11.9519 | 0.95885 | 12 | 0.91079
61795 | 7.395 | 1 | 365 | 8.4538 | 0.9465 | 9 | 0.40032
61910 | 27.54 | 0.9 | 365 | 28.3349 | 0.79999 | 29 | 0.13485
61870 | 27.54 | 0.9 | 365 | 28.3349 | 0.79999 | 29 | 0.13485
65031 | 13.26 | 1 | 365 | 15.1586 | 0.38683 | 15 | 0.54539
65300 | 4.77 | 1 | 365 | 5.453 | 0.93101 | 6 | 0.38398
62757 | 10.08 | 1 | 365 | 11.5233 | 0.099489 | 11 | 0.62274
63141 | 6.76 | 1 | 365 | 7.7279 | 0.49132 | 8 | 0.21922
63155 | 7.95 | 1 | 365 | 9.0883 | 0.21835 | 9 | 0.30663
47618 | 20.435 | 1 | 365 | 23.3609 | 0.82917 | 24 | 0.19006
63166 | 5.4 | 1 | 365 | 6.1732 | 0.37473 | 6 | 0.5479
63167 | 9.01 | 1 | 365 | 10.3001 | 0.64746 | 10 | 0.94751
52377 | 2.86 | 1 | 365 | 3.2695 | 0.55402 | 3 | 0.82352
63153 | 3.9 | 1 | 365 | 4.4584 | 0.9373 | 5 | 0.3957
63151 | 9.54 | 1 | 365 | 10.9059 | 0.86202 | 11 | 0.76795
63145 | 5.72 | 1 | 365 | 6.539 | 0.10804 | 6 | 0.64703
63143 | 3.38 | 1 | 365 | 3.8639 | 0.74566 | 4 | 0.60961
63147 | 4.77 | 1 | 365 | 5.453 | 0.93101 | 6 | 0.38398
63149 | 6.095 | 1 | 365 | 6.9677 | 0.9674 | 7 | 0.93508
63169 | 4.24 | 1 | 365 | 4.8471 | 0.71645 | 5 | 0.56354
63170 | 4.68 | 1 | 365 | 5.3501 | 0.72476 | 6 | 0.074845
63171 | 9.88 | 1 | 365 | 11.2946 | 0.64117 | 11 | 0.93578
63173 | 7.8 | 1 | 365 | 8.9168 | 0.8746 | 9 | 0.79141
63174 | 9.01 | 1 | 365 | 10.3001 | 0.64746 | 10 | 0.94751
63175 | 5.72 | 1 | 365 | 6.539 | 0.10804 | 6 | 0.64703
63162 | 3.64 | 1 | 365 | 4.1612 | 0.34148 | 4 | 0.50266
63180 | 7.685 | 1 | 365 | 8.7853 | 0.61107 | 9 | 0.39641
63183 | 4.24 | 1 | 365 | 4.8471 | 0.71645 | 5 | 0.56354
63184 | 4.76 | 1 | 365 | 5.4415 | 0.90809 | 6 | 0.34963
63185 | 9.54 | 1 | 365 | 10.9059 | 0.86202 | 11 | 0.76795
63187 | 4.94 | 1 | 365 | 5.6473 | 0.32058 | 5 | 0.96789
63192 | 9.62 | 1 | 365 | 10.9974 | 0.045346 | 11 | 0.042738
63216 | 6.72 | 1 | 365 | 7.6822 | 0.39966 | 8 | 0.081829
63242 | 7.695 | 1 | 365 | 8.7968 | 0.63399 | 9 | 0.43076
63246 | 11.22 | 1 | 365 | 12.8265 | 0.71193 | 13 | 0.53841
63245 | 7.42 | 1 | 365 | 8.4824 | 0.0037907 | 8 | 0.48619
63257 | 9.54 | 1 | 365 | 10.9059 | 0.86202 | 11 | 0.76795
63263 | 9.805 | 1 | 365 | 11.2089 | 0.46929 | 11 | 0.67817
63272 | 9.01 | 1 | 365 | 10.3001 | 0.64746 | 10 | 0.94751
63288 | 4.16 | 1 | 365 | 4.7556 | 0.53312 | 5 | 0.28875
63302 | 7.8 | 1 | 365 | 8.9168 | 0.8746 | 9 | 0.79141
63304 | 7.02 | 1 | 365 | 8.0251 | 0.087144 | 8 | 0.11227
63305 | 13.52 | 1 | 365 | 15.4558 | 0.98265 | 16 | 0.43844
63291 | 3.315 | 1 | 365 | 3.7896 | 0.59671 | 4 | 0.38635
63306 | 2.915 | 1 | 365 | 3.3324 | 0.68006 | 4 | 0.01243
63307 | 5.3 | 1 | 365 | 6.0589 | 0.14556 | 6 | 0.20442
63308 | 13.25 | 1 | 365 | 15.1471 | 0.36391 | 15 | 0.51105
62965 | 9.52 | 1 | 365 | 10.8831 | 0.81618 | 11 | 0.69926
62972 | 8.1 | 1 | 365 | 9.2598 | 0.56209 | 9 | 0.82185
63212 | 11.395 | 1 | 365 | 13.0265 | 0.11296 | 13 | 0.1395
63089 | 6.625 | 1 | 365 | 7.5736 | 0.18196 | 7 | 0.75552
63035 | 4.505 | 1 | 365 | 5.15 | 0.32373 | 5 | 0.47376
63325 | 4.77 | 1 | 365 | 5.453 | 0.93101 | 6 | 0.38398
63331 | 13.78 | 1 | 365 | 15.753 | 0.57847 | 16 | 0.33149
63335 | 14.04 | 1 | 365 | 16.0502 | 0.17429 | 16 | 0.22454
51608 | 5.2 | 1 | 365 | 5.9445 | 0.9164 | 6 | 0.86094
63363 | 11.475 | 1 | 365 | 13.118 | 0.29629 | 13 | 0.41428
63368 | 3.64 | 1 | 365 | 4.1612 | 0.34148 | 4 | 0.50266
63370 | 4.08 | 1 | 365 | 4.6642 | 0.34979 | 5 | 0.013968
63372 | 9.69 | 1 | 365 | 11.0774 | 0.20576 | 11 | 0.28317
63373 | 4.68 | 1 | 365 | 5.3501 | 0.72476 | 6 | 0.074845
63375 | 12.455 | 1 | 365 | 14.2383 | 0.54208 | 14 | 0.78038
63376 | 14.31 | 1 | 365 | 16.3589 | 0.79302 | 17 | 0.15193
63378 | 2.65 | 1 | 365 | 3.0294 | 0.072782 | 3 | 0.10221
63379 | 8.48 | 1 | 365 | 9.6942 | 0.4329 | 10 | 0.12707
63380 | 6.095 | 1 | 365 | 6.9677 | 0.9674 | 7 | 0.93508
63382 | 9.01 | 1 | 365 | 10.3001 | 0.64746 | 10 | 0.94751
63387 | 11.96 | 1 | 365 | 13.6724 | 0.40773 | 14 | 0.08016
63388 | 7.42 | 1 | 365 | 8.4824 | 0.0037907 | 8 | 0.48619
63398 | 7.42 | 1 | 365 | 8.4824 | 0.0037907 | 8 | 0.48619
63405 | 7.8 | 1 | 365 | 8.9168 | 0.8746 | 9 | 0.79141
63409 | 3.06 | 1 | 365 | 3.4981 | 0.012345 | 3 | 0.51048
63410 | 9.36 | 1 | 365 | 10.7002 | 0.44953 | 11 | 0.14969
25279 | 312.79 | 1 | 365 | 357.5753 | 0.79457 | 358 | 0.36984
20729 | 637.83 | 1 | 365 | 729.1545 | 0.66143 | 729 | 0.81593
61148 | 969.57 | 1 | 365 | 1108.393 | 0.88213 | 1109 | 0.27516
61149 | 700.25 | 1 | 365 | 800.5118 | 0.7041 | 801 | 0.2159
17966 | 966.42 | 1 | 365 | 1104.792 | 0.66353 | 1105 | 0.45555
60710 | 373.53 | 1 | 365 | 427.012 | 0.98732 | 427 | 0.99935
63507 | 15.4 | 1 | 365 | 17.605 | 0.29089 | 17 | 0.89586
45965 | 3.57 | 1 | 365 | 4.0812 | 0.18107 | 4 | 0.26222
63474 | 9.36 | 1 | 365 | 10.7002 | 0.44953 | 11 | 0.14969
63476 | 13.545 | 1 | 365 | 15.4844 | 0.039939 | 15 | 0.52431
63478 | 4.68 | 1 | 365 | 5.3501 | 0.72476 | 6 | 0.074845
63491 | 14.04 | 1 | 365 | 16.0502 | 0.17429 | 16 | 0.22454
63492 | 5.04 | 1 | 365 | 5.7616 | 0.54974 | 6 | 0.31137
63489 | 7.875 | 1 | 365 | 9.0025 | 0.046476 | 9 | 0.049019
63493 | 13.26 | 1 | 365 | 15.1586 | 0.38683 | 15 | 0.54539
63494 | 11.96 | 1 | 365 | 13.6724 | 0.40773 | 14 | 0.08016
63495 | 5.2 | 1 | 365 | 5.9445 | 0.9164 | 6 | 0.86094
63497 | 3.64 | 1 | 365 | 4.1612 | 0.34148 | 4 | 0.50266
63522 | 12.21 | 1 | 365 | 13.9582 | 0.98063 | 14 | 0.93886
63536 | 2.65 | 1 | 365 | 3.0294 | 0.072782 | 3 | 0.10221
63540 | 4.16 | 1 | 365 | 4.7556 | 0.53312 | 5 | 0.28875
63556 | 9.54 | 1 | 365 | 10.9059 | 0.86202 | 11 | 0.76795
63560 | 5.565 | 1 | 365 | 6.3618 | 0.75284 | 7 | 0.11464
63561 | 7.28 | 1 | 365 | 8.3224 | 0.68296 | 9 | 0.0053149
63563 | 7.685 | 1 | 365 | 8.7853 | 0.61107 | 9 | 0.39641
63566 | 7.395 | 1 | 365 | 8.4538 | 0.9465 | 9 | 0.40032
63626 | 12.74 | 1 | 365 | 14.5641 | 0.19519 | 14 | 0.7593
63628 | 3.71 | 1 | 365 | 4.2412 | 0.5019 | 4 | 0.74309
63629 | 2.295 | 1 | 365 | 2.6236 | 0.25926 | 2 | 0.88286
63632 | 9.36 | 1 | 365 | 10.7002 | 0.44953 | 11 | 0.14969
63633 | 3.38 | 1 | 365 | 3.8639 | 0.74566 | 4 | 0.60961
63634 | 3.12 | 1 | 365 | 3.5667 | 0.14984 | 3 | 0.71656
63636 | 6.76 | 1 | 365 | 7.7279 | 0.49132 | 8 | 0.21922
63639 | 2.6 | 1 | 365 | 2.9723 | 0.9582 | 3 | 0.93047
63641 | 4.68 | 1 | 365 | 5.3501 | 0.72476 | 6 | 0.074845
63648 | 4.77 | 1 | 365 | 5.453 | 0.93101 | 6 | 0.38398
63651 | 9.54 | 1 | 365 | 10.9059 | 0.86202 | 11 | 0.76795
63654 | 2.65 | 1 | 365 | 3.0294 | 0.072782 | 3 | 0.10221
63658 | 7.95 | 1 | 365 | 9.0883 | 0.21835 | 9 | 0.30663
63662 | 9.01 | 1 | 365 | 10.3001 | 0.64746 | 10 | 0.94751
63666 | 7.8 | 1 | 365 | 8.9168 | 0.8746 | 9 | 0.79141
63675 | 9.88 | 1 | 365 | 11.2946 | 0.64117 | 11 | 0.93578
47896 | 5.98 | 1 | 365 | 6.8362 | 0.70386 | 7 | 0.54008
45999 | 7.68 | 1 | 365 | 8.7796 | 0.59961 | 9 | 0.37923
63681 | 4.94 | 1 | 365 | 5.6473 | 0.32058 | 5 | 0.96789
63684 | 7.8 | 1 | 365 | 8.9168 | 0.8746 | 9 | 0.79141
63685 | 5.72 | 1 | 365 | 6.539 | 0.10804 | 6 | 0.64703
63688 | 7.02 | 1 | 365 | 8.0251 | 0.087144 | 8 | 0.11227
63689 | 6.5 | 1 | 365 | 7.4307 | 0.8955 | 8 | 0.32617
63693 | 4.68 | 1 | 365 | 5.3501 | 0.72476 | 6 | 0.074845
63695 | 13.26 | 1 | 365 | 15.1586 | 0.38683 | 15 | 0.54539
63698 | 8.67 | 1 | 365 | 9.9114 | 0.86831 | 10 | 0.77968
63700 | 5.1 | 1 | 365 | 5.8302 | 0.68724 | 6 | 0.51746
63703 | 8.32 | 1 | 365 | 9.5113 | 0.066245 | 9 | 0.5775
63708 | 3.64 | 1 | 365 | 4.1612 | 0.34148 | 4 | 0.50266
63713 | 3.825 | 1 | 365 | 4.3727 | 0.76543 | 5 | 0.13809
63714 | 4.59 | 1 | 365 | 5.2472 | 0.51852 | 5 | 0.76571
63745 | 4.42 | 1 | 365 | 5.0529 | 0.12894 | 5 | 0.1818
63748 | 3.18 | 1 | 365 | 3.6353 | 0.28734 | 3 | 0.92265
63752 | 7.685 | 1 | 365 | 8.7853 | 0.61107 | 9 | 0.39641
63754 | 3.825 | 1 | 365 | 4.3727 | 0.76543 | 5 | 0.13809
63757 | 11.18 | 1 | 365 | 12.7808 | 0.62027 | 13 | 0.40102
63759 | 11.7 | 1 | 365 | 13.3752 | 0.81191 | 14 | 0.18711
63761 | 17.68 | 1 | 365 | 20.2114 | 0.51577 | 20 | 0.72719
63763 | 15.6 | 1 | 365 | 17.8336 | 0.74921 | 18 | 0.58282
48598 | 3.64 | 1 | 365 | 4.1612 | 0.34148 | 4 | 0.50266
63550 | 5.4 | 1 | 365 | 6.1732 | 0.37473 | 6 | 0.5479
63567 | 4.8 | 1 | 365 | 5.4873 | 0.99976 | 6 | 0.48702
63571 | 7 | 1 | 365 | 8.0023 | 0.041312 | 8 | 0.043572
63618 | 6.16 | 1 | 365 | 7.042 | 0.11635 | 7 | 0.15834
63619 | 7.56 | 1 | 365 | 8.6424 | 0.32462 | 8 | 0.96706
63744 | 14.82 | 1 | 365 | 16.9419 | 0.96175 | 17 | 0.90368
63569 | 6.21 | 1 | 365 | 7.0991 | 0.23094 | 7 | 0.33008
63725 | 12.5 | 1 | 365 | 14.2897 | 0.6452 | 14 | 0.93495
63808 | 11.4 | 1 | 365 | 13.0323 | 0.12442 | 13 | 0.15667
63817 | 11.97 | 1 | 365 | 13.6839 | 0.43064 | 14 | 0.11451
63950 | 12.255 | 1 | 365 | 14.0097 | 0.083754 | 14 | 0.093425
63828 | 8.1 | 1 | 365 | 9.2598 | 0.56209 | 9 | 0.82185
63867 | 12 | 1 | 365 | 13.7182 | 0.49939 | 14 | 0.21755
63852 | 6.3 | 1 | 365 | 7.202 | 0.43718 | 7 | 0.63921
63853 | 9.1 | 1 | 365 | 10.4029 | 0.85371 | 11 | 0.25664
63875 | 12.22 | 1 | 365 | 13.9697 | 0.0035475 | 13 | 0.97321
63877 | 4.24 | 1 | 365 | 4.8471 | 0.71645 | 5 | 0.56354
63883 | 3.38 | 1 | 365 | 3.8639 | 0.74566 | 4 | 0.60961
63885 | 4.68 | 1 | 365 | 5.3501 | 0.72476 | 6 | 0.074845
63915 | 3.12 | 1 | 365 | 3.5667 | 0.14984 | 3 | 0.71656
63916 | 3.38 | 1 | 365 | 3.8639 | 0.74566 | 4 | 0.60961
63918 | 7.42 | 1 | 365 | 8.4824 | 0.0037907 | 8 | 0.48619
63919 | 3.38 | 1 | 365 | 3.8639 | 0.74566 | 4 | 0.60961
63929 | 5.72 | 1 | 365 | 6.539 | 0.10804 | 6 | 0.64703
63947 | 6.76 | 1 | 365 | 7.7279 | 0.49132 | 8 | 0.21922
63949 | 8.84 | 1 | 365 | 10.1057 | 0.25789 | 10 | 0.3636
63970 | 4.725 | 1 | 365 | 5.4015 | 0.82789 | 6 | 0.22941
64000 | 8.265 | 1 | 365 | 9.4484 | 0.94021 | 10 | 0.38859
64001 | 10.865 | 1 | 365 | 12.4207 | 0.89841 | 13 | 0.31906
64012 | 7.95 | 1 | 365 | 9.0883 | 0.21835 | 9 | 0.30663
64014 | 3.71 | 1 | 365 | 4.2412 | 0.5019 | 4 | 0.74309
64016 | 11.96 | 1 | 365 | 13.6724 | 0.40773 | 14 | 0.08016
64056 | 10.66 | 1 | 365 | 12.1863 | 0.42863 | 12 | 0.61493
64057 | 7.28 | 1 | 365 | 8.3224 | 0.68296 | 9 | 0.0053149
64052 | 7.395 | 1 | 365 | 8.4538 | 0.9465 | 9 | 0.40032
64162 | 8.06 | 1 | 365 | 9.214 | 0.47042 | 9 | 0.68446
64064 | 5.1 | 1 | 365 | 5.8302 | 0.68724 | 6 | 0.51746
64065 | 8.32 | 1 | 365 | 9.5113 | 0.066245 | 9 | 0.5775
64081 | 12.455 | 1 | 365 | 14.2383 | 0.54208 | 14 | 0.78038
64085 | 14.84 | 1 | 365 | 16.9648 | 0.0075814 | 16 | 0.97237
64123 | 6.12 | 1 | 365 | 6.9963 | 0.02469 | 7 | 0.020952
59621 | 3 | 1 | 365 | 3.4295 | 0.87485 | 4 | 0.30439
64131 | 5.035 | 1 | 365 | 5.7559 | 0.53829 | 6 | 0.2942
64133 | 7.28 | 1 | 365 | 8.3224 | 0.68296 | 9 | 0.0053149
64134 | 6.625 | 1 | 365 | 7.5736 | 0.18196 | 7 | 0.75552
62662 | 4.725 | 1 | 365 | 5.4015 | 0.82789 | 6 | 0.22941
64135 | 9.805 | 1 | 365 | 11.2089 | 0.46929 | 11 | 0.67817
64156 | 4.77 | 1 | 365 | 5.453 | 0.93101 | 6 | 0.38398
64157 | 5.355 | 1 | 365 | 6.1217 | 0.2716 | 6 | 0.39333
60292 | 5.865 | 1 | 365 | 6.7048 | 0.44033 | 7 | 0.14508
64160 | 3.445 | 1 | 365 | 3.9383 | 0.89462 | 4 | 0.83287
64166 | 3.975 | 1 | 365 | 4.5441 | 0.10917 | 4 | 0.65331
64169 | 10.14 | 1 | 365 | 11.5918 | 0.23699 | 11 | 0.82883
64170 | 6.93 | 1 | 365 | 7.9222 | 0.8809 | 8 | 0.80314
64173 | 8.58 | 1 | 365 | 9.8085 | 0.66207 | 10 | 0.47055
60316 | 9.44 | 1 | 365 | 10.7916 | 0.63286 | 11 | 0.42447
64174 | 4.77 | 1 | 365 | 5.453 | 0.93101 | 6 | 0.38398
62974 | 2.475 | 1 | 365 | 2.8294 | 0.67175 | 3 | 0.50112
47299 | 5.52 | 1 | 365 | 6.3104 | 0.64972 | 6 | 0.96007
64175 | 7.95 | 1 | 365 | 9.0883 | 0.21835 | 9 | 0.30663
49024 | 3.71 | 1 | 365 | 4.2412 | 0.5019 | 4 | 0.74309
64179 | 8.06 | 1 | 365 | 9.214 | 0.47042 | 9 | 0.68446
64180 | 14.045 | 1 | 365 | 16.056 | 0.18575 | 16 | 0.24171
62039 | 9.12 | 1 | 365 | 10.4258 | 0.89954 | 11 | 0.32534
64178 | 5.46 | 1 | 365 | 6.2418 | 0.51222 | 6 | 0.75399
64185 | 5.3 | 1 | 365 | 6.0589 | 0.14556 | 6 | 0.20442
62242 | 6.9 | 1 | 365 | 7.8879 | 0.81215 | 8 | 0.70009
64188 | 6.5 | 1 | 365 | 7.4307 | 0.8955 | 8 | 0.32617
64191 | 10.92 | 1 | 365 | 12.4835 | 0.024447 | 12 | 0.50797
62716 | 6.6 | 1 | 365 | 7.545 | 0.12467 | 7 | 0.66965
64195 | 9.36 | 1 | 365 | 10.7002 | 0.44953 | 11 | 0.14969
62806 | 8.1 | 1 | 365 | 9.2598 | 0.56209 | 9 | 0.82185
64194 | 8.06 | 1 | 365 | 9.214 | 0.47042 | 9 | 0.68446
64198 | 3.465 | 1 | 365 | 3.9611 | 0.94045 | 4 | 0.90157
60490 | 6.095 | 1 | 365 | 6.9677 | 0.9674 | 7 | 0.93508
64206 | 13.515 | 1 | 365 | 15.4501 | 0.97119 | 16 | 0.42127
64208 | 7.95 | 1 | 365 | 9.0883 | 0.21835 | 9 | 0.30663
60200 | 2.12 | 1 | 365 | 2.4235 | 0.85823 | 3 | 0.28177
64213 | 8.32 | 1 | 365 | 9.5113 | 0.066245 | 9 | 0.5775
64227 | 5.61 | 1 | 365 | 6.4132 | 0.85597 | 7 | 0.26921
60341 | 2.08 | 1 | 365 | 2.3778 | 0.76656 | 3 | 0.14438
64232 | 5.565 | 1 | 365 | 6.3618 | 0.75284 | 7 | 0.11464
64234 | 10.14 | 1 | 365 | 11.5918 | 0.23699 | 11 | 0.82883
64239 | 8.215 | 1 | 365 | 9.3912 | 0.82563 | 10 | 0.21685
64242 | 9.88 | 1 | 365 | 11.2946 | 0.64117 | 11 | 0.93578
64244 | 2.6 | 1 | 365 | 2.9723 | 0.9582 | 3 | 0.93047
64247 | 5.2 | 1 | 365 | 5.9445 | 0.9164 | 6 | 0.86094
64249 | 3.71 | 1 | 365 | 4.2412 | 0.5019 | 4 | 0.74309
64333 | 5.46 | 1 | 365 | 6.2418 | 0.51222 | 6 | 0.75399
64407 | 9.69 | 1 | 365 | 11.0774 | 0.20576 | 11 | 0.28317
37964 | 4.42 | 1 | 365 | 5.0529 | 0.12894 | 5 | 0.1818
50766 | 6.89 | 1 | 365 | 7.8765 | 0.78923 | 8 | 0.66574
58215 | 9.1 | 1 | 365 | 10.4029 | 0.85371 | 11 | 0.25664
49777 | 17.225 | 1 | 365 | 19.6913 | 0.47309 | 20 | 0.16436
58005 | 5.3 | 1 | 365 | 6.0589 | 0.14556 | 6 | 0.20442
48530 | 10.6 | 1 | 365 | 12.1177 | 0.29113 | 12 | 0.40884
64102 | 11.772 | 1 | 365 | 13.4575 | 0.9769 | 14 | 0.43442
64120 | 6.5 | 1 | 365 | 7.4307 | 0.8955 | 8 | 0.32617
64093 | 6.84 | 1 | 365 | 7.8194 | 0.67465 | 8 | 0.494
64252 | 7.8 | 1 | 365 | 8.9168 | 0.8746 | 9 | 0.79141
64261 | 13.5 | 1 | 365 | 15.4329 | 0.93682 | 16 | 0.36975
63295 | 7.95 | 1 | 365 | 9.0883 | 0.21835 | 9 | 0.30663
64289 | 11.13 | 1 | 365 | 12.7236 | 0.50569 | 13 | 0.22928
64368 | 4.5 | 1 | 365 | 5.1443 | 0.31227 | 5 | 0.45658
64115 | 6.84 | 1 | 365 | 7.8194 | 0.67465 | 8 | 0.494
64377 | 5.886 | 1 | 365 | 6.7288 | 0.48845 | 7 | 0.21721
64393 | 9.425 | 1 | 365 | 10.7745 | 0.59848 | 11 | 0.37295
64255 | 8.4 | 1 | 365 | 9.6027 | 0.24957 | 9 | 0.85229
64395 | 3.924 | 1 | 365 | 4.4858 | 0.9923 | 5 | 0.47814
64414 | 3.71 | 1 | 365 | 4.2412 | 0.5019 | 4 | 0.74309
64425 | 2.385 | 1 | 365 | 2.7265 | 0.4655 | 3 | 0.19199
64450 | 4.845 | 1 | 365 | 5.5387 | 0.10288 | 5 | 0.64159
64462 | 3.36 | 1 | 365 | 3.8411 | 0.69983 | 4 | 0.54091
64505 | 9 | 1 | 365 | 10.2886 | 0.62454 | 10 | 0.91316
64513 | 6 | 1 | 365 | 6.8591 | 0.7497 | 7 | 0.60878
56953 | 18.555 | 1 | 365 | 21.2117 | 0.52093 | 21 | 0.73264
64518 | 8.84 | 1 | 365 | 10.1057 | 0.25789 | 10 | 0.3636
64524 | 6.5 | 1 | 365 | 7.4307 | 0.8955 | 8 | 0.32617
64523 | 11.34 | 1 | 365 | 12.9637 | 0.98693 | 13 | 0.95059
64528 | 7.42 | 1 | 365 | 8.4824 | 0.0037907 | 8 | 0.48619
64537 | 6.36 | 1 | 365 | 7.2706 | 0.57468 | 7 | 0.8453
64550 | 8.58 | 1 | 365 | 9.8085 | 0.66207 | 10 | 0.47055
64554 | 7.54 | 1 | 365 | 8.6196 | 0.27878 | 8 | 0.89836
64073 | 7.125 | 1 | 365 | 8.1452 | 0.32776 | 8 | 0.47292
64566 | 9.54 | 1 | 365 | 10.9059 | 0.86202 | 11 | 0.76795
64569 | 4.68 | 1 | 365 | 5.3501 | 0.72476 | 6 | 0.074845
64577 | 4.095 | 1 | 365 | 4.6813 | 0.38417 | 5 | 0.06549
64578 | 7.875 | 1 | 365 | 9.0025 | 0.046476 | 9 | 0.049019
38030 | 7.54 | 1 | 365 | 8.6196 | 0.27878 | 8 | 0.89836
64582 | 6.76 | 1 | 365 | 7.7279 | 0.49132 | 8 | 0.21922
64587 | 7.155 | 1 | 365 | 8.1795 | 0.39651 | 8 | 0.57597
64589 | 2.65 | 1 | 365 | 3.0294 | 0.072782 | 3 | 0.10221
64592 | 8.84 | 1 | 365 | 10.1057 | 0.25789 | 10 | 0.3636
64591 | 4.41 | 1 | 365 | 5.0414 | 0.10603 | 5 | 0.14745
60188 | 4.16 | 1 | 365 | 4.7556 | 0.53312 | 5 | 0.28875
64601 | 9.88 | 1 | 365 | 11.2946 | 0.64117 | 11 | 0.93578
64603 | 5.83 | 1 | 365 | 6.6647 | 0.36012 | 7 | 0.024861
64605 | 4.59 | 1 | 365 | 5.2472 | 0.51852 | 5 | 0.76571
64617 | 3.15 | 1 | 365 | 3.601 | 0.21859 | 3 | 0.81961
64618 | 8.58 | 1 | 365 | 9.8085 | 0.66207 | 10 | 0.47055
64622 | 4.505 | 1 | 365 | 5.15 | 0.32373 | 5 | 0.47376
64624 | 4.14 | 1 | 365 | 4.7328 | 0.48729 | 5 | 0.22006
64627 | 7.95 | 1 | 365 | 9.0883 | 0.21835 | 9 | 0.30663
64628 | 4.24 | 1 | 365 | 4.8471 | 0.71645 | 5 | 0.56354
64632 | 4.505 | 1 | 365 | 5.15 | 0.32373 | 5 | 0.47376
64631 | 9.12 | 1 | 365 | 10.4258 | 0.89954 | 11 | 0.32534
64633 | 6.6 | 1 | 365 | 7.545 | 0.12467 | 7 | 0.66965
64639 | 6.89 | 1 | 365 | 7.8765 | 0.78923 | 8 | 0.66574
64647 | 12 | 1 | 365 | 13.7182 | 0.49939 | 14 | 0.21755
64649 | 8.215 | 1 | 365 | 9.3912 | 0.82563 | 10 | 0.21685
64651 | 9.12 | 1 | 365 | 10.4258 | 0.89954 | 11 | 0.32534
64664 | 12.19 | 1 | 365 | 13.9354 | 0.9348 | 14 | 0.87016
64680 | 6.625 | 1 | 365 | 7.5736 | 0.18196 | 7 | 0.75552
64681 | 12 | 1 | 365 | 13.7182 | 0.49939 | 14 | 0.21755
64740 | 5.4 | 1 | 365 | 6.1732 | 0.37473 | 6 | 0.5479
48254 | 11.4 | 1 | 365 | 13.0323 | 0.12442 | 13 | 0.15667
64753 | 7.685 | 1 | 365 | 8.7853 | 0.61107 | 9 | 0.39641
64773 | 7.41 | 1 | 365 | 8.471 | 0.98087 | 9 | 0.45184
64775 | 6.93 | 1 | 365 | 7.9222 | 0.8809 | 8 | 0.80314
64776 | 3.15 | 1 | 365 | 3.601 | 0.21859 | 3 | 0.81961
64798 | 13.11 | 1 | 365 | 14.9871 | 0.043086 | 15 | 0.030176
61948 | 8.97 | 1 | 365 | 10.2543 | 0.5558 | 10 | 0.81012
64827 | 7.28 | 1 | 365 | 8.3224 | 0.68296 | 9 | 0.0053149
64829 | 4.59 | 1 | 365 | 5.2472 | 0.51852 | 5 | 0.76571
64849 | 4.77 | 1 | 365 | 5.453 | 0.93101 | 6 | 0.38398
64903 | 5.44 | 1 | 365 | 6.2189 | 0.46639 | 6 | 0.68529
64913 | 3.705 | 1 | 365 | 4.2355 | 0.49044 | 4 | 0.72592
64916 | 4.275 | 1 | 365 | 4.8871 | 0.79666 | 5 | 0.68375
64918 | 3.99 | 1 | 365 | 4.5613 | 0.14355 | 4 | 0.70484
64923 | 6.24 | 1 | 365 | 7.1334 | 0.29968 | 7 | 0.43313
64147 | 7.95 | 1 | 365 | 9.0883 | 0.21835 | 9 | 0.30663
64931 | 9.69 | 1 | 365 | 11.0774 | 0.20576 | 11 | 0.28317
64933 | 10.07 | 1 | 365 | 11.5118 | 0.076573 | 11 | 0.5884
64945 | 4.56 | 1 | 365 | 5.2129 | 0.44977 | 5 | 0.66267
64948 | 5.7 | 1 | 365 | 6.5161 | 0.062211 | 6 | 0.57834
65026 | 7.695 | 1 | 365 | 8.7968 | 0.63399 | 9 | 0.43076
65028 | 13.395 | 1 | 365 | 15.3129 | 0.6962 | 16 | 0.0090924
65033 | 10.545 | 1 | 365 | 12.0548 | 0.16509 | 12 | 0.21992
64999 | 5.1 | 1 | 365 | 5.8302 | 0.68724 | 6 | 0.51746
65001 | 6.3 | 1 | 365 | 7.202 | 0.43718 | 7 | 0.63921
65004 | 7.2 | 1 | 365 | 8.2309 | 0.49964 | 8 | 0.73053
65009 | 4.5 | 1 | 365 | 5.1443 | 0.31227 | 5 | 0.45658
65035 | 3.71 | 1 | 365 | 4.2412 | 0.5019 | 4 | 0.74309
65036 | 11.13 | 1 | 365 | 12.7236 | 0.50569 | 13 | 0.22928
65037 | 8.265 | 1 | 365 | 9.4484 | 0.94021 | 10 | 0.38859
65038 | 5.035 | 1 | 365 | 5.7559 | 0.53829 | 6 | 0.2942
64580 | 7.04 | 1 | 365 | 8.048 | 0.13298 | 8 | 0.18096
65073 | 4.16 | 1 | 365 | 4.7556 | 0.53312 | 5 | 0.28875
65083 | 9.62 | 1 | 365 | 10.9974 | 0.045346 | 11 | 0.042738
65089 | 6.36 | 1 | 365 | 7.2706 | 0.57468 | 7 | 0.8453
34324 | 392.04 | 0.9 | 365 | 403.3551 | 0.56462 | 403 | 0.91968
65091 | 7.155 | 1 | 365 | 8.1795 | 0.39651 | 8 | 0.57597
65092 | 2.6 | 1 | 365 | 2.9723 | 0.9582 | 3 | 0.93047
65094 | 3.18 | 1 | 365 | 3.6353 | 0.28734 | 3 | 0.92265
64909 | 6.84 | 1 | 365 | 7.8194 | 0.67465 | 8 | 0.494
48410 | 24.255 | 1 | 365 | 27.7278 | 0.58315 | 28 | 0.31098
65098 | 5.72 | 1 | 365 | 6.539 | 0.10804 | 6 | 0.64703
65102 | 9.28 | 1 | 365 | 10.6087 | 0.2662 | 10 | 0.87491
65104 | 6.5 | 1 | 365 | 7.4307 | 0.8955 | 8 | 0.32617
65105 | 12.19 | 1 | 365 | 13.9354 | 0.9348 | 14 | 0.87016
65103 | 8.67 | 1 | 365 | 9.9114 | 0.86831 | 10 | 0.77968
65106 | 11.925 | 1 | 365 | 13.6324 | 0.32752 | 13 | 0.95994
65107 | 7.95 | 1 | 365 | 9.0883 | 0.21835 | 9 | 0.30663
65108 | 2.85 | 1 | 365 | 3.2581 | 0.53111 | 3 | 0.78917
65109 | 4.845 | 1 | 365 | 5.5387 | 0.10288 | 5 | 0.64159
65111 | 6.24 | 1 | 365 | 7.1334 | 0.29968 | 7 | 0.43313
65113 | 10.4 | 1 | 365 | 11.8891 | 0.83281 | 12 | 0.72188
65131 | 10.545 | 1 | 365 | 12.0548 | 0.16509 | 12 | 0.21992
65135 | 2.86 | 1 | 365 | 3.2695 | 0.55402 | 3 | 0.82352
63872 | 29.76 | 0.9 | 365 | 30.6189 | 0.37864 | 30 | 0.99758
65140 | 8.58 | 1 | 365 | 9.8085 | 0.66207 | 10 | 0.47055
63824 | 6.3 | 1 | 365 | 7.202 | 0.43718 | 7 | 0.63921
65202 | 2.55 | 1 | 365 | 2.9151 | 0.84362 | 3 | 0.75873
65203 | 4.08 | 1 | 365 | 4.6642 | 0.34979 | 5 | 0.013968
65206 | 4.2 | 1 | 365 | 4.8014 | 0.62479 | 5 | 0.42614
65215 | 13.5 | 1 | 365 | 15.4329 | 0.93682 | 16 | 0.36975
65214 | 8.84 | 1 | 365 | 10.1057 | 0.25789 | 10 | 0.3636
63842 | 7.56 | 1 | 365 | 8.6424 | 0.32462 | 8 | 0.96706
63845 | 11.34 | 1 | 365 | 12.9637 | 0.98693 | 13 | 0.95059
65394 | 4.77 | 1 | 365 | 5.453 | 0.93101 | 6 | 0.38398
37301 | 598.5 | 0.9 | 365 | 615.7739 | 0.37896 | 616 | 0.15287
65221 | 3.9 | 1 | 365 | 4.4584 | 0.9373 | 5 | 0.3957
65227 | 6.095 | 1 | 365 | 6.9677 | 0.9674 | 7 | 0.93508
65239 | 6.625 | 1 | 365 | 7.5736 | 0.18196 | 7 | 0.75552
65281 | 12 | 1 | 365 | 13.7182 | 0.49939 | 14 | 0.21755
65324 | 6.4 | 1 | 365 | 7.3164 | 0.66634 | 7 | 0.98269
65333 | 15.3 | 1 | 365 | 17.4907 | 0.061725 | 17 | 0.55238
65349 | 7.685 | 1 | 365 | 8.7853 | 0.61107 | 9 | 0.39641
65356 | 5.83 | 1 | 365 | 6.6647 | 0.36012 | 7 | 0.024861
65368 | 4.77 | 1 | 365 | 5.453 | 0.93101 | 6 | 0.38398
65369 | 6.63 | 1 | 365 | 7.5793 | 0.19341 | 7 | 0.7727
65376 | 7.685 | 1 | 365 | 8.7853 | 0.61107 | 9 | 0.39641
65374 | 5.4 | 1 | 365 | 6.1732 | 0.37473 | 6 | 0.5479
65379 | 5.83 | 1 | 365 | 6.6647 | 0.36012 | 7 | 0.024861
65385 | 9.135 | 1 | 365 | 10.4429 | 0.93391 | 11 | 0.37686
65388 | 6.3 | 1 | 365 | 7.202 | 0.43718 | 7 | 0.63921
63054 | 5.83 | 1 | 365 | 6.6647 | 0.36012 | 7 | 0.024861
63060 | 7.95 | 1 | 365 | 9.0883 | 0.21835 | 9 | 0.30663
63062 | 10.92 | 1 | 365 | 12.4835 | 0.024447 | 12 | 0.50797
63066 | 4.42 | 1 | 365 | 5.0529 | 0.12894 | 5 | 0.1818
63067 | 5.2 | 1 | 365 | 5.9445 | 0.9164 | 6 | 0.86094
63080 | 10.6 | 1 | 365 | 12.1177 | 0.29113 | 12 | 0.40884
63076 | 14.025 | 1 | 365 | 16.0331 | 0.13991 | 16 | 0.17301
63082 | 5.1 | 1 | 365 | 5.8302 | 0.68724 | 6 | 0.51746
63085 | 8.58 | 1 | 365 | 9.8085 | 0.66207 | 10 | 0.47055
63095 | 5.72 | 1 | 365 | 6.539 | 0.10804 | 6 | 0.64703
63113 | 11.925 | 1 | 365 | 13.6324 | 0.32752 | 13 | 0.95994
63199 | 6.9 | 1 | 365 | 7.8879 | 0.81215 | 8 | 0.70009
63211 | 6.6 | 1 | 365 | 7.545 | 0.12467 | 7 | 0.66965
63223 | 4.2 | 1 | 365 | 4.8014 | 0.62479 | 5 | 0.42614
63284 | 4.8 | 1 | 365 | 5.4873 | 0.99976 | 6 | 0.48702
62031 | 10.2 | 1 | 365 | 11.6604 | 0.37448 | 12 | 0.034919
60962 | 8.82 | 1 | 365 | 10.0828 | 0.21205 | 10 | 0.2949
63303 | 18 | 1 | 365 | 20.5772 | 0.24909 | 20 | 0.82633
63402 | 7.5 | 1 | 365 | 8.5739 | 0.18712 | 8 | 0.76097
63407 | 6.9 | 1 | 365 | 7.8879 | 0.81215 | 8 | 0.70009
63408 | 3.71 | 1 | 365 | 4.2412 | 0.5019 | 4 | 0.74309
63225 | 8.4 | 1 | 365 | 9.6027 | 0.24957 | 9 | 0.85229
63442 | 8.32 | 1 | 365 | 9.5113 | 0.066245 | 9 | 0.5775
63205 | 12 | 1 | 365 | 13.7182 | 0.49939 | 14 | 0.21755
63500 | 8.1 | 1 | 365 | 9.2598 | 0.56209 | 9 | 0.82185
63518 | 5.4 | 1 | 365 | 6.1732 | 0.37473 | 6 | 0.5479
26472 | 1827.9 | 1 | 365 | 2089.6187 | 0.84489 | 2090 | 0.46361
26482 | 1624.8 | 1 | 365 | 1857.4389 | 0.41768 | 1857 | 0.85654
63532 | 6.095 | 1 | 365 | 6.9677 | 0.9674 | 7 | 0.93508
63667 | 12.19 | 1 | 365 | 13.9354 | 0.9348 | 14 | 0.87016
63615 | 9.975 | 1 | 365 | 11.4032 | 0.85887 | 12 | 0.26209
34600 | 302.4 | 0.9 | 365 | 311.1279 | 0.68621 | 311 | 0.81408
63892 | 200.88 | 0.9 | 365 | 206.6778 | 0.30584 | 206 | 0.98364
51829 | 187.86 | 0.9 | 365 | 193.282 | 0.45268 | 193 | 0.7347
63581 | 11.34 | 1 | 365 | 12.9637 | 0.98693 | 13 | 0.95059
63584 | 12.6 | 1 | 365 | 14.4041 | 0.87436 | 15 | 0.27843
63585 | 15 | 1 | 365 | 17.1477 | 0.37424 | 17 | 0.52194
63586 | 7.8 | 1 | 365 | 8.9168 | 0.8746 | 9 | 0.79141
63589 | 7.5 | 1 | 365 | 8.5739 | 0.18712 | 8 | 0.76097
63591 | 11.025 | 1 | 365 | 12.6036 | 0.26507 | 12 | 0.86863
63592 | 9.6 | 1 | 365 | 10.9745 | 0.99951 | 11 | 0.97404
63593 | 14.1 | 1 | 365 | 16.1188 | 0.31179 | 16 | 0.43062
63594 | 14.1 | 1 | 365 | 16.1188 | 0.31179 | 16 | 0.43062
63595 | 8.82 | 1 | 365 | 10.0828 | 0.21205 | 10 | 0.2949
63596 | 3.3 | 1 | 365 | 3.7725 | 0.56233 | 4 | 0.33483
63715 | 6.6 | 1 | 365 | 7.545 | 0.12467 | 7 | 0.66965
63728 | 9.3 | 1 | 365 | 10.6316 | 0.31203 | 10 | 0.9436
63772 | 4.8 | 1 | 365 | 5.4873 | 0.99976 | 6 | 0.48702
63776 | 14.49 | 1 | 365 | 16.5647 | 0.20552 | 16 | 0.77019
63674 | 3.71 | 1 | 365 | 4.2412 | 0.5019 | 4 | 0.74309
63771 | 7.95 | 1 | 365 | 9.0883 | 0.21835 | 9 | 0.30663
35160 | 151.2 | 0.9 | 365 | 155.5639 | 0.84311 | 156 | 0.40704
35138 | 212.04 | 0.9 | 365 | 218.1599 | 0.32283 | 218 | 0.48273
63909 | 143.64 | 0.9 | 365 | 147.7857 | 0.25095 | 148 | 0.036688
34799 | 128.44 | 0.9 | 365 | 132.147 | 0.90164 | 133 | 0.048678
34780 | 88.35 | 0.9 | 365 | 90.9 | 0.21785 | 91 | 0.1178
35149 | 87.36 | 0.9 | 365 | 89.8814 | 0.17602 | 90 | 0.057401
35250 | 85.05 | 0.9 | 365 | 87.5047 | 0.41175 | 87 | 0.91646
34618 | 75.64 | 0.9 | 365 | 77.8231 | 0.0040508 | 77 | 0.82717
39968 | 6.325 | 1 | 365 | 7.2306 | 0.49447 | 7 | 0.72508
63816 | 6.6 | 1 | 365 | 7.545 | 0.12467 | 7 | 0.66965
63837 | 9.765 | 1 | 365 | 11.1632 | 0.37763 | 11 | 0.54078
63843 | 12 | 1 | 365 | 13.7182 | 0.49939 | 14 | 0.21755
47806 | 24.96 | 1 | 365 | 28.5338 | 0.19874 | 28 | 0.73251
34558 | 60.495 | 0.9 | 365 | 62.241 | 0.76818 | 63 | 0.0091856
63900 | 8.7 | 1 | 365 | 9.9457 | 0.93706 | 10 | 0.88273
47275 | 10.8 | 1 | 365 | 12.3463 | 0.74945 | 13 | 0.095797
63590 | 11.025 | 1 | 365 | 12.6036 | 0.26507 | 12 | 0.86863
63106 | 3.924 | 1 | 365 | 4.4858 | 0.9923 | 5 | 0.47814
62091 | 6.875 | 1 | 365 | 7.8594 | 0.75486 | 8 | 0.61422
26685 | 2179.3 | 0.9 | 365 | 2242.199 | 0.70687 | 2242 | 0.90583
35100 | 74.4 | 0.9 | 365 | 76.5473 | 0.44661 | 76 | 0.99394
62715 | 5.4 | 1 | 365 | 6.1732 | 0.37473 | 6 | 0.5479
35249 | 64.79 | 0.9 | 365 | 66.66 | 0.62642 | 67 | 0.28639
63863 | 23.94 | 1 | 365 | 27.3677 | 0.86129 | 28 | 0.22902
45447 | 24.255 | 1 | 365 | 27.7278 | 0.58315 | 28 | 0.31098
64220 | 5.1 | 1 | 365 | 5.8302 | 0.68724 | 6 | 0.51746
35168 | 70.98 | 0.9 | 365 | 73.0286 | 0.39301 | 73 | 0.42164
44550 | 30.24 | 0.9 | 365 | 31.1128 | 0.36862 | 31 | 0.48141
61237 | 9.72 | 1 | 365 | 11.1117 | 0.27451 | 11 | 0.38622
64292 | 5.7 | 1 | 365 | 6.5161 | 0.062211 | 6 | 0.57834
37709 | 24.885 | 1 | 365 | 28.448 | 0.026864 | 28 | 0.4749
64468 | 5.565 | 1 | 365 | 6.3618 | 0.75284 | 7 | 0.11464
64478 | 9.54 | 1 | 365 | 10.9059 | 0.86202 | 11 | 0.76795
64416 | 3.71 | 1 | 365 | 4.2412 | 0.5019 | 4 | 0.74309
64279 | 5.035 | 1 | 365 | 5.7559 | 0.53829 | 6 | 0.2942
48617 | 4.2 | 1 | 365 | 4.8014 | 0.62479 | 5 | 0.42614
64080 | 8.7 | 1 | 365 | 9.9457 | 0.93706 | 10 | 0.88273
64581 | 6.3 | 1 | 365 | 7.202 | 0.43718 | 7 | 0.63921
64594 | 6.9 | 1 | 365 | 7.8879 | 0.81215 | 8 | 0.70009
64597 | 8.1 | 1 | 365 | 9.2598 | 0.56209 | 9 | 0.82185
64613 | 4.5 | 1 | 365 | 5.1443 | 0.31227 | 5 | 0.45658
64665 | 6.625 | 1 | 365 | 7.5736 | 0.18196 | 7 | 0.75552
64692 | 7.2 | 1 | 365 | 8.2309 | 0.49964 | 8 | 0.73053
64693 | 12 | 1 | 365 | 13.7182 | 0.49939 | 14 | 0.21755
64432 | 15.3 | 1 | 365 | 17.4907 | 0.061725 | 17 | 0.55238
64707 | 10.865 | 1 | 365 | 12.4207 | 0.89841 | 13 | 0.31906
64710 | 12.985 | 1 | 365 | 14.8442 | 0.75663 | 15 | 0.60083
64717 | 4.8 | 1 | 365 | 5.4873 | 0.99976 | 6 | 0.48702
64723 | 6.625 | 1 | 365 | 7.5736 | 0.18196 | 7 | 0.75552
64727 | 4.77 | 1 | 365 | 5.453 | 0.93101 | 6 | 0.38398
64729 | 7.42 | 1 | 365 | 8.4824 | 0.0037907 | 8 | 0.48619
64731 | 6.625 | 1 | 365 | 7.5736 | 0.18196 | 7 | 0.75552
64732 | 8.215 | 1 | 365 | 9.3912 | 0.82563 | 10 | 0.21685
60170 | 11.395 | 1 | 365 | 13.0265 | 0.11296 | 13 | 0.1395
51712 | 107.73 | 0.9 | 365 | 110.8393 | 0.18821 | 111 | 0.027516
44918 | 50.73 | 0.9 | 365 | 52.1942 | 0.62831 | 52 | 0.82248
64779 | 5.4 | 1 | 365 | 6.1732 | 0.37473 | 6 | 0.5479
64785 | 15.68 | 1 | 365 | 17.9251 | 0.93254 | 18 | 0.8576
64816 | 27 | 0.9 | 365 | 27.7793 | 0.68627 | 28 | 0.46554
64855 | 12 | 1 | 365 | 13.7182 | 0.49939 | 14 | 0.21755
64876 | 9.24 | 1 | 365 | 10.563 | 0.17453 | 10 | 0.73752
64291 | 6.9 | 1 | 365 | 7.8879 | 0.81215 | 8 | 0.70009
64895 | 6.9 | 1 | 365 | 7.8879 | 0.81215 | 8 | 0.70009
47990 | 15.105 | 1 | 365 | 17.2677 | 0.61486 | 17 | 0.88259
64722 | 9.805 | 1 | 365 | 11.2089 | 0.46929 | 11 | 0.67817
64907 | 5.035 | 1 | 365 | 5.7559 | 0.53829 | 6 | 0.2942
63706 | 15.18 | 1 | 365 | 17.3535 | 0.78673 | 18 | 0.1402
64925 | 16.38 | 1 | 365 | 18.7253 | 0.53667 | 19 | 0.26196
64928 | 9.8 | 1 | 365 | 11.2032 | 0.45784 | 11 | 0.661
64950 | 9.72 | 1 | 365 | 11.1117 | 0.27451 | 11 | 0.38622
64543 | 45.885 | 0.9 | 365 | 47.2093 | 0.63572 | 47 | 0.84505
65052 | 8.12 | 1 | 365 | 9.2826 | 0.60792 | 9 | 0.89054
46398 | 5.985 | 1 | 365 | 6.8419 | 0.71532 | 7 | 0.55725
65133 | 4.95 | 1 | 365 | 5.6587 | 0.3435 | 6 | 0.0022402
65136 | 5.232 | 1 | 365 | 5.9811 | 0.98973 | 6 | 0.97085
54144 | 13.08 | 1 | 365 | 14.9528 | 0.97434 | 15 | 0.92713
65051 | 11.2 | 1 | 365 | 12.8036 | 0.6661 | 13 | 0.46972
65268 | 4.56 | 1 | 365 | 5.2129 | 0.44977 | 5 | 0.66267
58622 | 12.753 | 1 | 365 | 14.579 | 0.22498 | 14 | 0.80395
58620 | 11.04 | 1 | 365 | 12.6207 | 0.29944 | 12 | 0.92015
65284 | 6.12 | 1 | 365 | 6.9963 | 0.02469 | 7 | 0.020952
65285 | 7.56 | 1 | 365 | 8.6424 | 0.32462 | 8 | 0.96706
65289 | 11.2 | 1 | 365 | 12.8036 | 0.6661 | 13 | 0.46972
65291 | 7.95 | 1 | 365 | 9.0883 | 0.21835 | 9 | 0.30663
65296 | 9.1 | 1 | 365 | 10.4029 | 0.85371 | 11 | 0.25664
65303 | 6.867 | 1 | 365 | 7.8502 | 0.73653 | 8 | 0.58674
65318 | 9.38 | 1 | 365 | 10.723 | 0.49536 | 11 | 0.21839
65320 | 4.96 | 1 | 365 | 5.6702 | 0.36642 | 6 | 0.036588
65321 | 6.63 | 1 | 365 | 7.5793 | 0.19341 | 7 | 0.7727
65331 | 6 | 1 | 365 | 6.8591 | 0.7497 | 7 | 0.60878
65332 | 12.6 | 1 | 365 | 14.4041 | 0.87436 | 15 | 0.27843
63055 | 10.07 | 1 | 365 | 11.5118 | 0.076573 | 11 | 0.5884
63096 | 11.2 | 1 | 365 | 12.8036 | 0.6661 | 13 | 0.46972
63098 | 8.32 | 1 | 365 | 9.5113 | 0.066245 | 9 | 0.5775
63104 | 5.04 | 1 | 365 | 5.7616 | 0.54974 | 6 | 0.31137
63103 | 7.29 | 1 | 365 | 8.3338 | 0.70588 | 9 | 0.039663
63107 | 6.625 | 1 | 365 | 7.5736 | 0.18196 | 7 | 0.75552
63117 | 8 | 1 | 365 | 9.1454 | 0.33293 | 9 | 0.47837
63120 | 3.99 | 1 | 365 | 4.5613 | 0.14355 | 4 | 0.70484
63122 | 7.95 | 1 | 365 | 9.0883 | 0.21835 | 9 | 0.30663
63124 | 7.42 | 1 | 365 | 8.4824 | 0.0037907 | 8 | 0.48619
63127 | 13.25 | 1 | 365 | 15.1471 | 0.36391 | 15 | 0.51105
63129 | 7.155 | 1 | 365 | 8.1795 | 0.39651 | 8 | 0.57597
63139 | 11.13 | 1 | 365 | 12.7236 | 0.50569 | 13 | 0.22928
63142 | 6.36 | 1 | 365 | 7.2706 | 0.57468 | 7 | 0.8453
63144 | 10.07 | 1 | 365 | 11.5118 | 0.076573 | 11 | 0.5884
62566 | 8.745 | 1 | 365 | 9.9971 | 0.040182 | 10 | 0.037291
63164 | 9.3 | 1 | 365 | 10.6316 | 0.31203 | 10 | 0.9436
63176 | 6.095 | 1 | 365 | 6.9677 | 0.9674 | 7 | 0.93508
63182 | 1.56 | 1 | 365 | 1.7834 | 0.57492 | 2 | 0.35828
62266 | 7.42 | 1 | 365 | 8.4824 | 0.0037907 | 8 | 0.48619
63172 | 5.035 | 1 | 365 | 5.7559 | 0.53829 | 6 | 0.2942
63186 | 9.8 | 1 | 365 | 11.2032 | 0.45784 | 11 | 0.661
63188 | 3.12 | 1 | 365 | 3.5667 | 0.14984 | 3 | 0.71656
63191 | 9.765 | 1 | 365 | 11.1632 | 0.37763 | 11 | 0.54078
63196 | 6.75 | 1 | 365 | 7.7165 | 0.46841 | 8 | 0.18487
63202 | 3.5 | 1 | 365 | 4.0011 | 0.020656 | 4 | 0.021786
63222 | 7.245 | 1 | 365 | 8.2823 | 0.60276 | 8 | 0.8851
63224 | 5.7 | 1 | 365 | 6.5161 | 0.062211 | 6 | 0.57834
62142 | 7.685 | 1 | 365 | 8.7853 | 0.61107 | 9 | 0.39641
58071 | 5.565 | 1 | 365 | 6.3618 | 0.75284 | 7 | 0.11464
62218 | 13 | 1 | 365 | 14.8613 | 0.79101 | 15 | 0.65235
63000 | 8.28 | 1 | 365 | 9.4655 | 0.97458 | 10 | 0.44011
63063 | 6.89 | 1 | 365 | 7.8765 | 0.78923 | 8 | 0.66574
63309 | 4.505 | 1 | 365 | 5.15 | 0.32373 | 5 | 0.47376
63314 | 8.48 | 1 | 365 | 9.6942 | 0.4329 | 10 | 0.12707
63317 | 6.625 | 1 | 365 | 7.5736 | 0.18196 | 7 | 0.75552
63318 | 6.095 | 1 | 365 | 6.9677 | 0.9674 | 7 | 0.93508
63321 | 6.095 | 1 | 365 | 6.9677 | 0.9674 | 7 | 0.93508
58001 | 8.06 | 1 | 365 | 9.214 | 0.47042 | 9 | 0.68446
63341 | 9.54 | 1 | 365 | 10.9059 | 0.86202 | 11 | 0.76795
58609 | 7.42 | 1 | 365 | 8.4824 | 0.0037907 | 8 | 0.48619
63345 | 9.54 | 1 | 365 | 10.9059 | 0.86202 | 11 | 0.76795
63356 | 3.25 | 1 | 365 | 3.7153 | 0.44775 | 4 | 0.16309
63414 | 6.4 | 1 | 365 | 7.3164 | 0.66634 | 7 | 0.98269
63415 | 3.9 | 1 | 365 | 4.4584 | 0.9373 | 5 | 0.3957
63417 | 9.69 | 1 | 365 | 11.0774 | 0.20576 | 11 | 0.28317
63418 | 9.18 | 1 | 365 | 10.4944 | 0.037035 | 10 | 0.53143
63419 | 4.485 | 1 | 365 | 5.1272 | 0.2779 | 5 | 0.40506
63427 | 4.77 | 1 | 365 | 5.453 | 0.93101 | 6 | 0.38398
59209 | 9.01 | 1 | 365 | 10.3001 | 0.64746 | 10 | 0.94751
63453 | 6.625 | 1 | 365 | 7.5736 | 0.18196 | 7 | 0.75552
59518 | 8.745 | 1 | 365 | 9.9971 | 0.040182 | 10 | 0.037291
63509 | 5.13 | 1 | 365 | 5.8645 | 0.75599 | 6 | 0.6205
63504 | 9 | 1 | 365 | 10.2886 | 0.62454 | 10 | 0.91316
52902 | 6.9 | 1 | 365 | 7.8879 | 0.81215 | 8 | 0.70009
63547 | 11.34 | 1 | 365 | 12.9637 | 0.98693 | 13 | 0.95059
63545 | 7.8 | 1 | 365 | 8.9168 | 0.8746 | 9 | 0.79141
63487 | 7.125 | 1 | 365 | 8.1452 | 0.32776 | 8 | 0.47292
63501 | 4.77 | 1 | 365 | 5.453 | 0.93101 | 6 | 0.38398
63514 | 9.24 | 1 | 365 | 10.563 | 0.17453 | 10 | 0.73752
63516 | 6.3 | 1 | 365 | 7.202 | 0.43718 | 7 | 0.63921
63521 | 5.72 | 1 | 365 | 6.539 | 0.10804 | 6 | 0.64703
63523 | 9 | 1 | 365 | 10.2886 | 0.62454 | 10 | 0.91316
63503 | 121 | 0.8 | 365 | 110.6598 | 0.82843 | 111 | 0.48825
63537 | 9.01 | 1 | 365 | 10.3001 | 0.64746 | 10 | 0.94751
63541 | 4.16 | 1 | 365 | 4.7556 | 0.53312 | 5 | 0.28875
63555 | 10.395 | 1 | 365 | 11.8834 | 0.82135 | 12 | 0.7047
63574 | 7.95 | 1 | 365 | 9.0883 | 0.21835 | 9 | 0.30663
63663 | 3.975 | 1 | 365 | 4.5441 | 0.10917 | 4 | 0.65331
62546 | 10.07 | 1 | 365 | 11.5118 | 0.076573 | 11 | 0.5884
62139 | 8.48 | 1 | 365 | 9.6942 | 0.4329 | 10 | 0.12707
63766 | 6.36 | 1 | 365 | 7.2706 | 0.57468 | 7 | 0.8453
57136 | 6.625 | 1 | 365 | 7.5736 | 0.18196 | 7 | 0.75552
55145 | 8.06 | 1 | 365 | 9.214 | 0.47042 | 9 | 0.68446
57094 | 4.42 | 1 | 365 | 5.0529 | 0.12894 | 5 | 0.1818
62824 | 8.215 | 1 | 365 | 9.3912 | 0.82563 | 10 | 0.21685
62565 | 10.335 | 1 | 365 | 11.8148 | 0.68385 | 12 | 0.49862
63558 | 5.44 | 1 | 365 | 6.2189 | 0.46639 | 6 | 0.68529
63534 | 15 | 1 | 365 | 17.1477 | 0.37424 | 17 | 0.52194
63562 | 11.655 | 1 | 365 | 13.3238 | 0.70878 | 14 | 0.032547
63568 | 16.2 | 1 | 365 | 18.5195 | 0.12418 | 18 | 0.6437
63601 | 4.14 | 1 | 365 | 4.7328 | 0.48729 | 5 | 0.22006
63603 | 7.245 | 1 | 365 | 8.2823 | 0.60276 | 8 | 0.8851
63605 | 12 | 1 | 365 | 13.7182 | 0.49939 | 14 | 0.21755
63606 | 4.2 | 1 | 365 | 4.8014 | 0.62479 | 5 | 0.42614
63607 | 7.685 | 1 | 365 | 8.7853 | 0.61107 | 9 | 0.39641
63610 | 5.12 | 1 | 365 | 5.8531 | 0.73307 | 6 | 0.58616
63611 | 5.44 | 1 | 365 | 6.2189 | 0.46639 | 6 | 0.68529
63644 | 11.96 | 1 | 365 | 13.6724 | 0.40773 | 14 | 0.08016
63775 | 5.72 | 1 | 365 | 6.539 | 0.10804 | 6 | 0.64703
63782 | 8.4 | 1 | 365 | 9.6027 | 0.24957 | 9 | 0.85229
63785 | 7.84 | 1 | 365 | 8.9625 | 0.96627 | 9 | 0.9288
63809 | 10.4 | 1 | 365 | 11.8891 | 0.83281 | 12 | 0.72188
63810 | 4.42 | 1 | 365 | 5.0529 | 0.12894 | 5 | 0.1818
63815 | 9.36 | 1 | 365 | 10.7002 | 0.44953 | 11 | 0.14969
63906 | 11.2 | 1 | 365 | 12.8036 | 0.6661 | 13 | 0.46972
63938 | 4.94 | 1 | 365 | 5.6473 | 0.32058 | 5 | 0.96789
63939 | 5.83 | 1 | 365 | 6.6647 | 0.36012 | 7 | 0.024861
63948 | 8.67 | 1 | 365 | 9.9114 | 0.86831 | 10 | 0.77968
63755 | 6.213 | 1 | 365 | 7.1026 | 0.23781 | 7 | 0.34039
63802 | 6.72 | 1 | 365 | 7.6822 | 0.39966 | 8 | 0.081829
63859 | 7.8 | 1 | 365 | 8.9168 | 0.8746 | 9 | 0.79141
57107 | 8.96 | 1 | 365 | 10.2429 | 0.53288 | 10 | 0.77577
63860 | 3.6 | 1 | 365 | 4.1154 | 0.24982 | 4 | 0.36527
63861 | 6.3 | 1 | 365 | 7.202 | 0.43718 | 7 | 0.63921
63865 | 7.194 | 1 | 365 | 8.224 | 0.48589 | 8 | 0.70992
63871 | 11.4 | 1 | 365 | 13.0323 | 0.12442 | 13 | 0.15667
60215 | 9.36 | 1 | 365 | 10.7002 | 0.44953 | 11 | 0.14969
63874 | 6.6 | 1 | 365 | 7.545 | 0.12467 | 7 | 0.66965
62552 | 11.925 | 1 | 365 | 13.6324 | 0.32752 | 13 | 0.95994
62864 | 5.035 | 1 | 365 | 5.7559 | 0.53829 | 6 | 0.2942
62842 | 6.89 | 1 | 365 | 7.8765 | 0.78923 | 8 | 0.66574
62759 | 9.275 | 1 | 365 | 10.603 | 0.25474 | 10 | 0.85773
62861 | 5.83 | 1 | 365 | 6.6647 | 0.36012 | 7 | 0.024861
62856 | 5.83 | 1 | 365 | 6.6647 | 0.36012 | 7 | 0.024861
62540 | 7.155 | 1 | 365 | 8.1795 | 0.39651 | 8 | 0.57597
62740 | 4.77 | 1 | 365 | 5.453 | 0.93101 | 6 | 0.38398
62703 | 5.035 | 1 | 365 | 5.7559 | 0.53829 | 6 | 0.2942
62867 | 6.89 | 1 | 365 | 7.8765 | 0.78923 | 8 | 0.66574
61785 | 7.95 | 1 | 365 | 9.0883 | 0.21835 | 9 | 0.30663
62769 | 5.83 | 1 | 365 | 6.6647 | 0.36012 | 7 | 0.024861
62777 | 7.155 | 1 | 365 | 8.1795 | 0.39651 | 8 | 0.57597
62912 | 9.54 | 1 | 365 | 10.9059 | 0.86202 | 11 | 0.76795
55040 | 10.4 | 1 | 365 | 11.8891 | 0.83281 | 12 | 0.72188
62770 | 8.48 | 1 | 365 | 9.6942 | 0.4329 | 10 | 0.12707
63271 | 6.625 | 1 | 365 | 7.5736 | 0.18196 | 7 | 0.75552
62773 | 8.215 | 1 | 365 | 9.3912 | 0.82563 | 10 | 0.21685
62834 | 9.01 | 1 | 365 | 10.3001 | 0.64746 | 10 | 0.94751
62931 | 5.035 | 1 | 365 | 5.7559 | 0.53829 | 6 | 0.2942
62827 | 4.505 | 1 | 365 | 5.15 | 0.32373 | 5 | 0.47376
62732 | 3.18 | 1 | 365 | 3.6353 | 0.28734 | 3 | 0.92265
62831 | 4.77 | 1 | 365 | 5.453 | 0.93101 | 6 | 0.38398
62841 | 7.155 | 1 | 365 | 8.1795 | 0.39651 | 8 | 0.57597
63982 | 10.6 | 1 | 365 | 12.1177 | 0.29113 | 12 | 0.40884
63983 | 8.06 | 1 | 365 | 9.214 | 0.47042 | 9 | 0.68446
62890 | 8.48 | 1 | 365 | 9.6942 | 0.4329 | 10 | 0.12707
62260 | 5.83 | 1 | 365 | 6.6647 | 0.36012 | 7 | 0.024861
63989 | 9.275 | 1 | 365 | 10.603 | 0.25474 | 10 | 0.85773
63992 | 5.88 | 1 | 365 | 6.7219 | 0.4747 | 7 | 0.1966
64019 | 4.41 | 1 | 365 | 5.0414 | 0.10603 | 5 | 0.14745
64020 | 6.6 | 1 | 365 | 7.545 | 0.12467 | 7 | 0.66965
64023 | 10.335 | 1 | 365 | 11.8148 | 0.68385 | 12 | 0.49862
64024 | 11.2 | 1 | 365 | 12.8036 | 0.6661 | 13 | 0.46972
62695 | 6.89 | 1 | 365 | 7.8765 | 0.78923 | 8 | 0.66574
62882 | 5.035 | 1 | 365 | 5.7559 | 0.53829 | 6 | 0.2942
64048 | 11.725 | 1 | 365 | 13.4038 | 0.8692 | 14 | 0.27298
64058 | 13.25 | 1 | 365 | 15.1471 | 0.36391 | 15 | 0.51105
64069 | 10.335 | 1 | 365 | 11.8148 | 0.68385 | 12 | 0.49862
64274 | 4.24 | 1 | 365 | 4.8471 | 0.71645 | 5 | 0.56354
64277 | 4.77 | 1 | 365 | 5.453 | 0.93101 | 6 | 0.38398
64290 | 7.42 | 1 | 365 | 8.4824 | 0.0037907 | 8 | 0.48619
57307 | 6.36 | 1 | 365 | 7.2706 | 0.57468 | 7 | 0.8453
58233 | 8.48 | 1 | 365 | 9.6942 | 0.4329 | 10 | 0.12707
64053 | 5.865 | 1 | 365 | 6.7048 | 0.44033 | 7 | 0.14508
64054 | 4.95 | 1 | 365 | 5.6587 | 0.3435 | 6 | 0.0022402
64071 | 8.37 | 1 | 365 | 9.5684 | 0.18083 | 9 | 0.74924
64067 | 6.3 | 1 | 365 | 7.202 | 0.43718 | 7 | 0.63921
43191 | 6.095 | 1 | 365 | 6.9677 | 0.9674 | 7 | 0.93508
43895 | 9.35 | 1 | 365 | 10.6887 | 0.42661 | 11 | 0.11534
43916 | 5.75 | 1 | 365 | 6.5733 | 0.17679 | 6 | 0.75008
64453 | 5.44 | 1 | 365 | 6.2189 | 0.46639 | 6 | 0.68529
64077 | 6.4 | 1 | 365 | 7.3164 | 0.66634 | 7 | 0.98269
64091 | 8.19 | 1 | 365 | 9.3626 | 0.76834 | 10 | 0.13098
64100 | 7.84 | 1 | 365 | 8.9625 | 0.96627 | 9 | 0.9288
64111 | 6.825 | 1 | 365 | 7.8022 | 0.64028 | 8 | 0.44248
64116 | 3.12 | 1 | 365 | 3.5667 | 0.14984 | 3 | 0.71656
64121 | 7.5 | 1 | 365 | 8.5739 | 0.18712 | 8 | 0.76097
64122 | 10.88 | 1 | 365 | 12.4378 | 0.93278 | 13 | 0.37058
64125 | 10.56 | 1 | 365 | 12.072 | 0.19946 | 12 | 0.27145
64150 | 9.45 | 1 | 365 | 10.8031 | 0.65577 | 11 | 0.45882
64153 | 3.5 | 1 | 365 | 4.0011 | 0.020656 | 4 | 0.021786
64171 | 6.96 | 1 | 365 | 7.9565 | 0.94965 | 8 | 0.90618
64184 | 10.8 | 1 | 365 | 12.3463 | 0.74945 | 13 | 0.095797
64192 | 5.12 | 1 | 365 | 5.8531 | 0.73307 | 6 | 0.58616
64204 | 6.44 | 1 | 365 | 7.3621 | 0.75801 | 8 | 0.12009
64217 | 13.395 | 1 | 365 | 15.3129 | 0.6962 | 16 | 0.0090924
64235 | 3.84 | 1 | 365 | 4.3898 | 0.79981 | 5 | 0.18962
64237 | 6.9 | 1 | 365 | 7.8879 | 0.81215 | 8 | 0.70009
64240 | 9.62 | 1 | 365 | 10.9974 | 0.045346 | 11 | 0.042738
64254 | 8.04 | 1 | 365 | 9.1912 | 0.42459 | 9 | 0.61576
64260 | 7.5 | 1 | 365 | 8.5739 | 0.18712 | 8 | 0.76097
64265 | 6.72 | 1 | 365 | 7.6822 | 0.39966 | 8 | 0.081829
64294 | 9.3 | 1 | 365 | 10.6316 | 0.31203 | 10 | 0.9436
64297 | 2.44 | 1 | 365 | 2.7894 | 0.59154 | 3 | 0.3809
64301 | 4.83 | 1 | 365 | 5.5216 | 0.068505 | 5 | 0.59006
64303 | 2.6 | 1 | 365 | 2.9723 | 0.9582 | 3 | 0.93047
64308 | 10.6 | 1 | 365 | 12.1177 | 0.29113 | 12 | 0.40884
64310 | 5.035 | 1 | 365 | 5.7559 | 0.53829 | 6 | 0.2942
64309 | 4.48 | 1 | 365 | 5.1214 | 0.26644 | 5 | 0.38789
64311 | 8.82 | 1 | 365 | 10.0828 | 0.21205 | 10 | 0.2949
64315 | 8.32 | 1 | 365 | 9.5113 | 0.066245 | 9 | 0.5775
64318 | 9.36 | 1 | 365 | 10.7002 | 0.44953 | 11 | 0.14969
64332 | 7.42 | 1 | 365 | 8.4824 | 0.0037907 | 8 | 0.48619
64341 | 12.9 | 1 | 365 | 14.747 | 0.56185 | 15 | 0.30887
64356 | 5.04 | 1 | 365 | 5.7616 | 0.54974 | 6 | 0.31137
64358 | 7 | 1 | 365 | 8.0023 | 0.041312 | 8 | 0.043572
64366 | 7.2 | 1 | 365 | 8.2309 | 0.49964 | 8 | 0.73053
64375 | 8.1 | 1 | 365 | 9.2598 | 0.56209 | 9 | 0.82185
64376 | 9.405 | 1 | 365 | 10.7516 | 0.55265 | 11 | 0.30426
64383 | 6.3 | 1 | 365 | 7.202 | 0.43718 | 7 | 0.63921
64385 | 7.68 | 1 | 365 | 8.7796 | 0.59961 | 9 | 0.37923
64387 | 6.16 | 1 | 365 | 7.042 | 0.11635 | 7 | 0.15834
64388 | 4.32 | 1 | 365 | 4.9385 | 0.89978 | 5 | 0.83832
64389 | 5.44 | 1 | 365 | 6.2189 | 0.46639 | 6 | 0.68529
64394 | 10.5 | 1 | 365 | 12.0034 | 0.061968 | 12 | 0.065358
64401 | 12.48 | 1 | 365 | 14.2669 | 0.59937 | 14 | 0.86625
64415 | 9.315 | 1 | 365 | 10.6487 | 0.3464 | 10 | 0.99512
64418 | 15.25 | 1 | 365 | 17.4335 | 0.94714 | 18 | 0.38064
64420 | 7.245 | 1 | 365 | 8.2823 | 0.60276 | 8 | 0.8851
64424 | 9.72 | 1 | 365 | 11.1117 | 0.27451 | 11 | 0.38622
49126 | 20.79 | 1 | 365 | 23.7667 | 0.6427 | 24 | 0.40941
64429 | 5.32 | 1 | 365 | 6.0817 | 0.1914 | 6 | 0.27311
64431 | 7.28 | 1 | 365 | 8.3224 | 0.68296 | 9 | 0.0053149
64438 | 2.616 | 1 | 365 | 2.9906 | 0.99487 | 3 | 0.98543
64442 | 5.12 | 1 | 365 | 5.8531 | 0.73307 | 6 | 0.58616
64241 | 24.525 | 1 | 365 | 28.0365 | 0.20188 | 28 | 0.23837
64448 | 8.265 | 1 | 365 | 9.4484 | 0.94021 | 10 | 0.38859
64449 | 1.3 | 1 | 365 | 1.4861 | 0.9791 | 2 | 0.46523
64463 | 11.88 | 1 | 365 | 13.581 | 0.2244 | 13 | 0.80538
64464 | 6.67 | 1 | 365 | 7.625 | 0.28508 | 7 | 0.91009
64491 | 6.54 | 1 | 365 | 7.4764 | 0.98717 | 8 | 0.46357
64492 | 5.76 | 1 | 365 | 6.5847 | 0.19971 | 6 | 0.78442
64493 | 10.53 | 1 | 365 | 12.0377 | 0.13072 | 12 | 0.1684
64500 | 3.84 | 1 | 365 | 4.3898 | 0.79981 | 5 | 0.18962
64502 | 7.245 | 1 | 365 | 8.2823 | 0.60276 | 8 | 0.8851
64504 | 8.4 | 1 | 365 | 9.6027 | 0.24957 | 9 | 0.85229
64506 | 7.8 | 1 | 365 | 8.9168 | 0.8746 | 9 | 0.79141
64541 | 10.66 | 1 | 365 | 12.1863 | 0.42863 | 12 | 0.61493
64638 | 7.975 | 1 | 365 | 9.1169 | 0.27564 | 9 | 0.3925
64640 | 12.42 | 1 | 365 | 14.1983 | 0.46187 | 14 | 0.66017
64641 | 10.6 | 1 | 365 | 12.1177 | 0.29113 | 12 | 0.40884
64643 | 10.2 | 1 | 365 | 11.6604 | 0.37448 | 12 | 0.034919
64648 | 16.065 | 1 | 365 | 18.3652 | 0.81481 | 19 | 0.18
64659 | 5.2 | 1 | 365 | 5.9445 | 0.9164 | 6 | 0.86094
64673 | 10.08 | 1 | 365 | 11.5233 | 0.099489 | 11 | 0.62274
64677 | 9.6 | 1 | 365 | 10.9745 | 0.99951 | 11 | 0.97404
64678 | 4.56 | 1 | 365 | 5.2129 | 0.44977 | 5 | 0.66267
64715 | 8.82 | 1 | 365 | 10.0828 | 0.21205 | 10 | 0.2949
64755 | 6.9 | 1 | 365 | 7.8879 | 0.81215 | 8 | 0.70009
64814 | 60.375 | 0.9 | 365 | 62.1175 | 0.52068 | 62 | 0.63823
64780 | 5.72 | 1 | 365 | 6.539 | 0.10804 | 6 | 0.64703
64788 | 9.28 | 1 | 365 | 10.6087 | 0.2662 | 10 | 0.87491
65005 | 4.42 | 1 | 365 | 5.0529 | 0.12894 | 5 | 0.1818
65011 | 5.7 | 1 | 365 | 6.5161 | 0.062211 | 6 | 0.57834
63793 | 8.4 | 1 | 365 | 9.6027 | 0.24957 | 9 | 0.85229
63467 | 5.32 | 1 | 365 | 6.0817 | 0.1914 | 6 | 0.27311
63831 | 5.83 | 1 | 365 | 6.6647 | 0.36012 | 7 | 0.024861
62921 | 10.865 | 1 | 365 | 12.4207 | 0.89841 | 13 | 0.31906
63530 | 7.8 | 1 | 365 | 8.9168 | 0.8746 | 9 | 0.79141
64092 | 8.84 | 1 | 365 | 10.1057 | 0.25789 | 10 | 0.3636
64104 | 9.01 | 1 | 365 | 10.3001 | 0.64746 | 10 | 0.94751
64124 | 6.5 | 1 | 365 | 7.4307 | 0.8955 | 8 | 0.32617
28956 | 5262.57 | 0.7 | 365 | 4211.2453 | 0.85273 | 4212 | 0.09807
64546 | 6.76 | 1 | 365 | 7.7279 | 0.49132 | 8 | 0.21922
64552 | 8.32 | 1 | 365 | 9.5113 | 0.066245 | 9 | 0.5775
64553 | 6.76 | 1 | 365 | 7.7279 | 0.49132 | 8 | 0.21922
63252 | 10.07 | 1 | 365 | 11.5118 | 0.076573 | 11 | 0.5884
51073 | 5.565 | 1 | 365 | 6.3618 | 0.75284 | 7 | 0.11464
63987 | 5.6 | 1 | 365 | 6.4018 | 0.83305 | 7 | 0.23486
63528 | 6.3 | 1 | 365 | 7.202 | 0.43718 | 7 | 0.63921
63300 | 7.54 | 1 | 365 | 8.6196 | 0.27878 | 8 | 0.89836
58944 | 4.76 | 1 | 365 | 5.4415 | 0.90809 | 6 | 0.34963
56965 | 2.86 | 1 | 365 | 3.2695 | 0.55402 | 3 | 0.82352
57101 | 6.76 | 1 | 365 | 7.7279 | 0.49132 | 8 | 0.21922
56956 | 15.08 | 1 | 365 | 17.2392 | 0.55757 | 17 | 0.79672
48575 | 3.9 | 1 | 365 | 4.4584 | 0.9373 | 5 | 0.3957
54145 | 7.54 | 1 | 365 | 8.6196 | 0.27878 | 8 | 0.89836
54230 | 9.1 | 1 | 365 | 10.4029 | 0.85371 | 11 | 0.25664
55207 | 2.6 | 1 | 365 | 2.9723 | 0.9582 | 3 | 0.93047
54252 | 11.44 | 1 | 365 | 13.078 | 0.21609 | 13 | 0.29407
55243 | 12.22 | 1 | 365 | 13.9697 | 0.0035475 | 13 | 0.97321
54130 | 4.94 | 1 | 365 | 5.6473 | 0.32058 | 5 | 0.96789
63565 | 7.28 | 1 | 365 | 8.3224 | 0.68296 | 9 | 0.0053149
57085 | 8.32 | 1 | 365 | 9.5113 | 0.066245 | 9 | 0.5775
45272 | 7.905 | 1 | 365 | 9.0368 | 0.11522 | 9 | 0.15206
64177 | 4.5 | 1 | 365 | 5.1443 | 0.31227 | 5 | 0.45658
64205 | 8.82 | 1 | 365 | 10.0828 | 0.21205 | 10 | 0.2949
64850 | 5.83 | 1 | 365 | 6.6647 | 0.36012 | 7 | 0.024861
50668 | 5.1 | 1 | 365 | 5.8302 | 0.68724 | 6 | 0.51746
44930 | 3.6 | 1 | 365 | 4.1154 | 0.24982 | 4 | 0.36527
59416 | 5.035 | 1 | 365 | 5.7559 | 0.53829 | 6 | 0.2942
60577 | 6.625 | 1 | 365 | 7.5736 | 0.18196 | 7 | 0.75552
60631 | 10.6 | 1 | 365 | 12.1177 | 0.29113 | 12 | 0.40884
60761 | 9.01 | 1 | 365 | 10.3001 | 0.64746 | 10 | 0.94751
61350 | 2.65 | 1 | 365 | 3.0294 | 0.072782 | 3 | 0.10221
61133 | 8.4 | 1 | 365 | 9.6027 | 0.24957 | 9 | 0.85229
61137 | 7 | 1 | 365 | 8.0023 | 0.041312 | 8 | 0.043572
61140 | 8.48 | 1 | 365 | 9.6942 | 0.4329 | 10 | 0.12707
61142 | 11.2 | 1 | 365 | 12.8036 | 0.6661 | 13 | 0.46972
61159 | 7.84 | 1 | 365 | 8.9625 | 0.96627 | 9 | 0.9288
61164 | 7.28 | 1 | 365 | 8.3224 | 0.68296 | 9 | 0.0053149
61286 | 10.6 | 1 | 365 | 12.1177 | 0.29113 | 12 | 0.40884
63011 | 2.28 | 1 | 365 | 2.6065 | 0.22488 | 2 | 0.83133
54514 | 182.865 | 0.9 | 365 | 188.1428 | 0.15072 | 188 | 0.29357
54512 | 234.58 | 0.9 | 365 | 241.3504 | 0.81055 | 242 | 0.161
45440 | 6.36 | 1 | 365 | 7.2706 | 0.57468 | 7 | 0.8453
59191 | 7.155 | 1 | 365 | 8.1795 | 0.39651 | 8 | 0.57597
60960 | 7.155 | 1 | 365 | 8.1795 | 0.39651 | 8 | 0.57597
61207 | 4.94 | 1 | 365 | 5.6473 | 0.32058 | 5 | 0.96789
61214 | 2.08 | 1 | 365 | 2.3778 | 0.76656 | 3 | 0.14438
59883 | 6.96 | 1 | 365 | 7.9565 | 0.94965 | 8 | 0.90618
62459 | 13.2 | 1 | 365 | 15.09 | 0.24933 | 15 | 0.33931
62463 | 8.82 | 1 | 365 | 10.0828 | 0.21205 | 10 | 0.2949
63115 | 9.99 | 1 | 365 | 11.4204 | 0.89324 | 12 | 0.31361
62487 | 12.6 | 1 | 365 | 14.4041 | 0.87436 | 15 | 0.27843
35268 | 217.782 | 1 | 365 | 248.964 | 0.072716 | 249 | 0.036742
63553 | 6.72 | 1 | 365 | 7.6822 | 0.39966 | 8 | 0.081829
64364 | 7.8 | 1 | 365 | 8.9168 | 0.8746 | 9 | 0.79141
64764 | 4.41 | 1 | 365 | 5.0414 | 0.10603 | 5 | 0.14745
63746 | 32.01 | 0.9 | 365 | 32.9339 | 0.019165 | 32 | 0.95304
63156 | 11.7 | 1 | 365 | 13.3752 | 0.81191 | 14 | 0.18711
63769 | 5.035 | 1 | 365 | 5.7559 | 0.53829 | 6 | 0.2942
64410 | 13.52 | 1 | 365 | 15.4558 | 0.98265 | 16 | 0.43844
63920 | 8.415 | 1 | 365 | 9.6199 | 0.28395 | 9 | 0.90381
61227 | 4.335 | 1 | 365 | 4.9557 | 0.93416 | 5 | 0.88984
64844 | 6.24 | 1 | 365 | 7.1334 | 0.29968 | 7 | 0.43313
63679 | 9.975 | 1 | 365 | 11.4032 | 0.85887 | 12 | 0.26209
63739 | 24.9 | 1 | 365 | 28.4652 | 0.061238 | 28 | 0.52642
63598 | 2.85 | 1 | 365 | 3.2581 | 0.53111 | 3 | 0.78917
64570 | 11.66 | 1 | 365 | 13.3295 | 0.72024 | 14 | 0.049721
63290 | 5.46 | 1 | 365 | 6.2418 | 0.51222 | 6 | 0.75399
63783 | 11.34 | 1 | 365 | 12.9637 | 0.98693 | 13 | 0.95059
63801 | 9.3 | 1 | 365 | 10.6316 | 0.31203 | 10 | 0.9436
28699 | 647.28 | 1 | 365 | 739.9576 | 0.3172 | 740 | 0.27475
63232 | 6.27 | 1 | 365 | 7.1677 | 0.36843 | 7 | 0.53617
49797 | 7.84 | 1 | 365 | 8.9625 | 0.96627 | 9 | 0.9288
62916 | 6.095 | 1 | 365 | 6.9677 | 0.9674 | 7 | 0.93508
63215 | 13.26 | 1 | 365 | 15.1586 | 0.38683 | 15 | 0.54539
64405 | 10.4 | 1 | 365 | 11.8891 | 0.83281 | 12 | 0.72188
63374 | 5.04 | 1 | 365 | 5.7616 | 0.54974 | 6 | 0.31137
64381 | 7.2 | 1 | 365 | 8.2309 | 0.49964 | 8 | 0.73053
64079 | 12.16 | 1 | 365 | 13.9011 | 0.86605 | 14 | 0.76712
63822 | 5.035 | 1 | 365 | 5.7559 | 0.53829 | 6 | 0.2942
65078 | 8.67 | 1 | 365 | 9.9114 | 0.86831 | 10 | 0.77968
63826 | 11.84 | 1 | 365 | 13.5353 | 0.13273 | 13 | 0.66798
63059 | 13.25 | 1 | 365 | 15.1471 | 0.36391 | 15 | 0.51105
63767 | 4.5 | 1 | 365 | 5.1443 | 0.31227 | 5 | 0.45658
63294 | 4.505 | 1 | 365 | 5.15 | 0.32373 | 5 | 0.47376
63653 | 6.625 | 1 | 365 | 7.5736 | 0.18196 | 7 | 0.75552
63244 | 17.68 | 1 | 365 | 20.2114 | 0.51577 | 20 | 0.72719
62255 | 8.215 | 1 | 365 | 9.3912 | 0.82563 | 10 | 0.21685
63181 | 8.745 | 1 | 365 | 9.9971 | 0.040182 | 10 | 0.037291
63797 | 9.18 | 1 | 365 | 10.4944 | 0.037035 | 10 | 0.53143
63800 | 3.315 | 1 | 365 | 3.7896 | 0.59671 | 4 | 0.38635
63876 | 76.8 | 0.9 | 365 | 79.0166 | 0.3965 | 79 | 0.4131
64005 | 3.64 | 1 | 365 | 4.1612 | 0.34148 | 4 | 0.50266
64013 | 7.95 | 1 | 365 | 9.0883 | 0.21835 | 9 | 0.30663
64045 | 6.89 | 1 | 365 | 7.8765 | 0.78923 | 8 | 0.66574
64140 | 19.765 | 1 | 365 | 22.595 | 0.29379 | 22 | 0.88874
64218 | 6.375 | 1 | 365 | 7.2878 | 0.60905 | 7 | 0.89682
64219 | 13.25 | 1 | 365 | 15.1471 | 0.36391 | 15 | 0.51105
64221 | 13.515 | 1 | 365 | 15.4501 | 0.97119 | 16 | 0.42127
64228 | 5.1 | 1 | 365 | 5.8302 | 0.68724 | 6 | 0.51746
64230 | 7.395 | 1 | 365 | 8.4538 | 0.9465 | 9 | 0.40032
64233 | 11.44 | 1 | 365 | 13.078 | 0.21609 | 13 | 0.29407
64877 | 6.3 | 1 | 365 | 7.202 | 0.43718 | 7 | 0.63921
64878 | 6 | 1 | 365 | 6.8591 | 0.7497 | 7 | 0.60878
64987 | 8 | 1 | 365 | 9.1454 | 0.33293 | 9 | 0.47837
65062 | 12.48 | 1 | 365 | 14.2669 | 0.59937 | 14 | 0.86625
51626 | 71.82 | 0.9 | 365 | 73.8929 | 0.12548 | 74 | 0.018344
63812 | 7.245 | 1 | 365 | 8.2823 | 0.60276 | 8 | 0.8851
64382 | 7.04 | 1 | 365 | 8.048 | 0.13298 | 8 | 0.18096
63233 | 11.115 | 1 | 365 | 12.7064 | 0.47131 | 13 | 0.17776
63283 | 9 | 1 | 365 | 10.2886 | 0.62454 | 10 | 0.91316
63839 | 24.645 | 1 | 365 | 28.1737 | 0.47688 | 28 | 0.65055
64113 | 5.3 | 1 | 365 | 6.0589 | 0.14556 | 6 | 0.20442
64324 | 9.52 | 1 | 365 | 10.8831 | 0.81618 | 11 | 0.69926
64838 | 2.86 | 1 | 365 | 3.2695 | 0.55402 | 3 | 0.82352
63726 | 6.84 | 1 | 365 | 7.8194 | 0.67465 | 8 | 0.494
59983 | 9.28 | 1 | 365 | 10.6087 | 0.2662 | 10 | 0.87491
26698 | 471.225 | 0.9 | 365 | 484.8255 | 0.88007 | 485 | 0.70557
62772 | 12.8 | 1 | 365 | 14.6327 | 0.33268 | 14 | 0.96539
64114 | 9.72 | 1 | 365 | 11.1117 | 0.27451 | 11 | 0.38622
63756 | 6.2 | 1 | 365 | 7.0877 | 0.20802 | 7 | 0.29574
64182 | 12 | 1 | 365 | 13.7182 | 0.49939 | 14 | 0.21755
65132 | 3.72 | 1 | 365 | 4.2526 | 0.52481 | 4 | 0.77744
64029 | 10.5 | 1 | 365 | 12.0034 | 0.061968 | 12 | 0.065358
63856 | 6.24 | 1 | 365 | 7.1334 | 0.29968 | 7 | 0.43313
50571 | 8.16 | 1 | 365 | 9.3283 | 0.69959 | 10 | 0.027935
61660 | 3.71 | 1 | 365 | 4.2412 | 0.5019 | 4 | 0.74309
60660 | 7.695 | 1 | 365 | 8.7968 | 0.63399 | 9 | 0.43076
42343 | 42 | 0.9 | 365 | 43.2122 | 0.62308 | 43 | 0.83529
42142 | 4.688 | 1 | 365 | 5.3592 | 0.7431 | 6 | 0.10232
63200 | 5.355 | 1 | 365 | 6.1217 | 0.2716 | 6 | 0.39333
63784 | 7.56 | 1 | 365 | 8.6424 | 0.32462 | 8 | 0.96706
58587 | 2 | 1 | 365 | 2.2864 | 0.58323 | 2 | 0.86959
63285 | 6.375 | 1 | 365 | 7.2878 | 0.60905 | 7 | 0.89682
63287 | 5.1 | 1 | 365 | 5.8302 | 0.68724 | 6 | 0.51746
63588 | 7.5 | 1 | 365 | 8.5739 | 0.18712 | 8 | 0.76097
63717 | 11.22 | 1 | 365 | 12.8265 | 0.71193 | 13 | 0.53841
63718 | 6 | 1 | 365 | 6.8591 | 0.7497 | 7 | 0.60878
64978 | 8.7 | 1 | 365 | 9.9457 | 0.93706 | 10 | 0.88273
63533 | 5.83 | 1 | 365 | 6.6647 | 0.36012 | 7 | 0.024861
64343 | 10.35 | 1 | 365 | 11.8319 | 0.71823 | 12 | 0.55014
64652 | 4.5 | 1 | 365 | 5.1443 | 0.31227 | 5 | 0.45658
64726 | 6 | 1 | 365 | 6.8591 | 0.7497 | 7 | 0.60878
64736 | 10.26 | 1 | 365 | 11.729 | 0.51198 | 12 | 0.24101
64738 | 8.4 | 1 | 365 | 9.6027 | 0.24957 | 9 | 0.85229
64486 | 4.125 | 1 | 365 | 4.7156 | 0.45292 | 5 | 0.16853
64754 | 2.88 | 1 | 365 | 3.2924 | 0.59985 | 3 | 0.89221
50907 | 7.848 | 1 | 365 | 8.9717 | 0.9846 | 9 | 0.95628
61217 | 9.54 | 1 | 365 | 10.9059 | 0.86202 | 11 | 0.76795
61253 | 8.68 | 1 | 365 | 9.9228 | 0.89123 | 10 | 0.81403
62366 | 3.12 | 1 | 365 | 3.5667 | 0.14984 | 3 | 0.71656
65054 | 4.77 | 1 | 365 | 5.453 | 0.93101 | 6 | 0.38398
65057 | 4.24 | 1 | 365 | 4.8471 | 0.71645 | 5 | 0.56354
65061 | 4.24 | 1 | 365 | 4.8471 | 0.71645 | 5 | 0.56354
65063 | 5.04 | 1 | 365 | 5.7616 | 0.54974 | 6 | 0.31137
65065 | 16.96 | 1 | 365 | 19.3883 | 0.86581 | 20 | 0.25414
65070 | 10 | 1 | 365 | 11.4318 | 0.91616 | 12 | 0.34796
65222 | 7.875 | 1 | 365 | 9.0025 | 0.046476 | 9 | 0.049019
65409 | 6.625 | 1 | 365 | 7.5736 | 0.18196 | 7 | 0.75552
65439 | 4.77 | 1 | 365 | 5.453 | 0.93101 | 6 | 0.38398
65445 | 5.035 | 1 | 365 | 5.7559 | 0.53829 | 6 | 0.2942
65466 | 11.13 | 1 | 365 | 12.7236 | 0.50569 | 13 | 0.22928
65473 | 6.3 | 1 | 365 | 7.202 | 0.43718 | 7 | 0.63921
65477 | 2.915 | 1 | 365 | 3.3324 | 0.68006 | 4 | 0.01243
65482 | 4.77 | 1 | 365 | 5.453 | 0.93101 | 6 | 0.38398
65485 | 13.25 | 1 | 365 | 15.1471 | 0.36391 | 15 | 0.51105
65487 | 6.36 | 1 | 365 | 7.2706 | 0.57468 | 7 | 0.8453
65490 | 9.36 | 1 | 365 | 10.7002 | 0.44953 | 11 | 0.14969
65494 | 8.502 | 1 | 365 | 9.7193 | 0.48332 | 10 | 0.20264
65495 | 9.45 | 1 | 365 | 10.8031 | 0.65577 | 11 | 0.45882
65504 | 5.035 | 1 | 365 | 5.7559 | 0.53829 | 6 | 0.2942
65509 | 5.83 | 1 | 365 | 6.6647 | 0.36012 | 7 | 0.024861
65512 | 6.095 | 1 | 365 | 6.9677 | 0.9674 | 7 | 0.93508
65516 | 6.36 | 1 | 365 | 7.2706 | 0.57468 | 7 | 0.8453
65527 | 3.975 | 1 | 365 | 4.5441 | 0.10917 | 4 | 0.65331
65530 | 6.3 | 1 | 365 | 7.202 | 0.43718 | 7 | 0.63921
65532 | 10.07 | 1 | 365 | 11.5118 | 0.076573 | 11 | 0.5884
65534 | 5.035 | 1 | 365 | 5.7559 | 0.53829 | 6 | 0.2942
65544 | 4.24 | 1 | 365 | 4.8471 | 0.71645 | 5 | 0.56354
65549 | 2.915 | 1 | 365 | 3.3324 | 0.68006 | 4 | 0.01243
65551 | 11.395 | 1 | 365 | 13.0265 | 0.11296 | 13 | 0.1395
65553 | 8.745 | 1 | 365 | 9.9971 | 0.040182 | 10 | 0.037291
65555 | 13.25 | 1 | 365 | 15.1471 | 0.36391 | 15 | 0.51105
65561 | 4.77 | 1 | 365 | 5.453 | 0.93101 | 6 | 0.38398
65562 | 8.97 | 1 | 365 | 10.2543 | 0.5558 | 10 | 0.81012
65563 | 6.89 | 1 | 365 | 7.8765 | 0.78923 | 8 | 0.66574
65564 | 4.505 | 1 | 365 | 5.15 | 0.32373 | 5 | 0.47376
65567 | 18.27 | 1 | 365 | 20.8859 | 0.86782 | 21 | 0.75372
65575 | 4.32 | 1 | 365 | 4.9385 | 0.89978 | 5 | 0.83832
65580 | 4.5 | 1 | 365 | 5.1443 | 0.31227 | 5 | 0.45658
65593 | 9.36 | 1 | 365 | 10.7002 | 0.44953 | 11 | 0.14969
65597 | 8.505 | 1 | 365 | 9.7227 | 0.49019 | 10 | 0.21294
65598 | 7.04 | 1 | 365 | 8.048 | 0.13298 | 8 | 0.18096
65600 | 8.4 | 1 | 365 | 9.6027 | 0.24957 | 9 | 0.85229
44972 | 24.852 | 1 | 365 | 28.4103 | 0.95124 | 29 | 0.36155
65582 | 5.355 | 1 | 365 | 6.1217 | 0.2716 | 6 | 0.39333
65584 | 6.885 | 1 | 365 | 7.8708 | 0.77778 | 8 | 0.64857
49425 | 14.715 | 1 | 365 | 16.8219 | 0.72113 | 17 | 0.54302
64154 | 7.95 | 1 | 365 | 9.0883 | 0.21835 | 9 | 0.30663
65623 | 7.42 | 1 | 365 | 8.4824 | 0.0037907 | 8 | 0.48619
64163 | 4.77 | 1 | 365 | 5.453 | 0.93101 | 6 | 0.38398
65626 | 5.7 | 1 | 365 | 6.5161 | 0.062211 | 6 | 0.57834
64158 | 8.48 | 1 | 365 | 9.6942 | 0.4329 | 10 | 0.12707
65643 | 11.4 | 1 | 365 | 13.0323 | 0.12442 | 13 | 0.15667
64082 | 4.5 | 1 | 365 | 5.1443 | 0.31227 | 5 | 0.45658
63093 | 7.56 | 1 | 365 | 8.6424 | 0.32462 | 8 | 0.96706
65655 | 3.9 | 1 | 365 | 4.4584 | 0.9373 | 5 | 0.3957
64733 | 13.2 | 1 | 365 | 15.09 | 0.24933 | 15 | 0.33931
65661 | 6.555 | 1 | 365 | 7.4935 | 0.021543 | 7 | 0.51509
65663 | 5.2 | 1 | 365 | 5.9445 | 0.9164 | 6 | 0.86094
62619 | 7.56 | 1 | 365 | 8.6424 | 0.32462 | 8 | 0.96706
65664 | 4.845 | 1 | 365 | 5.5387 | 0.10288 | 5 | 0.64159
64447 | 6.3 | 1 | 365 | 7.202 | 0.43718 | 7 | 0.63921
65666 | 11.4 | 1 | 365 | 13.0323 | 0.12442 | 13 | 0.15667
59963 | 12.48 | 1 | 365 | 14.2669 | 0.59937 | 14 | 0.86625
65668 | 8.7 | 1 | 365 | 9.9457 | 0.93706 | 10 | 0.88273
63092 | 13.545 | 1 | 365 | 15.4844 | 0.039939 | 15 | 0.52431
65669 | 12.18 | 1 | 365 | 13.9239 | 0.91188 | 14 | 0.83582
65671 | 8.745 | 1 | 365 | 9.9971 | 0.040182 | 10 | 0.037291
62185 | 6.4 | 1 | 365 | 7.3164 | 0.66634 | 7 | 0.98269
65674 | 5.46 | 1 | 365 | 6.2418 | 0.51222 | 6 | 0.75399
65675 | 24.48 | 1 | 365 | 27.985 | 0.09876 | 28 | 0.083806
36151 | 14.96 | 1 | 365 | 17.102 | 0.28258 | 17 | 0.38455
65676 | 2.85 | 1 | 365 | 3.2581 | 0.53111 | 3 | 0.78917
63722 | 9.24 | 1 | 365 | 10.563 | 0.17453 | 10 | 0.73752
65677 | 6.96 | 1 | 365 | 7.9565 | 0.94965 | 8 | 0.90618
63720 | 12.18 | 1 | 365 | 13.9239 | 0.91188 | 14 | 0.83582
65678 | 7.02 | 1 | 365 | 8.0251 | 0.087144 | 8 | 0.11227
65681 | 7.68 | 1 | 365 | 8.7796 | 0.59961 | 9 | 0.37923
64458 | 6 | 1 | 365 | 6.8591 | 0.7497 | 7 | 0.60878
65685 | 5.72 | 1 | 365 | 6.539 | 0.10804 | 6 | 0.64703
65687 | 12.9 | 1 | 365 | 14.747 | 0.56185 | 15 | 0.30887
64467 | 24.852 | 1 | 365 | 28.4103 | 0.95124 | 29 | 0.36155
65688 | 7.194 | 1 | 365 | 8.224 | 0.48589 | 8 | 0.70992
65690 | 18.285 | 1 | 365 | 20.903 | 0.9022 | 21 | 0.80524
65313 | 13.5 | 1 | 365 | 15.4329 | 0.93682 | 16 | 0.36975
64326 | 7.74 | 1 | 365 | 8.8482 | 0.73711 | 9 | 0.58532
65694 | 7.245 | 1 | 365 | 8.2823 | 0.60276 | 8 | 0.8851
65700 | 6.89 | 1 | 365 | 7.8765 | 0.78923 | 8 | 0.66574
62072 | 6.625 | 1 | 365 | 7.5736 | 0.18196 | 7 | 0.75552
56950 | 14.88 | 1 | 365 | 17.0105 | 0.099246 | 17 | 0.10976
65707 | 7.2 | 1 | 365 | 8.2309 | 0.49964 | 8 | 0.73053
63254 | 5.83 | 1 | 365 | 6.6647 | 0.36012 | 7 | 0.024861
65716 | 10.14 | 1 | 365 | 11.5918 | 0.23699 | 11 | 0.82883
64146 | 5.46 | 1 | 365 | 6.2418 | 0.51222 | 6 | 0.75399
65717 | 7.41 | 1 | 365 | 8.471 | 0.98087 | 9 | 0.45184
64629 | 2.915 | 1 | 365 | 3.3324 | 0.68006 | 4 | 0.01243
62442 | 7.54 | 1 | 365 | 8.6196 | 0.27878 | 8 | 0.89836
65720 | 10.4 | 1 | 365 | 11.8891 | 0.83281 | 12 | 0.72188
64946 | 4.93 | 1 | 365 | 5.6359 | 0.29767 | 5 | 0.93354
65722 | 10.66 | 1 | 365 | 12.1863 | 0.42863 | 12 | 0.61493
35617 | 37.485 | 0.9 | 365 | 38.5669 | 0.3111 | 38 | 0.878
65725 | 6.5 | 1 | 365 | 7.4307 | 0.8955 | 8 | 0.32617
65726 | 11.34 | 1 | 365 | 12.9637 | 0.98693 | 13 | 0.95059
65728 | 13.26 | 1 | 365 | 15.1586 | 0.38683 | 15 | 0.54539
65729 | 13 | 1 | 365 | 14.8613 | 0.79101 | 15 | 0.65235
65744 | 8.12 | 1 | 365 | 9.2826 | 0.60792 | 9 | 0.89054
63056 | 2.8 | 1 | 365 | 3.2009 | 0.41652 | 3 | 0.61743
64421 | 4.2 | 1 | 365 | 4.8014 | 0.62479 | 5 | 0.42614
65013 | 7.65 | 1 | 365 | 8.7453 | 0.53086 | 9 | 0.27619
65067 | 9.8 | 1 | 365 | 11.2032 | 0.45784 | 11 | 0.661
63937 | 4.845 | 1 | 365 | 5.5387 | 0.10288 | 5 | 0.64159
65746 | 12.74 | 1 | 365 | 14.5641 | 0.19519 | 14 | 0.7593
63208 | 3.6 | 1 | 365 | 4.1154 | 0.24982 | 4 | 0.36527
65747 | 5.72 | 1 | 365 | 6.539 | 0.10804 | 6 | 0.64703
63799 | 4.8 | 1 | 365 | 5.4873 | 0.99976 | 6 | 0.48702
65748 | 4.93 | 1 | 365 | 5.6359 | 0.29767 | 5 | 0.93354
50068 | 3.6 | 1 | 365 | 4.1154 | 0.24982 | 4 | 0.36527
65749 | 3.705 | 1 | 365 | 4.2355 | 0.49044 | 4 | 0.72592
64299 | 6 | 1 | 365 | 6.8591 | 0.7497 | 7 | 0.60878
65750 | 7.28 | 1 | 365 | 8.3224 | 0.68296 | 9 | 0.0053149
64477 | 8.4 | 1 | 365 | 9.6027 | 0.24957 | 9 | 0.85229
65751 | 4.275 | 1 | 365 | 4.8871 | 0.79666 | 5 | 0.68375
64482 | 5.1 | 1 | 365 | 5.8302 | 0.68724 | 6 | 0.51746
65752 | 6.36 | 1 | 365 | 7.2706 | 0.57468 | 7 | 0.8453
64041 | 8.48 | 1 | 365 | 9.6942 | 0.4329 | 10 | 0.12707
65753 | 4.56 | 1 | 365 | 5.2129 | 0.44977 | 5 | 0.66267
60516 | 11.1 | 1 | 365 | 12.6893 | 0.43694 | 13 | 0.12624
65754 | 6.84 | 1 | 365 | 7.8194 | 0.67465 | 8 | 0.494
65755 | 6.48 | 1 | 365 | 7.4078 | 0.84967 | 8 | 0.25748
65757 | 6.24 | 1 | 365 | 7.1334 | 0.29968 | 7 | 0.43313
65758 | 4.68 | 1 | 365 | 5.3501 | 0.72476 | 6 | 0.074845
65759 | 13.395 | 1 | 365 | 15.3129 | 0.6962 | 16 | 0.0090924
65760 | 9.36 | 1 | 365 | 10.7002 | 0.44953 | 11 | 0.14969
65761 | 7.42 | 1 | 365 | 8.4824 | 0.0037907 | 8 | 0.48619
65763 | 5.98 | 1 | 365 | 6.8362 | 0.70386 | 7 | 0.54008
65764 | 3.9 | 1 | 365 | 4.4584 | 0.9373 | 5 | 0.3957
65765 | 3.48 | 1 | 365 | 3.9783 | 0.97482 | 4 | 0.95309
65766 | 6.67 | 1 | 365 | 7.625 | 0.28508 | 7 | 0.91009
65767 | 4.68 | 1 | 365 | 5.3501 | 0.72476 | 6 | 0.074845
65771 | 10.26 | 1 | 365 | 11.729 | 0.51198 | 12 | 0.24101
65772 | 3.705 | 1 | 365 | 4.2355 | 0.49044 | 4 | 0.72592
65773 | 5.035 | 1 | 365 | 5.7559 | 0.53829 | 6 | 0.2942
65775 | 7.41 | 1 | 365 | 8.471 | 0.98087 | 9 | 0.45184
65776 | 10.07 | 1 | 365 | 11.5118 | 0.076573 | 11 | 0.5884
65778 | 13.515 | 1 | 365 | 15.4501 | 0.97119 | 16 | 0.42127
65779 | 2.28 | 1 | 365 | 2.6065 | 0.22488 | 2 | 0.83133
65780 | 5.415 | 1 | 365 | 6.1903 | 0.4091 | 6 | 0.59942
65781 | 11.115 | 1 | 365 | 12.7064 | 0.47131 | 13 | 0.17776
65782 | 5.98 | 1 | 365 | 6.8362 | 0.70386 | 7 | 0.54008
65784 | 5.46 | 1 | 365 | 6.2418 | 0.51222 | 6 | 0.75399
65786 | 8.41 | 1 | 365 | 9.6141 | 0.27249 | 9 | 0.88663
65787 | 7.95 | 1 | 365 | 9.0883 | 0.21835 | 9 | 0.30663
65788 | 6.09 | 1 | 365 | 6.962 | 0.95594 | 7 | 0.91791
65802 | 6 | 1 | 365 | 6.8591 | 0.7497 | 7 | 0.60878
65804 | 8.4 | 1 | 365 | 9.6027 | 0.24957 | 9 | 0.85229
65805 | 5.36 | 1 | 365 | 6.1274 | 0.28306 | 6 | 0.41051
65807 | 9.81 | 1 | 365 | 11.2146 | 0.48075 | 11 | 0.69535
65809 | 6.9 | 1 | 365 | 7.8879 | 0.81215 | 8 | 0.70009
65817 | 11.66 | 1 | 365 | 13.3295 | 0.72024 | 14 | 0.049721
65818 | 7.28 | 1 | 365 | 8.3224 | 0.68296 | 9 | 0.0053149
65820 | 12.75 | 1 | 365 | 14.5755 | 0.2181 | 14 | 0.79365
65821 | 10.395 | 1 | 365 | 11.8834 | 0.82135 | 12 | 0.7047
65824 | 3.36 | 1 | 365 | 3.8411 | 0.69983 | 4 | 0.54091
65827 | 10.14 | 1 | 365 | 11.5918 | 0.23699 | 11 | 0.82883
65828 | 11.4 | 1 | 365 | 13.0323 | 0.12442 | 13 | 0.15667
65829 | 5.4 | 1 | 365 | 6.1732 | 0.37473 | 6 | 0.5479
65838 | 6.38 | 1 | 365 | 7.2935 | 0.62051 | 7 | 0.914
65841 | 8.06 | 1 | 365 | 9.214 | 0.47042 | 9 | 0.68446
65843 | 5.83 | 1 | 365 | 6.6647 | 0.36012 | 7 | 0.024861
65844 | 8.12 | 1 | 365 | 9.2826 | 0.60792 | 9 | 0.89054
65846 | 6.5 | 1 | 365 | 7.4307 | 0.8955 | 8 | 0.32617
65847 | 7.695 | 1 | 365 | 8.7968 | 0.63399 | 9 | 0.43076
65848 | 6.48 | 1 | 365 | 7.4078 | 0.84967 | 8 | 0.25748
65849 | 2.65 | 1 | 365 | 3.0294 | 0.072782 | 3 | 0.10221
65851 | 8.48 | 1 | 365 | 9.6942 | 0.4329 | 10 | 0.12707
65853 | 9 | 1 | 365 | 10.2886 | 0.62454 | 10 | 0.91316
65855 | 12.4 | 1 | 365 | 14.1754 | 0.41604 | 14 | 0.59147
65856 | 5.83 | 1 | 365 | 6.6647 | 0.36012 | 7 | 0.024861
65857 | 21.6 | 1 | 365 | 24.6927 | 0.49891 | 25 | 0.19159
65859 | 7.8 | 1 | 365 | 8.9168 | 0.8746 | 9 | 0.79141
65862 | 12.19 | 1 | 365 | 13.9354 | 0.9348 | 14 | 0.87016
65864 | 6.36 | 1 | 365 | 7.2706 | 0.57468 | 7 | 0.8453
65866 | 3.6 | 1 | 365 | 4.1154 | 0.24982 | 4 | 0.36527
65869 | 10.24 | 1 | 365 | 11.7062 | 0.46615 | 12 | 0.17231
65875 | 8.37 | 1 | 365 | 9.5684 | 0.18083 | 9 | 0.74924
65880 | 9.6 | 1 | 365 | 10.9745 | 0.99951 | 11 | 0.97404
65881 | 8.84 | 1 | 365 | 10.1057 | 0.25789 | 10 | 0.3636
65882 | 4.8 | 1 | 365 | 5.4873 | 0.99976 | 6 | 0.48702
65887 | 8.1 | 1 | 365 | 9.2598 | 0.56209 | 9 | 0.82185
65892 | 9 | 1 | 365 | 10.2886 | 0.62454 | 10 | 0.91316
65906 | 5.44 | 1 | 365 | 6.2189 | 0.46639 | 6 | 0.68529
65952 | 2.12 | 1 | 365 | 2.4235 | 0.85823 | 3 | 0.28177
65955 | 3.71 | 1 | 365 | 4.2412 | 0.5019 | 4 | 0.74309
65975 | 9.36 | 1 | 365 | 10.7002 | 0.44953 | 11 | 0.14969
65976 | 9.54 | 1 | 365 | 10.9059 | 0.86202 | 11 | 0.76795
65977 | 8.1 | 1 | 365 | 9.2598 | 0.56209 | 9 | 0.82185
65980 | 10.8 | 1 | 365 | 12.3463 | 0.74945 | 13 | 0.095797
65981 | 7.65 | 1 | 365 | 8.7453 | 0.53086 | 9 | 0.27619
65985 | 4.94 | 1 | 365 | 5.6473 | 0.32058 | 5 | 0.96789
65987 | 3.99 | 1 | 365 | 4.5613 | 0.14355 | 4 | 0.70484
65994 | 5.985 | 1 | 365 | 6.8419 | 0.71532 | 7 | 0.55725
66024 | 7.8 | 1 | 365 | 8.9168 | 0.8746 | 9 | 0.79141
66059 | 10.865 | 1 | 365 | 12.4207 | 0.89841 | 13 | 0.31906
66076 | 5.1 | 1 | 365 | 5.8302 | 0.68724 | 6 | 0.51746
66120 | 18.9 | 1 | 365 | 21.6061 | 0.31154 | 21 | 0.91764
66121 | 7.155 | 1 | 365 | 8.1795 | 0.39651 | 8 | 0.57597
66125 | 9.69 | 1 | 365 | 11.0774 | 0.20576 | 11 | 0.28317
66129 | 6.89 | 1 | 365 | 7.8765 | 0.78923 | 8 | 0.66574
66133 | 3.975 | 1 | 365 | 4.5441 | 0.10917 | 4 | 0.65331
66140 | 9.01 | 1 | 365 | 10.3001 | 0.64746 | 10 | 0.94751
66156 | 4.24 | 1 | 365 | 4.8471 | 0.71645 | 5 | 0.56354
66161 | 5.565 | 1 | 365 | 6.3618 | 0.75284 | 7 | 0.11464
66163 | 8.215 | 1 | 365 | 9.3912 | 0.82563 | 10 | 0.21685
66182 | 6.095 | 1 | 365 | 6.9677 | 0.9674 | 7 | 0.93508
66188 | 3.12 | 1 | 365 | 3.5667 | 0.14984 | 3 | 0.71656
66232 | 4.8 | 1 | 365 | 5.4873 | 0.99976 | 6 | 0.48702
66233 | 9 | 1 | 365 | 10.2886 | 0.62454 | 10 | 0.91316
66235 | 5.4 | 1 | 365 | 6.1732 | 0.37473 | 6 | 0.5479
66237 | 9.6 | 1 | 365 | 10.9745 | 0.99951 | 11 | 0.97404
66240 | 4.2 | 1 | 365 | 4.8014 | 0.62479 | 5 | 0.42614
66247 | 5.2 | 1 | 365 | 5.9445 | 0.9164 | 6 | 0.86094
66254 | 3.6 | 1 | 365 | 4.1154 | 0.24982 | 4 | 0.36527
66258 | 7.8 | 1 | 365 | 8.9168 | 0.8746 | 9 | 0.79141
66259 | 5.4 | 1 | 365 | 6.1732 | 0.37473 | 6 | 0.5479
66260 | 10.965 | 1 | 365 | 12.535 | 0.12757 | 12 | 0.66254
66261 | 6.6 | 1 | 365 | 7.545 | 0.12467 | 7 | 0.66965
66262 | 8.4 | 1 | 365 | 9.6027 | 0.24957 | 9 | 0.85229
66263 | 7.5 | 1 | 365 | 8.5739 | 0.18712 | 8 | 0.76097
66265 | 7.5 | 1 | 365 | 8.5739 | 0.18712 | 8 | 0.76097
66270 | 4.14 | 1 | 365 | 4.7328 | 0.48729 | 5 | 0.22006
66284 | 8.4 | 1 | 365 | 9.6027 | 0.24957 | 9 | 0.85229
66286 | 5.7 | 1 | 365 | 6.5161 | 0.062211 | 6 | 0.57834
66292 | 6.27 | 1 | 365 | 7.1677 | 0.36843 | 7 | 0.53617
66293 | 6.76 | 1 | 365 | 7.7279 | 0.49132 | 8 | 0.21922
66295 | 9 | 1 | 365 | 10.2886 | 0.62454 | 10 | 0.91316
66297 | 8.215 | 1 | 365 | 9.3912 | 0.82563 | 10 | 0.21685
66396 | 8.4 | 1 | 365 | 9.6027 | 0.24957 | 9 | 0.85229
66411 | 17.1 | 1 | 365 | 19.5484 | 0.18663 | 19 | 0.73501
66425 | 12.16 | 1 | 365 | 13.9011 | 0.86605 | 14 | 0.76712
66437 | 7.625 | 1 | 365 | 8.7167 | 0.47357 | 9 | 0.19032
66442 | 11.895 | 1 | 365 | 13.5981 | 0.25877 | 13 | 0.8569
66502 | 8.175 | 1 | 365 | 9.3455 | 0.73396 | 10 | 0.079457
66513 | 3.2 | 1 | 365 | 3.6582 | 0.33317 | 3 | 0.99135
66526 | 5.94 | 1 | 365 | 6.7905 | 0.6122 | 7 | 0.40269
66529 | 6.5 | 1 | 365 | 7.4307 | 0.8955 | 8 | 0.32617
66530 | 10.4 | 1 | 365 | 11.8891 | 0.83281 | 12 | 0.72188
66531 | 5.3 | 1 | 365 | 6.0589 | 0.14556 | 6 | 0.20442
66532 | 12.6 | 1 | 365 | 14.4041 | 0.87436 | 15 | 0.27843
66534 | 7.245 | 1 | 365 | 8.2823 | 0.60276 | 8 | 0.8851
66535 | 4.5 | 1 | 365 | 5.1443 | 0.31227 | 5 | 0.45658
66537 | 18.639 | 1 | 365 | 21.3077 | 0.71343 | 22 | 0.021163
66539 | 6.3 | 1 | 365 | 7.202 | 0.43718 | 7 | 0.63921
66543 | 5.1 | 1 | 365 | 5.8302 | 0.68724 | 6 | 0.51746
66547 | 2.4 | 1 | 365 | 2.7436 | 0.49988 | 3 | 0.24351
66558 | 13.5 | 1 | 365 | 15.4329 | 0.93682 | 16 | 0.36975
66563 | 22.12 | 1 | 365 | 25.2871 | 0.69055 | 25 | 0.97769
66564 | 12.4 | 1 | 365 | 14.1754 | 0.41604 | 14 | 0.59147
66566 | 2.943 | 1 | 365 | 3.3644 | 0.74423 | 4 | 0.1086
66567 | 10.07 | 1 | 365 | 11.5118 | 0.076573 | 11 | 0.5884
66568 | 8.8 | 1 | 365 | 10.06 | 0.16622 | 10 | 0.2262
66569 | 7.685 | 1 | 365 | 8.7853 | 0.61107 | 9 | 0.39641
66572 | 6.3 | 1 | 365 | 7.202 | 0.43718 | 7 | 0.63921
66573 | 10.62 | 1 | 365 | 12.1406 | 0.33696 | 12 | 0.47753
66597 | 11.772 | 1 | 365 | 13.4575 | 0.9769 | 14 | 0.43442
66600 | 7.04 | 1 | 365 | 8.048 | 0.13298 | 8 | 0.18096
66601 | 5.83 | 1 | 365 | 6.6647 | 0.36012 | 7 | 0.024861
66602 | 9 | 1 | 365 | 10.2886 | 0.62454 | 10 | 0.91316
66603 | 9.28 | 1 | 365 | 10.6087 | 0.2662 | 10 | 0.87491
60760 | 2.5 | 1 | 365 | 2.858 | 0.72904 | 3 | 0.58699
60191 | 9.975 | 1 | 365 | 11.4032 | 0.85887 | 12 | 0.26209
34355 | 28.449 | 0.9 | 365 | 29.2701 | 0.67477 | 29 | 0.94486
63334 | 32.76 | 0.9 | 365 | 33.7055 | 0.56601 | 34 | 0.27153
63048 | 98.1 | 1 | 365 | 112.146 | 0.80753 | 112 | 0.95349
36652 | 200.52 | 0.9 | 365 | 206.3074 | 0.56336 | 206 | 0.87076
7472 | 506.835 | 0.9 | 365 | 521.4633 | 0.32408 | 521 | 0.78735
7478 | 449.82 | 0.9 | 365 | 462.8027 | 0.73324 | 463 | 0.53594
7477 | 404.43 | 0.9 | 365 | 416.1027 | 0.11843 | 416 | 0.22109
35049 | 64 | 0.9 | 365 | 65.8472 | 0.99708 | 66 | 0.84425
42344 | 9 | 1 | 365 | 10.2886 | 0.62454 | 10 | 0.91316
45068 | 9 | 1 | 365 | 10.2886 | 0.62454 | 10 | 0.91316
47942 | 7.8 | 1 | 365 | 8.9168 | 0.8746 | 9 | 0.79141
49160 | 4.505 | 1 | 365 | 5.15 | 0.32373 | 5 | 0.47376
49733 | 7.56 | 1 | 365 | 8.6424 | 0.32462 | 8 | 0.96706
50983 | 11.4 | 1 | 365 | 13.0323 | 0.12442 | 13 | 0.15667
51041 | 12.825 | 1 | 365 | 14.6613 | 0.38998 | 15 | 0.051259
51538 | 13.26 | 1 | 365 | 15.1586 | 0.38683 | 15 | 0.54539
62927 | 9.483 | 1 | 365 | 10.8408 | 0.73139 | 11 | 0.57217
63195 | 7.15 | 1 | 365 | 8.1737 | 0.38505 | 8 | 0.55879
64799 | 8.7 | 1 | 365 | 9.9457 | 0.93706 | 10 | 0.88273
65025 | 6.75 | 1 | 365 | 7.7165 | 0.46841 | 8 | 0.18487
65093 | 8.215 | 1 | 365 | 9.3912 | 0.82563 | 10 | 0.21685
65380 | 5.4 | 1 | 365 | 6.1732 | 0.37473 | 6 | 0.5479
65392 | 7.2 | 1 | 365 | 8.2309 | 0.49964 | 8 | 0.73053
65393 | 7.5 | 1 | 365 | 8.5739 | 0.18712 | 8 | 0.76097
65397 | 6.615 | 1 | 365 | 7.5621 | 0.15904 | 7 | 0.72118
65403 | 16.32 | 1 | 365 | 18.6567 | 0.39917 | 19 | 0.055871
65417 | 8.829 | 1 | 365 | 10.0931 | 0.23268 | 10 | 0.32581
65428 | 7.8 | 1 | 365 | 8.9168 | 0.8746 | 9 | 0.79141
65429 | 7.2 | 1 | 365 | 8.2309 | 0.49964 | 8 | 0.73053
65431 | 3.42 | 1 | 365 | 3.9097 | 0.83733 | 4 | 0.747
65435 | 4.24 | 1 | 365 | 4.8471 | 0.71645 | 5 | 0.56354
65454 | 9.6 | 1 | 365 | 10.9745 | 0.99951 | 11 | 0.97404
65459 | 22.8 | 1 | 365 | 26.0645 | 0.24884 | 26 | 0.31335
65461 | 5.7 | 1 | 365 | 6.5161 | 0.062211 | 6 | 0.57834
65463 | 3.71 | 1 | 365 | 4.2412 | 0.5019 | 4 | 0.74309
65503 | 5.3 | 1 | 365 | 6.0589 | 0.14556 | 6 | 0.20442
65506 | 10.2 | 1 | 365 | 11.6604 | 0.37448 | 12 | 0.034919
65513 | 6.5 | 1 | 365 | 7.4307 | 0.8955 | 8 | 0.32617
65517 | 2.65 | 1 | 365 | 3.0294 | 0.072782 | 3 | 0.10221
65522 | 7.2 | 1 | 365 | 8.2309 | 0.49964 | 8 | 0.73053
65537 | 5.3 | 1 | 365 | 6.0589 | 0.14556 | 6 | 0.20442
65548 | 5.4 | 1 | 365 | 6.1732 | 0.37473 | 6 | 0.5479
65769 | 7.83 | 1 | 365 | 8.9511 | 0.94335 | 9 | 0.89445
60563 | 6.76 | 1 | 365 | 7.7279 | 0.49132 | 8 | 0.21922
60735 | 8.32 | 1 | 365 | 9.5113 | 0.066245 | 9 | 0.5775
60881 | 10.66 | 1 | 365 | 12.1863 | 0.42863 | 12 | 0.61493
60932 | 5.83 | 1 | 365 | 6.6647 | 0.36012 | 7 | 0.024861
61479 | 3.315 | 1 | 365 | 3.7896 | 0.59671 | 4 | 0.38635
66606 | 6.48 | 1 | 365 | 7.4078 | 0.84967 | 8 | 0.25748
66609 | 11.04 | 1 | 365 | 12.6207 | 0.29944 | 12 | 0.92015
66636 | 7.8 | 1 | 365 | 8.9168 | 0.8746 | 9 | 0.79141
65200 | 8.7 | 1 | 365 | 9.9457 | 0.93706 | 10 | 0.88273
66656 | 12.42 | 1 | 365 | 14.1983 | 0.46187 | 14 | 0.66017
66664 | 7.194 | 1 | 365 | 8.224 | 0.48589 | 8 | 0.70992
66666 | 12.4 | 1 | 365 | 14.1754 | 0.41604 | 14 | 0.59147
66667 | 8.7 | 1 | 365 | 9.9457 | 0.93706 | 10 | 0.88273
66671 | 6 | 1 | 365 | 6.8591 | 0.7497 | 7 | 0.60878
43856 | 8.4 | 1 | 365 | 9.6027 | 0.24957 | 9 | 0.85229
65916 | 6.44 | 1 | 365 | 7.3621 | 0.75801 | 8 | 0.12009
65917 | 11.2 | 1 | 365 | 12.8036 | 0.6661 | 13 | 0.46972
66257 | 7.2 | 1 | 365 | 8.2309 | 0.49964 | 8 | 0.73053
61543 | 4.5 | 1 | 365 | 5.1443 | 0.31227 | 5 | 0.45658
59608 | 24.91 | 1 | 365 | 28.4766 | 0.084155 | 28 | 0.56077
61549 | 20.4 | 1 | 365 | 23.3209 | 0.74897 | 24 | 0.069838
64334 | 10.8 | 1 | 365 | 12.3463 | 0.74945 | 13 | 0.095797
66271 | 2.16 | 1 | 365 | 2.4693 | 0.94989 | 3 | 0.41916
66698 | 10.35 | 1 | 365 | 11.8319 | 0.71823 | 12 | 0.55014
66716 | 7.2 | 1 | 365 | 8.2309 | 0.49964 | 8 | 0.73053
64503 | 3.975 | 1 | 365 | 4.5441 | 0.10917 | 4 | 0.65331
63420 | 3.64 | 1 | 365 | 4.1612 | 0.34148 | 4 | 0.50266
63858 | 4.77 | 1 | 365 | 5.453 | 0.93101 | 6 | 0.38398
48228 | 7.56 | 1 | 365 | 8.6424 | 0.32462 | 8 | 0.96706
62197 | 6.93 | 1 | 365 | 7.9222 | 0.8809 | 8 | 0.80314
63869 | 6.213 | 1 | 365 | 7.1026 | 0.23781 | 7 | 0.34039
64119 | 5.355 | 1 | 365 | 6.1217 | 0.2716 | 6 | 0.39333
64683 | 9.6 | 1 | 365 | 10.9745 | 0.99951 | 11 | 0.97404
65293 | 12.06 | 1 | 365 | 13.7868 | 0.63689 | 14 | 0.42364
63573 | 10.8 | 1 | 365 | 12.3463 | 0.74945 | 13 | 0.095797
36543 | 988.35 | 1 | 365 | 1129.862 | 0.91867 | 1130 | 0.78063
65898 | 7.155 | 1 | 365 | 8.1795 | 0.39651 | 8 | 0.57597
66732 | 8.28 | 1 | 365 | 9.4655 | 0.97458 | 10 | 0.44011
64129 | 11.4 | 1 | 365 | 13.0323 | 0.12442 | 13 | 0.15667
66736 | 2.76 | 1 | 365 | 3.1552 | 0.32486 | 3 | 0.48004
66751 | 6.095 | 1 | 365 | 6.9677 | 0.9674 | 7 | 0.93508
64243 | 22.8 | 1 | 365 | 26.0645 | 0.24884 | 26 | 0.31335
66756 | 6.67 | 1 | 365 | 7.625 | 0.28508 | 7 | 0.91009
63416 | 16.815 | 1 | 365 | 19.2226 | 0.53352 | 19 | 0.75609
45247 | 9.975 | 1 | 365 | 11.4032 | 0.85887 | 12 | 0.26209
66773 | 3.45 | 1 | 365 | 3.944 | 0.90608 | 4 | 0.85005
66446 | 12 | 1 | 365 | 13.7182 | 0.49939 | 14 | 0.21755
61320 | 16.64 | 1 | 365 | 19.0225 | 0.13249 | 19 | 0.15501
66778 | 8.28 | 1 | 365 | 9.4655 | 0.97458 | 10 | 0.44011
61405 | 9.28 | 1 | 365 | 10.6087 | 0.2662 | 10 | 0.87491
66786 | 9.6 | 1 | 365 | 10.9745 | 0.99951 | 11 | 0.97404
66811 | 11.89 | 1 | 365 | 13.5924 | 0.24731 | 13 | 0.83972
63468 | 9.3 | 1 | 365 | 10.6316 | 0.31203 | 10 | 0.9436
66281 | 15.9 | 1 | 365 | 18.1766 | 0.43669 | 18 | 0.61326
65721 | 13.395 | 1 | 365 | 15.3129 | 0.6962 | 16 | 0.0090924
66288 | 5.035 | 1 | 365 | 5.7559 | 0.53829 | 6 | 0.2942
66301 | 8.1 | 1 | 365 | 9.2598 | 0.56209 | 9 | 0.82185
65724 | 8.55 | 1 | 365 | 9.7742 | 0.59332 | 10 | 0.36751
66304 | 8.96 | 1 | 365 | 10.2429 | 0.53288 | 10 | 0.77577
64152 | 4.68 | 1 | 365 | 5.3501 | 0.72476 | 6 | 0.074845
66896 | 8.829 | 1 | 365 | 10.0931 | 0.23268 | 10 | 0.32581
51227 | 6.5 | 1 | 365 | 7.4307 | 0.8955 | 8 | 0.32617
63292 | 7.95 | 1 | 365 | 9.0883 | 0.21835 | 9 | 0.30663
66919 | 4.905 | 1 | 365 | 5.6073 | 0.24038 | 5 | 0.84767
66927 | 9.81 | 1 | 365 | 11.2146 | 0.48075 | 11 | 0.69535
65352 | 12 | 1 | 365 | 13.7182 | 0.49939 | 14 | 0.21755
63973 | 13.78 | 1 | 365 | 15.753 | 0.57847 | 16 | 0.33149
66552 | 9.69 | 1 | 365 | 11.0774 | 0.20576 | 11 | 0.28317
62246 | 3.15 | 1 | 365 | 3.601 | 0.21859 | 3 | 0.81961
66745 | 5.72 | 1 | 365 | 6.539 | 0.10804 | 6 | 0.64703
65719 | 15.86 | 1 | 365 | 18.1308 | 0.34503 | 18 | 0.47586
66748 | 5.1 | 1 | 365 | 5.8302 | 0.68724 | 6 | 0.51746
65770 | 4.32 | 1 | 365 | 4.9385 | 0.89978 | 5 | 0.83832
66639 | 8.1 | 1 | 365 | 9.2598 | 0.56209 | 9 | 0.82185
27165 | 3222.63 | 0.9 | 365 | 3315.6415 | 0.52742 | 3316 | 0.16897
59974 | 6.625 | 1 | 365 | 7.5736 | 0.18196 | 7 | 0.75552
34548 | 285 | 0.9 | 365 | 293.2257 | 0.7995 | 294 | 0.025174
64654 | 5.7 | 1 | 365 | 6.5161 | 0.062211 | 6 | 0.57834
65080 | 108.46 | 0.9 | 365 | 111.5904 | 0.6938 | 112 | 0.28418
65913 | 10.08 | 1 | 365 | 11.5233 | 0.099489 | 11 | 0.62274
66879 | 8.4 | 1 | 365 | 9.6027 | 0.24957 | 9 | 0.85229
66785 | 13.44 | 1 | 365 | 15.3643 | 0.79932 | 16 | 0.16366
44172 | 8.55 | 1 | 365 | 9.7742 | 0.59332 | 10 | 0.36751
63730 | 12.753 | 1 | 365 | 14.579 | 0.22498 | 14 | 0.80395
63732 | 8.175 | 1 | 365 | 9.3455 | 0.73396 | 10 | 0.079457
61683 | 6.3 | 1 | 365 | 7.202 | 0.43718 | 7 | 0.63921
62235 | 12.4 | 1 | 365 | 14.1754 | 0.41604 | 14 | 0.59147
44936 | 58.14 | 0.9 | 365 | 59.818 | 0.9111 | 60 | 0.72914
66940 | 7.8 | 1 | 365 | 8.9168 | 0.8746 | 9 | 0.79141
66942 | 4.8 | 1 | 365 | 5.4873 | 0.99976 | 6 | 0.48702
66982 | 7.56 | 1 | 365 | 8.6424 | 0.32462 | 8 | 0.96706
66984 | 12.6 | 1 | 365 | 14.4041 | 0.87436 | 15 | 0.27843
66985 | 6.54 | 1 | 365 | 7.4764 | 0.98717 | 8 | 0.46357
66986 | 7.41 | 1 | 365 | 8.471 | 0.98087 | 9 | 0.45184
66998 | 8.96 | 1 | 365 | 10.2429 | 0.53288 | 10 | 0.77577
67007 | 8.1 | 1 | 365 | 9.2598 | 0.56209 | 9 | 0.82185
67017 | 7.95 | 1 | 365 | 9.0883 | 0.21835 | 9 | 0.30663
67018 | 14.7 | 1 | 365 | 16.8047 | 0.68676 | 17 | 0.4915
67019 | 10.8 | 1 | 365 | 12.3463 | 0.74945 | 13 | 0.095797
67024 | 12 | 1 | 365 | 13.7182 | 0.49939 | 14 | 0.21755
67025 | 7.15 | 1 | 365 | 8.1737 | 0.38505 | 8 | 0.55879
67027 | 5.3 | 1 | 365 | 6.0589 | 0.14556 | 6 | 0.20442
67029 | 6 | 1 | 365 | 6.8591 | 0.7497 | 7 | 0.60878
67030 | 14.49 | 1 | 365 | 16.5647 | 0.20552 | 16 | 0.77019
67046 | 3.64 | 1 | 365 | 4.1612 | 0.34148 | 4 | 0.50266
67047 | 6.16 | 1 | 365 | 7.042 | 0.11635 | 7 | 0.15834
64815 | 3.375 | 1 | 365 | 3.8582 | 0.7342 | 4 | 0.59244
61409 | 7.56 | 1 | 365 | 8.6424 | 0.32462 | 8 | 0.96706
35801 | 30.45 | 0.9 | 365 | 31.3288 | 0.80174 | 32 | 0.13058
66031 | 7.68 | 1 | 365 | 8.7796 | 0.59961 | 9 | 0.37923
65800 | 3.51 | 1 | 365 | 4.0126 | 0.043572 | 4 | 0.056134
63465 | 631.84 | 0.8 | 365 | 577.8455 | 0.34772 | 578 | 0.1932
57992 | 6.48 | 1 | 365 | 7.4078 | 0.84967 | 8 | 0.25748
67051 | 4.76 | 1 | 365 | 5.4415 | 0.90809 | 6 | 0.34963
67053 | 5.88 | 1 | 365 | 6.7219 | 0.4747 | 7 | 0.1966
67063 | 6.72 | 1 | 365 | 7.6822 | 0.39966 | 8 | 0.081829
67016 | 12.375 | 1 | 365 | 14.1469 | 0.35875 | 14 | 0.5056
67074 | 9.3 | 1 | 365 | 10.6316 | 0.31203 | 10 | 0.9436
67077 | 9.483 | 1 | 365 | 10.8408 | 0.73139 | 11 | 0.57217
67089 | 5.83 | 1 | 365 | 6.6647 | 0.36012 | 7 | 0.024861
67091 | 10.675 | 1 | 365 | 12.2034 | 0.463 | 12 | 0.66645
67093 | 6.89 | 1 | 365 | 7.8765 | 0.78923 | 8 | 0.66574
67110 | 6.3 | 1 | 365 | 7.202 | 0.43718 | 7 | 0.63921
67156 | 8.48 | 1 | 365 | 9.6942 | 0.4329 | 10 | 0.12707
67189 | 11.13 | 1 | 365 | 12.7236 | 0.50569 | 13 | 0.22928
67003 | 5.8 | 1 | 365 | 6.6304 | 0.29137 | 6 | 0.92182
67230 | 4.8 | 1 | 365 | 5.4873 | 0.99976 | 6 | 0.48702
67313 | 7.59 | 1 | 365 | 8.6767 | 0.39337 | 9 | 0.070102
67317 | 4.56 | 1 | 365 | 5.2129 | 0.44977 | 5 | 0.66267
67321 | 9.81 | 1 | 365 | 11.2146 | 0.48075 | 11 | 0.69535
67333 | 15.39 | 1 | 365 | 17.5935 | 0.26797 | 17 | 0.86151
67336 | 4.64 | 1 | 365 | 5.3044 | 0.6331 | 5 | 0.93745
67339 | 9.975 | 1 | 365 | 11.4032 | 0.85887 | 12 | 0.26209
67340 | 4.83 | 1 | 365 | 5.5216 | 0.068505 | 5 | 0.59006
67345 | 11.118 | 1 | 365 | 12.7099 | 0.47819 | 13 | 0.18806
67346 | 6.84 | 1 | 365 | 7.8194 | 0.67465 | 8 | 0.494
67348 | 8.55 | 1 | 365 | 9.7742 | 0.59332 | 10 | 0.36751
67363 | 8 | 1 | 365 | 9.1454 | 0.33293 | 9 | 0.47837
64792 | 7.15 | 1 | 365 | 8.1737 | 0.38505 | 8 | 0.55879
65879 | 2.943 | 1 | 365 | 3.3644 | 0.74423 | 4 | 0.1086
64793 | 6.4 | 1 | 365 | 7.3164 | 0.66634 | 7 | 0.98269
66250 | 5.7 | 1 | 365 | 6.5161 | 0.062211 | 6 | 0.57834
64795 | 4.59 | 1 | 365 | 5.2472 | 0.51852 | 5 | 0.76571
34362 | 115.758 | 0.9 | 365 | 119.099 | 0.7456 | 119 | 0.8446
67395 | 3.9 | 1 | 365 | 4.4584 | 0.9373 | 5 | 0.3957
65662 | 10.26 | 1 | 365 | 11.729 | 0.51198 | 12 | 0.24101
65689 | 13.34 | 1 | 365 | 15.25 | 0.57016 | 15 | 0.82018
65693 | 13.34 | 1 | 365 | 15.25 | 0.57016 | 15 | 0.82018
65835 | 6.48 | 1 | 365 | 7.4078 | 0.84967 | 8 | 0.25748
43249 | 384.8 | 0.9 | 365 | 395.9061 | 0.63245 | 396 | 0.53855
67427 | 6.36 | 1 | 365 | 7.2706 | 0.57468 | 7 | 0.8453
67432 | 6.3 | 1 | 365 | 7.202 | 0.43718 | 7 | 0.63921
65894 | 9.35 | 1 | 365 | 10.6887 | 0.42661 | 11 | 0.11534
67435 | 7.685 | 1 | 365 | 8.7853 | 0.61107 | 9 | 0.39641
67438 | 9.69 | 1 | 365 | 11.0774 | 0.20576 | 11 | 0.28317
65904 | 7.685 | 1 | 365 | 8.7853 | 0.61107 | 9 | 0.39641
67441 | 8 | 1 | 365 | 9.1454 | 0.33293 | 9 | 0.47837
67443 | 7.8 | 1 | 365 | 8.9168 | 0.8746 | 9 | 0.79141
67442 | 9.483 | 1 | 365 | 10.8408 | 0.73139 | 11 | 0.57217
64521 | 2.52 | 1 | 365 | 2.8808 | 0.77487 | 3 | 0.65569
67445 | 11.7 | 1 | 365 | 13.3752 | 0.81191 | 14 | 0.18711
63203 | 6 | 1 | 365 | 6.8591 | 0.7497 | 7 | 0.60878
46634 | 5 | 1 | 365 | 5.7159 | 0.45808 | 6 | 0.17398
66267 | 12 | 1 | 365 | 13.7182 | 0.49939 | 14 | 0.21755
33916 | 612.48 | 1 | 365 | 700.1749 | 0.56897 | 700 | 0.74385
67582 | 6.21 | 1 | 365 | 7.0991 | 0.23094 | 7 | 0.33008
67637 | 8.96 | 1 | 365 | 10.2429 | 0.53288 | 10 | 0.77577
67638 | 7.36 | 1 | 365 | 8.4138 | 0.86629 | 9 | 0.2801
67324 | 12.753 | 1 | 365 | 14.579 | 0.22498 | 14 | 0.80395
67447 | 12.16 | 1 | 365 | 13.9011 | 0.86605 | 14 | 0.76712
65702 | 9.765 | 1 | 365 | 11.1632 | 0.37763 | 11 | 0.54078
67451 | 9.6 | 1 | 365 | 10.9745 | 0.99951 | 11 | 0.97404
67453 | 12.48 | 1 | 365 | 14.2669 | 0.59937 | 14 | 0.86625
67455 | 6.4 | 1 | 365 | 7.3164 | 0.66634 | 7 | 0.98269
67460 | 8.32 | 1 | 365 | 9.5113 | 0.066245 | 9 | 0.5775
67463 | 12.19 | 1 | 365 | 13.9354 | 0.9348 | 14 | 0.87016
67462 | 13.23 | 1 | 365 | 15.1243 | 0.31808 | 15 | 0.44235
67465 | 9.9 | 1 | 365 | 11.3175 | 0.687 | 12 | 0.0044804
67467 | 13.8 | 1 | 365 | 15.7759 | 0.6243 | 16 | 0.40018
66607 | 8.64 | 1 | 365 | 9.8771 | 0.79956 | 10 | 0.67664
67476 | 7.56 | 1 | 365 | 8.6424 | 0.32462 | 8 | 0.96706
67479 | 9.86 | 1 | 365 | 11.2718 | 0.59533 | 11 | 0.86709
67480 | 8.7 | 1 | 365 | 9.9457 | 0.93706 | 10 | 0.88273
67482 | 10.2 | 1 | 365 | 11.6604 | 0.37448 | 12 | 0.034919
67483 | 8.06 | 1 | 365 | 9.214 | 0.47042 | 9 | 0.68446
35266 | 31.065 | 0.9 | 365 | 31.9616 | 0.070146 | 32 | 0.031744
67485 | 6.63 | 1 | 365 | 7.5793 | 0.19341 | 7 | 0.7727
67489 | 8.4 | 1 | 365 | 9.6027 | 0.24957 | 9 | 0.85229
67520 | 12.42 | 1 | 365 | 14.1983 | 0.46187 | 14 | 0.66017
67525 | 4.16 | 1 | 365 | 4.7556 | 0.53312 | 5 | 0.28875
66700 | 7.8 | 1 | 365 | 8.9168 | 0.8746 | 9 | 0.79141
67571 | 10.335 | 1 | 365 | 11.8148 | 0.68385 | 12 | 0.49862
67581 | 8.48 | 1 | 365 | 9.6942 | 0.4329 | 10 | 0.12707
66718 | 10.2 | 1 | 365 | 11.6604 | 0.37448 | 12 | 0.034919
64604 | 3.92 | 1 | 365 | 4.4813 | 0.98313 | 5 | 0.4644
66719 | 11.4 | 1 | 365 | 13.0323 | 0.12442 | 13 | 0.15667
66256 | 9.9 | 1 | 365 | 11.3175 | 0.687 | 12 | 0.0044804
66721 | 11.4 | 1 | 365 | 13.0323 | 0.12442 | 13 | 0.15667
66724 | 11.34 | 1 | 365 | 12.9637 | 0.98693 | 13 | 0.95059
46333 | 9.69 | 1 | 365 | 11.0774 | 0.20576 | 11 | 0.28317
67440 | 12 | 1 | 365 | 13.7182 | 0.49939 | 14 | 0.21755
67613 | 12 | 1 | 365 | 13.7182 | 0.49939 | 14 | 0.21755
67622 | 10.5 | 1 | 365 | 12.0034 | 0.061968 | 12 | 0.065358
66782 | 12 | 1 | 365 | 13.7182 | 0.49939 | 14 | 0.21755
67623 | 6.12 | 1 | 365 | 6.9963 | 0.02469 | 7 | 0.020952
67624 | 11.475 | 1 | 365 | 13.118 | 0.29629 | 13 | 0.41428
67626 | 2.75 | 1 | 365 | 3.1437 | 0.30194 | 3 | 0.44569
67629 | 6.12 | 1 | 365 | 6.9963 | 0.02469 | 7 | 0.020952
67630 | 6.84 | 1 | 365 | 7.8194 | 0.67465 | 8 | 0.494
60795 | 2.04 | 1 | 365 | 2.3321 | 0.6749 | 3 | 0.0069838
67631 | 4.335 | 1 | 365 | 4.9557 | 0.93416 | 5 | 0.88984
67633 | 6.72 | 1 | 365 | 7.6822 | 0.39966 | 8 | 0.081829
67636 | 4.59 | 1 | 365 | 5.2472 | 0.51852 | 5 | 0.76571
67641 | 5.1 | 1 | 365 | 5.8302 | 0.68724 | 6 | 0.51746
67639 | 5.175 | 1 | 365 | 5.916 | 0.85911 | 6 | 0.77507
67644 | 6.72 | 1 | 365 | 7.6822 | 0.39966 | 8 | 0.081829
66274 | 14.56 | 1 | 365 | 16.6447 | 0.36593 | 17 | 0.01063
67645 | 7.02 | 1 | 365 | 8.0251 | 0.087144 | 8 | 0.11227
67646 | 13.12 | 1 | 365 | 14.9985 | 0.066002 | 15 | 0.064524
67648 | 10.88 | 1 | 365 | 12.4378 | 0.93278 | 13 | 0.37058
67650 | 6.76 | 1 | 365 | 7.7279 | 0.49132 | 8 | 0.21922
67651 | 6.24 | 1 | 365 | 7.1334 | 0.29968 | 7 | 0.43313
67653 | 4.24 | 1 | 365 | 4.8471 | 0.71645 | 5 | 0.56354
67056 | 7.95 | 1 | 365 | 9.0883 | 0.21835 | 9 | 0.30663
67049 | 5.6 | 1 | 365 | 6.4018 | 0.83305 | 7 | 0.23486
51293 | 7.2 | 1 | 365 | 8.2309 | 0.49964 | 8 | 0.73053
61916 | 7.155 | 1 | 365 | 8.1795 | 0.39651 | 8 | 0.57597
66717 | 8.19 | 1 | 365 | 9.3626 | 0.76834 | 10 | 0.13098
60709 | 6.75 | 1 | 365 | 7.7165 | 0.46841 | 8 | 0.18487
62269 | 2.65 | 1 | 365 | 3.0294 | 0.072782 | 3 | 0.10221
46626 | 5 | 1 | 365 | 5.7159 | 0.45808 | 6 | 0.17398
67092 | 13.5 | 1 | 365 | 15.4329 | 0.93682 | 16 | 0.36975
58365 | 3.64 | 1 | 365 | 4.1612 | 0.34148 | 4 | 0.50266
66987 | 6.6 | 1 | 365 | 7.545 | 0.12467 | 7 | 0.66965
67458 | 12.9 | 1 | 365 | 14.747 | 0.56185 | 15 | 0.30887
63833 | 7.5 | 1 | 365 | 8.5739 | 0.18712 | 8 | 0.76097
67216 | 3.6 | 1 | 365 | 4.1154 | 0.24982 | 4 | 0.36527
58648 | 3.975 | 1 | 365 | 4.5441 | 0.10917 | 4 | 0.65331
66252 | 7.95 | 1 | 365 | 9.0883 | 0.21835 | 9 | 0.30663
66937 | 6.555 | 1 | 365 | 7.4935 | 0.021543 | 7 | 0.51509
67112 | 9 | 1 | 365 | 10.2886 | 0.62454 | 10 | 0.91316
67145 | 9.45 | 1 | 365 | 10.8031 | 0.65577 | 11 | 0.45882
67353 | 6.4 | 1 | 365 | 7.3164 | 0.66634 | 7 | 0.98269
66192 | 1.995 | 1 | 365 | 2.2806 | 0.57177 | 2 | 0.85242
66275 | 8.745 | 1 | 365 | 9.9971 | 0.040182 | 10 | 0.037291
67487 | 6.3 | 1 | 365 | 7.202 | 0.43718 | 7 | 0.63921
66720 | 13.34 | 1 | 365 | 15.25 | 0.57016 | 15 | 0.82018
64443 | 12.24 | 1 | 365 | 13.9925 | 0.04938 | 14 | 0.041903
64322 | 11.2 | 1 | 365 | 12.8036 | 0.6661 | 13 | 0.46972
65715 | 13.33 | 1 | 365 | 15.2386 | 0.54724 | 15 | 0.78583
62046 | 8.829 | 1 | 365 | 10.0931 | 0.23268 | 10 | 0.32581
50849 | 6.82 | 1 | 365 | 7.7965 | 0.62882 | 8 | 0.42531
50703 | 7.98 | 1 | 365 | 9.1226 | 0.2871 | 9 | 0.40967
61693 | 15.075 | 1 | 365 | 17.2334 | 0.54611 | 17 | 0.77955
66540 | 5.72 | 1 | 365 | 6.539 | 0.10804 | 6 | 0.64703
60542 | 10.2 | 1 | 365 | 11.6604 | 0.37448 | 12 | 0.034919
66524 | 12.19 | 1 | 365 | 13.9354 | 0.9348 | 14 | 0.87016
66948 | 9 | 1 | 365 | 10.2886 | 0.62454 | 10 | 0.91316
67203 | 10.865 | 1 | 365 | 12.4207 | 0.89841 | 13 | 0.31906
65756 | 6.75 | 1 | 365 | 7.7165 | 0.46841 | 8 | 0.18487
66565 | 3.18 | 1 | 365 | 3.6353 | 0.28734 | 3 | 0.92265
66945 | 7.395 | 1 | 365 | 8.4538 | 0.9465 | 9 | 0.40032
66979 | 7.56 | 1 | 365 | 8.6424 | 0.32462 | 8 | 0.96706
66983 | 10.2 | 1 | 365 | 11.6604 | 0.37448 | 12 | 0.034919
67264 | 8.12 | 1 | 365 | 9.2826 | 0.60792 | 9 | 0.89054
66923 | 9.135 | 1 | 365 | 10.4429 | 0.93391 | 11 | 0.37686
66980 | 10.464 | 1 | 365 | 11.9622 | 0.97947 | 12 | 0.94171
67128 | 5.12 | 1 | 365 | 5.8531 | 0.73307 | 6 | 0.58616
67133 | 9.6 | 1 | 365 | 10.9745 | 0.99951 | 11 | 0.97404
67137 | 7.28 | 1 | 365 | 8.3224 | 0.68296 | 9 | 0.0053149
67141 | 12.075 | 1 | 365 | 13.8039 | 0.67126 | 14 | 0.47516
67146 | 4.69 | 1 | 365 | 5.3615 | 0.74768 | 6 | 0.10919
67152 | 12.22 | 1 | 365 | 13.9697 | 0.0035475 | 13 | 0.97321
67155 | 13.5 | 1 | 365 | 15.4329 | 0.93682 | 16 | 0.36975
67158 | 11.34 | 1 | 365 | 12.9637 | 0.98693 | 13 | 0.95059
67160 | 9.6 | 1 | 365 | 10.9745 | 0.99951 | 11 | 0.97404
67162 | 8.175 | 1 | 365 | 9.3455 | 0.73396 | 10 | 0.079457
67165 | 9.36 | 1 | 365 | 10.7002 | 0.44953 | 11 | 0.14969
67197 | 9 | 1 | 365 | 10.2886 | 0.62454 | 10 | 0.91316
67201 | 12.24 | 1 | 365 | 13.9925 | 0.04938 | 14 | 0.041903
67207 | 8.625 | 1 | 365 | 9.8599 | 0.76519 | 10 | 0.62512
67229 | 5.76 | 1 | 365 | 6.5847 | 0.19971 | 6 | 0.78442
67233 | 13.2 | 1 | 365 | 15.09 | 0.24933 | 15 | 0.33931
67235 | 9.54 | 1 | 365 | 10.9059 | 0.86202 | 11 | 0.76795
67298 | 9.6 | 1 | 365 | 10.9745 | 0.99951 | 11 | 0.97404
67327 | 5.232 | 1 | 365 | 5.9811 | 0.98973 | 6 | 0.97085
67563 | 12.8 | 1 | 365 | 14.6327 | 0.33268 | 14 | 0.96539
67564 | 11.16 | 1 | 365 | 12.7579 | 0.57443 | 13 | 0.33232
67575 | 9.483 | 1 | 365 | 10.8408 | 0.73139 | 11 | 0.57217
67620 | 9.405 | 1 | 365 | 10.7516 | 0.55265 | 11 | 0.30426
67131 | 6.72 | 1 | 365 | 7.6822 | 0.39966 | 8 | 0.081829
67288 | 11.48 | 1 | 365 | 13.1237 | 0.30775 | 13 | 0.43146
65226 | 89.32 | 0.9 | 365 | 91.898 | 0.21843 | 92 | 0.11638
67320 | 7.194 | 1 | 365 | 8.224 | 0.48589 | 8 | 0.70992
67477 | 6.213 | 1 | 365 | 7.1026 | 0.23781 | 7 | 0.34039
67567 | 9.81 | 1 | 365 | 11.2146 | 0.48075 | 11 | 0.69535
66878 | 12.6 | 1 | 365 | 14.4041 | 0.87436 | 15 | 0.27843
66243 | 10.8 | 1 | 365 | 12.3463 | 0.74945 | 13 | 0.095797
63724 | 10.05 | 1 | 365 | 11.489 | 0.030741 | 11 | 0.5197
64340 | 3.35 | 1 | 365 | 3.8297 | 0.67691 | 4 | 0.50657
61697 | 6.6 | 1 | 365 | 7.545 | 0.12467 | 7 | 0.66965
61700 | 8.1 | 1 | 365 | 9.2598 | 0.56209 | 9 | 0.82185
46267 | 7.44 | 1 | 365 | 8.5053 | 0.049623 | 8 | 0.55488
66238 | 4.24 | 1 | 365 | 4.8471 | 0.71645 | 5 | 0.56354
59837 | 12.19 | 1 | 365 | 13.9354 | 0.9348 | 14 | 0.87016
66195 | 8.12 | 1 | 365 | 9.2826 | 0.60792 | 9 | 0.89054
66737 | 9.18 | 1 | 365 | 10.4944 | 0.037035 | 10 | 0.53143
66775 | 11.118 | 1 | 365 | 12.7099 | 0.47819 | 13 | 0.18806
66883 | 9 | 1 | 365 | 10.2886 | 0.62454 | 10 | 0.91316
66905 | 10.137 | 1 | 365 | 11.5884 | 0.23011 | 11 | 0.81853
66904 | 15.87 | 1 | 365 | 18.1423 | 0.36795 | 18 | 0.51021
66903 | 6.867 | 1 | 365 | 7.8502 | 0.73653 | 8 | 0.58674
66772 | 5.559 | 1 | 365 | 6.3549 | 0.73909 | 7 | 0.094031
66865 | 8.502 | 1 | 365 | 9.7193 | 0.48332 | 10 | 0.20264
66868 | 8.829 | 1 | 365 | 10.0931 | 0.23268 | 10 | 0.32581
66869 | 7.848 | 1 | 365 | 8.9717 | 0.9846 | 9 | 0.95628
66885 | 10.385 | 1 | 365 | 11.8719 | 0.79843 | 12 | 0.67036
67386 | 3 | 1 | 365 | 3.4295 | 0.87485 | 4 | 0.30439
67484 | 13.395 | 1 | 365 | 15.3129 | 0.6962 | 16 | 0.0090924
67495 | 4.48 | 1 | 365 | 5.1214 | 0.26644 | 5 | 0.38789
64863 | 4.24 | 1 | 365 | 4.8471 | 0.71645 | 5 | 0.56354
66705 | 4.64 | 1 | 365 | 5.3044 | 0.6331 | 5 | 0.93745
66549 | 5.865 | 1 | 365 | 6.7048 | 0.44033 | 7 | 0.14508
66816 | 4.06 | 1 | 365 | 4.6413 | 0.30396 | 4 | 0.94527
66723 | 13.26 | 1 | 365 | 15.1586 | 0.38683 | 15 | 0.54539
67362 | 4.83 | 1 | 365 | 5.5216 | 0.068505 | 5 | 0.59006
67367 | 4.83 | 1 | 365 | 5.5216 | 0.068505 | 5 | 0.59006
66111 | 2.6 | 1 | 365 | 2.9723 | 0.9582 | 3 | 0.93047
61092 | 6.6 | 1 | 365 | 7.545 | 0.12467 | 7 | 0.66965
65926 | 6.5 | 1 | 365 | 7.4307 | 0.8955 | 8 | 0.32617
61769 | 9.805 | 1 | 365 | 11.2089 | 0.46929 | 11 | 0.67817
61883 | 7.02 | 1 | 365 | 8.0251 | 0.087144 | 8 | 0.11227
50806 | 7.848 | 1 | 365 | 8.9717 | 0.9846 | 9 | 0.95628
62302 | 10.66 | 1 | 365 | 12.1863 | 0.42863 | 12 | 0.61493
62315 | 8.84 | 1 | 365 | 10.1057 | 0.25789 | 10 | 0.3636
62341 | 7.8 | 1 | 365 | 8.9168 | 0.8746 | 9 | 0.79141
62347 | 4.42 | 1 | 365 | 5.0529 | 0.12894 | 5 | 0.1818
62359 | 16.12 | 1 | 365 | 18.4281 | 0.94085 | 19 | 0.36891
67186 | 7.04 | 1 | 365 | 8.048 | 0.13298 | 8 | 0.18096
62396 | 4.335 | 1 | 365 | 4.9557 | 0.93416 | 5 | 0.88984
62405 | 5.2 | 1 | 365 | 5.9445 | 0.9164 | 6 | 0.86094
62429 | 4.16 | 1 | 365 | 4.7556 | 0.53312 | 5 | 0.28875
62452 | 9.36 | 1 | 365 | 10.7002 | 0.44953 | 11 | 0.14969
67365 | 12.16 | 1 | 365 | 13.9011 | 0.86605 | 14 | 0.76712
61812 | 9.9 | 1 | 365 | 11.3175 | 0.687 | 12 | 0.0044804
62136 | 6.9 | 1 | 365 | 7.8879 | 0.81215 | 8 | 0.70009
62391 | 9.945 | 1 | 365 | 11.3689 | 0.79012 | 12 | 0.15905
62162 | 10.175 | 1 | 365 | 11.6319 | 0.31719 | 11 | 0.94905
63128 | 10.395 | 1 | 365 | 11.8834 | 0.82135 | 12 | 0.7047
63051 | 23.94 | 1 | 365 | 27.3677 | 0.86129 | 28 | 0.22902
63542 | 5.4 | 1 | 365 | 6.1732 | 0.37473 | 6 | 0.5479
33740 | 347.2 | 0.9 | 365 | 357.2209 | 0.084168 | 357 | 0.30505
64142 | 7.68 | 1 | 365 | 8.7796 | 0.59961 | 9 | 0.37923
64336 | 7.2 | 1 | 365 | 8.2309 | 0.49964 | 8 | 0.73053
34468 | 1300.005 | 0.9 | 365 | 1337.5257 | 0.20103 | 1337 | 0.72678
49975 | 7.848 | 1 | 365 | 8.9717 | 0.9846 | 9 | 0.95628
64396 | 2.7 | 1 | 365 | 3.0866 | 0.18736 | 3 | 0.27395
64430 | 12 | 1 | 365 | 13.7182 | 0.49939 | 14 | 0.21755
51029 | 7.56 | 1 | 365 | 8.6424 | 0.32462 | 8 | 0.96706
64471 | 4.69 | 1 | 365 | 5.3615 | 0.74768 | 6 | 0.10919
64475 | 7.155 | 1 | 365 | 8.1795 | 0.39651 | 8 | 0.57597
64476 | 9 | 1 | 365 | 10.2886 | 0.62454 | 10 | 0.91316
64479 | 13.34 | 1 | 365 | 15.25 | 0.57016 | 15 | 0.82018
64607 | 7.68 | 1 | 365 | 8.7796 | 0.59961 | 9 | 0.37923
64612 | 13.34 | 1 | 365 | 15.25 | 0.57016 | 15 | 0.82018
64614 | 5.795 | 1 | 365 | 6.6247 | 0.27991 | 6 | 0.90464
64576 | 5.44 | 1 | 365 | 6.2189 | 0.46639 | 6 | 0.68529
64474 | 11.6 | 1 | 365 | 13.2609 | 0.58275 | 13 | 0.84363
64545 | 12.19 | 1 | 365 | 13.9354 | 0.9348 | 14 | 0.87016
64699 | 11.925 | 1 | 365 | 13.6324 | 0.32752 | 13 | 0.95994
33810 | 620.16 | 0.9 | 365 | 638.0591 | 0.051721 | 638 | 0.11078
29619 | 1309.68 | 1 | 365 | 1497.2 | 0.28364 | 1497 | 0.48363
64713 | 10.5 | 1 | 365 | 12.0034 | 0.061968 | 12 | 0.065358
64698 | 5.4 | 1 | 365 | 6.1732 | 0.37473 | 6 | 0.5479
43653 | 14.96 | 1 | 365 | 17.102 | 0.28258 | 17 | 0.38455
44484 | 11.34 | 1 | 365 | 12.9637 | 0.98693 | 13 | 0.95059
33931 | 60.495 | 0.9 | 365 | 62.241 | 0.76818 | 63 | 0.0091856
46119 | 11.4 | 1 | 365 | 13.0323 | 0.12442 | 13 | 0.15667
64804 | 2.85 | 1 | 365 | 3.2581 | 0.53111 | 3 | 0.78917
63328 | 43.68 | 0.9 | 365 | 44.9407 | 0.088008 | 45 | 0.0287
64805 | 7.32 | 1 | 365 | 8.3681 | 0.77463 | 9 | 0.14271
64807 | 8.1 | 1 | 365 | 9.2598 | 0.56209 | 9 | 0.82185
64831 | 10.965 | 1 | 365 | 12.535 | 0.12757 | 12 | 0.66254
64833 | 5.2 | 1 | 365 | 5.9445 | 0.9164 | 6 | 0.86094
64606 | 9.44 | 1 | 365 | 10.7916 | 0.63286 | 11 | 0.42447
64893 | 4.41 | 1 | 365 | 5.0414 | 0.10603 | 5 | 0.14745
64920 | 5.985 | 1 | 365 | 6.8419 | 0.71532 | 7 | 0.55725
64947 | 7.685 | 1 | 365 | 8.7853 | 0.61107 | 9 | 0.39641
64088 | 4.725 | 1 | 365 | 5.4015 | 0.82789 | 6 | 0.22941
38119 | 259.875 | 1 | 365 | 297.0839 | 0.53371 | 297 | 0.61761
21030 | 639.78 | 0.8 | 365 | 585.107 | 0.90407 | 586 | 0.011028
64980 | 8.745 | 1 | 365 | 9.9971 | 0.040182 | 10 | 0.037291
64988 | 4.725 | 1 | 365 | 5.4015 | 0.82789 | 6 | 0.22941
65046 | 12.255 | 1 | 365 | 14.0097 | 0.083754 | 14 | 0.093425
64778 | 9.45 | 1 | 365 | 10.8031 | 0.65577 | 11 | 0.45882
65081 | 7.2 | 1 | 365 | 8.2309 | 0.49964 | 8 | 0.73053
65088 | 2.48 | 1 | 365 | 2.8351 | 0.68321 | 3 | 0.51829
32925 | 3953.52 | 0.9 | 365 | 4067.6265 | 0.95472 | 4068 | 0.58121
52395 | 312.32 | 0.8 | 365 | 285.6304 | 0.57401 | 286 | 0.20439
63957 | 103.74 | 0.9 | 365 | 106.7341 | 0.95902 | 107 | 0.69316
36653 | 19.38 | 1 | 365 | 22.1548 | 0.41152 | 22 | 0.56635
63958 | 115.32 | 0.9 | 365 | 118.6484 | 0.84224 | 119 | 0.49061
65143 | 5.72 | 1 | 365 | 6.539 | 0.10804 | 6 | 0.64703
65147 | 4.68 | 1 | 365 | 5.3501 | 0.72476 | 6 | 0.074845
63968 | 29.76 | 0.9 | 365 | 30.6189 | 0.37864 | 30 | 0.99758
65158 | 5.565 | 1 | 365 | 6.3618 | 0.75284 | 7 | 0.11464
65165 | 9.62 | 1 | 365 | 10.9974 | 0.045346 | 11 | 0.042738
57225 | 2.385 | 1 | 365 | 2.7265 | 0.4655 | 3 | 0.19199
65213 | 11.2 | 1 | 365 | 12.8036 | 0.6661 | 13 | 0.46972
32272 | 5994.88 | 0.8 | 365 | 5482.5815 | 0.37034 | 5482 | 0.95188
32293 | 1233.86 | 0.8 | 365 | 1128.4193 | 0.026654 | 1128 | 0.44591
64361 | 319.725 | 0.9 | 365 | 328.9529 | 0.41823 | 329 | 0.37114
35125 | 302.4 | 0.9 | 365 | 311.1279 | 0.68621 | 311 | 0.81408
64200 | 216.92 | 0.9 | 365 | 223.1807 | 0.38761 | 223 | 0.56835
65218 | 7.28 | 1 | 365 | 8.3224 | 0.68296 | 9 | 0.0053149
63954 | 83.7 | 0.9 | 365 | 86.1157 | 0.62743 | 86 | 0.74318
64954 | 4.77 | 1 | 365 | 5.453 | 0.93101 | 6 | 0.38398
65401 | 12.32 | 1 | 365 | 14.084 | 0.23271 | 14 | 0.31669
65414 | 10.464 | 1 | 365 | 11.9622 | 0.97947 | 12 | 0.94171
43637 | 7.93 | 1 | 365 | 9.0654 | 0.17251 | 9 | 0.23793
63971 | 23.87 | 0.8 | 365 | 21.8302 | 0.7607 | 22 | 0.59086
48241 | 12.73 | 1 | 365 | 14.5527 | 0.17227 | 14 | 0.72495
64911 | 5.12 | 1 | 365 | 5.8531 | 0.73307 | 6 | 0.58616
64327 | 4.2 | 0.8 | 365 | 3.8411 | 0.69983 | 4 | 0.54091
65510 | 2.915 | 1 | 365 | 3.3324 | 0.68006 | 4 | 0.01243
58323 | 9.6 | 0.8 | 365 | 8.7796 | 0.59961 | 9 | 0.37923
49192 | 7.84 | 1 | 365 | 8.9625 | 0.96627 | 9 | 0.9288
65605 | 6.7 | 1 | 365 | 7.6593 | 0.35383 | 8 | 0.013133
65606 | 9 | 1 | 365 | 10.2886 | 0.62454 | 10 | 0.91316
65617 | 16.677 | 1 | 365 | 19.0648 | 0.21728 | 19 | 0.28209
62852 | 6.76 | 1 | 365 | 7.7279 | 0.49132 | 8 | 0.21922
65629 | 13.44 | 1 | 365 | 15.3643 | 0.79932 | 16 | 0.16366
65660 | 6.27 | 1 | 365 | 7.1677 | 0.36843 | 7 | 0.53617
48752 | 12.825 | 1 | 365 | 14.6613 | 0.38998 | 15 | 0.051259
65697 | 10.2 | 1 | 365 | 11.6604 | 0.37448 | 12 | 0.034919
65703 | 9 | 0.8 | 365 | 8.2309 | 0.49964 | 8 | 0.73053
65712 | 3.78 | 1 | 365 | 4.3212 | 0.66231 | 4 | 0.98353
65657 | 13.34 | 1 | 365 | 15.25 | 0.57016 | 15 | 0.82018
65723 | 6.5 | 1 | 365 | 7.4307 | 0.8955 | 8 | 0.32617
65745 | 4.16 | 1 | 365 | 4.7556 | 0.53312 | 5 | 0.28875
65743 | 5.67 | 0.8 | 365 | 5.1855 | 0.39477 | 5 | 0.58023
65777 | 6.9 | 1 | 365 | 7.8879 | 0.81215 | 8 | 0.70009
65736 | 5.886 | 1 | 365 | 6.7288 | 0.48845 | 7 | 0.21721
10933 | 995.41 | 0.7 | 365 | 796.553 | 0.76824 | 797 | 0.3212
11354 | 995.41 | 0.7 | 365 | 796.553 | 0.76824 | 797 | 0.3212
65795 | 9.69 | 1 | 365 | 11.0774 | 0.20576 | 11 | 0.28317
65798 | 6.05 | 1 | 365 | 6.9162 | 0.86428 | 7 | 0.78052
65801 | 8.4 | 1 | 365 | 9.6027 | 0.24957 | 9 | 0.85229
65501 | 8.32 | 1 | 365 | 9.5113 | 0.066245 | 9 | 0.5775
48263 | 3.05 | 1 | 365 | 3.4867 | 0.98943 | 4 | 0.47613
65833 | 5.67 | 1 | 365 | 6.4818 | 0.99346 | 7 | 0.47529
65837 | 7.935 | 1 | 365 | 9.0711 | 0.18397 | 9 | 0.25511
65842 | 6.93 | 1 | 365 | 7.9222 | 0.8809 | 8 | 0.80314
65845 | 19.38 | 1 | 365 | 22.1548 | 0.41152 | 22 | 0.56635
65854 | 13.12 | 1 | 365 | 14.9985 | 0.066002 | 15 | 0.064524
65860 | 13.734 | 1 | 365 | 15.7004 | 0.47305 | 16 | 0.17349
65867 | 4.578 | 0.8 | 365 | 4.1868 | 0.39281 | 4 | 0.5796
65870 | 8.55 | 1 | 365 | 9.7742 | 0.59332 | 10 | 0.36751
65873 | 12.42 | 0.8 | 365 | 11.3586 | 0.7695 | 12 | 0.12813
65876 | 12 | 1 | 365 | 13.7182 | 0.49939 | 14 | 0.21755
65878 | 6.38 | 1 | 365 | 7.2935 | 0.62051 | 7 | 0.914
65834 | 9.52 | 1 | 365 | 10.8831 | 0.81618 | 11 | 0.69926
65909 | 4.5 | 1 | 365 | 5.1443 | 0.31227 | 5 | 0.45658
32281 | 2261 | 0.8 | 365 | 2067.784 | 0.075021 | 2067 | 0.859
65915 | 3.12 | 0.8 | 365 | 2.8534 | 0.71987 | 3 | 0.57325
65934 | 9.62 | 0.8 | 365 | 8.7979 | 0.63628 | 9 | 0.43419
65941 | 6.76 | 0.8 | 365 | 6.1823 | 0.39306 | 6 | 0.57538
65945 | 2.34 | 1 | 365 | 2.675 | 0.36238 | 3 | 0.037423
65949 | 11.22 | 1 | 365 | 12.8265 | 0.71193 | 13 | 0.53841
65951 | 9.88 | 1 | 365 | 11.2946 | 0.64117 | 11 | 0.93578
65953 | 5.83 | 1 | 365 | 6.6647 | 0.36012 | 7 | 0.024861
65954 | 8.58 | 1 | 365 | 9.8085 | 0.66207 | 10 | 0.47055
65956 | 4.77 | 1 | 365 | 5.453 | 0.93101 | 6 | 0.38398
65082 | 85.25 | 0.9 | 365 | 87.7105 | 0.82424 | 88 | 0.53472
65958 | 10.88 | 1 | 365 | 12.4378 | 0.93278 | 13 | 0.37058
65347 | 7.8 | 1 | 365 | 8.9168 | 0.8746 | 9 | 0.79141
65962 | 8.28 | 0.8 | 365 | 7.5724 | 0.17966 | 7 | 0.75209
65970 | 5.1 | 0.8 | 365 | 4.6642 | 0.34979 | 5 | 0.013968
65971 | 5.61 | 0.8 | 365 | 5.1306 | 0.28477 | 5 | 0.41536
65852 | 18 | 1 | 365 | 20.5772 | 0.24909 | 20 | 0.82633
65988 | 6.76 | 1 | 365 | 7.7279 | 0.49132 | 8 | 0.21922
65986 | 12.6 | 1 | 365 | 14.4041 | 0.87436 | 15 | 0.27843
65965 | 7.5 | 1 | 365 | 8.5739 | 0.18712 | 8 | 0.76097
66043 | 11.7 | 1 | 365 | 13.3752 | 0.81191 | 14 | 0.18711
66045 | 7.28 | 1 | 365 | 8.3224 | 0.68296 | 9 | 0.0053149
66052 | 4.68 | 1 | 365 | 5.3501 | 0.72476 | 6 | 0.074845
66056 | 10.4 | 1 | 365 | 11.8891 | 0.83281 | 12 | 0.72188
66051 | 8.84 | 0.8 | 365 | 8.0846 | 0.20631 | 8 | 0.29088
66068 | 8.58 | 1 | 365 | 9.8085 | 0.66207 | 10 | 0.47055
66070 | 12.88 | 1 | 365 | 14.7242 | 0.51601 | 15 | 0.24017
63969 | 3.48 | 1 | 365 | 3.9783 | 0.97482 | 4 | 0.95309
66291 | 2.65 | 1 | 365 | 3.0294 | 0.072782 | 3 | 0.10221
67584 | 4.5 | 1 | 365 | 5.1443 | 0.31227 | 5 | 0.45658
66071 | 9.57 | 1 | 365 | 10.9402 | 0.93077 | 11 | 0.871
66069 | 10.07 | 0.8 | 365 | 9.2095 | 0.46126 | 9 | 0.67072
12766 | 649.04 | 0.8 | 365 | 593.5756 | 0.88036 | 594 | 0.456
65959 | 8.16 | 0.8 | 365 | 7.4627 | 0.95967 | 8 | 0.42235
66078 | 12.15 | 0.8 | 365 | 11.1117 | 0.27451 | 11 | 0.38622
66079 | 5.44 | 1 | 365 | 6.2189 | 0.46639 | 6 | 0.68529
65967 | 8.16 | 0.8 | 365 | 7.4627 | 0.95967 | 8 | 0.42235
66090 | 5.46 | 1 | 365 | 6.2418 | 0.51222 | 6 | 0.75399
27518 | 8.16 | 1 | 365 | 9.3283 | 0.69959 | 10 | 0.027935
65905 | 9.86 | 1 | 365 | 11.2718 | 0.59533 | 11 | 0.86709
66114 | 11.1 | 0.8 | 365 | 10.1514 | 0.34955 | 10 | 0.50099
66116 | 3.15 | 1 | 365 | 3.601 | 0.21859 | 3 | 0.81961
66117 | 8.84 | 1 | 365 | 10.1057 | 0.25789 | 10 | 0.3636
66119 | 8.04 | 0.8 | 365 | 7.3529 | 0.73967 | 8 | 0.092608
66118 | 5.2 | 1 | 365 | 5.9445 | 0.9164 | 6 | 0.86094
66128 | 2.86 | 1 | 365 | 3.2695 | 0.55402 | 3 | 0.82352
66130 | 4.42 | 1 | 365 | 5.0529 | 0.12894 | 5 | 0.1818
66131 | 11.6 | 1 | 365 | 13.2609 | 0.58275 | 13 | 0.84363
66134 | 7.28 | 1 | 365 | 8.3224 | 0.68296 | 9 | 0.0053149
66142 | 7.28 | 0.8 | 365 | 6.6579 | 0.34637 | 7 | 0.0042519
66143 | 8.32 | 1 | 365 | 9.5113 | 0.066245 | 9 | 0.5775
66148 | 11.96 | 1 | 365 | 13.6724 | 0.40773 | 14 | 0.08016
66149 | 3.64 | 0.8 | 365 | 3.3289 | 0.67319 | 4 | 0.002126
66152 | 4.16 | 0.8 | 365 | 3.8045 | 0.6265 | 4 | 0.431
66157 | 9.62 | 0.8 | 365 | 8.7979 | 0.63628 | 9 | 0.43419
66158 | 3.64 | 1 | 365 | 4.1612 | 0.34148 | 4 | 0.50266
66167 | 6.44 | 0.8 | 365 | 5.8897 | 0.80641 | 6 | 0.69607
66168 | 10.15 | 1 | 365 | 11.6033 | 0.2599 | 11 | 0.86318
66190 | 4.24 | 1 | 365 | 4.8471 | 0.71645 | 5 | 0.56354
66191 | 7.95 | 0.8 | 365 | 7.2706 | 0.57468 | 7 | 0.8453
66199 | 6.89 | 1 | 365 | 7.8765 | 0.78923 | 8 | 0.66574
66202 | 3.975 | 1 | 365 | 4.5441 | 0.10917 | 4 | 0.65331
66203 | 5.3 | 1 | 365 | 6.0589 | 0.14556 | 6 | 0.20442
66204 | 4.24 | 1 | 365 | 4.8471 | 0.71645 | 5 | 0.56354
66189 | 11.985 | 0.8 | 365 | 10.9608 | 0.97201 | 11 | 0.93282
65921 | 6.44 | 1 | 365 | 7.3621 | 0.75801 | 8 | 0.12009
66231 | 7.8 | 1 | 365 | 8.9168 | 0.8746 | 9 | 0.79141
66241 | 5.98 | 0.8 | 365 | 5.469 | 0.96309 | 6 | 0.43206
66264 | 7.2 | 0.8 | 365 | 6.5847 | 0.19971 | 6 | 0.78442
66266 | 12.06 | 0.8 | 365 | 11.0294 | 0.10951 | 11 | 0.13891
65840 | 8.16 | 1 | 365 | 9.3283 | 0.69959 | 10 | 0.027935
55212 | 2.45 | 1 | 365 | 2.8008 | 0.61446 | 3 | 0.41525
32269 | 1996.14 | 0.8 | 365 | 1825.5579 | 0.50909 | 1826 | 0.06695
64697 | 410.8 | 1 | 365 | 469.6183 | 0.39585 | 470 | 0.014197
31323 | 227.43 | 0.9 | 365 | 233.9941 | 0.064004 | 234 | 0.058089
49599 | 13.455 | 1 | 365 | 15.3815 | 0.83369 | 16 | 0.21518
65604 | 9.66 | 1 | 365 | 11.0431 | 0.13701 | 11 | 0.18013
65699 | 7.245 | 1 | 365 | 8.2823 | 0.60276 | 8 | 0.8851
65701 | 9.66 | 1 | 365 | 11.0431 | 0.13701 | 11 | 0.18013
65713 | 7.194 | 0.8 | 365 | 6.5792 | 0.18871 | 6 | 0.76794
65836 | 8.04 | 1 | 365 | 9.1912 | 0.42459 | 9 | 0.61576
65858 | 4.905 | 1 | 365 | 5.6073 | 0.24038 | 5 | 0.84767
65863 | 8.175 | 1 | 365 | 9.3455 | 0.73396 | 10 | 0.079457
61319 | 3.42 | 1 | 365 | 3.9097 | 0.83733 | 4 | 0.747
31092 | 2909.09 | 0.8 | 365 | 2660.4908 | 0.21375 | 2660 | 0.70456
62306 | 14.04 | 1 | 365 | 16.0502 | 0.17429 | 16 | 0.22454
63931 | 13.5 | 1 | 365 | 15.4329 | 0.93682 | 16 | 0.36975
64483 | 9.405 | 1 | 365 | 10.7516 | 0.55265 | 11 | 0.30426
64615 | 7.875 | 1 | 365 | 9.0025 | 0.046476 | 9 | 0.049019
43144 | 13.86 | 1 | 365 | 15.8445 | 0.7618 | 16 | 0.60627
64619 | 93.6 | 0.9 | 365 | 96.3015 | 0.045732 | 96 | 0.34722
64700 | 9.12 | 1 | 365 | 10.4258 | 0.89954 | 11 | 0.32534
64924 | 22.2 | 1 | 365 | 25.3786 | 0.87388 | 26 | 0.25247
31327 | 238.14 | 1 | 365 | 272.2369 | 0.72543 | 272 | 0.96232
65670 | 4.64 | 1 | 365 | 5.3044 | 0.6331 | 5 | 0.93745
65711 | 13.44 | 1 | 365 | 15.3643 | 0.79932 | 16 | 0.16366
65727 | 8.12 | 1 | 365 | 9.2826 | 0.60792 | 9 | 0.89054
65785 | 5.13 | 1 | 365 | 5.8645 | 0.75599 | 6 | 0.6205
65831 | 17.98 | 1 | 365 | 20.5544 | 0.20326 | 20 | 0.75763
65871 | 5.7 | 1 | 365 | 6.5161 | 0.062211 | 6 | 0.57834
65872 | 24.96 | 1 | 365 | 28.5338 | 0.19874 | 28 | 0.73251
65963 | 8.12 | 1 | 365 | 9.2826 | 0.60792 | 9 | 0.89054
65969 | 13.52 | 1 | 365 | 15.4558 | 0.98265 | 16 | 0.43844
58578 | 996.74 | 0.9 | 365 | 1025.5079 | 0.7308 | 1026 | 0.23871
66077 | 7.125 | 0.8 | 365 | 6.5161 | 0.062211 | 6 | 0.57834
66081 | 8.64 | 0.8 | 365 | 7.9017 | 0.83965 | 8 | 0.74131
66102 | 7.54 | 1 | 365 | 8.6196 | 0.27878 | 8 | 0.89836
66074 | 8.745 | 1 | 365 | 9.9971 | 0.040182 | 10 | 0.037291
65515 | 9.69 | 1 | 365 | 11.0774 | 0.20576 | 11 | 0.28317
66197 | 4.505 | 1 | 365 | 5.15 | 0.32373 | 5 | 0.47376
64870 | 9.86 | 1 | 365 | 11.2718 | 0.59533 | 11 | 0.86709
31329 | 610.47 | 1 | 365 | 697.8771 | 0.96282 | 698 | 0.83991
65154 | 13.08 | 1 | 365 | 14.9528 | 0.97434 | 15 | 0.92713
36178 | 17.004 | 1 | 365 | 19.4386 | 0.96664 | 20 | 0.40527
65850 | 19.38 | 1 | 365 | 22.1548 | 0.41152 | 22 | 0.56635
62687 | 4.24 | 1 | 365 | 4.8471 | 0.71645 | 5 | 0.56354
62692 | 5.565 | 1 | 365 | 6.3618 | 0.75284 | 7 | 0.11464
62961 | 3.9 | 1 | 365 | 4.4584 | 0.9373 | 5 | 0.3957
63575 | 9.765 | 1 | 365 | 11.1632 | 0.37763 | 11 | 0.54078
63961 | 13.545 | 1 | 365 | 15.4844 | 0.039939 | 15 | 0.52431
10986 | 2062.08 | 1 | 365 | 2357.3286 | 0.49552 | 2357 | 0.82414
64441 | 11.445 | 1 | 365 | 13.0837 | 0.22755 | 13 | 0.31124
64484 | 4.8 | 1 | 365 | 5.4873 | 0.99976 | 6 | 0.48702
64800 | 5.22 | 1 | 365 | 5.9674 | 0.96224 | 6 | 0.92964
65456 | 12.6 | 1 | 365 | 14.4041 | 0.87436 | 15 | 0.27843
66884 | 5.36 | 1 | 365 | 6.1274 | 0.28306 | 6 | 0.41051
64687 | 9.28 | 1 | 365 | 10.6087 | 0.2662 | 10 | 0.87491
34494 | 2568.87 | 1 | 365 | 2936.6808 | 0.86359 | 2937 | 0.5444
34447 | 249.795 | 0.9 | 365 | 257.0046 | 0.1908 | 257 | 0.19538
34478 | 154.665 | 0.9 | 365 | 159.1289 | 0.98951 | 160 | 0.11845
44120 | 5.98 | 1 | 365 | 6.8362 | 0.70386 | 7 | 0.54008
49014 | 24.14 | 1 | 365 | 27.5964 | 0.31961 | 27 | 0.91598
34484 | 30.87 | 0.9 | 365 | 31.761 | 0.66797 | 32 | 0.42894
64409 | 308 | 0.9 | 365 | 316.8895 | 0.23596 | 317 | 0.12545
64821 | 4.77 | 1 | 365 | 5.453 | 0.93101 | 6 | 0.38398
64822 | 2.385 | 1 | 365 | 2.7265 | 0.4655 | 3 | 0.19199
64824 | 4.42 | 1 | 365 | 5.0529 | 0.12894 | 5 | 0.1818
64830 | 5.355 | 1 | 365 | 6.1217 | 0.2716 | 6 | 0.39333
64832 | 3.12 | 1 | 365 | 3.5667 | 0.14984 | 3 | 0.71656
64834 | 3.64 | 1 | 365 | 4.1612 | 0.34148 | 4 | 0.50266
64835 | 2.08 | 1 | 365 | 2.3778 | 0.76656 | 3 | 0.14438
64837 | 7.02 | 1 | 365 | 8.0251 | 0.087144 | 8 | 0.11227
64839 | 8.745 | 1 | 365 | 9.9971 | 0.040182 | 10 | 0.037291
64840 | 9.62 | 1 | 365 | 10.9974 | 0.045346 | 11 | 0.042738
64843 | 7.8 | 1 | 365 | 8.9168 | 0.8746 | 9 | 0.79141
64845 | 5.035 | 1 | 365 | 5.7559 | 0.53829 | 6 | 0.2942
33823 | 498.96 | 0.9 | 365 | 513.361 | 0.082247 | 513 | 0.44323
34491 | 241.92 | 0.9 | 365 | 248.9023 | 0.94897 | 249 | 0.85126
64864 | 7.28 | 1 | 365 | 8.3224 | 0.68296 | 9 | 0.0053149
64865 | 5.035 | 1 | 365 | 5.7559 | 0.53829 | 6 | 0.2942
64892 | 14.31 | 1 | 365 | 16.3589 | 0.79302 | 17 | 0.15193
61607 | 13.25 | 1 | 365 | 15.1471 | 0.36391 | 15 | 0.51105
63266 | 5.565 | 1 | 365 | 6.3618 | 0.75284 | 7 | 0.11464
62211 | 5.3 | 1 | 365 | 6.0589 | 0.14556 | 6 | 0.20442
24010 | 3.9 | 1 | 365 | 4.4584 | 0.9373 | 5 | 0.3957
50902 | 3.64 | 1 | 365 | 4.1612 | 0.34148 | 4 | 0.50266
64937 | 5.2 | 1 | 365 | 5.9445 | 0.9164 | 6 | 0.86094
64942 | 18.72 | 1 | 365 | 21.4003 | 0.89905 | 22 | 0.29938
64949 | 8.84 | 1 | 365 | 10.1057 | 0.25789 | 10 | 0.3636
51064 | 10.4 | 1 | 365 | 11.8891 | 0.83281 | 12 | 0.72188
50824 | 5.46 | 1 | 365 | 6.2418 | 0.51222 | 6 | 0.75399
22443 | 8.84 | 1 | 365 | 10.1057 | 0.25789 | 10 | 0.3636
44931 | 11.7 | 1 | 365 | 13.3752 | 0.81191 | 14 | 0.18711
47862 | 8.06 | 1 | 365 | 9.214 | 0.47042 | 9 | 0.68446
64989 | 6.625 | 1 | 365 | 7.5736 | 0.18196 | 7 | 0.75552
64992 | 8.06 | 1 | 365 | 9.214 | 0.47042 | 9 | 0.68446
65019 | 3.18 | 1 | 365 | 3.6353 | 0.28734 | 3 | 0.92265
50912 | 9.1 | 1 | 365 | 10.4029 | 0.85371 | 11 | 0.25664
22420 | 10.92 | 1 | 365 | 12.4835 | 0.024447 | 12 | 0.50797
49111 | 8.58 | 1 | 365 | 9.8085 | 0.66207 | 10 | 0.47055
46254 | 5.72 | 1 | 365 | 6.539 | 0.10804 | 6 | 0.64703
51375 | 8.84 | 1 | 365 | 10.1057 | 0.25789 | 10 | 0.3636
32351 | 8.06 | 1 | 365 | 9.214 | 0.47042 | 9 | 0.68446
37114 | 8.32 | 1 | 365 | 9.5113 | 0.066245 | 9 | 0.5775
65030 | 6.36 | 1 | 365 | 7.2706 | 0.57468 | 7 | 0.8453
65076 | 11.4 | 1 | 365 | 13.0323 | 0.12442 | 13 | 0.15667
65029 | 68 | 0.9 | 365 | 69.9626 | 0.2469 | 70 | 0.20952
49571 | 992.07 | 0.9 | 365 | 1020.7031 | 0.099137 | 1020 | 0.80226
36725 | 645.12 | 0.8 | 365 | 589.9906 | 0.69385 | 590 | 0.68448
32538 | 639.36 | 0.8 | 365 | 584.7229 | 0.13408 | 584 | 0.85694
32541 | 4124.16 | 0.8 | 365 | 3771.7258 | 0.79283 | 3772 | 0.51862
32530 | 639.36 | 0.8 | 365 | 584.7229 | 0.13408 | 584 | 0.85694
32536 | 639.36 | 0.8 | 365 | 584.7229 | 0.13408 | 584 | 0.85694
30423 | 639.36 | 0.8 | 365 | 584.7229 | 0.13408 | 584 | 0.85694
54267 | 2.34 | 1 | 365 | 2.675 | 0.36238 | 3 | 0.037423
56999 | 17.94 | 1 | 365 | 20.5086 | 0.11159 | 20 | 0.62024
58635 | 9.315 | 1 | 365 | 10.6487 | 0.3464 | 10 | 0.99512
65173 | 5.232 | 1 | 365 | 5.9811 | 0.98973 | 6 | 0.97085
57239 | 2.385 | 1 | 365 | 2.7265 | 0.4655 | 3 | 0.19199
52842 | 6.24 | 1 | 365 | 7.1334 | 0.29968 | 7 | 0.43313
58191 | 12.985 | 1 | 365 | 14.8442 | 0.75663 | 15 | 0.60083
65225 | 4.94 | 1 | 365 | 5.6473 | 0.32058 | 5 | 0.96789
65237 | 4.94 | 1 | 365 | 5.6473 | 0.32058 | 5 | 0.96789
65253 | 5.98 | 1 | 365 | 6.8362 | 0.70386 | 7 | 0.54008
65412 | 7.685 | 1 | 365 | 8.7853 | 0.61107 | 9 | 0.39641
65418 | 3.71 | 1 | 365 | 4.2412 | 0.5019 | 4 | 0.74309
65419 | 3.78 | 1 | 365 | 4.3212 | 0.66231 | 4 | 0.98353
65416 | 9.945 | 1 | 365 | 11.3689 | 0.79012 | 12 | 0.15905
65447 | 9.765 | 1 | 365 | 11.1632 | 0.37763 | 11 | 0.54078
65476 | 5.035 | 1 | 365 | 5.7559 | 0.53829 | 6 | 0.2942
65546 | 9.36 | 1 | 365 | 10.7002 | 0.44953 | 11 | 0.14969
65568 | 5.3 | 1 | 365 | 6.0589 | 0.14556 | 6 | 0.20442
65574 | 7.155 | 1 | 365 | 8.1795 | 0.39651 | 8 | 0.57597
65578 | 10.92 | 1 | 365 | 12.4835 | 0.024447 | 12 | 0.50797
65586 | 3.64 | 1 | 365 | 4.1612 | 0.34148 | 4 | 0.50266
65589 | 4.24 | 1 | 365 | 4.8471 | 0.71645 | 5 | 0.56354
65595 | 5.985 | 1 | 365 | 6.8419 | 0.71532 | 7 | 0.55725
65599 | 10.07 | 1 | 365 | 11.5118 | 0.076573 | 11 | 0.5884
65603 | 3.06 | 0.8 | 365 | 2.7985 | 0.60988 | 3 | 0.40838
65634 | 6.89 | 0.8 | 365 | 6.3012 | 0.63139 | 6 | 0.9326
63412 | 67.5 | 0.9 | 365 | 69.4482 | 0.21567 | 69 | 0.66386
34783 | 75.64 | 1 | 365 | 86.4701 | 0.33783 | 86 | 0.80797
37612 | 13.52 | 1 | 365 | 15.4558 | 0.98265 | 16 | 0.43844
66594 | 10.56 | 1 | 365 | 12.072 | 0.19946 | 12 | 0.27145
61500 | 6.03 | 1 | 365 | 6.8934 | 0.81844 | 7 | 0.71182
60837 | 10.24 | 1 | 365 | 11.7062 | 0.46615 | 12 | 0.17231
63559 | 14.4 | 1 | 365 | 16.4618 | 0.99927 | 17 | 0.46106
67315 | 9.92 | 1 | 365 | 11.3403 | 0.73283 | 12 | 0.073176
63866 | 564.48 | 0.8 | 365 | 516.2418 | 0.85712 | 517 | 0.098917
67494 | 8.375 | 1 | 365 | 9.5741 | 0.19228 | 9 | 0.76642
63749 | 184 | 0.9 | 365 | 189.3106 | 0.49161 | 189 | 0.80222
50684 | 6.615 | 1 | 365 | 7.5621 | 0.15904 | 7 | 0.72118
64661 | 7.28 | 1 | 365 | 8.3224 | 0.68296 | 9 | 0.0053149
64663 | 13.8 | 1 | 365 | 15.7759 | 0.6243 | 16 | 0.40018
64669 | 16.8 | 1 | 365 | 19.2054 | 0.49915 | 19 | 0.70457
64670 | 12.075 | 1 | 365 | 13.8039 | 0.67126 | 14 | 0.47516
34428 | 646.38 | 0.8 | 365 | 591.143 | 0.0038001 | 591 | 0.14675
33800 | 645.84 | 0.8 | 365 | 590.6491 | 0.013822 | 590 | 0.66292
64763 | 2.745 | 1 | 365 | 3.138 | 0.29049 | 3 | 0.42852
64766 | 6.82 | 1 | 365 | 7.7965 | 0.62882 | 8 | 0.42531
64781 | 6.325 | 1 | 365 | 7.2306 | 0.49447 | 7 | 0.72508
64782 | 11.52 | 1 | 365 | 13.1694 | 0.39942 | 13 | 0.56885
64789 | 8 | 1 | 365 | 9.1454 | 0.33293 | 9 | 0.47837
64790 | 8.64 | 1 | 365 | 9.8771 | 0.79956 | 10 | 0.67664
64796 | 6.72 | 1 | 365 | 7.6822 | 0.39966 | 8 | 0.081829
64811 | 7.56 | 1 | 365 | 8.6424 | 0.32462 | 8 | 0.96706
64797 | 7.8 | 1 | 365 | 8.9168 | 0.8746 | 9 | 0.79141
64794 | 5.49 | 1 | 365 | 6.2761 | 0.58097 | 6 | 0.85703
64901 | 8.68 | 1 | 365 | 9.9228 | 0.89123 | 10 | 0.81403
64906 | 7.84 | 1 | 365 | 8.9625 | 0.96627 | 9 | 0.9288
64912 | 9.75 | 1 | 365 | 11.146 | 0.34326 | 11 | 0.48926
63841 | 4.8 | 1 | 365 | 5.4873 | 0.99976 | 6 | 0.48702
64917 | 10.26 | 1 | 365 | 11.729 | 0.51198 | 12 | 0.24101
64921 | 9.765 | 1 | 365 | 11.1632 | 0.37763 | 11 | 0.54078
64930 | 6.93 | 1 | 365 | 7.9222 | 0.8809 | 8 | 0.80314
64936 | 4.5 | 1 | 365 | 5.1443 | 0.31227 | 5 | 0.45658
64939 | 4.48 | 1 | 365 | 5.1214 | 0.26644 | 5 | 0.38789
50839 | 5.04 | 1 | 365 | 5.7616 | 0.54974 | 6 | 0.31137
46266 | 8.505 | 1 | 365 | 9.7227 | 0.49019 | 10 | 0.21294
49597 | 5.04 | 1 | 365 | 5.7616 | 0.54974 | 6 | 0.31137
35033 | 187.044 | 0.9 | 365 | 192.4425 | 0.76972 | 193 | 0.21218
65641 | 2.915 | 1 | 365 | 3.3324 | 0.68006 | 4 | 0.01243
65642 | 7.875 | 1 | 365 | 9.0025 | 0.046476 | 9 | 0.049019
65644 | 4.68 | 1 | 365 | 5.3501 | 0.72476 | 6 | 0.074845
65646 | 7.685 | 0.8 | 365 | 7.0283 | 0.088855 | 7 | 0.11713
65648 | 4.24 | 1 | 365 | 4.8471 | 0.71645 | 5 | 0.56354
65649 | 8.745 | 1 | 365 | 9.9971 | 0.040182 | 10 | 0.037291
65650 | 5.83 | 1 | 365 | 6.6647 | 0.36012 | 7 | 0.024861
65653 | 4.59 | 0.8 | 365 | 4.1978 | 0.41481 | 4 | 0.61257
65665 | 7.54 | 0.8 | 365 | 6.8957 | 0.82303 | 7 | 0.71869
65667 | 6.36 | 0.8 | 365 | 5.8165 | 0.65974 | 6 | 0.47624
51274 | 10.05 | 1 | 365 | 11.489 | 0.030741 | 11 | 0.5197
65134 | 9 | 1 | 365 | 10.2886 | 0.62454 | 10 | 0.91316
65166 | 6.72 | 1 | 365 | 7.6822 | 0.39966 | 8 | 0.081829
37098 | 5564.79 | 0.8 | 365 | 5089.2453 | 0.88944 | 5090 | 0.13475
33269 | 767 | 0.9 | 365 | 789.1372 | 0.90252 | 790 | 0.039679
34946 | 762.12 | 1 | 365 | 871.2403 | 0.48639 | 871 | 0.72673
23634 | 748.775 | 0.9 | 365 | 770.3861 | 0.31429 | 770 | 0.70044
34481 | 155.62 | 0.9 | 365 | 160.1115 | 0.95915 | 161 | 0.070658
65152 | 30.35 | 1 | 365 | 34.6955 | 0.55055 | 35 | 0.24606
65271 | 8.1 | 1 | 365 | 9.2598 | 0.56209 | 9 | 0.82185
65272 | 4.32 | 1 | 365 | 4.9385 | 0.89978 | 5 | 0.83832
65274 | 4.725 | 1 | 365 | 5.4015 | 0.82789 | 6 | 0.22941
65297 | 9.92 | 1 | 365 | 11.3403 | 0.73283 | 12 | 0.073176
65319 | 11.7 | 1 | 365 | 13.3752 | 0.81191 | 14 | 0.18711
65326 | 10.56 | 1 | 365 | 12.072 | 0.19946 | 12 | 0.27145
65288 | 24.9 | 1 | 365 | 28.4652 | 0.061238 | 28 | 0.52642
65351 | 10.07 | 1 | 365 | 11.5118 | 0.076573 | 11 | 0.5884
65353 | 9.275 | 1 | 365 | 10.603 | 0.25474 | 10 | 0.85773
65354 | 4.77 | 1 | 365 | 5.453 | 0.93101 | 6 | 0.38398
65357 | 4.24 | 1 | 365 | 4.8471 | 0.71645 | 5 | 0.56354
65361 | 4.24 | 1 | 365 | 4.8471 | 0.71645 | 5 | 0.56354
65362 | 4.24 | 1 | 365 | 4.8471 | 0.71645 | 5 | 0.56354
65363 | 6.625 | 1 | 365 | 7.5736 | 0.18196 | 7 | 0.75552
65370 | 14.04 | 1 | 365 | 16.0502 | 0.17429 | 16 | 0.22454
65375 | 8.745 | 1 | 365 | 9.9971 | 0.040182 | 10 | 0.037291
65360 | 9 | 1 | 365 | 10.2886 | 0.62454 | 10 | 0.91316
65378 | 14.84 | 1 | 365 | 16.9648 | 0.0075814 | 16 | 0.97237
65384 | 6.095 | 1 | 365 | 6.9677 | 0.9674 | 7 | 0.93508
65390 | 7.95 | 1 | 365 | 9.0883 | 0.21835 | 9 | 0.30663
65395 | 5.83 | 1 | 365 | 6.6647 | 0.36012 | 7 | 0.024861
65299 | 7.28 | 1 | 365 | 8.3224 | 0.68296 | 9 | 0.0053149
65400 | 6.36 | 1 | 365 | 7.2706 | 0.57468 | 7 | 0.8453
65434 | 5.035 | 1 | 365 | 5.7559 | 0.53829 | 6 | 0.2942
65437 | 2.915 | 1 | 365 | 3.3324 | 0.68006 | 4 | 0.01243
65443 | 5.83 | 1 | 365 | 6.6647 | 0.36012 | 7 | 0.024861
65446 | 10.335 | 1 | 365 | 11.8148 | 0.68385 | 12 | 0.49862
65452 | 7.95 | 1 | 365 | 9.0883 | 0.21835 | 9 | 0.30663
65462 | 5.83 | 1 | 365 | 6.6647 | 0.36012 | 7 | 0.024861
65364 | 10.791 | 1 | 365 | 12.3361 | 0.72883 | 13 | 0.064884
65377 | 10.791 | 1 | 365 | 12.3361 | 0.72883 | 13 | 0.064884
65464 | 3.18 | 1 | 365 | 3.6353 | 0.28734 | 3 | 0.92265
65335 | 10.64 | 1 | 365 | 12.1634 | 0.38279 | 12 | 0.54623
65465 | 11.96 | 1 | 365 | 13.6724 | 0.40773 | 14 | 0.08016
65467 | 10.64 | 1 | 365 | 12.1634 | 0.38279 | 12 | 0.54623
65475 | 8.96 | 1 | 365 | 10.2429 | 0.53288 | 10 | 0.77577
65479 | 12.255 | 1 | 365 | 14.0097 | 0.083754 | 14 | 0.093425
65481 | 5.7 | 1 | 365 | 6.5161 | 0.062211 | 6 | 0.57834
65483 | 5.88 | 1 | 365 | 6.7219 | 0.4747 | 7 | 0.1966
65484 | 10.36 | 1 | 365 | 11.8433 | 0.74114 | 12 | 0.58449
65486 | 5.88 | 1 | 365 | 6.7219 | 0.4747 | 7 | 0.1966
65488 | 6.44 | 1 | 365 | 7.3621 | 0.75801 | 8 | 0.12009
65491 | 6.63 | 1 | 365 | 7.5793 | 0.19341 | 7 | 0.7727
65492 | 5.46 | 1 | 365 | 6.2418 | 0.51222 | 6 | 0.75399
65497 | 10.88 | 1 | 365 | 12.4378 | 0.93278 | 13 | 0.37058
65499 | 3.18 | 1 | 365 | 3.6353 | 0.28734 | 3 | 0.92265
65507 | 10.6 | 1 | 365 | 12.1177 | 0.29113 | 12 | 0.40884
65514 | 8.48 | 1 | 365 | 9.6942 | 0.4329 | 10 | 0.12707
65519 | 7.44 | 1 | 365 | 8.5053 | 0.049623 | 8 | 0.55488
65520 | 7.155 | 1 | 365 | 8.1795 | 0.39651 | 8 | 0.57597
65523 | 9.01 | 1 | 365 | 10.3001 | 0.64746 | 10 | 0.94751
65533 | 11.66 | 1 | 365 | 13.3295 | 0.72024 | 14 | 0.049721
65536 | 4.24 | 1 | 365 | 4.8471 | 0.71645 | 5 | 0.56354
65538 | 9.275 | 1 | 365 | 10.603 | 0.25474 | 10 | 0.85773
65543 | 8.7 | 1 | 365 | 9.9457 | 0.93706 | 10 | 0.88273
65545 | 11.14 | 1 | 365 | 12.735 | 0.5286 | 13 | 0.26363
65547 | 11.16 | 1 | 365 | 12.7579 | 0.57443 | 13 | 0.33232
65550 | 9.805 | 1 | 365 | 11.2089 | 0.46929 | 11 | 0.67817
59060 | 7.28 | 1 | 365 | 8.3224 | 0.68296 | 9 | 0.0053149
65554 | 7.44 | 1 | 365 | 8.5053 | 0.049623 | 8 | 0.55488
65556 | 3.18 | 1 | 365 | 3.6353 | 0.28734 | 3 | 0.92265
65560 | 10.07 | 1 | 365 | 11.5118 | 0.076573 | 11 | 0.5884
65559 | 10.35 | 1 | 365 | 11.8319 | 0.71823 | 12 | 0.55014
65566 | 5.035 | 1 | 365 | 5.7559 | 0.53829 | 6 | 0.2942
65570 | 5.83 | 1 | 365 | 6.6647 | 0.36012 | 7 | 0.024861
65572 | 4.24 | 1 | 365 | 4.8471 | 0.71645 | 5 | 0.56354
65576 | 12.19 | 1 | 365 | 13.9354 | 0.9348 | 14 | 0.87016
65577 | 5.83 | 1 | 365 | 6.6647 | 0.36012 | 7 | 0.024861
65581 | 4.77 | 1 | 365 | 5.453 | 0.93101 | 6 | 0.38398
65591 | 6.095 | 1 | 365 | 6.9677 | 0.9674 | 7 | 0.93508
65592 | 10.2 | 1 | 365 | 11.6604 | 0.37448 | 12 | 0.034919
65618 | 10.07 | 1 | 365 | 11.5118 | 0.076573 | 11 | 0.5884
65614 | 9.805 | 1 | 365 | 11.2089 | 0.46929 | 11 | 0.67817
65619 | 11.66 | 1 | 365 | 13.3295 | 0.72024 | 14 | 0.049721
58672 | 3.975 | 1 | 365 | 4.5441 | 0.10917 | 4 | 0.65331
65622 | 6.625 | 1 | 365 | 7.5736 | 0.18196 | 7 | 0.75552
65624 | 12.48 | 1 | 365 | 14.2669 | 0.59937 | 14 | 0.86625
65625 | 13.25 | 1 | 365 | 15.1471 | 0.36391 | 15 | 0.51105
65627 | 7.42 | 1 | 365 | 8.4824 | 0.0037907 | 8 | 0.48619
63165 | 3.18 | 1 | 365 | 3.6353 | 0.28734 | 3 | 0.92265
65628 | 13.78 | 1 | 365 | 15.753 | 0.57847 | 16 | 0.33149
63546 | 7.155 | 1 | 365 | 8.1795 | 0.39651 | 8 | 0.57597
63549 | 9.54 | 1 | 365 | 10.9059 | 0.86202 | 11 | 0.76795
63443 | 6.625 | 1 | 365 | 7.5736 | 0.18196 | 7 | 0.75552
63440 | 7.155 | 1 | 365 | 8.1795 | 0.39651 | 8 | 0.57597
63329 | 8.745 | 1 | 365 | 9.9971 | 0.040182 | 10 | 0.037291
63436 | 4.24 | 1 | 365 | 4.8471 | 0.71645 | 5 | 0.56354
63434 | 3.18 | 1 | 365 | 3.6353 | 0.28734 | 3 | 0.92265
63552 | 3.18 | 1 | 365 | 3.6353 | 0.28734 | 3 | 0.92265
63438 | 12.985 | 1 | 365 | 14.8442 | 0.75663 | 15 | 0.60083
63544 | 4.24 | 1 | 365 | 4.8471 | 0.71645 | 5 | 0.56354
63338 | 6.89 | 1 | 365 | 7.8765 | 0.78923 | 8 | 0.66574
63444 | 8.745 | 1 | 365 | 9.9971 | 0.040182 | 10 | 0.037291
63437 | 7.155 | 1 | 365 | 8.1795 | 0.39651 | 8 | 0.57597
65672 | 13.395 | 1 | 365 | 15.3129 | 0.6962 | 16 | 0.0090924
65686 | 10.385 | 1 | 365 | 11.8719 | 0.79843 | 12 | 0.67036
65682 | 7.98 | 1 | 365 | 9.1226 | 0.2871 | 9 | 0.40967
65692 | 4.16 | 1 | 365 | 4.7556 | 0.53312 | 5 | 0.28875
65695 | 4.68 | 1 | 365 | 5.3501 | 0.72476 | 6 | 0.074845
65696 | 3.38 | 1 | 365 | 3.8639 | 0.74566 | 4 | 0.60961
50853 | 20.8 | 1 | 365 | 23.7781 | 0.66561 | 24 | 0.44376
65730 | 7.125 | 1 | 365 | 8.1452 | 0.32776 | 8 | 0.47292
65733 | 4.68 | 1 | 365 | 5.3501 | 0.72476 | 6 | 0.074845
65734 | 6.63 | 1 | 365 | 7.5793 | 0.19341 | 7 | 0.7727
65684 | 9.01 | 1 | 365 | 10.3001 | 0.64746 | 10 | 0.94751
65742 | 7.68 | 1 | 365 | 8.7796 | 0.59961 | 9 | 0.37923
65762 | 13.26 | 0.8 | 365 | 12.1269 | 0.30946 | 12 | 0.43632
65298 | 7.54 | 1 | 365 | 8.6196 | 0.27878 | 8 | 0.89836
65796 | 7.54 | 1 | 365 | 8.6196 | 0.27878 | 8 | 0.89836
65813 | 5.1 | 1 | 365 | 5.8302 | 0.68724 | 6 | 0.51746
65874 | 7.695 | 1 | 365 | 8.7968 | 0.63399 | 9 | 0.43076
65885 | 5.04 | 1 | 365 | 5.7616 | 0.54974 | 6 | 0.31137
65889 | 6.84 | 1 | 365 | 7.8194 | 0.67465 | 8 | 0.494
65901 | 11.97 | 1 | 365 | 13.6839 | 0.43064 | 14 | 0.11451
65903 | 2.745 | 1 | 365 | 3.138 | 0.29049 | 3 | 0.42852
65907 | 6.405 | 1 | 365 | 7.3221 | 0.6778 | 7 | 0.99987
65928 | 6.5 | 1 | 365 | 7.4307 | 0.8955 | 8 | 0.32617
65930 | 13.78 | 1 | 365 | 15.753 | 0.57847 | 16 | 0.33149
65932 | 3.71 | 1 | 365 | 4.2412 | 0.5019 | 4 | 0.74309
65933 | 8.58 | 1 | 365 | 9.8085 | 0.66207 | 10 | 0.47055
65935 | 2.86 | 1 | 365 | 3.2695 | 0.55402 | 3 | 0.82352
65938 | 3.64 | 0.8 | 365 | 3.3289 | 0.67319 | 4 | 0.002126
65939 | 3.78 | 1 | 365 | 4.3212 | 0.66231 | 4 | 0.98353
65940 | 7.875 | 1 | 365 | 9.0025 | 0.046476 | 9 | 0.049019
65942 | 5.985 | 0.8 | 365 | 5.4735 | 0.97226 | 6 | 0.4458
65944 | 4.725 | 0.8 | 365 | 4.3212 | 0.66231 | 4 | 0.98353
65946 | 2.6 | 1 | 365 | 2.9723 | 0.9582 | 3 | 0.93047
65947 | 9.88 | 0.8 | 365 | 9.0357 | 0.11293 | 9 | 0.14863
66112 | 9.62 | 1 | 365 | 10.9974 | 0.045346 | 11 | 0.042738
66166 | 5.98 | 1 | 365 | 6.8362 | 0.70386 | 7 | 0.54008
65072 | 8.64 | 1 | 365 | 9.8771 | 0.79956 | 10 | 0.67664
63462 | 5.7 | 1 | 365 | 6.5161 | 0.062211 | 6 | 0.57834
64465 | 8.745 | 1 | 365 | 9.9971 | 0.040182 | 10 | 0.037291
64036 | 6.36 | 1 | 365 | 7.2706 | 0.57468 | 7 | 0.8453
65639 | 5.7 | 1 | 365 | 6.5161 | 0.062211 | 6 | 0.57834
49121 | 5.5 | 1 | 365 | 6.2875 | 0.60389 | 6 | 0.89138
64564 | 5.83 | 1 | 365 | 6.6647 | 0.36012 | 7 | 0.024861
62314 | 11.52 | 1 | 365 | 13.1694 | 0.39942 | 13 | 0.56885
60182 | 4.95 | 1 | 365 | 5.6587 | 0.3435 | 6 | 0.0022402
65891 | 10.35 | 1 | 365 | 11.8319 | 0.71823 | 12 | 0.55014
66193 | 11.66 | 1 | 365 | 13.3295 | 0.72024 | 14 | 0.049721
61895 | 19.08 | 1 | 365 | 21.8119 | 0.72403 | 22 | 0.53591
65068 | 5.67 | 1 | 365 | 6.4818 | 0.99346 | 7 | 0.47529
53954 | 64.89 | 0.9 | 365 | 66.7629 | 0.83267 | 67 | 0.59552
62484 | 3.12 | 1 | 365 | 3.5667 | 0.14984 | 3 | 0.71656
62150 | 10.2 | 1 | 365 | 11.6604 | 0.37448 | 12 | 0.034919
63032 | 6.93 | 1 | 365 | 7.9222 | 0.8809 | 8 | 0.80314
62783 | 5.83 | 1 | 365 | 6.6647 | 0.36012 | 7 | 0.024861
62966 | 17.1 | 1 | 365 | 19.5484 | 0.18663 | 19 | 0.73501
63029 | 3.38 | 1 | 365 | 3.8639 | 0.74566 | 4 | 0.60961
63226 | 8.55 | 1 | 365 | 9.7742 | 0.59332 | 10 | 0.36751
62964 | 10.83 | 1 | 365 | 12.3806 | 0.8182 | 13 | 0.19884
63138 | 6 | 1 | 365 | 6.8591 | 0.7497 | 7 | 0.60878
63645 | 14.76 | 1 | 365 | 16.8733 | 0.82425 | 17 | 0.69759
63851 | 11.2 | 1 | 365 | 12.8036 | 0.6661 | 13 | 0.46972
63980 | 9.1 | 1 | 365 | 10.4029 | 0.85371 | 11 | 0.25664
64132 | 3.12 | 1 | 365 | 3.5667 | 0.14984 | 3 | 0.71656
64642 | 6.3 | 1 | 365 | 7.202 | 0.43718 | 7 | 0.63921
65948 | 8.06 | 0.8 | 365 | 7.3712 | 0.77634 | 8 | 0.14756
64548 | 8.1 | 1 | 365 | 9.2598 | 0.56209 | 9 | 0.82185
65201 | 6.27 | 1 | 365 | 7.1677 | 0.36843 | 7 | 0.53617
30742 | 10.92 | 1 | 365 | 12.4835 | 0.024447 | 12 | 0.50797
65007 | 4.275 | 1 | 365 | 4.8871 | 0.79666 | 5 | 0.68375
63835 | 50.96 | 0.9 | 365 | 52.4308 | 0.10268 | 52 | 0.53348
32523 | 639.36 | 0.8 | 365 | 584.7229 | 0.13408 | 584 | 0.85694
65204 | 7 | 1 | 365 | 8.0023 | 0.041312 | 8 | 0.043572
65468 | 4.24 | 1 | 365 | 4.8471 | 0.71645 | 5 | 0.56354
65205 | 8.64 | 1 | 365 | 9.8771 | 0.79956 | 10 | 0.67664
65209 | 7.84 | 1 | 365 | 8.9625 | 0.96627 | 9 | 0.9288
65211 | 8.12 | 1 | 365 | 9.2826 | 0.60792 | 9 | 0.89054
65212 | 3.38 | 1 | 365 | 3.8639 | 0.74566 | 4 | 0.60961
65950 | 7.54 | 0.8 | 365 | 6.8957 | 0.82303 | 7 | 0.71869
65508 | 8.16 | 1 | 365 | 9.3283 | 0.69959 | 10 | 0.027935
65957 | 13.395 | 1 | 365 | 15.3129 | 0.6962 | 16 | 0.0090924
65989 | 10.83 | 1 | 365 | 12.3806 | 0.8182 | 13 | 0.19884
65990 | 2.85 | 1 | 365 | 3.2581 | 0.53111 | 3 | 0.78917
65992 | 9.405 | 0.8 | 365 | 8.6013 | 0.24212 | 8 | 0.84341
65998 | 6.615 | 1 | 365 | 7.5621 | 0.15904 | 7 | 0.72118
65999 | 20.16 | 1 | 365 | 23.0465 | 0.19898 | 23 | 0.24549
66000 | 7.56 | 1 | 365 | 8.6424 | 0.32462 | 8 | 0.96706
66003 | 21.105 | 1 | 365 | 24.1268 | 0.36456 | 24 | 0.49137
66004 | 14.805 | 1 | 365 | 16.9248 | 0.92737 | 17 | 0.85215
66006 | 13.52 | 0.8 | 365 | 12.3646 | 0.78612 | 13 | 0.15075
66012 | 10.14 | 1 | 365 | 11.5918 | 0.23699 | 11 | 0.82883
66017 | 4.16 | 1 | 365 | 4.7556 | 0.53312 | 5 | 0.28875
66016 | 24.75 | 1 | 365 | 28.2937 | 0.7175 | 29 | 0.011201
66018 | 5.2 | 1 | 365 | 5.9445 | 0.9164 | 6 | 0.86094
66019 | 4.77 | 1 | 365 | 5.453 | 0.93101 | 6 | 0.38398
66020 | 6.095 | 0.8 | 365 | 5.5741 | 0.17392 | 5 | 0.74807
66021 | 7.685 | 0.8 | 365 | 7.0283 | 0.088855 | 7 | 0.11713
66023 | 4.42 | 1 | 365 | 5.0529 | 0.12894 | 5 | 0.1818
66029 | 4.725 | 0.8 | 365 | 4.3212 | 0.66231 | 4 | 0.98353
66030 | 5.49 | 1 | 365 | 6.2761 | 0.58097 | 6 | 0.85703
66035 | 3.66 | 1 | 365 | 4.184 | 0.38731 | 4 | 0.57135
66037 | 7.84 | 1 | 365 | 8.9625 | 0.96627 | 9 | 0.9288
66040 | 21.12 | 1 | 365 | 24.144 | 0.39893 | 24 | 0.54289
66041 | 6.84 | 1 | 365 | 7.8194 | 0.67465 | 8 | 0.494
66042 | 13.395 | 1 | 365 | 15.3129 | 0.6962 | 16 | 0.0090924
66044 | 4.77 | 1 | 365 | 5.453 | 0.93101 | 6 | 0.38398
66047 | 5.985 | 1 | 365 | 6.8419 | 0.71532 | 7 | 0.55725
66050 | 8.835 | 0.8 | 365 | 8.08 | 0.19714 | 8 | 0.27714
66053 | 3.135 | 1 | 365 | 3.5839 | 0.18422 | 3 | 0.76809
66054 | 4.275 | 1 | 365 | 4.8871 | 0.79666 | 5 | 0.68375
66057 | 2.28 | 1 | 365 | 2.6065 | 0.22488 | 2 | 0.83133
66058 | 3.705 | 1 | 365 | 4.2355 | 0.49044 | 4 | 0.72592
66060 | 9.405 | 1 | 365 | 10.7516 | 0.55265 | 11 | 0.30426
66061 | 9.69 | 1 | 365 | 11.0774 | 0.20576 | 11 | 0.28317
66062 | 4.56 | 0.8 | 365 | 4.1703 | 0.35982 | 4 | 0.53014
66063 | 5.13 | 1 | 365 | 5.8645 | 0.75599 | 6 | 0.6205
66064 | 5.7 | 1 | 365 | 6.5161 | 0.062211 | 6 | 0.57834
66066 | 3.99 | 1 | 365 | 4.5613 | 0.14355 | 4 | 0.70484
66067 | 10.26 | 1 | 365 | 11.729 | 0.51198 | 12 | 0.24101
66072 | 9.69 | 1 | 365 | 11.0774 | 0.20576 | 11 | 0.28317
66084 | 5.7 | 0.8 | 365 | 5.2129 | 0.44977 | 5 | 0.66267
66085 | 7.695 | 0.8 | 365 | 7.0374 | 0.10719 | 7 | 0.1446
33452 | 7.8 | 1 | 365 | 8.9168 | 0.8746 | 9 | 0.79141
48707 | 13.26 | 1 | 365 | 15.1586 | 0.38683 | 15 | 0.54539
66087 | 7.14 | 0.8 | 365 | 6.5298 | 0.089711 | 6 | 0.61955
66096 | 13.26 | 0.8 | 365 | 12.1269 | 0.30946 | 12 | 0.43632
66106 | 11.2 | 1 | 365 | 12.8036 | 0.6661 | 13 | 0.46972
65406 | 7.95 | 1 | 365 | 9.0883 | 0.21835 | 9 | 0.30663
66123 | 13.11 | 1 | 365 | 14.9871 | 0.043086 | 15 | 0.030176
66127 | 4.2 | 1 | 365 | 4.8014 | 0.62479 | 5 | 0.42614
66135 | 7.98 | 0.8 | 365 | 7.2981 | 0.62968 | 7 | 0.92774
66141 | 9.975 | 1 | 365 | 11.4032 | 0.85887 | 12 | 0.26209
66144 | 3.99 | 1 | 365 | 4.5613 | 0.14355 | 4 | 0.70484
66145 | 9.12 | 1 | 365 | 10.4258 | 0.89954 | 11 | 0.32534
66146 | 10.66 | 1 | 365 | 12.1863 | 0.42863 | 12 | 0.61493
66147 | 8.265 | 1 | 365 | 9.4484 | 0.94021 | 10 | 0.38859
66150 | 7.695 | 1 | 365 | 8.7968 | 0.63399 | 9 | 0.43076
66151 | 10.26 | 1 | 365 | 11.729 | 0.51198 | 12 | 0.24101
66153 | 2.85 | 1 | 365 | 3.2581 | 0.53111 | 3 | 0.78917
66154 | 8.55 | 1 | 365 | 9.7742 | 0.59332 | 10 | 0.36751
66159 | 6.84 | 1 | 365 | 7.8194 | 0.67465 | 8 | 0.494
66164 | 11.4 | 1 | 365 | 13.0323 | 0.12442 | 13 | 0.15667
66165 | 5.985 | 1 | 365 | 6.8419 | 0.71532 | 7 | 0.55725
66169 | 7.695 | 0.8 | 365 | 7.0374 | 0.10719 | 7 | 0.1446
66172 | 14.88 | 1 | 365 | 17.0105 | 0.099246 | 17 | 0.10976
66177 | 9.01 | 1 | 365 | 10.3001 | 0.64746 | 10 | 0.94751
66178 | 5.46 | 1 | 365 | 6.2418 | 0.51222 | 6 | 0.75399
66181 | 6.5 | 1 | 365 | 7.4307 | 0.8955 | 8 | 0.32617
66183 | 2.6 | 1 | 365 | 2.9723 | 0.9582 | 3 | 0.93047
65474 | 7.42 | 1 | 365 | 8.4824 | 0.0037907 | 8 | 0.48619
55810 | 10.4 | 1 | 365 | 11.8891 | 0.83281 | 12 | 0.72188
54777 | 5.46 | 1 | 365 | 6.2418 | 0.51222 | 6 | 0.75399
56943 | 11.7 | 1 | 365 | 13.3752 | 0.81191 | 14 | 0.18711
65583 | 4.94 | 1 | 365 | 5.6473 | 0.32058 | 5 | 0.96789
66208 | 6.76 | 0.8 | 365 | 6.1823 | 0.39306 | 6 | 0.57538
66210 | 6.5 | 0.8 | 365 | 5.9445 | 0.9164 | 6 | 0.86094
66225 | 13.005 | 1 | 365 | 14.8671 | 0.80247 | 15 | 0.66952
66230 | 3.9 | 1 | 365 | 4.4584 | 0.9373 | 5 | 0.3957
65596 | 5.035 | 1 | 365 | 5.7559 | 0.53829 | 6 | 0.2942
64820 | 5.13 | 1 | 365 | 5.8645 | 0.75599 | 6 | 0.6205
66239 | 6.625 | 0.8 | 365 | 6.0589 | 0.14556 | 6 | 0.20442
54220 | 5.72 | 1 | 365 | 6.539 | 0.10804 | 6 | 0.64703
66246 | 7.56 | 1 | 365 | 8.6424 | 0.32462 | 8 | 0.96706
66249 | 8.16 | 0.8 | 365 | 7.4627 | 0.95967 | 8 | 0.42235
66253 | 3.38 | 0.8 | 365 | 3.0912 | 0.19653 | 3 | 0.28769
51602 | 14.3 | 1 | 365 | 16.3475 | 0.77011 | 17 | 0.11758
66268 | 11.66 | 0.8 | 365 | 10.6636 | 0.37619 | 11 | 0.039777
66269 | 2.86 | 0.8 | 365 | 2.6156 | 0.24322 | 2 | 0.85881
59156 | 14.04 | 1 | 365 | 16.0502 | 0.17429 | 16 | 0.22454
66289 | 14.04 | 1 | 365 | 16.0502 | 0.17429 | 16 | 0.22454
66287 | 11.44 | 1 | 365 | 13.078 | 0.21609 | 13 | 0.29407
27446 | 12.455 | 1 | 365 | 14.2383 | 0.54208 | 14 | 0.78038
30972 | 11.96 | 1 | 365 | 13.6724 | 0.40773 | 14 | 0.08016
66299 | 2.6 | 1 | 365 | 2.9723 | 0.9582 | 3 | 0.93047
66296 | 6.76 | 1 | 365 | 7.7279 | 0.49132 | 8 | 0.21922
50560 | 2.34 | 1 | 365 | 2.675 | 0.36238 | 3 | 0.037423
66309 | 8.58 | 1 | 365 | 9.8085 | 0.66207 | 10 | 0.47055
66314 | 5.46 | 1 | 365 | 6.2418 | 0.51222 | 6 | 0.75399
66316 | 6.24 | 1 | 365 | 7.1334 | 0.29968 | 7 | 0.43313
34055 | 861 | 1 | 365 | 984.278 | 0.081376 | 984 | 0.35936
34268 | 647.46 | 0.8 | 365 | 592.1307 | 0.98376 | 593 | 0.11441
36171 | 35.316 | 0.9 | 365 | 36.3353 | 0.83764 | 37 | 0.17293
38514 | 266.4 | 0.9 | 365 | 274.0888 | 0.43785 | 274 | 0.52669
40516 | 426.24 | 0.9 | 365 | 438.5421 | 0.10056 | 438 | 0.6427
64976 | 26.24 | 0.9 | 365 | 26.9973 | 0.1188 | 27 | 0.11614
66317 | 5.46 | 1 | 365 | 6.2418 | 0.51222 | 6 | 0.75399
66303 | 7.02 | 1 | 365 | 8.0251 | 0.087144 | 8 | 0.11227
66321 | 9.945 | 1 | 365 | 11.3689 | 0.79012 | 12 | 0.15905
66320 | 7.14 | 1 | 365 | 8.1623 | 0.36214 | 8 | 0.52444
39697 | 4.68 | 1 | 365 | 5.3501 | 0.72476 | 6 | 0.074845
66323 | 6.24 | 1 | 365 | 7.1334 | 0.29968 | 7 | 0.43313
66326 | 6.5 | 1 | 365 | 7.4307 | 0.8955 | 8 | 0.32617
66327 | 9.945 | 1 | 365 | 11.3689 | 0.79012 | 12 | 0.15905
34553 | 349.74 | 0.9 | 365 | 359.8342 | 0.3228 | 360 | 0.157
35982 | 10.35 | 0.8 | 365 | 9.4655 | 0.97458 | 10 | 0.44011
66560 | 6.12 | 1 | 365 | 6.9963 | 0.02469 | 7 | 0.020952
66781 | 9.81 | 1 | 365 | 11.2146 | 0.48075 | 11 | 0.69535
66777 | 6.54 | 1 | 365 | 7.4764 | 0.98717 | 8 | 0.46357
62500 | 10.2 | 1 | 365 | 11.6604 | 0.37448 | 12 | 0.034919
35306 | 69.36 | 0.8 | 365 | 63.4328 | 0.15719 | 63 | 0.58996
64905 | 9 | 1 | 365 | 10.2886 | 0.62454 | 10 | 0.91316
64953 | 7.685 | 1 | 365 | 8.7853 | 0.61107 | 9 | 0.39641
65168 | 6.89 | 1 | 365 | 7.8765 | 0.78923 | 8 | 0.66574
65186 | 10.6 | 1 | 365 | 12.1177 | 0.29113 | 12 | 0.40884
65190 | 6.625 | 1 | 365 | 7.5736 | 0.18196 | 7 | 0.75552
65196 | 10.6 | 1 | 365 | 12.1177 | 0.29113 | 12 | 0.40884
65282 | 4.8 | 1 | 365 | 5.4873 | 0.99976 | 6 | 0.48702
65920 | 9.72 | 1 | 365 | 11.1117 | 0.27451 | 11 | 0.38622
65997 | 5.7 | 1 | 365 | 6.5161 | 0.062211 | 6 | 0.57834
66008 | 7.705 | 1 | 365 | 8.8082 | 0.6569 | 9 | 0.4651
66034 | 8.64 | 1 | 365 | 9.8771 | 0.79956 | 10 | 0.67664
66139 | 12.96 | 1 | 365 | 14.8156 | 0.69934 | 15 | 0.51496
66171 | 12.4 | 1 | 365 | 14.1754 | 0.41604 | 14 | 0.59147
65797 | 23.04 | 1 | 365 | 26.3389 | 0.79883 | 27 | 0.1377
46287 | 43.82 | 0.9 | 365 | 45.0847 | 0.37675 | 45 | 0.46148
63423 | 9.275 | 1 | 365 | 10.603 | 0.25474 | 10 | 0.85773
65235 | 123.82 | 0.9 | 365 | 127.3937 | 0.3731 | 127 | 0.7668
61496 | 6 | 1 | 365 | 6.8591 | 0.7497 | 7 | 0.60878
63273 | 7.2 | 1 | 365 | 8.2309 | 0.49964 | 8 | 0.73053
65652 | 7.28 | 1 | 365 | 8.3224 | 0.68296 | 9 | 0.0053149
32083 | 5.72 | 1 | 365 | 6.539 | 0.10804 | 6 | 0.64703
63301 | 5.16 | 1 | 365 | 5.8988 | 0.82474 | 6 | 0.72355
65238 | 5.565 | 1 | 365 | 6.3618 | 0.75284 | 7 | 0.11464
64508 | 8.625 | 1 | 365 | 9.8599 | 0.76519 | 10 | 0.62512
65415 | 5.3 | 1 | 365 | 6.0589 | 0.14556 | 6 | 0.20442
65449 | 7.42 | 1 | 365 | 8.4824 | 0.0037907 | 8 | 0.48619
65451 | 5.565 | 1 | 365 | 6.3618 | 0.75284 | 7 | 0.11464
65455 | 5.2 | 1 | 365 | 5.9445 | 0.9164 | 6 | 0.86094
65502 | 5.3 | 1 | 365 | 6.0589 | 0.14556 | 6 | 0.20442
65511 | 5.3 | 1 | 365 | 6.0589 | 0.14556 | 6 | 0.20442
65528 | 5.3 | 1 | 365 | 6.0589 | 0.14556 | 6 | 0.20442
65535 | 3.18 | 1 | 365 | 3.6353 | 0.28734 | 3 | 0.92265
59157 | 2.12 | 1 | 365 | 2.4235 | 0.85823 | 3 | 0.28177
65571 | 5.565 | 1 | 365 | 6.3618 | 0.75284 | 7 | 0.11464
65579 | 9.805 | 1 | 365 | 11.2089 | 0.46929 | 11 | 0.67817
62696 | 8.48 | 1 | 365 | 9.6942 | 0.4329 | 10 | 0.12707
62850 | 6.625 | 1 | 365 | 7.5736 | 0.18196 | 7 | 0.75552
65630 | 10.335 | 1 | 365 | 11.8148 | 0.68385 | 12 | 0.49862
64268 | 3.71 | 1 | 365 | 4.2412 | 0.5019 | 4 | 0.74309
65633 | 2.52 | 1 | 365 | 2.8808 | 0.77487 | 3 | 0.65569
65635 | 10.335 | 1 | 365 | 11.8148 | 0.68385 | 12 | 0.49862
63554 | 2.12 | 1 | 365 | 2.4235 | 0.85823 | 3 | 0.28177
56743 | 2.08 | 1 | 365 | 2.3778 | 0.76656 | 3 | 0.14438
65705 | 24.885 | 1 | 365 | 28.448 | 0.026864 | 28 | 0.4749
65714 | 8.415 | 0.8 | 365 | 7.6959 | 0.42716 | 8 | 0.12305
65908 | 6.825 | 1 | 365 | 7.8022 | 0.64028 | 8 | 0.44248
65923 | 5.4 | 1 | 365 | 6.1732 | 0.37473 | 6 | 0.5479
65489 | 2.835 | 1 | 365 | 3.2409 | 0.49673 | 3 | 0.73765
66088 | 9.805 | 0.8 | 365 | 8.9671 | 0.97544 | 9 | 0.94254
66092 | 6.84 | 0.8 | 365 | 6.2555 | 0.53972 | 6 | 0.7952
62154 | 14.061 | 1 | 365 | 16.0743 | 0.22241 | 16 | 0.29667
65902 | 8.125 | 0.8 | 365 | 7.4307 | 0.8955 | 8 | 0.32617
66194 | 5.2 | 0.8 | 365 | 4.7556 | 0.53312 | 5 | 0.28875
59671 | 8.48 | 1 | 365 | 9.6942 | 0.4329 | 10 | 0.12707
66206 | 2.34 | 1 | 365 | 2.675 | 0.36238 | 3 | 0.037423
64507 | 8.625 | 1 | 365 | 9.8599 | 0.76519 | 10 | 0.62512
65611 | 9.275 | 1 | 365 | 10.603 | 0.25474 | 10 | 0.85773
59898 | 2.65 | 1 | 365 | 3.0294 | 0.072782 | 3 | 0.10221
59920 | 5.3 | 1 | 365 | 6.0589 | 0.14556 | 6 | 0.20442
60092 | 3.18 | 1 | 365 | 3.6353 | 0.28734 | 3 | 0.92265
60097 | 4.77 | 1 | 365 | 5.453 | 0.93101 | 6 | 0.38398
59687 | 3.18 | 1 | 365 | 3.6353 | 0.28734 | 3 | 0.92265
57092 | 2.12 | 1 | 365 | 2.4235 | 0.85823 | 3 | 0.28177
29181 | 2.34 | 1 | 365 | 2.675 | 0.36238 | 3 | 0.037423
57494 | 2.08 | 1 | 365 | 2.3778 | 0.76656 | 3 | 0.14438
34258 | 2.34 | 1 | 365 | 2.675 | 0.36238 | 3 | 0.037423
66305 | 11.44 | 1 | 365 | 13.078 | 0.21609 | 13 | 0.29407
66324 | 2.08 | 1 | 365 | 2.3778 | 0.76656 | 3 | 0.14438
65587 | 4.76 | 0.8 | 365 | 4.3532 | 0.72647 | 5 | 0.079703
65588 | 10.36 | 0.8 | 365 | 9.4747 | 0.99291 | 10 | 0.46759
65656 | 7.56 | 0.8 | 365 | 6.914 | 0.85969 | 7 | 0.77365
65590 | 7.28 | 0.8 | 365 | 6.6579 | 0.34637 | 7 | 0.0042519
65704 | 10.08 | 0.8 | 365 | 9.2186 | 0.47959 | 9 | 0.69819
65706 | 3.08 | 0.8 | 365 | 2.8168 | 0.64654 | 3 | 0.46334
65708 | 11.115 | 0.8 | 365 | 10.1652 | 0.37705 | 10 | 0.54221
65709 | 11.2 | 0.8 | 365 | 10.2429 | 0.53288 | 10 | 0.77577
65710 | 11.2 | 0.8 | 365 | 10.2429 | 0.53288 | 10 | 0.77577
65731 | 7.65 | 0.8 | 365 | 6.9963 | 0.02469 | 7 | 0.020952
65774 | 5.88 | 0.8 | 365 | 5.3775 | 0.77976 | 6 | 0.15728
65790 | 3.92 | 0.8 | 365 | 3.585 | 0.18651 | 3 | 0.77152
65794 | 9.01 | 0.8 | 365 | 8.24 | 0.51797 | 8 | 0.75801
67199 | 9.315 | 1 | 365 | 10.6487 | 0.3464 | 10 | 0.99512
66086 | 3.71 | 0.8 | 365 | 3.393 | 0.80152 | 4 | 0.19447
66091 | 5.88 | 0.8 | 365 | 5.3775 | 0.77976 | 6 | 0.15728
66095 | 5.04 | 0.8 | 365 | 4.6093 | 0.2398 | 4 | 0.8491
66097 | 6.44 | 0.8 | 365 | 5.8897 | 0.80641 | 6 | 0.69607
66099 | 6.89 | 0.8 | 365 | 6.3012 | 0.63139 | 6 | 0.9326
66100 | 6.885 | 0.8 | 365 | 6.2966 | 0.62222 | 6 | 0.91886
66105 | 9.24 | 0.8 | 365 | 8.4504 | 0.93963 | 9 | 0.39001
67318 | 12.47 | 1 | 365 | 14.2555 | 0.57645 | 14 | 0.83191
66107 | 10.36 | 0.8 | 365 | 9.4747 | 0.99291 | 10 | 0.46759
66212 | 7.84 | 0.8 | 365 | 7.17 | 0.37302 | 7 | 0.54304
66214 | 6.72 | 0.8 | 365 | 6.1457 | 0.31973 | 6 | 0.46546
66215 | 11.2 | 0.8 | 365 | 10.2429 | 0.53288 | 10 | 0.77577
64253 | 5.13 | 1 | 365 | 5.8645 | 0.75599 | 6 | 0.6205
66216 | 7.28 | 0.8 | 365 | 6.6579 | 0.34637 | 7 | 0.0042519
66217 | 3.36 | 0.8 | 365 | 3.0729 | 0.15986 | 3 | 0.23273
57082 | 8.84 | 1 | 365 | 10.1057 | 0.25789 | 10 | 0.3636
66218 | 7.28 | 0.8 | 365 | 6.6579 | 0.34637 | 7 | 0.0042519
65478 | 3.71 | 1 | 365 | 4.2412 | 0.5019 | 4 | 0.74309
66219 | 3.18 | 0.8 | 365 | 2.9082 | 0.82987 | 3 | 0.73812
65615 | 4.505 | 1 | 365 | 5.15 | 0.32373 | 5 | 0.47376
66220 | 6.16 | 0.8 | 365 | 5.6336 | 0.29308 | 5 | 0.92667
66221 | 10.36 | 0.8 | 365 | 9.4747 | 0.99291 | 10 | 0.46759
66222 | 6.3 | 0.8 | 365 | 5.7616 | 0.54974 | 6 | 0.31137
66223 | 13.5 | 0.8 | 365 | 12.3463 | 0.74945 | 13 | 0.095797
66224 | 6.76 | 0.8 | 365 | 6.1823 | 0.39306 | 6 | 0.57538
66226 | 8.32 | 0.8 | 365 | 7.609 | 0.253 | 7 | 0.862
66227 | 6.89 | 0.8 | 365 | 6.3012 | 0.63139 | 6 | 0.9326
66228 | 10.4 | 0.8 | 365 | 9.5113 | 0.066245 | 9 | 0.5775
64489 | 4.16 | 1 | 365 | 4.7556 | 0.53312 | 5 | 0.28875
65645 | 13.25 | 0.8 | 365 | 12.1177 | 0.29113 | 12 | 0.40884
65658 | 4.505 | 0.8 | 365 | 4.12 | 0.25898 | 4 | 0.379
65659 | 5.72 | 0.8 | 365 | 5.2312 | 0.48643 | 5 | 0.71763
65737 | 6.095 | 0.8 | 365 | 5.5741 | 0.17392 | 5 | 0.74807
65738 | 10.07 | 0.8 | 365 | 9.2095 | 0.46126 | 9 | 0.67072
65739 | 6.36 | 0.8 | 365 | 5.8165 | 0.65974 | 6 | 0.47624
65832 | 9.805 | 0.8 | 365 | 8.9671 | 0.97544 | 9 | 0.94254
66319 | 4.42 | 1 | 365 | 5.0529 | 0.12894 | 5 | 0.1818
66329 | 6.24 | 1 | 365 | 7.1334 | 0.29968 | 7 | 0.43313
66330 | 6.375 | 1 | 365 | 7.2878 | 0.60905 | 7 | 0.89682
66334 | 8.32 | 1 | 365 | 9.5113 | 0.066245 | 9 | 0.5775
50619 | 20.4 | 1 | 365 | 23.3209 | 0.74897 | 24 | 0.069838
66337 | 6.885 | 1 | 365 | 7.8708 | 0.77778 | 8 | 0.64857
66338 | 6.5 | 1 | 365 | 7.4307 | 0.8955 | 8 | 0.32617
66340 | 5.72 | 1 | 365 | 6.539 | 0.10804 | 6 | 0.64703
66344 | 5.035 | 1 | 365 | 5.7559 | 0.53829 | 6 | 0.2942
66347 | 6.89 | 1 | 365 | 7.8765 | 0.78923 | 8 | 0.66574
66349 | 11.7 | 1 | 365 | 13.3752 | 0.81191 | 14 | 0.18711
40232 | 8.06 | 1 | 365 | 9.214 | 0.47042 | 9 | 0.68446
65895 | 4.24 | 1 | 365 | 4.8471 | 0.71645 | 5 | 0.56354
65899 | 11.2 | 1 | 365 | 12.8036 | 0.6661 | 13 | 0.46972
66361 | 5.3 | 1 | 365 | 6.0589 | 0.14556 | 6 | 0.20442
50429 | 4.34 | 1 | 365 | 4.9614 | 0.94561 | 5 | 0.90701
66362 | 4.24 | 1 | 365 | 4.8471 | 0.71645 | 5 | 0.56354
66368 | 5.565 | 1 | 365 | 6.3618 | 0.75284 | 7 | 0.11464
66366 | 4.845 | 1 | 365 | 5.5387 | 0.10288 | 5 | 0.64159
66364 | 5.865 | 0.8 | 365 | 5.3638 | 0.75226 | 6 | 0.11606
66371 | 6.24 | 1 | 365 | 7.1334 | 0.29968 | 7 | 0.43313
66369 | 5.46 | 1 | 365 | 6.2418 | 0.51222 | 6 | 0.75399
66376 | 4.16 | 1 | 365 | 4.7556 | 0.53312 | 5 | 0.28875
66374 | 5.61 | 1 | 365 | 6.4132 | 0.85597 | 7 | 0.26921
66380 | 8.84 | 1 | 365 | 10.1057 | 0.25789 | 10 | 0.3636
66383 | 8.06 | 1 | 365 | 9.214 | 0.47042 | 9 | 0.68446
66278 | 11.52 | 1 | 365 | 13.1694 | 0.39942 | 13 | 0.56885
66370 | 10.5 | 0.8 | 365 | 9.6027 | 0.24957 | 9 | 0.85229
66382 | 9.36 | 1 | 365 | 10.7002 | 0.44953 | 11 | 0.14969
66386 | 2.86 | 1 | 365 | 3.2695 | 0.55402 | 3 | 0.82352
66384 | 4.24 | 1 | 365 | 4.8471 | 0.71645 | 5 | 0.56354
66387 | 5.83 | 1 | 365 | 6.6647 | 0.36012 | 7 | 0.024861
66389 | 6.24 | 1 | 365 | 7.1334 | 0.29968 | 7 | 0.43313
66393 | 4.94 | 1 | 365 | 5.6473 | 0.32058 | 5 | 0.96789
66397 | 6.36 | 1 | 365 | 7.2706 | 0.57468 | 7 | 0.8453
66395 | 8.215 | 1 | 365 | 9.3912 | 0.82563 | 10 | 0.21685
66400 | 7.95 | 1 | 365 | 9.0883 | 0.21835 | 9 | 0.30663
66402 | 2.6 | 1 | 365 | 2.9723 | 0.9582 | 3 | 0.93047
66403 | 8.4 | 1 | 365 | 9.6027 | 0.24957 | 9 | 0.85229
66406 | 7.54 | 0.8 | 365 | 6.8957 | 0.82303 | 7 | 0.71869
66407 | 5.72 | 1 | 365 | 6.539 | 0.10804 | 6 | 0.64703
66408 | 4.94 | 1 | 365 | 5.6473 | 0.32058 | 5 | 0.96789
66412 | 7.28 | 1 | 365 | 8.3224 | 0.68296 | 9 | 0.0053149
66414 | 3.975 | 1 | 365 | 4.5441 | 0.10917 | 4 | 0.65331
66417 | 9.36 | 0.8 | 365 | 8.5601 | 0.15962 | 8 | 0.71975
66418 | 6.36 | 1 | 365 | 7.2706 | 0.57468 | 7 | 0.8453
66421 | 4.94 | 1 | 365 | 5.6473 | 0.32058 | 5 | 0.96789
66424 | 7.42 | 0.8 | 365 | 6.7859 | 0.60303 | 7 | 0.38895
60126 | 8.06 | 1 | 365 | 9.214 | 0.47042 | 9 | 0.68446
65814 | 9.54 | 1 | 365 | 10.9059 | 0.86202 | 11 | 0.76795
66426 | 6.36 | 1 | 365 | 7.2706 | 0.57468 | 7 | 0.8453
66427 | 4.77 | 1 | 365 | 5.453 | 0.93101 | 6 | 0.38398
66429 | 5.035 | 0.8 | 365 | 4.6047 | 0.23063 | 4 | 0.83536
66428 | 5.565 | 1 | 365 | 6.3618 | 0.75284 | 7 | 0.11464
66431 | 5.3 | 1 | 365 | 6.0589 | 0.14556 | 6 | 0.20442
66432 | 6.89 | 1 | 365 | 7.8765 | 0.78923 | 8 | 0.66574
66434 | 3.975 | 1 | 365 | 4.5441 | 0.10917 | 4 | 0.65331
66435 | 4.505 | 1 | 365 | 5.15 | 0.32373 | 5 | 0.47376
66436 | 3.64 | 1 | 365 | 4.1612 | 0.34148 | 4 | 0.50266
66438 | 7.42 | 1 | 365 | 8.4824 | 0.0037907 | 8 | 0.48619
66439 | 6.095 | 1 | 365 | 6.9677 | 0.9674 | 7 | 0.93508
66440 | 6.095 | 1 | 365 | 6.9677 | 0.9674 | 7 | 0.93508
66445 | 6.5 | 1 | 365 | 7.4307 | 0.8955 | 8 | 0.32617
66449 | 4.68 | 0.8 | 365 | 4.2801 | 0.57981 | 4 | 0.85988
18624 | 17.94 | 1 | 365 | 20.5086 | 0.11159 | 20 | 0.62024
66451 | 6.76 | 0.8 | 365 | 6.1823 | 0.39306 | 6 | 0.57538
66447 | 9.805 | 1 | 365 | 11.2089 | 0.46929 | 11 | 0.67817
55468 | 5.2 | 1 | 365 | 5.9445 | 0.9164 | 6 | 0.86094
66454 | 6.5 | 1 | 365 | 7.4307 | 0.8955 | 8 | 0.32617
66450 | 5.2 | 0.8 | 365 | 4.7556 | 0.53312 | 5 | 0.28875
66456 | 5.2 | 1 | 365 | 5.9445 | 0.9164 | 6 | 0.86094
66455 | 6.16 | 1 | 365 | 7.042 | 0.11635 | 7 | 0.15834
66457 | 3.975 | 1 | 365 | 4.5441 | 0.10917 | 4 | 0.65331
61172 | 4.505 | 1 | 365 | 5.15 | 0.32373 | 5 | 0.47376
66458 | 10.6 | 1 | 365 | 12.1177 | 0.29113 | 12 | 0.40884
66461 | 6.615 | 0.8 | 365 | 6.0497 | 0.12723 | 6 | 0.17694
66448 | 4.24 | 1 | 365 | 4.8471 | 0.71645 | 5 | 0.56354
66464 | 7.28 | 1 | 365 | 8.3224 | 0.68296 | 9 | 0.0053149
66463 | 6.76 | 1 | 365 | 7.7279 | 0.49132 | 8 | 0.21922
66466 | 9.1 | 0.8 | 365 | 8.3224 | 0.68296 | 9 | 0.0053149
66467 | 3.18 | 0.8 | 365 | 2.9082 | 0.82987 | 3 | 0.73812
66470 | 4.41 | 1 | 365 | 5.0414 | 0.10603 | 5 | 0.14745
66472 | 9.36 | 0.8 | 365 | 8.5601 | 0.15962 | 8 | 0.71975
66471 | 9.45 | 1 | 365 | 10.8031 | 0.65577 | 11 | 0.45882
66473 | 5.46 | 1 | 365 | 6.2418 | 0.51222 | 6 | 0.75399
66475 | 6.24 | 1 | 365 | 7.1334 | 0.29968 | 7 | 0.43313
66477 | 8.06 | 0.8 | 365 | 7.3712 | 0.77634 | 8 | 0.14756
66482 | 6.24 | 0.8 | 365 | 5.7068 | 0.43975 | 6 | 0.1465
66486 | 6.93 | 1 | 365 | 7.9222 | 0.8809 | 8 | 0.80314
66489 | 9.135 | 0.8 | 365 | 8.3544 | 0.74713 | 9 | 0.10149
66491 | 6.625 | 0.8 | 365 | 6.0589 | 0.14556 | 6 | 0.20442
66507 | 8.215 | 1 | 365 | 9.3912 | 0.82563 | 10 | 0.21685
66009 | 4.24 | 1 | 365 | 4.8471 | 0.71645 | 5 | 0.56354
66010 | 10.24 | 1 | 365 | 11.7062 | 0.46615 | 12 | 0.17231
66011 | 11.2 | 1 | 365 | 12.8036 | 0.6661 | 13 | 0.46972
66518 | 2.34 | 1 | 365 | 2.675 | 0.36238 | 3 | 0.037423
66517 | 5.46 | 1 | 365 | 6.2418 | 0.51222 | 6 | 0.75399
61444 | 11.13 | 1 | 365 | 12.7236 | 0.50569 | 13 | 0.22928
66521 | 5.04 | 1 | 365 | 5.7616 | 0.54974 | 6 | 0.31137
66522 | 6.5 | 1 | 365 | 7.4307 | 0.8955 | 8 | 0.32617
61458 | 15.86 | 1 | 365 | 18.1308 | 0.34503 | 18 | 0.47586
66523 | 4.24 | 0.8 | 365 | 3.8777 | 0.77316 | 4 | 0.65083
66525 | 8.58 | 1 | 365 | 9.8085 | 0.66207 | 10 | 0.47055
66527 | 22.95 | 0.8 | 365 | 20.9888 | 0.07407 | 21 | 0.062855
66538 | 4.77 | 0.8 | 365 | 4.3624 | 0.74481 | 5 | 0.10718
66548 | 13 | 0.8 | 365 | 11.8891 | 0.83281 | 12 | 0.72188
66039 | 12.6 | 1 | 365 | 14.4041 | 0.87436 | 15 | 0.27843
66546 | 6.21 | 0.8 | 365 | 5.6793 | 0.38475 | 6 | 0.064067
66550 | 6.375 | 0.8 | 365 | 5.8302 | 0.68724 | 6 | 0.51746
66065 | 6.72 | 1 | 365 | 7.6822 | 0.39966 | 8 | 0.081829
66556 | 6.3 | 0.8 | 365 | 5.7616 | 0.54974 | 6 | 0.31137
66554 | 6 | 0.8 | 365 | 5.4873 | 0.99976 | 6 | 0.48702
66557 | 12.915 | 1 | 365 | 14.7642 | 0.59622 | 15 | 0.36039
66561 | 5.7 | 1 | 365 | 6.5161 | 0.062211 | 6 | 0.57834
61575 | 4.16 | 1 | 365 | 4.7556 | 0.53312 | 5 | 0.28875
66132 | 10.2 | 1 | 365 | 11.6604 | 0.37448 | 12 | 0.034919
66137 | 5.04 | 0.8 | 365 | 4.6093 | 0.2398 | 4 | 0.8491
65311 | 11.1 | 1 | 365 | 12.6893 | 0.43694 | 13 | 0.12624
40915 | 11.118 | 1 | 365 | 12.7099 | 0.47819 | 13 | 0.18806
65680 | 9.805 | 1 | 365 | 11.2089 | 0.46929 | 11 | 0.67817
66578 | 7.36 | 1 | 365 | 8.4138 | 0.86629 | 9 | 0.2801
66579 | 4.05 | 1 | 365 | 4.6299 | 0.28104 | 4 | 0.91092
66580 | 11.96 | 1 | 365 | 13.6724 | 0.40773 | 14 | 0.08016
66581 | 5.04 | 1 | 365 | 5.7616 | 0.54974 | 6 | 0.31137
66582 | 10.08 | 1 | 365 | 11.5233 | 0.099489 | 11 | 0.62274
66583 | 7.695 | 1 | 365 | 8.7968 | 0.63399 | 9 | 0.43076
66592 | 10.15 | 1 | 365 | 11.6033 | 0.2599 | 11 | 0.86318
66595 | 12.426 | 1 | 365 | 14.2052 | 0.47562 | 14 | 0.68078
50296 | 7.95 | 1 | 365 | 9.0883 | 0.21835 | 9 | 0.30663
66596 | 10.5 | 1 | 365 | 12.0034 | 0.061968 | 12 | 0.065358
66610 | 11.13 | 1 | 365 | 12.7236 | 0.50569 | 13 | 0.22928
66613 | 7.695 | 0.8 | 365 | 7.0374 | 0.10719 | 7 | 0.1446
66612 | 5.355 | 0.8 | 365 | 4.8974 | 0.81728 | 5 | 0.71467
66616 | 5.72 | 0.8 | 365 | 5.2312 | 0.48643 | 5 | 0.71763
66618 | 6.36 | 0.8 | 365 | 5.8165 | 0.65974 | 6 | 0.47624
66619 | 9.01 | 0.8 | 365 | 8.24 | 0.51797 | 8 | 0.75801
66623 | 4.94 | 0.8 | 365 | 4.5178 | 0.056466 | 4 | 0.57431
66622 | 9.62 | 0.8 | 365 | 8.7979 | 0.63628 | 9 | 0.43419
66625 | 5.46 | 0.8 | 365 | 4.9934 | 0.0097787 | 5 | 0.0031889
66627 | 13.545 | 0.8 | 365 | 12.3875 | 0.83195 | 13 | 0.21945
65632 | 4.505 | 1 | 365 | 5.15 | 0.32373 | 5 | 0.47376
66628 | 4.16 | 0.8 | 365 | 3.8045 | 0.6265 | 4 | 0.431
66626 | 9.805 | 0.8 | 365 | 8.9671 | 0.97544 | 9 | 0.94254
66630 | 10.66 | 0.8 | 365 | 9.749 | 0.5429 | 10 | 0.29194
66632 | 8.16 | 0.8 | 365 | 7.4627 | 0.95967 | 8 | 0.42235
66631 | 2.6 | 0.8 | 365 | 2.3778 | 0.76656 | 3 | 0.14438
66634 | 6.76 | 0.8 | 365 | 6.1823 | 0.39306 | 6 | 0.57538
66637 | 4.68 | 0.8 | 365 | 4.2801 | 0.57981 | 4 | 0.85988
66638 | 6.36 | 1 | 365 | 7.2706 | 0.57468 | 7 | 0.8453
66641 | 18.24 | 1 | 365 | 20.8516 | 0.79908 | 21 | 0.65068
66642 | 8.4 | 1 | 365 | 9.6027 | 0.24957 | 9 | 0.85229
66651 | 8.58 | 0.8 | 365 | 7.8468 | 0.72965 | 8 | 0.57644
66647 | 7.44 | 0.8 | 365 | 6.8042 | 0.6397 | 7 | 0.44391
66655 | 7.28 | 0.8 | 365 | 6.6579 | 0.34637 | 7 | 0.0042519
66658 | 7.28 | 0.8 | 365 | 6.6579 | 0.34637 | 7 | 0.0042519
66660 | 5.72 | 0.8 | 365 | 5.2312 | 0.48643 | 5 | 0.71763
66662 | 4.68 | 0.8 | 365 | 4.2801 | 0.57981 | 4 | 0.85988
66663 | 7.125 | 0.8 | 365 | 6.5161 | 0.062211 | 6 | 0.57834
66672 | 12 | 1 | 365 | 13.7182 | 0.49939 | 14 | 0.21755
66673 | 4.8 | 1 | 365 | 5.4873 | 0.99976 | 6 | 0.48702
66677 | 6.6 | 1 | 365 | 7.545 | 0.12467 | 7 | 0.66965
66678 | 8.4 | 1 | 365 | 9.6027 | 0.24957 | 9 | 0.85229
65283 | 12.6 | 1 | 365 | 14.4041 | 0.87436 | 15 | 0.27843
66683 | 3.9 | 0.8 | 365 | 3.5667 | 0.14984 | 3 | 0.71656
49726 | 9.735 | 1 | 365 | 11.1289 | 0.30888 | 11 | 0.43774
66684 | 9.36 | 0.8 | 365 | 8.5601 | 0.15962 | 8 | 0.71975
66685 | 8.82 | 0.8 | 365 | 8.0663 | 0.16964 | 8 | 0.23592
65355 | 10.03 | 1 | 365 | 11.4661 | 0.98491 | 12 | 0.451
66686 | 10.14 | 0.8 | 365 | 9.2735 | 0.58959 | 9 | 0.86307
66689 | 2.415 | 1 | 365 | 2.7608 | 0.53425 | 3 | 0.29503
66691 | 4.578 | 1 | 365 | 5.2335 | 0.49102 | 5 | 0.7245
66694 | 4.69 | 1 | 365 | 5.3615 | 0.74768 | 6 | 0.10919
66695 | 11.66 | 1 | 365 | 13.3295 | 0.72024 | 14 | 0.049721
66696 | 4.59 | 1 | 365 | 5.2472 | 0.51852 | 5 | 0.76571
66138 | 3.64 | 0.8 | 365 | 3.3289 | 0.67319 | 4 | 0.002126
66701 | 5.7 | 0.8 | 365 | 5.2129 | 0.44977 | 5 | 0.66267
66703 | 6 | 0.8 | 365 | 5.4873 | 0.99976 | 6 | 0.48702
66704 | 6.27 | 1 | 365 | 7.1677 | 0.36843 | 7 | 0.53617
66709 | 8.58 | 0.8 | 365 | 7.8468 | 0.72965 | 8 | 0.57644
66711 | 5.565 | 0.8 | 365 | 5.0894 | 0.20227 | 5 | 0.29171
66714 | 5.98 | 0.8 | 365 | 5.469 | 0.96309 | 6 | 0.43206
66715 | 4.68 | 0.8 | 365 | 4.2801 | 0.57981 | 4 | 0.85988
66725 | 6.36 | 0.8 | 365 | 5.8165 | 0.65974 | 6 | 0.47624
66728 | 4.42 | 0.8 | 365 | 4.0423 | 0.10315 | 4 | 0.14544
66726 | 13.23 | 0.8 | 365 | 12.0994 | 0.25446 | 12 | 0.35388
66730 | 8.32 | 0.8 | 365 | 7.609 | 0.253 | 7 | 0.862
66729 | 5.76 | 0.8 | 365 | 5.2678 | 0.55977 | 5 | 0.82754
66734 | 3.38 | 0.8 | 365 | 3.0912 | 0.19653 | 3 | 0.28769
66752 | 13.545 | 0.8 | 365 | 12.3875 | 0.83195 | 13 | 0.21945
66753 | 3.38 | 1 | 365 | 3.8639 | 0.74566 | 4 | 0.60961
66754 | 6.24 | 0.8 | 365 | 5.7068 | 0.43975 | 6 | 0.1465
66755 | 4.68 | 0.8 | 365 | 4.2801 | 0.57981 | 4 | 0.85988
66757 | 8.505 | 0.8 | 365 | 7.7782 | 0.59216 | 8 | 0.37035
66759 | 10.14 | 0.8 | 365 | 9.2735 | 0.58959 | 9 | 0.86307
66760 | 4.68 | 1 | 365 | 5.3501 | 0.72476 | 6 | 0.074845
66761 | 11.96 | 0.8 | 365 | 10.9379 | 0.92618 | 11 | 0.86413
66762 | 5.035 | 1 | 365 | 5.7559 | 0.53829 | 6 | 0.2942
66763 | 7.56 | 0.8 | 365 | 6.914 | 0.85969 | 7 | 0.77365
66764 | 6.24 | 0.8 | 365 | 5.7068 | 0.43975 | 6 | 0.1465
66765 | 12.6 | 0.8 | 365 | 11.5233 | 0.099489 | 11 | 0.62274
66766 | 9.52 | 0.8 | 365 | 8.7065 | 0.45295 | 9 | 0.15941
66767 | 4.24 | 0.8 | 365 | 3.8777 | 0.77316 | 4 | 0.65083
66768 | 5.1 | 1 | 365 | 5.8302 | 0.68724 | 6 | 0.51746
66774 | 4.355 | 1 | 365 | 4.9785 | 0.97999 | 5 | 0.95854
66776 | 6 | 1 | 365 | 6.8591 | 0.7497 | 7 | 0.60878
66779 | 10.92 | 1 | 365 | 12.4835 | 0.024447 | 12 | 0.50797
66784 | 8.97 | 1 | 365 | 10.2543 | 0.5558 | 10 | 0.81012
66788 | 3.38 | 0.8 | 365 | 3.0912 | 0.19653 | 3 | 0.28769
66789 | 10.6 | 0.8 | 365 | 9.6942 | 0.4329 | 10 | 0.12707
66790 | 5.72 | 0.8 | 365 | 5.2312 | 0.48643 | 5 | 0.71763
66792 | 7.02 | 0.8 | 365 | 6.4201 | 0.86972 | 7 | 0.28981
66791 | 7.15 | 1 | 365 | 8.1737 | 0.38505 | 8 | 0.55879
66795 | 6.5 | 0.8 | 365 | 5.9445 | 0.9164 | 6 | 0.86094
66796 | 5.355 | 0.8 | 365 | 4.8974 | 0.81728 | 5 | 0.71467
66409 | 5.865 | 0.8 | 365 | 5.3638 | 0.75226 | 6 | 0.11606
66798 | 8.32 | 0.8 | 365 | 7.609 | 0.253 | 7 | 0.862
66797 | 5.12 | 1 | 365 | 5.8531 | 0.73307 | 6 | 0.58616
66799 | 11.7 | 0.8 | 365 | 10.7002 | 0.44953 | 11 | 0.14969
66800 | 6.625 | 0.8 | 365 | 6.0589 | 0.14556 | 6 | 0.20442
65408 | 8.58 | 1 | 365 | 9.8085 | 0.66207 | 10 | 0.47055
65383 | 11.055 | 1 | 365 | 12.6379 | 0.33381 | 12 | 0.97167
66080 | 9.045 | 1 | 365 | 10.3401 | 0.72767 | 11 | 0.06773
66802 | 9.275 | 0.8 | 365 | 8.4824 | 0.0037907 | 8 | 0.48619
66807 | 6.24 | 0.8 | 365 | 5.7068 | 0.43975 | 6 | 0.1465
66808 | 5.13 | 0.8 | 365 | 4.6916 | 0.40479 | 5 | 0.096403
66812 | 7.245 | 1 | 365 | 8.2823 | 0.60276 | 8 | 0.8851
66815 | 5.76 | 1 | 365 | 6.5847 | 0.19971 | 6 | 0.78442
66818 | 11.4 | 1 | 365 | 13.0323 | 0.12442 | 13 | 0.15667
66817 | 3.52 | 1 | 365 | 4.024 | 0.066488 | 4 | 0.090482
65032 | 7.41 | 1 | 365 | 8.471 | 0.98087 | 9 | 0.45184
66820 | 13.395 | 1 | 365 | 15.3129 | 0.6962 | 16 | 0.0090924
66822 | 6.76 | 0.8 | 365 | 6.1823 | 0.39306 | 6 | 0.57538
66823 | 3.9 | 0.8 | 365 | 3.5667 | 0.14984 | 3 | 0.71656
66824 | 7.98 | 0.8 | 365 | 7.2981 | 0.62968 | 7 | 0.92774
66828 | 5.7 | 0.8 | 365 | 5.2129 | 0.44977 | 5 | 0.66267
66830 | 7.125 | 0.8 | 365 | 6.5161 | 0.062211 | 6 | 0.57834
66831 | 13.395 | 0.8 | 365 | 12.2503 | 0.55696 | 12 | 0.80727
66834 | 6.555 | 0.8 | 365 | 5.9948 | 0.017234 | 6 | 0.01207
66836 | 5.7 | 0.8 | 365 | 5.2129 | 0.44977 | 5 | 0.66267
66838 | 11.7 | 0.8 | 365 | 10.7002 | 0.44953 | 11 | 0.14969
66840 | 3.77 | 0.8 | 365 | 3.4478 | 0.91151 | 4 | 0.35934
66841 | 7.41 | 0.8 | 365 | 6.7768 | 0.5847 | 7 | 0.36147
66842 | 4.24 | 0.8 | 365 | 3.8777 | 0.77316 | 4 | 0.65083
66845 | 6.84 | 0.8 | 365 | 6.2555 | 0.53972 | 6 | 0.7952
66846 | 5.67 | 0.8 | 365 | 5.1855 | 0.39477 | 5 | 0.58023
66847 | 10.83 | 0.8 | 365 | 9.9045 | 0.85456 | 10 | 0.75907
66848 | 7.28 | 0.8 | 365 | 6.6579 | 0.34637 | 7 | 0.0042519
66849 | 6.5 | 0.8 | 365 | 5.9445 | 0.9164 | 6 | 0.86094
66850 | 3.705 | 0.8 | 365 | 3.3884 | 0.79235 | 4 | 0.18074
66852 | 3.99 | 0.8 | 365 | 3.649 | 0.31484 | 3 | 0.96387
66853 | 12.54 | 0.8 | 365 | 11.4684 | 0.98949 | 12 | 0.45787
66854 | 8.55 | 0.8 | 365 | 7.8194 | 0.67465 | 8 | 0.494
66855 | 5.7 | 0.8 | 365 | 5.2129 | 0.44977 | 5 | 0.66267
66856 | 3.9 | 0.8 | 365 | 3.5667 | 0.14984 | 3 | 0.71656
66857 | 5.415 | 0.8 | 365 | 4.9523 | 0.92728 | 5 | 0.87954
66858 | 13.395 | 0.8 | 365 | 12.2503 | 0.55696 | 12 | 0.80727
66859 | 6.84 | 0.8 | 365 | 6.2555 | 0.53972 | 6 | 0.7952
66860 | 10.44 | 0.8 | 365 | 9.5478 | 0.13958 | 9 | 0.68742
66861 | 2.6 | 0.8 | 365 | 2.3778 | 0.76656 | 3 | 0.14438
66862 | 11.4 | 0.8 | 365 | 10.4258 | 0.89954 | 11 | 0.32534
66863 | 7.695 | 0.8 | 365 | 7.0374 | 0.10719 | 7 | 0.1446
59622 | 8.4 | 1 | 365 | 9.6027 | 0.24957 | 9 | 0.85229
66866 | 4.94 | 0.8 | 365 | 4.5178 | 0.056466 | 4 | 0.57431
66870 | 8.19 | 0.8 | 365 | 7.4901 | 0.014668 | 7 | 0.50478
66874 | 7.685 | 1 | 365 | 8.7853 | 0.61107 | 9 | 0.39641
66872 | 4.77 | 0.8 | 365 | 4.3624 | 0.74481 | 5 | 0.10718
66333 | 8.58 | 1 | 365 | 9.8085 | 0.66207 | 10 | 0.47055
66880 | 10.695 | 1 | 365 | 12.2263 | 0.50883 | 12 | 0.73514
66886 | 3.975 | 0.8 | 365 | 3.6353 | 0.28734 | 3 | 0.92265
66888 | 11.18 | 0.8 | 365 | 10.2246 | 0.49621 | 10 | 0.72082
66890 | 7.92 | 1 | 365 | 9.054 | 0.1496 | 9 | 0.20358
66882 | 8.64 | 1 | 365 | 9.8771 | 0.79956 | 10 | 0.67664
66892 | 7.2 | 1 | 365 | 8.2309 | 0.49964 | 8 | 0.73053
66893 | 6.27 | 1 | 365 | 7.1677 | 0.36843 | 7 | 0.53617
66895 | 9.69 | 1 | 365 | 11.0774 | 0.20576 | 11 | 0.28317
66899 | 12.96 | 1 | 365 | 14.8156 | 0.69934 | 15 | 0.51496
66900 | 9.76 | 1 | 365 | 11.1574 | 0.36617 | 11 | 0.52361
36797 | 35.316 | 0.9 | 365 | 36.3353 | 0.83764 | 37 | 0.17293
64812 | 12.48 | 1 | 365 | 14.2669 | 0.59937 | 14 | 0.86625
66780 | 10.26 | 1 | 365 | 11.729 | 0.51198 | 12 | 0.24101
66908 | 3.71 | 0.8 | 365 | 3.393 | 0.80152 | 4 | 0.19447
66914 | 7.155 | 0.8 | 365 | 6.5436 | 0.11721 | 6 | 0.66077
65740 | 15.36 | 1 | 365 | 17.5592 | 0.19922 | 17 | 0.75847
66916 | 4.16 | 1 | 365 | 4.7556 | 0.53312 | 5 | 0.28875
47877 | 48.36 | 0.9 | 365 | 49.7558 | 0.74029 | 50 | 0.49606
66918 | 3.38 | 1 | 365 | 3.8639 | 0.74566 | 4 | 0.60961
43098 | 34.21 | 0.9 | 365 | 35.1974 | 0.55657 | 35 | 0.75393
66922 | 25 | 1 | 365 | 28.5795 | 0.2904 | 28 | 0.8699
66920 | 13.25 | 0.8 | 365 | 12.1177 | 0.29113 | 12 | 0.40884
66926 | 5.83 | 0.8 | 365 | 5.3318 | 0.6881 | 6 | 0.019889
66928 | 6.89 | 0.8 | 365 | 6.3012 | 0.63139 | 6 | 0.9326
66932 | 8.745 | 0.8 | 365 | 7.9977 | 0.032146 | 8 | 0.029833
66575 | 3.135 | 1 | 365 | 3.5839 | 0.18422 | 3 | 0.76809
67086 | 5.2 | 0.8 | 365 | 4.7556 | 0.53312 | 5 | 0.28875
66814 | 9.28 | 1 | 365 | 10.6087 | 0.2662 | 10 | 0.87491
62205 | 16.99 | 1 | 365 | 19.4226 | 0.93456 | 20 | 0.35718
66832 | 6.54 | 0.8 | 365 | 5.9811 | 0.98973 | 6 | 0.97085
66747 | 6.36 | 0.8 | 365 | 5.8165 | 0.65974 | 6 | 0.47624
36944 | 15.045 | 1 | 365 | 17.1991 | 0.47736 | 17 | 0.67651
45582 | 9.62 | 1 | 365 | 10.9974 | 0.045346 | 11 | 0.042738
63687 | 5.3 | 1 | 365 | 6.0589 | 0.14556 | 6 | 0.20442
59784 | 8.55 | 1 | 365 | 9.7742 | 0.59332 | 10 | 0.36751
61932 | 110.88 | 0.9 | 365 | 114.0802 | 0.68494 | 114 | 0.76516
29686 | 595.68 | 0.9 | 365 | 612.8725 | 0.56284 | 613 | 0.43535
65194 | 10.6 | 1 | 365 | 12.1177 | 0.29113 | 12 | 0.40884
34497 | 1918.44 | 1 | 365 | 2193.1222 | 0.3278 | 2193 | 0.45004
66001 | 8.64 | 1 | 365 | 9.8771 | 0.79956 | 10 | 0.67664
50838 | 5.72 | 1 | 365 | 6.539 | 0.10804 | 6 | 0.64703
65496 | 8.06 | 1 | 365 | 9.214 | 0.47042 | 9 | 0.68446
65500 | 6.24 | 1 | 365 | 7.1334 | 0.29968 | 7 | 0.43313
65552 | 12.72 | 1 | 365 | 14.5412 | 0.14936 | 14 | 0.69061
65830 | 4.24 | 0.8 | 365 | 3.8777 | 0.77316 | 4 | 0.65083
65732 | 9 | 1 | 365 | 10.2886 | 0.62454 | 10 | 0.91316
65900 | 10.26 | 1 | 365 | 11.729 | 0.51198 | 12 | 0.24101
66015 | 5.04 | 1 | 365 | 5.7616 | 0.54974 | 6 | 0.31137
66055 | 5.415 | 1 | 365 | 6.1903 | 0.4091 | 6 | 0.59942
66093 | 7.41 | 1 | 365 | 8.471 | 0.98087 | 9 | 0.45184
66160 | 4.845 | 1 | 365 | 5.5387 | 0.10288 | 5 | 0.64159
65558 | 9.9 | 1 | 365 | 11.3175 | 0.687 | 12 | 0.0044804
66743 | 5.1 | 1 | 365 | 5.8302 | 0.68724 | 6 | 0.51746
66738 | 6.6 | 1 | 365 | 7.545 | 0.12467 | 7 | 0.66965
63650 | 7.54 | 1 | 365 | 8.6196 | 0.27878 | 8 | 0.89836
66680 | 11.34 | 1 | 365 | 12.9637 | 0.98693 | 13 | 0.95059
66679 | 11.34 | 1 | 365 | 12.9637 | 0.98693 | 13 | 0.95059
66643 | 6.63 | 1 | 365 | 7.5793 | 0.19341 | 7 | 0.7727
27723 | 3.57 | 1 | 365 | 4.0812 | 0.18107 | 4 | 0.26222
39043 | 6.375 | 1 | 365 | 7.2878 | 0.60905 | 7 | 0.89682
63177 | 3.975 | 1 | 365 | 4.5441 | 0.10917 | 4 | 0.65331
46917 | 7.705 | 0.8 | 365 | 7.0466 | 0.12552 | 7 | 0.17208
67355 | 10.92 | 0.8 | 365 | 9.9868 | 0.019557 | 10 | 0.0063779
51273 | 7.8 | 1 | 365 | 8.9168 | 0.8746 | 9 | 0.79141
66901 | 11.2 | 1 | 365 | 12.8036 | 0.6661 | 13 | 0.46972
65402 | 7.56 | 1 | 365 | 8.6424 | 0.32462 | 8 | 0.96706
31502 | 2598.97 | 0.8 | 365 | 2376.8724 | 0.67299 | 2377 | 0.54541
63505 | 9.88 | 1 | 365 | 11.2946 | 0.64117 | 11 | 0.93578
65741 | 3.445 | 0.8 | 365 | 3.1506 | 0.31569 | 3 | 0.4663
59429 | 5.72 | 1 | 365 | 6.539 | 0.10804 | 6 | 0.64703
58527 | 10.66 | 1 | 365 | 12.1863 | 0.42863 | 12 | 0.61493
63163 | 2.6 | 1 | 365 | 2.9723 | 0.9582 | 3 | 0.93047
63377 | 4.24 | 1 | 365 | 4.8471 | 0.71645 | 5 | 0.56354
63069 | 8.32 | 1 | 365 | 9.5113 | 0.066245 | 9 | 0.5775
62884 | 5.83 | 1 | 365 | 6.6647 | 0.36012 | 7 | 0.024861
62807 | 5.46 | 1 | 365 | 6.2418 | 0.51222 | 6 | 0.75399
62691 | 3.975 | 1 | 365 | 4.5441 | 0.10917 | 4 | 0.65331
62685 | 7.14 | 1 | 365 | 8.1623 | 0.36214 | 8 | 0.52444
62702 | 7.155 | 1 | 365 | 8.1795 | 0.39651 | 8 | 0.57597
59575 | 9.435 | 1 | 365 | 10.7859 | 0.6214 | 11 | 0.4073
59535 | 2.34 | 1 | 365 | 2.675 | 0.36238 | 3 | 0.037423
48243 | 12.6 | 1 | 365 | 14.4041 | 0.87436 | 15 | 0.27843
66939 | 4.16 | 0.8 | 365 | 3.8045 | 0.6265 | 4 | 0.431
66941 | 9.275 | 0.8 | 365 | 8.4824 | 0.0037907 | 8 | 0.48619
66943 | 8.06 | 0.8 | 365 | 7.3712 | 0.77634 | 8 | 0.14756
66946 | 5.565 | 0.8 | 365 | 5.0894 | 0.20227 | 5 | 0.29171
66953 | 4.77 | 0.8 | 365 | 4.3624 | 0.74481 | 5 | 0.10718
66952 | 11.13 | 0.8 | 365 | 10.1789 | 0.40455 | 10 | 0.58342
66957 | 4.505 | 0.8 | 365 | 4.12 | 0.25898 | 4 | 0.379
66960 | 6.36 | 0.8 | 365 | 5.8165 | 0.65974 | 6 | 0.47624
66961 | 6.12 | 0.8 | 365 | 5.597 | 0.21975 | 5 | 0.81676
66962 | 2.915 | 0.8 | 365 | 2.6659 | 0.34405 | 3 | 0.0099443
66965 | 6.48 | 0.8 | 365 | 5.9262 | 0.87974 | 6 | 0.80598
66967 | 6.625 | 0.8 | 365 | 6.0589 | 0.14556 | 6 | 0.20442
66966 | 4.77 | 0.8 | 365 | 4.3624 | 0.74481 | 5 | 0.10718
66964 | 3.9 | 0.8 | 365 | 3.5667 | 0.14984 | 3 | 0.71656
66970 | 10.865 | 0.8 | 365 | 9.9365 | 0.91873 | 10 | 0.85525
66971 | 13 | 0.8 | 365 | 11.8891 | 0.83281 | 12 | 0.72188
66972 | 4.86 | 0.8 | 365 | 4.4447 | 0.9098 | 5 | 0.35449
66968 | 3.445 | 0.8 | 365 | 3.1506 | 0.31569 | 3 | 0.4663
66974 | 3.9 | 0.8 | 365 | 3.5667 | 0.14984 | 3 | 0.71656
66978 | 4.16 | 0.8 | 365 | 3.8045 | 0.6265 | 4 | 0.431
66989 | 5.46 | 0.8 | 365 | 4.9934 | 0.0097787 | 5 | 0.0031889
66991 | 3.18 | 0.8 | 365 | 2.9082 | 0.82987 | 3 | 0.73812
66994 | 6.89 | 0.8 | 365 | 6.3012 | 0.63139 | 6 | 0.9326
66995 | 5.46 | 0.8 | 365 | 4.9934 | 0.0097787 | 5 | 0.0031889
66997 | 5.72 | 0.8 | 365 | 5.2312 | 0.48643 | 5 | 0.71763
66999 | 5.04 | 0.8 | 365 | 4.6093 | 0.2398 | 4 | 0.8491
67005 | 7.02 | 0.8 | 365 | 6.4201 | 0.86972 | 7 | 0.28981
66783 | 6.4 | 1 | 365 | 7.3164 | 0.66634 | 7 | 0.98269
63966 | 42.16 | 0.9 | 365 | 43.3768 | 0.95308 | 44 | 0.3299
63986 | 25.11 | 0.9 | 365 | 25.8347 | 0.78823 | 26 | 0.62295
45580 | 25.2 | 0.9 | 365 | 25.9273 | 0.97385 | 26 | 0.90117
67026 | 12.985 | 0.8 | 365 | 11.8754 | 0.80531 | 12 | 0.68066
66981 | 4.59 | 0.8 | 365 | 4.1978 | 0.41481 | 4 | 0.61257
67035 | 6.24 | 0.8 | 365 | 5.7068 | 0.43975 | 6 | 0.1465
67036 | 4.86 | 0.8 | 365 | 4.4447 | 0.9098 | 5 | 0.35449
67037 | 9.62 | 0.8 | 365 | 8.7979 | 0.63628 | 9 | 0.43419
67038 | 4.48 | 0.8 | 365 | 4.0972 | 0.21315 | 4 | 0.31031
67039 | 4.24 | 0.8 | 365 | 3.8777 | 0.77316 | 4 | 0.65083
67040 | 7.95 | 0.8 | 365 | 7.2706 | 0.57468 | 7 | 0.8453
67045 | 9.36 | 0.8 | 365 | 8.5601 | 0.15962 | 8 | 0.71975
67052 | 15.105 | 0.8 | 365 | 13.8142 | 0.69189 | 14 | 0.50607
67058 | 6.36 | 0.8 | 365 | 5.8165 | 0.65974 | 6 | 0.47624
67064 | 6.095 | 0.8 | 365 | 5.5741 | 0.17392 | 5 | 0.74807
67067 | 11.44 | 0.8 | 365 | 10.4624 | 0.97287 | 11 | 0.43525
67070 | 6.3 | 0.8 | 365 | 5.7616 | 0.54974 | 6 | 0.31137
67073 | 8.505 | 0.8 | 365 | 7.7782 | 0.59216 | 8 | 0.37035
67075 | 8.4 | 0.8 | 365 | 7.6822 | 0.39966 | 8 | 0.081829
67076 | 13.545 | 0.8 | 365 | 12.3875 | 0.83195 | 13 | 0.21945
67078 | 6.93 | 0.8 | 365 | 6.3378 | 0.70472 | 7 | 0.042509
67079 | 8.84 | 0.8 | 365 | 8.0846 | 0.20631 | 8 | 0.29088
67080 | 9.765 | 1 | 365 | 11.1632 | 0.37763 | 11 | 0.54078
67081 | 6.76 | 0.8 | 365 | 6.1823 | 0.39306 | 6 | 0.57538
67082 | 7.54 | 0.8 | 365 | 6.8957 | 0.82303 | 7 | 0.71869
67083 | 9.45 | 0.8 | 365 | 8.6424 | 0.32462 | 8 | 0.96706
67084 | 6.76 | 0.8 | 365 | 6.1823 | 0.39306 | 6 | 0.57538
67085 | 12.74 | 0.8 | 365 | 11.6513 | 0.35615 | 12 | 0.0074408
67087 | 5.98 | 0.8 | 365 | 5.469 | 0.96309 | 6 | 0.43206
67088 | 12.285 | 0.8 | 365 | 11.2352 | 0.522 | 11 | 0.75718
67094 | 3.975 | 0.8 | 365 | 3.6353 | 0.28734 | 3 | 0.92265
67095 | 8.48 | 0.8 | 365 | 7.7553 | 0.54632 | 8 | 0.30166
67096 | 4.68 | 0.8 | 365 | 4.2801 | 0.57981 | 4 | 0.85988
67097 | 11.44 | 0.8 | 365 | 10.4624 | 0.97287 | 11 | 0.43525
67098 | 9.62 | 0.8 | 365 | 8.7979 | 0.63628 | 9 | 0.43419
67099 | 6.76 | 0.8 | 365 | 6.1823 | 0.39306 | 6 | 0.57538
67100 | 5.72 | 1 | 365 | 6.539 | 0.10804 | 6 | 0.64703
67102 | 8.48 | 0.8 | 365 | 7.7553 | 0.54632 | 8 | 0.30166
67103 | 9.18 | 0.8 | 365 | 8.3955 | 0.82963 | 9 | 0.22514
67105 | 3.975 | 1 | 365 | 4.5441 | 0.10917 | 4 | 0.65331
67106 | 3.71 | 1 | 365 | 4.2412 | 0.5019 | 4 | 0.74309
63279 | 7.28 | 1 | 365 | 8.3224 | 0.68296 | 9 | 0.0053149
67108 | 7.42 | 1 | 365 | 8.4824 | 0.0037907 | 8 | 0.48619
66342 | 8.84 | 1 | 365 | 10.1057 | 0.25789 | 10 | 0.3636
67111 | 6.615 | 0.8 | 365 | 6.0497 | 0.12723 | 6 | 0.17694
67113 | 5.2 | 0.8 | 365 | 4.7556 | 0.53312 | 5 | 0.28875
67114 | 8.505 | 0.8 | 365 | 7.7782 | 0.59216 | 8 | 0.37035
67116 | 2.6 | 0.8 | 365 | 2.3778 | 0.76656 | 3 | 0.14438
67117 | 5.46 | 0.8 | 365 | 4.9934 | 0.0097787 | 5 | 0.0031889
67121 | 7.54 | 0.8 | 365 | 6.8957 | 0.82303 | 7 | 0.71869
67118 | 8.19 | 1 | 365 | 9.3626 | 0.76834 | 10 | 0.13098
67119 | 7.28 | 0.8 | 365 | 6.6579 | 0.34637 | 7 | 0.0042519
67122 | 9.45 | 0.8 | 365 | 8.6424 | 0.32462 | 8 | 0.96706
67123 | 8.06 | 0.8 | 365 | 7.3712 | 0.77634 | 8 | 0.14756
67126 | 8.19 | 0.8 | 365 | 7.4901 | 0.014668 | 7 | 0.50478
67124 | 5.72 | 0.8 | 365 | 5.2312 | 0.48643 | 5 | 0.71763
67132 | 11.395 | 1 | 365 | 13.0265 | 0.11296 | 13 | 0.1395
67130 | 8.32 | 1 | 365 | 9.5113 | 0.066245 | 9 | 0.5775
67134 | 13.25 | 1 | 365 | 15.1471 | 0.36391 | 15 | 0.51105
67135 | 8.91 | 0.8 | 365 | 8.1486 | 0.33464 | 8 | 0.48323
67138 | 8.32 | 1 | 365 | 9.5113 | 0.066245 | 9 | 0.5775
67142 | 4.505 | 0.8 | 365 | 4.12 | 0.25898 | 4 | 0.379
67144 | 8.58 | 1 | 365 | 9.8085 | 0.66207 | 10 | 0.47055
61036 | 8.745 | 1 | 365 | 9.9971 | 0.040182 | 10 | 0.037291
67147 | 6.625 | 1 | 365 | 7.5736 | 0.18196 | 7 | 0.75552
67151 | 5.565 | 0.8 | 365 | 5.0894 | 0.20227 | 5 | 0.29171
67150 | 6.36 | 0.8 | 365 | 5.8165 | 0.65974 | 6 | 0.47624
67154 | 4.24 | 0.8 | 365 | 3.8777 | 0.77316 | 4 | 0.65083
67159 | 7.29 | 0.8 | 365 | 6.667 | 0.3647 | 7 | 0.03173
67164 | 7.42 | 0.8 | 365 | 6.7859 | 0.60303 | 7 | 0.38895
67166 | 10.865 | 0.8 | 365 | 9.9365 | 0.91873 | 10 | 0.85525
67168 | 6.625 | 0.8 | 365 | 6.0589 | 0.14556 | 6 | 0.20442
67170 | 8.48 | 1 | 365 | 9.6942 | 0.4329 | 10 | 0.12707
67171 | 12.42 | 0.8 | 365 | 11.3586 | 0.7695 | 12 | 0.12813
67172 | 3.78 | 0.8 | 365 | 3.457 | 0.92985 | 4 | 0.38682
67173 | 5.035 | 0.8 | 365 | 4.6047 | 0.23063 | 4 | 0.83536
67180 | 7.42 | 0.8 | 365 | 6.7859 | 0.60303 | 7 | 0.38895
67181 | 5.2 | 0.8 | 365 | 4.7556 | 0.53312 | 5 | 0.28875
67183 | 4.24 | 0.8 | 365 | 3.8777 | 0.77316 | 4 | 0.65083
67184 | 8.06 | 0.8 | 365 | 7.3712 | 0.77634 | 8 | 0.14756
67193 | 8.96 | 1 | 365 | 10.2429 | 0.53288 | 10 | 0.77577
67200 | 15.68 | 1 | 365 | 17.9251 | 0.93254 | 18 | 0.8576
67205 | 13.25 | 0.8 | 365 | 12.1177 | 0.29113 | 12 | 0.40884
52000 | 4.68 | 1 | 365 | 5.3501 | 0.72476 | 6 | 0.074845
67214 | 10.6 | 0.8 | 365 | 9.6942 | 0.4329 | 10 | 0.12707
67212 | 6.72 | 1 | 365 | 7.6822 | 0.39966 | 8 | 0.081829
67215 | 7.68 | 1 | 365 | 8.7796 | 0.59961 | 9 | 0.37923
67218 | 5.83 | 0.8 | 365 | 5.3318 | 0.6881 | 6 | 0.019889
67219 | 7.695 | 1 | 365 | 8.7968 | 0.63399 | 9 | 0.43076
67221 | 7.15 | 1 | 365 | 8.1737 | 0.38505 | 8 | 0.55879
67222 | 14.4 | 1 | 365 | 16.4618 | 0.99927 | 17 | 0.46106
34885 | 466.83 | 0.9 | 365 | 480.3036 | 0.81559 | 481 | 0.11924
60478 | 150.04 | 0.9 | 365 | 154.3705 | 0.45066 | 154 | 0.82111
35337 | 65.96 | 0.9 | 365 | 67.8637 | 0.039492 | 67 | 0.90323
45091 | 34.8 | 0.9 | 365 | 35.8044 | 0.77341 | 36 | 0.57781
67306 | 27 | 0.9 | 365 | 27.7793 | 0.68627 | 28 | 0.46554
67307 | 27 | 0.9 | 365 | 27.7793 | 0.68627 | 28 | 0.46554
67308 | 27 | 0.9 | 365 | 27.7793 | 0.68627 | 28 | 0.46554
67224 | 4.86 | 0.8 | 365 | 4.4447 | 0.9098 | 5 | 0.35449
67246 | 5.355 | 0.8 | 365 | 4.8974 | 0.81728 | 5 | 0.71467
67206 | 11.2 | 1 | 365 | 12.8036 | 0.6661 | 13 | 0.46972
66969 | 6.24 | 0.8 | 365 | 5.7068 | 0.43975 | 6 | 0.1465
63281 | 12.22 | 1 | 365 | 13.9697 | 0.0035475 | 13 | 0.97321
66506 | 7.875 | 0.8 | 365 | 7.202 | 0.43718 | 7 | 0.63921
66793 | 7.875 | 0.8 | 365 | 7.202 | 0.43718 | 7 | 0.63921
67606 | 8.1 | 0.8 | 365 | 7.4078 | 0.84967 | 8 | 0.25748
63710 | 5.2 | 1 | 365 | 5.9445 | 0.9164 | 6 | 0.86094
63009 | 7.02 | 1 | 365 | 8.0251 | 0.087144 | 8 | 0.11227
66007 | 8.25 | 1 | 365 | 9.4312 | 0.90583 | 10 | 0.33707
67902 | 8.37 | 0.8 | 365 | 7.6547 | 0.34466 | 7 | 0.99939
66617 | 3.38 | 0.8 | 365 | 3.0912 | 0.19653 | 3 | 0.28769
67814 | 9 | 0.8 | 365 | 8.2309 | 0.49964 | 8 | 0.73053
66355 | 13.25 | 1 | 365 | 15.1471 | 0.36391 | 15 | 0.51105
67739 | 12.19 | 0.8 | 365 | 11.1483 | 0.34784 | 11 | 0.49613
40836 | 11.772 | 1 | 365 | 13.4575 | 0.9769 | 14 | 0.43442
66420 | 7.8 | 0.8 | 365 | 7.1334 | 0.29968 | 7 | 0.43313
67136 | 7.42 | 0.8 | 365 | 6.7859 | 0.60303 | 7 | 0.38895
67227 | 4.16 | 0.8 | 365 | 3.8045 | 0.6265 | 4 | 0.431
67293 | 6.21 | 0.8 | 365 | 5.6793 | 0.38475 | 6 | 0.064067
66577 | 9.28 | 1 | 365 | 10.6087 | 0.2662 | 10 | 0.87491
67228 | 4.77 | 0.8 | 365 | 4.3624 | 0.74481 | 5 | 0.10718
67232 | 4.59 | 0.8 | 365 | 4.1978 | 0.41481 | 4 | 0.61257
66033 | 3.2 | 1 | 365 | 3.6582 | 0.33317 | 3 | 0.99135
61579 | 6.36 | 1 | 365 | 7.2706 | 0.57468 | 7 | 0.8453
66336 | 3.825 | 1 | 365 | 4.3727 | 0.76543 | 5 | 0.13809
67751 | 8.1 | 0.8 | 365 | 7.4078 | 0.84967 | 8 | 0.25748
65914 | 7.08 | 1 | 365 | 8.0937 | 0.22464 | 8 | 0.31836
66013 | 7.56 | 1 | 365 | 8.6424 | 0.32462 | 8 | 0.96706
67240 | 5.67 | 0.8 | 365 | 5.1855 | 0.39477 | 5 | 0.58023
66917 | 11.61 | 0.8 | 365 | 10.6179 | 0.28453 | 10 | 0.90239
67242 | 13.78 | 0.8 | 365 | 12.6024 | 0.26277 | 12 | 0.86519
67618 | 8.4 | 1 | 365 | 9.6027 | 0.24957 | 9 | 0.85229
67839 | 3.445 | 0.8 | 365 | 3.1506 | 0.31569 | 3 | 0.4663
67243 | 5.98 | 0.8 | 365 | 5.469 | 0.96309 | 6 | 0.43206
67245 | 3.64 | 0.8 | 365 | 3.3289 | 0.67319 | 4 | 0.002126
66401 | 3.12 | 1 | 365 | 3.5667 | 0.14984 | 3 | 0.71656
67827 | 13.5 | 0.8 | 365 | 12.3463 | 0.74945 | 13 | 0.095797
67248 | 9.72 | 0.8 | 365 | 8.8894 | 0.81961 | 9 | 0.70897
67249 | 3.78 | 0.8 | 365 | 3.457 | 0.92985 | 4 | 0.38682
67251 | 14.04 | 0.8 | 365 | 12.8402 | 0.73943 | 13 | 0.57963
60832 | 5.565 | 1 | 365 | 6.3618 | 0.75284 | 7 | 0.11464
67250 | 5.94 | 0.8 | 365 | 5.4324 | 0.88976 | 6 | 0.32215
58559 | 11.7 | 1 | 365 | 13.3752 | 0.81191 | 14 | 0.18711
67260 | 5.94 | 0.8 | 365 | 5.4324 | 0.88976 | 6 | 0.32215
67261 | 13.78 | 0.8 | 365 | 12.6024 | 0.26277 | 12 | 0.86519
67263 | 2.65 | 0.8 | 365 | 2.4235 | 0.85823 | 3 | 0.28177
67266 | 5.46 | 0.8 | 365 | 4.9934 | 0.0097787 | 5 | 0.0031889
67265 | 14.04 | 0.8 | 365 | 12.8402 | 0.73943 | 13 | 0.57963
67157 | 7.29 | 0.8 | 365 | 6.667 | 0.3647 | 7 | 0.03173
64836 | 9.135 | 1 | 365 | 10.4429 | 0.93391 | 11 | 0.37686
64853 | 11.7 | 1 | 365 | 13.3752 | 0.81191 | 14 | 0.18711
64848 | 3.38 | 1 | 365 | 3.8639 | 0.74566 | 4 | 0.60961
64571 | 5.67 | 1 | 365 | 6.4818 | 0.99346 | 7 | 0.47529
66551 | 4.16 | 1 | 365 | 4.7556 | 0.53312 | 5 | 0.28875
64520 | 5.72 | 1 | 365 | 6.539 | 0.10804 | 6 | 0.64703
50831 | 9.3 | 0.8 | 365 | 8.5053 | 0.049623 | 8 | 0.55488
64531 | 9.18 | 1 | 365 | 10.4944 | 0.037035 | 10 | 0.53143
66367 | 8.4 | 0.8 | 365 | 7.6822 | 0.39966 | 8 | 0.081829
67797 | 5.94 | 0.8 | 365 | 5.4324 | 0.88976 | 6 | 0.32215
67812 | 5.46 | 0.8 | 365 | 4.9934 | 0.0097787 | 5 | 0.0031889
64400 | 14.04 | 1 | 365 | 16.0502 | 0.17429 | 16 | 0.22454
62449 | 3.57 | 1 | 365 | 4.0812 | 0.18107 | 4 | 0.26222
67897 | 8.19 | 0.8 | 365 | 7.4901 | 0.014668 | 7 | 0.50478
64164 | 5.565 | 1 | 365 | 6.3618 | 0.75284 | 7 | 0.11464
67903 | 9.12 | 0.8 | 365 | 8.3406 | 0.71963 | 9 | 0.060272
63694 | 5.72 | 1 | 365 | 6.539 | 0.10804 | 6 | 0.64703
67975 | 5.4 | 0.8 | 365 | 4.9385 | 0.89978 | 5 | 0.83832
63042 | 3.71 | 1 | 365 | 4.2412 | 0.5019 | 4 | 0.74309
63990 | 7.02 | 1 | 365 | 8.0251 | 0.087144 | 8 | 0.11227
65471 | 3.71 | 1 | 365 | 4.2412 | 0.5019 | 4 | 0.74309
63943 | 6.24 | 1 | 365 | 7.1334 | 0.29968 | 7 | 0.43313
63913 | 5.035 | 1 | 365 | 5.7559 | 0.53829 | 6 | 0.2942
63796 | 4.725 | 1 | 365 | 5.4015 | 0.82789 | 6 | 0.22941
67275 | 5.72 | 0.8 | 365 | 5.2312 | 0.48643 | 5 | 0.71763
67276 | 9.45 | 0.8 | 365 | 8.6424 | 0.32462 | 8 | 0.96706
63790 | 14.04 | 1 | 365 | 16.0502 | 0.17429 | 16 | 0.22454
48865 | 7.695 | 1 | 365 | 8.7968 | 0.63399 | 9 | 0.43076
67268 | 5.72 | 0.8 | 365 | 5.2312 | 0.48643 | 5 | 0.71763
67277 | 6.48 | 0.8 | 365 | 5.9262 | 0.87974 | 6 | 0.80598
60969 | 5.035 | 1 | 365 | 5.7559 | 0.53829 | 6 | 0.2942
67278 | 11.88 | 0.8 | 365 | 10.8648 | 0.77952 | 11 | 0.6443
67280 | 4.42 | 0.8 | 365 | 4.0423 | 0.10315 | 4 | 0.14544
67267 | 8.1 | 0.8 | 365 | 7.4078 | 0.84967 | 8 | 0.25748
67282 | 3.24 | 0.8 | 365 | 2.9631 | 0.93987 | 3 | 0.90299
67269 | 12.15 | 0.8 | 365 | 11.1117 | 0.27451 | 11 | 0.38622
67271 | 7.8 | 0.8 | 365 | 7.1334 | 0.29968 | 7 | 0.43313
67283 | 7.8 | 0.8 | 365 | 7.1334 | 0.29968 | 7 | 0.43313
67287 | 4.59 | 0.8 | 365 | 4.1978 | 0.41481 | 4 | 0.61257
67273 | 5.83 | 0.8 | 365 | 5.3318 | 0.6881 | 6 | 0.019889
67291 | 4.59 | 0.8 | 365 | 4.1978 | 0.41481 | 4 | 0.61257
66955 | 12.15 | 0.8 | 365 | 11.1117 | 0.27451 | 11 | 0.38622
67295 | 6.625 | 0.8 | 365 | 6.0589 | 0.14556 | 6 | 0.20442
42446 | 8.415 | 1 | 365 | 9.6199 | 0.28395 | 9 | 0.90381
67294 | 2.28 | 0.8 | 365 | 2.0852 | 0.17991 | 2 | 0.26507
67297 | 12.15 | 0.8 | 365 | 11.1117 | 0.27451 | 11 | 0.38622
67302 | 12.6 | 0.8 | 365 | 11.5233 | 0.099489 | 11 | 0.62274
67303 | 11.34 | 0.8 | 365 | 10.3709 | 0.78954 | 11 | 0.16047
67304 | 5.7 | 1 | 365 | 6.5161 | 0.062211 | 6 | 0.57834
67310 | 3.24 | 0.8 | 365 | 2.9631 | 0.93987 | 3 | 0.90299
61033 | 2.915 | 1 | 365 | 3.3324 | 0.68006 | 4 | 0.01243
67312 | 14.85 | 0.8 | 365 | 13.581 | 0.2244 | 13 | 0.80538
67314 | 7.02 | 0.8 | 365 | 6.4201 | 0.86972 | 7 | 0.28981
66934 | 10.26 | 0.8 | 365 | 9.3832 | 0.80958 | 10 | 0.19281
65637 | 15.105 | 0.8 | 365 | 13.8142 | 0.69189 | 14 | 0.50607
67322 | 6.89 | 0.8 | 365 | 6.3012 | 0.63139 | 6 | 0.9326
63357 | 5.035 | 1 | 365 | 5.7559 | 0.53829 | 6 | 0.2942
67325 | 4.32 | 0.8 | 365 | 3.9508 | 0.91982 | 4 | 0.87065
65631 | 13.25 | 1 | 365 | 15.1471 | 0.36391 | 15 | 0.51105
62828 | 4.505 | 1 | 365 | 5.15 | 0.32373 | 5 | 0.47376
62273 | 14.045 | 1 | 365 | 16.056 | 0.18575 | 16 | 0.24171
67332 | 4.32 | 0.8 | 365 | 3.9508 | 0.91982 | 4 | 0.87065
67335 | 3.18 | 0.8 | 365 | 2.9082 | 0.82987 | 3 | 0.73812
61067 | 5.3 | 1 | 365 | 6.0589 | 0.14556 | 6 | 0.20442
67343 | 4.68 | 0.8 | 365 | 4.2801 | 0.57981 | 4 | 0.85988
67349 | 3.51 | 0.8 | 365 | 3.21 | 0.43486 | 3 | 0.64491
67350 | 8.19 | 0.8 | 365 | 7.4901 | 0.014668 | 7 | 0.50478
67352 | 4.24 | 0.8 | 365 | 3.8777 | 0.77316 | 4 | 0.65083
46628 | 5 | 1 | 365 | 5.7159 | 0.45808 | 6 | 0.17398
67354 | 12.72 | 0.8 | 365 | 11.633 | 0.31948 | 11 | 0.95248
67358 | 4.24 | 0.8 | 365 | 3.8777 | 0.77316 | 4 | 0.65083
67359 | 5.83 | 0.8 | 365 | 5.3318 | 0.6881 | 6 | 0.019889
67366 | 11.34 | 0.8 | 365 | 10.3709 | 0.78954 | 11 | 0.16047
67375 | 6.21 | 0.8 | 365 | 5.6793 | 0.38475 | 6 | 0.064067
67376 | 4.32 | 0.8 | 365 | 3.9508 | 0.91982 | 4 | 0.87065
67377 | 7.56 | 0.8 | 365 | 6.914 | 0.85969 | 7 | 0.77365
67380 | 6.36 | 0.8 | 365 | 5.8165 | 0.65974 | 6 | 0.47624
67381 | 7.02 | 0.8 | 365 | 6.4201 | 0.86972 | 7 | 0.28981
67383 | 6.75 | 0.8 | 365 | 6.1732 | 0.37473 | 6 | 0.5479
67385 | 3.18 | 0.8 | 365 | 2.9082 | 0.82987 | 3 | 0.73812
67405 | 6.93 | 1 | 365 | 7.9222 | 0.8809 | 8 | 0.80314
67406 | 8.8 | 1 | 365 | 10.06 | 0.16622 | 10 | 0.2262
67407 | 3.6 | 1 | 365 | 4.1154 | 0.24982 | 4 | 0.36527
67396 | 8.4 | 1 | 365 | 9.6027 | 0.24957 | 9 | 0.85229
66794 | 4.16 | 1 | 365 | 4.7556 | 0.53312 | 5 | 0.28875
67401 | 7.56 | 1 | 365 | 8.6424 | 0.32462 | 8 | 0.96706
67393 | 5.1 | 1 | 365 | 5.8302 | 0.68724 | 6 | 0.51746
67412 | 3.24 | 1 | 365 | 3.7039 | 0.42484 | 4 | 0.12874
67414 | 3.975 | 1 | 365 | 4.5441 | 0.10917 | 4 | 0.65331
67416 | 8.06 | 0.8 | 365 | 7.3712 | 0.77634 | 8 | 0.14756
67417 | 4.76 | 0.8 | 365 | 4.3532 | 0.72647 | 5 | 0.079703
67418 | 5.12 | 0.8 | 365 | 4.6825 | 0.38646 | 5 | 0.068924
67421 | 4.578 | 0.8 | 365 | 4.1868 | 0.39281 | 4 | 0.5796
67422 | 24.852 | 0.8 | 365 | 22.7282 | 0.56099 | 23 | 0.28924
67423 | 4.41 | 0.8 | 365 | 4.0331 | 0.084821 | 4 | 0.11796
67424 | 7.36 | 0.8 | 365 | 6.731 | 0.49304 | 7 | 0.22408
67425 | 4.8 | 0.8 | 365 | 4.3898 | 0.79981 | 5 | 0.18962
67426 | 8.68 | 0.8 | 365 | 7.9382 | 0.91298 | 8 | 0.85122
67403 | 10.5 | 1 | 365 | 12.0034 | 0.061968 | 12 | 0.065358
67305 | 9.6 | 1 | 365 | 10.9745 | 0.99951 | 11 | 0.97404
67431 | 9.9 | 1 | 365 | 11.3175 | 0.687 | 12 | 0.0044804
67433 | 6.6 | 1 | 365 | 7.545 | 0.12467 | 7 | 0.66965
67434 | 14.49 | 1 | 365 | 16.5647 | 0.20552 | 16 | 0.77019
67437 | 4.32 | 0.8 | 365 | 3.9508 | 0.91982 | 4 | 0.87065
67428 | 7.68 | 1 | 365 | 8.7796 | 0.59961 | 9 | 0.37923
67429 | 4.77 | 1 | 365 | 5.453 | 0.93101 | 6 | 0.38398
67430 | 6.08 | 1 | 365 | 6.9505 | 0.93303 | 7 | 0.88356
49088 | 4.615 | 1 | 365 | 5.2758 | 0.57581 | 5 | 0.85158
67167 | 3.24 | 0.8 | 365 | 2.9631 | 0.93987 | 3 | 0.90299
67456 | 3.24 | 0.8 | 365 | 2.9631 | 0.93987 | 3 | 0.90299
67459 | 8.32 | 0.8 | 365 | 7.609 | 0.253 | 7 | 0.862
67466 | 4.41 | 0.8 | 365 | 4.0331 | 0.084821 | 4 | 0.11796
67502 | 8.64 | 0.8 | 365 | 7.9017 | 0.83965 | 8 | 0.74131
67504 | 11.96 | 0.8 | 365 | 10.9379 | 0.92618 | 11 | 0.86413
67505 | 8.68 | 0.8 | 365 | 7.9382 | 0.91298 | 8 | 0.85122
67506 | 5.04 | 0.8 | 365 | 4.6093 | 0.2398 | 4 | 0.8491
67507 | 8.32 | 0.8 | 365 | 7.609 | 0.253 | 7 | 0.862
67508 | 5.27 | 1 | 365 | 6.0246 | 0.076816 | 6 | 0.10137
67509 | 7.685 | 0.8 | 365 | 7.0283 | 0.088855 | 7 | 0.11713
67510 | 7.155 | 0.8 | 365 | 6.5436 | 0.11721 | 6 | 0.66077
48308 | 5.035 | 1 | 365 | 5.7559 | 0.53829 | 6 | 0.2942
67514 | 5.04 | 0.8 | 365 | 4.6093 | 0.2398 | 4 | 0.8491
48859 | 24.885 | 1 | 365 | 28.448 | 0.026864 | 28 | 0.4749
67518 | 3.78 | 0.8 | 365 | 3.457 | 0.92985 | 4 | 0.38682
67519 | 7.245 | 0.8 | 365 | 6.6259 | 0.28221 | 6 | 0.90808
67522 | 4.86 | 0.8 | 365 | 4.4447 | 0.9098 | 5 | 0.35449
67521 | 6.625 | 0.8 | 365 | 6.0589 | 0.14556 | 6 | 0.20442
67528 | 2.616 | 0.8 | 365 | 2.3924 | 0.79589 | 3 | 0.18834
67532 | 4.32 | 0.8 | 365 | 3.9508 | 0.91982 | 4 | 0.87065
43645 | 14.96 | 0.8 | 365 | 13.6816 | 0.42606 | 14 | 0.10764
67540 | 2.97 | 0.8 | 365 | 2.7162 | 0.44488 | 3 | 0.16108
67541 | 5.83 | 0.8 | 365 | 5.3318 | 0.6881 | 6 | 0.019889
67544 | 6.615 | 0.8 | 365 | 6.0497 | 0.12723 | 6 | 0.17694
67546 | 2.85 | 0.8 | 365 | 2.6065 | 0.22488 | 2 | 0.83133
67547 | 9.8 | 0.8 | 365 | 8.9625 | 0.96627 | 9 | 0.9288
67551 | 6.72 | 0.8 | 365 | 6.1457 | 0.31973 | 6 | 0.46546
67552 | 7.41 | 0.8 | 365 | 6.7768 | 0.5847 | 7 | 0.36147
67555 | 7.155 | 0.8 | 365 | 6.5436 | 0.11721 | 6 | 0.66077
67558 | 6.405 | 1 | 365 | 7.3221 | 0.6778 | 7 | 0.99987
67560 | 6.36 | 1 | 365 | 7.2706 | 0.57468 | 7 | 0.8453
67561 | 5.232 | 1 | 365 | 5.9811 | 0.98973 | 6 | 0.97085
67562 | 4.578 | 1 | 365 | 5.2335 | 0.49102 | 5 | 0.7245
60222 | 3.08 | 1 | 365 | 3.521 | 0.058177 | 3 | 0.57917
67500 | 10.14 | 0.8 | 365 | 9.2735 | 0.58959 | 9 | 0.86307
62669 | 3.12 | 1 | 365 | 3.5667 | 0.14984 | 3 | 0.71656
67586 | 3.18 | 0.8 | 365 | 2.9082 | 0.82987 | 3 | 0.73812
67589 | 7.29 | 0.8 | 365 | 6.667 | 0.3647 | 7 | 0.03173
67590 | 3 | 0.8 | 365 | 2.7436 | 0.49988 | 3 | 0.24351
67592 | 6.75 | 0.8 | 365 | 6.1732 | 0.37473 | 6 | 0.5479
67591 | 8.64 | 0.8 | 365 | 7.9017 | 0.83965 | 8 | 0.74131
67596 | 11.07 | 0.8 | 365 | 10.124 | 0.29455 | 10 | 0.41855
67598 | 10.72 | 0.8 | 365 | 9.8039 | 0.6529 | 10 | 0.45681
67600 | 4.68 | 0.8 | 365 | 4.2801 | 0.57981 | 4 | 0.85988
67602 | 4.02 | 0.8 | 365 | 3.6765 | 0.36984 | 4 | 0.046304
67601 | 5.98 | 0.8 | 365 | 5.469 | 0.96309 | 6 | 0.43206
67604 | 9.88 | 0.8 | 365 | 9.0357 | 0.11293 | 9 | 0.14863
67605 | 5.4 | 0.8 | 365 | 4.9385 | 0.89978 | 5 | 0.83832
67609 | 9.975 | 0.8 | 365 | 9.1226 | 0.2871 | 9 | 0.40967
67611 | 3.99 | 0.8 | 365 | 3.649 | 0.31484 | 3 | 0.96387
67610 | 6.54 | 1 | 365 | 7.4764 | 0.98717 | 8 | 0.46357
67615 | 6.375 | 0.8 | 365 | 5.8302 | 0.68724 | 6 | 0.51746
67616 | 7.695 | 1 | 365 | 8.7968 | 0.63399 | 9 | 0.43076
67614 | 4.251 | 0.8 | 365 | 3.8877 | 0.79333 | 4 | 0.68105
67617 | 9.6 | 1 | 365 | 10.9745 | 0.99951 | 11 | 0.97404
67642 | 10.545 | 0.8 | 365 | 9.6439 | 0.33207 | 9 | 0.97594
67643 | 3.825 | 0.8 | 365 | 3.4981 | 0.012345 | 3 | 0.51048
67659 | 9.275 | 0.8 | 365 | 8.4824 | 0.0037907 | 8 | 0.48619
67663 | 10.6 | 1 | 365 | 12.1177 | 0.29113 | 12 | 0.40884
67667 | 5.72 | 0.8 | 365 | 5.2312 | 0.48643 | 5 | 0.71763
67666 | 5.13 | 0.8 | 365 | 4.6916 | 0.40479 | 5 | 0.096403
67669 | 7.02 | 0.8 | 365 | 6.4201 | 0.86972 | 7 | 0.28981
66977 | 11.34 | 1 | 365 | 12.9637 | 0.98693 | 13 | 0.95059
66947 | 6.76 | 1 | 365 | 7.7279 | 0.49132 | 8 | 0.21922
66924 | 9.61 | 0.8 | 365 | 8.7888 | 0.61794 | 9 | 0.40671
67515 | 9.6 | 0.8 | 365 | 8.7796 | 0.59961 | 9 | 0.37923
67022 | 10.545 | 1 | 365 | 12.0548 | 0.16509 | 12 | 0.21992
64935 | 4.68 | 1 | 365 | 5.3501 | 0.72476 | 6 | 0.074845
67262 | 7.29 | 0.8 | 365 | 6.667 | 0.3647 | 7 | 0.03173
62383 | 7.28 | 1 | 365 | 8.3224 | 0.68296 | 9 | 0.0053149
63975 | 7.02 | 1 | 365 | 8.0251 | 0.087144 | 8 | 0.11227
67225 | 3.975 | 0.8 | 365 | 3.6353 | 0.28734 | 3 | 0.92265
45375 | 9.88 | 1 | 365 | 11.2946 | 0.64117 | 11 | 0.93578
50453 | 9.69 | 0.8 | 365 | 8.8619 | 0.76461 | 9 | 0.62654
33886 | 1483.76 | 0.9 | 365 | 1526.5843 | 0.18734 | 1526 | 0.77162
67671 | 3.24 | 0.8 | 365 | 2.9631 | 0.93987 | 3 | 0.90299
67672 | 10.53 | 0.8 | 365 | 9.6301 | 0.30457 | 9 | 0.93472
67889 | 7.28 | 0.8 | 365 | 6.6579 | 0.34637 | 7 | 0.0042519
67677 | 8.64 | 0.8 | 365 | 7.9017 | 0.83965 | 8 | 0.74131
67678 | 9.72 | 0.8 | 365 | 8.8894 | 0.81961 | 9 | 0.70897
67679 | 4.77 | 0.8 | 365 | 4.3624 | 0.74481 | 5 | 0.10718
67680 | 8.215 | 0.8 | 365 | 7.513 | 0.0605 | 7 | 0.57348
31364 | 1295.91 | 1 | 365 | 1481.4584 | 0.72809 | 1482 | 0.18648
34656 | 585 | 0.9 | 365 | 601.8843 | 0.53582 | 602 | 0.42009
67681 | 4.05 | 0.8 | 365 | 3.7039 | 0.42484 | 4 | 0.12874
67686 | 11.4 | 0.8 | 365 | 10.4258 | 0.89954 | 11 | 0.32534
67687 | 5.355 | 0.8 | 365 | 4.8974 | 0.81728 | 5 | 0.71467
67688 | 8.06 | 0.8 | 365 | 7.3712 | 0.77634 | 8 | 0.14756
67690 | 8.215 | 0.8 | 365 | 7.513 | 0.0605 | 7 | 0.57348
67691 | 5.98 | 0.8 | 365 | 5.469 | 0.96309 | 6 | 0.43206
67695 | 5.035 | 0.8 | 365 | 4.6047 | 0.23063 | 4 | 0.83536
67696 | 3.975 | 0.8 | 365 | 3.6353 | 0.28734 | 3 | 0.92265
67697 | 5.2 | 0.8 | 365 | 4.7556 | 0.53312 | 5 | 0.28875
67698 | 3.38 | 0.8 | 365 | 3.0912 | 0.19653 | 3 | 0.28769
67699 | 7.8 | 0.8 | 365 | 7.1334 | 0.29968 | 7 | 0.43313
67704 | 9.45 | 0.8 | 365 | 8.6424 | 0.32462 | 8 | 0.96706
67705 | 7.56 | 0.8 | 365 | 6.914 | 0.85969 | 7 | 0.77365
29155 | 6.5 | 1 | 365 | 7.4307 | 0.8955 | 8 | 0.32617
67706 | 7.29 | 0.8 | 365 | 6.667 | 0.3647 | 7 | 0.03173
36340 | 5.355 | 1 | 365 | 6.1217 | 0.2716 | 6 | 0.39333
63445 | 7.155 | 1 | 365 | 8.1795 | 0.39651 | 8 | 0.57597
67708 | 12.22 | 0.8 | 365 | 11.1757 | 0.40284 | 11 | 0.57857
67709 | 7.56 | 0.8 | 365 | 6.914 | 0.85969 | 7 | 0.77365
67710 | 5.67 | 0.8 | 365 | 5.1855 | 0.39477 | 5 | 0.58023
67712 | 6.625 | 0.8 | 365 | 6.0589 | 0.14556 | 6 | 0.20442
67713 | 6.54 | 0.8 | 365 | 5.9811 | 0.98973 | 6 | 0.97085
67714 | 5.565 | 0.8 | 365 | 5.0894 | 0.20227 | 5 | 0.29171
67718 | 7.54 | 0.8 | 365 | 6.8957 | 0.82303 | 7 | 0.71869
67717 | 8.64 | 0.8 | 365 | 7.9017 | 0.83965 | 8 | 0.74131
67720 | 7.54 | 0.8 | 365 | 6.8957 | 0.82303 | 7 | 0.71869
67721 | 3.445 | 1 | 365 | 3.9383 | 0.89462 | 4 | 0.83287
67724 | 11.2 | 0.8 | 365 | 10.2429 | 0.53288 | 10 | 0.77577
67726 | 9.72 | 0.8 | 365 | 8.8894 | 0.81961 | 9 | 0.70897
67473 | 7.95 | 1 | 365 | 9.0883 | 0.21835 | 9 | 0.30663
67491 | 5.12 | 1 | 365 | 5.8531 | 0.73307 | 6 | 0.58616
67492 | 9.9 | 1 | 365 | 11.3175 | 0.687 | 12 | 0.0044804
67496 | 9.66 | 1 | 365 | 11.0431 | 0.13701 | 11 | 0.18013
67534 | 4.77 | 0.8 | 365 | 4.3624 | 0.74481 | 5 | 0.10718
67572 | 4.2 | 1 | 365 | 4.8014 | 0.62479 | 5 | 0.42614
67574 | 9.57 | 1 | 365 | 10.9402 | 0.93077 | 11 | 0.871
39066 | 15.86 | 0.8 | 365 | 14.5047 | 0.076024 | 14 | 0.58069
67728 | 4.86 | 0.8 | 365 | 4.4447 | 0.9098 | 5 | 0.35449
67730 | 8.64 | 0.8 | 365 | 7.9017 | 0.83965 | 8 | 0.74131
67731 | 7.56 | 0.8 | 365 | 6.914 | 0.85969 | 7 | 0.77365
67733 | 13.23 | 0.8 | 365 | 12.0994 | 0.25446 | 12 | 0.35388
48612 | 3.9 | 1 | 365 | 4.4584 | 0.9373 | 5 | 0.3957
67741 | 8.215 | 0.8 | 365 | 7.513 | 0.0605 | 7 | 0.57348
67743 | 4.68 | 0.8 | 365 | 4.2801 | 0.57981 | 4 | 0.85988
67744 | 9.62 | 0.8 | 365 | 8.7979 | 0.63628 | 9 | 0.43419
67745 | 9.135 | 0.8 | 365 | 8.3544 | 0.74713 | 9 | 0.10149
67746 | 6.24 | 0.8 | 365 | 5.7068 | 0.43975 | 6 | 0.1465
67747 | 9.18 | 0.8 | 365 | 8.3955 | 0.82963 | 9 | 0.22514
67749 | 9.805 | 0.8 | 365 | 8.9671 | 0.97544 | 9 | 0.94254
67754 | 9.18 | 0.8 | 365 | 8.3955 | 0.82963 | 9 | 0.22514
67755 | 9.6 | 0.8 | 365 | 8.7796 | 0.59961 | 9 | 0.37923
67760 | 6.867 | 0.8 | 365 | 6.2802 | 0.58922 | 6 | 0.8694
67766 | 7.29 | 0.8 | 365 | 6.667 | 0.3647 | 7 | 0.03173
67775 | 4.59 | 0.8 | 365 | 4.1978 | 0.41481 | 4 | 0.61257
67776 | 8.4 | 1 | 365 | 9.6027 | 0.24957 | 9 | 0.85229
67777 | 7.04 | 1 | 365 | 8.048 | 0.13298 | 8 | 0.18096
67779 | 8.84 | 1 | 365 | 10.1057 | 0.25789 | 10 | 0.3636
67780 | 4.83 | 1 | 365 | 5.5216 | 0.068505 | 5 | 0.59006
67781 | 12.426 | 1 | 365 | 14.2052 | 0.47562 | 14 | 0.68078
67783 | 11.4 | 1 | 365 | 13.0323 | 0.12442 | 13 | 0.15667
67784 | 4.8 | 1 | 365 | 5.4873 | 0.99976 | 6 | 0.48702
67792 | 7.54 | 1 | 365 | 8.6196 | 0.27878 | 8 | 0.89836
67793 | 5.76 | 1 | 365 | 6.5847 | 0.19971 | 6 | 0.78442
67794 | 15.41 | 1 | 365 | 17.6164 | 0.3138 | 17 | 0.93021
67798 | 9.54 | 0.8 | 365 | 8.7247 | 0.48961 | 9 | 0.21436
67800 | 6 | 0.8 | 365 | 5.4873 | 0.99976 | 6 | 0.48702
67801 | 11.2 | 0.8 | 365 | 10.2429 | 0.53288 | 10 | 0.77577
63315 | 22.1 | 1 | 365 | 25.2643 | 0.64471 | 25 | 0.90899
25775 | 3.9 | 1 | 365 | 4.4584 | 0.9373 | 5 | 0.3957
67816 | 7.02 | 1 | 365 | 8.0251 | 0.087144 | 8 | 0.11227
67818 | 10.865 | 0.8 | 365 | 9.9365 | 0.91873 | 10 | 0.85525
67821 | 11.66 | 0.8 | 365 | 10.6636 | 0.37619 | 11 | 0.039777
67823 | 3.24 | 0.8 | 365 | 2.9631 | 0.93987 | 3 | 0.90299
67824 | 7.56 | 0.8 | 365 | 6.914 | 0.85969 | 7 | 0.77365
67825 | 4.86 | 0.8 | 365 | 4.4447 | 0.9098 | 5 | 0.35449
67829 | 7.42 | 0.8 | 365 | 6.7859 | 0.60303 | 7 | 0.38895
67832 | 4.505 | 0.8 | 365 | 4.12 | 0.25898 | 4 | 0.379
67833 | 4.77 | 0.8 | 365 | 4.3624 | 0.74481 | 5 | 0.10718
67834 | 7.2 | 1 | 365 | 8.2309 | 0.49964 | 8 | 0.73053
67835 | 13.25 | 0.8 | 365 | 12.1177 | 0.29113 | 12 | 0.40884
67841 | 13.5 | 0.8 | 365 | 12.3463 | 0.74945 | 13 | 0.095797
67844 | 3.445 | 0.8 | 365 | 3.1506 | 0.31569 | 3 | 0.4663
67845 | 6.72 | 0.8 | 365 | 6.1457 | 0.31973 | 6 | 0.46546
67847 | 9.8 | 0.8 | 365 | 8.9625 | 0.96627 | 9 | 0.9288
67850 | 5.04 | 0.8 | 365 | 4.6093 | 0.2398 | 4 | 0.8491
67852 | 8.64 | 0.8 | 365 | 7.9017 | 0.83965 | 8 | 0.74131
67853 | 2.6 | 0.8 | 365 | 2.3778 | 0.76656 | 3 | 0.14438
67854 | 7.7 | 0.8 | 365 | 7.042 | 0.11635 | 7 | 0.15834
67859 | 9.36 | 0.8 | 365 | 8.5601 | 0.15962 | 8 | 0.71975
67860 | 22.5 | 0.8 | 365 | 20.5772 | 0.24909 | 20 | 0.82633
67861 | 8 | 0.8 | 365 | 7.3164 | 0.66634 | 7 | 0.98269
67862 | 13.5 | 0.8 | 365 | 12.3463 | 0.74945 | 13 | 0.095797
67863 | 2.88 | 0.8 | 365 | 2.6339 | 0.27988 | 2 | 0.91377
67866 | 6.21 | 0.8 | 365 | 5.6793 | 0.38475 | 6 | 0.064067
67867 | 4.32 | 0.8 | 365 | 3.9508 | 0.91982 | 4 | 0.87065
67868 | 7.95 | 0.8 | 365 | 7.2706 | 0.57468 | 7 | 0.8453
67869 | 8.37 | 0.8 | 365 | 7.6547 | 0.34466 | 7 | 0.99939
67871 | 7.83 | 0.8 | 365 | 7.1609 | 0.35468 | 7 | 0.51556
67872 | 12.24 | 0.8 | 365 | 11.194 | 0.4395 | 11 | 0.63352
67874 | 3.18 | 0.8 | 365 | 2.9082 | 0.82987 | 3 | 0.73812
67875 | 9.88 | 0.8 | 365 | 9.0357 | 0.11293 | 9 | 0.14863
67876 | 4.48 | 1 | 365 | 5.1214 | 0.26644 | 5 | 0.38789
67878 | 5.565 | 0.8 | 365 | 5.0894 | 0.20227 | 5 | 0.29171
67883 | 7.56 | 0.8 | 365 | 6.914 | 0.85969 | 7 | 0.77365
67884 | 7.02 | 0.8 | 365 | 6.4201 | 0.86972 | 7 | 0.28981
67886 | 5.94 | 0.8 | 365 | 5.4324 | 0.88976 | 6 | 0.32215
67890 | 8.91 | 0.8 | 365 | 8.1486 | 0.33464 | 8 | 0.48323
67891 | 9.45 | 0.8 | 365 | 8.6424 | 0.32462 | 8 | 0.96706
68031 | 7.56 | 0.8 | 365 | 6.914 | 0.85969 | 7 | 0.77365
68032 | 5.88 | 0.8 | 365 | 5.3775 | 0.77976 | 6 | 0.15728
68033 | 7.41 | 0.8 | 365 | 6.7768 | 0.5847 | 7 | 0.36147
68034 | 10.64 | 0.8 | 365 | 9.7307 | 0.50624 | 10 | 0.23698
68036 | 13.08 | 1 | 365 | 14.9528 | 0.97434 | 15 | 0.92713
68038 | 12.16 | 1 | 365 | 13.9011 | 0.86605 | 14 | 0.76712
65259 | 48 | 0.9 | 365 | 49.3854 | 0.99781 | 50 | 0.38319
63422 | 144 | 0.9 | 365 | 148.1561 | 0.99343 | 149 | 0.14956
68039 | 7.68 | 0.8 | 365 | 7.0237 | 0.079689 | 7 | 0.10339
68040 | 4.32 | 0.8 | 365 | 3.9508 | 0.91982 | 4 | 0.87065
68041 | 7.2 | 1 | 365 | 8.2309 | 0.49964 | 8 | 0.73053
68045 | 6.625 | 0.8 | 365 | 6.0589 | 0.14556 | 6 | 0.20442
68047 | 6.38 | 0.8 | 365 | 5.8348 | 0.69641 | 6 | 0.5312
68046 | 13.475 | 0.8 | 365 | 12.3235 | 0.70362 | 13 | 0.027101
68048 | 8.91 | 0.8 | 365 | 8.1486 | 0.33464 | 8 | 0.48323
68049 | 4.5 | 0.8 | 365 | 4.1154 | 0.24982 | 4 | 0.36527
65116 | 37.12 | 0.9 | 365 | 38.1914 | 0.55831 | 38 | 0.74966
65008 | 27.36 | 0.9 | 365 | 28.1497 | 0.42875 | 28 | 0.57842
65683 | 7.875 | 1 | 365 | 9.0025 | 0.046476 | 9 | 0.049019
67879 | 7.82 | 0.8 | 365 | 7.1517 | 0.33635 | 7 | 0.48808
68055 | 5.88 | 0.8 | 365 | 5.3775 | 0.77976 | 6 | 0.15728
68056 | 9.52 | 0.8 | 365 | 8.7065 | 0.45295 | 9 | 0.15941
67413 | 10.07 | 1 | 365 | 11.5118 | 0.076573 | 11 | 0.5884
68058 | 11.895 | 0.8 | 365 | 10.8785 | 0.80702 | 11 | 0.68552
66343 | 7.56 | 1 | 365 | 8.6424 | 0.32462 | 8 | 0.96706
66460 | 5.1 | 1 | 365 | 5.8302 | 0.68724 | 6 | 0.51746
66604 | 12.753 | 1 | 365 | 14.579 | 0.22498 | 14 | 0.80395
66615 | 7.56 | 0.8 | 365 | 6.914 | 0.85969 | 7 | 0.77365
63707 | 49.5 | 0.9 | 365 | 50.9287 | 0.091493 | 51 | 0.020162
66722 | 7.68 | 1 | 365 | 8.7796 | 0.59961 | 9 | 0.37923
66912 | 8.829 | 0.8 | 365 | 8.0745 | 0.18614 | 8 | 0.26065
66929 | 7.68 | 0.8 | 365 | 7.0237 | 0.079689 | 7 | 0.10339
66839 | 5.985 | 0.8 | 365 | 5.4735 | 0.97226 | 6 | 0.4458
66851 | 7.125 | 0.8 | 365 | 6.5161 | 0.062211 | 6 | 0.57834
66819 | 4.56 | 0.8 | 365 | 4.1703 | 0.35982 | 4 | 0.53014
67044 | 11.445 | 0.8 | 365 | 10.467 | 0.98204 | 11 | 0.44899
67050 | 11.2 | 1 | 365 | 12.8036 | 0.6661 | 13 | 0.46972
67054 | 6.44 | 0.8 | 365 | 5.8897 | 0.80641 | 6 | 0.69607
67055 | 8.4 | 1 | 365 | 9.6027 | 0.24957 | 9 | 0.85229
67057 | 11.2 | 1 | 365 | 12.8036 | 0.6661 | 13 | 0.46972
67059 | 11.2 | 1 | 365 | 12.8036 | 0.6661 | 13 | 0.46972
67061 | 5.88 | 1 | 365 | 6.7219 | 0.4747 | 7 | 0.1966
67066 | 3.9 | 1 | 365 | 4.4584 | 0.9373 | 5 | 0.3957
67174 | 5.232 | 0.8 | 365 | 4.7849 | 0.59179 | 5 | 0.37668
67179 | 10.791 | 0.8 | 365 | 9.8688 | 0.78306 | 10 | 0.65191
65182 | 28.665 | 0.9 | 365 | 29.4923 | 0.12026 | 29 | 0.61258
67736 | 10.26 | 0.8 | 365 | 9.3832 | 0.80958 | 10 | 0.19281
67734 | 6.38 | 0.8 | 365 | 5.8348 | 0.69641 | 6 | 0.5312
67257 | 7.2 | 0.8 | 365 | 6.5847 | 0.19971 | 6 | 0.78442
48235 | 8.04 | 0.8 | 365 | 7.3529 | 0.73967 | 8 | 0.092608
67331 | 17.28 | 0.8 | 365 | 15.8033 | 0.6793 | 16 | 0.48262
67334 | 15 | 1 | 365 | 17.1477 | 0.37424 | 17 | 0.52194
67338 | 8.55 | 0.8 | 365 | 7.8194 | 0.67465 | 8 | 0.494
67341 | 7.41 | 1 | 365 | 8.471 | 0.98087 | 9 | 0.45184
67342 | 5.865 | 0.8 | 365 | 5.3638 | 0.75226 | 6 | 0.11606
67351 | 5.36 | 0.8 | 365 | 4.902 | 0.82645 | 5 | 0.72841
67361 | 13.42 | 1 | 365 | 15.3415 | 0.75349 | 16 | 0.094962
67378 | 6.76 | 1 | 365 | 7.7279 | 0.49132 | 8 | 0.21922
67410 | 5.1 | 1 | 365 | 5.8302 | 0.68724 | 6 | 0.51746
67411 | 8.48 | 1 | 365 | 9.6942 | 0.4329 | 10 | 0.12707
67457 | 5.565 | 1 | 365 | 6.3618 | 0.75284 | 7 | 0.11464
46976 | 3.84 | 1 | 365 | 4.3898 | 0.79981 | 5 | 0.18962
67548 | 8.1 | 1 | 365 | 9.2598 | 0.56209 | 9 | 0.82185
67550 | 3.3 | 0.8 | 365 | 3.018 | 0.049866 | 3 | 0.067861
67580 | 11.025 | 0.8 | 365 | 10.0828 | 0.21205 | 10 | 0.2949
67603 | 5.4 | 1 | 365 | 6.1732 | 0.37473 | 6 | 0.5479
67612 | 6.84 | 0.8 | 365 | 6.2555 | 0.53972 | 6 | 0.7952
66949 | 5.7 | 1 | 365 | 6.5161 | 0.062211 | 6 | 0.57834
67436 | 11.84 | 0.8 | 365 | 10.8282 | 0.70619 | 11 | 0.53439
44531 | 7.41 | 0.8 | 365 | 6.7768 | 0.5847 | 7 | 0.36147
67196 | 10.865 | 1 | 365 | 12.4207 | 0.89841 | 13 | 0.31906
67685 | 5.1 | 0.8 | 365 | 4.6642 | 0.34979 | 5 | 0.013968
67700 | 12.06 | 0.8 | 365 | 11.0294 | 0.10951 | 11 | 0.13891
67701 | 9.315 | 0.8 | 365 | 8.519 | 0.077122 | 8 | 0.5961
67148 | 9.483 | 1 | 365 | 10.8408 | 0.73139 | 11 | 0.57217
67702 | 11.055 | 0.8 | 365 | 10.1103 | 0.26705 | 10 | 0.37734
67470 | 7.13 | 0.8 | 365 | 6.5207 | 0.071378 | 6 | 0.59208
67469 | 12.3 | 1 | 365 | 14.0611 | 0.18688 | 14 | 0.24799
67570 | 8.71 | 1 | 365 | 9.9571 | 0.95998 | 10 | 0.91707
67577 | 12.426 | 1 | 365 | 14.2052 | 0.47562 | 14 | 0.68078
67579 | 8.45 | 1 | 365 | 9.6599 | 0.36416 | 10 | 0.024026
67368 | 6.9 | 1 | 365 | 7.8879 | 0.81215 | 8 | 0.70009
65839 | 10.08 | 1 | 365 | 11.5233 | 0.099489 | 11 | 0.62274
67684 | 5.13 | 1 | 365 | 5.8645 | 0.75599 | 6 | 0.6205
67729 | 6.24 | 0.8 | 365 | 5.7068 | 0.43975 | 6 | 0.1465
67732 | 14.25 | 0.8 | 365 | 13.0323 | 0.12442 | 13 | 0.15667
67737 | 5.7 | 0.8 | 365 | 5.2129 | 0.44977 | 5 | 0.66267
67738 | 2.6 | 0.8 | 365 | 2.3778 | 0.76656 | 3 | 0.14438
67740 | 3.99 | 0.8 | 365 | 3.649 | 0.31484 | 3 | 0.96387
67756 | 11.115 | 0.8 | 365 | 10.1652 | 0.37705 | 10 | 0.54221
65127 | 9.69 | 1 | 365 | 11.0774 | 0.20576 | 11 | 0.28317
67761 | 8.84 | 0.8 | 365 | 8.0846 | 0.20631 | 8 | 0.29088
67759 | 8.1 | 1 | 365 | 9.2598 | 0.56209 | 9 | 0.82185
67762 | 4.56 | 0.8 | 365 | 4.1703 | 0.35982 | 4 | 0.53014
67763 | 3.975 | 0.8 | 365 | 3.6353 | 0.28734 | 3 | 0.92265
67764 | 2.86 | 0.8 | 365 | 2.6156 | 0.24322 | 2 | 0.85881
67765 | 4.42 | 0.8 | 365 | 4.0423 | 0.10315 | 4 | 0.14544
67767 | 4.275 | 0.8 | 365 | 3.9097 | 0.83733 | 4 | 0.747
67769 | 4.845 | 0.8 | 365 | 4.431 | 0.8823 | 5 | 0.31327
67770 | 11.115 | 0.8 | 365 | 10.1652 | 0.37705 | 10 | 0.54221
67771 | 4.56 | 0.8 | 365 | 4.1703 | 0.35982 | 4 | 0.53014
67772 | 13.395 | 0.8 | 365 | 12.2503 | 0.55696 | 12 | 0.80727
67773 | 7.25 | 0.8 | 365 | 6.6304 | 0.29137 | 6 | 0.92182
67788 | 9.275 | 1 | 365 | 10.603 | 0.25474 | 10 | 0.85773
67809 | 13.25 | 0.8 | 365 | 12.1177 | 0.29113 | 12 | 0.40884
67810 | 11.385 | 0.8 | 365 | 10.4121 | 0.87204 | 11 | 0.28412
67873 | 16.2 | 0.8 | 365 | 14.8156 | 0.69934 | 15 | 0.51496
67893 | 4.32 | 0.8 | 365 | 3.9508 | 0.91982 | 4 | 0.87065
67894 | 7.29 | 0.8 | 365 | 6.667 | 0.3647 | 7 | 0.03173
67896 | 7.8 | 0.8 | 365 | 7.1334 | 0.29968 | 7 | 0.43313
67898 | 5.94 | 0.8 | 365 | 5.4324 | 0.88976 | 6 | 0.32215
67900 | 4.5 | 0.8 | 365 | 4.1154 | 0.24982 | 4 | 0.36527
67901 | 9.1 | 0.8 | 365 | 8.3224 | 0.68296 | 9 | 0.0053149
67904 | 4.77 | 0.8 | 365 | 4.3624 | 0.74481 | 5 | 0.10718
67905 | 7.15 | 0.8 | 365 | 6.539 | 0.10804 | 6 | 0.64703
67906 | 5.83 | 0.8 | 365 | 5.3318 | 0.6881 | 6 | 0.019889
67907 | 9.45 | 0.8 | 365 | 8.6424 | 0.32462 | 8 | 0.96706
67909 | 4.68 | 0.8 | 365 | 4.2801 | 0.57981 | 4 | 0.85988
67908 | 7.15 | 0.8 | 365 | 6.539 | 0.10804 | 6 | 0.64703
67913 | 5.6 | 0.8 | 365 | 5.1214 | 0.26644 | 5 | 0.38789
67912 | 10.92 | 0.8 | 365 | 9.9868 | 0.019557 | 10 | 0.0063779
67914 | 9.52 | 0.8 | 365 | 8.7065 | 0.45295 | 9 | 0.15941
67915 | 8.68 | 0.8 | 365 | 7.9382 | 0.91298 | 8 | 0.85122
67916 | 8.4 | 0.8 | 365 | 7.6822 | 0.39966 | 8 | 0.081829
67917 | 9.975 | 0.8 | 365 | 9.1226 | 0.2871 | 9 | 0.40967
67919 | 8.835 | 0.8 | 365 | 8.08 | 0.19714 | 8 | 0.27714
67920 | 7.56 | 0.8 | 365 | 6.914 | 0.85969 | 7 | 0.77365
67922 | 6.72 | 0.8 | 365 | 6.1457 | 0.31973 | 6 | 0.46546
67923 | 7.155 | 0.8 | 365 | 6.5436 | 0.11721 | 6 | 0.66077
67925 | 8.4 | 0.8 | 365 | 7.6822 | 0.39966 | 8 | 0.081829
67927 | 9.12 | 0.8 | 365 | 8.3406 | 0.71963 | 9 | 0.060272
67928 | 8.06 | 0.8 | 365 | 7.3712 | 0.77634 | 8 | 0.14756
67934 | 8.48 | 0.8 | 365 | 7.7553 | 0.54632 | 8 | 0.30166
67935 | 5.13 | 0.8 | 365 | 4.6916 | 0.40479 | 5 | 0.096403
67936 | 6.095 | 0.8 | 365 | 5.5741 | 0.17392 | 5 | 0.74807
67931 | 8.67 | 0.8 | 365 | 7.9291 | 0.89465 | 8 | 0.82375
67937 | 8.68 | 0.8 | 365 | 7.9382 | 0.91298 | 8 | 0.85122
67938 | 5.415 | 0.8 | 365 | 4.9523 | 0.92728 | 5 | 0.87954
67939 | 6.375 | 0.8 | 365 | 5.8302 | 0.68724 | 6 | 0.51746
67941 | 11.97 | 0.8 | 365 | 10.9471 | 0.94451 | 11 | 0.89161
67943 | 9.135 | 0.8 | 365 | 8.3544 | 0.74713 | 9 | 0.10149
67944 | 5.2 | 0.8 | 365 | 4.7556 | 0.53312 | 5 | 0.28875
67945 | 7.56 | 0.8 | 365 | 6.914 | 0.85969 | 7 | 0.77365
31836 | 221.445 | 0.9 | 365 | 227.8363 | 0.72021 | 228 | 0.55656
34887 | 239.4 | 0.9 | 365 | 246.3096 | 0.75158 | 247 | 0.061146
67409 | 5.1 | 1 | 365 | 5.8302 | 0.68724 | 6 | 0.51746
67471 | 11.772 | 1 | 365 | 13.4575 | 0.9769 | 14 | 0.43442
67475 | 4.578 | 1 | 365 | 5.2335 | 0.49102 | 5 | 0.7245
67635 | 8.502 | 1 | 365 | 9.7193 | 0.48332 | 10 | 0.20264
67948 | 5.1 | 0.8 | 365 | 4.6642 | 0.34979 | 5 | 0.013968
67950 | 10.08 | 1 | 365 | 11.5233 | 0.099489 | 11 | 0.62274
67947 | 10.66 | 0.8 | 365 | 9.749 | 0.5429 | 10 | 0.29194
67953 | 5.886 | 0.8 | 365 | 5.383 | 0.79076 | 6 | 0.17377
67952 | 12.6 | 0.8 | 365 | 11.5233 | 0.099489 | 11 | 0.62274
67959 | 8.215 | 0.8 | 365 | 7.513 | 0.0605 | 7 | 0.57348
67960 | 4.16 | 0.8 | 365 | 3.8045 | 0.6265 | 4 | 0.431
67962 | 13 | 0.8 | 365 | 11.8891 | 0.83281 | 12 | 0.72188
67964 | 11.395 | 0.8 | 365 | 10.4212 | 0.89037 | 11 | 0.3116
67966 | 12.42 | 0.8 | 365 | 11.3586 | 0.7695 | 12 | 0.12813
67967 | 5.67 | 0.8 | 365 | 5.1855 | 0.39477 | 5 | 0.58023
67969 | 13.545 | 0.8 | 365 | 12.3875 | 0.83195 | 13 | 0.21945
67970 | 13.78 | 0.8 | 365 | 12.6024 | 0.26277 | 12 | 0.86519
67971 | 2.835 | 0.8 | 365 | 2.5927 | 0.19739 | 2 | 0.79012
67972 | 9.36 | 0.8 | 365 | 8.5601 | 0.15962 | 8 | 0.71975
67973 | 5.12 | 0.8 | 365 | 4.6825 | 0.38646 | 5 | 0.068924
67976 | 4.68 | 0.8 | 365 | 4.2801 | 0.57981 | 4 | 0.85988
67977 | 11.025 | 0.8 | 365 | 10.0828 | 0.21205 | 10 | 0.2949
67978 | 3.975 | 0.8 | 365 | 3.6353 | 0.28734 | 3 | 0.92265
67979 | 10.24 | 0.8 | 365 | 9.3649 | 0.77292 | 10 | 0.13785
67983 | 12.8 | 1 | 365 | 14.6327 | 0.33268 | 14 | 0.96539
67984 | 6.12 | 0.8 | 365 | 5.597 | 0.21975 | 5 | 0.81676
67985 | 4.68 | 0.8 | 365 | 4.2801 | 0.57981 | 4 | 0.85988
67991 | 11.34 | 0.8 | 365 | 10.3709 | 0.78954 | 11 | 0.16047
67994 | 8.12 | 0.8 | 365 | 7.4261 | 0.88634 | 8 | 0.31243
67993 | 12.22 | 0.8 | 365 | 11.1757 | 0.40284 | 11 | 0.57857
67997 | 2.6 | 1 | 365 | 2.9723 | 0.9582 | 3 | 0.93047
67995 | 6.93 | 0.8 | 365 | 6.3378 | 0.70472 | 7 | 0.042509
67999 | 7.155 | 0.8 | 365 | 6.5436 | 0.11721 | 6 | 0.66077
68001 | 7.28 | 0.8 | 365 | 6.6579 | 0.34637 | 7 | 0.0042519
68002 | 6.93 | 0.8 | 365 | 6.3378 | 0.70472 | 7 | 0.042509
68004 | 4.095 | 0.8 | 365 | 3.7451 | 0.50733 | 4 | 0.25239
67870 | 18.9 | 0.8 | 365 | 17.2849 | 0.64923 | 17 | 0.93412
68008 | 7.42 | 0.8 | 365 | 6.7859 | 0.60303 | 7 | 0.38895
68006 | 5.94 | 0.8 | 365 | 5.4324 | 0.88976 | 6 | 0.32215
68010 | 4.68 | 0.8 | 365 | 4.2801 | 0.57981 | 4 | 0.85988
35285 | 1033.01 | 0.9 | 365 | 1062.8247 | 0.53602 | 1063 | 0.36075
68012 | 5.98 | 0.8 | 365 | 5.469 | 0.96309 | 6 | 0.43206
68011 | 9.36 | 0.8 | 365 | 8.5601 | 0.15962 | 8 | 0.71975
68013 | 4.24 | 0.8 | 365 | 3.8777 | 0.77316 | 4 | 0.65083
68014 | 8.12 | 0.8 | 365 | 7.4261 | 0.88634 | 8 | 0.31243
68015 | 7.84 | 0.8 | 365 | 7.17 | 0.37302 | 7 | 0.54304
47679 | 24.852 | 1 | 365 | 28.4103 | 0.95124 | 29 | 0.36155
68018 | 7.155 | 0.8 | 365 | 6.5436 | 0.11721 | 6 | 0.66077
68020 | 11.18 | 0.8 | 365 | 10.2246 | 0.49621 | 10 | 0.72082
48259 | 5.52 | 0.8 | 365 | 5.0483 | 0.11978 | 5 | 0.16806
65115 | 26.56 | 0.9 | 365 | 27.3266 | 0.77879 | 28 | 0.10536
68021 | 12 | 0.8 | 365 | 10.9745 | 0.99951 | 11 | 0.97404
68024 | 5.3 | 0.8 | 365 | 4.8471 | 0.71645 | 5 | 0.56354
68025 | 8.7 | 0.8 | 365 | 7.9565 | 0.94965 | 8 | 0.90618
67963 | 18.285 | 0.8 | 365 | 16.7224 | 0.52176 | 17 | 0.2442
68030 | 6.27 | 0.8 | 365 | 5.7342 | 0.49475 | 6 | 0.22894
66391 | 2.43 | 1 | 365 | 2.7779 | 0.56863 | 3 | 0.34655
66394 | 1.82 | 1 | 365 | 2.0806 | 0.17074 | 2 | 0.25133
66392 | 10.14 | 1 | 365 | 11.5918 | 0.23699 | 11 | 0.82883
66410 | 2.08 | 1 | 365 | 2.3778 | 0.76656 | 3 | 0.14438
66441 | 1.82 | 1 | 365 | 2.0806 | 0.17074 | 2 | 0.25133
61521 | 4.505 | 1 | 365 | 5.15 | 0.32373 | 5 | 0.47376
66608 | 2.34 | 0.8 | 365 | 2.14 | 0.28991 | 2 | 0.42994
66621 | 2.08 | 0.8 | 365 | 1.9023 | 0.81325 | 2 | 0.7155
66688 | 9.52 | 1 | 365 | 10.8831 | 0.81618 | 11 | 0.69926
65273 | 8.4 | 1 | 365 | 9.6027 | 0.24957 | 9 | 0.85229
66692 | 9.9 | 1 | 365 | 11.3175 | 0.687 | 12 | 0.0044804
66712 | 2.12 | 0.8 | 365 | 1.9388 | 0.88658 | 2 | 0.82541
66825 | 2.34 | 0.8 | 365 | 2.14 | 0.28991 | 2 | 0.42994
66877 | 6.095 | 0.8 | 365 | 5.5741 | 0.17392 | 5 | 0.74807
65912 | 5.4 | 1 | 365 | 6.1732 | 0.37473 | 6 | 0.5479
66907 | 3.975 | 1 | 365 | 4.5441 | 0.10917 | 4 | 0.65331
64275 | 4.77 | 1 | 365 | 5.453 | 0.93101 | 6 | 0.38398
59306 | 2.86 | 1 | 365 | 3.2695 | 0.55402 | 3 | 0.82352
61518 | 5.035 | 1 | 365 | 5.7559 | 0.53829 | 6 | 0.2942
62675 | 2.08 | 1 | 365 | 2.3778 | 0.76656 | 3 | 0.14438
62427 | 1.59 | 1 | 365 | 1.8177 | 0.64367 | 2 | 0.46133
62326 | 2.385 | 1 | 365 | 2.7265 | 0.4655 | 3 | 0.19199
62488 | 4.68 | 1 | 365 | 5.3501 | 0.72476 | 6 | 0.074845
59951 | 2.385 | 1 | 365 | 2.7265 | 0.4655 | 3 | 0.19199
60894 | 1.59 | 1 | 365 | 1.8177 | 0.64367 | 2 | 0.46133
66933 | 2.56 | 1 | 365 | 2.9265 | 0.86654 | 3 | 0.79308
66944 | 6.75 | 0.8 | 365 | 6.1732 | 0.37473 | 6 | 0.5479
66951 | 7.685 | 1 | 365 | 8.7853 | 0.61107 | 9 | 0.39641
66956 | 3.975 | 0.8 | 365 | 3.6353 | 0.28734 | 3 | 0.92265
66973 | 4.505 | 0.8 | 365 | 4.12 | 0.25898 | 4 | 0.379
66992 | 2.12 | 0.8 | 365 | 1.9388 | 0.88658 | 2 | 0.82541
67001 | 1.56 | 0.8 | 365 | 1.4267 | 0.85994 | 2 | 0.28663
67034 | 4.05 | 0.8 | 365 | 3.7039 | 0.42484 | 4 | 0.12874
67041 | 6.89 | 0.8 | 365 | 6.3012 | 0.63139 | 6 | 0.9326
67109 | 3.12 | 0.8 | 365 | 2.8534 | 0.71987 | 3 | 0.57325
67182 | 2.08 | 0.8 | 365 | 1.9023 | 0.81325 | 2 | 0.7155
67190 | 2.97 | 0.8 | 365 | 2.7162 | 0.44488 | 3 | 0.16108
67195 | 2.16 | 0.8 | 365 | 1.9754 | 0.95991 | 2 | 0.93533
67198 | 5.67 | 0.8 | 365 | 5.1855 | 0.39477 | 5 | 0.58023
67208 | 4.59 | 0.8 | 365 | 4.1978 | 0.41481 | 4 | 0.61257
67210 | 3.78 | 0.8 | 365 | 3.457 | 0.92985 | 4 | 0.38682
67223 | 4.94 | 0.8 | 365 | 4.5178 | 0.056466 | 4 | 0.57431
60638 | 242.11 | 0.9 | 365 | 249.0978 | 0.34083 | 249 | 0.43861
67231 | 4.24 | 0.8 | 365 | 3.8777 | 0.77316 | 4 | 0.65083
67234 | 4.86 | 0.8 | 365 | 4.4447 | 0.9098 | 5 | 0.35449
67252 | 4.32 | 0.8 | 365 | 3.9508 | 0.91982 | 4 | 0.87065
67253 | 5.035 | 0.8 | 365 | 4.6047 | 0.23063 | 4 | 0.83536
66379 | 3.06 | 1 | 365 | 3.4981 | 0.012345 | 3 | 0.51048
66708 | 5.46 | 1 | 365 | 6.2418 | 0.51222 | 6 | 0.75399
62992 | 3.9 | 1 | 365 | 4.4584 | 0.9373 | 5 | 0.3957
67002 | 4.275 | 0.8 | 365 | 3.9097 | 0.83733 | 4 | 0.747
67188 | 4.86 | 0.8 | 365 | 4.4447 | 0.9098 | 5 | 0.35449
64573 | 2.6 | 1 | 365 | 2.9723 | 0.9582 | 3 | 0.93047
64404 | 2.34 | 1 | 365 | 2.675 | 0.36238 | 3 | 0.037423
64517 | 4.94 | 1 | 365 | 5.6473 | 0.32058 | 5 | 0.96789
64367 | 1.855 | 1 | 365 | 2.1206 | 0.25095 | 2 | 0.37155
64209 | 4.94 | 1 | 365 | 5.6473 | 0.32058 | 5 | 0.96789
64223 | 2.08 | 1 | 365 | 2.3778 | 0.76656 | 3 | 0.14438
63496 | 2.08 | 1 | 365 | 2.3778 | 0.76656 | 3 | 0.14438
63977 | 2.08 | 1 | 365 | 2.3778 | 0.76656 | 3 | 0.14438
63891 | 2.08 | 1 | 365 | 2.3778 | 0.76656 | 3 | 0.14438
63849 | 2.34 | 1 | 365 | 2.675 | 0.36238 | 3 | 0.037423
67272 | 7.02 | 0.8 | 365 | 6.4201 | 0.86972 | 7 | 0.28981
67274 | 3.51 | 0.8 | 365 | 3.21 | 0.43486 | 3 | 0.64491
67279 | 3.445 | 0.8 | 365 | 3.1506 | 0.31569 | 3 | 0.4663
67042 | 5.94 | 0.8 | 365 | 5.4324 | 0.88976 | 6 | 0.32215
67299 | 4.24 | 0.8 | 365 | 3.8777 | 0.77316 | 4 | 0.65083
67300 | 6.21 | 0.8 | 365 | 5.6793 | 0.38475 | 6 | 0.064067
67337 | 6.21 | 0.8 | 365 | 5.6793 | 0.38475 | 6 | 0.064067
67364 | 3.78 | 0.8 | 365 | 3.457 | 0.92985 | 4 | 0.38682
67370 | 5.94 | 0.8 | 365 | 5.4324 | 0.88976 | 6 | 0.32215
67371 | 2.43 | 0.8 | 365 | 2.2223 | 0.4549 | 2 | 0.67724
67372 | 4.32 | 0.8 | 365 | 3.9508 | 0.91982 | 4 | 0.87065
67379 | 8.32 | 1 | 365 | 9.5113 | 0.066245 | 9 | 0.5775
67446 | 2.97 | 0.8 | 365 | 2.7162 | 0.44488 | 3 | 0.16108
67448 | 3.24 | 0.8 | 365 | 2.9631 | 0.93987 | 3 | 0.90299
67512 | 11.025 | 0.8 | 365 | 10.0828 | 0.21205 | 10 | 0.2949
67527 | 10.8 | 0.8 | 365 | 9.8771 | 0.79956 | 10 | 0.67664
67529 | 8.1 | 0.8 | 365 | 7.4078 | 0.84967 | 8 | 0.25748
67535 | 4.86 | 0.8 | 365 | 4.4447 | 0.9098 | 5 | 0.35449
67539 | 6.48 | 0.8 | 365 | 5.9262 | 0.87974 | 6 | 0.80598
62471 | 6.095 | 1 | 365 | 6.9677 | 0.9674 | 7 | 0.93508
67588 | 5.4 | 0.8 | 365 | 4.9385 | 0.89978 | 5 | 0.83832
67594 | 6.21 | 0.8 | 365 | 5.6793 | 0.38475 | 6 | 0.064067
67660 | 4.505 | 1 | 365 | 5.15 | 0.32373 | 5 | 0.47376
65425 | 7.8 | 1 | 365 | 8.9168 | 0.8746 | 9 | 0.79141
65542 | 5.565 | 1 | 365 | 6.3618 | 0.75284 | 7 | 0.11464
65210 | 1.855 | 1 | 365 | 2.1206 | 0.25095 | 2 | 0.37155
65232 | 14.04 | 1 | 365 | 16.0502 | 0.17429 | 16 | 0.22454
66913 | 7.29 | 0.8 | 365 | 6.667 | 0.3647 | 7 | 0.03173
67888 | 10.07 | 0.8 | 365 | 9.2095 | 0.46126 | 9 | 0.67072
67674 | 2.7 | 0.8 | 365 | 2.4693 | 0.94989 | 3 | 0.41916
67675 | 4.32 | 0.8 | 365 | 3.9508 | 0.91982 | 4 | 0.87065
67682 | 7.56 | 0.8 | 365 | 6.914 | 0.85969 | 7 | 0.77365
67694 | 1.82 | 0.8 | 365 | 1.6645 | 0.33659 | 2 | 0.001063
67748 | 5.13 | 0.8 | 365 | 4.6916 | 0.40479 | 5 | 0.096403
67750 | 7.29 | 0.8 | 365 | 6.667 | 0.3647 | 7 | 0.03173
67752 | 3.24 | 0.8 | 365 | 2.9631 | 0.93987 | 3 | 0.90299
67815 | 12 | 0.8 | 365 | 10.9745 | 0.99951 | 11 | 0.97404
67851 | 3.825 | 0.8 | 365 | 3.4981 | 0.012345 | 3 | 0.51048
67885 | 12.455 | 0.8 | 365 | 11.3906 | 0.83366 | 12 | 0.22431
67992 | 4.16 | 0.8 | 365 | 3.8045 | 0.6265 | 4 | 0.431
68000 | 12 | 0.8 | 365 | 10.9745 | 0.99951 | 11 | 0.97404
68007 | 1.855 | 0.8 | 365 | 1.6965 | 0.40076 | 2 | 0.097237
68016 | 2.34 | 0.8 | 365 | 2.14 | 0.28991 | 2 | 0.42994
46467 | 10.5 | 1 | 365 | 12.0034 | 0.061968 | 12 | 0.065358
68043 | 6.365 | 0.8 | 365 | 5.8211 | 0.66891 | 6 | 0.48998
60815 | 2.12 | 1 | 365 | 2.4235 | 0.85823 | 3 | 0.28177
66346 | 5.565 | 1 | 365 | 6.3618 | 0.75284 | 7 | 0.11464
66351 | 5.3 | 1 | 365 | 6.0589 | 0.14556 | 6 | 0.20442
66360 | 5.565 | 1 | 365 | 6.3618 | 0.75284 | 7 | 0.11464
60993 | 2.12 | 1 | 365 | 2.4235 | 0.85823 | 3 | 0.28177
66875 | 2.65 | 1 | 365 | 3.0294 | 0.072782 | 3 | 0.10221
66911 | 5.3 | 0.8 | 365 | 4.8471 | 0.71645 | 5 | 0.56354
62135 | 5.3 | 1 | 365 | 6.0589 | 0.14556 | 6 | 0.20442
64741 | 5.565 | 1 | 365 | 6.3618 | 0.75284 | 7 | 0.11464
24328 | 7.8 | 1 | 365 | 8.9168 | 0.8746 | 9 | 0.79141
63148 | 2.385 | 1 | 365 | 2.7265 | 0.4655 | 3 | 0.19199
61806 | 2.12 | 1 | 365 | 2.4235 | 0.85823 | 3 | 0.28177
61619 | 2.12 | 1 | 365 | 2.4235 | 0.85823 | 3 | 0.28177
66935 | 2.385 | 0.8 | 365 | 2.1812 | 0.3724 | 2 | 0.55359
66950 | 5.3 | 0.8 | 365 | 4.8471 | 0.71645 | 5 | 0.56354
66959 | 5.3 | 0.8 | 365 | 4.8471 | 0.71645 | 5 | 0.56354
67028 | 5.035 | 0.8 | 365 | 4.6047 | 0.23063 | 4 | 0.83536
67217 | 2.16 | 0.8 | 365 | 1.9754 | 0.95991 | 2 | 0.93533
67220 | 2.43 | 0.8 | 365 | 2.2223 | 0.4549 | 2 | 0.67724
67236 | 2.7 | 0.8 | 365 | 2.4693 | 0.94989 | 3 | 0.41916
67255 | 2.16 | 0.8 | 365 | 1.9754 | 0.95991 | 2 | 0.93533
63342 | 2.385 | 1 | 365 | 2.7265 | 0.4655 | 3 | 0.19199
67319 | 5.13 | 0.8 | 365 | 4.6916 | 0.40479 | 5 | 0.096403
67329 | 5.3 | 0.8 | 365 | 4.8471 | 0.71645 | 5 | 0.56354
67373 | 2.43 | 0.8 | 365 | 2.2223 | 0.4549 | 2 | 0.67724
67390 | 5.4 | 0.8 | 365 | 4.9385 | 0.89978 | 5 | 0.83832
67444 | 5.4 | 0.8 | 365 | 4.9385 | 0.89978 | 5 | 0.83832
67454 | 2.16 | 0.8 | 365 | 1.9754 | 0.95991 | 2 | 0.93533
67517 | 2.7 | 0.8 | 365 | 2.4693 | 0.94989 | 3 | 0.41916
67533 | 2.43 | 0.8 | 365 | 2.2223 | 0.4549 | 2 | 0.67724
67536 | 2.12 | 0.8 | 365 | 1.9388 | 0.88658 | 2 | 0.82541
67676 | 5.4 | 0.8 | 365 | 4.9385 | 0.89978 | 5 | 0.83832
67753 | 5.4 | 0.8 | 365 | 4.9385 | 0.89978 | 5 | 0.83832
67820 | 5.13 | 0.8 | 365 | 4.6916 | 0.40479 | 5 | 0.096403
67828 | 5.4 | 0.8 | 365 | 4.9385 | 0.89978 | 5 | 0.83832
67837 | 5.4 | 0.8 | 365 | 4.9385 | 0.89978 | 5 | 0.83832
67846 | 5.3 | 0.8 | 365 | 4.8471 | 0.71645 | 5 | 0.56354
60818 | 8.06 | 1 | 365 | 9.214 | 0.47042 | 9 | 0.68446
54984 | 3.12 | 1 | 365 | 3.5667 | 0.14984 | 3 | 0.71656
62938 | 2.915 | 1 | 365 | 3.3324 | 0.68006 | 4 | 0.01243
64097 | 7.42 | 1 | 365 | 8.4824 | 0.0037907 | 8 | 0.48619
62836 | 2.12 | 1 | 365 | 2.4235 | 0.85823 | 3 | 0.28177
62825 | 5.565 | 1 | 365 | 6.3618 | 0.75284 | 7 | 0.11464
64762 | 3.975 | 1 | 365 | 4.5441 | 0.10917 | 4 | 0.65331
64759 | 3.975 | 1 | 365 | 4.5441 | 0.10917 | 4 | 0.65331
64720 | 5.565 | 1 | 365 | 6.3618 | 0.75284 | 7 | 0.11464
64704 | 5.3 | 1 | 365 | 6.0589 | 0.14556 | 6 | 0.20442
58629 | 2.6 | 1 | 365 | 2.9723 | 0.9582 | 3 | 0.93047
57103 | 2.6 | 1 | 365 | 2.9723 | 0.9582 | 3 | 0.93047
62230 | 5.035 | 1 | 365 | 5.7559 | 0.53829 | 6 | 0.2942
63311 | 10.4 | 1 | 365 | 11.8891 | 0.83281 | 12 | 0.72188
63313 | 5.3 | 1 | 365 | 6.0589 | 0.14556 | 6 | 0.20442
63310 | 5.565 | 1 | 365 | 6.3618 | 0.75284 | 7 | 0.11464
63154 | 12.985 | 1 | 365 | 14.8442 | 0.75663 | 15 | 0.60083
52292 | 4.16 | 1 | 365 | 4.7556 | 0.53312 | 5 | 0.28875
62688 | 5.035 | 1 | 365 | 5.7559 | 0.53829 | 6 | 0.2942
61563 | 4.24 | 1 | 365 | 4.8471 | 0.71645 | 5 | 0.56354
64089 | 7.42 | 1 | 365 | 8.4824 | 0.0037907 | 8 | 0.48619
67177 | 6.7 | 0.8 | 365 | 6.1274 | 0.28306 | 6 | 0.41051
50926 | 8.58 | 1 | 365 | 9.8085 | 0.66207 | 10 | 0.47055
66835 | 4.845 | 0.8 | 365 | 4.431 | 0.8823 | 5 | 0.31327
66837 | 8.58 | 0.8 | 365 | 7.8468 | 0.72965 | 8 | 0.57644
49063 | 8.06 | 1 | 365 | 9.214 | 0.47042 | 9 | 0.68446
60183 | 7.8 | 1 | 365 | 8.9168 | 0.8746 | 9 | 0.79141
52940 | 4.42 | 1 | 365 | 5.0529 | 0.12894 | 5 | 0.1818
50882 | 13 | 1 | 365 | 14.8613 | 0.79101 | 15 | 0.65235
66876 | 17.94 | 1 | 365 | 20.5086 | 0.11159 | 20 | 0.62024
62847 | 10.865 | 1 | 365 | 12.4207 | 0.89841 | 13 | 0.31906
62934 | 5.3 | 1 | 365 | 6.0589 | 0.14556 | 6 | 0.20442
64711 | 5.2 | 1 | 365 | 5.9445 | 0.9164 | 6 | 0.86094
52173 | 5.2 | 1 | 365 | 5.9445 | 0.9164 | 6 | 0.86094
67523 | 6.48 | 0.8 | 365 | 5.9262 | 0.87974 | 6 | 0.80598
52164 | 5.72 | 1 | 365 | 6.539 | 0.10804 | 6 | 0.64703
62926 | 7.685 | 1 | 365 | 8.7853 | 0.61107 | 9 | 0.39641
66990 | 9.24 | 0.8 | 365 | 8.4504 | 0.93963 | 9 | 0.39001
66993 | 6.12 | 0.8 | 365 | 5.597 | 0.21975 | 5 | 0.81676
67048 | 8.4 | 1 | 365 | 9.6027 | 0.24957 | 9 | 0.85229
67394 | 24.57 | 1 | 365 | 28.0879 | 0.30501 | 28 | 0.39294
67807 | 5.94 | 1 | 365 | 6.7905 | 0.6122 | 7 | 0.40269
53765 | 12.48 | 0.8 | 365 | 11.4135 | 0.87949 | 12 | 0.293
53763 | 11.2 | 0.8 | 365 | 10.2429 | 0.53288 | 10 | 0.77577
43829 | 6.9 | 0.8 | 365 | 6.3104 | 0.64972 | 6 | 0.96007
66804 | 6 | 1 | 365 | 6.8591 | 0.7497 | 7 | 0.60878
66805 | 6.96 | 1 | 365 | 7.9565 | 0.94965 | 8 | 0.90618
65893 | 8.04 | 1 | 365 | 9.1912 | 0.42459 | 9 | 0.61576
63697 | 2.08 | 1 | 365 | 2.3778 | 0.76656 | 3 | 0.14438
63659 | 2.385 | 1 | 365 | 2.7265 | 0.4655 | 3 | 0.19199
32244 | 3.12 | 1 | 365 | 3.5667 | 0.14984 | 3 | 0.71656
47349 | 5.2 | 1 | 365 | 5.9445 | 0.9164 | 6 | 0.86094
64055 | 7.155 | 1 | 365 | 8.1795 | 0.39651 | 8 | 0.57597
65208 | 7.42 | 1 | 365 | 8.4824 | 0.0037907 | 8 | 0.48619
66280 | 9.425 | 1 | 365 | 10.7745 | 0.59848 | 11 | 0.37295
36395 | 4.16 | 1 | 365 | 4.7556 | 0.53312 | 5 | 0.28875
32302 | 4.94 | 1 | 365 | 5.6473 | 0.32058 | 5 | 0.96789
63580 | 2.86 | 1 | 365 | 3.2695 | 0.55402 | 3 | 0.82352
41174 | 5.46 | 1 | 365 | 6.2418 | 0.51222 | 6 | 0.75399
67727 | 5.36 | 1 | 365 | 6.1274 | 0.28306 | 6 | 0.41051
67785 | 8.32 | 1 | 365 | 9.5113 | 0.066245 | 9 | 0.5775
67789 | 7.04 | 1 | 365 | 8.048 | 0.13298 | 8 | 0.18096
67790 | 9.6 | 1 | 365 | 10.9745 | 0.99951 | 11 | 0.97404
67817 | 5.98 | 1 | 365 | 6.8362 | 0.70386 | 7 | 0.54008
43654 | 11.96 | 1 | 365 | 13.6724 | 0.40773 | 14 | 0.08016
31838 | 612.36 | 1 | 365 | 700.0377 | 0.29397 | 700 | 0.33168
67998 | 9.1 | 1 | 365 | 10.4029 | 0.85371 | 11 | 0.25664
36800 | 200.64 | 0.9 | 365 | 206.4309 | 0.81085 | 207 | 0.24172
47891 | 37.8 | 0.9 | 365 | 38.891 | 0.96078 | 39 | 0.85176
66843 | 12.6 | 0.8 | 365 | 11.5233 | 0.099489 | 11 | 0.62274
65270 | 2.56 | 1 | 365 | 2.9265 | 0.86654 | 3 | 0.79308
66404 | 3.57 | 0.8 | 365 | 3.2649 | 0.54486 | 3 | 0.80978
66419 | 11.2 | 0.8 | 365 | 10.2429 | 0.53288 | 10 | 0.77577
66465 | 9.52 | 0.8 | 365 | 8.7065 | 0.45295 | 9 | 0.15941
65886 | 8.97 | 1 | 365 | 10.2543 | 0.5558 | 10 | 0.81012
66480 | 10.64 | 0.8 | 365 | 9.7307 | 0.50624 | 10 | 0.23698
66488 | 3.64 | 0.8 | 365 | 3.3289 | 0.67319 | 4 | 0.002126
50017 | 14.4 | 1 | 365 | 16.4618 | 0.99927 | 17 | 0.46106
66492 | 6.89 | 0.8 | 365 | 6.3012 | 0.63139 | 6 | 0.9326
66496 | 3.64 | 0.8 | 365 | 3.3289 | 0.67319 | 4 | 0.002126
66497 | 5.46 | 0.8 | 365 | 4.9934 | 0.0097787 | 5 | 0.0031889
66501 | 8.12 | 0.8 | 365 | 7.4261 | 0.88634 | 8 | 0.31243
66505 | 3.92 | 0.8 | 365 | 3.585 | 0.18651 | 3 | 0.77152
66510 | 2.8 | 0.8 | 365 | 2.5607 | 0.13322 | 2 | 0.69394
66645 | 7.56 | 0.8 | 365 | 6.914 | 0.85969 | 7 | 0.77365
66646 | 7.84 | 0.8 | 365 | 7.17 | 0.37302 | 7 | 0.54304
66652 | 6.76 | 0.8 | 365 | 6.1823 | 0.39306 | 6 | 0.57538
66661 | 4.16 | 0.8 | 365 | 3.8045 | 0.6265 | 4 | 0.431
66702 | 4.68 | 0.8 | 365 | 4.2801 | 0.57981 | 4 | 0.85988
66032 | 24.885 | 1 | 365 | 28.448 | 0.026864 | 28 | 0.4749
66073 | 11.34 | 1 | 365 | 12.9637 | 0.98693 | 13 | 0.95059
66574 | 9.61 | 1 | 365 | 10.986 | 0.02243 | 11 | 0.0083896
66593 | 7.68 | 1 | 365 | 8.7796 | 0.59961 | 9 | 0.37923
64810 | 7.2 | 1 | 365 | 8.2309 | 0.49964 | 8 | 0.73053
66739 | 3.71 | 0.8 | 365 | 3.393 | 0.80152 | 4 | 0.19447
66742 | 8.215 | 0.8 | 365 | 7.513 | 0.0605 | 7 | 0.57348
66746 | 7.56 | 0.8 | 365 | 6.914 | 0.85969 | 7 | 0.77365
66806 | 5.04 | 0.8 | 365 | 4.6093 | 0.2398 | 4 | 0.8491
66809 | 7.56 | 0.8 | 365 | 6.914 | 0.85969 | 7 | 0.77365
66827 | 12.255 | 0.8 | 365 | 11.2077 | 0.467 | 11 | 0.67474
66829 | 5.13 | 0.8 | 365 | 4.6916 | 0.40479 | 5 | 0.096403
66833 | 5.4 | 0.8 | 365 | 4.9385 | 0.89978 | 5 | 0.83832
66996 | 7.28 | 0.8 | 365 | 6.6579 | 0.34637 | 7 | 0.0042519
67000 | 7.695 | 0.8 | 365 | 7.0374 | 0.10719 | 7 | 0.1446
67004 | 9.52 | 0.8 | 365 | 8.7065 | 0.45295 | 9 | 0.15941
67006 | 3.42 | 0.8 | 365 | 3.1277 | 0.26986 | 3 | 0.3976
68042 | 11.16 | 0.8 | 365 | 10.2063 | 0.45955 | 10 | 0.66586
67578 | 12 | 1 | 365 | 13.7182 | 0.49939 | 14 | 0.21755
65269 | 13.28 | 1 | 365 | 15.1814 | 0.43266 | 15 | 0.61409
51283 | 8.55 | 1 | 365 | 9.7742 | 0.59332 | 10 | 0.36751
67559 | 4.59 | 1 | 365 | 5.2472 | 0.51852 | 5 | 0.76571
67778 | 18 | 1 | 365 | 20.5772 | 0.24909 | 20 | 0.82633
67795 | 12.15 | 0.8 | 365 | 11.1117 | 0.27451 | 11 | 0.38622
67796 | 4.86 | 0.8 | 365 | 4.4447 | 0.9098 | 5 | 0.35449
67802 | 9.45 | 0.8 | 365 | 8.6424 | 0.32462 | 8 | 0.96706
67974 | 7.2 | 0.8 | 365 | 6.5847 | 0.19971 | 6 | 0.78442
67989 | 1.59 | 0.8 | 365 | 1.4541 | 0.91494 | 2 | 0.36906
67382 | 6.54 | 1 | 365 | 7.4764 | 0.98717 | 8 | 0.46357
67389 | 10.8 | 1 | 365 | 12.3463 | 0.74945 | 13 | 0.095797
66740 | 13.5 | 1 | 365 | 15.4329 | 0.93682 | 16 | 0.36975
66681 | 15.39 | 1 | 365 | 17.5935 | 0.26797 | 17 | 0.86151
66867 | 18.312 | 1 | 365 | 20.9339 | 0.96407 | 21 | 0.89798
63716 | 3.9 | 1 | 365 | 4.4584 | 0.9373 | 5 | 0.3957
55399 | 13.005 | 1 | 365 | 14.8671 | 0.80247 | 15 | 0.66952
63854 | 7.65 | 1 | 365 | 8.7453 | 0.53086 | 9 | 0.27619
66909 | 5.83 | 0.8 | 365 | 5.3318 | 0.6881 | 6 | 0.019889
66910 | 6.36 | 0.8 | 365 | 5.8165 | 0.65974 | 6 | 0.47624
66931 | 4.505 | 0.8 | 365 | 4.12 | 0.25898 | 4 | 0.379
65169 | 5.83 | 1 | 365 | 6.6647 | 0.36012 | 7 | 0.024861
66697 | 12.8 | 1 | 365 | 14.6327 | 0.33268 | 14 | 0.96539
66272 | 5.985 | 1 | 365 | 6.8419 | 0.71532 | 7 | 0.55725
67023 | 15.125 | 1 | 365 | 17.2906 | 0.66069 | 17 | 0.95129
67161 | 23.65 | 1 | 365 | 27.0362 | 0.19672 | 27 | 0.23293
67501 | 8.96 | 0.8 | 365 | 8.1943 | 0.4263 | 8 | 0.62062
68044 | 4.24 | 1 | 365 | 4.8471 | 0.71645 | 5 | 0.56354
66273 | 2.44 | 1 | 365 | 2.7894 | 0.59154 | 3 | 0.3809
59793 | 11.13 | 1 | 365 | 12.7236 | 0.50569 | 13 | 0.22928
60569 | 11.13 | 1 | 365 | 12.7236 | 0.50569 | 13 | 0.22928
59744 | 10.4 | 1 | 365 | 11.8891 | 0.83281 | 12 | 0.72188
59881 | 10.865 | 1 | 365 | 12.4207 | 0.89841 | 13 | 0.31906
60044 | 11.66 | 1 | 365 | 13.3295 | 0.72024 | 14 | 0.049721
60212 | 10.4 | 1 | 365 | 11.8891 | 0.83281 | 12 | 0.72188
60311 | 10.07 | 1 | 365 | 11.5118 | 0.076573 | 11 | 0.5884
60574 | 10.4 | 1 | 365 | 11.8891 | 0.83281 | 12 | 0.72188
60739 | 10.4 | 1 | 365 | 11.8891 | 0.83281 | 12 | 0.72188
60749 | 10.335 | 1 | 365 | 11.8148 | 0.68385 | 12 | 0.49862
60934 | 10.07 | 1 | 365 | 11.5118 | 0.076573 | 11 | 0.5884
61023 | 11.7 | 1 | 365 | 13.3752 | 0.81191 | 14 | 0.18711
61062 | 10.335 | 1 | 365 | 11.8148 | 0.68385 | 12 | 0.49862
61121 | 11.18 | 1 | 365 | 12.7808 | 0.62027 | 13 | 0.40102
61221 | 11.395 | 1 | 365 | 13.0265 | 0.11296 | 13 | 0.1395
61229 | 12.985 | 1 | 365 | 14.8442 | 0.75663 | 15 | 0.60083
61363 | 10.335 | 1 | 365 | 11.8148 | 0.68385 | 12 | 0.49862
61485 | 10.07 | 1 | 365 | 11.5118 | 0.076573 | 11 | 0.5884
61760 | 11.44 | 1 | 365 | 13.078 | 0.21609 | 13 | 0.29407
61888 | 12.22 | 1 | 365 | 13.9697 | 0.0035475 | 13 | 0.97321
62011 | 10.6 | 1 | 365 | 12.1177 | 0.29113 | 12 | 0.40884
62236 | 14.82 | 1 | 365 | 16.9419 | 0.96175 | 17 | 0.90368
62329 | 11.925 | 1 | 365 | 13.6324 | 0.32752 | 13 | 0.95994
62414 | 11.44 | 1 | 365 | 13.078 | 0.21609 | 13 | 0.29407
62465 | 12.19 | 1 | 365 | 13.9354 | 0.9348 | 14 | 0.87016
62461 | 10.6 | 1 | 365 | 12.1177 | 0.29113 | 12 | 0.40884
62664 | 12.455 | 1 | 365 | 14.2383 | 0.54208 | 14 | 0.78038
62681 | 11.13 | 1 | 365 | 12.7236 | 0.50569 | 13 | 0.22928
62680 | 11.66 | 1 | 365 | 13.3295 | 0.72024 | 14 | 0.049721
62779 | 15.6 | 1 | 365 | 17.8336 | 0.74921 | 18 | 0.58282
62858 | 10.14 | 1 | 365 | 11.5918 | 0.23699 | 11 | 0.82883
62951 | 10.92 | 1 | 365 | 12.4835 | 0.024447 | 12 | 0.50797
62952 | 11.44 | 1 | 365 | 13.078 | 0.21609 | 13 | 0.29407
62956 | 11.96 | 1 | 365 | 13.6724 | 0.40773 | 14 | 0.08016
63057 | 11.96 | 1 | 365 | 13.6724 | 0.40773 | 14 | 0.08016
63090 | 11.44 | 1 | 365 | 13.078 | 0.21609 | 13 | 0.29407
63168 | 11.925 | 1 | 365 | 13.6324 | 0.32752 | 13 | 0.95994
63234 | 10.14 | 1 | 365 | 11.5918 | 0.23699 | 11 | 0.82883
63670 | 11.475 | 1 | 365 | 13.118 | 0.29629 | 13 | 0.41428
63705 | 11.96 | 1 | 365 | 13.6724 | 0.40773 | 14 | 0.08016
63709 | 10.6 | 1 | 365 | 12.1177 | 0.29113 | 12 | 0.40884
63712 | 10.14 | 1 | 365 | 11.5918 | 0.23699 | 11 | 0.82883
63729 | 11.18 | 1 | 365 | 12.7808 | 0.62027 | 13 | 0.40102
63760 | 12.48 | 1 | 365 | 14.2669 | 0.59937 | 14 | 0.86625
63773 | 10.4 | 1 | 365 | 11.8891 | 0.83281 | 12 | 0.72188
63850 | 10.92 | 1 | 365 | 12.4835 | 0.024447 | 12 | 0.50797
63889 | 11.7 | 1 | 365 | 13.3752 | 0.81191 | 14 | 0.18711
63945 | 10.4 | 1 | 365 | 11.8891 | 0.83281 | 12 | 0.72188
63965 | 10.4 | 1 | 365 | 11.8891 | 0.83281 | 12 | 0.72188
63996 | 10.92 | 1 | 365 | 12.4835 | 0.024447 | 12 | 0.50797
64026 | 10.335 | 1 | 365 | 11.8148 | 0.68385 | 12 | 0.49862
64018 | 11.44 | 1 | 365 | 13.078 | 0.21609 | 13 | 0.29407
64183 | 11.395 | 1 | 365 | 13.0265 | 0.11296 | 13 | 0.1395
64196 | 10.08 | 1 | 365 | 11.5233 | 0.099489 | 11 | 0.62274
64532 | 10.07 | 1 | 365 | 11.5118 | 0.076573 | 11 | 0.5884
64568 | 11.13 | 1 | 365 | 12.7236 | 0.50569 | 13 | 0.22928
64579 | 10.07 | 1 | 365 | 11.5118 | 0.076573 | 11 | 0.5884
64584 | 11.13 | 1 | 365 | 12.7236 | 0.50569 | 13 | 0.22928
64742 | 10.4 | 1 | 365 | 11.8891 | 0.83281 | 12 | 0.72188
64929 | 10.14 | 1 | 365 | 11.5918 | 0.23699 | 11 | 0.82883
65137 | 10.07 | 1 | 365 | 11.5118 | 0.076573 | 11 | 0.5884
62455 | 10.07 | 1 | 365 | 11.5118 | 0.076573 | 11 | 0.5884
66180 | 14.56 | 1 | 365 | 16.6447 | 0.36593 | 17 | 0.01063
62192 | 7.035 | 1 | 365 | 8.0423 | 0.12152 | 8 | 0.16379
62996 | 82.16 | 0.9 | 365 | 84.5313 | 0.45125 | 84 | 0.98256
68059 | 5.985 | 1 | 365 | 6.8419 | 0.71532 | 7 | 0.55725
68060 | 12.8 | 0.8 | 365 | 11.7062 | 0.46615 | 12 | 0.17231
68061 | 12.65 | 0.8 | 365 | 11.569 | 0.19115 | 11 | 0.76014
68054 | 9.156 | 1 | 365 | 10.467 | 0.98204 | 11 | 0.44899
68062 | 9.9 | 0.8 | 365 | 9.054 | 0.1496 | 9 | 0.20358
68068 | 12.915 | 0.8 | 365 | 11.8113 | 0.67698 | 12 | 0.48831
63979 | 37.8 | 0.9 | 365 | 38.891 | 0.96078 | 39 | 0.85176
67988 | 13.25 | 1 | 365 | 15.1471 | 0.36391 | 15 | 0.51105
64269 | 35.34 | 0.9 | 365 | 36.36 | 0.88714 | 37 | 0.24712
64709 | 261.44 | 0.9 | 365 | 268.9857 | 0.20808 | 269 | 0.19376
51516 | 265.2 | 0.9 | 365 | 272.8542 | 0.96291 | 273 | 0.81711
67954 | 9.69 | 1 | 365 | 11.0774 | 0.20576 | 11 | 0.28317
44932 | 9.9 | 1 | 365 | 11.3175 | 0.687 | 12 | 0.0044804
66750 | 11.34 | 1 | 365 | 12.9637 | 0.98693 | 13 | 0.95059
54562 | 28.6 | 0.9 | 365 | 29.4255 | 0.9862 | 30 | 0.41165
54565 | 28.6 | 0.9 | 365 | 29.4255 | 0.9862 | 30 | 0.41165
43094 | 7.54 | 1 | 365 | 8.6196 | 0.27878 | 8 | 0.89836
68078 | 13.5 | 0.8 | 365 | 12.3463 | 0.74945 | 13 | 0.095797
68079 | 10.8 | 0.8 | 365 | 9.8771 | 0.79956 | 10 | 0.67664
68080 | 13 | 0.8 | 365 | 11.8891 | 0.83281 | 12 | 0.72188
68082 | 4.76 | 0.8 | 365 | 4.3532 | 0.72647 | 5 | 0.079703
68083 | 6.71 | 0.8 | 365 | 6.1366 | 0.30139 | 6 | 0.43798
68085 | 4.68 | 0.8 | 365 | 4.2801 | 0.57981 | 4 | 0.85988
68086 | 9.975 | 0.8 | 365 | 9.1226 | 0.2871 | 9 | 0.40967
68087 | 5.2 | 0.8 | 365 | 4.7556 | 0.53312 | 5 | 0.28875
68088 | 6.3 | 0.8 | 365 | 5.7616 | 0.54974 | 6 | 0.31137
68091 | 5.67 | 0.8 | 365 | 5.1855 | 0.39477 | 5 | 0.58023
64028 | 55.8 | 0.9 | 365 | 57.4105 | 0.084956 | 57 | 0.49546
68092 | 13.5 | 0.8 | 365 | 12.3463 | 0.74945 | 13 | 0.095797
68094 | 11.61 | 0.8 | 365 | 10.6179 | 0.28453 | 10 | 0.90239
68095 | 6.05 | 0.8 | 365 | 5.533 | 0.091421 | 5 | 0.62441
68096 | 5.985 | 0.8 | 365 | 5.4735 | 0.97226 | 6 | 0.4458
68066 | 7.56 | 0.8 | 365 | 6.914 | 0.85969 | 7 | 0.77365
68097 | 24.96 | 1 | 365 | 28.5338 | 0.19874 | 28 | 0.73251
68098 | 7.68 | 0.8 | 365 | 7.0237 | 0.079689 | 7 | 0.10339
68099 | 12.15 | 0.8 | 365 | 11.1117 | 0.27451 | 11 | 0.38622
68084 | 5.88 | 1 | 365 | 6.7219 | 0.4747 | 7 | 0.1966
67619 | 12.96 | 1 | 365 | 14.8156 | 0.69934 | 15 | 0.51496
68101 | 5.12 | 1 | 365 | 5.8531 | 0.73307 | 6 | 0.58616
68102 | 10.36 | 0.8 | 365 | 9.4747 | 0.99291 | 10 | 0.46759
68103 | 7 | 0.8 | 365 | 6.4018 | 0.83305 | 7 | 0.23486
68104 | 5.76 | 0.8 | 365 | 5.2678 | 0.55977 | 5 | 0.82754
68106 | 3.92 | 0.8 | 365 | 3.585 | 0.18651 | 3 | 0.77152
68100 | 11.34 | 0.8 | 365 | 10.3709 | 0.78954 | 11 | 0.16047
68107 | 5.1 | 0.8 | 365 | 4.6642 | 0.34979 | 5 | 0.013968
68109 | 5.04 | 0.8 | 365 | 4.6093 | 0.2398 | 4 | 0.8491
68110 | 3.64 | 0.8 | 365 | 3.3289 | 0.67319 | 4 | 0.002126
68112 | 3.51 | 0.8 | 365 | 3.21 | 0.43486 | 3 | 0.64491
65922 | 6.63 | 1 | 365 | 7.5793 | 0.19341 | 7 | 0.7727
65983 | 13.78 | 0.8 | 365 | 12.6024 | 0.26277 | 12 | 0.86519
65924 | 10.92 | 0.8 | 365 | 9.9868 | 0.019557 | 10 | 0.0063779
64866 | 13 | 1 | 365 | 14.8613 | 0.79101 | 15 | 0.65235
65929 | 10.4 | 1 | 365 | 11.8891 | 0.83281 | 12 | 0.72188
65943 | 10.4 | 0.8 | 365 | 9.5113 | 0.066245 | 9 | 0.5775
66026 | 10.4 | 1 | 365 | 11.8891 | 0.83281 | 12 | 0.72188
66027 | 10.07 | 0.8 | 365 | 9.2095 | 0.46126 | 9 | 0.67072
66186 | 10.14 | 0.8 | 365 | 9.2735 | 0.58959 | 9 | 0.86307
66372 | 11.22 | 1 | 365 | 12.8265 | 0.71193 | 13 | 0.53841
66405 | 11.18 | 1 | 365 | 12.7808 | 0.62027 | 13 | 0.40102
66469 | 12.48 | 0.8 | 365 | 11.4135 | 0.87949 | 12 | 0.293
66479 | 10.4 | 0.8 | 365 | 9.5113 | 0.066245 | 9 | 0.5775
66493 | 10.08 | 0.8 | 365 | 9.2186 | 0.47959 | 9 | 0.69819
66733 | 10.08 | 0.8 | 365 | 9.2186 | 0.47959 | 9 | 0.69819
63981 | 12.22 | 1 | 365 | 13.9697 | 0.0035475 | 13 | 0.97321
67356 | 10.865 | 0.8 | 365 | 9.9365 | 0.91873 | 10 | 0.85525
67662 | 11.66 | 0.8 | 365 | 10.6636 | 0.37619 | 11 | 0.039777
67838 | 11.18 | 0.8 | 365 | 10.2246 | 0.49621 | 10 | 0.72082
67880 | 10.08 | 0.8 | 365 | 9.2186 | 0.47959 | 9 | 0.69819
68116 | 4.68 | 0.8 | 365 | 4.2801 | 0.57981 | 4 | 0.85988
67486 | 10.05 | 1 | 365 | 11.489 | 0.030741 | 11 | 0.5197
67478 | 8 | 1 | 365 | 9.1454 | 0.33293 | 9 | 0.47837
66089 | 12.22 | 1 | 365 | 13.9697 | 0.0035475 | 13 | 0.97321
66098 | 11.13 | 1 | 365 | 12.7236 | 0.50569 | 13 | 0.22928
66184 | 9.36 | 0.8 | 365 | 8.5601 | 0.15962 | 8 | 0.71975
66255 | 9.805 | 0.8 | 365 | 8.9671 | 0.97544 | 9 | 0.94254
39717 | 14.535 | 1 | 365 | 16.6161 | 0.30864 | 16 | 0.92476
68123 | 12.255 | 0.8 | 365 | 11.2077 | 0.467 | 11 | 0.67474
68125 | 7.41 | 0.8 | 365 | 6.7768 | 0.5847 | 7 | 0.36147
68126 | 8.68 | 0.8 | 365 | 7.9382 | 0.91298 | 8 | 0.85122
66205 | 12.19 | 1 | 365 | 13.9354 | 0.9348 | 14 | 0.87016
67400 | 10.8 | 1 | 365 | 12.3463 | 0.74945 | 13 | 0.095797
68127 | 5.32 | 0.8 | 365 | 4.8654 | 0.75312 | 5 | 0.61849
66325 | 17.34 | 1 | 365 | 19.8227 | 0.73662 | 20 | 0.55936
42200 | 6.5 | 1 | 365 | 7.4307 | 0.8955 | 8 | 0.32617
66300 | 13 | 1 | 365 | 14.8613 | 0.79101 | 15 | 0.65235
66485 | 7.155 | 1 | 365 | 8.1795 | 0.39651 | 8 | 0.57597
66516 | 10.6 | 1 | 365 | 12.1177 | 0.29113 | 12 | 0.40884
68081 | 7.04 | 1 | 365 | 8.048 | 0.13298 | 8 | 0.18096
68135 | 12.96 | 0.8 | 365 | 11.8525 | 0.75947 | 12 | 0.61196
68137 | 7.29 | 0.8 | 365 | 6.667 | 0.3647 | 7 | 0.03173
68139 | 4.86 | 0.8 | 365 | 4.4447 | 0.9098 | 5 | 0.35449
68143 | 6.48 | 0.8 | 365 | 5.9262 | 0.87974 | 6 | 0.80598
68144 | 4.505 | 0.8 | 365 | 4.12 | 0.25898 | 4 | 0.379
68145 | 4.59 | 0.8 | 365 | 4.1978 | 0.41481 | 4 | 0.61257
68146 | 5.94 | 0.8 | 365 | 5.4324 | 0.88976 | 6 | 0.32215
68148 | 15.6 | 0.8 | 365 | 14.2669 | 0.59937 | 14 | 0.86625
68108 | 6 | 0.8 | 365 | 5.4873 | 0.99976 | 6 | 0.48702
68149 | 8.91 | 0.8 | 365 | 8.1486 | 0.33464 | 8 | 0.48323
68151 | 5.355 | 0.8 | 365 | 4.8974 | 0.81728 | 5 | 0.71467
68152 | 6.6 | 0.8 | 365 | 6.036 | 0.099732 | 6 | 0.13572
68154 | 10.71 | 0.8 | 365 | 9.7948 | 0.63457 | 10 | 0.42933
68156 | 7.875 | 0.8 | 365 | 7.202 | 0.43718 | 7 | 0.63921
68157 | 7.29 | 0.8 | 365 | 6.667 | 0.3647 | 7 | 0.03173
68158 | 6.84 | 0.8 | 365 | 6.2555 | 0.53972 | 6 | 0.7952
68159 | 3 | 0.8 | 365 | 2.7436 | 0.49988 | 3 | 0.24351
68160 | 6.44 | 0.8 | 365 | 5.8897 | 0.80641 | 6 | 0.69607
68161 | 5.67 | 0.8 | 365 | 5.1855 | 0.39477 | 5 | 0.58023
68162 | 9.405 | 0.8 | 365 | 8.6013 | 0.24212 | 8 | 0.84341
68163 | 5.7 | 0.8 | 365 | 5.2129 | 0.44977 | 5 | 0.66267
68165 | 10.8 | 0.8 | 365 | 9.8771 | 0.79956 | 10 | 0.67664
68166 | 8.96 | 0.8 | 365 | 8.1943 | 0.4263 | 8 | 0.62062
68169 | 3.78 | 0.8 | 365 | 3.457 | 0.92985 | 4 | 0.38682
68170 | 5.98 | 0.8 | 365 | 5.469 | 0.96309 | 6 | 0.43206
68171 | 8.265 | 0.8 | 365 | 7.5587 | 0.15216 | 7 | 0.71087
68172 | 13.25 | 0.8 | 365 | 12.1177 | 0.29113 | 12 | 0.40884
68173 | 6.84 | 0.8 | 365 | 6.2555 | 0.53972 | 6 | 0.7952
67493 | 9.156 | 1 | 365 | 10.467 | 0.98204 | 11 | 0.44899
68114 | 7.395 | 0.8 | 365 | 6.7631 | 0.5572 | 7 | 0.32025
68180 | 11.66 | 0.8 | 365 | 10.6636 | 0.37619 | 11 | 0.039777
68179 | 4.68 | 0.8 | 365 | 4.2801 | 0.57981 | 4 | 0.85988
55315 | 342.68 | 0.9 | 365 | 352.5704 | 0.76187 | 353 | 0.3323
68181 | 12.025 | 1 | 365 | 13.7467 | 0.55668 | 14 | 0.30342
68182 | 15.39 | 0.8 | 365 | 14.0748 | 0.21438 | 14 | 0.28921
68183 | 12.426 | 0.8 | 365 | 11.3641 | 0.7805 | 12 | 0.14462
31438 | 5024.52 | 0.8 | 365 | 4595.1446 | 0.41634 | 4595 | 0.56096
68184 | 10.865 | 0.8 | 365 | 9.9365 | 0.91873 | 10 | 0.85525
68186 | 6.71 | 0.8 | 365 | 6.1366 | 0.30139 | 6 | 0.43798
68185 | 13.25 | 0.8 | 365 | 12.1177 | 0.29113 | 12 | 0.40884
68187 | 5.985 | 0.8 | 365 | 5.4735 | 0.97226 | 6 | 0.4458
68189 | 4.485 | 0.8 | 365 | 4.1017 | 0.22232 | 4 | 0.32405
31484 | 646.38 | 0.8 | 365 | 591.143 | 0.0038001 | 591 | 0.14675
34518 | 529.72 | 0.8 | 365 | 484.4522 | 0.13186 | 484 | 0.58411
34515 | 503.88 | 0.8 | 365 | 460.8204 | 0.75958 | 461 | 0.58001
68195 | 5.76 | 1 | 365 | 6.5847 | 0.19971 | 6 | 0.78442
68197 | 11.34 | 0.8 | 365 | 10.3709 | 0.78954 | 11 | 0.16047
68201 | 6 | 0.8 | 365 | 5.4873 | 0.99976 | 6 | 0.48702
68202 | 12.69 | 0.8 | 365 | 11.6056 | 0.26449 | 11 | 0.87005
68204 | 9.135 | 0.8 | 365 | 8.3544 | 0.74713 | 9 | 0.10149
68206 | 12.825 | 0.8 | 365 | 11.729 | 0.51198 | 12 | 0.24101
68207 | 7.15 | 0.8 | 365 | 6.539 | 0.10804 | 6 | 0.64703
68208 | 2.16 | 0.8 | 365 | 1.9754 | 0.95991 | 2 | 0.93533
68209 | 6.36 | 0.8 | 365 | 5.8165 | 0.65974 | 6 | 0.47624
68211 | 5.025 | 1 | 365 | 5.7445 | 0.51537 | 6 | 0.25985
68212 | 10.695 | 0.8 | 365 | 9.781 | 0.60707 | 10 | 0.38811
68214 | 9.81 | 0.8 | 365 | 8.9717 | 0.9846 | 9 | 0.95628
68216 | 14.85 | 0.8 | 365 | 13.581 | 0.2244 | 13 | 0.80538
68217 | 13.25 | 1 | 365 | 15.1471 | 0.36391 | 15 | 0.51105
68223 | 7.685 | 0.8 | 365 | 7.0283 | 0.088855 | 7 | 0.11713
68224 | 12.255 | 0.8 | 365 | 11.2077 | 0.467 | 11 | 0.67474
68225 | 3.42 | 0.8 | 365 | 3.1277 | 0.26986 | 3 | 0.3976
68226 | 6.16 | 0.8 | 365 | 5.6336 | 0.29308 | 5 | 0.92667
68227 | 11.115 | 0.8 | 365 | 10.1652 | 0.37705 | 10 | 0.54221
68237 | 9.135 | 0.8 | 365 | 8.3544 | 0.74713 | 9 | 0.10149
68239 | 15.3 | 0.8 | 365 | 13.9925 | 0.04938 | 14 | 0.041903
68245 | 12.75 | 1 | 365 | 14.5755 | 0.2181 | 14 | 0.79365
68246 | 10.335 | 0.8 | 365 | 9.4518 | 0.94708 | 10 | 0.39889
68248 | 8 | 1 | 365 | 9.1454 | 0.33293 | 9 | 0.47837
68251 | 7.8 | 0.8 | 365 | 7.1334 | 0.29968 | 7 | 0.43313
68257 | 4.32 | 0.8 | 365 | 3.9508 | 0.91982 | 4 | 0.87065
68249 | 7.28 | 0.8 | 365 | 6.6579 | 0.34637 | 7 | 0.0042519
68260 | 11.07 | 0.8 | 365 | 10.124 | 0.29455 | 10 | 0.41855
68259 | 5.83 | 0.8 | 365 | 5.3318 | 0.6881 | 6 | 0.019889
68261 | 9 | 0.8 | 365 | 8.2309 | 0.49964 | 8 | 0.73053
68268 | 6.6 | 1 | 365 | 7.545 | 0.12467 | 7 | 0.66965
68265 | 8.7 | 0.8 | 365 | 7.9565 | 0.94965 | 8 | 0.90618
68270 | 9.54 | 1 | 365 | 10.9059 | 0.86202 | 11 | 0.76795
68271 | 6.93 | 0.8 | 365 | 6.3378 | 0.70472 | 7 | 0.042509
68272 | 11.7 | 0.8 | 365 | 10.7002 | 0.44953 | 11 | 0.14969
68273 | 8.1 | 1 | 365 | 9.2598 | 0.56209 | 9 | 0.82185
68274 | 7.84 | 0.8 | 365 | 7.17 | 0.37302 | 7 | 0.54304
68276 | 3.36 | 0.8 | 365 | 3.0729 | 0.15986 | 3 | 0.23273
60016 | 44.16 | 1 | 365 | 50.4828 | 0.19776 | 50 | 0.68059
46713 | 12.22 | 1 | 365 | 13.9697 | 0.0035475 | 13 | 0.97321
66385 | 4.59 | 1 | 365 | 5.2472 | 0.51852 | 5 | 0.76571
68293 | 4.2 | 0.8 | 365 | 3.8411 | 0.69983 | 4 | 0.54091
68294 | 7.56 | 0.8 | 365 | 6.914 | 0.85969 | 7 | 0.77365
68023 | 5.5 | 1 | 365 | 6.2875 | 0.60389 | 6 | 0.89138
68028 | 9.72 | 1 | 365 | 11.1117 | 0.27451 | 11 | 0.38622
68073 | 8.28 | 1 | 365 | 9.4655 | 0.97458 | 10 | 0.44011
68074 | 5.886 | 1 | 365 | 6.7288 | 0.48845 | 7 | 0.21721
68218 | 4.251 | 0.8 | 365 | 3.8877 | 0.79333 | 4 | 0.68105
68228 | 8.829 | 0.8 | 365 | 8.0745 | 0.18614 | 8 | 0.26065
68244 | 6.36 | 1 | 365 | 7.2706 | 0.57468 | 7 | 0.8453
68254 | 8.64 | 0.8 | 365 | 7.9017 | 0.83965 | 8 | 0.74131
68297 | 13.25 | 0.8 | 365 | 12.1177 | 0.29113 | 12 | 0.40884
68269 | 5.76 | 0.8 | 365 | 5.2678 | 0.55977 | 5 | 0.82754
68275 | 5.12 | 1 | 365 | 5.8531 | 0.73307 | 6 | 0.58616
68279 | 8.96 | 1 | 365 | 10.2429 | 0.53288 | 10 | 0.77577
68282 | 4.905 | 1 | 365 | 5.6073 | 0.24038 | 5 | 0.84767
68299 | 10.8 | 0.8 | 365 | 9.8771 | 0.79956 | 10 | 0.67664
68284 | 7.848 | 1 | 365 | 8.9717 | 0.9846 | 9 | 0.95628
68300 | 2.7 | 0.8 | 365 | 2.4693 | 0.94989 | 3 | 0.41916
68303 | 8.28 | 0.8 | 365 | 7.5724 | 0.17966 | 7 | 0.75209
68305 | 12.15 | 0.8 | 365 | 11.1117 | 0.27451 | 11 | 0.38622
68306 | 2.16 | 0.8 | 365 | 1.9754 | 0.95991 | 2 | 0.93533
68308 | 5.035 | 0.8 | 365 | 4.6047 | 0.23063 | 4 | 0.83536
68309 | 3.78 | 0.8 | 365 | 3.457 | 0.92985 | 4 | 0.38682
68310 | 3.51 | 0.8 | 365 | 3.21 | 0.43486 | 3 | 0.64491
68311 | 2.7 | 0.8 | 365 | 2.4693 | 0.94989 | 3 | 0.41916
68250 | 7.41 | 0.8 | 365 | 6.7768 | 0.5847 | 7 | 0.36147
67918 | 6.48 | 0.8 | 365 | 5.9262 | 0.87974 | 6 | 0.80598
68117 | 6.867 | 0.8 | 365 | 6.2802 | 0.58922 | 6 | 0.8694
68118 | 10.05 | 0.8 | 365 | 9.1912 | 0.42459 | 9 | 0.61576
68119 | 5.22 | 1 | 365 | 5.9674 | 0.96224 | 6 | 0.92964
68121 | 10.05 | 0.8 | 365 | 9.1912 | 0.42459 | 9 | 0.61576
68122 | 6.9 | 0.8 | 365 | 6.3104 | 0.64972 | 6 | 0.96007
68133 | 9.8 | 0.8 | 365 | 8.9625 | 0.96627 | 9 | 0.9288
68134 | 8.502 | 0.8 | 365 | 7.7755 | 0.58666 | 8 | 0.36211
68136 | 9.38 | 0.8 | 365 | 8.5784 | 0.19629 | 8 | 0.77471
68138 | 5.04 | 0.8 | 365 | 4.6093 | 0.2398 | 4 | 0.8491
68141 | 6.27 | 0.8 | 365 | 5.7342 | 0.49475 | 6 | 0.22894
65344 | 58.206 | 0.9 | 365 | 59.8859 | 0.047221 | 59 | 0.93316
68289 | 7.848 | 0.8 | 365 | 7.1773 | 0.38768 | 7 | 0.56502
68290 | 4.76 | 0.8 | 365 | 4.3532 | 0.72647 | 5 | 0.079703
68291 | 10.15 | 0.8 | 365 | 9.2826 | 0.60792 | 9 | 0.89054
68317 | 6.095 | 0.8 | 365 | 5.5741 | 0.17392 | 5 | 0.74807
68316 | 5.355 | 1 | 365 | 6.1217 | 0.2716 | 6 | 0.39333
68318 | 9.01 | 0.8 | 365 | 8.24 | 0.51797 | 8 | 0.75801
68312 | 4.24 | 0.8 | 365 | 3.8777 | 0.77316 | 4 | 0.65083
68322 | 8.12 | 0.8 | 365 | 7.4261 | 0.88634 | 8 | 0.31243
68255 | 2.7 | 0.8 | 365 | 2.4693 | 0.94989 | 3 | 0.41916
68323 | 8.1 | 0.8 | 365 | 7.4078 | 0.84967 | 8 | 0.25748
68326 | 4.68 | 1 | 365 | 5.3501 | 0.72476 | 6 | 0.074845
68325 | 8.1 | 0.8 | 365 | 7.4078 | 0.84967 | 8 | 0.25748
68327 | 5.76 | 0.8 | 365 | 5.2678 | 0.55977 | 5 | 0.82754
68329 | 3.15 | 0.8 | 365 | 2.8808 | 0.77487 | 3 | 0.65569
68330 | 4.8 | 0.8 | 365 | 4.3898 | 0.79981 | 5 | 0.18962
68332 | 9.15 | 0.8 | 365 | 8.3681 | 0.77463 | 9 | 0.14271
68334 | 12.6 | 0.8 | 365 | 11.5233 | 0.099489 | 11 | 0.62274
68335 | 6.375 | 0.8 | 365 | 5.8302 | 0.68724 | 6 | 0.51746
68336 | 9.38 | 0.8 | 365 | 8.5784 | 0.19629 | 8 | 0.77471
68341 | 5.7 | 0.8 | 365 | 5.2129 | 0.44977 | 5 | 0.66267
64155 | 54.6 | 0.9 | 365 | 56.1759 | 0.61001 | 56 | 0.78588
68344 | 13.115 | 0.8 | 365 | 11.9942 | 0.043635 | 12 | 0.03788
68349 | 12 | 1 | 365 | 13.7182 | 0.49939 | 14 | 0.21755
68350 | 13.23 | 1 | 365 | 15.1243 | 0.31808 | 15 | 0.44235
68351 | 5.13 | 0.8 | 365 | 4.6916 | 0.40479 | 5 | 0.096403
68352 | 4.251 | 1 | 365 | 4.8597 | 0.74166 | 5 | 0.60132
68354 | 7.848 | 1 | 365 | 8.9717 | 0.9846 | 9 | 0.95628
68356 | 7.2 | 0.8 | 365 | 6.5847 | 0.19971 | 6 | 0.78442
68358 | 7.848 | 1 | 365 | 8.9717 | 0.9846 | 9 | 0.95628
68359 | 8.375 | 1 | 365 | 9.5741 | 0.19228 | 9 | 0.76642
68360 | 10.865 | 0.8 | 365 | 9.9365 | 0.91873 | 10 | 0.85525
68361 | 5.175 | 0.8 | 365 | 4.7328 | 0.48729 | 5 | 0.22006
68362 | 5.565 | 0.8 | 365 | 5.0894 | 0.20227 | 5 | 0.29171
68363 | 4.86 | 0.8 | 365 | 4.4447 | 0.9098 | 5 | 0.35449
68367 | 2.97 | 0.8 | 365 | 2.7162 | 0.44488 | 3 | 0.16108
68370 | 9.69 | 0.8 | 365 | 8.8619 | 0.76461 | 9 | 0.62654
68371 | 5.98 | 0.8 | 365 | 5.469 | 0.96309 | 6 | 0.43206
68372 | 6.05 | 1 | 365 | 6.9162 | 0.86428 | 7 | 0.78052
68373 | 11.655 | 0.8 | 365 | 10.659 | 0.36703 | 11 | 0.026038
68375 | 24.885 | 1 | 365 | 28.448 | 0.026864 | 28 | 0.4749
68374 | 9.435 | 0.8 | 365 | 8.6287 | 0.29712 | 8 | 0.92584
68377 | 5.88 | 0.8 | 365 | 5.3775 | 0.77976 | 6 | 0.15728
68378 | 3.78 | 0.8 | 365 | 3.457 | 0.92985 | 4 | 0.38682
68381 | 8.12 | 0.8 | 365 | 7.4261 | 0.88634 | 8 | 0.31243
68382 | 8.7 | 0.8 | 365 | 7.9565 | 0.94965 | 8 | 0.90618
68385 | 2.12 | 0.8 | 365 | 1.9388 | 0.88658 | 2 | 0.82541
68384 | 14.4 | 0.8 | 365 | 13.1694 | 0.39942 | 13 | 0.56885
68386 | 10.464 | 0.8 | 365 | 9.5698 | 0.18358 | 9 | 0.75336
68387 | 5.4 | 0.8 | 365 | 4.9385 | 0.89978 | 5 | 0.83832
68390 | 12 | 0.8 | 365 | 10.9745 | 0.99951 | 11 | 0.97404
68389 | 5.7 | 0.8 | 365 | 5.2129 | 0.44977 | 5 | 0.66267
68391 | 4.42 | 0.8 | 365 | 4.0423 | 0.10315 | 4 | 0.14544
68392 | 4.94 | 0.8 | 365 | 4.5178 | 0.056466 | 4 | 0.57431
68393 | 5.72 | 0.8 | 365 | 5.2312 | 0.48643 | 5 | 0.71763
68394 | 9.45 | 0.8 | 365 | 8.6424 | 0.32462 | 8 | 0.96706
68395 | 8.28 | 0.8 | 365 | 7.5724 | 0.17966 | 7 | 0.75209
68396 | 7.695 | 0.8 | 365 | 7.0374 | 0.10719 | 7 | 0.1446
68397 | 9.72 | 0.8 | 365 | 8.8894 | 0.81961 | 9 | 0.70897
68398 | 9.8 | 0.8 | 365 | 8.9625 | 0.96627 | 9 | 0.9288
68400 | 7.035 | 0.8 | 365 | 6.4338 | 0.89721 | 7 | 0.33103
68401 | 6.48 | 1 | 365 | 7.4078 | 0.84967 | 8 | 0.25748
68402 | 12.505 | 0.8 | 365 | 11.4364 | 0.92533 | 12 | 0.3617
68403 | 6 | 0.8 | 365 | 5.4873 | 0.99976 | 6 | 0.48702
68404 | 2.24 | 0.8 | 365 | 2.0486 | 0.10658 | 2 | 0.15515
68405 | 3.66 | 0.8 | 365 | 3.3472 | 0.70985 | 4 | 0.057083
68406 | 11.655 | 0.8 | 365 | 10.659 | 0.36703 | 11 | 0.026038
68407 | 9.81 | 1 | 365 | 11.2146 | 0.48075 | 11 | 0.69535
51288 | 7.14 | 1 | 365 | 8.1623 | 0.36214 | 8 | 0.52444
68410 | 5.32 | 0.8 | 365 | 4.8654 | 0.75312 | 5 | 0.61849
68411 | 5.83 | 0.8 | 365 | 5.3318 | 0.6881 | 6 | 0.019889
68383 | 5.12 | 0.8 | 365 | 4.6825 | 0.38646 | 5 | 0.068924
68420 | 24.4 | 0.8 | 365 | 22.3149 | 0.73234 | 23 | 0.047218
68232 | 19.8 | 1 | 365 | 22.635 | 0.374 | 23 | 0.0089608
65911 | 3.9 | 1 | 365 | 4.4584 | 0.9373 | 5 | 0.3957
65931 | 5.04 | 1 | 365 | 5.7616 | 0.54974 | 6 | 0.31137
65411 | 5.3 | 1 | 365 | 6.0589 | 0.14556 | 6 | 0.20442
64927 | 13 | 1 | 365 | 14.8613 | 0.79101 | 15 | 0.65235
63924 | 5.1 | 1 | 365 | 5.8302 | 0.68724 | 6 | 0.51746
67987 | 3.3 | 0.8 | 365 | 3.018 | 0.049866 | 3 | 0.067861
65972 | 3.12 | 1 | 365 | 3.5667 | 0.14984 | 3 | 0.71656
68422 | 4.05 | 0.8 | 365 | 3.7039 | 0.42484 | 4 | 0.12874
65925 | 5.2 | 1 | 365 | 5.9445 | 0.9164 | 6 | 0.86094
68424 | 6.21 | 0.8 | 365 | 5.6793 | 0.38475 | 6 | 0.064067
66113 | 12.455 | 0.8 | 365 | 11.3906 | 0.83366 | 12 | 0.22431
68427 | 5.4 | 0.8 | 365 | 4.9385 | 0.89978 | 5 | 0.83832
65973 | 13.26 | 0.8 | 365 | 12.1269 | 0.30946 | 12 | 0.43632
68430 | 3.2 | 0.8 | 365 | 2.9265 | 0.86654 | 3 | 0.79308
66528 | 2.08 | 0.8 | 365 | 1.9023 | 0.81325 | 2 | 0.7155
68432 | 8.625 | 0.8 | 365 | 7.8879 | 0.81215 | 8 | 0.70009
66094 | 2.6 | 0.8 | 365 | 2.3778 | 0.76656 | 3 | 0.14438
68433 | 11.4 | 0.8 | 365 | 10.4258 | 0.89954 | 11 | 0.32534
39721 | 2.6 | 1 | 365 | 2.9723 | 0.9582 | 3 | 0.93047
66611 | 12.285 | 0.8 | 365 | 11.2352 | 0.522 | 11 | 0.75718
68431 | 9 | 1 | 365 | 10.2886 | 0.62454 | 10 | 0.91316
68434 | 7.2 | 0.8 | 365 | 6.5847 | 0.19971 | 6 | 0.78442
66339 | 11.44 | 1 | 365 | 13.078 | 0.21609 | 13 | 0.29407
68436 | 12.6 | 0.8 | 365 | 11.5233 | 0.099489 | 11 | 0.62274
68438 | 19.2 | 0.8 | 365 | 17.5592 | 0.19922 | 17 | 0.75847
68439 | 4.725 | 0.8 | 365 | 4.3212 | 0.66231 | 4 | 0.98353
66614 | 12.22 | 0.8 | 365 | 11.1757 | 0.40284 | 11 | 0.57857
68437 | 11.1 | 0.8 | 365 | 10.1514 | 0.34955 | 10 | 0.50099
67982 | 8.67 | 1 | 365 | 9.9114 | 0.86831 | 10 | 0.77968
68190 | 11.52 | 1 | 365 | 13.1694 | 0.39942 | 13 | 0.56885
67139 | 8.505 | 0.8 | 365 | 7.7782 | 0.59216 | 8 | 0.37035
68191 | 4.27 | 1 | 365 | 4.8814 | 0.7852 | 5 | 0.66658
68442 | 8.4 | 0.8 | 365 | 7.6822 | 0.39966 | 8 | 0.081829
67990 | 5.985 | 0.8 | 365 | 5.4735 | 0.97226 | 6 | 0.4458
67498 | 8.64 | 1 | 365 | 9.8771 | 0.79956 | 10 | 0.67664
68443 | 8.525 | 0.8 | 365 | 7.7965 | 0.62882 | 8 | 0.42531
67284 | 6.89 | 0.8 | 365 | 6.3012 | 0.63139 | 6 | 0.9326
68193 | 11.025 | 1 | 365 | 12.6036 | 0.26507 | 12 | 0.86863
67543 | 8.32 | 0.8 | 365 | 7.609 | 0.253 | 7 | 0.862
68194 | 8.4 | 1 | 365 | 9.6027 | 0.24957 | 9 | 0.85229
68210 | 10.5 | 1 | 365 | 12.0034 | 0.061968 | 12 | 0.065358
68199 | 5.7 | 1 | 365 | 6.5161 | 0.062211 | 6 | 0.57834
68445 | 7.155 | 1 | 365 | 8.1795 | 0.39651 | 8 | 0.57597
68213 | 8.4 | 1 | 365 | 9.6027 | 0.24957 | 9 | 0.85229
68200 | 8.505 | 1 | 365 | 9.7227 | 0.49019 | 10 | 0.21294
68215 | 7.75 | 1 | 365 | 8.8596 | 0.76002 | 9 | 0.61967
68220 | 9.6 | 1 | 365 | 10.9745 | 0.99951 | 11 | 0.97404
68221 | 7.04 | 1 | 365 | 8.048 | 0.13298 | 8 | 0.18096
68233 | 4.725 | 1 | 365 | 5.4015 | 0.82789 | 6 | 0.22941
68240 | 11.025 | 0.8 | 365 | 10.0828 | 0.21205 | 10 | 0.2949
68243 | 3.05 | 0.8 | 365 | 2.7894 | 0.59154 | 3 | 0.3809
68446 | 9.975 | 0.8 | 365 | 9.1226 | 0.2871 | 9 | 0.40967
68339 | 13.68 | 0.8 | 365 | 12.511 | 0.079446 | 12 | 0.59041
68441 | 5.4 | 0.8 | 365 | 4.9385 | 0.89978 | 5 | 0.83832
68453 | 8.1 | 0.8 | 365 | 7.4078 | 0.84967 | 8 | 0.25748
68454 | 4.94 | 0.8 | 365 | 4.5178 | 0.056466 | 4 | 0.57431
68455 | 8.64 | 0.8 | 365 | 7.9017 | 0.83965 | 8 | 0.74131
68456 | 8.64 | 0.8 | 365 | 7.9017 | 0.83965 | 8 | 0.74131
68457 | 11.02 | 0.8 | 365 | 10.0783 | 0.20289 | 10 | 0.28116
68458 | 5.83 | 0.8 | 365 | 5.3318 | 0.6881 | 6 | 0.019889
68302 | 5.4 | 0.8 | 365 | 4.9385 | 0.89978 | 5 | 0.83832
68460 | 8.64 | 0.8 | 365 | 7.9017 | 0.83965 | 8 | 0.74131
68461 | 9.6 | 0.8 | 365 | 8.7796 | 0.59961 | 9 | 0.37923
68463 | 3.66 | 0.8 | 365 | 3.3472 | 0.70985 | 4 | 0.057083
68464 | 5.44 | 0.8 | 365 | 4.9751 | 0.97311 | 5 | 0.94823
68467 | 7.56 | 0.8 | 365 | 6.914 | 0.85969 | 7 | 0.77365
68469 | 4.485 | 0.8 | 365 | 4.1017 | 0.22232 | 4 | 0.32405
68470 | 10.08 | 0.8 | 365 | 9.2186 | 0.47959 | 9 | 0.69819
68471 | 7.5 | 0.8 | 365 | 6.8591 | 0.7497 | 7 | 0.60878
68473 | 4.5 | 0.8 | 365 | 4.1154 | 0.24982 | 4 | 0.36527
68474 | 12 | 0.8 | 365 | 10.9745 | 0.99951 | 11 | 0.97404
68475 | 4.68 | 0.8 | 365 | 4.2801 | 0.57981 | 4 | 0.85988
68476 | 10.965 | 0.8 | 365 | 10.028 | 0.10206 | 10 | 0.13003
68477 | 9.24 | 0.8 | 365 | 8.4504 | 0.93963 | 9 | 0.39001
68478 | 3.92 | 0.8 | 365 | 3.585 | 0.18651 | 3 | 0.77152
68480 | 5.415 | 0.8 | 365 | 4.9523 | 0.92728 | 5 | 0.87954
68481 | 4.08 | 0.8 | 365 | 3.7313 | 0.47983 | 4 | 0.21117
68485 | 7.8 | 0.8 | 365 | 7.1334 | 0.29968 | 7 | 0.43313
68486 | 2.08 | 0.8 | 365 | 1.9023 | 0.81325 | 2 | 0.7155
68487 | 8.58 | 0.8 | 365 | 7.8468 | 0.72965 | 8 | 0.57644
68490 | 16.64 | 0.8 | 365 | 15.218 | 0.50599 | 15 | 0.724
68491 | 5.035 | 0.8 | 365 | 4.6047 | 0.23063 | 4 | 0.83536
68493 | 7.28 | 0.8 | 365 | 6.6579 | 0.34637 | 7 | 0.0042519
68494 | 7.42 | 0.8 | 365 | 6.7859 | 0.60303 | 7 | 0.38895
68495 | 7.8 | 0.8 | 365 | 7.1334 | 0.29968 | 7 | 0.43313
68497 | 7.8 | 0.8 | 365 | 7.1334 | 0.29968 | 7 | 0.43313
68499 | 11.44 | 0.8 | 365 | 10.4624 | 0.97287 | 11 | 0.43525
68505 | 6.48 | 0.8 | 365 | 5.9262 | 0.87974 | 6 | 0.80598
68509 | 13.23 | 0.8 | 365 | 12.0994 | 0.25446 | 12 | 0.35388
68510 | 11.025 | 0.8 | 365 | 10.0828 | 0.21205 | 10 | 0.2949
68511 | 7.54 | 0.8 | 365 | 6.8957 | 0.82303 | 7 | 0.71869
68517 | 6.555 | 1 | 365 | 7.4935 | 0.021543 | 7 | 0.51509
68368 | 10.05 | 0.8 | 365 | 9.1912 | 0.42459 | 9 | 0.61576
68516 | 5.355 | 0.8 | 365 | 4.8974 | 0.81728 | 5 | 0.71467
68520 | 6.213 | 1 | 365 | 7.1026 | 0.23781 | 7 | 0.34039
68521 | 4.48 | 0.8 | 365 | 4.0972 | 0.21315 | 4 | 0.31031
68522 | 9.88 | 0.8 | 365 | 9.0357 | 0.11293 | 9 | 0.14863
68525 | 13.44 | 1 | 365 | 15.3643 | 0.79932 | 16 | 0.16366
68519 | 4.69 | 1 | 365 | 5.3615 | 0.74768 | 6 | 0.10919
68524 | 3.36 | 0.8 | 365 | 3.0729 | 0.15986 | 3 | 0.23273
68526 | 3.78 | 0.8 | 365 | 3.457 | 0.92985 | 4 | 0.38682
68529 | 12.72 | 1 | 365 | 14.5412 | 0.14936 | 14 | 0.69061
68532 | 5.2 | 0.8 | 365 | 4.7556 | 0.53312 | 5 | 0.28875
68530 | 11.655 | 1 | 365 | 13.3238 | 0.70878 | 14 | 0.032547
68531 | 10.08 | 0.8 | 365 | 9.2186 | 0.47959 | 9 | 0.69819
68533 | 11.385 | 1 | 365 | 13.0151 | 0.090048 | 13 | 0.10515
68534 | 9.315 | 1 | 365 | 10.6487 | 0.3464 | 10 | 0.99512
68535 | 3.84 | 1 | 365 | 4.3898 | 0.79981 | 5 | 0.18962
68537 | 8.96 | 1 | 365 | 10.2429 | 0.53288 | 10 | 0.77577
68538 | 6.095 | 0.8 | 365 | 5.5741 | 0.17392 | 5 | 0.74807
68539 | 6.5 | 0.8 | 365 | 5.9445 | 0.9164 | 6 | 0.86094
68540 | 8.06 | 0.8 | 365 | 7.3712 | 0.77634 | 8 | 0.14756
68542 | 9.765 | 0.8 | 365 | 8.9305 | 0.9021 | 9 | 0.83263
68544 | 8.505 | 0.8 | 365 | 7.7782 | 0.59216 | 8 | 0.37035
68545 | 3.9 | 0.8 | 365 | 3.5667 | 0.14984 | 3 | 0.71656
68546 | 3.38 | 0.8 | 365 | 3.0912 | 0.19653 | 3 | 0.28769
68547 | 4.8 | 0.8 | 365 | 4.3898 | 0.79981 | 5 | 0.18962
68550 | 6.08 | 1 | 365 | 6.9505 | 0.93303 | 7 | 0.88356
64771 | 88.04 | 0.9 | 365 | 90.581 | 0.57849 | 91 | 0.1595
68552 | 11.4 | 0.8 | 365 | 10.4258 | 0.89954 | 11 | 0.32534
68553 | 12.915 | 0.8 | 365 | 11.8113 | 0.67698 | 12 | 0.48831
68554 | 12.19 | 0.8 | 365 | 11.1483 | 0.34784 | 11 | 0.49613
68555 | 10.865 | 0.8 | 365 | 9.9365 | 0.91873 | 10 | 0.85525
26453 | 696.96 | 1 | 365 | 796.7507 | 0.16469 | 796 | 0.91542
68557 | 7.43 | 1 | 365 | 8.4938 | 0.026707 | 8 | 0.52053
68559 | 13.5 | 0.8 | 365 | 12.3463 | 0.74945 | 13 | 0.095797
68560 | 9.86 | 1 | 365 | 11.2718 | 0.59533 | 11 | 0.86709
68549 | 5.13 | 0.8 | 365 | 4.6916 | 0.40479 | 5 | 0.096403
68565 | 7.56 | 1 | 365 | 8.6424 | 0.32462 | 8 | 0.96706
68566 | 2.12 | 1 | 365 | 2.4235 | 0.85823 | 3 | 0.28177
68567 | 8.68 | 0.8 | 365 | 7.9382 | 0.91298 | 8 | 0.85122
68568 | 8.55 | 0.8 | 365 | 7.8194 | 0.67465 | 8 | 0.494
68569 | 6.09 | 1 | 365 | 6.962 | 0.95594 | 7 | 0.91791
68570 | 11.2 | 0.8 | 365 | 10.2429 | 0.53288 | 10 | 0.77577
68574 | 3.36 | 0.8 | 365 | 3.0729 | 0.15986 | 3 | 0.23273
68575 | 8.45 | 0.8 | 365 | 7.7279 | 0.49132 | 8 | 0.21922
68577 | 5.04 | 0.8 | 365 | 4.6093 | 0.2398 | 4 | 0.8491
68579 | 11.6 | 1 | 365 | 13.2609 | 0.58275 | 13 | 0.84363
68580 | 5.46 | 0.8 | 365 | 4.9934 | 0.0097787 | 5 | 0.0031889
68581 | 13.5 | 1 | 365 | 15.4329 | 0.93682 | 16 | 0.36975
68583 | 5.88 | 0.8 | 365 | 5.3775 | 0.77976 | 6 | 0.15728
68585 | 12.426 | 0.8 | 365 | 11.3641 | 0.7805 | 12 | 0.14462
68586 | 4.94 | 0.8 | 365 | 4.5178 | 0.056466 | 4 | 0.57431
68589 | 4.68 | 0.8 | 365 | 4.2801 | 0.57981 | 4 | 0.85988
68590 | 7.68 | 0.8 | 365 | 7.0237 | 0.079689 | 7 | 0.10339
68591 | 8 | 0.8 | 365 | 7.3164 | 0.66634 | 7 | 0.98269
68592 | 14 | 0.8 | 365 | 12.8036 | 0.6661 | 13 | 0.46972
68597 | 9.45 | 0.8 | 365 | 8.6424 | 0.32462 | 8 | 0.96706
68598 | 11.76 | 0.8 | 365 | 10.755 | 0.55952 | 11 | 0.31456
68601 | 10.08 | 0.8 | 365 | 9.2186 | 0.47959 | 9 | 0.69819
68602 | 5.04 | 0.8 | 365 | 4.6093 | 0.2398 | 4 | 0.8491
68603 | 6.72 | 0.8 | 365 | 6.1457 | 0.31973 | 6 | 0.46546
68604 | 7.84 | 0.8 | 365 | 7.17 | 0.37302 | 7 | 0.54304
68605 | 7.56 | 0.8 | 365 | 6.914 | 0.85969 | 7 | 0.77365
68606 | 9.45 | 0.8 | 365 | 8.6424 | 0.32462 | 8 | 0.96706
68607 | 7.84 | 0.8 | 365 | 7.17 | 0.37302 | 7 | 0.54304
68608 | 6.447 | 0.8 | 365 | 5.8961 | 0.81924 | 6 | 0.7153
68609 | 6.76 | 0.8 | 365 | 6.1823 | 0.39306 | 6 | 0.57538
68610 | 7.65 | 0.8 | 365 | 6.9963 | 0.02469 | 7 | 0.020952
68611 | 13.26 | 0.8 | 365 | 12.1269 | 0.30946 | 12 | 0.43632
68612 | 5.98 | 0.8 | 365 | 5.469 | 0.96309 | 6 | 0.43206
68613 | 10.92 | 0.8 | 365 | 9.9868 | 0.019557 | 10 | 0.0063779
68614 | 7.54 | 0.8 | 365 | 6.8957 | 0.82303 | 7 | 0.71869
68616 | 13.25 | 0.8 | 365 | 12.1177 | 0.29113 | 12 | 0.40884
68617 | 2.16 | 0.8 | 365 | 1.9754 | 0.95991 | 2 | 0.93533
52343 | 3.12 | 1 | 365 | 3.5667 | 0.14984 | 3 | 0.71656
68622 | 7.125 | 0.8 | 365 | 6.5161 | 0.062211 | 6 | 0.57834
68623 | 11.13 | 0.8 | 365 | 10.1789 | 0.40455 | 10 | 0.58342
68625 | 9.52 | 0.8 | 365 | 8.7065 | 0.45295 | 9 | 0.15941
68626 | 8.4 | 0.8 | 365 | 7.6822 | 0.39966 | 8 | 0.081829
68627 | 2.24 | 0.8 | 365 | 2.0486 | 0.10658 | 2 | 0.15515
68628 | 5.67 | 0.8 | 365 | 5.1855 | 0.39477 | 5 | 0.58023
68365 | 4.64 | 0.8 | 365 | 4.2435 | 0.50648 | 4 | 0.74996
68629 | 12.075 | 1 | 365 | 13.8039 | 0.67126 | 14 | 0.47516
68630 | 2.86 | 0.8 | 365 | 2.6156 | 0.24322 | 2 | 0.85881
68631 | 5.2 | 0.8 | 365 | 4.7556 | 0.53312 | 5 | 0.28875
68632 | 7 | 0.8 | 365 | 6.4018 | 0.83305 | 7 | 0.23486
68635 | 7.56 | 0.8 | 365 | 6.914 | 0.85969 | 7 | 0.77365
68637 | 2.08 | 0.8 | 365 | 1.9023 | 0.81325 | 2 | 0.7155
68638 | 9.135 | 0.8 | 365 | 8.3544 | 0.74713 | 9 | 0.10149
68642 | 8.19 | 0.8 | 365 | 7.4901 | 0.014668 | 7 | 0.50478
68641 | 5.88 | 0.8 | 365 | 5.3775 | 0.77976 | 6 | 0.15728
68643 | 10.64 | 0.8 | 365 | 9.7307 | 0.50624 | 10 | 0.23698
68644 | 5.72 | 0.8 | 365 | 5.2312 | 0.48643 | 5 | 0.71763
68646 | 3.36 | 0.8 | 365 | 3.0729 | 0.15986 | 3 | 0.23273
63316 | 75.6 | 0.9 | 365 | 77.782 | 0.92155 | 78 | 0.70352
68648 | 6.325 | 0.8 | 365 | 5.7845 | 0.59558 | 6 | 0.38007
64881 | 68.48 | 0.9 | 365 | 70.4565 | 0.23688 | 70 | 0.69335
68651 | 6.03 | 0.8 | 365 | 5.5147 | 0.054756 | 5 | 0.56946
68652 | 4.95 | 0.8 | 365 | 4.527 | 0.074799 | 4 | 0.60179
68653 | 8.96 | 0.8 | 365 | 8.1943 | 0.4263 | 8 | 0.62062
64033 | 74.4 | 0.9 | 365 | 76.5473 | 0.44661 | 76 | 0.99394
64225 | 253.44 | 0.9 | 365 | 260.7548 | 0.70844 | 261 | 0.46323
68654 | 4.93 | 0.8 | 365 | 4.5087 | 0.038134 | 4 | 0.54684
68655 | 3.71 | 0.8 | 365 | 3.393 | 0.80152 | 4 | 0.19447
68659 | 8.1 | 0.8 | 365 | 7.4078 | 0.84967 | 8 | 0.25748
68661 | 5.415 | 0.8 | 365 | 4.9523 | 0.92728 | 5 | 0.87954
68663 | 4.42 | 0.8 | 365 | 4.0423 | 0.10315 | 4 | 0.14544
68667 | 5.76 | 0.8 | 365 | 5.2678 | 0.55977 | 5 | 0.82754
68666 | 7.125 | 0.8 | 365 | 6.5161 | 0.062211 | 6 | 0.57834
66363 | 7.68 | 1 | 365 | 8.7796 | 0.59961 | 9 | 0.37923
68669 | 12.255 | 0.8 | 365 | 11.2077 | 0.467 | 11 | 0.67474
66285 | 5.52 | 1 | 365 | 6.3104 | 0.64972 | 6 | 0.96007
68670 | 11.4 | 0.8 | 365 | 10.4258 | 0.89954 | 11 | 0.32534
68671 | 12.74 | 0.8 | 365 | 11.6513 | 0.35615 | 12 | 0.0074408
68672 | 2.385 | 1 | 365 | 2.7265 | 0.4655 | 3 | 0.19199
68673 | 11.2 | 0.8 | 365 | 10.2429 | 0.53288 | 10 | 0.77577
68674 | 5.12 | 0.8 | 365 | 4.6825 | 0.38646 | 5 | 0.068924
68676 | 9.315 | 0.8 | 365 | 8.519 | 0.077122 | 8 | 0.5961
68678 | 19.62 | 0.8 | 365 | 17.9434 | 0.9692 | 18 | 0.91256
68679 | 2.205 | 0.8 | 365 | 2.0166 | 0.042411 | 2 | 0.05898
68681 | 4.16 | 0.8 | 365 | 3.8045 | 0.6265 | 4 | 0.431
68680 | 15.12 | 0.8 | 365 | 13.8279 | 0.71939 | 14 | 0.54729
68682 | 5.1 | 0.8 | 365 | 4.6642 | 0.34979 | 5 | 0.013968
68683 | 8.96 | 0.8 | 365 | 8.1943 | 0.4263 | 8 | 0.62062
68684 | 9.8 | 0.8 | 365 | 8.9625 | 0.96627 | 9 | 0.9288
68686 | 4.2 | 0.8 | 365 | 3.8411 | 0.69983 | 4 | 0.54091
68687 | 7.245 | 0.8 | 365 | 6.6259 | 0.28221 | 6 | 0.90808
68689 | 10.56 | 0.8 | 365 | 9.6576 | 0.35957 | 10 | 0.017157
68688 | 7.02 | 0.8 | 365 | 6.4201 | 0.86972 | 7 | 0.28981
68690 | 5.72 | 0.8 | 365 | 5.2312 | 0.48643 | 5 | 0.71763
68691 | 6.48 | 0.8 | 365 | 5.9262 | 0.87974 | 6 | 0.80598
68694 | 7 | 0.8 | 365 | 6.4018 | 0.83305 | 7 | 0.23486
68696 | 14.04 | 0.8 | 365 | 12.8402 | 0.73943 | 13 | 0.57963
68697 | 4.42 | 0.8 | 365 | 4.0423 | 0.10315 | 4 | 0.14544
68698 | 14 | 0.8 | 365 | 12.8036 | 0.6661 | 13 | 0.46972
68699 | 1.96 | 0.8 | 365 | 1.7925 | 0.59325 | 2 | 0.38576
68700 | 7.28 | 0.8 | 365 | 6.6579 | 0.34637 | 7 | 0.0042519
68701 | 9.36 | 0.8 | 365 | 8.5601 | 0.15962 | 8 | 0.71975
68702 | 5.67 | 0.8 | 365 | 5.1855 | 0.39477 | 5 | 0.58023
68703 | 8.505 | 0.8 | 365 | 7.7782 | 0.59216 | 8 | 0.37035
68704 | 7.56 | 0.8 | 365 | 6.914 | 0.85969 | 7 | 0.77365
68705 | 6.76 | 0.8 | 365 | 6.1823 | 0.39306 | 6 | 0.57538
68706 | 4.48 | 0.8 | 365 | 4.0972 | 0.21315 | 4 | 0.31031
68708 | 3.64 | 0.8 | 365 | 3.3289 | 0.67319 | 4 | 0.002126
68709 | 13.78 | 0.8 | 365 | 12.6024 | 0.26277 | 12 | 0.86519
68710 | 8.32 | 0.8 | 365 | 7.609 | 0.253 | 7 | 0.862
68711 | 8.82 | 0.8 | 365 | 8.0663 | 0.16964 | 8 | 0.23592
68712 | 6.5 | 0.8 | 365 | 5.9445 | 0.9164 | 6 | 0.86094
68713 | 13.44 | 0.8 | 365 | 12.2915 | 0.63946 | 12 | 0.93093
68714 | 8.82 | 0.8 | 365 | 8.0663 | 0.16964 | 8 | 0.23592
68716 | 6.615 | 0.8 | 365 | 6.0497 | 0.12723 | 6 | 0.17694
65620 | 7.95 | 0.8 | 365 | 7.2706 | 0.57468 | 7 | 0.8453
68722 | 2.43 | 0.8 | 365 | 2.2223 | 0.4549 | 2 | 0.67724
68723 | 6.75 | 0.8 | 365 | 6.1732 | 0.37473 | 6 | 0.5479
66290 | 7.95 | 1 | 365 | 9.0883 | 0.21835 | 9 | 0.30663
66352 | 5.72 | 1 | 365 | 6.539 | 0.10804 | 6 | 0.64703
66399 | 7.54 | 1 | 365 | 8.6196 | 0.27878 | 8 | 0.89836
66430 | 9.01 | 1 | 365 | 10.3001 | 0.64746 | 10 | 0.94751
67033 | 7.56 | 0.8 | 365 | 6.914 | 0.85969 | 7 | 0.77365
68465 | 9.3 | 0.8 | 365 | 8.5053 | 0.049623 | 8 | 0.55488
68832 | 5.36 | 0.8 | 365 | 4.902 | 0.82645 | 5 | 0.72841
68167 | 5.4 | 0.8 | 365 | 4.9385 | 0.89978 | 5 | 0.83832
68064 | 12 | 0.8 | 365 | 10.9745 | 0.99951 | 11 | 0.97404
68198 | 6.405 | 1 | 365 | 7.3221 | 0.6778 | 7 | 0.99987
68429 | 21.06 | 0.8 | 365 | 19.2603 | 0.60915 | 19 | 0.86944
68111 | 4.59 | 0.8 | 365 | 4.1978 | 0.41481 | 4 | 0.61257
68287 | 15.96 | 0.8 | 365 | 14.5961 | 0.25935 | 14 | 0.85548
68675 | 14.84 | 0.8 | 365 | 13.5718 | 0.20607 | 13 | 0.7779
68192 | 6.3 | 1 | 365 | 7.202 | 0.43718 | 7 | 0.63921
67292 | 9.275 | 1 | 365 | 10.603 | 0.25474 | 10 | 0.85773
68707 | 12.74 | 0.8 | 365 | 11.6513 | 0.35615 | 12 | 0.0074408
45560 | 13.16 | 0.8 | 365 | 12.0354 | 0.12613 | 12 | 0.16153
66378 | 6.24 | 1 | 365 | 7.1334 | 0.29968 | 7 | 0.43313
68745 | 7.43 | 1 | 365 | 8.4938 | 0.026707 | 8 | 0.52053
39503 | 7.54 | 1 | 365 | 8.6196 | 0.27878 | 8 | 0.89836
34793 | 111.51 | 0.9 | 365 | 114.7284 | 0.98429 | 115 | 0.71269
55058 | 8.215 | 1 | 365 | 9.3912 | 0.82563 | 10 | 0.21685
67758 | 9.57 | 0.8 | 365 | 8.7522 | 0.54461 | 9 | 0.2968
68115 | 7.14 | 0.8 | 365 | 6.5298 | 0.089711 | 6 | 0.61955
68128 | 13.395 | 0.8 | 365 | 12.2503 | 0.55696 | 12 | 0.80727
68399 | 8.04 | 1 | 365 | 9.1912 | 0.42459 | 9 | 0.61576
68447 | 11.76 | 0.8 | 365 | 10.755 | 0.55952 | 11 | 0.31456
68649 | 6.84 | 1 | 365 | 7.8194 | 0.67465 | 8 | 0.494
68770 | 7.2 | 1 | 365 | 8.2309 | 0.49964 | 8 | 0.73053
68488 | 5.565 | 0.8 | 365 | 5.0894 | 0.20227 | 5 | 0.29171
59618 | 759.78 | 1 | 365 | 868.5653 | 0.124 | 868 | 0.6893
45410 | 7.98 | 0.8 | 365 | 7.2981 | 0.62968 | 7 | 0.92774
67799 | 11.7 | 1 | 365 | 13.3752 | 0.81191 | 14 | 0.18711
68203 | 7.98 | 0.8 | 365 | 7.2981 | 0.62968 | 7 | 0.92774
68234 | 6.3 | 1 | 365 | 7.202 | 0.43718 | 7 | 0.63921
68425 | 9.6 | 0.8 | 365 | 8.7796 | 0.59961 | 9 | 0.37923
68496 | 7.8 | 1 | 365 | 8.9168 | 0.8746 | 9 | 0.79141
68615 | 11.96 | 0.8 | 365 | 10.9379 | 0.92618 | 11 | 0.86413
68726 | 5.94 | 0.8 | 365 | 5.4324 | 0.88976 | 6 | 0.32215
68728 | 9.275 | 0.8 | 365 | 8.4824 | 0.0037907 | 8 | 0.48619
68729 | 11.13 | 0.8 | 365 | 10.1789 | 0.40455 | 10 | 0.58342
68732 | 4.32 | 0.8 | 365 | 3.9508 | 0.91982 | 4 | 0.87065
68733 | 11.07 | 0.8 | 365 | 10.124 | 0.29455 | 10 | 0.41855
68734 | 11.66 | 0.8 | 365 | 10.6636 | 0.37619 | 11 | 0.039777
68735 | 6.095 | 0.8 | 365 | 5.5741 | 0.17392 | 5 | 0.74807
62225 | 56.1 | 0.9 | 365 | 57.7192 | 0.70369 | 58 | 0.42285
68740 | 3.975 | 0.8 | 365 | 3.6353 | 0.28734 | 3 | 0.92265
68743 | 13.52 | 0.8 | 365 | 12.3646 | 0.78612 | 13 | 0.15075
68747 | 3.315 | 0.8 | 365 | 3.0317 | 0.077366 | 3 | 0.10908
68748 | 11.2 | 0.8 | 365 | 10.2429 | 0.53288 | 10 | 0.77577
68750 | 9.52 | 0.8 | 365 | 8.7065 | 0.45295 | 9 | 0.15941
53158 | 44.28 | 0.8 | 365 | 40.496 | 0.17821 | 40 | 0.67421
68558 | 12.88 | 1 | 365 | 14.7242 | 0.51601 | 15 | 0.24017
68752 | 2.34 | 0.8 | 365 | 2.14 | 0.28991 | 2 | 0.42994
65245 | 28.56 | 0.7 | 365 | 22.8545 | 0.81399 | 23 | 0.66844
49191 | 31.185 | 0.7 | 365 | 24.955 | 0.024831 | 24 | 0.97988
68725 | 7.155 | 0.8 | 365 | 6.5436 | 0.11721 | 6 | 0.66077
68753 | 9.45 | 0.8 | 365 | 8.6424 | 0.32462 | 8 | 0.96706
68578 | 4.275 | 0.8 | 365 | 3.9097 | 0.83733 | 4 | 0.747
68754 | 9.36 | 0.8 | 365 | 8.5601 | 0.15962 | 8 | 0.71975
68755 | 9.135 | 0.8 | 365 | 8.3544 | 0.74713 | 9 | 0.10149
68757 | 12.9 | 0.8 | 365 | 11.7976 | 0.64948 | 12 | 0.44709
68758 | 6.16 | 0.8 | 365 | 5.6336 | 0.29308 | 5 | 0.92667
68760 | 7.56 | 0.8 | 365 | 6.914 | 0.85969 | 7 | 0.77365
68761 | 5.32 | 0.8 | 365 | 4.8654 | 0.75312 | 5 | 0.61849
68763 | 3.975 | 0.8 | 365 | 3.6353 | 0.28734 | 3 | 0.92265
68765 | 9.6 | 0.8 | 365 | 8.7796 | 0.59961 | 9 | 0.37923
68767 | 16.75 | 0.8 | 365 | 15.3186 | 0.70765 | 16 | 0.026266
68768 | 5.1 | 0.8 | 365 | 4.6642 | 0.34979 | 5 | 0.013968
68769 | 7.68 | 0.8 | 365 | 7.0237 | 0.079689 | 7 | 0.10339
68772 | 6.36 | 0.8 | 365 | 5.8165 | 0.65974 | 6 | 0.47624
68773 | 3.36 | 0.8 | 365 | 3.0729 | 0.15986 | 3 | 0.23273
64042 | 108 | 0.7 | 365 | 86.4244 | 0.24617 | 86 | 0.67058
68774 | 12.825 | 0.8 | 365 | 11.729 | 0.51198 | 12 | 0.24101
68775 | 12.04 | 0.8 | 365 | 11.0111 | 0.072845 | 11 | 0.083955
68776 | 5.565 | 0.8 | 365 | 5.0894 | 0.20227 | 5 | 0.29171
68634 | 10.26 | 1 | 365 | 11.729 | 0.51198 | 12 | 0.24101
68777 | 6.16 | 0.8 | 365 | 5.6336 | 0.29308 | 5 | 0.92667
68779 | 9.6 | 0.8 | 365 | 8.7796 | 0.59961 | 9 | 0.37923
68778 | 12.915 | 0.8 | 365 | 11.8113 | 0.67698 | 12 | 0.48831
68780 | 2.915 | 0.8 | 365 | 2.6659 | 0.34405 | 3 | 0.0099443
35243 | 159.48 | 0.9 | 365 | 164.0829 | 0.92023 | 165 | 0.0031395
68782 | 4.86 | 0.8 | 365 | 4.4447 | 0.9098 | 5 | 0.35449
68784 | 9.54 | 0.8 | 365 | 8.7247 | 0.48961 | 9 | 0.21436
68787 | 5.035 | 0.8 | 365 | 4.6047 | 0.23063 | 4 | 0.83536
68788 | 10.335 | 0.8 | 365 | 9.4518 | 0.94708 | 10 | 0.39889
68792 | 8.96 | 0.8 | 365 | 8.1943 | 0.4263 | 8 | 0.62062
68256 | 4.8 | 0.8 | 365 | 4.3898 | 0.79981 | 5 | 0.18962
68795 | 3.08 | 0.8 | 365 | 2.8168 | 0.64654 | 3 | 0.46334
68794 | 7.56 | 0.8 | 365 | 6.914 | 0.85969 | 7 | 0.77365
68793 | 5.76 | 0.8 | 365 | 5.2678 | 0.55977 | 5 | 0.82754
68796 | 4.25 | 0.8 | 365 | 3.8868 | 0.79149 | 4 | 0.67831
68798 | 4.56 | 0.8 | 365 | 4.1703 | 0.35982 | 4 | 0.53014
68799 | 5.13 | 0.8 | 365 | 4.6916 | 0.40479 | 5 | 0.096403
68800 | 3.38 | 0.8 | 365 | 3.0912 | 0.19653 | 3 | 0.28769
68801 | 6.21 | 0.8 | 365 | 5.6793 | 0.38475 | 6 | 0.064067
68802 | 7.28 | 0.8 | 365 | 6.6579 | 0.34637 | 7 | 0.0042519
68803 | 7.935 | 0.8 | 365 | 7.2569 | 0.54718 | 7 | 0.80409
68804 | 8.4 | 0.8 | 365 | 7.6822 | 0.39966 | 8 | 0.081829
68805 | 8.4 | 0.8 | 365 | 7.6822 | 0.39966 | 8 | 0.081829
68806 | 3.05 | 0.8 | 365 | 2.7894 | 0.59154 | 3 | 0.3809
68807 | 11.2 | 0.8 | 365 | 10.2429 | 0.53288 | 10 | 0.77577
68808 | 8.75 | 0.8 | 365 | 8.0023 | 0.041312 | 8 | 0.043572
68809 | 11.97 | 0.8 | 365 | 10.9471 | 0.94451 | 11 | 0.89161
65410 | 24.255 | 0.8 | 365 | 22.1823 | 0.46652 | 22 | 0.64878
68811 | 8.82 | 0.8 | 365 | 8.0663 | 0.16964 | 8 | 0.23592
66586 | 11.772 | 0.8 | 365 | 10.766 | 0.58152 | 11 | 0.34753
68812 | 8.12 | 1 | 365 | 9.2826 | 0.60792 | 9 | 0.89054
68814 | 3.12 | 0.8 | 365 | 2.8534 | 0.71987 | 3 | 0.57325
68815 | 9.765 | 0.8 | 365 | 8.9305 | 0.9021 | 9 | 0.83263
68819 | 4.56 | 0.8 | 365 | 4.1703 | 0.35982 | 4 | 0.53014
68817 | 7.84 | 0.8 | 365 | 7.17 | 0.37302 | 7 | 0.54304
68820 | 6.555 | 0.8 | 365 | 5.9948 | 0.017234 | 6 | 0.01207
68824 | 10.08 | 0.8 | 365 | 9.2186 | 0.47959 | 9 | 0.69819
68826 | 5.32 | 0.8 | 365 | 4.8654 | 0.75312 | 5 | 0.61849
64031 | 118.96 | 0.9 | 365 | 122.3934 | 0.34958 | 122 | 0.743
64040 | 446.16 | 0.9 | 365 | 459.0371 | 0.18466 | 459 | 0.22173
68829 | 12.6 | 0.8 | 365 | 11.5233 | 0.099489 | 11 | 0.62274
64266 | 81.9 | 0.9 | 365 | 84.2638 | 0.91502 | 85 | 0.17881
64032 | 156.24 | 0.9 | 365 | 160.7494 | 0.23788 | 160 | 0.98727
68833 | 11.44 | 0.8 | 365 | 10.4624 | 0.97287 | 11 | 0.43525
68834 | 11.88 | 0.8 | 365 | 10.8648 | 0.77952 | 11 | 0.6443
68835 | 9.6 | 0.8 | 365 | 8.7796 | 0.59961 | 9 | 0.37923
68836 | 7.41 | 0.8 | 365 | 6.7768 | 0.5847 | 7 | 0.36147
46889 | 10.08 | 0.8 | 365 | 9.2186 | 0.47959 | 9 | 0.69819
68837 | 11.2 | 0.8 | 365 | 10.2429 | 0.53288 | 10 | 0.77577
68839 | 3.6 | 0.8 | 365 | 3.2924 | 0.59985 | 3 | 0.89221
68841 | 9.45 | 0.8 | 365 | 8.6424 | 0.32462 | 8 | 0.96706
68842 | 5.94 | 0.8 | 365 | 5.4324 | 0.88976 | 6 | 0.32215
68843 | 13.23 | 0.8 | 365 | 12.0994 | 0.25446 | 12 | 0.35388
62512 | 146.28 | 0.9 | 365 | 150.5019 | 0.69583 | 151 | 0.19776
68844 | 6.08 | 1 | 365 | 6.9505 | 0.93303 | 7 | 0.88356
68845 | 9.88 | 0.8 | 365 | 9.0357 | 0.11293 | 9 | 0.14863
68846 | 10.88 | 0.8 | 365 | 9.9502 | 0.94623 | 10 | 0.89646
68848 | 7.98 | 0.8 | 365 | 7.2981 | 0.62968 | 7 | 0.92774
68851 | 4.32 | 0.8 | 365 | 3.9508 | 0.91982 | 4 | 0.87065
68852 | 12.825 | 0.8 | 365 | 11.729 | 0.51198 | 12 | 0.24101
68853 | 4.275 | 0.8 | 365 | 3.9097 | 0.83733 | 4 | 0.747
68855 | 7.56 | 0.8 | 365 | 6.914 | 0.85969 | 7 | 0.77365
68857 | 4.68 | 0.8 | 365 | 4.2801 | 0.57981 | 4 | 0.85988
68859 | 2.86 | 0.8 | 365 | 2.6156 | 0.24322 | 2 | 0.85881
68860 | 5.7 | 0.8 | 365 | 5.2129 | 0.44977 | 5 | 0.66267
68861 | 5.8 | 0.8 | 365 | 5.3044 | 0.6331 | 5 | 0.93745
68863 | 6.72 | 0.8 | 365 | 6.1457 | 0.31973 | 6 | 0.46546
68864 | 9.405 | 0.8 | 365 | 8.6013 | 0.24212 | 8 | 0.84341
68865 | 7.98 | 0.8 | 365 | 7.2981 | 0.62968 | 7 | 0.92774
68866 | 11.34 | 0.8 | 365 | 10.3709 | 0.78954 | 11 | 0.16047
68867 | 4.76 | 0.8 | 365 | 4.3532 | 0.72647 | 5 | 0.079703
68868 | 2.565 | 0.8 | 365 | 2.3458 | 0.7024 | 3 | 0.048201
68874 | 3.99 | 0.8 | 365 | 3.649 | 0.31484 | 3 | 0.96387
68875 | 6.555 | 0.8 | 365 | 5.9948 | 0.017234 | 6 | 0.01207
68876 | 14.58 | 0.8 | 365 | 13.3341 | 0.72941 | 14 | 0.063461
68877 | 10.14 | 0.8 | 365 | 9.2735 | 0.58959 | 9 | 0.86307
68880 | 6.555 | 0.8 | 365 | 5.9948 | 0.017234 | 6 | 0.01207
68881 | 9.765 | 0.8 | 365 | 8.9305 | 0.9021 | 9 | 0.83263
68882 | 10.92 | 0.8 | 365 | 9.9868 | 0.019557 | 10 | 0.0063779
68883 | 6.93 | 0.8 | 365 | 6.3378 | 0.70472 | 7 | 0.042509
68884 | 4.275 | 0.8 | 365 | 3.9097 | 0.83733 | 4 | 0.747
68886 | 10.545 | 0.8 | 365 | 9.6439 | 0.33207 | 9 | 0.97594
68892 | 5.6 | 0.8 | 365 | 5.1214 | 0.26644 | 5 | 0.38789
68872 | 8.835 | 0.8 | 365 | 8.08 | 0.19714 | 8 | 0.27714
68889 | 4.41 | 0.8 | 365 | 4.0331 | 0.084821 | 4 | 0.11796
68878 | 5.415 | 0.8 | 365 | 4.9523 | 0.92728 | 5 | 0.87954
47961 | 11 | 0.8 | 365 | 10.06 | 0.16622 | 10 | 0.2262
68893 | 4.68 | 0.8 | 365 | 4.2801 | 0.57981 | 4 | 0.85988
68894 | 7.875 | 0.8 | 365 | 7.202 | 0.43718 | 7 | 0.63921
68895 | 8.96 | 0.8 | 365 | 8.1943 | 0.4263 | 8 | 0.62062
68896 | 3.12 | 0.8 | 365 | 2.8534 | 0.71987 | 3 | 0.57325
68897 | 5.2 | 0.8 | 365 | 4.7556 | 0.53312 | 5 | 0.28875
68899 | 9.88 | 0.8 | 365 | 9.0357 | 0.11293 | 9 | 0.14863
68900 | 6.76 | 0.8 | 365 | 6.1823 | 0.39306 | 6 | 0.57538
68901 | 4.48 | 0.8 | 365 | 4.0972 | 0.21315 | 4 | 0.31031
68902 | 12.455 | 0.8 | 365 | 11.3906 | 0.83366 | 12 | 0.22431
68904 | 10.4 | 0.8 | 365 | 9.5113 | 0.066245 | 9 | 0.5775
68905 | 9.8 | 1 | 365 | 11.2032 | 0.45784 | 11 | 0.661
68906 | 7.02 | 0.8 | 365 | 6.4201 | 0.86972 | 7 | 0.28981
68911 | 13.8 | 0.8 | 365 | 12.6207 | 0.29944 | 12 | 0.92015
68908 | 9.38 | 0.8 | 365 | 8.5784 | 0.19629 | 8 | 0.77471
68916 | 6.21 | 0.8 | 365 | 5.6793 | 0.38475 | 6 | 0.064067
68920 | 5.67 | 0.8 | 365 | 5.1855 | 0.39477 | 5 | 0.58023
68919 | 14.28 | 1 | 365 | 16.3246 | 0.72428 | 17 | 0.048887
68923 | 11.4 | 1 | 365 | 13.0323 | 0.12442 | 13 | 0.15667
68924 | 10.73 | 0.8 | 365 | 9.8131 | 0.67123 | 10 | 0.48429
68932 | 8.25 | 0.8 | 365 | 7.545 | 0.12467 | 7 | 0.66965
68935 | 6.09 | 0.8 | 365 | 5.5696 | 0.16475 | 5 | 0.73433
68936 | 5.04 | 0.8 | 365 | 4.6093 | 0.2398 | 4 | 0.8491
68933 | 8.215 | 0.8 | 365 | 7.513 | 0.0605 | 7 | 0.57348
53767 | 302.08 | 1 | 365 | 345.3318 | 0.25136 | 345 | 0.58318
68940 | 3.78 | 0.8 | 365 | 3.457 | 0.92985 | 4 | 0.38682
68942 | 2.34 | 0.8 | 365 | 2.14 | 0.28991 | 2 | 0.42994
68943 | 10.4 | 0.8 | 365 | 9.5113 | 0.066245 | 9 | 0.5775
64718 | 75.6 | 0.9 | 365 | 77.782 | 0.92155 | 78 | 0.70352
64038 | 150.255 | 0.9 | 365 | 154.5917 | 0.89409 | 155 | 0.48575
13235 | 1797.12 | 0.8 | 365 | 1643.5453 | 0.64716 | 1644 | 0.19247
68479 | 11 | 0.8 | 365 | 10.06 | 0.16622 | 10 | 0.2262
68242 | 12.2 | 0.8 | 365 | 11.1574 | 0.36617 | 11 | 0.52361
67593 | 10.26 | 0.8 | 365 | 9.3832 | 0.80958 | 10 | 0.19281
67658 | 4.77 | 1 | 365 | 5.453 | 0.93101 | 6 | 0.38398
49223 | 6.76 | 1 | 365 | 7.7279 | 0.49132 | 8 | 0.21922
67831 | 4.59 | 0.8 | 365 | 4.1978 | 0.41481 | 4 | 0.61257
67924 | 5.4 | 0.8 | 365 | 4.9385 | 0.89978 | 5 | 0.83832
68093 | 5.94 | 0.8 | 365 | 5.4324 | 0.88976 | 6 | 0.32215
68132 | 7.56 | 1 | 365 | 8.6424 | 0.32462 | 8 | 0.96706
68140 | 8.64 | 0.8 | 365 | 7.9017 | 0.83965 | 8 | 0.74131
68147 | 8.91 | 0.8 | 365 | 8.1486 | 0.33464 | 8 | 0.48323
68153 | 6.16 | 0.8 | 365 | 5.6336 | 0.29308 | 5 | 0.92667
68188 | 11.4 | 0.8 | 365 | 10.4258 | 0.89954 | 11 | 0.32534
68205 | 4.05 | 0.8 | 365 | 3.7039 | 0.42484 | 4 | 0.12874
68258 | 4.32 | 0.8 | 365 | 3.9508 | 0.91982 | 4 | 0.87065
68262 | 4.32 | 0.8 | 365 | 3.9508 | 0.91982 | 4 | 0.87065
68267 | 9 | 1 | 365 | 10.2886 | 0.62454 | 10 | 0.91316
68285 | 8.4 | 1 | 365 | 9.6027 | 0.24957 | 9 | 0.85229
68301 | 6.48 | 0.8 | 365 | 5.9262 | 0.87974 | 6 | 0.80598
68307 | 4.93 | 0.8 | 365 | 4.5087 | 0.038134 | 4 | 0.54684
68314 | 4.5 | 0.8 | 365 | 4.1154 | 0.24982 | 4 | 0.36527
68337 | 5.13 | 0.8 | 365 | 4.6916 | 0.40479 | 5 | 0.096403
68338 | 4.32 | 0.8 | 365 | 3.9508 | 0.91982 | 4 | 0.87065
68345 | 8.82 | 0.8 | 365 | 8.0663 | 0.16964 | 8 | 0.23592
68366 | 3.24 | 0.8 | 365 | 2.9631 | 0.93987 | 3 | 0.90299
68423 | 5.4 | 0.8 | 365 | 4.9385 | 0.89978 | 5 | 0.83832
68426 | 4.32 | 0.8 | 365 | 3.9508 | 0.91982 | 4 | 0.87065
68435 | 16.5 | 1 | 365 | 18.8625 | 0.81166 | 19 | 0.67413
68230 | 11.34 | 1 | 365 | 12.9637 | 0.98693 | 13 | 0.95059
68235 | 10.675 | 0.8 | 365 | 9.7628 | 0.5704 | 10 | 0.33316
68452 | 4.24 | 0.8 | 365 | 3.8777 | 0.77316 | 4 | 0.65083
68462 | 5.12 | 0.8 | 365 | 4.6825 | 0.38646 | 5 | 0.068924
68468 | 8.37 | 0.8 | 365 | 7.6547 | 0.34466 | 7 | 0.99939
68472 | 7.2 | 0.8 | 365 | 6.5847 | 0.19971 | 6 | 0.78442
68482 | 5.355 | 1 | 365 | 6.1217 | 0.2716 | 6 | 0.39333
68484 | 12 | 1 | 365 | 13.7182 | 0.49939 | 14 | 0.21755
68450 | 12.925 | 0.8 | 365 | 11.8205 | 0.69531 | 12 | 0.51579
68379 | 9.975 | 1 | 365 | 11.4032 | 0.85887 | 12 | 0.26209
68556 | 5.13 | 0.8 | 365 | 4.6916 | 0.40479 | 5 | 0.096403
68561 | 3.51 | 1 | 365 | 4.0126 | 0.043572 | 4 | 0.056134
68595 | 11.05 | 0.8 | 365 | 10.1057 | 0.25789 | 10 | 0.3636
66248 | 446.4 | 0.9 | 365 | 459.284 | 0.67964 | 459 | 0.96364
68658 | 4.86 | 0.8 | 365 | 4.4447 | 0.9098 | 5 | 0.35449
68660 | 2.16 | 0.8 | 365 | 1.9754 | 0.95991 | 2 | 0.93533
68664 | 6.38 | 0.8 | 365 | 5.8348 | 0.69641 | 6 | 0.5312
68693 | 8.1 | 0.8 | 365 | 7.4078 | 0.84967 | 8 | 0.25748
68620 | 5.13 | 1 | 365 | 5.8645 | 0.75599 | 6 | 0.6205
68762 | 9 | 0.8 | 365 | 8.2309 | 0.49964 | 8 | 0.73053
68790 | 7.83 | 0.8 | 365 | 7.1609 | 0.35468 | 7 | 0.51556
68870 | 3.71 | 1 | 365 | 4.2412 | 0.5019 | 4 | 0.74309
59613 | 948.72 | 1 | 365 | 1084.5577 | 0.10193 | 1084 | 0.65966
68945 | 6.76 | 0.8 | 365 | 6.1823 | 0.39306 | 6 | 0.57538
68947 | 5.72 | 0.8 | 365 | 5.2312 | 0.48643 | 5 | 0.71763
68948 | 4.48 | 0.8 | 365 | 4.0972 | 0.21315 | 4 | 0.31031
68950 | 4.48 | 0.8 | 365 | 4.0972 | 0.21315 | 4 | 0.31031
68951 | 1.68 | 0.8 | 365 | 1.5364 | 0.079932 | 1 | 0.61637
68952 | 14.3 | 0.8 | 365 | 13.078 | 0.21609 | 13 | 0.29407
68949 | 6.3 | 0.8 | 365 | 5.7616 | 0.54974 | 6 | 0.31137
68953 | 11.2 | 0.8 | 365 | 10.2429 | 0.53288 | 10 | 0.77577
68958 | 10.2 | 0.8 | 365 | 9.3283 | 0.69959 | 10 | 0.027935
68959 | 5.04 | 0.8 | 365 | 4.6093 | 0.2398 | 4 | 0.8491
68962 | 7.28 | 0.8 | 365 | 6.6579 | 0.34637 | 7 | 0.0042519
68963 | 13.44 | 0.8 | 365 | 12.2915 | 0.63946 | 12 | 0.93093
68966 | 4.41 | 0.8 | 365 | 4.0331 | 0.084821 | 4 | 0.11796
68967 | 6.48 | 0.8 | 365 | 5.9262 | 0.87974 | 6 | 0.80598
68968 | 12 | 0.8 | 365 | 10.9745 | 0.99951 | 11 | 0.97404
68971 | 6.48 | 0.8 | 365 | 5.9262 | 0.87974 | 6 | 0.80598
68972 | 6.6 | 0.8 | 365 | 6.036 | 0.099732 | 6 | 0.13572
49061 | 10.2 | 0.8 | 365 | 9.3283 | 0.69959 | 10 | 0.027935
68975 | 14.04 | 0.8 | 365 | 12.8402 | 0.73943 | 13 | 0.57963
68976 | 5.985 | 1 | 365 | 6.8419 | 0.71532 | 7 | 0.55725
47859 | 76.44 | 0.9 | 365 | 78.6462 | 0.65401 | 79 | 0.30023
68979 | 2.52 | 0.8 | 365 | 2.3047 | 0.6199 | 2 | 0.92455
68980 | 11.18 | 0.8 | 365 | 10.2246 | 0.49621 | 10 | 0.72082
68981 | 11.655 | 0.8 | 365 | 10.659 | 0.36703 | 11 | 0.026038
68982 | 5.88 | 0.8 | 365 | 5.3775 | 0.77976 | 6 | 0.15728
68983 | 8.58 | 0.8 | 365 | 7.8468 | 0.72965 | 8 | 0.57644
68984 | 5.2 | 0.8 | 365 | 4.7556 | 0.53312 | 5 | 0.28875
68985 | 3.12 | 0.8 | 365 | 2.8534 | 0.71987 | 3 | 0.57325
68986 | 10.92 | 0.8 | 365 | 9.9868 | 0.019557 | 10 | 0.0063779
68989 | 5.6 | 0.8 | 365 | 5.1214 | 0.26644 | 5 | 0.38789
68988 | 9.8 | 0.8 | 365 | 8.9625 | 0.96627 | 9 | 0.9288
68990 | 5.04 | 0.8 | 365 | 4.6093 | 0.2398 | 4 | 0.8491
68991 | 5.32 | 0.8 | 365 | 4.8654 | 0.75312 | 5 | 0.61849
68992 | 4.59 | 0.8 | 365 | 4.1978 | 0.41481 | 4 | 0.61257
68993 | 6 | 0.8 | 365 | 5.4873 | 0.99976 | 6 | 0.48702
68994 | 6 | 0.8 | 365 | 5.4873 | 0.99976 | 6 | 0.48702
68996 | 9.435 | 0.8 | 365 | 8.6287 | 0.29712 | 8 | 0.92584
69001 | 9.92 | 0.8 | 365 | 9.0723 | 0.18626 | 9 | 0.25854
69005 | 8.32 | 0.8 | 365 | 7.609 | 0.253 | 7 | 0.862
69011 | 10.35 | 0.8 | 365 | 9.4655 | 0.97458 | 10 | 0.44011
69013 | 9.81 | 0.8 | 365 | 8.9717 | 0.9846 | 9 | 0.95628
69016 | 8.125 | 0.8 | 365 | 7.4307 | 0.8955 | 8 | 0.32617
69017 | 5.04 | 0.8 | 365 | 4.6093 | 0.2398 | 4 | 0.8491
69014 | 14.04 | 0.8 | 365 | 12.8402 | 0.73943 | 13 | 0.57963
69022 | 7.848 | 0.8 | 365 | 7.1773 | 0.38768 | 7 | 0.56502
69023 | 6.12 | 0.8 | 365 | 5.597 | 0.21975 | 5 | 0.81676
69024 | 11.96 | 0.8 | 365 | 10.9379 | 0.92618 | 11 | 0.86413
69025 | 7.245 | 0.8 | 365 | 6.6259 | 0.28221 | 6 | 0.90808
69026 | 10.66 | 0.8 | 365 | 9.749 | 0.5429 | 10 | 0.29194
69029 | 5.44 | 0.8 | 365 | 4.9751 | 0.97311 | 5 | 0.94823
69028 | 5.8 | 1 | 365 | 6.6304 | 0.29137 | 6 | 0.92182
69030 | 6.7 | 0.8 | 365 | 6.1274 | 0.28306 | 6 | 0.41051
69031 | 6.7 | 0.8 | 365 | 6.1274 | 0.28306 | 6 | 0.41051
69032 | 3.6 | 0.8 | 365 | 3.2924 | 0.59985 | 3 | 0.89221
69033 | 13 | 0.8 | 365 | 11.8891 | 0.83281 | 12 | 0.72188
69034 | 21.375 | 0.8 | 365 | 19.5484 | 0.18663 | 19 | 0.73501
69036 | 11.13 | 0.8 | 365 | 10.1789 | 0.40455 | 10 | 0.58342
69038 | 3.3 | 0.8 | 365 | 3.018 | 0.049866 | 3 | 0.067861
69037 | 6.48 | 1 | 365 | 7.4078 | 0.84967 | 8 | 0.25748
68929 | 10.8 | 0.8 | 365 | 9.8771 | 0.79956 | 10 | 0.67664
69044 | 8.1 | 0.8 | 365 | 7.4078 | 0.84967 | 8 | 0.25748
69047 | 7.2 | 0.8 | 365 | 6.5847 | 0.19971 | 6 | 0.78442
69046 | 24.795 | 0.8 | 365 | 22.6761 | 0.45649 | 23 | 0.13261
69049 | 11.16 | 0.8 | 365 | 10.2063 | 0.45955 | 10 | 0.66586
69050 | 7.8 | 0.8 | 365 | 7.1334 | 0.29968 | 7 | 0.43313
67285 | 5.2 | 0.8 | 365 | 4.7556 | 0.53312 | 5 | 0.28875
69053 | 4.8 | 0.8 | 365 | 4.3898 | 0.79981 | 5 | 0.18962
69056 | 7.2 | 0.8 | 365 | 6.5847 | 0.19971 | 6 | 0.78442
69057 | 12.69 | 0.8 | 365 | 11.6056 | 0.26449 | 11 | 0.87005
69058 | 6.76 | 0.8 | 365 | 6.1823 | 0.39306 | 6 | 0.57538
69060 | 5.355 | 0.8 | 365 | 4.8974 | 0.81728 | 5 | 0.71467
69059 | 18.9 | 1 | 365 | 21.6061 | 0.31154 | 21 | 0.91764
69061 | 7.68 | 0.8 | 365 | 7.0237 | 0.079689 | 7 | 0.10339
69062 | 9 | 0.8 | 365 | 8.2309 | 0.49964 | 8 | 0.73053
69064 | 13.26 | 0.8 | 365 | 12.1269 | 0.30946 | 12 | 0.43632
69065 | 12.8 | 0.8 | 365 | 11.7062 | 0.46615 | 12 | 0.17231
69066 | 8.84 | 0.8 | 365 | 8.0846 | 0.20631 | 8 | 0.29088
69063 | 8.32 | 0.8 | 365 | 7.609 | 0.253 | 7 | 0.862
69067 | 6.3 | 0.8 | 365 | 5.7616 | 0.54974 | 6 | 0.31137
69069 | 7.28 | 0.8 | 365 | 6.6579 | 0.34637 | 7 | 0.0042519
69071 | 5.2 | 0.8 | 365 | 4.7556 | 0.53312 | 5 | 0.28875
69072 | 5.6 | 0.8 | 365 | 5.1214 | 0.26644 | 5 | 0.38789
69073 | 2.86 | 0.8 | 365 | 2.6156 | 0.24322 | 2 | 0.85881
49458 | 8.82 | 0.8 | 365 | 8.0663 | 0.16964 | 8 | 0.23592
69074 | 7.28 | 0.8 | 365 | 6.6579 | 0.34637 | 7 | 0.0042519
69075 | 9.24 | 0.8 | 365 | 8.4504 | 0.93963 | 9 | 0.39001
69076 | 10.07 | 0.8 | 365 | 9.2095 | 0.46126 | 9 | 0.67072
69077 | 5.67 | 0.8 | 365 | 5.1855 | 0.39477 | 5 | 0.58023
69078 | 3.64 | 0.8 | 365 | 3.3289 | 0.67319 | 4 | 0.002126
69079 | 6.27 | 0.8 | 365 | 5.7342 | 0.49475 | 6 | 0.22894
69081 | 6.72 | 0.8 | 365 | 6.1457 | 0.31973 | 6 | 0.46546
69082 | 8.375 | 0.8 | 365 | 7.6593 | 0.35383 | 8 | 0.013133
68910 | 12.06 | 0.8 | 365 | 11.0294 | 0.10951 | 11 | 0.13891
69083 | 10.26 | 0.8 | 365 | 9.3832 | 0.80958 | 10 | 0.19281
69085 | 10.05 | 0.8 | 365 | 9.1912 | 0.42459 | 9 | 0.61576
69088 | 7.521 | 0.8 | 365 | 6.8783 | 0.7882 | 7 | 0.66648
69089 | 9.81 | 0.8 | 365 | 8.9717 | 0.9846 | 9 | 0.95628
69091 | 8.4 | 0.8 | 365 | 7.6822 | 0.39966 | 8 | 0.081829
59565 | 98.45 | 0.9 | 365 | 101.2915 | 0.048636 | 101 | 0.3401
69093 | 5.3 | 1 | 365 | 6.0589 | 0.14556 | 6 | 0.20442
69096 | 4.2 | 1 | 365 | 4.8014 | 0.62479 | 5 | 0.42614
69098 | 8.1 | 1 | 365 | 9.2598 | 0.56209 | 9 | 0.82185
69099 | 6.6 | 0.8 | 365 | 6.036 | 0.099732 | 6 | 0.13572
65275 | 39 | 0.7 | 365 | 31.2088 | 0.56112 | 31 | 0.76993
69105 | 7.245 | 0.8 | 365 | 6.6259 | 0.28221 | 6 | 0.90808
69106 | 11.025 | 0.8 | 365 | 10.0828 | 0.21205 | 10 | 0.2949
69107 | 3.42 | 0.8 | 365 | 3.1277 | 0.26986 | 3 | 0.3976
69109 | 2.16 | 0.8 | 365 | 1.9754 | 0.95991 | 2 | 0.93533
69110 | 10.36 | 0.8 | 365 | 9.4747 | 0.99291 | 10 | 0.46759
69111 | 8.06 | 1 | 365 | 9.214 | 0.47042 | 9 | 0.68446
69113 | 2.08 | 0.8 | 365 | 1.9023 | 0.81325 | 2 | 0.7155
69112 | 5.04 | 0.8 | 365 | 4.6093 | 0.2398 | 4 | 0.8491
36728 | 576 | 1 | 365 | 658.4717 | 0.97082 | 659 | 0.4425
69120 | 4.68 | 0.8 | 365 | 4.2801 | 0.57981 | 4 | 0.85988
69122 | 3.92 | 0.8 | 365 | 3.585 | 0.18651 | 3 | 0.77152
69126 | 5.46 | 0.8 | 365 | 4.9934 | 0.0097787 | 5 | 0.0031889
69128 | 6.75 | 1 | 365 | 7.7165 | 0.46841 | 8 | 0.18487
69124 | 8 | 0.8 | 365 | 7.3164 | 0.66634 | 7 | 0.98269
69129 | 11.6 | 1 | 365 | 13.2609 | 0.58275 | 13 | 0.84363
69130 | 13.545 | 0.8 | 365 | 12.3875 | 0.83195 | 13 | 0.21945
69132 | 4.41 | 0.8 | 365 | 4.0331 | 0.084821 | 4 | 0.11796
66245 | 30.16 | 0.9 | 365 | 31.0305 | 0.20362 | 31 | 0.2341
67857 | 3.71 | 0.8 | 365 | 3.393 | 0.80152 | 4 | 0.19447
67664 | 12.74 | 0.8 | 365 | 11.6513 | 0.35615 | 12 | 0.0074408
67692 | 5.67 | 0.8 | 365 | 5.1855 | 0.39477 | 5 | 0.58023
67608 | 8.58 | 0.8 | 365 | 7.8468 | 0.72965 | 8 | 0.57644
67892 | 4.32 | 0.8 | 365 | 3.9508 | 0.91982 | 4 | 0.87065
67060 | 3.78 | 0.8 | 365 | 3.457 | 0.92985 | 4 | 0.38682
62219 | 3.12 | 1 | 365 | 3.5667 | 0.14984 | 3 | 0.71656
67542 | 5.67 | 0.8 | 365 | 5.1855 | 0.39477 | 5 | 0.58023
56378 | 2.6 | 1 | 365 | 2.9723 | 0.9582 | 3 | 0.93047
67237 | 5.94 | 0.8 | 365 | 5.4324 | 0.88976 | 6 | 0.32215
63289 | 17.755 | 1 | 365 | 20.2972 | 0.68764 | 20 | 0.9848
67323 | 17.755 | 0.8 | 365 | 16.2377 | 0.55011 | 16 | 0.78784
66963 | 7.54 | 0.8 | 365 | 6.8957 | 0.82303 | 7 | 0.71869
66938 | 2.65 | 0.8 | 365 | 2.4235 | 0.85823 | 3 | 0.28177
66954 | 4.505 | 0.8 | 365 | 4.12 | 0.25898 | 4 | 0.379
66958 | 4.24 | 0.8 | 365 | 3.8777 | 0.77316 | 4 | 0.65083
66975 | 7.42 | 0.8 | 365 | 6.7859 | 0.60303 | 7 | 0.38895
67357 | 5.4 | 0.8 | 365 | 4.9385 | 0.89978 | 5 | 0.83832
68771 | 6.27 | 0.8 | 365 | 5.7342 | 0.49475 | 6 | 0.22894
68364 | 9.81 | 0.8 | 365 | 8.9717 | 0.9846 | 9 | 0.95628
69027 | 10.92 | 0.8 | 365 | 9.9868 | 0.019557 | 10 | 0.0063779
68964 | 2.88 | 0.8 | 365 | 2.6339 | 0.27988 | 2 | 0.91377
69380 | 4.64 | 0.8 | 365 | 4.2435 | 0.50648 | 4 | 0.74996
60221 | 271.675 | 1 | 365 | 310.5734 | 0.57478 | 311 | 0.1482
66649 | 8.96 | 0.8 | 365 | 8.1943 | 0.4263 | 8 | 0.62062
66902 | 12.42 | 0.8 | 365 | 11.3586 | 0.7695 | 12 | 0.12813
67787 | 10.08 | 0.8 | 365 | 9.2186 | 0.47959 | 9 | 0.69819
59685 | 307.56 | 0.9 | 365 | 316.4368 | 0.32848 | 316 | 0.76527
64991 | 71.25 | 0.9 | 365 | 73.3064 | 0.94988 | 74 | 0.25629
69133 | 8.82 | 0.8 | 365 | 8.0663 | 0.16964 | 8 | 0.23592
69134 | 7.2 | 0.8 | 365 | 6.5847 | 0.19971 | 6 | 0.78442
69135 | 7.685 | 0.8 | 365 | 7.0283 | 0.088855 | 7 | 0.11713
69121 | 2.385 | 0.8 | 365 | 2.1812 | 0.3724 | 2 | 0.55359
69140 | 2.12 | 0.8 | 365 | 1.9388 | 0.88658 | 2 | 0.82541
69141 | 9.275 | 0.8 | 365 | 8.4824 | 0.0037907 | 8 | 0.48619
69143 | 5.94 | 0.8 | 365 | 5.4324 | 0.88976 | 6 | 0.32215
69144 | 7.54 | 0.8 | 365 | 6.8957 | 0.82303 | 7 | 0.71869
69145 | 5.94 | 0.8 | 365 | 5.4324 | 0.88976 | 6 | 0.32215
69147 | 8.68 | 0.8 | 365 | 7.9382 | 0.91298 | 8 | 0.85122
69148 | 24.3 | 1 | 365 | 27.7793 | 0.68627 | 28 | 0.46554
69149 | 3.84 | 0.8 | 365 | 3.5118 | 0.039844 | 3 | 0.55169
69150 | 2.24 | 0.8 | 365 | 2.0486 | 0.10658 | 2 | 0.15515
69151 | 8.28 | 0.8 | 365 | 7.5724 | 0.17966 | 7 | 0.75209
69152 | 8.7 | 0.8 | 365 | 7.9565 | 0.94965 | 8 | 0.90618
69153 | 12.3 | 0.8 | 365 | 11.2489 | 0.5495 | 11 | 0.79839
69154 | 6.93 | 0.8 | 365 | 6.3378 | 0.70472 | 7 | 0.042509
69155 | 9.72 | 0.8 | 365 | 8.8894 | 0.81961 | 9 | 0.70897
69156 | 8.19 | 0.8 | 365 | 7.4901 | 0.014668 | 7 | 0.50478
69157 | 7.245 | 0.8 | 365 | 6.6259 | 0.28221 | 6 | 0.90808
69158 | 10.98 | 0.8 | 365 | 10.0417 | 0.12955 | 10 | 0.17125
69159 | 8.19 | 0.8 | 365 | 7.4901 | 0.014668 | 7 | 0.50478
68928 | 5.695 | 0.8 | 365 | 5.2083 | 0.4406 | 5 | 0.64893
69164 | 10.88 | 0.8 | 365 | 9.9502 | 0.94623 | 10 | 0.89646
69165 | 3.6 | 0.8 | 365 | 3.2924 | 0.59985 | 3 | 0.89221
69101 | 21.6 | 0.8 | 365 | 19.7542 | 0.59912 | 20 | 0.35327
69167 | 7.56 | 1 | 365 | 8.6424 | 0.32462 | 8 | 0.96706
69168 | 10.965 | 1 | 365 | 12.535 | 0.12757 | 12 | 0.66254
69169 | 7.37 | 0.8 | 365 | 6.7402 | 0.51137 | 7 | 0.25156
29593 | 2609.84 | 0.8 | 365 | 2386.8135 | 0.60088 | 2387 | 0.41439
69171 | 10.44 | 0.8 | 365 | 9.5478 | 0.13958 | 9 | 0.68742
69175 | 11.76 | 0.8 | 365 | 10.755 | 0.55952 | 11 | 0.31456
69176 | 6.4 | 0.8 | 365 | 5.8531 | 0.73307 | 6 | 0.58616
69177 | 5.025 | 0.8 | 365 | 4.5956 | 0.2123 | 4 | 0.80788
69178 | 4.578 | 0.8 | 365 | 4.1868 | 0.39281 | 4 | 0.5796
69170 | 6.48 | 0.8 | 365 | 5.9262 | 0.87974 | 6 | 0.80598
69179 | 8.1 | 0.8 | 365 | 7.4078 | 0.84967 | 8 | 0.25748
69180 | 13.395 | 0.8 | 365 | 12.2503 | 0.55696 | 12 | 0.80727
69181 | 11.16 | 0.8 | 365 | 10.2063 | 0.45955 | 10 | 0.66586
68969 | 11.97 | 1 | 365 | 13.6839 | 0.43064 | 14 | 0.11451
69183 | 7.8 | 0.8 | 365 | 7.1334 | 0.29968 | 7 | 0.43313
69185 | 6.89 | 0.8 | 365 | 6.3012 | 0.63139 | 6 | 0.9326
69187 | 7.04 | 0.8 | 365 | 6.4384 | 0.90638 | 7 | 0.34477
69188 | 2.52 | 0.8 | 365 | 2.3047 | 0.6199 | 2 | 0.92455
69189 | 10.08 | 0.8 | 365 | 9.2186 | 0.47959 | 9 | 0.69819
69186 | 6.24 | 0.8 | 365 | 5.7068 | 0.43975 | 6 | 0.1465
69191 | 6.36 | 0.8 | 365 | 5.8165 | 0.65974 | 6 | 0.47624
69195 | 6.72 | 0.8 | 365 | 6.1457 | 0.31973 | 6 | 0.46546
69119 | 8.91 | 0.8 | 365 | 8.1486 | 0.33464 | 8 | 0.48323
69199 | 3.77 | 0.8 | 365 | 3.4478 | 0.91151 | 4 | 0.35934
69200 | 9.86 | 0.8 | 365 | 9.0174 | 0.076267 | 9 | 0.093671
69201 | 6.36 | 0.8 | 365 | 5.8165 | 0.65974 | 6 | 0.47624
69202 | 4.505 | 0.8 | 365 | 4.12 | 0.25898 | 4 | 0.379
69203 | 5.12 | 0.8 | 365 | 4.6825 | 0.38646 | 5 | 0.068924
69206 | 10.05 | 0.8 | 365 | 9.1912 | 0.42459 | 9 | 0.61576
69210 | 5.035 | 0.8 | 365 | 4.6047 | 0.23063 | 4 | 0.83536
69212 | 7.875 | 0.8 | 365 | 7.202 | 0.43718 | 7 | 0.63921
69215 | 6.095 | 0.8 | 365 | 5.5741 | 0.17392 | 5 | 0.74807
69216 | 5.04 | 0.8 | 365 | 4.6093 | 0.2398 | 4 | 0.8491
69217 | 3.38 | 0.8 | 365 | 3.0912 | 0.19653 | 3 | 0.28769
69219 | 9.975 | 0.8 | 365 | 9.1226 | 0.2871 | 9 | 0.40967
65812 | 362.56 | 0.8 | 365 | 331.5771 | 0.67864 | 332 | 0.25571
26543 | 287.37 | 0.8 | 365 | 262.8125 | 0.83335 | 263 | 0.64586
69220 | 8.265 | 0.8 | 365 | 7.5587 | 0.15216 | 7 | 0.71087
69221 | 5.7 | 0.8 | 365 | 5.2129 | 0.44977 | 5 | 0.66267
36121 | 3.64 | 0.8 | 365 | 3.3289 | 0.67319 | 4 | 0.002126
69222 | 3.99 | 0.8 | 365 | 3.649 | 0.31484 | 3 | 0.96387
69223 | 3.42 | 0.8 | 365 | 3.1277 | 0.26986 | 3 | 0.3976
69224 | 5.985 | 0.8 | 365 | 5.4735 | 0.97226 | 6 | 0.4458
69225 | 2.85 | 0.8 | 365 | 2.6065 | 0.22488 | 2 | 0.83133
69226 | 6.96 | 0.8 | 365 | 6.3652 | 0.75972 | 7 | 0.12494
69227 | 10.83 | 0.8 | 365 | 9.9045 | 0.85456 | 10 | 0.75907
69228 | 7.41 | 0.8 | 365 | 6.7768 | 0.5847 | 7 | 0.36147
69229 | 5.7 | 0.8 | 365 | 5.2129 | 0.44977 | 5 | 0.66267
69231 | 9.405 | 0.8 | 365 | 8.6013 | 0.24212 | 8 | 0.84341
69232 | 6.555 | 0.8 | 365 | 5.9948 | 0.017234 | 6 | 0.01207
69233 | 4.845 | 0.8 | 365 | 4.431 | 0.8823 | 5 | 0.31327
69230 | 6.84 | 0.8 | 365 | 6.2555 | 0.53972 | 6 | 0.7952
69234 | 8.96 | 0.8 | 365 | 8.1943 | 0.4263 | 8 | 0.62062
69235 | 5.415 | 0.8 | 365 | 4.9523 | 0.92728 | 5 | 0.87954
69236 | 10.545 | 0.8 | 365 | 9.6439 | 0.33207 | 9 | 0.97594
69237 | 7.125 | 0.8 | 365 | 6.5161 | 0.062211 | 6 | 0.57834
69238 | 5.985 | 0.8 | 365 | 5.4735 | 0.97226 | 6 | 0.4458
69239 | 8.265 | 0.8 | 365 | 7.5587 | 0.15216 | 7 | 0.71087
69240 | 5.415 | 0.8 | 365 | 4.9523 | 0.92728 | 5 | 0.87954
69241 | 3.42 | 0.8 | 365 | 3.1277 | 0.26986 | 3 | 0.3976
69205 | 11.01 | 0.8 | 365 | 10.0691 | 0.18455 | 10 | 0.25368
69242 | 2.565 | 0.8 | 365 | 2.3458 | 0.7024 | 3 | 0.048201
69243 | 7.41 | 0.8 | 365 | 6.7768 | 0.5847 | 7 | 0.36147
69244 | 7.695 | 0.8 | 365 | 7.0374 | 0.10719 | 7 | 0.1446
69246 | 4.845 | 0.8 | 365 | 4.431 | 0.8823 | 5 | 0.31327
69247 | 8.835 | 0.8 | 365 | 8.08 | 0.19714 | 8 | 0.27714
69248 | 2.565 | 0.8 | 365 | 2.3458 | 0.7024 | 3 | 0.048201
69249 | 6.27 | 0.8 | 365 | 5.7342 | 0.49475 | 6 | 0.22894
69250 | 12.255 | 0.8 | 365 | 11.2077 | 0.467 | 11 | 0.67474
69208 | 5.94 | 0.8 | 365 | 5.4324 | 0.88976 | 6 | 0.32215
69211 | 2.32 | 0.8 | 365 | 2.1217 | 0.25324 | 2 | 0.37498
69254 | 6.44 | 0.8 | 365 | 5.8897 | 0.80641 | 6 | 0.69607
69258 | 6.36 | 1 | 365 | 7.2706 | 0.57468 | 7 | 0.8453
69259 | 5.04 | 0.8 | 365 | 4.6093 | 0.2398 | 4 | 0.8491
69261 | 5.67 | 0.8 | 365 | 5.1855 | 0.39477 | 5 | 0.58023
69263 | 10.24 | 0.8 | 365 | 9.3649 | 0.77292 | 10 | 0.13785
69264 | 9.6 | 0.8 | 365 | 8.7796 | 0.59961 | 9 | 0.37923
50718 | 7.54 | 1 | 365 | 8.6196 | 0.27878 | 8 | 0.89836
64567 | 12.22 | 1 | 365 | 13.9697 | 0.0035475 | 13 | 0.97321
69086 | 8.71 | 0.8 | 365 | 7.9657 | 0.96798 | 8 | 0.93366
65241 | 27.3 | 0.9 | 365 | 28.0879 | 0.30501 | 28 | 0.39294
65799 | 371.32 | 1 | 365 | 424.4856 | 0.92285 | 425 | 0.40845
65803 | 371.32 | 1 | 365 | 424.4856 | 0.92285 | 425 | 0.40845
65810 | 82.855 | 1 | 365 | 94.7182 | 0.87184 | 95 | 0.59002
69218 | 4.86 | 0.8 | 365 | 4.4447 | 0.9098 | 5 | 0.35449
69266 | 4.32 | 0.8 | 365 | 3.9508 | 0.91982 | 4 | 0.87065
69267 | 8.12 | 0.8 | 365 | 7.4261 | 0.88634 | 8 | 0.31243
69268 | 11.13 | 0.8 | 365 | 10.1789 | 0.40455 | 10 | 0.58342
66022 | 9.88 | 1 | 365 | 11.2946 | 0.64117 | 11 | 0.93578
69269 | 4.24 | 0.8 | 365 | 3.8777 | 0.77316 | 4 | 0.65083
69204 | 5.76 | 0.8 | 365 | 5.2678 | 0.55977 | 5 | 0.82754
69273 | 10.56 | 0.8 | 365 | 9.6576 | 0.35957 | 10 | 0.017157
69274 | 5.67 | 0.8 | 365 | 5.1855 | 0.39477 | 5 | 0.58023
64990 | 182.24 | 0.9 | 365 | 187.4998 | 0.86169 | 188 | 0.3615
69278 | 8.7 | 0.8 | 365 | 7.9565 | 0.94965 | 8 | 0.90618
69277 | 6.72 | 0.8 | 365 | 6.1457 | 0.31973 | 6 | 0.46546
69280 | 7.56 | 0.8 | 365 | 6.914 | 0.85969 | 7 | 0.77365
69282 | 12.455 | 0.8 | 365 | 11.3906 | 0.83366 | 12 | 0.22431
69283 | 7.59 | 0.8 | 365 | 6.9414 | 0.91469 | 7 | 0.85608
69284 | 9.72 | 0.8 | 365 | 8.8894 | 0.81961 | 9 | 0.70897
69286 | 8.32 | 0.8 | 365 | 7.609 | 0.253 | 7 | 0.862
69285 | 5.886 | 0.8 | 365 | 5.383 | 0.79076 | 6 | 0.17377
69287 | 2.9 | 0.8 | 365 | 2.6522 | 0.31655 | 2 | 0.96873
69290 | 4.05 | 0.8 | 365 | 3.7039 | 0.42484 | 4 | 0.12874
69289 | 5.13 | 1 | 365 | 5.8645 | 0.75599 | 6 | 0.6205
69291 | 3.84 | 0.8 | 365 | 3.5118 | 0.039844 | 3 | 0.55169
69292 | 10.8 | 0.8 | 365 | 9.8771 | 0.79956 | 10 | 0.67664
69272 | 8.45 | 0.8 | 365 | 7.7279 | 0.49132 | 8 | 0.21922
69293 | 2.97 | 0.8 | 365 | 2.7162 | 0.44488 | 3 | 0.16108
69298 | 3.15 | 0.8 | 365 | 2.8808 | 0.77487 | 3 | 0.65569
69300 | 6.16 | 0.8 | 365 | 5.6336 | 0.29308 | 5 | 0.92667
67062 | 2.65 | 0.8 | 365 | 2.4235 | 0.85823 | 3 | 0.28177
62767 | 6.095 | 1 | 365 | 6.9677 | 0.9674 | 7 | 0.93508
64756 | 2.915 | 1 | 365 | 3.3324 | 0.68006 | 4 | 0.01243
64751 | 4.24 | 1 | 365 | 4.8471 | 0.71645 | 5 | 0.56354
67043 | 4.32 | 0.8 | 365 | 3.9508 | 0.91982 | 4 | 0.87065
67238 | 3.51 | 0.8 | 365 | 3.21 | 0.43486 | 3 | 0.64491
67239 | 7.56 | 0.8 | 365 | 6.914 | 0.85969 | 7 | 0.77365
67301 | 5.035 | 0.8 | 365 | 4.6047 | 0.23063 | 4 | 0.83536
61629 | 7.905 | 1 | 365 | 9.0368 | 0.11522 | 9 | 0.15206
69302 | 5.1 | 0.8 | 365 | 4.6642 | 0.34979 | 5 | 0.013968
69303 | 10.6 | 0.8 | 365 | 9.6942 | 0.4329 | 10 | 0.12707
69305 | 3.36 | 0.8 | 365 | 3.0729 | 0.15986 | 3 | 0.23273
69306 | 11.655 | 0.8 | 365 | 10.659 | 0.36703 | 11 | 0.026038
69307 | 12 | 0.8 | 365 | 10.9745 | 0.99951 | 11 | 0.97404
69310 | 5.565 | 0.8 | 365 | 5.0894 | 0.20227 | 5 | 0.29171
69311 | 6.36 | 0.8 | 365 | 5.8165 | 0.65974 | 6 | 0.47624
69313 | 12 | 0.8 | 365 | 10.9745 | 0.99951 | 11 | 0.97404
69271 | 7 | 0.8 | 365 | 6.4018 | 0.83305 | 7 | 0.23486
66390 | 2.08 | 1 | 365 | 2.3778 | 0.76656 | 3 | 0.14438
69308 | 4.505 | 0.8 | 365 | 4.12 | 0.25898 | 4 | 0.379
66542 | 11.44 | 0.8 | 365 | 10.4624 | 0.97287 | 11 | 0.43525
69316 | 5.83 | 0.8 | 365 | 5.3318 | 0.6881 | 6 | 0.019889
69317 | 8.41 | 0.8 | 365 | 7.6913 | 0.41799 | 8 | 0.10931
66536 | 10.4 | 0.8 | 365 | 9.5113 | 0.066245 | 9 | 0.5775
69319 | 2.7 | 0.8 | 365 | 2.4693 | 0.94989 | 3 | 0.41916
66605 | 14.04 | 0.8 | 365 | 12.8402 | 0.73943 | 13 | 0.57963
66635 | 12.22 | 0.8 | 365 | 11.1757 | 0.40284 | 11 | 0.57857
66731 | 11.44 | 0.8 | 365 | 10.4624 | 0.97287 | 11 | 0.43525
69320 | 5.67 | 0.8 | 365 | 5.1855 | 0.39477 | 5 | 0.58023
69325 | 5.232 | 0.8 | 365 | 4.7849 | 0.59179 | 5 | 0.37668
69312 | 4.16 | 0.8 | 365 | 3.8045 | 0.6265 | 4 | 0.431
69323 | 3.12 | 0.8 | 365 | 2.8534 | 0.71987 | 3 | 0.57325
69326 | 7.95 | 0.8 | 365 | 7.2706 | 0.57468 | 7 | 0.8453
34779 | 206.15 | 0.9 | 365 | 212.0999 | 0.17497 | 212 | 0.27488
69329 | 9.54 | 0.8 | 365 | 8.7247 | 0.48961 | 9 | 0.21436
69331 | 6.24 | 0.8 | 365 | 5.7068 | 0.43975 | 6 | 0.1465
69332 | 8.16 | 0.8 | 365 | 7.4627 | 0.95967 | 8 | 0.42235
69333 | 3.36 | 0.8 | 365 | 3.0729 | 0.15986 | 3 | 0.23273
69334 | 10.36 | 0.8 | 365 | 9.4747 | 0.99291 | 10 | 0.46759
69335 | 6.44 | 0.8 | 365 | 5.8897 | 0.80641 | 6 | 0.69607
69338 | 7.28 | 0.8 | 365 | 6.6579 | 0.34637 | 7 | 0.0042519
69340 | 9.1 | 0.8 | 365 | 8.3224 | 0.68296 | 9 | 0.0053149
69342 | 2.32 | 0.8 | 365 | 2.1217 | 0.25324 | 2 | 0.37498
69343 | 7.54 | 0.8 | 365 | 6.8957 | 0.82303 | 7 | 0.71869
69345 | 12.985 | 0.8 | 365 | 11.8754 | 0.80531 | 12 | 0.68066
69347 | 4.35 | 0.8 | 365 | 3.9783 | 0.97482 | 4 | 0.95309
69348 | 5.83 | 0.8 | 365 | 5.3318 | 0.6881 | 6 | 0.019889
69349 | 2.52 | 0.8 | 365 | 2.3047 | 0.6199 | 2 | 0.92455
69352 | 10.36 | 0.8 | 365 | 9.4747 | 0.99291 | 10 | 0.46759
69350 | 3.78 | 1 | 365 | 4.3212 | 0.66231 | 4 | 0.98353
69353 | 11.7 | 0.8 | 365 | 10.7002 | 0.44953 | 11 | 0.14969
69354 | 7 | 0.8 | 365 | 6.4018 | 0.83305 | 7 | 0.23486
69355 | 11.2 | 0.8 | 365 | 10.2429 | 0.53288 | 10 | 0.77577
67281 | 3.18 | 0.8 | 365 | 2.9082 | 0.82987 | 3 | 0.73812
67241 | 2.44 | 0.8 | 365 | 2.2315 | 0.47323 | 2 | 0.70472
67464 | 7.8 | 0.8 | 365 | 7.1334 | 0.29968 | 7 | 0.43313
69041 | 8.06 | 0.8 | 365 | 7.3712 | 0.77634 | 8 | 0.14756
67545 | 7.42 | 0.8 | 365 | 6.7859 | 0.60303 | 7 | 0.38895
67607 | 14.04 | 0.8 | 365 | 12.8402 | 0.73943 | 13 | 0.57963
69276 | 8.4 | 1 | 365 | 9.6027 | 0.24957 | 9 | 0.85229
69360 | 6.625 | 0.8 | 365 | 6.0589 | 0.14556 | 6 | 0.20442
69361 | 3.92 | 0.8 | 365 | 3.585 | 0.18651 | 3 | 0.77152
69362 | 4.59 | 0.8 | 365 | 4.1978 | 0.41481 | 4 | 0.61257
69363 | 4.06 | 0.8 | 365 | 3.713 | 0.44317 | 4 | 0.15622
69364 | 7.95 | 0.8 | 365 | 7.2706 | 0.57468 | 7 | 0.8453
69260 | 10.08 | 0.8 | 365 | 9.2186 | 0.47959 | 9 | 0.69819
69318 | 14.29 | 0.8 | 365 | 13.0688 | 0.19775 | 13 | 0.26659
69366 | 4.64 | 0.8 | 365 | 4.2435 | 0.50648 | 4 | 0.74996
69367 | 5.88 | 0.8 | 365 | 5.3775 | 0.77976 | 6 | 0.15728
69368 | 7.54 | 0.8 | 365 | 6.8957 | 0.82303 | 7 | 0.71869
69371 | 5.3 | 0.8 | 365 | 4.8471 | 0.71645 | 5 | 0.56354
69372 | 11.07 | 0.8 | 365 | 10.124 | 0.29455 | 10 | 0.41855
69373 | 3.77 | 0.8 | 365 | 3.4478 | 0.91151 | 4 | 0.35934
69374 | 4.35 | 0.8 | 365 | 3.9783 | 0.97482 | 4 | 0.95309
66179 | 4.08 | 0.8 | 365 | 3.7313 | 0.47983 | 4 | 0.21117
69376 | 3.78 | 0.8 | 365 | 3.457 | 0.92985 | 4 | 0.38682
69377 | 8.1 | 0.8 | 365 | 7.4078 | 0.84967 | 8 | 0.25748
69378 | 3.24 | 0.8 | 365 | 2.9631 | 0.93987 | 3 | 0.90299
66244 | 10.66 | 1 | 365 | 12.1863 | 0.42863 | 12 | 0.61493
69382 | 11.34 | 0.8 | 365 | 10.3709 | 0.78954 | 11 | 0.16047
65099 | 32.55 | 0.9 | 365 | 33.4895 | 0.13289 | 33 | 0.62235
65126 | 226.81 | 0.9 | 365 | 233.3562 | 0.78528 | 234 | 0.14147
2246 | 3582.72 | 0.7 | 365 | 2866.9857 | 0.15293 | 2867 | 0.13863
69116 | 7.56 | 0.8 | 365 | 6.914 | 0.85969 | 7 | 0.77365
69381 | 6.6 | 0.8 | 365 | 6.036 | 0.099732 | 6 | 0.13572
69384 | 14.58 | 0.8 | 365 | 13.3341 | 0.72941 | 14 | 0.063461
69387 | 3.48 | 0.8 | 365 | 3.1826 | 0.37986 | 3 | 0.56247
69385 | 5.22 | 0.8 | 365 | 4.7739 | 0.56979 | 5 | 0.34371
69388 | 5.67 | 0.8 | 365 | 5.1855 | 0.39477 | 5 | 0.58023
69390 | 2.16 | 0.8 | 365 | 1.9754 | 0.95991 | 2 | 0.93533
69389 | 9.99 | 0.8 | 365 | 9.1363 | 0.3146 | 9 | 0.45089
69391 | 4.64 | 0.8 | 365 | 4.2435 | 0.50648 | 4 | 0.74996
69392 | 4.05 | 0.8 | 365 | 3.7039 | 0.42484 | 4 | 0.12874
69393 | 5.8 | 0.8 | 365 | 5.3044 | 0.6331 | 5 | 0.93745
69394 | 4.35 | 0.8 | 365 | 3.9783 | 0.97482 | 4 | 0.95309
69395 | 7.02 | 0.8 | 365 | 6.4201 | 0.86972 | 7 | 0.28981
66459 | 6.5 | 0.8 | 365 | 5.9445 | 0.9164 | 6 | 0.86094
69396 | 6.75 | 0.8 | 365 | 6.1732 | 0.37473 | 6 | 0.5479
69401 | 5.13 | 0.8 | 365 | 4.6916 | 0.40479 | 5 | 0.096403
69402 | 24.44 | 0.8 | 365 | 22.3515 | 0.80568 | 23 | 0.15713
69403 | 11.34 | 0.8 | 365 | 10.3709 | 0.78954 | 11 | 0.16047
69405 | 4.59 | 0.8 | 365 | 4.1978 | 0.41481 | 4 | 0.61257
69406 | 12.15 | 0.8 | 365 | 11.1117 | 0.27451 | 11 | 0.38622
69408 | 4.05 | 0.8 | 365 | 3.7039 | 0.42484 | 4 | 0.12874
69409 | 7.36 | 0.8 | 365 | 6.731 | 0.49304 | 7 | 0.22408
69411 | 8.96 | 0.8 | 365 | 8.1943 | 0.4263 | 8 | 0.62062
13220 | 1371.5 | 1 | 365 | 1567.8714 | 0.95134 | 1568 | 0.82271
69413 | 9.86 | 0.8 | 365 | 9.0174 | 0.076267 | 9 | 0.093671
69412 | 6.5 | 0.8 | 365 | 5.9445 | 0.9164 | 6 | 0.86094
69414 | 6.84 | 0.8 | 365 | 6.2555 | 0.53972 | 6 | 0.7952
69416 | 3.05 | 0.8 | 365 | 2.7894 | 0.59154 | 3 | 0.3809
69356 | 12.32 | 0.8 | 365 | 11.2672 | 0.58617 | 11 | 0.85335
69419 | 9.72 | 0.8 | 365 | 8.8894 | 0.81961 | 9 | 0.70897
69418 | 5.7 | 1 | 365 | 6.5161 | 0.062211 | 6 | 0.57834
69421 | 6.6 | 0.8 | 365 | 6.036 | 0.099732 | 6 | 0.13572
65263 | 35.2 | 0.9 | 365 | 36.2159 | 0.59839 | 36 | 0.81434
69422 | 6 | 0.8 | 365 | 5.4873 | 0.99976 | 6 | 0.48702
69424 | 4.68 | 0.8 | 365 | 4.2801 | 0.57981 | 4 | 0.85988
69423 | 10.26 | 0.8 | 365 | 9.3832 | 0.80958 | 10 | 0.19281
69425 | 3.77 | 0.8 | 365 | 3.4478 | 0.91151 | 4 | 0.35934
69426 | 6.9 | 0.8 | 365 | 6.3104 | 0.64972 | 6 | 0.96007
69427 | 4.59 | 0.8 | 365 | 4.1978 | 0.41481 | 4 | 0.61257
69428 | 4.32 | 0.8 | 365 | 3.9508 | 0.91982 | 4 | 0.87065
69399 | 14.82 | 0.8 | 365 | 13.5535 | 0.1694 | 13 | 0.72294
69430 | 4.86 | 0.8 | 365 | 4.4447 | 0.9098 | 5 | 0.35449
69432 | 3.84 | 0.8 | 365 | 3.5118 | 0.039844 | 3 | 0.55169
69433 | 5.94 | 0.8 | 365 | 5.4324 | 0.88976 | 6 | 0.32215
69434 | 4.59 | 0.8 | 365 | 4.1978 | 0.41481 | 4 | 0.61257
69435 | 7.915 | 0.8 | 365 | 7.2386 | 0.51051 | 7 | 0.74913
69437 | 6.38 | 0.8 | 365 | 5.8348 | 0.69641 | 6 | 0.5312
69438 | 10.98 | 0.8 | 365 | 10.0417 | 0.12955 | 10 | 0.17125
69440 | 3.24 | 0.8 | 365 | 2.9631 | 0.93987 | 3 | 0.90299
69442 | 5.51 | 0.8 | 365 | 5.0391 | 0.10144 | 5 | 0.14058
69443 | 3.48 | 0.8 | 365 | 3.1826 | 0.37986 | 3 | 0.56247
69445 | 11.16 | 0.8 | 365 | 10.2063 | 0.45955 | 10 | 0.66586
69448 | 3.924 | 0.8 | 365 | 3.5887 | 0.19384 | 3 | 0.78251
69449 | 7.92 | 1 | 365 | 9.054 | 0.1496 | 9 | 0.20358
69450 | 4.86 | 0.8 | 365 | 4.4447 | 0.9098 | 5 | 0.35449
69452 | 2.32 | 0.8 | 365 | 2.1217 | 0.25324 | 2 | 0.37498
69454 | 5.8 | 0.8 | 365 | 5.3044 | 0.6331 | 5 | 0.93745
69456 | 5.94 | 0.8 | 365 | 5.4324 | 0.88976 | 6 | 0.32215
69458 | 3.48 | 0.8 | 365 | 3.1826 | 0.37986 | 3 | 0.56247
69455 | 7.83 | 0.8 | 365 | 7.1609 | 0.35468 | 7 | 0.51556
69460 | 6.05 | 0.8 | 365 | 5.533 | 0.091421 | 5 | 0.62441
69462 | 2.9 | 0.8 | 365 | 2.6522 | 0.31655 | 2 | 0.96873
69464 | 4.05 | 0.8 | 365 | 3.7039 | 0.42484 | 4 | 0.12874
69463 | 7.28 | 0.8 | 365 | 6.6579 | 0.34637 | 7 | 0.0042519
69465 | 4.93 | 0.8 | 365 | 4.5087 | 0.038134 | 4 | 0.54684
69467 | 5.94 | 0.8 | 365 | 5.4324 | 0.88976 | 6 | 0.32215
69468 | 5.035 | 0.8 | 365 | 4.6047 | 0.23063 | 4 | 0.83536
69469 | 7.54 | 0.8 | 365 | 6.8957 | 0.82303 | 7 | 0.71869
69470 | 2.08 | 0.8 | 365 | 1.9023 | 0.81325 | 2 | 0.7155
69471 | 3.19 | 0.8 | 365 | 2.9174 | 0.8482 | 3 | 0.7656
69472 | 7.8 | 0.8 | 365 | 7.1334 | 0.29968 | 7 | 0.43313
69420 | 3.78 | 0.8 | 365 | 3.457 | 0.92985 | 4 | 0.38682
69473 | 7.56 | 0.8 | 365 | 6.914 | 0.85969 | 7 | 0.77365
69304 | 9.18 | 0.8 | 365 | 8.3955 | 0.82963 | 9 | 0.22514
69383 | 12.15 | 0.8 | 365 | 11.1117 | 0.27451 | 11 | 0.38622
69475 | 6.3 | 0.8 | 365 | 5.7616 | 0.54974 | 6 | 0.31137
31831 | 248.57 | 0.8 | 365 | 227.3282 | 0.70159 | 228 | 0.029793
64456 | 29.12 | 0.7 | 365 | 23.3026 | 0.7123 | 24 | 0.014882
1973 | 3580.2 | 1 | 365 | 4092.813 | 0.4436 | 4093 | 0.25664
1978 | 2410.2 | 1 | 365 | 2755.2924 | 0.25288 | 2755 | 0.54532
1974 | 1199.25 | 1 | 365 | 1370.9586 | 0.22049 | 1371 | 0.1791
1975 | 2796.3 | 1 | 365 | 3196.6742 | 0.045821 | 3196 | 0.72005
1972 | 825.66 | 1 | 365 | 943.878 | 0.095667 | 943 | 0.97367
1976 | 2796.3 | 1 | 365 | 3196.6742 | 0.045821 | 3196 | 0.72005
1971 | 516.78 | 1 | 365 | 590.7726 | 0.26132 | 591 | 0.033877
69481 | 11.2 | 0.8 | 365 | 10.2429 | 0.53288 | 10 | 0.77577
69482 | 6.96 | 0.8 | 365 | 6.3652 | 0.75972 | 7 | 0.12494
69453 | 8.12 | 0.8 | 365 | 7.4261 | 0.88634 | 8 | 0.31243
69483 | 10.08 | 0.8 | 365 | 9.2186 | 0.47959 | 9 | 0.69819
46564 | 14.3 | 1 | 365 | 16.3475 | 0.77011 | 17 | 0.11758
69043 | 5.7 | 0.8 | 365 | 5.2129 | 0.44977 | 5 | 0.66267
69484 | 8.12 | 0.8 | 365 | 7.4261 | 0.88634 | 8 | 0.31243
69485 | 10.8 | 0.8 | 365 | 9.8771 | 0.79956 | 10 | 0.67664
69486 | 2.8 | 0.8 | 365 | 2.5607 | 0.13322 | 2 | 0.69394
69488 | 5.04 | 0.8 | 365 | 4.6093 | 0.2398 | 4 | 0.8491
69487 | 3.99 | 0.8 | 365 | 3.649 | 0.31484 | 3 | 0.96387
69490 | 9.24 | 0.8 | 365 | 8.4504 | 0.93963 | 9 | 0.39001
69489 | 11.285 | 0.8 | 365 | 10.3206 | 0.68871 | 11 | 0.0093383
69491 | 6.84 | 0.8 | 365 | 6.2555 | 0.53972 | 6 | 0.7952
69492 | 8.265 | 0.8 | 365 | 7.5587 | 0.15216 | 7 | 0.71087
69494 | 9.8 | 0.8 | 365 | 8.9625 | 0.96627 | 9 | 0.9288
69493 | 7.25 | 0.8 | 365 | 6.6304 | 0.29137 | 6 | 0.92182
1969 | 2791.8 | 1 | 365 | 3191.5299 | 0.73355 | 3192 | 0.26347
1967 | 1342.44 | 1 | 365 | 1534.6506 | 0.35698 | 1535 | 0.0075422
69495 | 5.6 | 0.8 | 365 | 5.1214 | 0.26644 | 5 | 0.38789
69496 | 6.44 | 0.8 | 365 | 5.8897 | 0.80641 | 6 | 0.69607
69498 | 10.07 | 0.8 | 365 | 9.2095 | 0.46126 | 9 | 0.67072
69499 | 10.26 | 0.8 | 365 | 9.3832 | 0.80958 | 10 | 0.19281
69500 | 5.88 | 0.8 | 365 | 5.3775 | 0.77976 | 6 | 0.15728
69501 | 8.96 | 0.8 | 365 | 8.1943 | 0.4263 | 8 | 0.62062
69502 | 4.48 | 0.8 | 365 | 4.0972 | 0.21315 | 4 | 0.31031
69503 | 6.16 | 0.8 | 365 | 5.6336 | 0.29308 | 5 | 0.92667
69504 | 11.2 | 0.8 | 365 | 10.2429 | 0.53288 | 10 | 0.77577
69505 | 9.8 | 0.8 | 365 | 8.9625 | 0.96627 | 9 | 0.9288
69506 | 3.08 | 0.8 | 365 | 2.8168 | 0.64654 | 3 | 0.46334
69507 | 5.51 | 0.8 | 365 | 5.0391 | 0.10144 | 5 | 0.14058
69508 | 2.32 | 0.8 | 365 | 2.1217 | 0.25324 | 2 | 0.37498
69509 | 12.42 | 0.8 | 365 | 11.3586 | 0.7695 | 12 | 0.12813
69510 | 4.93 | 0.8 | 365 | 4.5087 | 0.038134 | 4 | 0.54684
69511 | 5.67 | 0.8 | 365 | 5.1855 | 0.39477 | 5 | 0.58023
69512 | 6.21 | 0.8 | 365 | 5.6793 | 0.38475 | 6 | 0.064067
69514 | 5.51 | 0.8 | 365 | 5.0391 | 0.10144 | 5 | 0.14058
69515 | 4.93 | 0.8 | 365 | 4.5087 | 0.038134 | 4 | 0.54684
69516 | 4.35 | 0.8 | 365 | 3.9783 | 0.97482 | 4 | 0.95309
69518 | 3.77 | 0.8 | 365 | 3.4478 | 0.91151 | 4 | 0.35934
69520 | 5.94 | 0.8 | 365 | 5.4324 | 0.88976 | 6 | 0.32215
69521 | 3.24 | 0.8 | 365 | 2.9631 | 0.93987 | 3 | 0.90299
69522 | 7.25 | 0.8 | 365 | 6.6304 | 0.29137 | 6 | 0.92182
69523 | 6.24 | 0.8 | 365 | 5.7068 | 0.43975 | 6 | 0.1465
36759 | 249.6 | 0.8 | 365 | 228.2702 | 0.58988 | 228 | 0.86007
69524 | 5.025 | 0.8 | 365 | 4.5956 | 0.2123 | 4 | 0.80788
69526 | 4.251 | 0.8 | 365 | 3.8877 | 0.79333 | 4 | 0.68105
69527 | 6.89 | 0.8 | 365 | 6.3012 | 0.63139 | 6 | 0.9326
69528 | 2.1 | 0.8 | 365 | 1.9205 | 0.84991 | 2 | 0.77046
66358 | 7.92 | 1 | 365 | 9.054 | 0.1496 | 9 | 0.20358
35260 | 102.69 | 0.9 | 365 | 105.6538 | 0.79344 | 106 | 0.44728
67786 | 9.72 | 0.8 | 365 | 8.8894 | 0.81961 | 9 | 0.70897
67887 | 2.16 | 0.8 | 365 | 1.9754 | 0.95991 | 2 | 0.93533
64705 | 3.71 | 1 | 365 | 4.2412 | 0.5019 | 4 | 0.74309
64276 | 4.77 | 1 | 365 | 5.453 | 0.93101 | 6 | 0.38398
67169 | 3.18 | 0.8 | 365 | 2.9082 | 0.82987 | 3 | 0.73812
67289 | 2.97 | 0.8 | 365 | 2.7162 | 0.44488 | 3 | 0.16108
67296 | 2.7 | 0.8 | 365 | 2.4693 | 0.94989 | 3 | 0.41916
67347 | 4.59 | 0.8 | 365 | 4.1978 | 0.41481 | 4 | 0.61257
67360 | 3.78 | 0.8 | 365 | 3.457 | 0.92985 | 4 | 0.38682
67439 | 2.16 | 0.8 | 365 | 1.9754 | 0.95991 | 2 | 0.93533
67452 | 2.16 | 0.8 | 365 | 1.9754 | 0.95991 | 2 | 0.93533
67524 | 4.05 | 0.8 | 365 | 3.7039 | 0.42484 | 4 | 0.12874
67530 | 6.625 | 0.8 | 365 | 6.0589 | 0.14556 | 6 | 0.20442
67531 | 2.7 | 0.8 | 365 | 2.4693 | 0.94989 | 3 | 0.41916
67538 | 4.59 | 0.8 | 365 | 4.1978 | 0.41481 | 4 | 0.61257
67585 | 6.36 | 0.8 | 365 | 5.8165 | 0.65974 | 6 | 0.47624
64109 | 70.98 | 0.9 | 365 | 73.0286 | 0.39301 | 73 | 0.42164
43480 | 977.73 | 0.9 | 365 | 1005.9492 | 0.52354 | 1006 | 0.47278
69531 | 8.04 | 0.8 | 365 | 7.3529 | 0.73967 | 8 | 0.092608
33286 | 3992.28 | 0.8 | 365 | 3651.1157 | 0.01818 | 3651 | 0.1339
69532 | 4.2 | 0.8 | 365 | 3.8411 | 0.69983 | 4 | 0.54091
69533 | 24.96 | 0.8 | 365 | 22.827 | 0.75899 | 23 | 0.58601
69174 | 6.93 | 0.8 | 365 | 6.3378 | 0.70472 | 7 | 0.042509
69535 | 5.13 | 0.8 | 365 | 4.6916 | 0.40479 | 5 | 0.096403
69400 | 10.8 | 0.8 | 365 | 9.8771 | 0.79956 | 10 | 0.67664
69288 | 7.28 | 0.8 | 365 | 6.6579 | 0.34637 | 7 | 0.0042519
69407 | 7.04 | 0.8 | 365 | 6.4384 | 0.90638 | 7 | 0.34477
69537 | 4.335 | 1 | 365 | 4.9557 | 0.93416 | 5 | 0.88984
69538 | 6.6 | 0.8 | 365 | 6.036 | 0.099732 | 6 | 0.13572
69539 | 7.8 | 0.8 | 365 | 7.1334 | 0.29968 | 7 | 0.43313
69540 | 9.72 | 0.8 | 365 | 8.8894 | 0.81961 | 9 | 0.70897
69541 | 11.4 | 0.8 | 365 | 10.4258 | 0.89954 | 11 | 0.32534
69262 | 6.6 | 0.8 | 365 | 6.036 | 0.099732 | 6 | 0.13572
69543 | 8.64 | 0.8 | 365 | 7.9017 | 0.83965 | 8 | 0.74131
1977 | 1842.75 | 1 | 365 | 2106.5949 | 0.87538 | 2107 | 0.47033
68563 | 5.4 | 1 | 365 | 6.1732 | 0.37473 | 6 | 0.5479
68241 | 9.315 | 1 | 365 | 10.6487 | 0.3464 | 10 | 0.99512
34329 | 347.76 | 1 | 365 | 397.5523 | 0.93238 | 398 | 0.48466
68419 | 3.92 | 1 | 365 | 4.4813 | 0.98313 | 5 | 0.4644
68633 | 15.39 | 1 | 365 | 17.5935 | 0.26797 | 17 | 0.86151
68503 | 8.48 | 1 | 365 | 9.6942 | 0.4329 | 10 | 0.12707
68089 | 8.502 | 1 | 365 | 9.7193 | 0.48332 | 10 | 0.20264
69094 | 8.925 | 1 | 365 | 10.2029 | 0.45267 | 10 | 0.65555
68130 | 9.12 | 1 | 365 | 10.4258 | 0.89954 | 11 | 0.32534
68295 | 10.26 | 1 | 365 | 11.729 | 0.51198 | 12 | 0.24101
68624 | 7.41 | 1 | 365 | 8.471 | 0.98087 | 9 | 0.45184
50000 | 5.4 | 1 | 365 | 6.1732 | 0.37473 | 6 | 0.5479
68879 | 12.54 | 0.8 | 365 | 11.4684 | 0.98949 | 12 | 0.45787
48699 | 6.5 | 1 | 365 | 7.4307 | 0.8955 | 8 | 0.32617
69545 | 3.6 | 0.8 | 365 | 3.2924 | 0.59985 | 3 | 0.89221
44143 | 11.772 | 1 | 365 | 13.4575 | 0.9769 | 14 | 0.43442
69548 | 8.4 | 1 | 365 | 9.6027 | 0.24957 | 9 | 0.85229
69549 | 4.8 | 1 | 365 | 5.4873 | 0.99976 | 6 | 0.48702
63019 | 110.24 | 0.9 | 365 | 113.4217 | 0.36497 | 113 | 0.78672
69550 | 6.3 | 1 | 365 | 7.202 | 0.43718 | 7 | 0.63921
68849 | 5.12 | 0.8 | 365 | 4.6825 | 0.38646 | 5 | 0.068924
68965 | 7.95 | 0.8 | 365 | 7.2706 | 0.57468 | 7 | 0.8453
68645 | 6.16 | 0.8 | 365 | 5.6336 | 0.29308 | 5 | 0.92667
69551 | 4.8 | 1 | 365 | 5.4873 | 0.99976 | 6 | 0.48702
69552 | 22.68 | 0.8 | 365 | 20.7419 | 0.57908 | 21 | 0.32094
69553 | 5.61 | 0.8 | 365 | 5.1306 | 0.28477 | 5 | 0.41536
69554 | 4.5 | 0.8 | 365 | 4.1154 | 0.24982 | 4 | 0.36527
69351 | 3.12 | 0.8 | 365 | 2.8534 | 0.71987 | 3 | 0.57325
69547 | 3.92 | 0.8 | 365 | 3.585 | 0.18651 | 3 | 0.77152
69558 | 6.615 | 0.8 | 365 | 6.0497 | 0.12723 | 6 | 0.17694
69559 | 8.4 | 0.8 | 365 | 7.6822 | 0.39966 | 8 | 0.081829
69451 | 4.35 | 0.8 | 365 | 3.9783 | 0.97482 | 4 | 0.95309
69560 | 9.88 | 0.8 | 365 | 9.0357 | 0.11293 | 9 | 0.14863
69561 | 4.68 | 0.8 | 365 | 4.2801 | 0.57981 | 4 | 0.85988
68523 | 9.45 | 1 | 365 | 10.8031 | 0.65577 | 11 | 0.45882
69562 | 11.2 | 0.8 | 365 | 10.2429 | 0.53288 | 10 | 0.77577
69564 | 9.52 | 0.8 | 365 | 8.7065 | 0.45295 | 9 | 0.15941
69563 | 1.96 | 0.8 | 365 | 1.7925 | 0.59325 | 2 | 0.38576
69565 | 8.68 | 0.8 | 365 | 7.9382 | 0.91298 | 8 | 0.85122
69566 | 6.72 | 0.8 | 365 | 6.1457 | 0.31973 | 6 | 0.46546
69567 | 3.445 | 0.8 | 365 | 3.1506 | 0.31569 | 3 | 0.4663
69570 | 3.92 | 0.8 | 365 | 3.585 | 0.18651 | 3 | 0.77152
69569 | 1.89 | 0.8 | 365 | 1.7285 | 0.46492 | 2 | 0.19341
69571 | 8.68 | 0.8 | 365 | 7.9382 | 0.91298 | 8 | 0.85122
69572 | 12.04 | 0.8 | 365 | 11.0111 | 0.072845 | 11 | 0.083955
69573 | 4.275 | 0.8 | 365 | 3.9097 | 0.83733 | 4 | 0.747
69574 | 3.64 | 0.8 | 365 | 3.3289 | 0.67319 | 4 | 0.002126
69576 | 7.56 | 0.8 | 365 | 6.914 | 0.85969 | 7 | 0.77365
69577 | 3.36 | 0.8 | 365 | 3.0729 | 0.15986 | 3 | 0.23273
69579 | 7.84 | 0.8 | 365 | 7.17 | 0.37302 | 7 | 0.54304
69575 | 2.6 | 0.8 | 365 | 2.3778 | 0.76656 | 3 | 0.14438
69580 | 6.555 | 0.8 | 365 | 5.9948 | 0.017234 | 6 | 0.01207
69530 | 9.69 | 0.8 | 365 | 8.8619 | 0.76461 | 9 | 0.62654
69582 | 8.68 | 0.8 | 365 | 7.9382 | 0.91298 | 8 | 0.85122
69194 | 4.94 | 0.8 | 365 | 4.5178 | 0.056466 | 4 | 0.57431
69583 | 7.84 | 0.8 | 365 | 7.17 | 0.37302 | 7 | 0.54304
69581 | 20.54 | 0.8 | 365 | 18.7847 | 0.65583 | 19 | 0.44057
69584 | 7.84 | 0.8 | 365 | 7.17 | 0.37302 | 7 | 0.54304
69190 | 5.67 | 0.8 | 365 | 5.1855 | 0.39477 | 5 | 0.58023
69193 | 12.285 | 0.8 | 365 | 11.2352 | 0.522 | 11 | 0.75718
69585 | 9.275 | 0.8 | 365 | 8.4824 | 0.0037907 | 8 | 0.48619
67768 | 12.8 | 0.8 | 365 | 11.7062 | 0.46615 | 12 | 0.17231
69589 | 9.6 | 0.8 | 365 | 8.7796 | 0.59961 | 9 | 0.37923
69587 | 3.9 | 1 | 365 | 4.4584 | 0.9373 | 5 | 0.3957
69590 | 5.8 | 0.8 | 365 | 5.3044 | 0.6331 | 5 | 0.93745
69592 | 6.9 | 0.8 | 365 | 6.3104 | 0.64972 | 6 | 0.96007
69593 | 8.32 | 0.8 | 365 | 7.609 | 0.253 | 7 | 0.862
69594 | 8.67 | 0.8 | 365 | 7.9291 | 0.89465 | 8 | 0.82375
69595 | 4.845 | 0.8 | 365 | 4.431 | 0.8823 | 5 | 0.31327
69596 | 6.6 | 0.8 | 365 | 6.036 | 0.099732 | 6 | 0.13572
69358 | 7.42 | 0.8 | 365 | 6.7859 | 0.60303 | 7 | 0.38895
69597 | 2.6 | 0.8 | 365 | 2.3778 | 0.76656 | 3 | 0.14438
65075 | 30.015 | 0.7 | 365 | 24.0188 | 0.148 | 24 | 0.16678
69598 | 2.52 | 0.8 | 365 | 2.3047 | 0.6199 | 2 | 0.92455
69601 | 6.16 | 0.8 | 365 | 5.6336 | 0.29308 | 5 | 0.92667
69602 | 14 | 0.8 | 365 | 12.8036 | 0.6661 | 13 | 0.46972
69603 | 2.4 | 0.8 | 365 | 2.1949 | 0.3999 | 2 | 0.59481
68113 | 3.77 | 0.8 | 365 | 3.4478 | 0.91151 | 4 | 0.35934
68142 | 5.67 | 0.8 | 365 | 5.1855 | 0.39477 | 5 | 0.58023
69605 | 13.52 | 0.8 | 365 | 12.3646 | 0.78612 | 13 | 0.15075
68155 | 3.24 | 0.8 | 365 | 2.9631 | 0.93987 | 3 | 0.90299
68353 | 4.35 | 0.8 | 365 | 3.9783 | 0.97482 | 4 | 0.95309
69606 | 9.24 | 0.8 | 365 | 8.4504 | 0.93963 | 9 | 0.39001
69608 | 8.16 | 0.8 | 365 | 7.4627 | 0.95967 | 8 | 0.42235
68355 | 5.94 | 0.8 | 365 | 5.4324 | 0.88976 | 6 | 0.32215
68357 | 4.06 | 0.8 | 365 | 3.713 | 0.44317 | 4 | 0.15622
68421 | 4.35 | 0.8 | 365 | 3.9783 | 0.97482 | 4 | 0.95309
68562 | 7.56 | 0.8 | 365 | 6.914 | 0.85969 | 7 | 0.77365
69610 | 3.92 | 0.8 | 365 | 3.585 | 0.18651 | 3 | 0.77152
69611 | 11.025 | 0.8 | 365 | 10.0828 | 0.21205 | 10 | 0.2949
68564 | 4.06 | 0.8 | 365 | 3.713 | 0.44317 | 4 | 0.15622
69612 | 8.58 | 0.8 | 365 | 7.8468 | 0.72965 | 8 | 0.57644
69613 | 14 | 0.8 | 365 | 12.8036 | 0.6661 | 13 | 0.46972
69604 | 6.9 | 0.8 | 365 | 6.3104 | 0.64972 | 6 | 0.96007
34047 | 112 | 0.9 | 365 | 115.2325 | 0.99489 | 116 | 0.22744
35098 | 201.6 | 0.9 | 365 | 207.4186 | 0.79081 | 208 | 0.20939
36939 | 628.5 | 0.8 | 365 | 574.7909 | 0.22452 | 575 | 0.015429
48851 | 9.805 | 1 | 365 | 11.2089 | 0.46929 | 11 | 0.67817
49700 | 6 | 1 | 365 | 6.8591 | 0.7497 | 7 | 0.60878
56762 | 653.49 | 0.9 | 365 | 672.351 | 0.79333 | 673 | 0.14435
60180 | 11.44 | 1 | 365 | 13.078 | 0.21609 | 13 | 0.29407
61015 | 2064.48 | 0.9 | 365 | 2124.065 | 0.89586 | 2124 | 0.96088
65006 | 77.72 | 0.9 | 365 | 79.9632 | 0.29396 | 80 | 0.25711
66674 | 507 | 0.9 | 365 | 521.633 | 0.66438 | 522 | 0.29741
67247 | 5.12 | 1 | 365 | 5.8531 | 0.73307 | 6 | 0.58616
67290 | 5.83 | 0.8 | 365 | 5.3318 | 0.6881 | 6 | 0.019889
67326 | 14.82 | 1 | 365 | 16.9419 | 0.96175 | 17 | 0.90368
68063 | 9.92 | 1 | 365 | 11.3403 | 0.73283 | 12 | 0.073176
68065 | 4.05 | 0.8 | 365 | 3.7039 | 0.42484 | 4 | 0.12874
68067 | 7.92 | 0.8 | 365 | 7.2432 | 0.51968 | 7 | 0.76287
68168 | 15.36 | 0.8 | 365 | 14.0474 | 0.15938 | 14 | 0.20677
68219 | 10.8 | 1 | 365 | 12.3463 | 0.74945 | 13 | 0.095797
68346 | 10.71 | 0.8 | 365 | 9.7948 | 0.63457 | 10 | 0.42933
68348 | 6.84 | 1 | 365 | 7.8194 | 0.67465 | 8 | 0.494
68409 | 16.9 | 0.8 | 365 | 15.4558 | 0.98265 | 16 | 0.43844
68440 | 7.77 | 0.8 | 365 | 7.106 | 0.24469 | 7 | 0.35069
68618 | 2.61 | 0.8 | 365 | 2.387 | 0.78489 | 3 | 0.17185
68656 | 5.035 | 0.8 | 365 | 4.6047 | 0.23063 | 4 | 0.83536
68668 | 7.29 | 0.8 | 365 | 6.667 | 0.3647 | 7 | 0.03173
68727 | 2.61 | 0.8 | 365 | 2.387 | 0.78489 | 3 | 0.17185
68766 | 11.6 | 1 | 365 | 13.2609 | 0.58275 | 13 | 0.84363
68786 | 4.93 | 0.8 | 365 | 4.5087 | 0.038134 | 4 | 0.54684
68791 | 4.35 | 0.8 | 365 | 3.9783 | 0.97482 | 4 | 0.95309
68840 | 7.25 | 0.8 | 365 | 6.6304 | 0.29137 | 6 | 0.92182
68847 | 25.65 | 0.6 | 365 | 17.5935 | 0.26797 | 17 | 0.86151
68917 | 8.1 | 0.8 | 365 | 7.4078 | 0.84967 | 8 | 0.25748
68918 | 10.15 | 0.8 | 365 | 9.2826 | 0.60792 | 9 | 0.89054
68921 | 6.38 | 0.8 | 365 | 5.8348 | 0.69641 | 6 | 0.5312
68922 | 4.86 | 0.8 | 365 | 4.4447 | 0.9098 | 5 | 0.35449
68925 | 3.48 | 0.8 | 365 | 3.1826 | 0.37986 | 3 | 0.56247
68926 | 4.77 | 0.8 | 365 | 4.3624 | 0.74481 | 5 | 0.10718
69003 | 25.2 | 0.6 | 365 | 17.2849 | 0.64923 | 17 | 0.93412
69035 | 11.97 | 0.8 | 365 | 10.9471 | 0.94451 | 11 | 0.89161
69068 | 6 | 0.8 | 365 | 5.4873 | 0.99976 | 6 | 0.48702
69097 | 6.6 | 1 | 365 | 7.545 | 0.12467 | 7 | 0.66965
69108 | 4.86 | 0.8 | 365 | 4.4447 | 0.9098 | 5 | 0.35449
69163 | 24.885 | 0.8 | 365 | 22.7584 | 0.62149 | 23 | 0.37992
69213 | 3.77 | 0.8 | 365 | 3.4478 | 0.91151 | 4 | 0.35934
69365 | 5.8 | 0.8 | 365 | 5.3044 | 0.6331 | 5 | 0.93745
69417 | 40.28 | 0.6 | 365 | 27.6284 | 0.38378 | 28 | 0.01215
69517 | 3.24 | 0.8 | 365 | 2.9631 | 0.93987 | 3 | 0.90299
69557 | 4.59 | 0.8 | 365 | 4.1978 | 0.41481 | 4 | 0.61257
69578 | 7.02 | 0.8 | 365 | 6.4201 | 0.86972 | 7 | 0.28981
69591 | 9.72 | 0.8 | 365 | 8.8894 | 0.81961 | 9 | 0.70897
69614 | 5.7 | 0.8 | 365 | 5.2129 | 0.44977 | 5 | 0.66267
69615 | 2.835 | 0.8 | 365 | 2.5927 | 0.19739 | 2 | 0.79012
69616 | 11.7 | 0.8 | 365 | 10.7002 | 0.44953 | 11 | 0.14969
69617 | 3.64 | 0.8 | 365 | 3.3289 | 0.67319 | 4 | 0.002126
69618 | 9.735 | 0.8 | 365 | 8.9031 | 0.84711 | 9 | 0.75019
69619 | 6.72 | 0.8 | 365 | 6.1457 | 0.31973 | 6 | 0.46546
69620 | 5.67 | 0.8 | 365 | 5.1855 | 0.39477 | 5 | 0.58023
69622 | 4.76 | 0.8 | 365 | 4.3532 | 0.72647 | 5 | 0.079703
69623 | 4.56 | 0.8 | 365 | 4.1703 | 0.35982 | 4 | 0.53014
69625 | 5.985 | 0.8 | 365 | 5.4735 | 0.97226 | 6 | 0.4458
69626 | 6.44 | 0.8 | 365 | 5.8897 | 0.80641 | 6 | 0.69607
69627 | 5.7 | 0.8 | 365 | 5.2129 | 0.44977 | 5 | 0.66267
69628 | 10.8 | 0.8 | 365 | 9.8771 | 0.79956 | 10 | 0.67664
69629 | 8.82 | 0.8 | 365 | 8.0663 | 0.16964 | 8 | 0.23592
69631 | 7.8 | 0.8 | 365 | 7.1334 | 0.29968 | 7 | 0.43313
69632 | 14.04 | 0.8 | 365 | 12.8402 | 0.73943 | 13 | 0.57963
69633 | 5.6 | 0.8 | 365 | 5.1214 | 0.26644 | 5 | 0.38789
69634 | 8.68 | 0.8 | 365 | 7.9382 | 0.91298 | 8 | 0.85122
69635 | 2.4 | 0.8 | 365 | 2.1949 | 0.3999 | 2 | 0.59481
69636 | 6.72 | 0.8 | 365 | 6.1457 | 0.31973 | 6 | 0.46546
69637 | 8.12 | 0.8 | 365 | 7.4261 | 0.88634 | 8 | 0.31243
69638 | 9.62 | 0.8 | 365 | 8.7979 | 0.63628 | 9 | 0.43419
69639 | 8.82 | 0.8 | 365 | 8.0663 | 0.16964 | 8 | 0.23592
69640 | 6.3 | 0.8 | 365 | 5.7616 | 0.54974 | 6 | 0.31137
69641 | 6.615 | 0.8 | 365 | 6.0497 | 0.12723 | 6 | 0.17694
69642 | 4.5 | 0.8 | 365 | 4.1154 | 0.24982 | 4 | 0.36527
69643 | 4.94 | 0.8 | 365 | 4.5178 | 0.056466 | 4 | 0.57431
69644 | 7.02 | 0.8 | 365 | 6.4201 | 0.86972 | 7 | 0.28981
69645 | 12.04 | 0.8 | 365 | 11.0111 | 0.072845 | 11 | 0.083955
69646 | 7.08 | 0.8 | 365 | 6.475 | 0.97971 | 7 | 0.45468
69647 | 9.15 | 0.8 | 365 | 8.3681 | 0.77463 | 9 | 0.14271
69648 | 5.7 | 0.8 | 365 | 5.2129 | 0.44977 | 5 | 0.66267
69649 | 8.82 | 0.8 | 365 | 8.0663 | 0.16964 | 8 | 0.23592
69650 | 9.18 | 0.8 | 365 | 8.3955 | 0.82963 | 9 | 0.22514
69651 | 10.53 | 0.8 | 365 | 9.6301 | 0.30457 | 9 | 0.93472
69653 | 6.21 | 0.8 | 365 | 5.6793 | 0.38475 | 6 | 0.064067
69655 | 8.64 | 0.8 | 365 | 7.9017 | 0.83965 | 8 | 0.74131
69656 | 9.92 | 1 | 365 | 11.3403 | 0.73283 | 12 | 0.073176
69657 | 7.56 | 0.8 | 365 | 6.914 | 0.85969 | 7 | 0.77365
69659 | 11.02 | 0.8 | 365 | 10.0783 | 0.20289 | 10 | 0.28116
69660 | 5.559 | 1 | 365 | 6.3549 | 0.73909 | 7 | 0.094031
69661 | 6.16 | 0.8 | 365 | 5.6336 | 0.29308 | 5 | 0.92667
69663 | 13.16 | 0.8 | 365 | 12.0354 | 0.12613 | 12 | 0.16153
69665 | 17.28 | 1 | 365 | 19.7542 | 0.59912 | 20 | 0.35327
69666 | 7.8 | 0.8 | 365 | 7.1334 | 0.29968 | 7 | 0.43313
69667 | 2.4 | 0.8 | 365 | 2.1949 | 0.3999 | 2 | 0.59481
69668 | 4.06 | 0.8 | 365 | 3.713 | 0.44317 | 4 | 0.15622
69669 | 4.59 | 0.8 | 365 | 4.1978 | 0.41481 | 4 | 0.61257
69671 | 7.56 | 0.8 | 365 | 6.914 | 0.85969 | 7 | 0.77365
69672 | 6.67 | 0.8 | 365 | 6.1 | 0.22806 | 6 | 0.32807
69673 | 2.97 | 0.8 | 365 | 2.7162 | 0.44488 | 3 | 0.16108
69674 | 13.2 | 0.8 | 365 | 12.072 | 0.19946 | 12 | 0.27145
69676 | 6.6 | 0.8 | 365 | 6.036 | 0.099732 | 6 | 0.13572
69677 | 8.37 | 0.8 | 365 | 7.6547 | 0.34466 | 7 | 0.99939
66002 | 2.12 | 1 | 365 | 2.4235 | 0.85823 | 3 | 0.28177
69678 | 3.18 | 0.8 | 365 | 2.9082 | 0.82987 | 3 | 0.73812
69679 | 3.36 | 0.8 | 365 | 3.0729 | 0.15986 | 3 | 0.23273
69680 | 2.12 | 0.8 | 365 | 1.9388 | 0.88658 | 2 | 0.82541
69681 | 4.59 | 0.8 | 365 | 4.1978 | 0.41481 | 4 | 0.61257
69682 | 4.06 | 0.8 | 365 | 3.713 | 0.44317 | 4 | 0.15622
69683 | 5.51 | 0.8 | 365 | 5.0391 | 0.10144 | 5 | 0.14058
69684 | 5.8 | 0.8 | 365 | 5.3044 | 0.6331 | 5 | 0.93745
69686 | 7.37 | 0.8 | 365 | 6.7402 | 0.51137 | 7 | 0.25156
69687 | 7.29 | 0.8 | 365 | 6.667 | 0.3647 | 7 | 0.03173
69688 | 7.83 | 0.8 | 365 | 7.1609 | 0.35468 | 7 | 0.51556
69689 | 6.67 | 0.8 | 365 | 6.1 | 0.22806 | 6 | 0.32807
69690 | 2.24 | 0.8 | 365 | 2.0486 | 0.10658 | 2 | 0.15515
69691 | 10.24 | 0.8 | 365 | 9.3649 | 0.77292 | 10 | 0.13785
69692 | 8.505 | 0.8 | 365 | 7.7782 | 0.59216 | 8 | 0.37035
69693 | 3.36 | 0.8 | 365 | 3.0729 | 0.15986 | 3 | 0.23273
69694 | 5.12 | 0.8 | 365 | 4.6825 | 0.38646 | 5 | 0.068924
69695 | 3.51 | 0.8 | 365 | 3.21 | 0.43486 | 3 | 0.64491
69696 | 5.88 | 0.8 | 365 | 5.3775 | 0.77976 | 6 | 0.15728
69697 | 8.625 | 0.8 | 365 | 7.8879 | 0.81215 | 8 | 0.70009
69698 | 13.5 | 0.8 | 365 | 12.3463 | 0.74945 | 13 | 0.095797
69699 | 9.72 | 0.8 | 365 | 8.8894 | 0.81961 | 9 | 0.70897
69700 | 6.76 | 0.8 | 365 | 6.1823 | 0.39306 | 6 | 0.57538
69701 | 6.36 | 0.8 | 365 | 5.8165 | 0.65974 | 6 | 0.47624
69702 | 2.34 | 0.8 | 365 | 2.14 | 0.28991 | 2 | 0.42994
69704 | 8.68 | 1 | 365 | 9.9228 | 0.89123 | 10 | 0.81403
69705 | 4.8 | 0.8 | 365 | 4.3898 | 0.79981 | 5 | 0.18962
69706 | 7.848 | 0.8 | 365 | 7.1773 | 0.38768 | 7 | 0.56502
69707 | 9.54 | 1 | 365 | 10.9059 | 0.86202 | 11 | 0.76795
69708 | 9.6 | 0.8 | 365 | 8.7796 | 0.59961 | 9 | 0.37923
69710 | 11.285 | 0.8 | 365 | 10.3206 | 0.68871 | 11 | 0.0093383
69711 | 5.4 | 0.8 | 365 | 4.9385 | 0.89978 | 5 | 0.83832
65171 | 8.215 | 1 | 365 | 9.3912 | 0.82563 | 10 | 0.21685
69712 | 4.8 | 0.8 | 365 | 4.3898 | 0.79981 | 5 | 0.18962
69713 | 10.56 | 0.8 | 365 | 9.6576 | 0.35957 | 10 | 0.017157
69714 | 6.4 | 0.8 | 365 | 5.8531 | 0.73307 | 6 | 0.58616
69715 | 16.08 | 1 | 365 | 18.3823 | 0.84919 | 19 | 0.23152
69716 | 6.3 | 0.8 | 365 | 5.7616 | 0.54974 | 6 | 0.31137
69717 | 6.4 | 0.8 | 365 | 5.8531 | 0.73307 | 6 | 0.58616
69719 | 6.03 | 0.8 | 365 | 5.5147 | 0.054756 | 5 | 0.56946
69720 | 4.8 | 0.8 | 365 | 4.3898 | 0.79981 | 5 | 0.18962
69721 | 8.4 | 0.8 | 365 | 7.6822 | 0.39966 | 8 | 0.081829
69722 | 6.21 | 0.8 | 365 | 5.6793 | 0.38475 | 6 | 0.064067
69724 | 4.86 | 0.8 | 365 | 4.4447 | 0.9098 | 5 | 0.35449
69725 | 4.06 | 0.8 | 365 | 3.713 | 0.44317 | 4 | 0.15622
69727 | 3 | 0.8 | 365 | 2.7436 | 0.49988 | 3 | 0.24351
69729 | 10.005 | 0.8 | 365 | 9.15 | 0.34209 | 9 | 0.49211
69730 | 5.8 | 1 | 365 | 6.6304 | 0.29137 | 6 | 0.92182
69732 | 11.96 | 0.8 | 365 | 10.9379 | 0.92618 | 11 | 0.86413
69733 | 4.725 | 0.8 | 365 | 4.3212 | 0.66231 | 4 | 0.98353
69734 | 14.535 | 0.8 | 365 | 13.2929 | 0.64691 | 13 | 0.93981
69735 | 5.04 | 0.8 | 365 | 4.6093 | 0.2398 | 4 | 0.8491
69736 | 36.6 | 0.9 | 365 | 37.6563 | 0.48583 | 38 | 0.14218
69737 | 7.28 | 0.8 | 365 | 6.6579 | 0.34637 | 7 | 0.0042519
69738 | 8.265 | 0.8 | 365 | 7.5587 | 0.15216 | 7 | 0.71087
69739 | 4.42 | 0.8 | 365 | 4.0423 | 0.10315 | 4 | 0.14544
69740 | 3.6 | 0.8 | 365 | 3.2924 | 0.59985 | 3 | 0.89221
69741 | 12.16 | 0.8 | 365 | 11.1209 | 0.29284 | 11 | 0.4137
69742 | 7.02 | 0.8 | 365 | 6.4201 | 0.86972 | 7 | 0.28981
69743 | 7.83 | 0.8 | 365 | 7.1609 | 0.35468 | 7 | 0.51556
69745 | 6.67 | 0.8 | 365 | 6.1 | 0.22806 | 6 | 0.32807
69746 | 8.32 | 0.8 | 365 | 7.609 | 0.253 | 7 | 0.862
69747 | 2.8 | 0.8 | 365 | 2.5607 | 0.13322 | 2 | 0.69394
69748 | 3.77 | 0.8 | 365 | 3.4478 | 0.91151 | 4 | 0.35934
69749 | 2.16 | 0.8 | 365 | 1.9754 | 0.95991 | 2 | 0.93533
69750 | 3.77 | 0.8 | 365 | 3.4478 | 0.91151 | 4 | 0.35934
69751 | 5.13 | 0.8 | 365 | 4.6916 | 0.40479 | 5 | 0.096403
69752 | 3.77 | 0.8 | 365 | 3.4478 | 0.91151 | 4 | 0.35934
69754 | 5.51 | 0.8 | 365 | 5.0391 | 0.10144 | 5 | 0.14058
69755 | 5.88 | 0.8 | 365 | 5.3775 | 0.77976 | 6 | 0.15728
69756 | 7.685 | 0.8 | 365 | 7.0283 | 0.088855 | 7 | 0.11713
69757 | 5.4 | 0.8 | 365 | 4.9385 | 0.89978 | 5 | 0.83832
69758 | 4.32 | 0.8 | 365 | 3.9508 | 0.91982 | 4 | 0.87065
69759 | 5.13 | 0.8 | 365 | 4.6916 | 0.40479 | 5 | 0.096403
69760 | 3.24 | 0.8 | 365 | 2.9631 | 0.93987 | 3 | 0.90299
69762 | 7.29 | 0.8 | 365 | 6.667 | 0.3647 | 7 | 0.03173
69763 | 2.16 | 0.8 | 365 | 1.9754 | 0.95991 | 2 | 0.93533
69766 | 3.78 | 0.8 | 365 | 3.457 | 0.92985 | 4 | 0.38682
69767 | 1.96 | 0.8 | 365 | 1.7925 | 0.59325 | 2 | 0.38576
69770 | 14.04 | 0.8 | 365 | 12.8402 | 0.73943 | 13 | 0.57963
69771 | 10.53 | 0.8 | 365 | 9.6301 | 0.30457 | 9 | 0.93472
69772 | 6.615 | 0.8 | 365 | 6.0497 | 0.12723 | 6 | 0.17694
69774 | 4.32 | 0.8 | 365 | 3.9508 | 0.91982 | 4 | 0.87065
69775 | 5.8 | 0.8 | 365 | 5.3044 | 0.6331 | 5 | 0.93745
69776 | 6.76 | 0.8 | 365 | 6.1823 | 0.39306 | 6 | 0.57538
69778 | 7.28 | 0.8 | 365 | 6.6579 | 0.34637 | 7 | 0.0042519
69779 | 5.72 | 0.8 | 365 | 5.2312 | 0.48643 | 5 | 0.71763
69780 | 3.6 | 0.8 | 365 | 3.2924 | 0.59985 | 3 | 0.89221
69781 | 7.8 | 0.8 | 365 | 7.1334 | 0.29968 | 7 | 0.43313
69782 | 6.3 | 0.8 | 365 | 5.7616 | 0.54974 | 6 | 0.31137
69784 | 7.02 | 0.8 | 365 | 6.4201 | 0.86972 | 7 | 0.28981
69785 | 9.28 | 0.8 | 365 | 8.487 | 0.012957 | 8 | 0.49993
69786 | 8.1 | 0.8 | 365 | 7.4078 | 0.84967 | 8 | 0.25748
69787 | 6.213 | 0.8 | 365 | 5.6821 | 0.39025 | 6 | 0.07231
69788 | 16.96 | 0.8 | 365 | 15.5107 | 0.092646 | 15 | 0.60331
69790 | 5.67 | 1 | 365 | 6.4818 | 0.99346 | 7 | 0.47529
69792 | 8.28 | 0.8 | 365 | 7.5724 | 0.17966 | 7 | 0.75209
69794 | 6.09 | 0.8 | 365 | 5.5696 | 0.16475 | 5 | 0.73433
69795 | 7.25 | 0.8 | 365 | 6.6304 | 0.29137 | 6 | 0.92182
69796 | 7.25 | 0.8 | 365 | 6.6304 | 0.29137 | 6 | 0.92182
69798 | 8.4 | 1 | 365 | 9.6027 | 0.24957 | 9 | 0.85229
69799 | 5.4 | 1 | 365 | 6.1732 | 0.37473 | 6 | 0.5479
69801 | 12.76 | 0.8 | 365 | 11.6696 | 0.39282 | 12 | 0.062398
69802 | 5.886 | 0.8 | 365 | 5.383 | 0.79076 | 6 | 0.17377
69803 | 12.15 | 0.8 | 365 | 11.1117 | 0.27451 | 11 | 0.38622
69804 | 6.21 | 0.8 | 365 | 5.6793 | 0.38475 | 6 | 0.064067
69805 | 9.45 | 0.8 | 365 | 8.6424 | 0.32462 | 8 | 0.96706
69807 | 8.04 | 0.8 | 365 | 7.3529 | 0.73967 | 8 | 0.092608
69810 | 6.27 | 0.8 | 365 | 5.7342 | 0.49475 | 6 | 0.22894
69811 | 12.96 | 0.8 | 365 | 11.8525 | 0.75947 | 12 | 0.61196
69813 | 11.02 | 0.8 | 365 | 10.0783 | 0.20289 | 10 | 0.28116
69814 | 4.59 | 0.8 | 365 | 4.1978 | 0.41481 | 4 | 0.61257
69815 | 11.2 | 0.8 | 365 | 10.2429 | 0.53288 | 10 | 0.77577
69816 | 6.08 | 0.8 | 365 | 5.5604 | 0.14642 | 5 | 0.70685
69817 | 9.3 | 0.8 | 365 | 8.5053 | 0.049623 | 8 | 0.55488
69818 | 3.18 | 0.8 | 365 | 2.9082 | 0.82987 | 3 | 0.73812
69820 | 9.135 | 0.8 | 365 | 8.3544 | 0.74713 | 9 | 0.10149
69821 | 6.36 | 0.8 | 365 | 5.8165 | 0.65974 | 6 | 0.47624
69823 | 12 | 0.8 | 365 | 10.9745 | 0.99951 | 11 | 0.97404
69825 | 11.4 | 0.8 | 365 | 10.4258 | 0.89954 | 11 | 0.32534
69826 | 9.975 | 0.8 | 365 | 9.1226 | 0.2871 | 9 | 0.40967
69828 | 4.06 | 0.8 | 365 | 3.713 | 0.44317 | 4 | 0.15622
69829 | 5.886 | 0.8 | 365 | 5.383 | 0.79076 | 6 | 0.17377
69831 | 3.84 | 0.8 | 365 | 3.5118 | 0.039844 | 3 | 0.55169
69832 | 4.27 | 0.8 | 365 | 3.9051 | 0.82816 | 4 | 0.73326
69833 | 5.44 | 0.8 | 365 | 4.9751 | 0.97311 | 5 | 0.94823
69835 | 3.12 | 0.8 | 365 | 2.8534 | 0.71987 | 3 | 0.57325
65861 | 6.84 | 1 | 365 | 7.8194 | 0.67465 | 8 | 0.494
50556 | 7.8 | 1 | 365 | 8.9168 | 0.8746 | 9 | 0.79141
65407 | 10.15 | 1 | 365 | 11.6033 | 0.2599 | 11 | 0.86318
68717 | 9.045 | 0.8 | 365 | 8.2721 | 0.58213 | 8 | 0.85418
69114 | 6.48 | 0.8 | 365 | 5.9262 | 0.87974 | 6 | 0.80598
34321 | 657 | 1 | 365 | 751.0693 | 0.59171 | 751 | 0.66097
67244 | 7.8 | 1 | 365 | 8.9168 | 0.8746 | 9 | 0.79141
64867 | 28.81 | 0.9 | 365 | 29.6415 | 0.41931 | 30 | 0.060825
69837 | 6.72 | 0.8 | 365 | 6.1457 | 0.31973 | 6 | 0.46546
69839 | 2.72 | 0.8 | 365 | 2.4876 | 0.98656 | 3 | 0.47412
69840 | 7.015 | 0.8 | 365 | 6.4155 | 0.86055 | 7 | 0.27608
69841 | 3.92 | 0.8 | 365 | 3.585 | 0.18651 | 3 | 0.77152
69843 | 8.32 | 0.8 | 365 | 7.609 | 0.253 | 7 | 0.862
69845 | 24.96 | 1 | 365 | 28.5338 | 0.19874 | 28 | 0.73251
69359 | 5.36 | 0.8 | 365 | 4.902 | 0.82645 | 5 | 0.72841
69090 | 6.21 | 0.8 | 365 | 5.6793 | 0.38475 | 6 | 0.064067
69847 | 2.97 | 0.8 | 365 | 2.7162 | 0.44488 | 3 | 0.16108
69846 | 11.2 | 0.8 | 365 | 10.2429 | 0.53288 | 10 | 0.77577
69848 | 3.92 | 0.8 | 365 | 3.585 | 0.18651 | 3 | 0.77152
69850 | 9.01 | 0.8 | 365 | 8.24 | 0.51797 | 8 | 0.75801
69851 | 10.92 | 0.8 | 365 | 9.9868 | 0.019557 | 10 | 0.0063779
69100 | 9.45 | 0.8 | 365 | 8.6424 | 0.32462 | 8 | 0.96706
69529 | 10.137 | 1 | 365 | 11.5884 | 0.23011 | 11 | 0.81853
31461 | 2794.995 | 1 | 365 | 3195.1824 | 0.055262 | 3195 | 0.23765
69852 | 9.28 | 0.8 | 365 | 8.487 | 0.012957 | 8 | 0.49993
69853 | 10.8 | 0.8 | 365 | 9.8771 | 0.79956 | 10 | 0.67664
69854 | 7.8 | 0.8 | 365 | 7.1334 | 0.29968 | 7 | 0.43313
64889 | 56 | 0.9 | 365 | 57.6163 | 0.49745 | 58 | 0.11372
68178 | 2.97 | 0.8 | 365 | 2.7162 | 0.44488 | 3 | 0.16108
69858 | 5.3 | 0.8 | 365 | 4.8471 | 0.71645 | 5 | 0.56354
69859 | 6.27 | 0.8 | 365 | 5.7342 | 0.49475 | 6 | 0.22894
35961 | 61.11 | 0.9 | 365 | 62.8738 | 0.036588 | 62 | 0.91035
69256 | 11.02 | 0.8 | 365 | 10.0783 | 0.20289 | 10 | 0.28116
68298 | 4.05 | 0.8 | 365 | 3.7039 | 0.42484 | 4 | 0.12874
69309 | 8.7 | 0.8 | 365 | 7.9565 | 0.94965 | 8 | 0.90618
33973 | 649.35 | 0.8 | 365 | 593.8591 | 0.44868 | 594 | 0.30783
65258 | 31.28 | 0.7 | 365 | 25.0311 | 0.17722 | 25 | 0.20829
64767 | 122.76 | 1 | 365 | 140.3368 | 0.31878 | 140 | 0.65556
68304 | 2.7 | 0.8 | 365 | 2.4693 | 0.94989 | 3 | 0.41916
68785 | 2.97 | 0.8 | 365 | 2.7162 | 0.44488 | 3 | 0.16108
65791 | 371.32 | 1 | 365 | 424.4856 | 0.92285 | 425 | 0.40845
26541 | 1856.6 | 1 | 365 | 2122.428 | 0.61427 | 2123 | 0.042254
68730 | 3.24 | 0.8 | 365 | 2.9631 | 0.93987 | 3 | 0.90299
69861 | 5.98 | 0.8 | 365 | 5.469 | 0.96309 | 6 | 0.43206
69139 | 8.12 | 0.8 | 365 | 7.4261 | 0.88634 | 8 | 0.31243
69142 | 6.75 | 0.8 | 365 | 6.1732 | 0.37473 | 6 | 0.5479
69198 | 6.09 | 0.8 | 365 | 5.5696 | 0.16475 | 5 | 0.73433
35151 | 78.12 | 0.9 | 365 | 80.3747 | 0.11894 | 80 | 0.49364
69245 | 8.91 | 0.8 | 365 | 8.1486 | 0.33464 | 8 | 0.48323
69863 | 11.2 | 0.8 | 365 | 10.2429 | 0.53288 | 10 | 0.77577
69265 | 2.9 | 0.8 | 365 | 2.6522 | 0.31655 | 2 | 0.96873
69874 | 8.48 | 0.8 | 365 | 7.7553 | 0.54632 | 8 | 0.30166
69294 | 4.32 | 0.8 | 365 | 3.9508 | 0.91982 | 4 | 0.87065
69849 | 2.56 | 0.8 | 365 | 2.3412 | 0.69323 | 3 | 0.034462
65305 | 31.392 | 0.7 | 365 | 25.1207 | 0.35689 | 25 | 0.47758
69864 | 8.835 | 0.8 | 365 | 8.08 | 0.19714 | 8 | 0.27714
69865 | 10.15 | 0.8 | 365 | 9.2826 | 0.60792 | 9 | 0.89054
69866 | 8.28 | 0.8 | 365 | 7.5724 | 0.17966 | 7 | 0.75209
69867 | 11.055 | 0.8 | 365 | 10.1103 | 0.26705 | 10 | 0.37734
69869 | 4.64 | 0.8 | 365 | 4.2435 | 0.50648 | 4 | 0.74996
69868 | 596.31 | 0.9 | 365 | 613.5207 | 0.86218 | 614 | 0.38288
69870 | 34.125 | 0.9 | 365 | 35.1099 | 0.38126 | 35 | 0.49117
69872 | 6.71 | 0.8 | 365 | 6.1366 | 0.30139 | 6 | 0.43798
69873 | 9.45 | 0.8 | 365 | 8.6424 | 0.32462 | 8 | 0.96706
69875 | 6.44 | 0.8 | 365 | 5.8897 | 0.80641 | 6 | 0.69607
69876 | 11.34 | 0.8 | 365 | 10.3709 | 0.78954 | 11 | 0.16047
69878 | 7.42 | 0.8 | 365 | 6.7859 | 0.60303 | 7 | 0.38895
69879 | 3.135 | 0.8 | 365 | 2.8671 | 0.74737 | 3 | 0.61447
69881 | 6.89 | 1 | 365 | 7.8765 | 0.78923 | 8 | 0.66574
69299 | 4.48 | 0.8 | 365 | 4.0972 | 0.21315 | 4 | 0.31031
69883 | 6.09 | 0.8 | 365 | 5.5696 | 0.16475 | 5 | 0.73433
69301 | 4.35 | 0.8 | 365 | 3.9783 | 0.97482 | 4 | 0.95309
69321 | 4.35 | 0.8 | 365 | 3.9783 | 0.97482 | 4 | 0.95309
69884 | 7.245 | 0.8 | 365 | 6.6259 | 0.28221 | 6 | 0.90808
69117 | 8.91 | 0.8 | 365 | 8.1486 | 0.33464 | 8 | 0.48323
69885 | 3.38 | 1 | 365 | 3.8639 | 0.74566 | 4 | 0.60961
69322 | 8.7 | 0.8 | 365 | 7.9565 | 0.94965 | 8 | 0.90618
69330 | 13.34 | 0.8 | 365 | 12.2 | 0.45613 | 12 | 0.65614
69886 | 11.655 | 0.8 | 365 | 10.659 | 0.36703 | 11 | 0.026038
69341 | 4.32 | 0.8 | 365 | 3.9508 | 0.91982 | 4 | 0.87065
69887 | 12.6 | 0.8 | 365 | 11.5233 | 0.099489 | 11 | 0.62274
69415 | 10.14 | 0.8 | 365 | 9.2735 | 0.58959 | 9 | 0.86307
69447 | 4.76 | 0.8 | 365 | 4.3532 | 0.72647 | 5 | 0.079703
69513 | 8.99 | 0.8 | 365 | 8.2218 | 0.4813 | 8 | 0.70305
68459 | 4.59 | 0.8 | 365 | 4.1978 | 0.41481 | 4 | 0.61257
69889 | 4.68 | 0.8 | 365 | 4.2801 | 0.57981 | 4 | 0.85988
69890 | 4.8 | 0.8 | 365 | 4.3898 | 0.79981 | 5 | 0.18962
63346 | 138.6 | 0.9 | 365 | 142.6003 | 0.85618 | 143 | 0.45645
69891 | 9.9 | 0.8 | 365 | 9.054 | 0.1496 | 9 | 0.20358
69871 | 9.315 | 0.8 | 365 | 8.519 | 0.077122 | 8 | 0.5961
69894 | 7.98 | 0.8 | 365 | 7.2981 | 0.62968 | 7 | 0.92774
69896 | 3.42 | 0.8 | 365 | 3.1277 | 0.26986 | 3 | 0.3976
69899 | 4.48 | 0.8 | 365 | 4.0972 | 0.21315 | 4 | 0.31031
63515 | 234.5 | 0.7 | 365 | 187.653 | 0.16877 | 187 | 0.82176
43620 | 18.425 | 0.8 | 365 | 16.8505 | 0.77842 | 17 | 0.62889
69902 | 10.24 | 0.8 | 365 | 9.3649 | 0.77292 | 10 | 0.13785
69905 | 5.6 | 0.8 | 365 | 5.1214 | 0.26644 | 5 | 0.38789
65250 | 26.4 | 0.9 | 365 | 27.162 | 0.4488 | 27 | 0.61075
69908 | 9.6 | 0.8 | 365 | 8.7796 | 0.59961 | 9 | 0.37923
69909 | 8.8 | 0.8 | 365 | 8.048 | 0.13298 | 8 | 0.18096
69910 | 6.96 | 0.8 | 365 | 6.3652 | 0.75972 | 7 | 0.12494
66377 | 9.92 | 0.8 | 365 | 9.0723 | 0.18626 | 9 | 0.25854
66283 | 4.485 | 1 | 365 | 5.1272 | 0.2779 | 5 | 0.40506
64197 | 13.11 | 1 | 365 | 14.9871 | 0.043086 | 15 | 0.030176
69914 | 9.6 | 0.8 | 365 | 8.7796 | 0.59961 | 9 | 0.37923
69916 | 6.875 | 1 | 365 | 7.8594 | 0.75486 | 8 | 0.61422
69917 | 4.2 | 0.8 | 365 | 3.8411 | 0.69983 | 4 | 0.54091
69918 | 24.795 | 1 | 365 | 28.3451 | 0.82062 | 29 | 0.16577
69919 | 3.92 | 0.8 | 365 | 3.585 | 0.18651 | 3 | 0.77152
69920 | 7.035 | 0.8 | 365 | 6.4338 | 0.89721 | 7 | 0.33103
69915 | 7.84 | 0.8 | 365 | 7.17 | 0.37302 | 7 | 0.54304
69921 | 10.791 | 0.8 | 365 | 9.8688 | 0.78306 | 10 | 0.65191
69923 | 9.405 | 1 | 365 | 10.7516 | 0.55265 | 11 | 0.30426
69924 | 9.92 | 0.8 | 365 | 9.0723 | 0.18626 | 9 | 0.25854
69927 | 5.94 | 0.8 | 365 | 5.4324 | 0.88976 | 6 | 0.32215
35287 | 1059.27 | 0.9 | 365 | 1089.8427 | 0.69607 | 1090 | 0.53872
69929 | 4.83 | 0.8 | 365 | 4.4172 | 0.8548 | 5 | 0.27205
69930 | 7.2 | 0.8 | 365 | 6.5847 | 0.19971 | 6 | 0.78442
69926 | 4.5 | 0.8 | 365 | 4.1154 | 0.24982 | 4 | 0.36527
69931 | 14.835 | 0.8 | 365 | 13.5673 | 0.1969 | 13 | 0.76416
63952 | 326.4 | 0.9 | 365 | 335.8206 | 0.18512 | 336 | 0.005673
68417 | 52.49 | 0.9 | 365 | 54.005 | 0.25823 | 54 | 0.2632
69934 | 4.41 | 0.8 | 365 | 4.0331 | 0.084821 | 4 | 0.11796
69791 | 11.725 | 1 | 365 | 13.4038 | 0.8692 | 14 | 0.27298
69800 | 14.74 | 0.8 | 365 | 13.4804 | 0.022736 | 13 | 0.50311
69812 | 8.829 | 0.8 | 365 | 8.0745 | 0.18614 | 8 | 0.26065
69935 | 8.64 | 0.8 | 365 | 7.9017 | 0.83965 | 8 | 0.74131
69588 | 14.5 | 0.8 | 365 | 13.2609 | 0.58275 | 13 | 0.84363
69936 | 8.12 | 0.8 | 365 | 7.4261 | 0.88634 | 8 | 0.31243
69939 | 8.55 | 0.8 | 365 | 7.8194 | 0.67465 | 8 | 0.494
69942 | 5.7 | 0.8 | 365 | 5.2129 | 0.44977 | 5 | 0.66267
69941 | 5.76 | 0.8 | 365 | 5.2678 | 0.55977 | 5 | 0.82754
69944 | 11.4 | 0.8 | 365 | 10.4258 | 0.89954 | 11 | 0.32534
69938 | 9.88 | 1 | 365 | 11.2946 | 0.64117 | 11 | 0.93578
69946 | 8.375 | 0.8 | 365 | 7.6593 | 0.35383 | 8 | 0.013133
34875 | 47.85 | 0.9 | 365 | 49.231 | 0.68844 | 49 | 0.91949
69948 | 11.73 | 0.8 | 365 | 10.7276 | 0.50452 | 11 | 0.23213
69950 | 8.54 | 0.8 | 365 | 7.8102 | 0.65632 | 8 | 0.46653
69951 | 7.935 | 0.8 | 365 | 7.2569 | 0.54718 | 7 | 0.80409
69952 | 11.73 | 0.8 | 365 | 10.7276 | 0.50452 | 11 | 0.23213
69953 | 8.04 | 0.8 | 365 | 7.3529 | 0.73967 | 8 | 0.092608
69954 | 14.145 | 0.8 | 365 | 12.9362 | 0.93193 | 13 | 0.86815
69956 | 9.156 | 0.8 | 365 | 8.3736 | 0.78563 | 9 | 0.15919
69957 | 8.375 | 0.8 | 365 | 7.6593 | 0.35383 | 8 | 0.013133
69958 | 13.08 | 0.8 | 365 | 11.9622 | 0.97947 | 12 | 0.94171
69959 | 8.375 | 0.8 | 365 | 7.6593 | 0.35383 | 8 | 0.013133
69960 | 10.695 | 0.8 | 365 | 9.781 | 0.60707 | 10 | 0.38811
69961 | 6.82 | 0.8 | 365 | 6.2372 | 0.50306 | 6 | 0.74025
64037 | 104.94 | 0.9 | 365 | 107.9688 | 0.43396 | 108 | 0.40274
69964 | 7.848 | 0.8 | 365 | 7.1773 | 0.38768 | 7 | 0.56502
69965 | 13.407 | 0.8 | 365 | 12.2613 | 0.57896 | 12 | 0.84025
64030 | 663.3 | 1 | 365 | 758.2713 | 0.028893 | 758 | 0.30019
69966 | 5.49 | 0.8 | 365 | 5.0208 | 0.064777 | 5 | 0.085624
4916 | 4135.86 | 0.7 | 365 | 3309.6227 | 0.46206 | 3310 | 0.084769
32651 | 596.7 | 0.9 | 365 | 613.922 | 0.66654 | 614 | 0.5885
66332 | 4.24 | 0.8 | 365 | 3.8777 | 0.77316 | 4 | 0.65083
66415 | 8.4 | 0.8 | 365 | 7.6822 | 0.39966 | 8 | 0.081829
66423 | 6.84 | 0.8 | 365 | 6.2555 | 0.53972 | 6 | 0.7952
66462 | 6.89 | 0.8 | 365 | 6.3012 | 0.63139 | 6 | 0.9326
66468 | 7.695 | 0.8 | 365 | 7.0374 | 0.10719 | 7 | 0.1446
66474 | 3.64 | 0.8 | 365 | 3.3289 | 0.67319 | 4 | 0.002126
66476 | 6.44 | 0.8 | 365 | 5.8897 | 0.80641 | 6 | 0.69607
66483 | 4.505 | 0.8 | 365 | 4.12 | 0.25898 | 4 | 0.379
66484 | 10.335 | 0.8 | 365 | 9.4518 | 0.94708 | 10 | 0.39889
66490 | 5.83 | 0.8 | 365 | 5.3318 | 0.6881 | 6 | 0.019889
66494 | 2.8 | 0.8 | 365 | 2.5607 | 0.13322 | 2 | 0.69394
66498 | 4.48 | 0.8 | 365 | 4.0972 | 0.21315 | 4 | 0.31031
66499 | 10.08 | 0.8 | 365 | 9.2186 | 0.47959 | 9 | 0.69819
42679 | 6.6 | 0.8 | 365 | 6.036 | 0.099732 | 6 | 0.13572
66644 | 4.505 | 0.8 | 365 | 4.12 | 0.25898 | 4 | 0.379
66654 | 8.4 | 0.8 | 365 | 7.6822 | 0.39966 | 8 | 0.081829
66657 | 7 | 0.8 | 365 | 6.4018 | 0.83305 | 7 | 0.23486
66659 | 6.72 | 0.8 | 365 | 6.1457 | 0.31973 | 6 | 0.46546
66710 | 7.54 | 0.8 | 365 | 6.8957 | 0.82303 | 7 | 0.71869
66744 | 11.2 | 0.8 | 365 | 10.2429 | 0.53288 | 10 | 0.77577
66801 | 2.65 | 0.8 | 365 | 2.4235 | 0.85823 | 3 | 0.28177
66803 | 10.08 | 0.8 | 365 | 9.2186 | 0.47959 | 9 | 0.69819
66826 | 4.76 | 0.8 | 365 | 4.3532 | 0.72647 | 5 | 0.079703
66345 | 5.3 | 1 | 365 | 6.0589 | 0.14556 | 6 | 0.20442
66348 | 3.12 | 1 | 365 | 3.5667 | 0.14984 | 3 | 0.71656
66356 | 3.64 | 1 | 365 | 4.1612 | 0.34148 | 4 | 0.50266
66365 | 2.34 | 1 | 365 | 2.675 | 0.36238 | 3 | 0.037423
66373 | 2.295 | 1 | 365 | 2.6236 | 0.25926 | 2 | 0.88286
66481 | 6.76 | 0.8 | 365 | 6.1823 | 0.39306 | 6 | 0.57538
69021 | 7.194 | 0.8 | 365 | 6.5792 | 0.18871 | 6 | 0.76794
68292 | 14.3 | 0.8 | 365 | 13.078 | 0.21609 | 13 | 0.29407
69830 | 2.86 | 0.8 | 365 | 2.6156 | 0.24322 | 2 | 0.85881
69797 | 6.93 | 1 | 365 | 7.9222 | 0.8809 | 8 | 0.80314
69670 | 12.455 | 0.8 | 365 | 11.3906 | 0.83366 | 12 | 0.22431
64095 | 211.68 | 0.9 | 365 | 217.7895 | 0.58035 | 218 | 0.36986
69947 | 2.943 | 0.8 | 365 | 2.6915 | 0.39538 | 3 | 0.086884
69962 | 9.92 | 0.8 | 365 | 9.0723 | 0.18626 | 9 | 0.25854
69932 | 11.4 | 0.8 | 365 | 10.4258 | 0.89954 | 11 | 0.32534
69967 | 5.04 | 0.8 | 365 | 4.6093 | 0.2398 | 4 | 0.8491
69968 | 11.2 | 0.8 | 365 | 10.2429 | 0.53288 | 10 | 0.77577
69969 | 5 | 0.8 | 365 | 4.5727 | 0.16646 | 4 | 0.73918
69970 | 4.2 | 0.8 | 365 | 3.8411 | 0.69983 | 4 | 0.54091
70046 | 7.5 | 0.8 | 365 | 6.8591 | 0.7497 | 7 | 0.60878
70052 | 3.64 | 0.8 | 365 | 3.3289 | 0.67319 | 4 | 0.002126
69972 | 18 | 0.8 | 365 | 16.4618 | 0.99927 | 17 | 0.46106
69975 | 9.92 | 0.8 | 365 | 9.0723 | 0.18626 | 9 | 0.25854
70057 | 5.7 | 0.8 | 365 | 5.2129 | 0.44977 | 5 | 0.66267
69976 | 5.44 | 1 | 365 | 6.2189 | 0.46639 | 6 | 0.68529
70058 | 6.21 | 0.8 | 365 | 5.6793 | 0.38475 | 6 | 0.064067
69977 | 6 | 0.8 | 365 | 5.4873 | 0.99976 | 6 | 0.48702
63955 | 40.25 | 0.7 | 365 | 32.2091 | 0.56628 | 32 | 0.77538
69978 | 8.4 | 0.8 | 365 | 7.6822 | 0.39966 | 8 | 0.081829
70063 | 8.7 | 0.8 | 365 | 7.9565 | 0.94965 | 8 | 0.90618
69979 | 11.2 | 0.8 | 365 | 10.2429 | 0.53288 | 10 | 0.77577
69980 | 11.52 | 0.8 | 365 | 10.5355 | 0.11953 | 10 | 0.65508
70064 | 10.83 | 0.8 | 365 | 9.9045 | 0.85456 | 10 | 0.75907
69981 | 3.3 | 0.8 | 365 | 3.018 | 0.049866 | 3 | 0.067861
69982 | 11.118 | 1 | 365 | 12.7099 | 0.47819 | 13 | 0.18806
70066 | 10.545 | 0.8 | 365 | 9.6439 | 0.33207 | 9 | 0.97594
69983 | 17.28 | 1 | 365 | 19.7542 | 0.59912 | 20 | 0.35327
69984 | 12.8 | 0.8 | 365 | 11.7062 | 0.46615 | 12 | 0.17231
69986 | 4.96 | 0.8 | 365 | 4.5361 | 0.093132 | 4 | 0.62927
69987 | 9.405 | 0.8 | 365 | 8.6013 | 0.24212 | 8 | 0.84341
69988 | 8.41 | 0.8 | 365 | 7.6913 | 0.41799 | 8 | 0.10931
70056 | 3.975 | 0.8 | 365 | 3.6353 | 0.28734 | 3 | 0.92265
69989 | 10.725 | 0.8 | 365 | 9.8085 | 0.66207 | 10 | 0.47055
70067 | 24.82 | 0.8 | 365 | 22.699 | 0.50233 | 23 | 0.20131
69990 | 5.22 | 0.8 | 365 | 4.7739 | 0.56979 | 5 | 0.34371
70062 | 8.4 | 0.8 | 365 | 7.6822 | 0.39966 | 8 | 0.081829
70072 | 8.265 | 0.8 | 365 | 7.5587 | 0.15216 | 7 | 0.71087
69992 | 8.82 | 0.8 | 365 | 8.0663 | 0.16964 | 8 | 0.23592
70074 | 4.42 | 0.8 | 365 | 4.0423 | 0.10315 | 4 | 0.14544
69993 | 16.2 | 0.8 | 365 | 14.8156 | 0.69934 | 15 | 0.51496
69994 | 10.08 | 0.8 | 365 | 9.2186 | 0.47959 | 9 | 0.69819
69995 | 4.76 | 0.8 | 365 | 4.3532 | 0.72647 | 5 | 0.079703
70075 | 9.405 | 0.8 | 365 | 8.6013 | 0.24212 | 8 | 0.84341
69996 | 4.48 | 0.8 | 365 | 4.0972 | 0.21315 | 4 | 0.31031
69997 | 12.96 | 0.8 | 365 | 11.8525 | 0.75947 | 12 | 0.61196
70079 | 4.56 | 0.8 | 365 | 4.1703 | 0.35982 | 4 | 0.53014
69998 | 20.79 | 0.8 | 365 | 19.0134 | 0.11416 | 19 | 0.12753
70076 | 5.6 | 0.8 | 365 | 5.1214 | 0.26644 | 5 | 0.38789
70000 | 5.76 | 0.8 | 365 | 5.2678 | 0.55977 | 5 | 0.82754
70080 | 3.42 | 0.8 | 365 | 3.1277 | 0.26986 | 3 | 0.3976
70001 | 7.92 | 0.8 | 365 | 7.2432 | 0.51968 | 7 | 0.76287
70002 | 10.08 | 0.8 | 365 | 9.2186 | 0.47959 | 9 | 0.69819
70003 | 4.56 | 0.8 | 365 | 4.1703 | 0.35982 | 4 | 0.53014
70069 | 7.2 | 0.8 | 365 | 6.5847 | 0.19971 | 6 | 0.78442
70004 | 5.175 | 0.8 | 365 | 4.7328 | 0.48729 | 5 | 0.22006
70005 | 14.4 | 0.8 | 365 | 13.1694 | 0.39942 | 13 | 0.56885
70008 | 5.12 | 0.8 | 365 | 4.6825 | 0.38646 | 5 | 0.068924
70009 | 5.46 | 0.8 | 365 | 4.9934 | 0.0097787 | 5 | 0.0031889
70010 | 8.502 | 0.8 | 365 | 7.7755 | 0.58666 | 8 | 0.36211
70013 | 4.905 | 0.8 | 365 | 4.4858 | 0.9923 | 5 | 0.47814
70014 | 10.464 | 0.8 | 365 | 9.5698 | 0.18358 | 9 | 0.75336
70016 | 5.98 | 1 | 365 | 6.8362 | 0.70386 | 7 | 0.54008
69943 | 13.395 | 0.8 | 365 | 12.2503 | 0.55696 | 12 | 0.80727
70017 | 11.4 | 1 | 365 | 13.0323 | 0.12442 | 13 | 0.15667
70018 | 10.395 | 1 | 365 | 11.8834 | 0.82135 | 12 | 0.7047
70019 | 7.2 | 0.8 | 365 | 6.5847 | 0.19971 | 6 | 0.78442
70020 | 6.9 | 0.8 | 365 | 6.3104 | 0.64972 | 6 | 0.96007
70059 | 9.45 | 0.8 | 365 | 8.6424 | 0.32462 | 8 | 0.96706
70060 | 3.38 | 0.8 | 365 | 3.0912 | 0.19653 | 3 | 0.28769
70021 | 7.2 | 0.8 | 365 | 6.5847 | 0.19971 | 6 | 0.78442
70084 | 11.96 | 0.8 | 365 | 10.9379 | 0.92618 | 11 | 0.86413
69379 | 3.08 | 0.8 | 365 | 2.8168 | 0.64654 | 3 | 0.46334
69375 | 2.32 | 0.8 | 365 | 2.1217 | 0.25324 | 2 | 0.37498
69429 | 3.19 | 0.8 | 365 | 2.9174 | 0.8482 | 3 | 0.7656
69446 | 3.24 | 0.8 | 365 | 2.9631 | 0.93987 | 3 | 0.90299
69478 | 4.06 | 0.8 | 365 | 3.713 | 0.44317 | 4 | 0.15622
69519 | 3.24 | 0.8 | 365 | 2.9631 | 0.93987 | 3 | 0.90299
70006 | 9.57 | 0.8 | 365 | 8.7522 | 0.54461 | 9 | 0.2968
65251 | 100.64 | 0.7 | 365 | 80.5347 | 0.43976 | 80 | 0.97451
70024 | 8 | 0.8 | 365 | 7.3164 | 0.66634 | 7 | 0.98269
70025 | 6.82 | 0.8 | 365 | 6.2372 | 0.50306 | 6 | 0.74025
70027 | 14.57 | 0.8 | 365 | 13.3249 | 0.71108 | 14 | 0.035982
70029 | 13.23 | 0.8 | 365 | 12.0994 | 0.25446 | 12 | 0.35388
70007 | 10.24 | 0.8 | 365 | 9.3649 | 0.77292 | 10 | 0.13785
70030 | 4.16 | 0.8 | 365 | 3.8045 | 0.6265 | 4 | 0.431
70031 | 8.175 | 0.8 | 365 | 7.4764 | 0.98717 | 8 | 0.46357
70032 | 8.28 | 0.8 | 365 | 7.5724 | 0.17966 | 7 | 0.75209
70033 | 6.48 | 0.8 | 365 | 5.9262 | 0.87974 | 6 | 0.80598
70034 | 11.52 | 0.8 | 365 | 10.5355 | 0.11953 | 10 | 0.65508
70035 | 8 | 0.8 | 365 | 7.3164 | 0.66634 | 7 | 0.98269
70036 | 8.25 | 0.8 | 365 | 7.545 | 0.12467 | 7 | 0.66965
70037 | 12.285 | 0.8 | 365 | 11.2352 | 0.522 | 11 | 0.75718
70038 | 4.14 | 0.8 | 365 | 3.7862 | 0.58983 | 4 | 0.37604
70040 | 8.68 | 0.8 | 365 | 7.9382 | 0.91298 | 8 | 0.85122
69675 | 2.24 | 0.8 | 365 | 2.0486 | 0.10658 | 2 | 0.15515
69827 | 4.93 | 0.8 | 365 | 4.5087 | 0.038134 | 4 | 0.54684
69685 | 8.37 | 0.8 | 365 | 7.6547 | 0.34466 | 7 | 0.99939
69744 | 5.04 | 0.8 | 365 | 4.6093 | 0.2398 | 4 | 0.8491
69753 | 2.61 | 0.8 | 365 | 2.387 | 0.78489 | 3 | 0.17185
69773 | 2.7 | 0.8 | 365 | 2.4693 | 0.94989 | 3 | 0.41916
70042 | 4.27 | 0.8 | 365 | 3.9051 | 0.82816 | 4 | 0.73326
70044 | 3.135 | 0.8 | 365 | 2.8671 | 0.74737 | 3 | 0.61447
70045 | 8.96 | 0.8 | 365 | 8.1943 | 0.4263 | 8 | 0.62062
32924 | 646.38 | 1 | 365 | 738.9287 | 0.25475 | 739 | 0.18344
32926 | 649.085 | 1 | 365 | 742.021 | 0.45357 | 742 | 0.47456
51466 | 1082.88 | 1 | 365 | 1237.9268 | 0.54513 | 1238 | 0.47189
70049 | 6.76 | 0.8 | 365 | 6.1823 | 0.39306 | 6 | 0.57538
70077 | 6.9 | 0.8 | 365 | 6.3104 | 0.64972 | 6 | 0.96007
70085 | 7.56 | 0.8 | 365 | 6.914 | 0.85969 | 7 | 0.77365
70083 | 5.225 | 0.8 | 365 | 4.7785 | 0.57895 | 5 | 0.35745
70090 | 11.655 | 0.8 | 365 | 10.659 | 0.36703 | 11 | 0.026038
70086 | 9.6 | 0.8 | 365 | 8.7796 | 0.59961 | 9 | 0.37923
70061 | 4.48 | 0.8 | 365 | 4.0972 | 0.21315 | 4 | 0.31031
70048 | 10.2 | 0.8 | 365 | 9.3283 | 0.69959 | 10 | 0.027935
34541 | 382.8 | 0.8 | 365 | 350.0874 | 0.78448 | 350 | 0.87193
70094 | 3.465 | 0.8 | 365 | 3.1689 | 0.35236 | 3 | 0.52125
70091 | 4.2 | 0.8 | 365 | 3.8411 | 0.69983 | 4 | 0.54091
70101 | 3.36 | 0.8 | 365 | 3.0729 | 0.15986 | 3 | 0.23273
70099 | 9.1 | 1 | 365 | 10.4029 | 0.85371 | 11 | 0.25664
70103 | 3.12 | 0.8 | 365 | 2.8534 | 0.71987 | 3 | 0.57325
70098 | 5.7 | 0.8 | 365 | 5.2129 | 0.44977 | 5 | 0.66267
70065 | 9.1 | 0.8 | 365 | 8.3224 | 0.68296 | 9 | 0.0053149
70106 | 4.56 | 0.8 | 365 | 4.1703 | 0.35982 | 4 | 0.53014
70108 | 5.7 | 0.8 | 365 | 5.2129 | 0.44977 | 5 | 0.66267
70110 | 10.83 | 0.8 | 365 | 9.9045 | 0.85456 | 10 | 0.75907
70112 | 7.695 | 0.8 | 365 | 7.0374 | 0.10719 | 7 | 0.1446
70104 | 7.14 | 0.8 | 365 | 6.5298 | 0.089711 | 6 | 0.61955
70126 | 10.53 | 0.8 | 365 | 9.6301 | 0.30457 | 9 | 0.93472
70124 | 9 | 0.8 | 365 | 8.2309 | 0.49964 | 8 | 0.73053
70127 | 2.65 | 0.8 | 365 | 2.4235 | 0.85823 | 3 | 0.28177
70125 | 7.02 | 0.8 | 365 | 6.4201 | 0.86972 | 7 | 0.28981
70100 | 13.72 | 0.8 | 365 | 12.5475 | 0.15278 | 12 | 0.70032
70111 | 8.12 | 0.8 | 365 | 7.4261 | 0.88634 | 8 | 0.31243
70121 | 3.38 | 0.8 | 365 | 3.0912 | 0.19653 | 3 | 0.28769
70128 | 6.625 | 0.8 | 365 | 6.0589 | 0.14556 | 6 | 0.20442
70117 | 10.8 | 0.8 | 365 | 9.8771 | 0.79956 | 10 | 0.67664
70129 | 3.36 | 0.8 | 365 | 3.0729 | 0.15986 | 3 | 0.23273
70133 | 5.2 | 0.8 | 365 | 4.7556 | 0.53312 | 5 | 0.28875
70132 | 12.22 | 0.8 | 365 | 11.1757 | 0.40284 | 11 | 0.57857
70071 | 10.83 | 0.8 | 365 | 9.9045 | 0.85456 | 10 | 0.75907
70138 | 7.28 | 0.8 | 365 | 6.6579 | 0.34637 | 7 | 0.0042519
70139 | 4.275 | 0.8 | 365 | 3.9097 | 0.83733 | 4 | 0.747
70140 | 2.85 | 0.8 | 365 | 2.6065 | 0.22488 | 2 | 0.83133
70141 | 5.13 | 0.8 | 365 | 4.6916 | 0.40479 | 5 | 0.096403
70142 | 8.12 | 0.8 | 365 | 7.4261 | 0.88634 | 8 | 0.31243
70147 | 10.8 | 0.8 | 365 | 9.8771 | 0.79956 | 10 | 0.67664
70149 | 4.16 | 0.8 | 365 | 3.8045 | 0.6265 | 4 | 0.431
70150 | 9.69 | 0.8 | 365 | 8.8619 | 0.76461 | 9 | 0.62654
70151 | 3.975 | 0.8 | 365 | 3.6353 | 0.28734 | 3 | 0.92265
70152 | 9.45 | 0.8 | 365 | 8.6424 | 0.32462 | 8 | 0.96706
70153 | 10.8 | 0.8 | 365 | 9.8771 | 0.79956 | 10 | 0.67664
70155 | 9.35 | 1 | 365 | 10.6887 | 0.42661 | 11 | 0.11534
70157 | 7.2 | 0.8 | 365 | 6.5847 | 0.19971 | 6 | 0.78442
70156 | 11.025 | 0.8 | 365 | 10.0828 | 0.21205 | 10 | 0.2949
70158 | 5.559 | 0.8 | 365 | 5.084 | 0.19127 | 5 | 0.27522
70159 | 5.8 | 0.8 | 365 | 5.3044 | 0.6331 | 5 | 0.93745
70161 | 4.48 | 0.8 | 365 | 4.0972 | 0.21315 | 4 | 0.31031
69279 | 7.155 | 1 | 365 | 8.1795 | 0.39651 | 8 | 0.57597
70162 | 4.355 | 0.8 | 365 | 3.9828 | 0.98399 | 4 | 0.96683
70163 | 9.38 | 0.8 | 365 | 8.5784 | 0.19629 | 8 | 0.77471
70165 | 9.483 | 0.8 | 365 | 8.6726 | 0.38512 | 9 | 0.057736
70167 | 10.98 | 0.8 | 365 | 10.0417 | 0.12955 | 10 | 0.17125
70166 | 5.7 | 0.8 | 365 | 5.2129 | 0.44977 | 5 | 0.66267
70168 | 12.81 | 0.8 | 365 | 11.7153 | 0.48448 | 12 | 0.19979
70169 | 7.98 | 0.8 | 365 | 7.2981 | 0.62968 | 7 | 0.92774
70170 | 11.88 | 0.8 | 365 | 10.8648 | 0.77952 | 11 | 0.6443
70171 | 5.36 | 0.8 | 365 | 4.902 | 0.82645 | 5 | 0.72841
70172 | 5.232 | 0.8 | 365 | 4.7849 | 0.59179 | 5 | 0.37668
70173 | 10.23 | 0.8 | 365 | 9.3558 | 0.75459 | 10 | 0.11037
70174 | 7.245 | 0.8 | 365 | 6.6259 | 0.28221 | 6 | 0.90808
70175 | 4.62 | 0.8 | 365 | 4.2252 | 0.46981 | 4 | 0.69501
70177 | 8.25 | 0.8 | 365 | 7.545 | 0.12467 | 7 | 0.66965
70183 | 8.4 | 0.8 | 365 | 7.6822 | 0.39966 | 8 | 0.081829
70184 | 3.48 | 0.8 | 365 | 3.1826 | 0.37986 | 3 | 0.56247
70186 | 8 | 0.8 | 365 | 7.3164 | 0.66634 | 7 | 0.98269
70185 | 5.1 | 0.8 | 365 | 4.6642 | 0.34979 | 5 | 0.013968
70190 | 8.7 | 0.8 | 365 | 7.9565 | 0.94965 | 8 | 0.90618
70191 | 7.15 | 0.8 | 365 | 6.539 | 0.10804 | 6 | 0.64703
70192 | 5.04 | 0.8 | 365 | 4.6093 | 0.2398 | 4 | 0.8491
70194 | 10.35 | 0.8 | 365 | 9.4655 | 0.97458 | 10 | 0.44011
59845 | 298.224 | 0.9 | 365 | 306.8313 | 0.073401 | 306 | 0.90474
59848 | 439.488 | 0.9 | 365 | 452.1725 | 0.42396 | 452 | 0.59646
70196 | 9.52 | 0.8 | 365 | 8.7065 | 0.45295 | 9 | 0.15941
70198 | 4.5 | 0.8 | 365 | 4.1154 | 0.24982 | 4 | 0.36527
70199 | 13.78 | 0.8 | 365 | 12.6024 | 0.26277 | 12 | 0.86519
70202 | 10.08 | 0.8 | 365 | 9.2186 | 0.47959 | 9 | 0.69819
70203 | 7.56 | 0.8 | 365 | 6.914 | 0.85969 | 7 | 0.77365
70204 | 8.7 | 0.8 | 365 | 7.9565 | 0.94965 | 8 | 0.90618
70205 | 4.725 | 0.8 | 365 | 4.3212 | 0.66231 | 4 | 0.98353
70206 | 9.135 | 0.8 | 365 | 8.3544 | 0.74713 | 9 | 0.10149
70211 | 6.93 | 0.8 | 365 | 6.3378 | 0.70472 | 7 | 0.042509
70213 | 6.16 | 0.8 | 365 | 5.6336 | 0.29308 | 5 | 0.92667
70217 | 6.24 | 0.8 | 365 | 5.7068 | 0.43975 | 6 | 0.1465
70214 | 5.46 | 0.8 | 365 | 4.9934 | 0.0097787 | 5 | 0.0031889
70218 | 3.6 | 0.8 | 365 | 3.2924 | 0.59985 | 3 | 0.89221
70220 | 14.04 | 0.8 | 365 | 12.8402 | 0.73943 | 13 | 0.57963
70201 | 11.772 | 0.8 | 365 | 10.766 | 0.58152 | 11 | 0.34753
70207 | 10.5 | 0.8 | 365 | 9.6027 | 0.24957 | 9 | 0.85229
70221 | 10.005 | 0.8 | 365 | 9.15 | 0.34209 | 9 | 0.49211
69933 | 25.65 | 0.6 | 365 | 17.5935 | 0.26797 | 17 | 0.86151
70224 | 11.655 | 0.8 | 365 | 10.659 | 0.36703 | 11 | 0.026038
70225 | 6.867 | 0.8 | 365 | 6.2802 | 0.58922 | 6 | 0.8694
70228 | 8.4 | 0.8 | 365 | 7.6822 | 0.39966 | 8 | 0.081829
70208 | 5.72 | 0.8 | 365 | 5.2312 | 0.48643 | 5 | 0.71763
70222 | 5.32 | 0.8 | 365 | 4.8654 | 0.75312 | 5 | 0.61849
70109 | 7.8 | 0.8 | 365 | 7.1334 | 0.29968 | 7 | 0.43313
70092 | 13.5 | 0.8 | 365 | 12.3463 | 0.74945 | 13 | 0.095797
70233 | 4.94 | 0.8 | 365 | 4.5178 | 0.056466 | 4 | 0.57431
70234 | 3.9 | 0.8 | 365 | 3.5667 | 0.14984 | 3 | 0.71656
70236 | 4.76 | 0.8 | 365 | 4.3532 | 0.72647 | 5 | 0.079703
70239 | 14.04 | 0.8 | 365 | 12.8402 | 0.73943 | 13 | 0.57963
70240 | 7.5 | 0.8 | 365 | 6.8591 | 0.7497 | 7 | 0.60878
70226 | 5.4 | 0.8 | 365 | 4.9385 | 0.89978 | 5 | 0.83832
70244 | 3.64 | 0.8 | 365 | 3.3289 | 0.67319 | 4 | 0.002126
70235 | 5.72 | 0.8 | 365 | 5.2312 | 0.48643 | 5 | 0.71763
70230 | 9.54 | 0.8 | 365 | 8.7247 | 0.48961 | 9 | 0.21436
70245 | 3.9 | 0.8 | 365 | 3.5667 | 0.14984 | 3 | 0.71656
70247 | 9 | 0.8 | 365 | 8.2309 | 0.49964 | 8 | 0.73053
70248 | 3.6 | 0.8 | 365 | 3.2924 | 0.59985 | 3 | 0.89221
70249 | 5.46 | 0.8 | 365 | 4.9934 | 0.0097787 | 5 | 0.0031889
70200 | 3.78 | 0.8 | 365 | 3.457 | 0.92985 | 4 | 0.38682
70252 | 11.44 | 0.8 | 365 | 10.4624 | 0.97287 | 11 | 0.43525
70251 | 7.56 | 0.8 | 365 | 6.914 | 0.85969 | 7 | 0.77365
70253 | 12.96 | 0.8 | 365 | 11.8525 | 0.75947 | 12 | 0.61196
70254 | 9.8 | 0.8 | 365 | 8.9625 | 0.96627 | 9 | 0.9288
70255 | 6.3 | 0.8 | 365 | 5.7616 | 0.54974 | 6 | 0.31137
70257 | 11.73 | 0.8 | 365 | 10.7276 | 0.50452 | 11 | 0.23213
70258 | 11.04 | 0.8 | 365 | 10.0966 | 0.23955 | 10 | 0.33612
70259 | 5.72 | 0.8 | 365 | 5.2312 | 0.48643 | 5 | 0.71763
70260 | 12.54 | 0.8 | 365 | 11.4684 | 0.98949 | 12 | 0.45787
70261 | 6.48 | 0.8 | 365 | 5.9262 | 0.87974 | 6 | 0.80598
70262 | 8.8 | 0.8 | 365 | 8.048 | 0.13298 | 8 | 0.18096
70263 | 7.848 | 0.8 | 365 | 7.1773 | 0.38768 | 7 | 0.56502
70264 | 12.15 | 0.8 | 365 | 11.1117 | 0.27451 | 11 | 0.38622
70266 | 5.2 | 0.8 | 365 | 4.7556 | 0.53312 | 5 | 0.28875
70267 | 9.72 | 0.8 | 365 | 8.8894 | 0.81961 | 9 | 0.70897
70268 | 10.335 | 0.8 | 365 | 9.4518 | 0.94708 | 10 | 0.39889
70269 | 6.05 | 0.8 | 365 | 5.533 | 0.091421 | 5 | 0.62441
70270 | 7.54 | 0.8 | 365 | 6.8957 | 0.82303 | 7 | 0.71869
64985 | 120.75 | 0.9 | 365 | 124.2351 | 0.041369 | 124 | 0.27646
70275 | 3.77 | 0.8 | 365 | 3.4478 | 0.91151 | 4 | 0.35934
70277 | 2.85 | 0.8 | 365 | 2.6065 | 0.22488 | 2 | 0.83133
70276 | 2.16 | 0.8 | 365 | 1.9754 | 0.95991 | 2 | 0.93533
70279 | 5.7 | 0.8 | 365 | 5.2129 | 0.44977 | 5 | 0.66267
70135 | 3.92 | 0.8 | 365 | 3.585 | 0.18651 | 3 | 0.77152
67009 | 8.835 | 0.8 | 365 | 8.08 | 0.19714 | 8 | 0.27714
67010 | 4.845 | 0.8 | 365 | 4.431 | 0.8823 | 5 | 0.31327
67015 | 3.12 | 0.8 | 365 | 2.8534 | 0.71987 | 3 | 0.57325
67849 | 7.8 | 0.8 | 365 | 7.1334 | 0.29968 | 7 | 0.43313
67855 | 10.4 | 0.8 | 365 | 9.5113 | 0.066245 | 9 | 0.5775
70555 | 10.08 | 0.8 | 365 | 9.2186 | 0.47959 | 9 | 0.69819
66359 | 6.375 | 1 | 365 | 7.2878 | 0.60905 | 7 | 0.89682
66381 | 5.98 | 1 | 365 | 6.8362 | 0.70386 | 7 | 0.54008
66478 | 6.24 | 0.8 | 365 | 5.7068 | 0.43975 | 6 | 0.1465
12491 | 348.92 | 0.9 | 365 | 358.9905 | 0.63159 | 359 | 0.62212
67661 | 1.59 | 0.8 | 365 | 1.4541 | 0.91494 | 2 | 0.36906
67668 | 14.04 | 0.8 | 365 | 12.8402 | 0.73943 | 13 | 0.57963
67670 | 5.2 | 0.8 | 365 | 4.7556 | 0.53312 | 5 | 0.28875
67774 | 12.74 | 0.8 | 365 | 11.6513 | 0.35615 | 12 | 0.0074408
67996 | 7.155 | 0.8 | 365 | 6.5436 | 0.11721 | 6 | 0.66077
68003 | 2.6 | 0.8 | 365 | 2.3778 | 0.76656 | 3 | 0.14438
66590 | 3.3 | 1 | 365 | 3.7725 | 0.56233 | 4 | 0.33483
67374 | 6.24 | 1 | 365 | 7.1334 | 0.29968 | 7 | 0.43313
66398 | 7.8 | 0.8 | 365 | 7.1334 | 0.29968 | 7 | 0.43313
50060 | 5.232 | 0.8 | 365 | 4.7849 | 0.59179 | 5 | 0.37668
69838 | 4.64 | 0.8 | 365 | 4.2435 | 0.50648 | 4 | 0.74996
70209 | 7.125 | 0.8 | 365 | 6.5161 | 0.062211 | 6 | 0.57834
70280 | 12.825 | 0.8 | 365 | 11.729 | 0.51198 | 12 | 0.24101
70281 | 6.84 | 0.8 | 365 | 6.2555 | 0.53972 | 6 | 0.7952
70274 | 9.8 | 0.8 | 365 | 8.9625 | 0.96627 | 9 | 0.9288
70284 | 6.84 | 0.8 | 365 | 6.2555 | 0.53972 | 6 | 0.7952
70285 | 4.56 | 0.8 | 365 | 4.1703 | 0.35982 | 4 | 0.53014
70286 | 8.55 | 0.8 | 365 | 7.8194 | 0.67465 | 8 | 0.494
70287 | 5.13 | 0.8 | 365 | 4.6916 | 0.40479 | 5 | 0.096403
70288 | 9.975 | 0.8 | 365 | 9.1226 | 0.2871 | 9 | 0.40967
70290 | 3.99 | 0.8 | 365 | 3.649 | 0.31484 | 3 | 0.96387
70292 | 9.45 | 0.8 | 365 | 8.6424 | 0.32462 | 8 | 0.96706
70293 | 7.695 | 0.8 | 365 | 7.0374 | 0.10719 | 7 | 0.1446
70296 | 6.16 | 0.8 | 365 | 5.6336 | 0.29308 | 5 | 0.92667
70278 | 9.975 | 0.8 | 365 | 9.1226 | 0.2871 | 9 | 0.40967
70297 | 4.59 | 0.8 | 365 | 4.1978 | 0.41481 | 4 | 0.61257
70298 | 5.2 | 1 | 365 | 5.9445 | 0.9164 | 6 | 0.86094
70299 | 5.4 | 0.8 | 365 | 4.9385 | 0.89978 | 5 | 0.83832
70300 | 4.86 | 0.8 | 365 | 4.4447 | 0.9098 | 5 | 0.35449
70301 | 7.685 | 0.8 | 365 | 7.0283 | 0.088855 | 7 | 0.11713
70302 | 2.16 | 0.8 | 365 | 1.9754 | 0.95991 | 2 | 0.93533
70303 | 4.35 | 0.8 | 365 | 3.9783 | 0.97482 | 4 | 0.95309
70304 | 8.68 | 0.8 | 365 | 7.9382 | 0.91298 | 8 | 0.85122
70305 | 11.07 | 0.8 | 365 | 10.124 | 0.29455 | 10 | 0.41855
70306 | 9.805 | 0.8 | 365 | 8.9671 | 0.97544 | 9 | 0.94254
70309 | 7.56 | 0.8 | 365 | 6.914 | 0.85969 | 7 | 0.77365
70310 | 6.44 | 0.8 | 365 | 5.8897 | 0.80641 | 6 | 0.69607
70313 | 11.2 | 0.8 | 365 | 10.2429 | 0.53288 | 10 | 0.77577
70317 | 3.92 | 0.8 | 365 | 3.585 | 0.18651 | 3 | 0.77152
70324 | 9.8 | 0.8 | 365 | 8.9625 | 0.96627 | 9 | 0.9288
64267 | 180.831 | 0.8 | 365 | 165.3779 | 0.51617 | 165 | 0.89408
68955 | 6.5 | 1 | 365 | 7.4307 | 0.8955 | 8 | 0.32617
44315 | 11.055 | 0.8 | 365 | 10.1103 | 0.26705 | 10 | 0.37734
70271 | 7.84 | 0.8 | 365 | 7.17 | 0.37302 | 7 | 0.54304
70325 | 9.9 | 0.8 | 365 | 9.054 | 0.1496 | 9 | 0.20358
70326 | 5.985 | 0.8 | 365 | 5.4735 | 0.97226 | 6 | 0.4458
70327 | 9.045 | 0.8 | 365 | 8.2721 | 0.58213 | 8 | 0.85418
69006 | 3.597 | 0.8 | 365 | 3.2896 | 0.59435 | 3 | 0.88397
69007 | 7.035 | 0.8 | 365 | 6.4338 | 0.89721 | 7 | 0.33103
68584 | 3.924 | 0.8 | 365 | 3.5887 | 0.19384 | 3 | 0.78251
70328 | 5.232 | 0.8 | 365 | 4.7849 | 0.59179 | 5 | 0.37668
68588 | 5.232 | 0.8 | 365 | 4.7849 | 0.59179 | 5 | 0.37668
70331 | 7.84 | 0.8 | 365 | 7.17 | 0.37302 | 7 | 0.54304
70332 | 8.28 | 0.8 | 365 | 7.5724 | 0.17966 | 7 | 0.75209
70219 | 4.59 | 0.8 | 365 | 4.1978 | 0.41481 | 4 | 0.61257
70334 | 2.4 | 0.8 | 365 | 2.1949 | 0.3999 | 2 | 0.59481
70339 | 8.4 | 0.8 | 365 | 7.6822 | 0.39966 | 8 | 0.081829
70337 | 6.16 | 0.8 | 365 | 5.6336 | 0.29308 | 5 | 0.92667
70341 | 8.64 | 0.8 | 365 | 7.9017 | 0.83965 | 8 | 0.74131
70342 | 13.8 | 0.8 | 365 | 12.6207 | 0.29944 | 12 | 0.92015
66103 | 175.43 | 0.7 | 365 | 140.3836 | 0.41274 | 140 | 0.79638
70315 | 4.2 | 0.8 | 365 | 3.8411 | 0.69983 | 4 | 0.54091
70039 | 5.13 | 0.8 | 365 | 4.6916 | 0.40479 | 5 | 0.096403
70229 | 8.16 | 0.8 | 365 | 7.4627 | 0.95967 | 8 | 0.42235
70344 | 11.4 | 0.8 | 365 | 10.4258 | 0.89954 | 11 | 0.32534
70346 | 10.08 | 0.8 | 365 | 9.2186 | 0.47959 | 9 | 0.69819
70311 | 10.64 | 0.8 | 365 | 9.7307 | 0.50624 | 10 | 0.23698
70314 | 5.88 | 0.8 | 365 | 5.3775 | 0.77976 | 6 | 0.15728
70345 | 10.8 | 0.8 | 365 | 9.8771 | 0.79956 | 10 | 0.67664
68621 | 6.84 | 0.8 | 365 | 6.2555 | 0.53972 | 6 | 0.7952
69877 | 5.4 | 0.8 | 365 | 4.9385 | 0.89978 | 5 | 0.83832
69880 | 7 | 0.8 | 365 | 6.4018 | 0.83305 | 7 | 0.23486
70347 | 8.96 | 0.8 | 365 | 8.1943 | 0.4263 | 8 | 0.62062
70348 | 7.56 | 0.8 | 365 | 6.914 | 0.85969 | 7 | 0.77365
69913 | 7.95 | 0.8 | 365 | 7.2706 | 0.57468 | 7 | 0.8453
68177 | 4.42 | 0.8 | 365 | 4.0423 | 0.10315 | 4 | 0.14544
70351 | 13.34 | 1 | 365 | 15.25 | 0.57016 | 15 | 0.82018
70353 | 6.9 | 0.8 | 365 | 6.3104 | 0.64972 | 6 | 0.96007
70354 | 3.99 | 0.8 | 365 | 3.649 | 0.31484 | 3 | 0.96387
70355 | 3.15 | 0.8 | 365 | 2.8808 | 0.77487 | 3 | 0.65569
70356 | 6.38 | 0.8 | 365 | 5.8348 | 0.69641 | 6 | 0.5312
70358 | 3.92 | 0.8 | 365 | 3.585 | 0.18651 | 3 | 0.77152
69337 | 7 | 0.8 | 365 | 6.4018 | 0.83305 | 7 | 0.23486
35085 | 5764.68 | 1 | 365 | 6590.0669 | 0.43292 | 6590 | 0.49981
70043 | 8.7 | 1 | 365 | 9.9457 | 0.93706 | 10 | 0.88273
70366 | 7.41 | 0.8 | 365 | 6.7768 | 0.5847 | 7 | 0.36147
47892 | 2702.385 | 0.9 | 365 | 2780.3812 | 0.54583 | 2780 | 0.92707
70107 | 9.69 | 0.8 | 365 | 8.8619 | 0.76461 | 9 | 0.62654
70372 | 6.555 | 0.8 | 365 | 5.9948 | 0.017234 | 6 | 0.01207
70375 | 11.115 | 0.8 | 365 | 10.1652 | 0.37705 | 10 | 0.54221
70376 | 2.28 | 0.8 | 365 | 2.0852 | 0.17991 | 2 | 0.26507
70373 | 7.695 | 0.8 | 365 | 7.0374 | 0.10719 | 7 | 0.1446
70378 | 6.84 | 0.8 | 365 | 6.2555 | 0.53972 | 6 | 0.7952
70379 | 4.845 | 0.8 | 365 | 4.431 | 0.8823 | 5 | 0.31327
70380 | 9.975 | 0.8 | 365 | 9.1226 | 0.2871 | 9 | 0.40967
70368 | 2.4 | 0.8 | 365 | 2.1949 | 0.3999 | 2 | 0.59481
70382 | 9.405 | 0.8 | 365 | 8.6013 | 0.24212 | 8 | 0.84341
70383 | 2.565 | 0.8 | 365 | 2.3458 | 0.7024 | 3 | 0.048201
70381 | 5.13 | 0.8 | 365 | 4.6916 | 0.40479 | 5 | 0.096403
70384 | 13.395 | 0.8 | 365 | 12.2503 | 0.55696 | 12 | 0.80727
70385 | 5.7 | 0.8 | 365 | 5.2129 | 0.44977 | 5 | 0.66267
70386 | 12.255 | 0.8 | 365 | 11.2077 | 0.467 | 11 | 0.67474
70388 | 7.56 | 0.8 | 365 | 6.914 | 0.85969 | 7 | 0.77365
70387 | 5.8 | 0.8 | 365 | 5.3044 | 0.6331 | 5 | 0.93745
70391 | 7.125 | 0.8 | 365 | 6.5161 | 0.062211 | 6 | 0.57834
70392 | 7.98 | 0.8 | 365 | 7.2981 | 0.62968 | 7 | 0.92774
70394 | 8.265 | 0.8 | 365 | 7.5587 | 0.15216 | 7 | 0.71087
70389 | 5.13 | 0.8 | 365 | 4.6916 | 0.40479 | 5 | 0.096403
70395 | 3.135 | 0.8 | 365 | 2.8671 | 0.74737 | 3 | 0.61447
70390 | 9.275 | 0.8 | 365 | 8.4824 | 0.0037907 | 8 | 0.48619
70393 | 10.08 | 0.8 | 365 | 9.2186 | 0.47959 | 9 | 0.69819
70398 | 5.13 | 0.8 | 365 | 4.6916 | 0.40479 | 5 | 0.096403
70399 | 3.08 | 0.8 | 365 | 2.8168 | 0.64654 | 3 | 0.46334
70401 | 5.565 | 0.8 | 365 | 5.0894 | 0.20227 | 5 | 0.29171
70250 | 7.28 | 0.8 | 365 | 6.6579 | 0.34637 | 7 | 0.0042519
70405 | 11.1 | 0.8 | 365 | 10.1514 | 0.34955 | 10 | 0.50099
70409 | 5.72 | 0.8 | 365 | 5.2312 | 0.48643 | 5 | 0.71763
70412 | 9.275 | 0.8 | 365 | 8.4824 | 0.0037907 | 8 | 0.48619
70413 | 7.8 | 0.8 | 365 | 7.1334 | 0.29968 | 7 | 0.43313
70414 | 6 | 0.8 | 365 | 5.4873 | 0.99976 | 6 | 0.48702
70415 | 11.7 | 0.8 | 365 | 10.7002 | 0.44953 | 11 | 0.14969
70416 | 8.4 | 0.8 | 365 | 7.6822 | 0.39966 | 8 | 0.081829
70418 | 4.5 | 0.8 | 365 | 4.1154 | 0.24982 | 4 | 0.36527
70419 | 9.01 | 0.8 | 365 | 8.24 | 0.51797 | 8 | 0.75801
70246 | 4.8 | 0.8 | 365 | 4.3898 | 0.79981 | 5 | 0.18962
70421 | 10.5 | 0.8 | 365 | 9.6027 | 0.24957 | 9 | 0.85229
70420 | 12.6 | 0.8 | 365 | 11.5233 | 0.099489 | 11 | 0.62274
70422 | 6.16 | 0.8 | 365 | 5.6336 | 0.29308 | 5 | 0.92667
70428 | 23.32 | 1 | 365 | 26.659 | 0.44049 | 27 | 0.099443
70429 | 9.6 | 0.8 | 365 | 8.7796 | 0.59961 | 9 | 0.37923
70417 | 13.8 | 0.8 | 365 | 12.6207 | 0.29944 | 12 | 0.92015
70371 | 5.46 | 0.8 | 365 | 4.9934 | 0.0097787 | 5 | 0.0031889
70273 | 8.82 | 0.8 | 365 | 8.0663 | 0.16964 | 8 | 0.23592
64777 | 4.77 | 1 | 365 | 5.453 | 0.93101 | 6 | 0.38398
70438 | 8.4 | 0.8 | 365 | 7.6822 | 0.39966 | 8 | 0.081829
66443 | 5.2 | 1 | 365 | 5.9445 | 0.9164 | 6 | 0.86094
70439 | 7.2 | 0.8 | 365 | 6.5847 | 0.19971 | 6 | 0.78442
66388 | 4.94 | 1 | 365 | 5.6473 | 0.32058 | 5 | 0.96789
50936 | 24.48 | 1 | 365 | 27.985 | 0.09876 | 28 | 0.083806
70441 | 10.15 | 1 | 365 | 11.6033 | 0.2599 | 11 | 0.86318
70442 | 9.81 | 1 | 365 | 11.2146 | 0.48075 | 11 | 0.69535
70443 | 10.4 | 1 | 365 | 11.8891 | 0.83281 | 12 | 0.72188
70446 | 8.502 | 0.8 | 365 | 7.7755 | 0.58666 | 8 | 0.36211
70445 | 7.68 | 0.8 | 365 | 7.0237 | 0.079689 | 7 | 0.10339
67881 | 3.9 | 0.8 | 365 | 3.5667 | 0.14984 | 3 | 0.71656
70450 | 12.825 | 0.8 | 365 | 11.729 | 0.51198 | 12 | 0.24101
13236 | 2788.8 | 1 | 365 | 3188.1004 | 0.8587 | 3188 | 0.95908
13232 | 2668 | 1 | 365 | 3050.0042 | 0.031488 | 3050 | 0.035728
13234 | 2665.495 | 1 | 365 | 3047.1406 | 0.29099 | 3047 | 0.43156
70451 | 11.52 | 0.8 | 365 | 10.5355 | 0.11953 | 10 | 0.65508
68376 | 2.52 | 0.8 | 365 | 2.3047 | 0.6199 | 2 | 0.92455
68600 | 7 | 0.8 | 365 | 6.4018 | 0.83305 | 7 | 0.23486
68692 | 5.04 | 0.8 | 365 | 4.6093 | 0.2398 | 4 | 0.8491
68695 | 11.76 | 0.8 | 365 | 10.755 | 0.55952 | 11 | 0.31456
68821 | 5.88 | 0.8 | 365 | 5.3775 | 0.77976 | 6 | 0.15728
68873 | 9.01 | 0.8 | 365 | 8.24 | 0.51797 | 8 | 0.75801
68909 | 5.6 | 0.8 | 365 | 5.1214 | 0.26644 | 5 | 0.38789
68987 | 6.72 | 0.8 | 365 | 6.1457 | 0.31973 | 6 | 0.46546
69125 | 7.02 | 0.8 | 365 | 6.4201 | 0.86972 | 7 | 0.28981
69192 | 4.94 | 0.8 | 365 | 4.5178 | 0.056466 | 4 | 0.57431
69888 | 7.2 | 0.8 | 365 | 6.5847 | 0.19971 | 6 | 0.78442
70455 | 7.36 | 0.8 | 365 | 6.731 | 0.49304 | 7 | 0.22408
70458 | 3 | 0.8 | 365 | 2.7436 | 0.49988 | 3 | 0.24351
70459 | 9.81 | 1 | 365 | 11.2146 | 0.48075 | 11 | 0.69535
70461 | 4.68 | 0.8 | 365 | 4.2801 | 0.57981 | 4 | 0.85988
70460 | 4.32 | 0.8 | 365 | 3.9508 | 0.91982 | 4 | 0.87065
70462 | 9.156 | 0.8 | 365 | 8.3736 | 0.78563 | 9 | 0.15919
70464 | 11.16 | 0.8 | 365 | 10.2063 | 0.45955 | 10 | 0.66586
70467 | 5.46 | 0.8 | 365 | 4.9934 | 0.0097787 | 5 | 0.0031889
70466 | 10.695 | 0.8 | 365 | 9.781 | 0.60707 | 10 | 0.38811
70468 | 11.16 | 0.8 | 365 | 10.2063 | 0.45955 | 10 | 0.66586
70465 | 5.4 | 0.8 | 365 | 4.9385 | 0.89978 | 5 | 0.83832
70470 | 11.16 | 0.8 | 365 | 10.2063 | 0.45955 | 10 | 0.66586
70473 | 10.464 | 0.8 | 365 | 9.5698 | 0.18358 | 9 | 0.75336
70471 | 6.89 | 1 | 365 | 7.8765 | 0.78923 | 8 | 0.66574
70474 | 6.93 | 0.8 | 365 | 6.3378 | 0.70472 | 7 | 0.042509
70475 | 7.42 | 1 | 365 | 8.4824 | 0.0037907 | 8 | 0.48619
70476 | 4.68 | 0.8 | 365 | 4.2801 | 0.57981 | 4 | 0.85988
70477 | 6.3 | 0.8 | 365 | 5.7616 | 0.54974 | 6 | 0.31137
70478 | 11.16 | 0.8 | 365 | 10.2063 | 0.45955 | 10 | 0.66586
70479 | 7.848 | 0.8 | 365 | 7.1773 | 0.38768 | 7 | 0.56502
70480 | 16.75 | 0.8 | 365 | 15.3186 | 0.70765 | 16 | 0.026266
70482 | 11.16 | 0.8 | 365 | 10.2063 | 0.45955 | 10 | 0.66586
70485 | 5.6 | 0.8 | 365 | 5.1214 | 0.26644 | 5 | 0.38789
70486 | 4.77 | 0.8 | 365 | 4.3624 | 0.74481 | 5 | 0.10718
70488 | 7.2 | 0.8 | 365 | 6.5847 | 0.19971 | 6 | 0.78442
70491 | 5.46 | 0.8 | 365 | 4.9934 | 0.0097787 | 5 | 0.0031889
70492 | 2.34 | 0.8 | 365 | 2.14 | 0.28991 | 2 | 0.42994
70493 | 10.545 | 0.8 | 365 | 9.6439 | 0.33207 | 9 | 0.97594
69173 | 5.355 | 0.8 | 365 | 4.8974 | 0.81728 | 5 | 0.71467
70496 | 11.4 | 0.8 | 365 | 10.4258 | 0.89954 | 11 | 0.32534
69664 | 3 | 0.8 | 365 | 2.7436 | 0.49988 | 3 | 0.24351
70498 | 6.44 | 0.8 | 365 | 5.8897 | 0.80641 | 6 | 0.69607
70499 | 9.483 | 0.8 | 365 | 8.6726 | 0.38512 | 9 | 0.057736
70503 | 9.8 | 0.8 | 365 | 8.9625 | 0.96627 | 9 | 0.9288
70504 | 6.96 | 0.8 | 365 | 6.3652 | 0.75972 | 7 | 0.12494
70507 | 10.8 | 0.8 | 365 | 9.8771 | 0.79956 | 10 | 0.67664
70508 | 5.4 | 0.8 | 365 | 4.9385 | 0.89978 | 5 | 0.83832
70509 | 5.04 | 0.8 | 365 | 4.6093 | 0.2398 | 4 | 0.8491
70511 | 8.1 | 0.8 | 365 | 7.4078 | 0.84967 | 8 | 0.25748
70510 | 9.975 | 1 | 365 | 11.4032 | 0.85887 | 12 | 0.26209
70512 | 4.86 | 0.8 | 365 | 4.4447 | 0.9098 | 5 | 0.35449
70515 | 4.64 | 0.8 | 365 | 4.2435 | 0.50648 | 4 | 0.74996
70514 | 2.9 | 0.8 | 365 | 2.6522 | 0.31655 | 2 | 0.96873
70516 | 2.61 | 0.8 | 365 | 2.387 | 0.78489 | 3 | 0.17185
70518 | 3.19 | 0.8 | 365 | 2.9174 | 0.8482 | 3 | 0.7656
70519 | 4.48 | 0.8 | 365 | 4.0972 | 0.21315 | 4 | 0.31031
70520 | 5.8 | 0.8 | 365 | 5.3044 | 0.6331 | 5 | 0.93745
70521 | 7 | 0.8 | 365 | 6.4018 | 0.83305 | 7 | 0.23486
70522 | 6.38 | 0.8 | 365 | 5.8348 | 0.69641 | 6 | 0.5312
70523 | 3.77 | 0.8 | 365 | 3.4478 | 0.91151 | 4 | 0.35934
70524 | 4.32 | 0.8 | 365 | 3.9508 | 0.91982 | 4 | 0.87065
70525 | 10.92 | 0.8 | 365 | 9.9868 | 0.019557 | 10 | 0.0063779
69103 | 11.39 | 0.8 | 365 | 10.4167 | 0.8812 | 11 | 0.29786
70527 | 7.5 | 0.8 | 365 | 6.8591 | 0.7497 | 7 | 0.60878
70528 | 23.625 | 0.8 | 365 | 21.6061 | 0.31154 | 21 | 0.91764
70529 | 4.56 | 0.8 | 365 | 4.1703 | 0.35982 | 4 | 0.53014
70530 | 11.04 | 0.8 | 365 | 10.0966 | 0.23955 | 10 | 0.33612
70531 | 18.72 | 0.8 | 365 | 17.1203 | 0.31924 | 17 | 0.4395
70533 | 3.135 | 0.8 | 365 | 2.8671 | 0.74737 | 3 | 0.61447
70536 | 4.86 | 0.8 | 365 | 4.4447 | 0.9098 | 5 | 0.35449
70537 | 7.28 | 0.8 | 365 | 6.6579 | 0.34637 | 7 | 0.0042519
70538 | 3.78 | 0.8 | 365 | 3.457 | 0.92985 | 4 | 0.38682
70540 | 5.8 | 0.8 | 365 | 5.3044 | 0.6331 | 5 | 0.93745
70543 | 8.1 | 0.8 | 365 | 7.4078 | 0.84967 | 8 | 0.25748
70548 | 7 | 0.8 | 365 | 6.4018 | 0.83305 | 7 | 0.23486
70546 | 10.36 | 0.8 | 365 | 9.4747 | 0.99291 | 10 | 0.46759
70547 | 7.35 | 1 | 365 | 8.4024 | 0.84338 | 9 | 0.24575
70549 | 6.09 | 0.8 | 365 | 5.5696 | 0.16475 | 5 | 0.73433
70551 | 2.24 | 0.8 | 365 | 2.0486 | 0.10658 | 2 | 0.15515
70552 | 4.76 | 0.8 | 365 | 4.3532 | 0.72647 | 5 | 0.079703
70554 | 3.64 | 0.8 | 365 | 3.3289 | 0.67319 | 4 | 0.002126
70557 | 8.68 | 0.8 | 365 | 7.9382 | 0.91298 | 8 | 0.85122
70560 | 10.08 | 0.8 | 365 | 9.2186 | 0.47959 | 9 | 0.69819
70558 | 19.76 | 0.8 | 365 | 18.0714 | 0.22587 | 18 | 0.29726
70561 | 8.68 | 0.8 | 365 | 7.9382 | 0.91298 | 8 | 0.85122
70562 | 7.56 | 0.8 | 365 | 6.914 | 0.85969 | 7 | 0.77365
70563 | 6.38 | 0.8 | 365 | 5.8348 | 0.69641 | 6 | 0.5312
70565 | 4.76 | 0.8 | 365 | 4.3532 | 0.72647 | 5 | 0.079703
70564 | 13.02 | 0.8 | 365 | 11.9074 | 0.86947 | 12 | 0.77684
70567 | 8.7 | 0.8 | 365 | 7.9565 | 0.94965 | 8 | 0.90618
70568 | 13.34 | 0.8 | 365 | 12.2 | 0.45613 | 12 | 0.65614
70569 | 9.24 | 0.8 | 365 | 8.4504 | 0.93963 | 9 | 0.39001
69844 | 11.7 | 1 | 365 | 13.3752 | 0.81191 | 14 | 0.18711
13227 | 622.275 | 1 | 365 | 711.3723 | 0.015346 | 711 | 0.38768
13238 | 1414.32 | 1 | 365 | 1616.8223 | 0.078341 | 1616 | 0.90068
13224 | 698.64 | 1 | 365 | 798.6713 | 0.014602 | 798 | 0.68588
13237 | 2762.4 | 1 | 365 | 3157.9204 | 0.36004 | 3158 | 0.28047
64201 | 102.06 | 0.9 | 365 | 105.0057 | 0.4941 | 105 | 0.49975
70424 | 13.545 | 0.8 | 365 | 12.3875 | 0.83195 | 13 | 0.21945
70436 | 6.3 | 0.8 | 365 | 5.7616 | 0.54974 | 6 | 0.31137
70430 | 12 | 0.8 | 365 | 10.9745 | 0.99951 | 11 | 0.97404
68444 | 5.67 | 0.8 | 365 | 5.1855 | 0.39477 | 5 | 0.58023
68903 | 8.32 | 0.8 | 365 | 7.609 | 0.253 | 7 | 0.862
70506 | 6.16 | 0.8 | 365 | 5.6336 | 0.29308 | 5 | 0.92667
70448 | 5.85 | 0.8 | 365 | 5.3501 | 0.72476 | 6 | 0.074845
70572 | 9.165 | 1 | 365 | 10.4772 | 0.0026606 | 10 | 0.47991
70580 | 5.035 | 0.8 | 365 | 4.6047 | 0.23063 | 4 | 0.83536
70585 | 3.6 | 0.8 | 365 | 3.2924 | 0.59985 | 3 | 0.89221
70593 | 7.28 | 0.8 | 365 | 6.6579 | 0.34637 | 7 | 0.0042519
70599 | 5.04 | 0.8 | 365 | 4.6093 | 0.2398 | 4 | 0.8491
70495 | 12.6 | 1 | 365 | 14.4041 | 0.87436 | 15 | 0.27843
70505 | 9.38 | 0.8 | 365 | 8.5784 | 0.19629 | 8 | 0.77471
70632 | 9.72 | 0.8 | 365 | 8.8894 | 0.81961 | 9 | 0.70897
70634 | 7.8 | 1 | 365 | 8.9168 | 0.8746 | 9 | 0.79141
68582 | 10.545 | 1 | 365 | 12.0548 | 0.16509 | 12 | 0.21992
70636 | 4.48 | 1 | 365 | 5.1214 | 0.26644 | 5 | 0.38789
70532 | 12 | 0.8 | 365 | 10.9745 | 0.99951 | 11 | 0.97404
70637 | 9.156 | 0.8 | 365 | 8.3736 | 0.78563 | 9 | 0.15919
69621 | 7.68 | 0.8 | 365 | 7.0237 | 0.079689 | 7 | 0.10339
70653 | 6.44 | 1 | 365 | 7.3621 | 0.75801 | 8 | 0.12009
70661 | 14 | 0.8 | 365 | 12.8036 | 0.6661 | 13 | 0.46972
70662 | 10.24 | 1 | 365 | 11.7062 | 0.46615 | 12 | 0.17231
70663 | 10.92 | 0.8 | 365 | 9.9868 | 0.019557 | 10 | 0.0063779
70665 | 11.97 | 0.8 | 365 | 10.9471 | 0.94451 | 11 | 0.89161
70666 | 4.505 | 0.8 | 365 | 4.12 | 0.25898 | 4 | 0.379
70667 | 10.2 | 0.8 | 365 | 9.3283 | 0.69959 | 10 | 0.027935
70668 | 11.825 | 0.8 | 365 | 10.8145 | 0.67869 | 11 | 0.49317
70669 | 7.155 | 0.8 | 365 | 6.5436 | 0.11721 | 6 | 0.66077
70670 | 11.4 | 1 | 365 | 13.0323 | 0.12442 | 13 | 0.15667
70671 | 5.5 | 0.8 | 365 | 5.03 | 0.08311 | 5 | 0.1131
70672 | 10.6 | 0.8 | 365 | 9.6942 | 0.4329 | 10 | 0.12707
70673 | 9.805 | 1 | 365 | 11.2089 | 0.46929 | 11 | 0.67817
70674 | 5.3 | 0.8 | 365 | 4.8471 | 0.71645 | 5 | 0.56354
70675 | 5.85 | 0.8 | 365 | 5.3501 | 0.72476 | 6 | 0.074845
70676 | 4.8 | 0.8 | 365 | 4.3898 | 0.79981 | 5 | 0.18962
70677 | 6.6 | 0.8 | 365 | 6.036 | 0.099732 | 6 | 0.13572
70678 | 12 | 0.8 | 365 | 10.9745 | 0.99951 | 11 | 0.97404
70679 | 8.4 | 0.8 | 365 | 7.6822 | 0.39966 | 8 | 0.081829
70680 | 14.575 | 0.8 | 365 | 13.3295 | 0.72024 | 14 | 0.049721
68907 | 13.08 | 0.8 | 365 | 11.9622 | 0.97947 | 12 | 0.94171
69040 | 9.81 | 0.8 | 365 | 8.9717 | 0.9846 | 9 | 0.95628
70047 | 4.2 | 0.8 | 365 | 3.8411 | 0.69983 | 4 | 0.54091
69963 | 8.64 | 0.8 | 365 | 7.9017 | 0.83965 | 8 | 0.74131
69955 | 8.64 | 0.8 | 365 | 7.9017 | 0.83965 | 8 | 0.74131
69945 | 5.232 | 0.8 | 365 | 4.7849 | 0.59179 | 5 | 0.37668
70628 | 9.86 | 0.8 | 365 | 9.0174 | 0.076267 | 9 | 0.093671
70687 | 13.34 | 1 | 365 | 15.25 | 0.57016 | 15 | 0.82018
70012 | 10.965 | 1 | 365 | 12.535 | 0.12757 | 12 | 0.66254
70692 | 8.48 | 0.8 | 365 | 7.7553 | 0.54632 | 8 | 0.30166
70566 | 6.72 | 0.8 | 365 | 6.1457 | 0.31973 | 6 | 0.46546
70694 | 12 | 0.8 | 365 | 10.9745 | 0.99951 | 11 | 0.97404
70696 | 9.6 | 0.8 | 365 | 8.7796 | 0.59961 | 9 | 0.37923
70698 | 10.725 | 1 | 365 | 12.2606 | 0.57758 | 12 | 0.83819
70699 | 10.075 | 1 | 365 | 11.5175 | 0.088031 | 11 | 0.60557
35280 | 40.96 | 0.9 | 365 | 42.1422 | 0.47813 | 42 | 0.62032
70705 | 8.99 | 0.8 | 365 | 8.2218 | 0.4813 | 8 | 0.70305
70711 | 10.2 | 0.8 | 365 | 9.3283 | 0.69959 | 10 | 0.027935
70713 | 3.64 | 0.8 | 365 | 3.3289 | 0.67319 | 4 | 0.002126
67689 | 3.38 | 0.8 | 365 | 3.0912 | 0.19653 | 3 | 0.28769
67665 | 2.34 | 0.8 | 365 | 2.14 | 0.28991 | 2 | 0.42994
67715 | 4.94 | 0.8 | 365 | 4.5178 | 0.056466 | 4 | 0.57431
67725 | 6.615 | 0.8 | 365 | 6.0497 | 0.12723 | 6 | 0.17694
68500 | 5.565 | 0.8 | 365 | 5.0894 | 0.20227 | 5 | 0.29171
68508 | 6.5 | 0.8 | 365 | 5.9445 | 0.9164 | 6 | 0.86094
70659 | 5.83 | 1 | 365 | 6.6647 | 0.36012 | 7 | 0.024861
70714 | 21.045 | 1 | 365 | 24.0582 | 0.22706 | 24 | 0.28528
70715 | 5.72 | 0.8 | 365 | 5.2312 | 0.48643 | 5 | 0.71763
68005 | 7.155 | 0.8 | 365 | 6.5436 | 0.11721 | 6 | 0.66077
70513 | 4.575 | 1 | 365 | 5.23 | 0.48414 | 5 | 0.71419
68543 | 11.76 | 0.8 | 365 | 10.755 | 0.55952 | 11 | 0.31456
68017 | 11.655 | 0.8 | 365 | 10.659 | 0.36703 | 11 | 0.026038
70716 | 4.8 | 0.8 | 365 | 4.3898 | 0.79981 | 5 | 0.18962
70440 | 5.3 | 0.8 | 365 | 4.8471 | 0.71645 | 5 | 0.56354
70710 | 7.28 | 0.8 | 365 | 6.6579 | 0.34637 | 7 | 0.0042519
70681 | 9.69 | 1 | 365 | 11.0774 | 0.20576 | 11 | 0.28317
70722 | 8.04 | 0.8 | 365 | 7.3529 | 0.73967 | 8 | 0.092608
70723 | 7.521 | 0.8 | 365 | 6.8783 | 0.7882 | 7 | 0.66648
70724 | 12.765 | 0.8 | 365 | 11.6742 | 0.40198 | 12 | 0.076137
63344 | 32.4 | 0.9 | 365 | 33.3351 | 0.82352 | 34 | 0.15865
70706 | 207.9 | 0.9 | 365 | 213.9004 | 0.78427 | 214 | 0.68468
53766 | 135.68 | 0.9 | 365 | 139.596 | 0.83381 | 140 | 0.42981
53760 | 46.08 | 0.9 | 365 | 47.41 | 0.037899 | 47 | 0.44786
64417 | 22 | 0.8 | 365 | 20.12 | 0.33244 | 20 | 0.45241
63243 | 3.42 | 1 | 365 | 3.9097 | 0.83733 | 4 | 0.747
63512 | 7.56 | 1 | 365 | 8.6424 | 0.32462 | 8 | 0.96706
63914 | 2.4 | 1 | 365 | 2.7436 | 0.49988 | 3 | 0.24351
49159 | 7.8 | 1 | 365 | 8.9168 | 0.8746 | 9 | 0.79141
64509 | 2.4 | 1 | 365 | 2.7436 | 0.49988 | 3 | 0.24351
64536 | 2.7 | 1 | 365 | 3.0866 | 0.18736 | 3 | 0.27395
53762 | 79.04 | 0.9 | 365 | 81.3213 | 0.016396 | 81 | 0.33765
69991 | 8.64 | 0.8 | 365 | 7.9017 | 0.83965 | 8 | 0.74131
70457 | 9.9 | 1 | 365 | 11.3175 | 0.687 | 12 | 0.0044804
34545 | 448.175 | 0.9 | 365 | 461.1102 | 0.3405 | 461 | 0.45073
70023 | 7.02 | 0.8 | 365 | 6.4201 | 0.86972 | 7 | 0.28981
70011 | 15.68 | 1 | 365 | 17.9251 | 0.93254 | 18 | 0.8576
70502 | 4.2 | 0.8 | 365 | 3.8411 | 0.69983 | 4 | 0.54091
70570 | 11.48 | 0.8 | 365 | 10.499 | 0.046201 | 10 | 0.54517
70573 | 8.4 | 0.8 | 365 | 7.6822 | 0.39966 | 8 | 0.081829
70576 | 9.12 | 0.8 | 365 | 8.3406 | 0.71963 | 9 | 0.060272
70578 | 5.88 | 0.8 | 365 | 5.3775 | 0.77976 | 6 | 0.15728
70577 | 4.48 | 0.8 | 365 | 4.0972 | 0.21315 | 4 | 0.31031
70582 | 10.26 | 0.8 | 365 | 9.3832 | 0.80958 | 10 | 0.19281
70583 | 9.52 | 0.8 | 365 | 8.7065 | 0.45295 | 9 | 0.15941
70586 | 6.38 | 0.8 | 365 | 5.8348 | 0.69641 | 6 | 0.5312
70589 | 8.4 | 0.8 | 365 | 7.6822 | 0.39966 | 8 | 0.081829
70579 | 12.06 | 0.8 | 365 | 11.0294 | 0.10951 | 11 | 0.13891
70591 | 8.96 | 0.8 | 365 | 8.1943 | 0.4263 | 8 | 0.62062
70598 | 4.64 | 0.8 | 365 | 4.2435 | 0.50648 | 4 | 0.74996
70596 | 3.99 | 0.8 | 365 | 3.649 | 0.31484 | 3 | 0.96387
70597 | 6.16 | 0.8 | 365 | 5.6336 | 0.29308 | 5 | 0.92667
70600 | 4.2 | 0.8 | 365 | 3.8411 | 0.69983 | 4 | 0.54091
70601 | 16.695 | 0.8 | 365 | 15.2683 | 0.60682 | 15 | 0.87514
70603 | 8.96 | 0.8 | 365 | 8.1943 | 0.4263 | 8 | 0.62062
70604 | 7.56 | 0.8 | 365 | 6.914 | 0.85969 | 7 | 0.77365
70605 | 7.84 | 0.8 | 365 | 7.17 | 0.37302 | 7 | 0.54304
70606 | 9.86 | 0.8 | 365 | 9.0174 | 0.076267 | 9 | 0.093671
70602 | 5.4 | 0.8 | 365 | 4.9385 | 0.89978 | 5 | 0.83832
70608 | 6.67 | 0.8 | 365 | 6.1 | 0.22806 | 6 | 0.32807
70607 | 10.08 | 0.8 | 365 | 9.2186 | 0.47959 | 9 | 0.69819
70609 | 13.44 | 0.8 | 365 | 12.2915 | 0.63946 | 12 | 0.93093
70612 | 7.8 | 0.8 | 365 | 7.1334 | 0.29968 | 7 | 0.43313
70613 | 3.48 | 0.8 | 365 | 3.1826 | 0.37986 | 3 | 0.56247
70614 | 4.64 | 0.8 | 365 | 4.2435 | 0.50648 | 4 | 0.74996
70611 | 12.18 | 0.8 | 365 | 11.1391 | 0.32951 | 11 | 0.46865
70616 | 3.92 | 0.8 | 365 | 3.585 | 0.18651 | 3 | 0.77152
70617 | 5.88 | 0.8 | 365 | 5.3775 | 0.77976 | 6 | 0.15728
70615 | 5.51 | 0.8 | 365 | 5.0391 | 0.10144 | 5 | 0.14058
70618 | 4.64 | 0.8 | 365 | 4.2435 | 0.50648 | 4 | 0.74996
70610 | 9.135 | 1 | 365 | 10.4429 | 0.93391 | 11 | 0.37686
70619 | 14 | 0.8 | 365 | 12.8036 | 0.6661 | 13 | 0.46972
70621 | 11.61 | 0.8 | 365 | 10.6179 | 0.28453 | 10 | 0.90239
70622 | 9.24 | 0.8 | 365 | 8.4504 | 0.93963 | 9 | 0.39001
70624 | 10.73 | 0.8 | 365 | 9.8131 | 0.67123 | 10 | 0.48429
70626 | 9.57 | 0.8 | 365 | 8.7522 | 0.54461 | 9 | 0.2968
70481 | 6.867 | 0.8 | 365 | 6.2802 | 0.58922 | 6 | 0.8694
70148 | 4.56 | 0.8 | 365 | 4.1703 | 0.35982 | 4 | 0.53014
70630 | 6.095 | 0.8 | 365 | 5.5741 | 0.17392 | 5 | 0.74807
70483 | 7.035 | 0.8 | 365 | 6.4338 | 0.89721 | 7 | 0.33103
70629 | 4.725 | 0.8 | 365 | 4.3212 | 0.66231 | 4 | 0.98353
70631 | 2.32 | 0.8 | 365 | 2.1217 | 0.25324 | 2 | 0.37498
42993 | 16.9 | 1 | 365 | 19.3197 | 0.72831 | 20 | 0.048052
68528 | 10.395 | 0.8 | 365 | 9.5067 | 0.057079 | 9 | 0.56376
70633 | 2.61 | 0.8 | 365 | 2.387 | 0.78489 | 3 | 0.17185
70635 | 2.16 | 0.8 | 365 | 1.9754 | 0.95991 | 2 | 0.93533
70638 | 3.51 | 0.8 | 365 | 3.21 | 0.43486 | 3 | 0.64491
70639 | 3.24 | 0.8 | 365 | 2.9631 | 0.93987 | 3 | 0.90299
70640 | 9.24 | 0.8 | 365 | 8.4504 | 0.93963 | 9 | 0.39001
70641 | 4.06 | 0.8 | 365 | 3.713 | 0.44317 | 4 | 0.15622
70642 | 2.61 | 0.8 | 365 | 2.387 | 0.78489 | 3 | 0.17185
70644 | 11.76 | 0.8 | 365 | 10.755 | 0.55952 | 11 | 0.31456
70645 | 6.44 | 0.8 | 365 | 5.8897 | 0.80641 | 6 | 0.69607
70646 | 2.24 | 0.8 | 365 | 2.0486 | 0.10658 | 2 | 0.15515
70647 | 4.06 | 0.8 | 365 | 3.713 | 0.44317 | 4 | 0.15622
70648 | 5.6 | 0.8 | 365 | 5.1214 | 0.26644 | 5 | 0.38789
70649 | 8.91 | 0.8 | 365 | 8.1486 | 0.33464 | 8 | 0.48323
70650 | 3.92 | 0.8 | 365 | 3.585 | 0.18651 | 3 | 0.77152
70651 | 4.48 | 0.8 | 365 | 4.0972 | 0.21315 | 4 | 0.31031
70652 | 7.848 | 0.8 | 365 | 7.1773 | 0.38768 | 7 | 0.56502
70654 | 8.84 | 0.8 | 365 | 8.0846 | 0.20631 | 8 | 0.29088
70655 | 13.395 | 0.8 | 365 | 12.2503 | 0.55696 | 12 | 0.80727
70682 | 7.245 | 0.8 | 365 | 6.6259 | 0.28221 | 6 | 0.90808
70683 | 9.12 | 0.8 | 365 | 8.3406 | 0.71963 | 9 | 0.060272
70130 | 11.395 | 0.8 | 365 | 10.4212 | 0.89037 | 11 | 0.3116
70685 | 5.44 | 0.8 | 365 | 4.9751 | 0.97311 | 5 | 0.94823
70686 | 7.2 | 0.8 | 365 | 6.5847 | 0.19971 | 6 | 0.78442
69769 | 9.54 | 0.8 | 365 | 8.7247 | 0.48961 | 9 | 0.21436
69386 | 3.24 | 0.8 | 365 | 2.9631 | 0.93987 | 3 | 0.90299
70497 | 8.64 | 0.8 | 365 | 7.9017 | 0.83965 | 8 | 0.74131
70571 | 6.44 | 0.8 | 365 | 5.8897 | 0.80641 | 6 | 0.69607
70688 | 7.935 | 0.8 | 365 | 7.2569 | 0.54718 | 7 | 0.80409
70689 | 12.285 | 0.8 | 365 | 11.2352 | 0.522 | 11 | 0.75718
70500 | 7.84 | 0.8 | 365 | 7.17 | 0.37302 | 7 | 0.54304
70581 | 5.6 | 0.8 | 365 | 5.1214 | 0.26644 | 5 | 0.38789
70691 | 16.9 | 0.8 | 365 | 15.4558 | 0.98265 | 16 | 0.43844
70693 | 9.1 | 0.8 | 365 | 8.3224 | 0.68296 | 9 | 0.0053149
70702 | 2.56 | 0.8 | 365 | 2.3412 | 0.69323 | 3 | 0.034462
70704 | 9.92 | 0.8 | 365 | 9.0723 | 0.18626 | 9 | 0.25854
70707 | 6.625 | 0.8 | 365 | 6.0589 | 0.14556 | 6 | 0.20442
70708 | 2.745 | 0.8 | 365 | 2.5104 | 0.032389 | 2 | 0.54281
70160 | 8.41 | 0.8 | 365 | 7.6913 | 0.41799 | 8 | 0.10931
70164 | 4.8 | 0.8 | 365 | 4.3898 | 0.79981 | 5 | 0.18962
70717 | 6.3 | 0.8 | 365 | 5.7616 | 0.54974 | 6 | 0.31137
70720 | 4.94 | 0.8 | 365 | 4.5178 | 0.056466 | 4 | 0.57431
70725 | 6.48 | 0.8 | 365 | 5.9262 | 0.87974 | 6 | 0.80598
70726 | 3.924 | 0.8 | 365 | 3.5887 | 0.19384 | 3 | 0.78251
70727 | 7.2 | 0.8 | 365 | 6.5847 | 0.19971 | 6 | 0.78442
70733 | 9.36 | 0.8 | 365 | 8.5601 | 0.15962 | 8 | 0.71975
70734 | 7.56 | 0.8 | 365 | 6.914 | 0.85969 | 7 | 0.77365
70735 | 2.385 | 0.8 | 365 | 2.1812 | 0.3724 | 2 | 0.55359
70738 | 11.89 | 0.8 | 365 | 10.8739 | 0.79785 | 11 | 0.67178
70739 | 9 | 0.8 | 365 | 8.2309 | 0.49964 | 8 | 0.73053
63832 | 181.125 | 0.9 | 365 | 186.3526 | 0.56205 | 186 | 0.91468
63367 | 99.36 | 0.9 | 365 | 102.2277 | 0.92547 | 103 | 0.1532
63738 | 150.765 | 0.9 | 365 | 155.1164 | 0.94594 | 156 | 0.062317
34901 | 1249.92 | 1 | 365 | 1428.8835 | 0.33667 | 1429 | 0.22022
70740 | 6.1 | 0.8 | 365 | 5.5787 | 0.18309 | 5 | 0.7618
70737 | 5.7 | 0.8 | 365 | 5.2129 | 0.44977 | 5 | 0.66267
54640 | 193.05 | 1 | 365 | 220.6909 | 0.39647 | 221 | 0.087368
62258 | 187.2 | 1 | 365 | 214.0033 | 0.99052 | 214 | 0.99381
70590 | 9.62 | 0.8 | 365 | 8.7979 | 0.63628 | 9 | 0.43419
70741 | 4.2 | 0.8 | 365 | 3.8411 | 0.69983 | 4 | 0.54091
70742 | 7.56 | 0.8 | 365 | 6.914 | 0.85969 | 7 | 0.77365
70743 | 5.6 | 0.8 | 365 | 5.1214 | 0.26644 | 5 | 0.38789
70744 | 3.71 | 0.8 | 365 | 3.393 | 0.80152 | 4 | 0.19447
70745 | 5.6 | 0.8 | 365 | 5.1214 | 0.26644 | 5 | 0.38789
70747 | 7.125 | 0.8 | 365 | 6.5161 | 0.062211 | 6 | 0.57834
70748 | 10.64 | 0.8 | 365 | 9.7307 | 0.50624 | 10 | 0.23698
70749 | 5.22 | 0.8 | 365 | 4.7739 | 0.56979 | 5 | 0.34371
63046 | 186.3 | 0.9 | 365 | 191.677 | 0.23525 | 191 | 0.91225
70753 | 10.5 | 0.8 | 365 | 9.6027 | 0.24957 | 9 | 0.85229
70755 | 10.5 | 0.8 | 365 | 9.6027 | 0.24957 | 9 | 0.85229
70746 | 7.695 | 0.8 | 365 | 7.0374 | 0.10719 | 7 | 0.1446
70754 | 8.525 | 0.8 | 365 | 7.7965 | 0.62882 | 8 | 0.42531
70757 | 4.8 | 0.8 | 365 | 4.3898 | 0.79981 | 5 | 0.18962
70758 | 9.57 | 0.8 | 365 | 8.7522 | 0.54461 | 9 | 0.2968
70759 | 9.72 | 0.8 | 365 | 8.8894 | 0.81961 | 9 | 0.70897
70762 | 3.9 | 0.8 | 365 | 3.5667 | 0.14984 | 3 | 0.71656
70761 | 11.52 | 0.8 | 365 | 10.5355 | 0.11953 | 10 | 0.65508
70763 | 6.93 | 0.8 | 365 | 6.3378 | 0.70472 | 7 | 0.042509
70764 | 4.48 | 0.8 | 365 | 4.0972 | 0.21315 | 4 | 0.31031
70765 | 12.42 | 0.8 | 365 | 11.3586 | 0.7695 | 12 | 0.12813
70767 | 5.12 | 0.8 | 365 | 4.6825 | 0.38646 | 5 | 0.068924
70773 | 9.24 | 0.8 | 365 | 8.4504 | 0.93963 | 9 | 0.39001
70776 | 8.58 | 0.8 | 365 | 7.8468 | 0.72965 | 8 | 0.57644
70777 | 4.41 | 0.8 | 365 | 4.0331 | 0.084821 | 4 | 0.11796
70778 | 7.25 | 0.8 | 365 | 6.6304 | 0.29137 | 6 | 0.92182
70779 | 6.38 | 0.8 | 365 | 5.8348 | 0.69641 | 6 | 0.5312
70768 | 7.68 | 0.8 | 365 | 7.0237 | 0.079689 | 7 | 0.10339
70775 | 8.505 | 0.8 | 365 | 7.7782 | 0.59216 | 8 | 0.37035
70780 | 8.99 | 0.8 | 365 | 8.2218 | 0.4813 | 8 | 0.70305
70781 | 3.19 | 0.8 | 365 | 2.9174 | 0.8482 | 3 | 0.7656
70782 | 6 | 0.8 | 365 | 5.4873 | 0.99976 | 6 | 0.48702
70785 | 3.64 | 0.8 | 365 | 3.3289 | 0.67319 | 4 | 0.002126
70787 | 2.7 | 0.8 | 365 | 2.4693 | 0.94989 | 3 | 0.41916
70786 | 3.445 | 1 | 365 | 3.9383 | 0.89462 | 4 | 0.83287
70783 | 9.9 | 0.8 | 365 | 9.054 | 0.1496 | 9 | 0.20358
70788 | 6.48 | 0.8 | 365 | 5.9262 | 0.87974 | 6 | 0.80598
70789 | 6.44 | 0.8 | 365 | 5.8897 | 0.80641 | 6 | 0.69607
70790 | 4.48 | 0.8 | 365 | 4.0972 | 0.21315 | 4 | 0.31031
70791 | 2.52 | 0.8 | 365 | 2.3047 | 0.6199 | 2 | 0.92455
70792 | 2.52 | 0.8 | 365 | 2.3047 | 0.6199 | 2 | 0.92455
48810 | 3.12 | 1 | 365 | 3.5667 | 0.14984 | 3 | 0.71656
70793 | 3.36 | 0.8 | 365 | 3.0729 | 0.15986 | 3 | 0.23273
70794 | 6.4 | 0.8 | 365 | 5.8531 | 0.73307 | 6 | 0.58616
70795 | 5.6 | 0.8 | 365 | 5.1214 | 0.26644 | 5 | 0.38789
70797 | 6.09 | 0.8 | 365 | 5.5696 | 0.16475 | 5 | 0.73433
70798 | 12.47 | 0.8 | 365 | 11.4044 | 0.86116 | 12 | 0.26552
70799 | 8.1 | 0.8 | 365 | 7.4078 | 0.84967 | 8 | 0.25748
70796 | 8.7 | 0.8 | 365 | 7.9565 | 0.94965 | 8 | 0.90618
70800 | 3.92 | 0.8 | 365 | 3.585 | 0.18651 | 3 | 0.77152
70801 | 3.64 | 0.8 | 365 | 3.3289 | 0.67319 | 4 | 0.002126
68541 | 13.545 | 0.8 | 365 | 12.3875 | 0.83195 | 13 | 0.21945
70575 | 11.2 | 0.8 | 365 | 10.2429 | 0.53288 | 10 | 0.77577
70771 | 9.24 | 0.8 | 365 | 8.4504 | 0.93963 | 9 | 0.39001
70803 | 8.48 | 0.8 | 365 | 7.7553 | 0.54632 | 8 | 0.30166
70804 | 8.68 | 0.8 | 365 | 7.9382 | 0.91298 | 8 | 0.85122
70805 | 5.04 | 0.8 | 365 | 4.6093 | 0.2398 | 4 | 0.8491
70811 | 5.13 | 0.8 | 365 | 4.6916 | 0.40479 | 5 | 0.096403
70809 | 10.5 | 0.8 | 365 | 9.6027 | 0.24957 | 9 | 0.85229
70810 | 11.16 | 0.8 | 365 | 10.2063 | 0.45955 | 10 | 0.66586
70814 | 7.194 | 0.8 | 365 | 6.5792 | 0.18871 | 6 | 0.76794
70815 | 14.49 | 0.8 | 365 | 13.2517 | 0.56441 | 13 | 0.81616
70818 | 5.76 | 0.8 | 365 | 5.2678 | 0.55977 | 5 | 0.82754
70820 | 9.81 | 0.8 | 365 | 8.9717 | 0.9846 | 9 | 0.95628
70821 | 8.97 | 0.8 | 365 | 8.2035 | 0.44464 | 8 | 0.6481
70330 | 8.12 | 0.8 | 365 | 7.4261 | 0.88634 | 8 | 0.31243
70822 | 5.8 | 0.8 | 365 | 5.3044 | 0.6331 | 5 | 0.93745
70823 | 12.915 | 0.8 | 365 | 11.8113 | 0.67698 | 12 | 0.48831
70824 | 16.47 | 0.8 | 365 | 15.0625 | 0.19433 | 15 | 0.25687
70826 | 11.76 | 0.8 | 365 | 10.755 | 0.55952 | 11 | 0.31456
70827 | 4.32 | 0.8 | 365 | 3.9508 | 0.91982 | 4 | 0.87065
70828 | 3.92 | 0.8 | 365 | 3.585 | 0.18651 | 3 | 0.77152
70825 | 6.405 | 0.8 | 365 | 5.8577 | 0.74224 | 6 | 0.59989
70830 | 8.68 | 0.8 | 365 | 7.9382 | 0.91298 | 8 | 0.85122
70831 | 13.42 | 0.8 | 365 | 12.2732 | 0.60279 | 12 | 0.87597
70489 | 6.7 | 0.8 | 365 | 6.1274 | 0.28306 | 6 | 0.41051
70494 | 8.505 | 0.8 | 365 | 7.7782 | 0.59216 | 8 | 0.37035
70283 | 9.36 | 0.8 | 365 | 8.5601 | 0.15962 | 8 | 0.71975
70832 | 2.52 | 0.8 | 365 | 2.3047 | 0.6199 | 2 | 0.92455
70834 | 5.04 | 0.8 | 365 | 4.6093 | 0.2398 | 4 | 0.8491
70835 | 8.41 | 0.8 | 365 | 7.6913 | 0.41799 | 8 | 0.10931
70836 | 5.88 | 0.8 | 365 | 5.3775 | 0.77976 | 6 | 0.15728
70837 | 4.76 | 0.8 | 365 | 4.3532 | 0.72647 | 5 | 0.079703
70838 | 4.68 | 0.8 | 365 | 4.2801 | 0.57981 | 4 | 0.85988
70842 | 3 | 0.8 | 365 | 2.7436 | 0.49988 | 3 | 0.24351
34252 | 805.14 | 0.8 | 365 | 736.336 | 0.057365 | 736 | 0.39332
70844 | 4.24 | 0.8 | 365 | 3.8777 | 0.77316 | 4 | 0.65083
70684 | 9.765 | 1 | 365 | 11.1632 | 0.37763 | 11 | 0.54078
51713 | 652.05 | 0.9 | 365 | 670.8695 | 0.82339 | 671 | 0.69286
3816 | 1265.22 | 0.7 | 365 | 1012.4619 | 0.57888 | 1013 | 0.040817
70431 | 7.425 | 0.8 | 365 | 6.7905 | 0.6122 | 7 | 0.40269
70472 | 9.01 | 0.8 | 365 | 8.24 | 0.51797 | 8 | 0.75801
67640 | 8.175 | 0.8 | 365 | 7.4764 | 0.98717 | 8 | 0.46357
13225 | 1414.32 | 1 | 365 | 1616.8223 | 0.078341 | 1616 | 0.90068
69115 | 8.19 | 1 | 365 | 9.3626 | 0.76834 | 10 | 0.13098
35305 | 35.64 | 0.9 | 365 | 36.6686 | 0.50587 | 37 | 0.17452
53584 | 599.04 | 1 | 365 | 684.8105 | 0.76965 | 685 | 0.5802
70712 | 7.83 | 1 | 365 | 8.9511 | 0.94335 | 9 | 0.89445
70690 | 8.64 | 1 | 365 | 9.8771 | 0.79956 | 10 | 0.67664
68856 | 9.81 | 0.8 | 365 | 8.9717 | 0.9846 | 9 | 0.95628
70701 | 7.41 | 0.8 | 365 | 6.7768 | 0.5847 | 7 | 0.36147
13226 | 1413.965 | 1 | 365 | 1616.4165 | 0.26482 | 1616 | 0.68133
70843 | 3.92 | 0.8 | 365 | 3.585 | 0.18651 | 3 | 0.77152
70845 | 6.44 | 0.8 | 365 | 5.8897 | 0.80641 | 6 | 0.69607
70846 | 5.6 | 0.8 | 365 | 5.1214 | 0.26644 | 5 | 0.38789
70847 | 12.47 | 0.8 | 365 | 11.4044 | 0.86116 | 12 | 0.26552
70849 | 5.88 | 0.8 | 365 | 5.3775 | 0.77976 | 6 | 0.15728
70852 | 2.52 | 0.8 | 365 | 2.3047 | 0.6199 | 2 | 0.92455
70857 | 6.09 | 0.8 | 365 | 5.5696 | 0.16475 | 5 | 0.73433
70858 | 5.4 | 0.8 | 365 | 4.9385 | 0.89978 | 5 | 0.83832
70861 | 5.4 | 0.8 | 365 | 4.9385 | 0.89978 | 5 | 0.83832
70860 | 10.08 | 0.8 | 365 | 9.2186 | 0.47959 | 9 | 0.69819
70862 | 5.6 | 0.8 | 365 | 5.1214 | 0.26644 | 5 | 0.38789
34626 | 61.6 | 0.8 | 365 | 56.3359 | 0.93084 | 57 | 0.26675
42561 | 13 | 0.8 | 365 | 11.8891 | 0.83281 | 12 | 0.72188
70863 | 11.89 | 0.8 | 365 | 10.8739 | 0.79785 | 11 | 0.67178
70865 | 3.78 | 0.8 | 365 | 3.457 | 0.92985 | 4 | 0.38682
70866 | 2.52 | 0.8 | 365 | 2.3047 | 0.6199 | 2 | 0.92455
70868 | 6.72 | 0.8 | 365 | 6.1457 | 0.31973 | 6 | 0.46546
70869 | 2.52 | 0.8 | 365 | 2.3047 | 0.6199 | 2 | 0.92455
70870 | 6.16 | 0.8 | 365 | 5.6336 | 0.29308 | 5 | 0.92667
70876 | 7.28 | 0.8 | 365 | 6.6579 | 0.34637 | 7 | 0.0042519
70882 | 3.64 | 0.8 | 365 | 3.3289 | 0.67319 | 4 | 0.002126
51714 | 256.26 | 0.9 | 365 | 263.6562 | 0.52456 | 264 | 0.18074
55288 | 15.6 | 1 | 365 | 17.8336 | 0.74921 | 18 | 0.58282
70881 | 6.615 | 0.8 | 365 | 6.0497 | 0.12723 | 6 | 0.17694
68009 | 6.93 | 0.8 | 365 | 6.3378 | 0.70472 | 7 | 0.042509
70885 | 3.92 | 0.8 | 365 | 3.585 | 0.18651 | 3 | 0.77152
70289 | 4.275 | 0.8 | 365 | 3.9097 | 0.83733 | 4 | 0.747
70888 | 7.28 | 0.8 | 365 | 6.6579 | 0.34637 | 7 | 0.0042519
70889 | 6.44 | 0.8 | 365 | 5.8897 | 0.80641 | 6 | 0.69607
70891 | 4.2 | 0.8 | 365 | 3.8411 | 0.69983 | 4 | 0.54091
70892 | 3.92 | 0.8 | 365 | 3.585 | 0.18651 | 3 | 0.77152
70893 | 7.28 | 0.8 | 365 | 6.6579 | 0.34637 | 7 | 0.0042519
70926 | 11.66 | 0.8 | 365 | 10.6636 | 0.37619 | 11 | 0.039777
70898 | 4.06 | 0.8 | 365 | 3.713 | 0.44317 | 4 | 0.15622
70897 | 9.24 | 0.8 | 365 | 8.4504 | 0.93963 | 9 | 0.39001
70899 | 4.35 | 0.8 | 365 | 3.9783 | 0.97482 | 4 | 0.95309
70901 | 4.05 | 0.8 | 365 | 3.7039 | 0.42484 | 4 | 0.12874
70902 | 13.8 | 0.8 | 365 | 12.6207 | 0.29944 | 12 | 0.92015
70895 | 5.88 | 0.8 | 365 | 5.3775 | 0.77976 | 6 | 0.15728
70906 | 11.02 | 0.8 | 365 | 10.0783 | 0.20289 | 10 | 0.28116
70907 | 4.35 | 0.8 | 365 | 3.9783 | 0.97482 | 4 | 0.95309
70908 | 9.8 | 0.8 | 365 | 8.9625 | 0.96627 | 9 | 0.9288
70910 | 5.32 | 0.8 | 365 | 4.8654 | 0.75312 | 5 | 0.61849
70912 | 6.16 | 0.8 | 365 | 5.6336 | 0.29308 | 5 | 0.92667
70913 | 9.99 | 0.8 | 365 | 9.1363 | 0.3146 | 9 | 0.45089
70917 | 10.15 | 0.8 | 365 | 9.2826 | 0.60792 | 9 | 0.89054
70854 | 2.32 | 0.8 | 365 | 2.1217 | 0.25324 | 2 | 0.37498
70918 | 10.98 | 0.8 | 365 | 10.0417 | 0.12955 | 10 | 0.17125
70919 | 6.3 | 0.8 | 365 | 5.7616 | 0.54974 | 6 | 0.31137
70920 | 17.658 | 0.8 | 365 | 16.149 | 0.37228 | 16 | 0.5213
70922 | 3.77 | 0.8 | 365 | 3.4478 | 0.91151 | 4 | 0.35934
70921 | 5.865 | 0.8 | 365 | 5.3638 | 0.75226 | 6 | 0.11606
70923 | 3.64 | 0.8 | 365 | 3.3289 | 0.67319 | 4 | 0.002126
61069 | 1423.17 | 0.8 | 365 | 1301.5516 | 0.087314 | 1301 | 0.6389
70924 | 12.255 | 0.8 | 365 | 11.2077 | 0.467 | 11 | 0.67474
70927 | 4.8 | 0.8 | 365 | 4.3898 | 0.79981 | 5 | 0.18962
70928 | 4.48 | 0.8 | 365 | 4.0972 | 0.21315 | 4 | 0.31031
70931 | 4.32 | 0.8 | 365 | 3.9508 | 0.91982 | 4 | 0.87065
70932 | 8.8 | 0.8 | 365 | 8.048 | 0.13298 | 8 | 0.18096
70925 | 6.4 | 0.8 | 365 | 5.8531 | 0.73307 | 6 | 0.58616
70933 | 4.4 | 0.8 | 365 | 4.024 | 0.066488 | 4 | 0.090482
70934 | 7.04 | 0.8 | 365 | 6.4384 | 0.90638 | 7 | 0.34477
70935 | 7.36 | 0.8 | 365 | 6.731 | 0.49304 | 7 | 0.22408
70937 | 7.56 | 0.8 | 365 | 6.914 | 0.85969 | 7 | 0.77365
70939 | 4.2 | 0.8 | 365 | 3.8411 | 0.69983 | 4 | 0.54091
70941 | 3.64 | 0.8 | 365 | 3.3289 | 0.67319 | 4 | 0.002126
70942 | 12.2 | 0.8 | 365 | 11.1574 | 0.36617 | 11 | 0.52361
70943 | 8.96 | 0.8 | 365 | 8.1943 | 0.4263 | 8 | 0.62062
70944 | 5.04 | 0.8 | 365 | 4.6093 | 0.2398 | 4 | 0.8491
70945 | 7.2 | 0.8 | 365 | 6.5847 | 0.19971 | 6 | 0.78442
70946 | 7.2 | 1 | 365 | 8.2309 | 0.49964 | 8 | 0.73053
70947 | 11.655 | 0.8 | 365 | 10.659 | 0.36703 | 11 | 0.026038
70948 | 7.56 | 0.8 | 365 | 6.914 | 0.85969 | 7 | 0.77365
70949 | 10.395 | 0.8 | 365 | 9.5067 | 0.057079 | 9 | 0.56376
70950 | 6.4 | 0.8 | 365 | 5.8531 | 0.73307 | 6 | 0.58616
70952 | 6.4 | 0.8 | 365 | 5.8531 | 0.73307 | 6 | 0.58616
70953 | 6.6 | 0.8 | 365 | 6.036 | 0.099732 | 6 | 0.13572
70954 | 5.355 | 0.8 | 365 | 4.8974 | 0.81728 | 5 | 0.71467
59048 | 574.86 | 1 | 365 | 657.1685 | 0.35837 | 657 | 0.52683
70955 | 20.25 | 0.8 | 365 | 18.5195 | 0.12418 | 18 | 0.6437
70951 | 9.92 | 0.8 | 365 | 9.0723 | 0.18626 | 9 | 0.25854
70956 | 12.753 | 0.8 | 365 | 11.6632 | 0.37998 | 12 | 0.043163
70957 | 12.32 | 0.8 | 365 | 11.2672 | 0.58617 | 11 | 0.85335
70959 | 7.28 | 0.8 | 365 | 6.6579 | 0.34637 | 7 | 0.0042519
70960 | 6.72 | 0.8 | 365 | 6.1457 | 0.31973 | 6 | 0.46546
70961 | 11.76 | 0.8 | 365 | 10.755 | 0.55952 | 11 | 0.31456
70962 | 13.2 | 0.8 | 365 | 12.072 | 0.19946 | 12 | 0.27145
70963 | 5.51 | 0.8 | 365 | 5.0391 | 0.10144 | 5 | 0.14058
70964 | 4.76 | 0.8 | 365 | 4.3532 | 0.72647 | 5 | 0.079703
70965 | 7.84 | 0.8 | 365 | 7.17 | 0.37302 | 7 | 0.54304
70966 | 3.92 | 0.8 | 365 | 3.585 | 0.18651 | 3 | 0.77152
70967 | 7.245 | 0.8 | 365 | 6.6259 | 0.28221 | 6 | 0.90808
70968 | 5.4 | 0.8 | 365 | 4.9385 | 0.89978 | 5 | 0.83832
70969 | 3.27 | 0.8 | 365 | 2.9906 | 0.99487 | 3 | 0.98543
70971 | 2.32 | 0.8 | 365 | 2.1217 | 0.25324 | 2 | 0.37498
70970 | 8.925 | 1 | 365 | 10.2029 | 0.45267 | 10 | 0.65555
70973 | 8.96 | 0.8 | 365 | 8.1943 | 0.4263 | 8 | 0.62062
70974 | 5.88 | 0.8 | 365 | 5.3775 | 0.77976 | 6 | 0.15728
70871 | 705.6 | 0.9 | 365 | 725.965 | 0.26782 | 726 | 0.23285
70872 | 705.6 | 0.9 | 365 | 725.965 | 0.26782 | 726 | 0.23285
70873 | 604.8 | 0.9 | 365 | 622.2557 | 0.37242 | 622 | 0.62816
70877 | 655.2 | 0.8 | 365 | 599.2092 | 0.17344 | 599 | 0.38267
70975 | 8.04 | 0.8 | 365 | 7.3529 | 0.73967 | 8 | 0.092608
70977 | 7.59 | 0.8 | 365 | 6.9414 | 0.91469 | 7 | 0.85608
70978 | 4.48 | 0.8 | 365 | 4.0972 | 0.21315 | 4 | 0.31031
70982 | 4.2 | 0.8 | 365 | 3.8411 | 0.69983 | 4 | 0.54091
70985 | 8.96 | 0.8 | 365 | 8.1943 | 0.4263 | 8 | 0.62062
70988 | 9.8 | 0.8 | 365 | 8.9625 | 0.96627 | 9 | 0.9288
70984 | 4.41 | 0.8 | 365 | 4.0331 | 0.084821 | 4 | 0.11796
70986 | 20.88 | 0.8 | 365 | 19.0957 | 0.27915 | 19 | 0.37483
70990 | 4.48 | 0.8 | 365 | 4.0972 | 0.21315 | 4 | 0.31031
70896 | 655.2 | 0.8 | 365 | 599.2092 | 0.17344 | 599 | 0.38267
70880 | 604.8 | 0.8 | 365 | 553.1162 | 0.77549 | 553 | 0.8917
70992 | 13.72 | 0.8 | 365 | 12.5475 | 0.15278 | 12 | 0.70032
70976 | 5.4 | 0.8 | 365 | 4.9385 | 0.89978 | 5 | 0.83832
70993 | 15.696 | 0.8 | 365 | 14.3547 | 0.77536 | 15 | 0.13005
70997 | 10.5 | 0.8 | 365 | 9.6027 | 0.24957 | 9 | 0.85229
70998 | 8.4 | 0.8 | 365 | 7.6822 | 0.39966 | 8 | 0.081829
43633 | 12.4 | 0.8 | 365 | 11.3403 | 0.73283 | 12 | 0.073176
70999 | 4.55 | 0.8 | 365 | 4.1612 | 0.34148 | 4 | 0.50266
71000 | 8.04 | 0.8 | 365 | 7.3529 | 0.73967 | 8 | 0.092608
71001 | 11.2 | 0.8 | 365 | 10.2429 | 0.53288 | 10 | 0.77577
71003 | 5.4 | 0.8 | 365 | 4.9385 | 0.89978 | 5 | 0.83832
49758 | 12 | 0.8 | 365 | 10.9745 | 0.99951 | 11 | 0.97404
63137 | 800.73 | 0.9 | 365 | 823.8407 | 0.46911 | 824 | 0.30978
71007 | 8.32 | 0.8 | 365 | 7.609 | 0.253 | 7 | 0.862
71008 | 2.52 | 0.8 | 365 | 2.3047 | 0.6199 | 2 | 0.92455
60848 | 663.3 | 0.7 | 365 | 530.7899 | 0.020225 | 530 | 0.81013
71009 | 6.16 | 0.8 | 365 | 5.6336 | 0.29308 | 5 | 0.92667
71010 | 4.35 | 0.8 | 365 | 3.9783 | 0.97482 | 4 | 0.95309
70539 | 9.52 | 0.8 | 365 | 8.7065 | 0.45295 | 9 | 0.15941
70550 | 4.48 | 0.8 | 365 | 4.0972 | 0.21315 | 4 | 0.31031
70878 | 705.6 | 0.8 | 365 | 645.3022 | 0.5714 | 645 | 0.87365
71013 | 11.2 | 0.8 | 365 | 10.2429 | 0.53288 | 10 | 0.77577
70553 | 4.93 | 0.8 | 365 | 4.5087 | 0.038134 | 4 | 0.54684
71015 | 9.52 | 0.8 | 365 | 8.7065 | 0.45295 | 9 | 0.15941
70620 | 2.7 | 0.8 | 365 | 2.4693 | 0.94989 | 3 | 0.41916
65346 | 90.75 | 1 | 365 | 103.7436 | 0.96415 | 104 | 0.70774
71016 | 7.56 | 0.8 | 365 | 6.914 | 0.85969 | 7 | 0.77365
71019 | 5.04 | 0.8 | 365 | 4.6093 | 0.2398 | 4 | 0.8491
70829 | 4.93 | 0.8 | 365 | 4.5087 | 0.038134 | 4 | 0.54684
63339 | 94.52 | 0.9 | 365 | 97.248 | 0.94319 | 98 | 0.19123
34817 | 479.96 | 0.9 | 365 | 493.8126 | 0.89561 | 494 | 0.70822
71020 | 3 | 0.8 | 365 | 2.7436 | 0.49988 | 3 | 0.24351
48891 | 51.1 | 0.7 | 365 | 40.8915 | 0.9711 | 41 | 0.86265
71022 | 12.81 | 0.8 | 365 | 11.7153 | 0.48448 | 12 | 0.19979
71017 | 4.24 | 0.8 | 365 | 3.8777 | 0.77316 | 4 | 0.65083
70994 | 2.88 | 0.8 | 365 | 2.6339 | 0.27988 | 2 | 0.91377
71002 | 9.315 | 0.8 | 365 | 8.519 | 0.077122 | 8 | 0.5961
63347 | 300.22 | 0.7 | 365 | 240.2438 | 0.59227 | 240 | 0.83612
71026 | 7.2 | 0.8 | 365 | 6.5847 | 0.19971 | 6 | 0.78442
71027 | 8.4 | 0.8 | 365 | 7.6822 | 0.39966 | 8 | 0.081829
71028 | 5.4 | 0.8 | 365 | 4.9385 | 0.89978 | 5 | 0.83832
71029 | 5.4 | 0.8 | 365 | 4.9385 | 0.89978 | 5 | 0.83832
71030 | 5.83 | 0.8 | 365 | 5.3318 | 0.6881 | 6 | 0.019889
71031 | 7.2 | 0.8 | 365 | 6.5847 | 0.19971 | 6 | 0.78442
71032 | 5.4 | 0.8 | 365 | 4.9385 | 0.89978 | 5 | 0.83832
71033 | 7.84 | 0.8 | 365 | 7.17 | 0.37302 | 7 | 0.54304
71035 | 3.64 | 0.8 | 365 | 3.3289 | 0.67319 | 4 | 0.002126
71036 | 5.4 | 0.8 | 365 | 4.9385 | 0.89978 | 5 | 0.83832
71037 | 7.84 | 0.8 | 365 | 7.17 | 0.37302 | 7 | 0.54304
71038 | 6.21 | 0.8 | 365 | 5.6793 | 0.38475 | 6 | 0.064067
71039 | 12.42 | 0.8 | 365 | 11.3586 | 0.7695 | 12 | 0.12813
71040 | 12.76 | 0.8 | 365 | 11.6696 | 0.39282 | 12 | 0.062398
30569 | 1118.72 | 1 | 365 | 1278.8983 | 0.67665 | 1279 | 0.57498
20174 | 1385.7 | 1 | 365 | 1584.1045 | 0.49229 | 1584 | 0.59682
30580 | 899.84 | 1 | 365 | 1028.6791 | 0.087741 | 1028 | 0.76683
30594 | 1382.4 | 1 | 365 | 1580.332 | 0.92996 | 1581 | 0.26199
33996 | 1335.15 | 1 | 365 | 1526.3168 | 0.6511 | 1526 | 0.96788
70874 | 655.2 | 0.9 | 365 | 674.1104 | 0.32012 | 674 | 0.43051
70890 | 10.5 | 0.8 | 365 | 9.6027 | 0.24957 | 9 | 0.85229
70911 | 3.36 | 0.8 | 365 | 3.0729 | 0.15986 | 3 | 0.23273
50182 | 12.72 | 0.8 | 365 | 11.633 | 0.31948 | 11 | 0.95248
70979 | 9.6 | 0.8 | 365 | 8.7796 | 0.59961 | 9 | 0.37923
70989 | 6.6 | 0.8 | 365 | 6.036 | 0.099732 | 6 | 0.13572
70991 | 8.502 | 0.8 | 365 | 7.7755 | 0.58666 | 8 | 0.36211
70995 | 9 | 0.8 | 365 | 8.2309 | 0.49964 | 8 | 0.73053
70996 | 8.4 | 0.8 | 365 | 7.6822 | 0.39966 | 8 | 0.081829
51582 | 166.4 | 0.9 | 365 | 171.2026 | 0.19241 | 171 | 0.39505
59640 | 5.3 | 1 | 365 | 6.0589 | 0.14556 | 6 | 0.20442
32923 | 2530.8 | 1 | 365 | 2893.1599 | 0.62177 | 2893 | 0.78172
70658 | 9.6 | 1 | 365 | 10.9745 | 0.99951 | 11 | 0.97404
49504 | 12.19 | 1 | 365 | 13.9354 | 0.9348 | 14 | 0.87016
71041 | 12 | 0.8 | 365 | 10.9745 | 0.99951 | 11 | 0.97404
71043 | 11.52 | 0.8 | 365 | 10.5355 | 0.11953 | 10 | 0.65508
71044 | 8.1 | 0.8 | 365 | 7.4078 | 0.84967 | 8 | 0.25748
71045 | 12.32 | 0.8 | 365 | 11.2672 | 0.58617 | 11 | 0.85335
71046 | 10.2 | 0.8 | 365 | 9.3283 | 0.69959 | 10 | 0.027935
36214 | 39.894 | 0.9 | 365 | 41.0454 | 0.27956 | 41 | 0.32498
71048 | 5.1 | 0.8 | 365 | 4.6642 | 0.34979 | 5 | 0.013968
71051 | 5.46 | 0.8 | 365 | 4.9934 | 0.0097787 | 5 | 0.0031889
71054 | 5.1 | 0.8 | 365 | 4.6642 | 0.34979 | 5 | 0.013968
71055 | 3 | 0.8 | 365 | 2.7436 | 0.49988 | 3 | 0.24351
71056 | 4.68 | 0.8 | 365 | 4.2801 | 0.57981 | 4 | 0.85988
71057 | 6.3 | 0.8 | 365 | 5.7616 | 0.54974 | 6 | 0.31137
71059 | 7.5 | 0.8 | 365 | 6.8591 | 0.7497 | 7 | 0.60878
71061 | 9.86 | 0.8 | 365 | 9.0174 | 0.076267 | 9 | 0.093671
71014 | 31.5 | 0.9 | 365 | 32.4092 | 0.96731 | 33 | 0.37647
71062 | 6.16 | 0.8 | 365 | 5.6336 | 0.29308 | 5 | 0.92667
71064 | 7 | 0.8 | 365 | 6.4018 | 0.83305 | 7 | 0.23486
71066 | 8.68 | 0.8 | 365 | 7.9382 | 0.91298 | 8 | 0.85122
71065 | 12.32 | 0.8 | 365 | 11.2672 | 0.58617 | 11 | 0.85335
71067 | 6.72 | 0.8 | 365 | 6.1457 | 0.31973 | 6 | 0.46546
71069 | 7.84 | 0.8 | 365 | 7.17 | 0.37302 | 7 | 0.54304
71070 | 10.8 | 0.8 | 365 | 9.8771 | 0.79956 | 10 | 0.67664
71071 | 3.36 | 0.8 | 365 | 3.0729 | 0.15986 | 3 | 0.23273
71072 | 2.24 | 0.8 | 365 | 2.0486 | 0.10658 | 2 | 0.15515
71073 | 9.45 | 0.8 | 365 | 8.6424 | 0.32462 | 8 | 0.96706
71074 | 6.3 | 0.8 | 365 | 5.7616 | 0.54974 | 6 | 0.31137
71053 | 7.41 | 0.8 | 365 | 6.7768 | 0.5847 | 7 | 0.36147
71075 | 7.125 | 0.8 | 365 | 6.5161 | 0.062211 | 6 | 0.57834
70625 | 8.4 | 0.8 | 365 | 7.6822 | 0.39966 | 8 | 0.081829
70770 | 9.52 | 0.8 | 365 | 8.7065 | 0.45295 | 9 | 0.15941
71076 | 7 | 0.8 | 365 | 6.4018 | 0.83305 | 7 | 0.23486
70400 | 3.36 | 0.8 | 365 | 3.0729 | 0.15986 | 3 | 0.23273
70323 | 11.2 | 0.8 | 365 | 10.2429 | 0.53288 | 10 | 0.77577
71079 | 9.8 | 0.8 | 365 | 8.9625 | 0.96627 | 9 | 0.9288
71077 | 8.505 | 0.8 | 365 | 7.7782 | 0.59216 | 8 | 0.37035
71080 | 10.8 | 0.8 | 365 | 9.8771 | 0.79956 | 10 | 0.67664
71081 | 7.2 | 0.8 | 365 | 6.5847 | 0.19971 | 6 | 0.78442
71063 | 11.48 | 0.8 | 365 | 10.499 | 0.046201 | 10 | 0.54517
71082 | 5.415 | 0.8 | 365 | 4.9523 | 0.92728 | 5 | 0.87954
71083 | 4.8 | 0.8 | 365 | 4.3898 | 0.79981 | 5 | 0.18962
71085 | 5.22 | 0.8 | 365 | 4.7739 | 0.56979 | 5 | 0.34371
71086 | 7.5 | 0.8 | 365 | 6.8591 | 0.7497 | 7 | 0.60878
71088 | 4.95 | 0.8 | 365 | 4.527 | 0.074799 | 4 | 0.60179
71089 | 6.6 | 0.8 | 365 | 6.036 | 0.099732 | 6 | 0.13572
71090 | 5.51 | 0.8 | 365 | 5.0391 | 0.10144 | 5 | 0.14058
71091 | 2.6 | 0.8 | 365 | 2.3778 | 0.76656 | 3 | 0.14438
40688 | 5.2 | 0.8 | 365 | 4.7556 | 0.53312 | 5 | 0.28875
71094 | 7.8 | 0.8 | 365 | 7.1334 | 0.29968 | 7 | 0.43313
71095 | 3.6 | 0.8 | 365 | 3.2924 | 0.59985 | 3 | 0.89221
64702 | 229.554 | 0.9 | 365 | 236.1794 | 0.44466 | 236 | 0.62404
71098 | 10.08 | 0.8 | 365 | 9.2186 | 0.47959 | 9 | 0.69819
64703 | 130.56 | 0.9 | 365 | 134.3282 | 0.27405 | 134 | 0.60227
71099 | 4.5 | 0.8 | 365 | 4.1154 | 0.24982 | 4 | 0.36527
71100 | 4.68 | 0.8 | 365 | 4.2801 | 0.57981 | 4 | 0.85988
34659 | 125.28 | 1 | 365 | 143.2176 | 0.093652 | 143 | 0.31124
70760 | 4.48 | 0.8 | 365 | 4.0972 | 0.21315 | 4 | 0.31031
71103 | 11.025 | 0.8 | 365 | 10.0828 | 0.21205 | 10 | 0.2949
64904 | 41.44 | 0.7 | 365 | 33.1614 | 0.4752 | 33 | 0.63656
71104 | 10.2 | 0.8 | 365 | 9.3283 | 0.69959 | 10 | 0.027935
71105 | 5.025 | 0.8 | 365 | 4.5956 | 0.2123 | 4 | 0.80788
71102 | 24.795 | 0.8 | 365 | 22.6761 | 0.45649 | 23 | 0.13261
71107 | 4.2 | 0.8 | 365 | 3.8411 | 0.69983 | 4 | 0.54091
71108 | 9.9 | 0.8 | 365 | 9.054 | 0.1496 | 9 | 0.20358
71106 | 4.68 | 0.8 | 365 | 4.2801 | 0.57981 | 4 | 0.85988
70806 | 11.2 | 0.8 | 365 | 10.2429 | 0.53288 | 10 | 0.77577
70930 | 7.02 | 1 | 365 | 8.0251 | 0.087144 | 8 | 0.11227
71109 | 5.32 | 0.8 | 365 | 4.8654 | 0.75312 | 5 | 0.61849
71110 | 8.96 | 0.8 | 365 | 8.1943 | 0.4263 | 8 | 0.62062
71111 | 8.845 | 0.8 | 365 | 8.0891 | 0.21547 | 8 | 0.30462
71052 | 5.1 | 0.8 | 365 | 4.6642 | 0.34979 | 5 | 0.013968
71113 | 4.845 | 0.8 | 365 | 4.431 | 0.8823 | 5 | 0.31327
71114 | 13.08 | 0.8 | 365 | 11.9622 | 0.97947 | 12 | 0.94171
71116 | 8.32 | 0.8 | 365 | 7.609 | 0.253 | 7 | 0.862
71117 | 12.255 | 0.8 | 365 | 11.2077 | 0.467 | 11 | 0.67474
71118 | 2.52 | 0.8 | 365 | 2.3047 | 0.6199 | 2 | 0.92455
71120 | 6.72 | 0.8 | 365 | 6.1457 | 0.31973 | 6 | 0.46546
71121 | 6.09 | 0.8 | 365 | 5.5696 | 0.16475 | 5 | 0.73433
71124 | 6.44 | 0.8 | 365 | 5.8897 | 0.80641 | 6 | 0.69607
71126 | 5.88 | 0.8 | 365 | 5.3775 | 0.77976 | 6 | 0.15728
71125 | 4.76 | 0.8 | 365 | 4.3532 | 0.72647 | 5 | 0.079703
71128 | 7.8 | 0.8 | 365 | 7.1334 | 0.29968 | 7 | 0.43313
71129 | 6.05 | 0.8 | 365 | 5.533 | 0.091421 | 5 | 0.62441
71130 | 5.32 | 0.8 | 365 | 4.8654 | 0.75312 | 5 | 0.61849
71131 | 3.77 | 0.8 | 365 | 3.4478 | 0.91151 | 4 | 0.35934
71132 | 6.96 | 0.8 | 365 | 6.3652 | 0.75972 | 7 | 0.12494
71133 | 7.425 | 0.8 | 365 | 6.7905 | 0.6122 | 7 | 0.40269
71137 | 8.4 | 0.8 | 365 | 7.6822 | 0.39966 | 8 | 0.081829
71136 | 5.886 | 0.8 | 365 | 5.383 | 0.79076 | 6 | 0.17377
71140 | 9.6 | 0.8 | 365 | 8.7796 | 0.59961 | 9 | 0.37923
32137 | 1298.08 | 1 | 365 | 1483.9391 | 0.7009 | 1484 | 0.63999
71142 | 10.24 | 0.8 | 365 | 9.3649 | 0.77292 | 10 | 0.13785
71143 | 13.5 | 0.8 | 365 | 12.3463 | 0.74945 | 13 | 0.095797
71144 | 3.9 | 0.8 | 365 | 3.5667 | 0.14984 | 3 | 0.71656
71146 | 9.6 | 0.8 | 365 | 8.7796 | 0.59961 | 9 | 0.37923
71151 | 5.7 | 0.8 | 365 | 5.2129 | 0.44977 | 5 | 0.66267
71152 | 3.05 | 0.8 | 365 | 2.7894 | 0.59154 | 3 | 0.3809
71153 | 7.425 | 0.8 | 365 | 6.7905 | 0.6122 | 7 | 0.40269
71155 | 5.035 | 0.8 | 365 | 4.6047 | 0.23063 | 4 | 0.83536
71156 | 3.36 | 0.8 | 365 | 3.0729 | 0.15986 | 3 | 0.23273
71157 | 7.25 | 0.8 | 365 | 6.6304 | 0.29137 | 6 | 0.92182
65096 | 49.8 | 0.7 | 365 | 39.8513 | 0.88573 | 40 | 0.73699
70864 | 8.12 | 0.8 | 365 | 7.4261 | 0.88634 | 8 | 0.31243
70905 | 5.22 | 0.8 | 365 | 4.7739 | 0.56979 | 5 | 0.34371
70909 | 9.86 | 0.8 | 365 | 9.0174 | 0.076267 | 9 | 0.093671
32929 | 1341.9 | 1 | 365 | 1534.0332 | 0.11951 | 1534 | 0.15275
32930 | 2409.75 | 1 | 365 | 2754.778 | 0.22166 | 2754 | 0.99966
71158 | 12.285 | 0.8 | 365 | 11.2352 | 0.522 | 11 | 0.75718
71160 | 5.49 | 0.8 | 365 | 5.0208 | 0.064777 | 5 | 0.085624
70131 | 35.7 | 0.6 | 365 | 24.4869 | 0.086415 | 24 | 0.57333
71161 | 5.4 | 0.8 | 365 | 4.9385 | 0.89978 | 5 | 0.83832
71162 | 6.555 | 0.8 | 365 | 5.9948 | 0.017234 | 6 | 0.01207
71163 | 10.24 | 1 | 365 | 11.7062 | 0.46615 | 12 | 0.17231
71164 | 3.2 | 0.8 | 365 | 2.9265 | 0.86654 | 3 | 0.79308
71165 | 4.5 | 0.8 | 365 | 4.1154 | 0.24982 | 4 | 0.36527
71166 | 6.93 | 0.8 | 365 | 6.3378 | 0.70472 | 7 | 0.042509
71169 | 3.9 | 1 | 365 | 4.4584 | 0.9373 | 5 | 0.3957
71170 | 11.84 | 0.8 | 365 | 10.8282 | 0.70619 | 11 | 0.53439
31109 | 999.305 | 1 | 365 | 1142.3855 | 0.023327 | 1142 | 0.40882
70879 | 705.6 | 0.8 | 365 | 645.3022 | 0.5714 | 645 | 0.87365
64620 | 40.2 | 0.9 | 365 | 41.3603 | 0.91067 | 42 | 0.27092
71171 | 4.48 | 0.8 | 365 | 4.0972 | 0.21315 | 4 | 0.31031
71172 | 10.08 | 0.8 | 365 | 9.2186 | 0.47959 | 9 | 0.69819
71174 | 8.68 | 0.8 | 365 | 7.9382 | 0.91298 | 8 | 0.85122
71175 | 6.9 | 0.8 | 365 | 6.3104 | 0.64972 | 6 | 0.96007
71176 | 6.6 | 0.8 | 365 | 6.036 | 0.099732 | 6 | 0.13572
70936 | 7.56 | 0.8 | 365 | 6.914 | 0.85969 | 7 | 0.77365
68662 | 5.035 | 0.8 | 365 | 4.6047 | 0.23063 | 4 | 0.83536
71191 | 10.385 | 0.8 | 365 | 9.4975 | 0.038746 | 9 | 0.53629
71194 | 13.16 | 0.8 | 365 | 12.0354 | 0.12613 | 12 | 0.16153
71197 | 5.04 | 0.8 | 365 | 4.6093 | 0.2398 | 4 | 0.8491
71199 | 5.6 | 0.8 | 365 | 5.1214 | 0.26644 | 5 | 0.38789
71200 | 5.88 | 0.8 | 365 | 5.3775 | 0.77976 | 6 | 0.15728
71203 | 4.48 | 0.8 | 365 | 4.0972 | 0.21315 | 4 | 0.31031
71205 | 11.385 | 0.8 | 365 | 10.4121 | 0.87204 | 11 | 0.28412
70848 | 16.8 | 0.8 | 365 | 15.3643 | 0.79932 | 16 | 0.16366
71177 | 11.2 | 0.8 | 365 | 10.2429 | 0.53288 | 10 | 0.77577
71181 | 9.28 | 0.8 | 365 | 8.487 | 0.012957 | 8 | 0.49993
71183 | 8.96 | 0.8 | 365 | 8.1943 | 0.4263 | 8 | 0.62062
71184 | 4.48 | 0.8 | 365 | 4.0972 | 0.21315 | 4 | 0.31031
71185 | 5.6 | 0.8 | 365 | 5.1214 | 0.26644 | 5 | 0.38789
54494 | 673.28 | 1 | 365 | 769.6802 | 0.89922 | 770 | 0.57945
71198 | 7 | 0.8 | 365 | 6.4018 | 0.83305 | 7 | 0.23486
71186 | 6.72 | 0.8 | 365 | 6.1457 | 0.31973 | 6 | 0.46546
71204 | 8.4 | 0.8 | 365 | 7.6822 | 0.39966 | 8 | 0.081829
71211 | 7.905 | 0.8 | 365 | 7.2295 | 0.49218 | 7 | 0.72165
63753 | 64.26 | 0.9 | 365 | 66.1147 | 0.53332 | 66 | 0.64799
31559 | 5928.16 | 1 | 365 | 6776.9539 | 0.066307 | 6777 | 0.020255
71042 | 18.9 | 0.8 | 365 | 17.2849 | 0.64923 | 17 | 0.93412
64469 | 68 | 0.7 | 365 | 54.4154 | 0.080922 | 54 | 0.49629
71215 | 7.84 | 0.8 | 365 | 7.17 | 0.37302 | 7 | 0.54304
71214 | 10.4 | 0.8 | 365 | 9.5113 | 0.066245 | 9 | 0.5775
71216 | 8.96 | 0.8 | 365 | 8.1943 | 0.4263 | 8 | 0.62062
71217 | 7.5 | 0.8 | 365 | 6.8591 | 0.7497 | 7 | 0.60878
71218 | 5.88 | 0.8 | 365 | 5.3775 | 0.77976 | 6 | 0.15728
71219 | 8.64 | 0.8 | 365 | 7.9017 | 0.83965 | 8 | 0.74131
71220 | 12.76 | 1 | 365 | 14.587 | 0.24102 | 14 | 0.828
71221 | 1.83 | 0.8 | 365 | 1.6736 | 0.35493 | 2 | 0.028541
71222 | 8 | 0.8 | 365 | 7.3164 | 0.66634 | 7 | 0.98269
71223 | 7.92 | 0.8 | 365 | 7.2432 | 0.51968 | 7 | 0.76287
71224 | 11.97 | 0.8 | 365 | 10.9471 | 0.94451 | 11 | 0.89161
71226 | 6.54 | 0.8 | 365 | 5.9811 | 0.98973 | 6 | 0.97085
71228 | 5.67 | 0.8 | 365 | 5.1855 | 0.39477 | 5 | 0.58023
71229 | 14.175 | 0.8 | 365 | 12.9637 | 0.98693 | 13 | 0.95059
71231 | 7.84 | 0.8 | 365 | 7.17 | 0.37302 | 7 | 0.54304
71233 | 7.36 | 0.8 | 365 | 6.731 | 0.49304 | 7 | 0.22408
71234 | 9.92 | 0.8 | 365 | 9.0723 | 0.18626 | 9 | 0.25854
71235 | 6.48 | 0.8 | 365 | 5.9262 | 0.87974 | 6 | 0.80598
71237 | 10.98 | 0.8 | 365 | 10.0417 | 0.12955 | 10 | 0.17125
71242 | 7.848 | 0.8 | 365 | 7.1773 | 0.38768 | 7 | 0.56502
71243 | 9.6 | 0.8 | 365 | 8.7796 | 0.59961 | 9 | 0.37923
71247 | 8.54 | 0.8 | 365 | 7.8102 | 0.65632 | 8 | 0.46653
71248 | 7 | 0.8 | 365 | 6.4018 | 0.83305 | 7 | 0.23486
71250 | 3.19 | 0.8 | 365 | 2.9174 | 0.8482 | 3 | 0.7656
71251 | 7.28 | 0.8 | 365 | 6.6579 | 0.34637 | 7 | 0.0042519
71252 | 3.36 | 0.8 | 365 | 3.0729 | 0.15986 | 3 | 0.23273
71255 | 4.24 | 0.8 | 365 | 3.8777 | 0.77316 | 4 | 0.65083
71257 | 2.16 | 0.8 | 365 | 1.9754 | 0.95991 | 2 | 0.93533
71258 | 6.5 | 0.8 | 365 | 5.9445 | 0.9164 | 6 | 0.86094
71259 | 2.16 | 0.8 | 365 | 1.9754 | 0.95991 | 2 | 0.93533
71260 | 6.375 | 0.8 | 365 | 5.8302 | 0.68724 | 6 | 0.51746
71261 | 5.865 | 0.8 | 365 | 5.3638 | 0.75226 | 6 | 0.11606
71263 | 4.845 | 0.8 | 365 | 4.431 | 0.8823 | 5 | 0.31327
71264 | 2.9 | 0.8 | 365 | 2.6522 | 0.31655 | 2 | 0.96873
71265 | 12.18 | 0.8 | 365 | 11.1391 | 0.32951 | 11 | 0.46865
71266 | 3.19 | 0.8 | 365 | 2.9174 | 0.8482 | 3 | 0.7656
71267 | 12.75 | 0.8 | 365 | 11.6604 | 0.37448 | 12 | 0.034919
71268 | 8.175 | 0.8 | 365 | 7.4764 | 0.98717 | 8 | 0.46357
71269 | 5.22 | 0.8 | 365 | 4.7739 | 0.56979 | 5 | 0.34371
71270 | 3.92 | 0.8 | 365 | 3.585 | 0.18651 | 3 | 0.77152
71271 | 6.6 | 0.8 | 365 | 6.036 | 0.099732 | 6 | 0.13572
71272 | 10.15 | 0.8 | 365 | 9.2826 | 0.60792 | 9 | 0.89054
71273 | 7.905 | 0.8 | 365 | 7.2295 | 0.49218 | 7 | 0.72165
71274 | 10.98 | 0.8 | 365 | 10.0417 | 0.12955 | 10 | 0.17125
71275 | 10.725 | 0.8 | 365 | 9.8085 | 0.66207 | 10 | 0.47055
71276 | 12.81 | 0.8 | 365 | 11.7153 | 0.48448 | 12 | 0.19979
71277 | 10.44 | 0.8 | 365 | 9.5478 | 0.13958 | 9 | 0.68742
71278 | 12.18 | 0.8 | 365 | 11.1391 | 0.32951 | 11 | 0.46865
71279 | 6.96 | 0.8 | 365 | 6.3652 | 0.75972 | 7 | 0.12494
71280 | 3.9 | 0.8 | 365 | 3.5667 | 0.14984 | 3 | 0.71656
71282 | 6.72 | 0.8 | 365 | 6.1457 | 0.31973 | 6 | 0.46546
71283 | 5.565 | 0.8 | 365 | 5.0894 | 0.20227 | 5 | 0.29171
71281 | 9.66 | 0.8 | 365 | 8.8345 | 0.70961 | 9 | 0.5441
71284 | 9.28 | 0.8 | 365 | 8.487 | 0.012957 | 8 | 0.49993
71286 | 8.4 | 0.8 | 365 | 7.6822 | 0.39966 | 8 | 0.081829
71287 | 2.9 | 0.8 | 365 | 2.6522 | 0.31655 | 2 | 0.96873
71288 | 4.2 | 0.8 | 365 | 3.8411 | 0.69983 | 4 | 0.54091
71289 | 2.9 | 0.8 | 365 | 2.6522 | 0.31655 | 2 | 0.96873
71290 | 3.48 | 0.8 | 365 | 3.1826 | 0.37986 | 3 | 0.56247
71292 | 2.32 | 0.8 | 365 | 2.1217 | 0.25324 | 2 | 0.37498
71293 | 11.925 | 0.8 | 365 | 10.9059 | 0.86202 | 11 | 0.76795
71294 | 2.32 | 0.8 | 365 | 2.1217 | 0.25324 | 2 | 0.37498
71296 | 3.51 | 0.8 | 365 | 3.21 | 0.43486 | 3 | 0.64491
71297 | 2.43 | 0.8 | 365 | 2.2223 | 0.4549 | 2 | 0.67724
67104 | 7.28 | 0.8 | 365 | 6.6579 | 0.34637 | 7 | 0.0042519
67090 | 5.04 | 0.8 | 365 | 4.6093 | 0.2398 | 4 | 0.8491
67013 | 11.2 | 0.8 | 365 | 10.2429 | 0.53288 | 10 | 0.77577
67014 | 7.56 | 0.8 | 365 | 6.914 | 0.85969 | 7 | 0.77365
67011 | 3.92 | 0.8 | 365 | 3.585 | 0.18651 | 3 | 0.77152
71298 | 2.24 | 0.8 | 365 | 2.0486 | 0.10658 | 2 | 0.15515
67012 | 7.28 | 0.8 | 365 | 6.6579 | 0.34637 | 7 | 0.0042519
71299 | 3.77 | 0.8 | 365 | 3.4478 | 0.91151 | 4 | 0.35934
71300 | 2.16 | 0.8 | 365 | 1.9754 | 0.95991 | 2 | 0.93533
71301 | 2.97 | 0.8 | 365 | 2.7162 | 0.44488 | 3 | 0.16108
71302 | 2.7 | 0.8 | 365 | 2.4693 | 0.94989 | 3 | 0.41916
71253 | 9.72 | 0.8 | 365 | 8.8894 | 0.81961 | 9 | 0.70897
71306 | 9.28 | 0.8 | 365 | 8.487 | 0.012957 | 8 | 0.49993
71307 | 5.8 | 0.8 | 365 | 5.3044 | 0.6331 | 5 | 0.93745
71308 | 9.28 | 0.8 | 365 | 8.487 | 0.012957 | 8 | 0.49993
71249 | 3.51 | 0.8 | 365 | 3.21 | 0.43486 | 3 | 0.64491
71309 | 3.08 | 0.8 | 365 | 2.8168 | 0.64654 | 3 | 0.46334
71310 | 3.08 | 0.8 | 365 | 2.8168 | 0.64654 | 3 | 0.46334
71311 | 3.975 | 0.8 | 365 | 3.6353 | 0.28734 | 3 | 0.92265
71312 | 4.48 | 0.8 | 365 | 4.0972 | 0.21315 | 4 | 0.31031
71314 | 2.24 | 0.8 | 365 | 2.0486 | 0.10658 | 2 | 0.15515
71313 | 4.86 | 0.8 | 365 | 4.4447 | 0.9098 | 5 | 0.35449
71315 | 3.2 | 0.8 | 365 | 2.9265 | 0.86654 | 3 | 0.79308
71316 | 8.64 | 0.8 | 365 | 7.9017 | 0.83965 | 8 | 0.74131
71213 | 10.2 | 0.8 | 365 | 9.3283 | 0.69959 | 10 | 0.027935
71318 | 7.5 | 0.8 | 365 | 6.8591 | 0.7497 | 7 | 0.60878
71320 | 2.24 | 0.8 | 365 | 2.0486 | 0.10658 | 2 | 0.15515
49720 | 7.65 | 1 | 365 | 8.7453 | 0.53086 | 9 | 0.27619
71324 | 8.96 | 0.8 | 365 | 8.1943 | 0.4263 | 8 | 0.62062
71325 | 21.96 | 0.8 | 365 | 20.0834 | 0.25911 | 20 | 0.3425
71326 | 4.32 | 0.8 | 365 | 3.9508 | 0.91982 | 4 | 0.87065
71327 | 10.8 | 0.8 | 365 | 9.8771 | 0.79956 | 10 | 0.67664
71330 | 6.27 | 0.8 | 365 | 5.7342 | 0.49475 | 6 | 0.22894
71331 | 3.52 | 0.8 | 365 | 3.2192 | 0.45319 | 3 | 0.67239
68823 | 5.355 | 0.8 | 365 | 4.8974 | 0.81728 | 5 | 0.71467
71329 | 7.65 | 0.8 | 365 | 6.9963 | 0.02469 | 7 | 0.020952
71332 | 13.44 | 0.8 | 365 | 12.2915 | 0.63946 | 12 | 0.93093
43110 | 6.72 | 0.8 | 365 | 6.1457 | 0.31973 | 6 | 0.46546
71334 | 13.2 | 0.8 | 365 | 12.072 | 0.19946 | 12 | 0.27145
71335 | 9.15 | 0.8 | 365 | 8.3681 | 0.77463 | 9 | 0.14271
71341 | 10.8 | 0.8 | 365 | 9.8771 | 0.79956 | 10 | 0.67664
71342 | 3.38 | 0.8 | 365 | 3.0912 | 0.19653 | 3 | 0.28769
71344 | 7.5 | 0.8 | 365 | 6.8591 | 0.7497 | 7 | 0.60878
71345 | 4.8 | 0.8 | 365 | 4.3898 | 0.79981 | 5 | 0.18962
71348 | 8.16 | 0.8 | 365 | 7.4627 | 0.95967 | 8 | 0.42235
71349 | 8.4 | 0.8 | 365 | 7.6822 | 0.39966 | 8 | 0.081829
71352 | 8.58 | 0.8 | 365 | 7.8468 | 0.72965 | 8 | 0.57644
71356 | 7.5 | 0.8 | 365 | 6.8591 | 0.7497 | 7 | 0.60878
71357 | 5.72 | 0.8 | 365 | 5.2312 | 0.48643 | 5 | 0.71763
71360 | 3 | 0.8 | 365 | 2.7436 | 0.49988 | 3 | 0.24351
71362 | 13.8 | 0.8 | 365 | 12.6207 | 0.29944 | 12 | 0.92015
71364 | 6.9 | 0.8 | 365 | 6.3104 | 0.64972 | 6 | 0.96007
71365 | 9.3 | 1 | 365 | 10.6316 | 0.31203 | 10 | 0.9436
71366 | 3.64 | 0.8 | 365 | 3.3289 | 0.67319 | 4 | 0.002126
71367 | 11.7 | 0.8 | 365 | 10.7002 | 0.44953 | 11 | 0.14969
71368 | 8.48 | 0.8 | 365 | 7.7553 | 0.54632 | 8 | 0.30166
71369 | 3.315 | 0.8 | 365 | 3.0317 | 0.077366 | 3 | 0.10908
71370 | 5.355 | 0.8 | 365 | 4.8974 | 0.81728 | 5 | 0.71467
71371 | 4.5 | 0.8 | 365 | 4.1154 | 0.24982 | 4 | 0.36527
71372 | 3.6 | 0.8 | 365 | 3.2924 | 0.59985 | 3 | 0.89221
71373 | 13.63 | 0.8 | 365 | 12.4652 | 0.98778 | 13 | 0.45302
71374 | 6.16 | 0.8 | 365 | 5.6336 | 0.29308 | 5 | 0.92667
71375 | 13.515 | 0.8 | 365 | 12.3601 | 0.77695 | 13 | 0.13701
71376 | 8.99 | 0.8 | 365 | 8.2218 | 0.4813 | 8 | 0.70305
71377 | 6.67 | 0.8 | 365 | 6.1 | 0.22806 | 6 | 0.32807
71379 | 8.41 | 0.8 | 365 | 7.6913 | 0.41799 | 8 | 0.10931
71378 | 10.73 | 0.8 | 365 | 9.8131 | 0.67123 | 10 | 0.48429
71380 | 4.35 | 0.8 | 365 | 3.9783 | 0.97482 | 4 | 0.95309
71381 | 5.22 | 0.8 | 365 | 4.7739 | 0.56979 | 5 | 0.34371
71383 | 3.48 | 0.8 | 365 | 3.1826 | 0.37986 | 3 | 0.56247
71385 | 2.7 | 0.8 | 365 | 2.4693 | 0.94989 | 3 | 0.41916
71336 | 5.76 | 0.8 | 365 | 5.2678 | 0.55977 | 5 | 0.82754
71384 | 8.96 | 0.8 | 365 | 8.1943 | 0.4263 | 8 | 0.62062
71386 | 8.06 | 0.8 | 365 | 7.3712 | 0.77634 | 8 | 0.14756
71389 | 5.04 | 0.8 | 365 | 4.6093 | 0.2398 | 4 | 0.8491
71390 | 5.13 | 0.8 | 365 | 4.6916 | 0.40479 | 5 | 0.096403
71393 | 24.852 | 0.8 | 365 | 22.7282 | 0.56099 | 23 | 0.28924
71394 | 11.76 | 0.8 | 365 | 10.755 | 0.55952 | 11 | 0.31456
71395 | 3.92 | 0.8 | 365 | 3.585 | 0.18651 | 3 | 0.77152
71396 | 4.905 | 1 | 365 | 5.6073 | 0.24038 | 5 | 0.84767
71397 | 8.04 | 0.8 | 365 | 7.3529 | 0.73967 | 8 | 0.092608
71392 | 12.2 | 0.8 | 365 | 11.1574 | 0.36617 | 11 | 0.52361
67008 | 3.705 | 0.8 | 365 | 3.3884 | 0.79235 | 4 | 0.18074
71115 | 3.315 | 0.8 | 365 | 3.0317 | 0.077366 | 3 | 0.10908
71196 | 8.68 | 0.8 | 365 | 7.9382 | 0.91298 | 8 | 0.85122
71068 | 5.32 | 0.8 | 365 | 4.8654 | 0.75312 | 5 | 0.61849
71154 | 3.77 | 0.8 | 365 | 3.4478 | 0.91151 | 4 | 0.35934
34442 | 1060.2 | 1 | 365 | 1211.9994 | 0.57128 | 1212 | 0.57072
71208 | 2.6 | 0.8 | 365 | 2.3778 | 0.76656 | 3 | 0.14438
63383 | 40.81 | 0.9 | 365 | 41.9879 | 0.16876 | 42 | 0.15662
71245 | 7.98 | 0.8 | 365 | 7.2981 | 0.62968 | 7 | 0.92774
71262 | 8.32 | 0.8 | 365 | 7.609 | 0.253 | 7 | 0.862
71285 | 3.08 | 0.8 | 365 | 2.8168 | 0.64654 | 3 | 0.46334
71337 | 7.705 | 0.8 | 365 | 7.0466 | 0.12552 | 7 | 0.17208
32934 | 5994.12 | 0.8 | 365 | 5481.8865 | 0.97704 | 5482 | 0.86352
32152 | 1359.36 | 1 | 365 | 1553.9932 | 0.13113 | 1554 | 0.12429
71398 | 5.72 | 0.8 | 365 | 5.2312 | 0.48643 | 5 | 0.71763
71400 | 11.96 | 0.8 | 365 | 10.9379 | 0.92618 | 11 | 0.86413
71401 | 5.985 | 0.8 | 365 | 5.4735 | 0.97226 | 6 | 0.4458
71403 | 8.835 | 0.8 | 365 | 8.08 | 0.19714 | 8 | 0.27714
71405 | 5.46 | 0.8 | 365 | 4.9934 | 0.0097787 | 5 | 0.0031889
71406 | 5.415 | 0.8 | 365 | 4.9523 | 0.92728 | 5 | 0.87954
71407 | 6.27 | 0.8 | 365 | 5.7342 | 0.49475 | 6 | 0.22894
71410 | 5.22 | 0.8 | 365 | 4.7739 | 0.56979 | 5 | 0.34371
71412 | 9.9 | 0.8 | 365 | 9.054 | 0.1496 | 9 | 0.20358
71413 | 5.4 | 0.8 | 365 | 4.9385 | 0.89978 | 5 | 0.83832
71414 | 6.6 | 0.8 | 365 | 6.036 | 0.099732 | 6 | 0.13572
71416 | 12.88 | 0.8 | 365 | 11.7793 | 0.61281 | 12 | 0.39214
71418 | 7.54 | 0.8 | 365 | 6.8957 | 0.82303 | 7 | 0.71869
71419 | 5.7 | 0.8 | 365 | 5.2129 | 0.44977 | 5 | 0.66267
71420 | 4.845 | 0.8 | 365 | 4.431 | 0.8823 | 5 | 0.31327
71417 | 4.16 | 0.8 | 365 | 3.8045 | 0.6265 | 4 | 0.431
71421 | 8.835 | 0.8 | 365 | 8.08 | 0.19714 | 8 | 0.27714
71422 | 5.8 | 0.8 | 365 | 5.3044 | 0.6331 | 5 | 0.93745
71423 | 2.32 | 0.8 | 365 | 2.1217 | 0.25324 | 2 | 0.37498
71424 | 3.3 | 0.8 | 365 | 3.018 | 0.049866 | 3 | 0.067861
71426 | 8.625 | 0.8 | 365 | 7.8879 | 0.81215 | 8 | 0.70009
71427 | 4.76 | 0.8 | 365 | 4.3532 | 0.72647 | 5 | 0.079703
71428 | 4.32 | 0.8 | 365 | 3.9508 | 0.91982 | 4 | 0.87065
71429 | 2.24 | 0.8 | 365 | 2.0486 | 0.10658 | 2 | 0.15515
71430 | 3.36 | 0.8 | 365 | 3.0729 | 0.15986 | 3 | 0.23273
64808 | 37.8 | 0.7 | 365 | 30.2485 | 0.63616 | 30 | 0.8847
71432 | 16.43 | 0.8 | 365 | 15.026 | 0.121 | 15 | 0.14696
71433 | 3.64 | 0.8 | 365 | 3.3289 | 0.67319 | 4 | 0.002126
71434 | 6.96 | 0.8 | 365 | 6.3652 | 0.75972 | 7 | 0.12494
71435 | 7.84 | 0.8 | 365 | 7.17 | 0.37302 | 7 | 0.54304
71436 | 3.77 | 0.8 | 365 | 3.4478 | 0.91151 | 4 | 0.35934
71437 | 6.16 | 0.8 | 365 | 5.6336 | 0.29308 | 5 | 0.92667
71440 | 9.28 | 0.8 | 365 | 8.487 | 0.012957 | 8 | 0.49993
71441 | 2.28 | 0.8 | 365 | 2.0852 | 0.17991 | 2 | 0.26507
71442 | 3.19 | 0.8 | 365 | 2.9174 | 0.8482 | 3 | 0.7656
71443 | 5.04 | 0.8 | 365 | 4.6093 | 0.2398 | 4 | 0.8491
71444 | 8.55 | 0.8 | 365 | 7.8194 | 0.67465 | 8 | 0.494
71445 | 2.9 | 0.8 | 365 | 2.6522 | 0.31655 | 2 | 0.96873
71446 | 2.9 | 0.8 | 365 | 2.6522 | 0.31655 | 2 | 0.96873
71447 | 5.51 | 0.8 | 365 | 5.0391 | 0.10144 | 5 | 0.14058
71448 | 4.56 | 0.8 | 365 | 4.1703 | 0.35982 | 4 | 0.53014
71449 | 13.395 | 0.8 | 365 | 12.2503 | 0.55696 | 12 | 0.80727
71450 | 5.51 | 0.8 | 365 | 5.0391 | 0.10144 | 5 | 0.14058
71451 | 5.7 | 0.8 | 365 | 5.2129 | 0.44977 | 5 | 0.66267
71452 | 7.83 | 0.8 | 365 | 7.1609 | 0.35468 | 7 | 0.51556
71453 | 3.19 | 0.8 | 365 | 2.9174 | 0.8482 | 3 | 0.7656
71454 | 5.7 | 0.8 | 365 | 5.2129 | 0.44977 | 5 | 0.66267
71455 | 4.35 | 0.8 | 365 | 3.9783 | 0.97482 | 4 | 0.95309
71457 | 8.835 | 0.8 | 365 | 8.08 | 0.19714 | 8 | 0.27714
71458 | 4.06 | 0.8 | 365 | 3.713 | 0.44317 | 4 | 0.15622
71459 | 5.8 | 0.8 | 365 | 5.3044 | 0.6331 | 5 | 0.93745
71460 | 3.48 | 0.8 | 365 | 3.1826 | 0.37986 | 3 | 0.56247
71463 | 6.09 | 0.8 | 365 | 5.5696 | 0.16475 | 5 | 0.73433
71464 | 12.88 | 0.8 | 365 | 11.7793 | 0.61281 | 12 | 0.39214
71468 | 5.04 | 0.8 | 365 | 4.6093 | 0.2398 | 4 | 0.8491
71469 | 5.51 | 0.8 | 365 | 5.0391 | 0.10144 | 5 | 0.14058
71470 | 5.7 | 0.8 | 365 | 5.2129 | 0.44977 | 5 | 0.66267
71471 | 5.88 | 0.8 | 365 | 5.3775 | 0.77976 | 6 | 0.15728
71472 | 9 | 0.8 | 365 | 8.2309 | 0.49964 | 8 | 0.73053
71190 | 7 | 0.8 | 365 | 6.4018 | 0.83305 | 7 | 0.23486
71473 | 10.07 | 0.8 | 365 | 9.2095 | 0.46126 | 9 | 0.67072
71474 | 4.505 | 0.8 | 365 | 4.12 | 0.25898 | 4 | 0.379
71475 | 13.395 | 0.8 | 365 | 12.2503 | 0.55696 | 12 | 0.80727
71477 | 3.08 | 0.8 | 365 | 2.8168 | 0.64654 | 3 | 0.46334
71478 | 5.32 | 0.8 | 365 | 4.8654 | 0.75312 | 5 | 0.61849
71480 | 6.16 | 0.8 | 365 | 5.6336 | 0.29308 | 5 | 0.92667
71481 | 8.68 | 0.8 | 365 | 7.9382 | 0.91298 | 8 | 0.85122
66553 | 13.545 | 1 | 365 | 15.4844 | 0.039939 | 15 | 0.52431
63326 | 649.77 | 0.9 | 365 | 668.5237 | 0.121 | 668 | 0.64466
71486 | 5.04 | 0.8 | 365 | 4.6093 | 0.2398 | 4 | 0.8491
71488 | 8.68 | 0.8 | 365 | 7.9382 | 0.91298 | 8 | 0.85122
71490 | 4.64 | 0.8 | 365 | 4.2435 | 0.50648 | 4 | 0.74996
71491 | 3.99 | 0.8 | 365 | 3.649 | 0.31484 | 3 | 0.96387
71492 | 12.76 | 0.8 | 365 | 11.6696 | 0.39282 | 12 | 0.062398
71494 | 7.41 | 0.8 | 365 | 6.7768 | 0.5847 | 7 | 0.36147
71495 | 6.27 | 0.8 | 365 | 5.7342 | 0.49475 | 6 | 0.22894
71496 | 6.555 | 0.8 | 365 | 5.9948 | 0.017234 | 6 | 0.01207
71497 | 9.405 | 0.8 | 365 | 8.6013 | 0.24212 | 8 | 0.84341
69095 | 4.335 | 1 | 365 | 4.9557 | 0.93416 | 5 | 0.88984
71500 | 14.7 | 0.8 | 365 | 13.4438 | 0.9494 | 14 | 0.3932
71501 | 9 | 0.8 | 365 | 8.2309 | 0.49964 | 8 | 0.73053
71503 | 13.4 | 0.8 | 365 | 12.2549 | 0.56612 | 12 | 0.82101
71504 | 10.05 | 0.8 | 365 | 9.1912 | 0.42459 | 9 | 0.61576
69397 | 3.815 | 1 | 365 | 4.3612 | 0.74252 | 5 | 0.10375
71505 | 4.14 | 0.8 | 365 | 3.7862 | 0.58983 | 4 | 0.37604
71506 | 3.92 | 0.8 | 365 | 3.585 | 0.18651 | 3 | 0.77152
71404 | 27.54 | 0.6 | 365 | 18.8899 | 0.86666 | 19 | 0.75657
71507 | 4.76 | 0.8 | 365 | 4.3532 | 0.72647 | 5 | 0.079703
71508 | 2.24 | 0.8 | 365 | 2.0486 | 0.10658 | 2 | 0.15515
71509 | 4.48 | 0.8 | 365 | 4.0972 | 0.21315 | 4 | 0.31031
71510 | 7.905 | 0.8 | 365 | 7.2295 | 0.49218 | 7 | 0.72165
71511 | 4.93 | 0.8 | 365 | 4.5087 | 0.038134 | 4 | 0.54684
71512 | 5.035 | 0.8 | 365 | 4.6047 | 0.23063 | 4 | 0.83536
71195 | 5.32 | 0.8 | 365 | 4.8654 | 0.75312 | 5 | 0.61849
71408 | 2.565 | 0.8 | 365 | 2.3458 | 0.7024 | 3 | 0.048201
71409 | 3.135 | 0.8 | 365 | 2.8671 | 0.74737 | 3 | 0.61447
71514 | 5.32 | 0.8 | 365 | 4.8654 | 0.75312 | 5 | 0.61849
71168 | 9.8 | 0.8 | 365 | 8.9625 | 0.96627 | 9 | 0.9288
71517 | 11.2 | 0.8 | 365 | 10.2429 | 0.53288 | 10 | 0.77577
71518 | 8.68 | 0.8 | 365 | 7.9382 | 0.91298 | 8 | 0.85122
71520 | 8.96 | 0.8 | 365 | 8.1943 | 0.4263 | 8 | 0.62062
71521 | 4.48 | 0.8 | 365 | 4.0972 | 0.21315 | 4 | 0.31031
71522 | 4.2 | 0.8 | 365 | 3.8411 | 0.69983 | 4 | 0.54091
71524 | 7.36 | 0.8 | 365 | 6.731 | 0.49304 | 7 | 0.22408
71526 | 5.76 | 1 | 365 | 6.5847 | 0.19971 | 6 | 0.78442
71527 | 7.7 | 0.8 | 365 | 7.042 | 0.11635 | 7 | 0.15834
71530 | 6.84 | 0.8 | 365 | 6.2555 | 0.53972 | 6 | 0.7952
71531 | 7.59 | 0.8 | 365 | 6.9414 | 0.91469 | 7 | 0.85608
71425 | 10.05 | 1 | 365 | 11.489 | 0.030741 | 11 | 0.5197
71532 | 9.88 | 0.8 | 365 | 9.0357 | 0.11293 | 9 | 0.14863
71534 | 6.84 | 0.8 | 365 | 6.2555 | 0.53972 | 6 | 0.7952
71533 | 3.99 | 1 | 365 | 4.5613 | 0.14355 | 4 | 0.70484
71535 | 11.925 | 0.8 | 365 | 10.9059 | 0.86202 | 11 | 0.76795
71536 | 11.48 | 0.8 | 365 | 10.499 | 0.046201 | 10 | 0.54517
71539 | 6.3 | 0.8 | 365 | 5.7616 | 0.54974 | 6 | 0.31137
71541 | 8.505 | 0.8 | 365 | 7.7782 | 0.59216 | 8 | 0.37035
71542 | 11.16 | 0.8 | 365 | 10.2063 | 0.45955 | 10 | 0.66586
71543 | 12.6 | 0.8 | 365 | 11.5233 | 0.099489 | 11 | 0.62274
71545 | 7.56 | 1 | 365 | 8.6424 | 0.32462 | 8 | 0.96706
71544 | 2.4 | 0.8 | 365 | 2.1949 | 0.3999 | 2 | 0.59481
71546 | 5.355 | 0.8 | 365 | 4.8974 | 0.81728 | 5 | 0.71467
71547 | 2.385 | 0.8 | 365 | 2.1812 | 0.3724 | 2 | 0.55359
71549 | 6 | 0.8 | 365 | 5.4873 | 0.99976 | 6 | 0.48702
71550 | 11.48 | 0.8 | 365 | 10.499 | 0.046201 | 10 | 0.54517
71552 | 3.3 | 0.8 | 365 | 3.018 | 0.049866 | 3 | 0.067861
71554 | 3 | 0.8 | 365 | 2.7436 | 0.49988 | 3 | 0.24351
71555 | 5.98 | 0.8 | 365 | 5.469 | 0.96309 | 6 | 0.43206
71553 | 10.2 | 0.8 | 365 | 9.3283 | 0.69959 | 10 | 0.027935
71562 | 4.2 | 0.8 | 365 | 3.8411 | 0.69983 | 4 | 0.54091
71566 | 9.72 | 0.8 | 365 | 8.8894 | 0.81961 | 9 | 0.70897
71568 | 12.099 | 0.8 | 365 | 11.0651 | 0.18101 | 11 | 0.24608
71567 | 8.68 | 0.8 | 365 | 7.9382 | 0.91298 | 8 | 0.85122
71569 | 9.6 | 0.8 | 365 | 8.7796 | 0.59961 | 9 | 0.37923
71570 | 12.099 | 0.8 | 365 | 11.0651 | 0.18101 | 11 | 0.24608
71571 | 7.56 | 0.8 | 365 | 6.914 | 0.85969 | 7 | 0.77365
71572 | 10.83 | 0.8 | 365 | 9.9045 | 0.85456 | 10 | 0.75907
71574 | 5.04 | 0.8 | 365 | 4.6093 | 0.2398 | 4 | 0.8491
71575 | 3.48 | 0.8 | 365 | 3.1826 | 0.37986 | 3 | 0.56247
71576 | 5.6 | 0.8 | 365 | 5.1214 | 0.26644 | 5 | 0.38789
71577 | 6.09 | 0.8 | 365 | 5.5696 | 0.16475 | 5 | 0.73433
71578 | 10.36 | 0.8 | 365 | 9.4747 | 0.99291 | 10 | 0.46759
71579 | 11.2 | 0.8 | 365 | 10.2429 | 0.53288 | 10 | 0.77577
62971 | 4.64 | 1 | 365 | 5.3044 | 0.6331 | 5 | 0.93745
71580 | 5.88 | 0.8 | 365 | 5.3775 | 0.77976 | 6 | 0.15728
71582 | 4.48 | 0.8 | 365 | 4.0972 | 0.21315 | 4 | 0.31031
71583 | 7 | 0.8 | 365 | 6.4018 | 0.83305 | 7 | 0.23486
23114 | 1064.7 | 1 | 365 | 1217.1437 | 0.88356 | 1218 | 0.027301
71584 | 10.08 | 0.8 | 365 | 9.2186 | 0.47959 | 9 | 0.69819
71585 | 4.2 | 0.8 | 365 | 3.8411 | 0.69983 | 4 | 0.54091
71587 | 10.8 | 0.8 | 365 | 9.8771 | 0.79956 | 10 | 0.67664
71588 | 3.08 | 0.8 | 365 | 2.8168 | 0.64654 | 3 | 0.46334
71589 | 9.8 | 0.8 | 365 | 8.9625 | 0.96627 | 9 | 0.9288
71592 | 2.52 | 0.8 | 365 | 2.3047 | 0.6199 | 2 | 0.92455
71591 | 5.6 | 0.8 | 365 | 5.1214 | 0.26644 | 5 | 0.38789
71590 | 10.5 | 0.8 | 365 | 9.6027 | 0.24957 | 9 | 0.85229
71594 | 5.13 | 0.8 | 365 | 4.6916 | 0.40479 | 5 | 0.096403
71597 | 3.36 | 0.8 | 365 | 3.0729 | 0.15986 | 3 | 0.23273
46764 | 14.82 | 0.8 | 365 | 13.5535 | 0.1694 | 13 | 0.72294
71596 | 3.64 | 0.8 | 365 | 3.3289 | 0.67319 | 4 | 0.002126
71598 | 6.72 | 0.8 | 365 | 6.1457 | 0.31973 | 6 | 0.46546
71557 | 4.59 | 0.8 | 365 | 4.1978 | 0.41481 | 4 | 0.61257
68890 | 11.34 | 0.8 | 365 | 10.3709 | 0.78954 | 11 | 0.16047
71600 | 10.065 | 0.8 | 365 | 9.2049 | 0.45209 | 9 | 0.65698
71602 | 3.08 | 0.8 | 365 | 2.8168 | 0.64654 | 3 | 0.46334
71605 | 5.7 | 0.8 | 365 | 5.2129 | 0.44977 | 5 | 0.66267
71606 | 5.4 | 0.8 | 365 | 4.9385 | 0.89978 | 5 | 0.83832
71608 | 8.7 | 0.8 | 365 | 7.9565 | 0.94965 | 8 | 0.90618
71613 | 7.54 | 0.8 | 365 | 6.8957 | 0.82303 | 7 | 0.71869
71614 | 8.12 | 0.8 | 365 | 7.4261 | 0.88634 | 8 | 0.31243
71615 | 10.64 | 0.8 | 365 | 9.7307 | 0.50624 | 10 | 0.23698
71616 | 9.57 | 0.8 | 365 | 8.7522 | 0.54461 | 9 | 0.2968
71617 | 6.38 | 0.8 | 365 | 5.8348 | 0.69641 | 6 | 0.5312
71619 | 10.64 | 0.8 | 365 | 9.7307 | 0.50624 | 10 | 0.23698
71621 | 5.6 | 0.8 | 365 | 5.1214 | 0.26644 | 5 | 0.38789
71620 | 3.3 | 0.8 | 365 | 3.018 | 0.049866 | 3 | 0.067861
71623 | 6.72 | 0.8 | 365 | 6.1457 | 0.31973 | 6 | 0.46546
71624 | 3.315 | 0.8 | 365 | 3.0317 | 0.077366 | 3 | 0.10908
71626 | 7.84 | 0.8 | 365 | 7.17 | 0.37302 | 7 | 0.54304
71627 | 7.41 | 0.8 | 365 | 6.7768 | 0.5847 | 7 | 0.36147
71630 | 4.2 | 0.8 | 365 | 3.8411 | 0.69983 | 4 | 0.54091
71629 | 12.255 | 0.8 | 365 | 11.2077 | 0.467 | 11 | 0.67474
71631 | 11.685 | 0.8 | 365 | 10.6864 | 0.42203 | 11 | 0.10847
71632 | 10.26 | 0.8 | 365 | 9.3832 | 0.80958 | 10 | 0.19281
71628 | 3.64 | 0.8 | 365 | 3.3289 | 0.67319 | 4 | 0.002126
71634 | 5.7 | 0.8 | 365 | 5.2129 | 0.44977 | 5 | 0.66267
71636 | 13.5 | 1 | 365 | 15.4329 | 0.93682 | 16 | 0.36975
71635 | 9 | 0.8 | 365 | 8.2309 | 0.49964 | 8 | 0.73053
71638 | 9 | 1 | 365 | 10.2886 | 0.62454 | 10 | 0.91316
71639 | 10.64 | 0.8 | 365 | 9.7307 | 0.50624 | 10 | 0.23698
71641 | 6.72 | 0.8 | 365 | 6.1457 | 0.31973 | 6 | 0.46546
71643 | 13.8 | 0.8 | 365 | 12.6207 | 0.29944 | 12 | 0.92015
71645 | 11.48 | 0.8 | 365 | 10.499 | 0.046201 | 10 | 0.54517
71653 | 11.02 | 0.8 | 365 | 10.0783 | 0.20289 | 10 | 0.28116
71654 | 5.88 | 0.8 | 365 | 5.3775 | 0.77976 | 6 | 0.15728
71656 | 7.84 | 0.8 | 365 | 7.17 | 0.37302 | 7 | 0.54304
65087 | 89.76 | 0.7 | 365 | 71.8283 | 0.98682 | 72 | 0.8151
64272 | 345.12 | 0.9 | 365 | 355.0809 | 0.79426 | 355 | 0.87512
68504 | 213.84 | 0.9 | 365 | 220.0119 | 0.035249 | 220 | 0.047099
68507 | 760.32 | 1 | 365 | 869.1826 | 0.36148 | 869 | 0.54409
71658 | 11.2 | 0.8 | 365 | 10.2429 | 0.53288 | 10 | 0.77577
71657 | 7.8 | 0.8 | 365 | 7.1334 | 0.29968 | 7 | 0.43313
71659 | 6.72 | 0.8 | 365 | 6.1457 | 0.31973 | 6 | 0.46546
71660 | 6 | 0.8 | 365 | 5.4873 | 0.99976 | 6 | 0.48702
71652 | 10.2 | 0.8 | 365 | 9.3283 | 0.69959 | 10 | 0.027935
71662 | 17.28 | 0.8 | 365 | 15.8033 | 0.6793 | 16 | 0.48262
71663 | 10.92 | 0.8 | 365 | 9.9868 | 0.019557 | 10 | 0.0063779
71666 | 6.6 | 0.8 | 365 | 6.036 | 0.099732 | 6 | 0.13572
64890 | 711.04 | 0.7 | 365 | 568.9927 | 0.60145 | 569 | 0.59414
71667 | 9.9 | 0.8 | 365 | 9.054 | 0.1496 | 9 | 0.20358
71668 | 13.11 | 0.8 | 365 | 11.9897 | 0.034469 | 12 | 0.02414
71669 | 13.4 | 0.8 | 365 | 12.2549 | 0.56612 | 12 | 0.82101
71612 | 4.2 | 0.8 | 365 | 3.8411 | 0.69983 | 4 | 0.54091
71673 | 10.88 | 0.8 | 365 | 9.9502 | 0.94623 | 10 | 0.89646
71674 | 5.8 | 0.8 | 365 | 5.3044 | 0.6331 | 5 | 0.93745
65017 | 52.25 | 0.7 | 365 | 41.8118 | 0.81586 | 42 | 0.62766
71675 | 12.8 | 0.8 | 365 | 11.7062 | 0.46615 | 12 | 0.17231
64957 | 97.24 | 0.7 | 365 | 77.814 | 0.98572 | 78 | 0.79969
71676 | 4.76 | 0.8 | 365 | 4.3532 | 0.72647 | 5 | 0.079703
71677 | 10.385 | 0.8 | 365 | 9.4975 | 0.038746 | 9 | 0.53629
71678 | 6.16 | 0.8 | 365 | 5.6336 | 0.29308 | 5 | 0.92667
71679 | 5.88 | 0.8 | 365 | 5.3775 | 0.77976 | 6 | 0.15728
71680 | 4.06 | 0.8 | 365 | 3.713 | 0.44317 | 4 | 0.15622
71681 | 10.8 | 0.8 | 365 | 9.8771 | 0.79956 | 10 | 0.67664
71682 | 10.98 | 0.8 | 365 | 10.0417 | 0.12955 | 10 | 0.17125
71683 | 2.8 | 0.8 | 365 | 2.5607 | 0.13322 | 2 | 0.69394
71684 | 9.6 | 0.8 | 365 | 8.7796 | 0.59961 | 9 | 0.37923
71685 | 6.16 | 0.8 | 365 | 5.6336 | 0.29308 | 5 | 0.92667
71686 | 4.62 | 0.8 | 365 | 4.2252 | 0.46981 | 4 | 0.69501
71688 | 5.51 | 0.8 | 365 | 5.0391 | 0.10144 | 5 | 0.14058
71689 | 11.76 | 0.8 | 365 | 10.755 | 0.55952 | 11 | 0.31456
71690 | 3.71 | 0.8 | 365 | 3.393 | 0.80152 | 4 | 0.19447
71642 | 7.2 | 0.8 | 365 | 6.5847 | 0.19971 | 6 | 0.78442
71691 | 9.86 | 0.8 | 365 | 9.0174 | 0.076267 | 9 | 0.093671
71692 | 3.36 | 0.8 | 365 | 3.0729 | 0.15986 | 3 | 0.23273
71693 | 4.48 | 0.8 | 365 | 4.0972 | 0.21315 | 4 | 0.31031
71694 | 4.2 | 0.8 | 365 | 3.8411 | 0.69983 | 4 | 0.54091
71696 | 5.67 | 0.8 | 365 | 5.1855 | 0.39477 | 5 | 0.58023
71695 | 12.24 | 0.8 | 365 | 11.194 | 0.4395 | 11 | 0.63352
71699 | 4.48 | 0.8 | 365 | 4.0972 | 0.21315 | 4 | 0.31031
71698 | 8.64 | 0.8 | 365 | 7.9017 | 0.83965 | 8 | 0.74131
69039 | 9.45 | 0.8 | 365 | 8.6424 | 0.32462 | 8 | 0.96706
71703 | 6.16 | 0.8 | 365 | 5.6336 | 0.29308 | 5 | 0.92667
71706 | 5.04 | 0.8 | 365 | 4.6093 | 0.2398 | 4 | 0.8491
71050 | 4.75 | 0.8 | 365 | 4.3441 | 0.70814 | 5 | 0.052225
71710 | 10.37 | 0.8 | 365 | 9.4838 | 0.011246 | 9 | 0.49507
71711 | 5.6 | 0.8 | 365 | 5.1214 | 0.26644 | 5 | 0.38789
71709 | 12.6 | 0.8 | 365 | 11.5233 | 0.099489 | 11 | 0.62274
71712 | 5.72 | 0.8 | 365 | 5.2312 | 0.48643 | 5 | 0.71763
71715 | 9.3 | 0.8 | 365 | 8.5053 | 0.049623 | 8 | 0.55488
71714 | 5.3 | 0.8 | 365 | 4.8471 | 0.71645 | 5 | 0.56354
71717 | 4.8 | 0.8 | 365 | 4.3898 | 0.79981 | 5 | 0.18962
71670 | 7.8 | 0.8 | 365 | 7.1334 | 0.29968 | 7 | 0.43313
71718 | 4.59 | 0.8 | 365 | 4.1978 | 0.41481 | 4 | 0.61257
71720 | 4.88 | 0.8 | 365 | 4.463 | 0.94647 | 5 | 0.40944
71700 | 169.2 | 0.6 | 365 | 116.0556 | 0.64486 | 116 | 0.70049
71719 | 10.36 | 0.8 | 365 | 9.4747 | 0.99291 | 10 | 0.46759
71722 | 5.8 | 0.8 | 365 | 5.3044 | 0.6331 | 5 | 0.93745
71723 | 7.8 | 0.8 | 365 | 7.1334 | 0.29968 | 7 | 0.43313
71724 | 10.175 | 0.8 | 365 | 9.3055 | 0.65375 | 9 | 0.95924
71726 | 6.4 | 0.8 | 365 | 5.8531 | 0.73307 | 6 | 0.58616
71725 | 4.88 | 0.8 | 365 | 4.463 | 0.94647 | 5 | 0.40944
71727 | 11.4 | 0.8 | 365 | 10.4258 | 0.89954 | 11 | 0.32534
71729 | 6.09 | 0.8 | 365 | 5.5696 | 0.16475 | 5 | 0.73433
71732 | 9.945 | 0.8 | 365 | 9.0951 | 0.2321 | 9 | 0.32724
71734 | 9.45 | 0.8 | 365 | 8.6424 | 0.32462 | 8 | 0.96706
71735 | 3.05 | 0.8 | 365 | 2.7894 | 0.59154 | 3 | 0.3809
11791 | 3682.8 | 0.8 | 365 | 3368.0826 | 0.65072 | 3368 | 0.73337
71737 | 10.98 | 0.8 | 365 | 10.0417 | 0.12955 | 10 | 0.17125
71740 | 11.88 | 0.8 | 365 | 10.8648 | 0.77952 | 11 | 0.6443
71741 | 4.62 | 0.8 | 365 | 4.2252 | 0.46981 | 4 | 0.69501
71743 | 12.1 | 0.8 | 365 | 11.066 | 0.18284 | 11 | 0.24883
71744 | 12 | 0.8 | 365 | 10.9745 | 0.99951 | 11 | 0.97404
71745 | 7.7 | 0.8 | 365 | 7.042 | 0.11635 | 7 | 0.15834
71746 | 6.615 | 0.8 | 365 | 6.0497 | 0.12723 | 6 | 0.17694
71742 | 6.84 | 0.8 | 365 | 6.2555 | 0.53972 | 6 | 0.7952
71749 | 8.68 | 0.8 | 365 | 7.9382 | 0.91298 | 8 | 0.85122
71750 | 7.41 | 0.8 | 365 | 6.7768 | 0.5847 | 7 | 0.36147
71751 | 4.335 | 0.8 | 365 | 3.9645 | 0.94732 | 4 | 0.91187
71752 | 5.985 | 0.8 | 365 | 5.4735 | 0.97226 | 6 | 0.4458
67693 | 2.08 | 0.8 | 365 | 1.9023 | 0.81325 | 2 | 0.7155
71753 | 6.63 | 0.8 | 365 | 6.0634 | 0.15473 | 6 | 0.21816
67711 | 7.685 | 0.8 | 365 | 7.0283 | 0.088855 | 7 | 0.11713
71754 | 5.355 | 0.8 | 365 | 4.8974 | 0.81728 | 5 | 0.71467
71755 | 6.12 | 0.8 | 365 | 5.597 | 0.21975 | 5 | 0.81676
71756 | 5.61 | 0.8 | 365 | 5.1306 | 0.28477 | 5 | 0.41536
71757 | 8.925 | 0.8 | 365 | 8.1623 | 0.36214 | 8 | 0.52444
71647 | 12.06 | 0.8 | 365 | 11.0294 | 0.10951 | 11 | 0.13891
67735 | 5.46 | 0.8 | 365 | 4.9934 | 0.0097787 | 5 | 0.0031889
68822 | 9.8 | 0.8 | 365 | 8.9625 | 0.96627 | 9 | 0.9288
68898 | 8.7 | 0.8 | 365 | 7.9565 | 0.94965 | 8 | 0.90618
69474 | 3 | 0.8 | 365 | 2.7436 | 0.49988 | 3 | 0.24351
69630 | 5.4 | 0.8 | 365 | 4.9385 | 0.89978 | 5 | 0.83832
54559 | 73.45 | 0.7 | 365 | 58.7766 | 0.82344 | 59 | 0.60004
70237 | 13.25 | 0.8 | 365 | 12.1177 | 0.29113 | 12 | 0.40884
70242 | 7 | 0.8 | 365 | 6.4018 | 0.83305 | 7 | 0.23486
70256 | 2.4 | 0.8 | 365 | 2.1949 | 0.3999 | 2 | 0.59481
70189 | 8.67 | 0.8 | 365 | 7.9291 | 0.89465 | 8 | 0.82375
70181 | 7.875 | 0.8 | 365 | 7.202 | 0.43718 | 7 | 0.63921
70197 | 10.08 | 0.8 | 365 | 9.2186 | 0.47959 | 9 | 0.69819
70216 | 4.2 | 0.8 | 365 | 3.8411 | 0.69983 | 4 | 0.54091
70176 | 9.3 | 0.8 | 365 | 8.5053 | 0.049623 | 8 | 0.55488
70193 | 7.54 | 0.8 | 365 | 6.8957 | 0.82303 | 7 | 0.71869
71661 | 9.483 | 0.8 | 365 | 8.6726 | 0.38512 | 9 | 0.057736
71759 | 7.56 | 1 | 365 | 8.6424 | 0.32462 | 8 | 0.96706
34628 | 649.955 | 0.8 | 365 | 594.4124 | 0.55782 | 594 | 0.97027
60933 | 737.92 | 0.8 | 365 | 674.8603 | 0.82342 | 675 | 0.68373
71291 | 6.38 | 0.8 | 365 | 5.8348 | 0.69641 | 6 | 0.5312
71760 | 9.45 | 0.8 | 365 | 8.6424 | 0.32462 | 8 | 0.96706
71761 | 3.24 | 0.8 | 365 | 2.9631 | 0.93987 | 3 | 0.90299
71762 | 8.32 | 0.8 | 365 | 7.609 | 0.253 | 7 | 0.862
70188 | 3.9 | 0.8 | 365 | 3.5667 | 0.14984 | 3 | 0.71656
71763 | 6.555 | 0.8 | 365 | 5.9948 | 0.017234 | 6 | 0.01207
70187 | 6.3 | 0.8 | 365 | 5.7616 | 0.54974 | 6 | 0.31137
71764 | 10.71 | 0.8 | 365 | 9.7948 | 0.63457 | 10 | 0.42933
71765 | 6.27 | 0.8 | 365 | 5.7342 | 0.49475 | 6 | 0.22894
71766 | 8.68 | 0.8 | 365 | 7.9382 | 0.91298 | 8 | 0.85122
71305 | 4.32 | 0.8 | 365 | 3.9508 | 0.91982 | 4 | 0.87065
71767 | 8.4 | 0.8 | 365 | 7.6822 | 0.39966 | 8 | 0.081829
71768 | 9.9 | 0.8 | 365 | 9.054 | 0.1496 | 9 | 0.20358
71769 | 5.98 | 0.8 | 365 | 5.469 | 0.96309 | 6 | 0.43206
54556 | 80.6 | 0.7 | 365 | 64.4982 | 0.29297 | 64 | 0.79119
71771 | 8.175 | 0.8 | 365 | 7.4764 | 0.98717 | 8 | 0.46357
64961 | 13.34 | 0.8 | 365 | 12.2 | 0.45613 | 12 | 0.65614
61296 | 4050.99 | 0.9 | 365 | 4167.9097 | 0.98215 | 4168 | 0.89182
6418 | 974.4 | 0.9 | 365 | 1002.5231 | 0.65557 | 1003 | 0.1787
30710 | 972.06 | 0.8 | 365 | 888.9916 | 0.070599 | 889 | 0.06224
30713 | 648.04 | 0.8 | 365 | 592.6611 | 0.047066 | 592 | 0.70816
30714 | 965.94 | 0.8 | 365 | 883.3946 | 0.85085 | 884 | 0.24548
30716 | 648.04 | 0.8 | 365 | 592.6611 | 0.047066 | 592 | 0.70816
30717 | 176.8 | 0.8 | 365 | 161.6914 | 0.12617 | 161 | 0.81755
30722 | 271.32 | 0.9 | 365 | 279.1508 | 0.58513 | 279 | 0.73597
32951 | 1326.78 | 0.8 | 365 | 1213.3987 | 0.37622 | 1213 | 0.77491
34216 | 1333.76 | 1 | 365 | 1524.7278 | 0.46576 | 1525 | 0.19351
35114 | 4229.1 | 1 | 365 | 4834.6225 | 0.47323 | 4835 | 0.095764
39541 | 3.9 | 0.8 | 365 | 3.5667 | 0.14984 | 3 | 0.71656
50533 | 6.3 | 1 | 365 | 7.202 | 0.43718 | 7 | 0.63921
52528 | 552.96 | 0.9 | 365 | 568.9195 | 0.45479 | 569 | 0.37432
62252 | 67.925 | 0.9 | 365 | 69.8855 | 0.092215 | 69 | 0.97767
64558 | 189 | 0.7 | 365 | 151.2427 | 0.1808 | 151 | 0.42351
69624 | 4.2 | 0.8 | 365 | 3.8411 | 0.69983 | 4 | 0.54091
70102 | 13.8 | 0.8 | 365 | 12.6207 | 0.29944 | 12 | 0.92015
70308 | 6.72 | 0.8 | 365 | 6.1457 | 0.31973 | 6 | 0.46546
70423 | 8.7 | 0.8 | 365 | 7.9565 | 0.94965 | 8 | 0.90618
70427 | 6.6 | 0.8 | 365 | 6.036 | 0.099732 | 6 | 0.13572
70718 | 5.035 | 1 | 365 | 5.7559 | 0.53829 | 6 | 0.2942
70719 | 12.285 | 0.8 | 365 | 11.2352 | 0.522 | 11 | 0.75718
70750 | 5.1 | 0.8 | 365 | 4.6642 | 0.34979 | 5 | 0.013968
70751 | 5.7 | 0.8 | 365 | 5.2129 | 0.44977 | 5 | 0.66267
70752 | 9 | 0.8 | 365 | 8.2309 | 0.49964 | 8 | 0.73053
70887 | 14.04 | 0.8 | 365 | 12.8402 | 0.73943 | 13 | 0.57963
71049 | 3.3 | 0.8 | 365 | 3.018 | 0.049866 | 3 | 0.067861
71135 | 7.695 | 1 | 365 | 8.7968 | 0.63399 | 9 | 0.43076
71182 | 5.04 | 0.8 | 365 | 4.6093 | 0.2398 | 4 | 0.8491
71227 | 9.63 | 0.8 | 365 | 8.8071 | 0.65461 | 9 | 0.46167
71240 | 6.89 | 0.8 | 365 | 6.3012 | 0.63139 | 6 | 0.9326
71246 | 3.3 | 0.8 | 365 | 3.018 | 0.049866 | 3 | 0.067861
71354 | 3.6 | 0.8 | 365 | 3.2924 | 0.59985 | 3 | 0.89221
71358 | 6.6 | 0.8 | 365 | 6.036 | 0.099732 | 6 | 0.13572
71359 | 11.96 | 0.8 | 365 | 10.9379 | 0.92618 | 11 | 0.86413
71361 | 1.89 | 0.8 | 365 | 1.7285 | 0.46492 | 2 | 0.19341
71462 | 11.685 | 0.8 | 365 | 10.6864 | 0.42203 | 11 | 0.10847
71465 | 6.67 | 0.8 | 365 | 6.1 | 0.22806 | 6 | 0.32807
71483 | 6.72 | 0.8 | 365 | 6.1457 | 0.31973 | 6 | 0.46546
71487 | 3.36 | 0.8 | 365 | 3.0729 | 0.15986 | 3 | 0.23273
71523 | 6.21 | 0.8 | 365 | 5.6793 | 0.38475 | 6 | 0.064067
71529 | 9.81 | 0.8 | 365 | 8.9717 | 0.9846 | 9 | 0.95628
71556 | 7.56 | 1 | 365 | 8.6424 | 0.32462 | 8 | 0.96706
71573 | 6.3 | 0.8 | 365 | 5.7616 | 0.54974 | 6 | 0.31137
71637 | 6.095 | 1 | 365 | 6.9677 | 0.9674 | 7 | 0.93508
71640 | 9.6 | 0.8 | 365 | 8.7796 | 0.59961 | 9 | 0.37923
71646 | 5.67 | 0.8 | 365 | 5.1855 | 0.39477 | 5 | 0.58023
71650 | 6 | 0.8 | 365 | 5.4873 | 0.99976 | 6 | 0.48702
71665 | 7.875 | 0.8 | 365 | 7.202 | 0.43718 | 7 | 0.63921
71687 | 7 | 0.8 | 365 | 6.4018 | 0.83305 | 7 | 0.23486
71708 | 7.905 | 1 | 365 | 9.0368 | 0.11522 | 9 | 0.15206
71770 | 4.48 | 0.8 | 365 | 4.0972 | 0.21315 | 4 | 0.31031
71772 | 13.455 | 0.8 | 365 | 12.3052 | 0.66695 | 12 | 0.97214
71773 | 8.04 | 0.8 | 365 | 7.3529 | 0.73967 | 8 | 0.092608
71774 | 2.88 | 0.8 | 365 | 2.6339 | 0.27988 | 2 | 0.91377
71778 | 5.98 | 0.8 | 365 | 5.469 | 0.96309 | 6 | 0.43206
71779 | 2.34 | 0.8 | 365 | 2.14 | 0.28991 | 2 | 0.42994
71784 | 5.51 | 0.8 | 365 | 5.0391 | 0.10144 | 5 | 0.14058
71785 | 5 | 0.8 | 365 | 4.5727 | 0.16646 | 4 | 0.73918
71786 | 12.48 | 1 | 365 | 14.2669 | 0.59937 | 14 | 0.86625
71787 | 5.04 | 0.8 | 365 | 4.6093 | 0.2398 | 4 | 0.8491
71788 | 7.92 | 0.8 | 365 | 7.2432 | 0.51968 | 7 | 0.76287
71789 | 6.7 | 0.8 | 365 | 6.1274 | 0.28306 | 6 | 0.41051
71790 | 6.6 | 0.8 | 365 | 6.036 | 0.099732 | 6 | 0.13572
71791 | 6.05 | 0.8 | 365 | 5.533 | 0.091421 | 5 | 0.62441
71792 | 6.1 | 0.8 | 365 | 5.5787 | 0.18309 | 5 | 0.7618
71793 | 6.08 | 0.8 | 365 | 5.5604 | 0.14642 | 5 | 0.70685
71794 | 12 | 0.8 | 365 | 10.9745 | 0.99951 | 11 | 0.97404
71796 | 8.64 | 0.8 | 365 | 7.9017 | 0.83965 | 8 | 0.74131
71799 | 5.7 | 0.8 | 365 | 5.2129 | 0.44977 | 5 | 0.66267
71800 | 7.685 | 0.8 | 365 | 7.0283 | 0.088855 | 7 | 0.11713
71801 | 3.6 | 0.8 | 365 | 3.2924 | 0.59985 | 3 | 0.89221
71802 | 10.24 | 0.8 | 365 | 9.3649 | 0.77292 | 10 | 0.13785
71803 | 4.29 | 0.8 | 365 | 3.9234 | 0.86483 | 4 | 0.78822
71804 | 8.1 | 0.8 | 365 | 7.4078 | 0.84967 | 8 | 0.25748
71805 | 7.521 | 0.8 | 365 | 6.8783 | 0.7882 | 7 | 0.66648
71807 | 12.075 | 0.8 | 365 | 11.0431 | 0.13701 | 11 | 0.18013
71808 | 6.48 | 0.8 | 365 | 5.9262 | 0.87974 | 6 | 0.80598
71809 | 11.04 | 0.8 | 365 | 10.0966 | 0.23955 | 10 | 0.33612
71810 | 9 | 0.8 | 365 | 8.2309 | 0.49964 | 8 | 0.73053
71811 | 10.24 | 0.8 | 365 | 9.3649 | 0.77292 | 10 | 0.13785
71812 | 4.485 | 0.8 | 365 | 4.1017 | 0.22232 | 4 | 0.32405
71814 | 9.24 | 0.8 | 365 | 8.4504 | 0.93963 | 9 | 0.39001
71815 | 6.44 | 0.8 | 365 | 5.8897 | 0.80641 | 6 | 0.69607
71816 | 4.06 | 0.8 | 365 | 3.713 | 0.44317 | 4 | 0.15622
71818 | 10.08 | 0.8 | 365 | 9.2186 | 0.47959 | 9 | 0.69819
71819 | 7.84 | 0.8 | 365 | 7.17 | 0.37302 | 7 | 0.54304
71820 | 5.04 | 0.8 | 365 | 4.6093 | 0.2398 | 4 | 0.8491
71821 | 3.15 | 0.8 | 365 | 2.8808 | 0.77487 | 3 | 0.65569
71822 | 7.194 | 0.8 | 365 | 6.5792 | 0.18871 | 6 | 0.76794
71823 | 9.28 | 0.8 | 365 | 8.487 | 0.012957 | 8 | 0.49993
71824 | 6.405 | 0.8 | 365 | 5.8577 | 0.74224 | 6 | 0.59989
71826 | 7.56 | 0.8 | 365 | 6.914 | 0.85969 | 7 | 0.77365
71828 | 6.1 | 0.8 | 365 | 5.5787 | 0.18309 | 5 | 0.7618
71831 | 9.45 | 0.8 | 365 | 8.6424 | 0.32462 | 8 | 0.96706
71833 | 6.4 | 0.8 | 365 | 5.8531 | 0.73307 | 6 | 0.58616
71834 | 2.12 | 0.8 | 365 | 1.9388 | 0.88658 | 2 | 0.82541
71835 | 7.56 | 0.8 | 365 | 6.914 | 0.85969 | 7 | 0.77365
71836 | 6.44 | 0.8 | 365 | 5.8897 | 0.80641 | 6 | 0.69607
71837 | 3.9 | 0.8 | 365 | 3.5667 | 0.14984 | 3 | 0.71656
71839 | 13.515 | 0.8 | 365 | 12.3601 | 0.77695 | 13 | 0.13701
71840 | 12.24 | 0.8 | 365 | 11.194 | 0.4395 | 11 | 0.63352
71843 | 5.04 | 0.8 | 365 | 4.6093 | 0.2398 | 4 | 0.8491
71844 | 6.615 | 0.8 | 365 | 6.0497 | 0.12723 | 6 | 0.17694
71845 | 8 | 0.8 | 365 | 7.3164 | 0.66634 | 7 | 0.98269
71846 | 8.99 | 0.8 | 365 | 8.2218 | 0.4813 | 8 | 0.70305
71847 | 5.52 | 0.8 | 365 | 5.0483 | 0.11978 | 5 | 0.16806
71848 | 8.25 | 0.8 | 365 | 7.545 | 0.12467 | 7 | 0.66965
71849 | 6.48 | 0.8 | 365 | 5.9262 | 0.87974 | 6 | 0.80598
71851 | 11.16 | 0.8 | 365 | 10.2063 | 0.45955 | 10 | 0.66586
71852 | 1.16 | 0.8 | 365 | 1.0609 | 0.12662 | 1 | 0.18749
71853 | 6.875 | 0.8 | 365 | 6.2875 | 0.60389 | 6 | 0.89138
71855 | 8.06 | 0.8 | 365 | 7.3712 | 0.77634 | 8 | 0.14756
71856 | 9.35 | 0.8 | 365 | 8.551 | 0.14129 | 8 | 0.69227
71858 | 6.09 | 0.8 | 365 | 5.5696 | 0.16475 | 5 | 0.73433
71860 | 6.9 | 0.8 | 365 | 6.3104 | 0.64972 | 6 | 0.96007
71862 | 10.08 | 0.8 | 365 | 9.2186 | 0.47959 | 9 | 0.69819
71863 | 10.44 | 0.8 | 365 | 9.5478 | 0.13958 | 9 | 0.68742
71864 | 6.93 | 0.8 | 365 | 6.3378 | 0.70472 | 7 | 0.042509
71865 | 7.5 | 0.8 | 365 | 6.8591 | 0.7497 | 7 | 0.60878
71867 | 4.48 | 0.8 | 365 | 4.0972 | 0.21315 | 4 | 0.31031
71874 | 8.28 | 0.8 | 365 | 7.5724 | 0.17966 | 7 | 0.75209
71876 | 4.845 | 1 | 365 | 5.5387 | 0.10288 | 5 | 0.64159
71877 | 5.32 | 0.8 | 365 | 4.8654 | 0.75312 | 5 | 0.61849
71878 | 3.64 | 0.8 | 365 | 3.3289 | 0.67319 | 4 | 0.002126
71879 | 6.89 | 0.8 | 365 | 6.3012 | 0.63139 | 6 | 0.9326
71882 | 10.92 | 0.8 | 365 | 9.9868 | 0.019557 | 10 | 0.0063779
71884 | 4.48 | 0.8 | 365 | 4.0972 | 0.21315 | 4 | 0.31031
71885 | 3.64 | 0.8 | 365 | 3.3289 | 0.67319 | 4 | 0.002126
71886 | 4.64 | 0.8 | 365 | 4.2435 | 0.50648 | 4 | 0.74996
71890 | 5.98 | 0.8 | 365 | 5.469 | 0.96309 | 6 | 0.43206
71891 | 2.61 | 0.8 | 365 | 2.387 | 0.78489 | 3 | 0.17185
71892 | 11.61 | 0.8 | 365 | 10.6179 | 0.28453 | 10 | 0.90239
71894 | 9.9 | 0.8 | 365 | 9.054 | 0.1496 | 9 | 0.20358
71898 | 7.56 | 0.8 | 365 | 6.914 | 0.85969 | 7 | 0.77365
71900 | 6.16 | 0.8 | 365 | 5.6336 | 0.29308 | 5 | 0.92667
71901 | 13.23 | 0.8 | 365 | 12.0994 | 0.25446 | 12 | 0.35388
71904 | 3.92 | 0.8 | 365 | 3.585 | 0.18651 | 3 | 0.77152
71905 | 3.6 | 0.8 | 365 | 3.2924 | 0.59985 | 3 | 0.89221
71906 | 10.92 | 0.8 | 365 | 9.9868 | 0.019557 | 10 | 0.0063779
71908 | 8.7 | 0.8 | 365 | 7.9565 | 0.94965 | 8 | 0.90618
71910 | 9.01 | 0.8 | 365 | 8.24 | 0.51797 | 8 | 0.75801
71911 | 5.6 | 0.8 | 365 | 5.1214 | 0.26644 | 5 | 0.38789
71913 | 12.15 | 0.8 | 365 | 11.1117 | 0.27451 | 11 | 0.38622
71915 | 2.52 | 0.8 | 365 | 2.3047 | 0.6199 | 2 | 0.92455
71927 | 6.44 | 0.8 | 365 | 5.8897 | 0.80641 | 6 | 0.69607
71928 | 5.04 | 0.8 | 365 | 4.6093 | 0.2398 | 4 | 0.8491
71929 | 4.27 | 0.8 | 365 | 3.9051 | 0.82816 | 4 | 0.73326
71931 | 4.88 | 0.8 | 365 | 4.463 | 0.94647 | 5 | 0.40944
71932 | 14.84 | 0.8 | 365 | 13.5718 | 0.20607 | 13 | 0.7779
71934 | 7.93 | 0.8 | 365 | 7.2523 | 0.53801 | 7 | 0.79035
71935 | 10.15 | 0.8 | 365 | 9.2826 | 0.60792 | 9 | 0.89054
71936 | 6.44 | 0.8 | 365 | 5.8897 | 0.80641 | 6 | 0.69607
71937 | 7.26 | 0.8 | 365 | 6.6396 | 0.30971 | 6 | 0.9493
71938 | 4.575 | 0.8 | 365 | 4.184 | 0.38731 | 4 | 0.57135
71940 | 24.79 | 0.8 | 365 | 22.6715 | 0.44733 | 23 | 0.11887
71942 | 6.72 | 0.8 | 365 | 6.1457 | 0.31973 | 6 | 0.46546
71943 | 9.15 | 0.8 | 365 | 8.3681 | 0.77463 | 9 | 0.14271
71945 | 9.8 | 0.8 | 365 | 8.9625 | 0.96627 | 9 | 0.9288
71949 | 6.44 | 0.8 | 365 | 5.8897 | 0.80641 | 6 | 0.69607
71951 | 2.8 | 0.8 | 365 | 2.5607 | 0.13322 | 2 | 0.69394
71952 | 9.145 | 0.8 | 365 | 8.3635 | 0.76546 | 9 | 0.12897
71953 | 7.28 | 0.8 | 365 | 6.6579 | 0.34637 | 7 | 0.0042519
71955 | 9.12 | 0.8 | 365 | 8.3406 | 0.71963 | 9 | 0.060272
71956 | 3.77 | 0.8 | 365 | 3.4478 | 0.91151 | 4 | 0.35934
71958 | 3.6 | 0.8 | 365 | 3.2924 | 0.59985 | 3 | 0.89221
71960 | 9.15 | 0.8 | 365 | 8.3681 | 0.77463 | 9 | 0.14271
71961 | 6.405 | 0.8 | 365 | 5.8577 | 0.74224 | 6 | 0.59989
71966 | 19.32 | 0.8 | 365 | 17.669 | 0.41922 | 18 | 0.088207
71973 | 6 | 0.8 | 365 | 5.4873 | 0.99976 | 6 | 0.48702
71974 | 5.4 | 0.8 | 365 | 4.9385 | 0.89978 | 5 | 0.83832
71977 | 6.96 | 0.8 | 365 | 6.3652 | 0.75972 | 7 | 0.12494
71978 | 4.05 | 0.8 | 365 | 3.7039 | 0.42484 | 4 | 0.12874
71980 | 5.94 | 0.8 | 365 | 5.4324 | 0.88976 | 6 | 0.32215
71981 | 7.5 | 0.8 | 365 | 6.8591 | 0.7497 | 7 | 0.60878
71982 | 3.92 | 0.8 | 365 | 3.585 | 0.18651 | 3 | 0.77152
71983 | 4.2 | 0.8 | 365 | 3.8411 | 0.69983 | 4 | 0.54091
71984 | 5.4 | 0.8 | 365 | 4.9385 | 0.89978 | 5 | 0.83832
71986 | 6 | 0.8 | 365 | 5.4873 | 0.99976 | 6 | 0.48702
71987 | 2.4 | 0.8 | 365 | 2.1949 | 0.3999 | 2 | 0.59481
71989 | 12.9 | 0.8 | 365 | 11.7976 | 0.64948 | 12 | 0.44709
71992 | 13.8 | 0.8 | 365 | 12.6207 | 0.29944 | 12 | 0.92015
71994 | 13.2 | 0.8 | 365 | 12.072 | 0.19946 | 12 | 0.27145
71995 | 3.24 | 0.8 | 365 | 2.9631 | 0.93987 | 3 | 0.90299
71997 | 7.84 | 0.8 | 365 | 7.17 | 0.37302 | 7 | 0.54304
71998 | 4.32 | 0.8 | 365 | 3.9508 | 0.91982 | 4 | 0.87065
71999 | 4.06 | 0.8 | 365 | 3.713 | 0.44317 | 4 | 0.15622
72000 | 5.6 | 0.8 | 365 | 5.1214 | 0.26644 | 5 | 0.38789
72001 | 8.71 | 0.8 | 365 | 7.9657 | 0.96798 | 8 | 0.93366
72003 | 9.1 | 0.8 | 365 | 8.3224 | 0.68296 | 9 | 0.0053149
72004 | 5.04 | 0.8 | 365 | 4.6093 | 0.2398 | 4 | 0.8491
72005 | 8.12 | 0.8 | 365 | 7.4261 | 0.88634 | 8 | 0.31243
71738 | 8.68 | 0.8 | 365 | 7.9382 | 0.91298 | 8 | 0.85122
71797 | 10.05 | 0.8 | 365 | 9.1912 | 0.42459 | 9 | 0.61576
71996 | 8.68 | 0.8 | 365 | 7.9382 | 0.91298 | 8 | 0.85122
63130 | 581.4 | 0.7 | 365 | 465.2514 | 0.64188 | 465 | 0.89328
71795 | 9.9 | 0.8 | 365 | 9.054 | 0.1496 | 9 | 0.20358
71798 | 8.625 | 0.8 | 365 | 7.8879 | 0.81215 | 8 | 0.70009
71857 | 8.99 | 0.8 | 365 | 8.2218 | 0.4813 | 8 | 0.70305
71889 | 4.2 | 0.8 | 365 | 3.8411 | 0.69983 | 4 | 0.54091
71959 | 8.4 | 0.8 | 365 | 7.6822 | 0.39966 | 8 | 0.081829
71664 | 5.886 | 0.8 | 365 | 5.383 | 0.79076 | 6 | 0.17377
70113 | 2.925 | 0.8 | 365 | 2.675 | 0.36238 | 3 | 0.037423
70404 | 4.55 | 0.8 | 365 | 4.1612 | 0.34148 | 4 | 0.50266
70721 | 11.7 | 0.8 | 365 | 10.7002 | 0.44953 | 11 | 0.14969
70903 | 8.45 | 0.8 | 365 | 7.7279 | 0.49132 | 8 | 0.21922
70980 | 7.475 | 0.8 | 365 | 6.8362 | 0.70386 | 7 | 0.54008
71023 | 6.5 | 0.8 | 365 | 5.9445 | 0.9164 | 6 | 0.86094
71705 | 11.05 | 0.8 | 365 | 10.1057 | 0.25789 | 10 | 0.3636
71747 | 9.1 | 0.8 | 365 | 8.3224 | 0.68296 | 9 | 0.0053149
71988 | 11.05 | 0.8 | 365 | 10.1057 | 0.25789 | 10 | 0.3636
64562 | 126 | 0.7 | 365 | 100.8285 | 0.12053 | 100 | 0.94901
72008 | 10.56 | 0.8 | 365 | 9.6576 | 0.35957 | 10 | 0.017157
72006 | 11.4 | 0.8 | 365 | 10.4258 | 0.89954 | 11 | 0.32534
72010 | 7 | 0.8 | 365 | 6.4018 | 0.83305 | 7 | 0.23486
72009 | 7.125 | 0.8 | 365 | 6.5161 | 0.062211 | 6 | 0.57834
72011 | 6.96 | 0.8 | 365 | 6.3652 | 0.75972 | 7 | 0.12494
72012 | 8.265 | 0.8 | 365 | 7.5587 | 0.15216 | 7 | 0.71087
72013 | 9.625 | 0.8 | 365 | 8.8025 | 0.64544 | 9 | 0.44793
72014 | 6.27 | 0.8 | 365 | 5.7342 | 0.49475 | 6 | 0.22894
72015 | 20.7 | 0.8 | 365 | 18.9311 | 0.94916 | 19 | 0.88022
34775 | 47 | 0.7 | 365 | 37.6106 | 0.39417 | 38 | 0.0047884
71832 | 2.943 | 0.8 | 365 | 2.6915 | 0.39538 | 3 | 0.086884
72016 | 2.24 | 0.8 | 365 | 2.0486 | 0.10658 | 2 | 0.15515
71339 | 2.925 | 0.8 | 365 | 2.675 | 0.36238 | 3 | 0.037423
72017 | 5.32 | 0.8 | 365 | 4.8654 | 0.75312 | 5 | 0.61849
71343 | 7.8 | 0.8 | 365 | 7.1334 | 0.29968 | 7 | 0.43313
72018 | 6.44 | 0.8 | 365 | 5.8897 | 0.80641 | 6 | 0.69607
71351 | 13.16 | 0.8 | 365 | 12.0354 | 0.12613 | 12 | 0.16153
71461 | 14 | 0.8 | 365 | 12.8036 | 0.6661 | 13 | 0.46972
71467 | 3.12 | 0.8 | 365 | 2.8534 | 0.71987 | 3 | 0.57325
71479 | 4.5 | 0.8 | 365 | 4.1154 | 0.24982 | 4 | 0.36527
71482 | 8.4 | 0.8 | 365 | 7.6822 | 0.39966 | 8 | 0.081829
71484 | 9.75 | 0.8 | 365 | 8.9168 | 0.8746 | 9 | 0.79141
72019 | 6.67 | 0.8 | 365 | 6.1 | 0.22806 | 6 | 0.32807
71701 | 12.1 | 0.8 | 365 | 11.066 | 0.18284 | 11 | 0.24883
72021 | 6.325 | 0.8 | 365 | 5.7845 | 0.59558 | 6 | 0.38007
72022 | 9 | 0.8 | 365 | 8.2309 | 0.49964 | 8 | 0.73053
72025 | 13.5 | 1 | 365 | 15.4329 | 0.93682 | 16 | 0.36975
70374 | 10.56 | 0.8 | 365 | 9.6576 | 0.35957 | 10 | 0.017157
71830 | 8.4 | 0.8 | 365 | 7.6822 | 0.39966 | 8 | 0.081829
71781 | 9.3 | 0.8 | 365 | 8.5053 | 0.049623 | 8 | 0.55488
71739 | 6.5 | 0.8 | 365 | 5.9445 | 0.9164 | 6 | 0.86094
71733 | 5.46 | 0.8 | 365 | 4.9934 | 0.0097787 | 5 | 0.0031889
71721 | 6.5 | 0.8 | 365 | 5.9445 | 0.9164 | 6 | 0.86094
71363 | 4.2 | 0.8 | 365 | 3.8411 | 0.69983 | 4 | 0.54091
71355 | 13.5 | 0.8 | 365 | 12.3463 | 0.74945 | 13 | 0.095797
71333 | 3.92 | 0.8 | 365 | 3.585 | 0.18651 | 3 | 0.77152
71210 | 5.85 | 0.8 | 365 | 5.3501 | 0.72476 | 6 | 0.074845
47649 | 24.84 | 0.8 | 365 | 22.7173 | 0.53899 | 23 | 0.25627
71350 | 4.5 | 0.8 | 365 | 4.1154 | 0.24982 | 4 | 0.36527
71167 | 11.772 | 0.8 | 365 | 10.766 | 0.58152 | 11 | 0.34753
72026 | 5.12 | 0.8 | 365 | 4.6825 | 0.38646 | 5 | 0.068924
72027 | 11.34 | 0.8 | 365 | 10.3709 | 0.78954 | 11 | 0.16047
72029 | 3.96 | 0.8 | 365 | 3.6216 | 0.25984 | 3 | 0.88143
72032 | 5.85 | 0.8 | 365 | 5.3501 | 0.72476 | 6 | 0.074845
72033 | 4.2 | 0.8 | 365 | 3.8411 | 0.69983 | 4 | 0.54091
34320 | 2378.88 | 1 | 365 | 2719.488 | 0.47947 | 2719 | 0.96751
67286 | 9.275 | 1 | 365 | 10.603 | 0.25474 | 10 | 0.85773
72034 | 3.64 | 0.8 | 365 | 3.3289 | 0.67319 | 4 | 0.002126
72035 | 8.12 | 0.8 | 365 | 7.4261 | 0.88634 | 8 | 0.31243
72036 | 5.6 | 0.8 | 365 | 5.1214 | 0.26644 | 5 | 0.38789
72037 | 7.54 | 0.8 | 365 | 6.8957 | 0.82303 | 7 | 0.71869
72038 | 6.095 | 0.8 | 365 | 5.5741 | 0.17392 | 5 | 0.74807
72039 | 4.2 | 0.8 | 365 | 3.8411 | 0.69983 | 4 | 0.54091
71564 | 6.5 | 0.8 | 365 | 5.9445 | 0.9164 | 6 | 0.86094
71970 | 5.04 | 0.8 | 365 | 4.6093 | 0.2398 | 4 | 0.8491
72040 | 4.8 | 0.8 | 365 | 4.3898 | 0.79981 | 5 | 0.18962
72041 | 8.32 | 0.8 | 365 | 7.609 | 0.253 | 7 | 0.862
72042 | 11.7 | 0.8 | 365 | 10.7002 | 0.44953 | 11 | 0.14969
72043 | 10.8 | 0.8 | 365 | 9.8771 | 0.79956 | 10 | 0.67664
72370 | 6 | 0.8 | 365 | 5.4873 | 0.99976 | 6 | 0.48702
71941 | 6.67 | 0.8 | 365 | 6.1 | 0.22806 | 6 | 0.32807
71948 | 10.675 | 0.8 | 365 | 9.7628 | 0.5704 | 10 | 0.33316
71964 | 6.1 | 0.8 | 365 | 5.5787 | 0.18309 | 5 | 0.7618
71967 | 9.735 | 0.8 | 365 | 8.9031 | 0.84711 | 9 | 0.75019
71969 | 4.575 | 0.8 | 365 | 4.184 | 0.38731 | 4 | 0.57135
72045 | 5.04 | 0.8 | 365 | 4.6093 | 0.2398 | 4 | 0.8491
72371 | 7.95 | 1 | 365 | 9.0883 | 0.21835 | 9 | 0.30663
72372 | 3.18 | 1 | 365 | 3.6353 | 0.28734 | 3 | 0.92265
72374 | 6.36 | 1 | 365 | 7.2706 | 0.57468 | 7 | 0.8453
72053 | 7.695 | 0.8 | 365 | 7.0374 | 0.10719 | 7 | 0.1446
72375 | 8.48 | 1 | 365 | 9.6942 | 0.4329 | 10 | 0.12707
72054 | 5.76 | 0.8 | 365 | 5.2678 | 0.55977 | 5 | 0.82754
72055 | 13.2 | 0.8 | 365 | 12.072 | 0.19946 | 12 | 0.27145
72190 | 11.055 | 0.8 | 365 | 10.1103 | 0.26705 | 10 | 0.37734
72186 | 7.2 | 0.8 | 365 | 6.5847 | 0.19971 | 6 | 0.78442
72220 | 10.05 | 0.8 | 365 | 9.1912 | 0.42459 | 9 | 0.61576
72250 | 4.48 | 0.8 | 365 | 4.0972 | 0.21315 | 4 | 0.31031
72242 | 7.37 | 0.8 | 365 | 6.7402 | 0.51137 | 7 | 0.25156
72056 | 6.93 | 0.8 | 365 | 6.3378 | 0.70472 | 7 | 0.042509
72058 | 8.71 | 0.8 | 365 | 7.9657 | 0.96798 | 8 | 0.93366
72378 | 6.72 | 0.8 | 365 | 6.1457 | 0.31973 | 6 | 0.46546
72377 | 5.355 | 0.8 | 365 | 4.8974 | 0.81728 | 5 | 0.71467
72379 | 3.36 | 0.8 | 365 | 3.0729 | 0.15986 | 3 | 0.23273
72381 | 7.54 | 1 | 365 | 8.6196 | 0.27878 | 8 | 0.89836
72252 | 11.07 | 0.8 | 365 | 10.124 | 0.29455 | 10 | 0.41855
72382 | 7.56 | 0.8 | 365 | 6.914 | 0.85969 | 7 | 0.77365
70490 | 5.52 | 0.8 | 365 | 5.0483 | 0.11978 | 5 | 0.16806
72383 | 5.225 | 0.8 | 365 | 4.7785 | 0.57895 | 5 | 0.35745
72384 | 8.75 | 0.8 | 365 | 8.0023 | 0.041312 | 8 | 0.043572
72385 | 7.36 | 0.8 | 365 | 6.731 | 0.49304 | 7 | 0.22408
72061 | 3.135 | 0.8 | 365 | 2.8671 | 0.74737 | 3 | 0.61447
72386 | 6.08 | 0.8 | 365 | 5.5604 | 0.14642 | 5 | 0.70685
72063 | 10.36 | 0.8 | 365 | 9.4747 | 0.99291 | 10 | 0.46759
72387 | 8.12 | 0.8 | 365 | 7.4261 | 0.88634 | 8 | 0.31243
72388 | 5.04 | 0.8 | 365 | 4.6093 | 0.2398 | 4 | 0.8491
72044 | 8.375 | 0.8 | 365 | 7.6593 | 0.35383 | 8 | 0.013133
72389 | 6.625 | 1 | 365 | 7.5736 | 0.18196 | 7 | 0.75552
72062 | 16.2 | 0.8 | 365 | 14.8156 | 0.69934 | 15 | 0.51496
72369 | 6.095 | 1 | 365 | 6.9677 | 0.9674 | 7 | 0.93508
72368 | 4.68 | 1 | 365 | 5.3501 | 0.72476 | 6 | 0.074845
72366 | 7.8 | 0.8 | 365 | 7.1334 | 0.29968 | 7 | 0.43313
72064 | 8.68 | 0.8 | 365 | 7.9382 | 0.91298 | 8 | 0.85122
72367 | 12.19 | 1 | 365 | 13.9354 | 0.9348 | 14 | 0.87016
72365 | 3.71 | 1 | 365 | 4.2412 | 0.5019 | 4 | 0.74309
72065 | 11.73 | 0.8 | 365 | 10.7276 | 0.50452 | 11 | 0.23213
72363 | 8.48 | 1 | 365 | 9.6942 | 0.4329 | 10 | 0.12707
72361 | 11.13 | 1 | 365 | 12.7236 | 0.50569 | 13 | 0.22928
72360 | 6.3 | 0.8 | 365 | 5.7616 | 0.54974 | 6 | 0.31137
72359 | 9.01 | 1 | 365 | 10.3001 | 0.64746 | 10 | 0.94751
72357 | 5.3 | 1 | 365 | 6.0589 | 0.14556 | 6 | 0.20442
72356 | 3.71 | 1 | 365 | 4.2412 | 0.5019 | 4 | 0.74309
72355 | 9.6 | 0.8 | 365 | 8.7796 | 0.59961 | 9 | 0.37923
72354 | 5.67 | 0.8 | 365 | 5.1855 | 0.39477 | 5 | 0.58023
72353 | 7.42 | 1 | 365 | 8.4824 | 0.0037907 | 8 | 0.48619
72352 | 8.745 | 1 | 365 | 9.9971 | 0.040182 | 10 | 0.037291
72351 | 4.505 | 1 | 365 | 5.15 | 0.32373 | 5 | 0.47376
72350 | 4.77 | 1 | 365 | 5.453 | 0.93101 | 6 | 0.38398
72068 | 8.64 | 0.8 | 365 | 7.9017 | 0.83965 | 8 | 0.74131
72347 | 7.28 | 0.8 | 365 | 6.6579 | 0.34637 | 7 | 0.0042519
72346 | 6.16 | 0.8 | 365 | 5.6336 | 0.29308 | 5 | 0.92667
72345 | 3.71 | 1 | 365 | 4.2412 | 0.5019 | 4 | 0.74309
71230 | 9.76 | 0.8 | 365 | 8.9259 | 0.89294 | 9 | 0.81889
72344 | 6.16 | 0.8 | 365 | 5.6336 | 0.29308 | 5 | 0.92667
72070 | 9.8 | 0.8 | 365 | 8.9625 | 0.96627 | 9 | 0.9288
72343 | 5.695 | 0.8 | 365 | 5.2083 | 0.4406 | 5 | 0.64893
54591 | 65.975 | 0.7 | 365 | 52.7949 | 0.83256 | 53 | 0.62747
72071 | 12.04 | 0.8 | 365 | 11.0111 | 0.072845 | 11 | 0.083955
72342 | 5.025 | 0.8 | 365 | 4.5956 | 0.2123 | 4 | 0.80788
72341 | 10.72 | 0.8 | 365 | 9.8039 | 0.6529 | 10 | 0.45681
72072 | 3.12 | 0.8 | 365 | 2.8534 | 0.71987 | 3 | 0.57325
72340 | 11.34 | 0.8 | 365 | 10.3709 | 0.78954 | 11 | 0.16047
72339 | 8.54 | 0.8 | 365 | 7.8102 | 0.65632 | 8 | 0.46653
72073 | 10.64 | 0.8 | 365 | 9.7307 | 0.50624 | 10 | 0.23698
72338 | 11.88 | 0.8 | 365 | 10.8648 | 0.77952 | 11 | 0.6443
72337 | 23.18 | 0.8 | 365 | 21.1991 | 0.49573 | 21 | 0.69486
72075 | 4.5 | 0.8 | 365 | 4.1154 | 0.24982 | 4 | 0.36527
72336 | 8.48 | 0.8 | 365 | 7.7553 | 0.54632 | 8 | 0.30166
71780 | 10.2 | 0.8 | 365 | 9.3283 | 0.69959 | 10 | 0.027935
71415 | 6.6 | 0.8 | 365 | 6.036 | 0.099732 | 6 | 0.13572
72078 | 3.9 | 0.8 | 365 | 3.5667 | 0.14984 | 3 | 0.71656
72079 | 6.825 | 0.8 | 365 | 6.2418 | 0.51222 | 6 | 0.75399
72080 | 3.18 | 0.8 | 365 | 2.9082 | 0.82987 | 3 | 0.73812
72082 | 9.6 | 0.8 | 365 | 8.7796 | 0.59961 | 9 | 0.37923
72086 | 4.86 | 0.8 | 365 | 4.4447 | 0.9098 | 5 | 0.35449
72085 | 4.59 | 0.8 | 365 | 4.1978 | 0.41481 | 4 | 0.61257
72087 | 5.04 | 0.8 | 365 | 4.6093 | 0.2398 | 4 | 0.8491
72088 | 4.77 | 0.8 | 365 | 4.3624 | 0.74481 | 5 | 0.10718
72090 | 5.7 | 0.8 | 365 | 5.2129 | 0.44977 | 5 | 0.66267
72093 | 10.92 | 0.8 | 365 | 9.9868 | 0.019557 | 10 | 0.0063779
72094 | 5.88 | 0.8 | 365 | 5.3775 | 0.77976 | 6 | 0.15728
72096 | 2.24 | 0.8 | 365 | 2.0486 | 0.10658 | 2 | 0.15515
72097 | 9.6 | 0.8 | 365 | 8.7796 | 0.59961 | 9 | 0.37923
72069 | 10.54 | 0.8 | 365 | 9.6393 | 0.32291 | 9 | 0.9622
72099 | 3.36 | 0.8 | 365 | 3.0729 | 0.15986 | 3 | 0.23273
72101 | 8.12 | 0.8 | 365 | 7.4261 | 0.88634 | 8 | 0.31243
72103 | 8.4 | 0.8 | 365 | 7.6822 | 0.39966 | 8 | 0.081829
72105 | 7.56 | 0.8 | 365 | 6.914 | 0.85969 | 7 | 0.77365
72106 | 4.2 | 0.8 | 365 | 3.8411 | 0.69983 | 4 | 0.54091
72107 | 4.2 | 0.8 | 365 | 3.8411 | 0.69983 | 4 | 0.54091
72110 | 6.875 | 0.8 | 365 | 6.2875 | 0.60389 | 6 | 0.89138
72108 | 9.045 | 0.8 | 365 | 8.2721 | 0.58213 | 8 | 0.85418
72112 | 7.32 | 0.8 | 365 | 6.6945 | 0.4197 | 7 | 0.11417
35463 | 2257.2 | 0.9 | 365 | 2322.3473 | 0.37207 | 2322 | 0.71938
72109 | 2.17 | 0.8 | 365 | 1.9846 | 0.97825 | 2 | 0.96281
72113 | 6.72 | 0.8 | 365 | 6.1457 | 0.31973 | 6 | 0.46546
72119 | 4.55 | 0.8 | 365 | 4.1612 | 0.34148 | 4 | 0.50266
72116 | 6.44 | 0.8 | 365 | 5.8897 | 0.80641 | 6 | 0.69607
72120 | 12 | 0.8 | 365 | 10.9745 | 0.99951 | 11 | 0.97404
72122 | 11.44 | 0.8 | 365 | 10.4624 | 0.97287 | 11 | 0.43525
72125 | 11 | 0.8 | 365 | 10.06 | 0.16622 | 10 | 0.2262
72132 | 4.8 | 0.8 | 365 | 4.3898 | 0.79981 | 5 | 0.18962
72126 | 11.1 | 0.8 | 365 | 10.1514 | 0.34955 | 10 | 0.50099
72127 | 9.35 | 0.8 | 365 | 8.551 | 0.14129 | 8 | 0.69227
72128 | 8.32 | 0.8 | 365 | 7.609 | 0.253 | 7 | 0.862
72129 | 3.18 | 0.8 | 365 | 2.9082 | 0.82987 | 3 | 0.73812
72130 | 9.36 | 0.8 | 365 | 8.5601 | 0.15962 | 8 | 0.71975
72134 | 9.6 | 0.8 | 365 | 8.7796 | 0.59961 | 9 | 0.37923
72136 | 11.97 | 0.8 | 365 | 10.9471 | 0.94451 | 11 | 0.89161
72137 | 6.9 | 0.8 | 365 | 6.3104 | 0.64972 | 6 | 0.96007
72140 | 6.12 | 0.8 | 365 | 5.597 | 0.21975 | 5 | 0.81676
72146 | 3.6 | 0.8 | 365 | 3.2924 | 0.59985 | 3 | 0.89221
72145 | 12.16 | 1 | 365 | 13.9011 | 0.86605 | 14 | 0.76712
72147 | 12.16 | 1 | 365 | 13.9011 | 0.86605 | 14 | 0.76712
72148 | 6.75 | 0.8 | 365 | 6.1732 | 0.37473 | 6 | 0.5479
72150 | 10.24 | 0.8 | 365 | 9.3649 | 0.77292 | 10 | 0.13785
72152 | 10.175 | 0.8 | 365 | 9.3055 | 0.65375 | 9 | 0.95924
72153 | 5.2 | 0.8 | 365 | 4.7556 | 0.53312 | 5 | 0.28875
72156 | 8.4 | 0.8 | 365 | 7.6822 | 0.39966 | 8 | 0.081829
72157 | 7.56 | 0.8 | 365 | 6.914 | 0.85969 | 7 | 0.77365
72158 | 7.8 | 0.8 | 365 | 7.1334 | 0.29968 | 7 | 0.43313
72160 | 8.4 | 0.8 | 365 | 7.6822 | 0.39966 | 8 | 0.081829
72269 | 11.97 | 0.8 | 365 | 10.9471 | 0.94451 | 11 | 0.89161
72335 | 6.6 | 0.8 | 365 | 6.036 | 0.099732 | 6 | 0.13572
71916 | 4.5 | 0.8 | 365 | 4.1154 | 0.24982 | 4 | 0.36527
71859 | 5.88 | 0.8 | 365 | 5.3775 | 0.77976 | 6 | 0.15728
72333 | 6.72 | 0.8 | 365 | 6.1457 | 0.31973 | 6 | 0.46546
71871 | 4.76 | 0.8 | 365 | 4.3532 | 0.72647 | 5 | 0.079703
72331 | 3 | 0.8 | 365 | 2.7436 | 0.49988 | 3 | 0.24351
72330 | 9.62 | 0.8 | 365 | 8.7979 | 0.63628 | 9 | 0.43419
72328 | 12.6 | 0.8 | 365 | 11.5233 | 0.099489 | 11 | 0.62274
72327 | 3 | 0.8 | 365 | 2.7436 | 0.49988 | 3 | 0.24351
72326 | 4.5 | 0.8 | 365 | 4.1154 | 0.24982 | 4 | 0.36527
72291 | 3.445 | 1 | 365 | 3.9383 | 0.89462 | 4 | 0.83287
72290 | 9.01 | 1 | 365 | 10.3001 | 0.64746 | 10 | 0.94751
72289 | 4.505 | 1 | 365 | 5.15 | 0.32373 | 5 | 0.47376
72288 | 4.24 | 1 | 365 | 4.8471 | 0.71645 | 5 | 0.56354
72287 | 10.865 | 1 | 365 | 12.4207 | 0.89841 | 13 | 0.31906
72286 | 9.805 | 1 | 365 | 11.2089 | 0.46929 | 11 | 0.67817
72285 | 8.745 | 1 | 365 | 9.9971 | 0.040182 | 10 | 0.037291
72282 | 5.6 | 0.8 | 365 | 5.1214 | 0.26644 | 5 | 0.38789
72281 | 8.4 | 0.8 | 365 | 7.6822 | 0.39966 | 8 | 0.081829
72280 | 4.8 | 0.8 | 365 | 4.3898 | 0.79981 | 5 | 0.18962
72278 | 10.2 | 0.8 | 365 | 9.3283 | 0.69959 | 10 | 0.027935
72279 | 8.64 | 0.8 | 365 | 7.9017 | 0.83965 | 8 | 0.74131
72277 | 8.28 | 0.8 | 365 | 7.5724 | 0.17966 | 7 | 0.75209
72276 | 11.76 | 0.8 | 365 | 10.755 | 0.55952 | 11 | 0.31456
72275 | 9.625 | 0.8 | 365 | 8.8025 | 0.64544 | 9 | 0.44793
72274 | 2.85 | 0.8 | 365 | 2.6065 | 0.22488 | 2 | 0.83133
72273 | 12.255 | 0.8 | 365 | 11.2077 | 0.467 | 11 | 0.67474
72272 | 10.45 | 0.8 | 365 | 9.557 | 0.15791 | 9 | 0.71489
72270 | 5.7 | 0.8 | 365 | 5.2129 | 0.44977 | 5 | 0.66267
72271 | 5.8 | 0.8 | 365 | 5.3044 | 0.6331 | 5 | 0.93745
72268 | 7.56 | 0.8 | 365 | 6.914 | 0.85969 | 7 | 0.77365
72267 | 5.775 | 0.8 | 365 | 5.2815 | 0.58727 | 5 | 0.86876
72265 | 3.3 | 0.8 | 365 | 3.018 | 0.049866 | 3 | 0.067861
72266 | 2.85 | 0.8 | 365 | 2.6065 | 0.22488 | 2 | 0.83133
72264 | 7.28 | 0.8 | 365 | 6.6579 | 0.34637 | 7 | 0.0042519
72263 | 3.64 | 0.8 | 365 | 3.3289 | 0.67319 | 4 | 0.002126
72262 | 5.83 | 1 | 365 | 6.6647 | 0.36012 | 7 | 0.024861
72261 | 5.3 | 1 | 365 | 6.0589 | 0.14556 | 6 | 0.20442
72259 | 5.3 | 1 | 365 | 6.0589 | 0.14556 | 6 | 0.20442
72258 | 3.445 | 1 | 365 | 3.9383 | 0.89462 | 4 | 0.83287
72257 | 6.24 | 0.8 | 365 | 5.7068 | 0.43975 | 6 | 0.1465
72256 | 3.975 | 1 | 365 | 4.5441 | 0.10917 | 4 | 0.65331
72255 | 8.215 | 1 | 365 | 9.3912 | 0.82563 | 10 | 0.21685
72254 | 6.36 | 1 | 365 | 7.2706 | 0.57468 | 7 | 0.8453
72249 | 8.97 | 0.8 | 365 | 8.2035 | 0.44464 | 8 | 0.6481
72248 | 10.45 | 0.8 | 365 | 9.557 | 0.15791 | 9 | 0.71489
72247 | 9.66 | 0.8 | 365 | 8.8345 | 0.70961 | 9 | 0.5441
72245 | 7.37 | 0.8 | 365 | 6.7402 | 0.51137 | 7 | 0.25156
72243 | 9.66 | 0.8 | 365 | 8.8345 | 0.70961 | 9 | 0.5441
72161 | 5.04 | 0.8 | 365 | 4.6093 | 0.2398 | 4 | 0.8491
72163 | 5.04 | 0.8 | 365 | 4.6093 | 0.2398 | 4 | 0.8491
72162 | 4.95 | 0.8 | 365 | 4.527 | 0.074799 | 4 | 0.60179
72164 | 13.44 | 1 | 365 | 15.3643 | 0.79932 | 16 | 0.16366
50667 | 4 | 1 | 365 | 4.5727 | 0.16646 | 4 | 0.73918
72165 | 8.68 | 0.8 | 365 | 7.9382 | 0.91298 | 8 | 0.85122
72167 | 2.61 | 0.8 | 365 | 2.387 | 0.78489 | 3 | 0.17185
72166 | 8.32 | 1 | 365 | 9.5113 | 0.066245 | 9 | 0.5775
72168 | 9.24 | 0.8 | 365 | 8.4504 | 0.93963 | 9 | 0.39001
72169 | 4.48 | 0.8 | 365 | 4.0972 | 0.21315 | 4 | 0.31031
72171 | 4.16 | 0.8 | 365 | 3.8045 | 0.6265 | 4 | 0.431
72076 | 6.9 | 0.8 | 365 | 6.3104 | 0.64972 | 6 | 0.96007
72084 | 4.76 | 0.8 | 365 | 4.3532 | 0.72647 | 5 | 0.079703
72154 | 1.2 | 0.8 | 365 | 1.0975 | 0.19995 | 1 | 0.2974
72177 | 10.24 | 1 | 365 | 11.7062 | 0.46615 | 12 | 0.17231
72175 | 8.1 | 0.8 | 365 | 7.4078 | 0.84967 | 8 | 0.25748
72178 | 8.7 | 0.8 | 365 | 7.9565 | 0.94965 | 8 | 0.90618
64871 | 403.005 | 0.7 | 365 | 322.4951 | 0.47289 | 322 | 0.96797
72181 | 9.76 | 0.8 | 365 | 8.9259 | 0.89294 | 9 | 0.81889
72182 | 3.36 | 0.8 | 365 | 3.0729 | 0.15986 | 3 | 0.23273
72183 | 7.59 | 0.8 | 365 | 6.9414 | 0.91469 | 7 | 0.85608
64107 | 5.7 | 0.8 | 365 | 5.2129 | 0.44977 | 5 | 0.66267
72184 | 4.251 | 0.8 | 365 | 3.8877 | 0.79333 | 4 | 0.68105
72189 | 7.848 | 0.8 | 365 | 7.1773 | 0.38768 | 7 | 0.56502
72031 | 14.74 | 0.8 | 365 | 13.4804 | 0.022736 | 13 | 0.50311
72192 | 11.4 | 0.8 | 365 | 10.4258 | 0.89954 | 11 | 0.32534
72193 | 6.05 | 0.8 | 365 | 5.533 | 0.091421 | 5 | 0.62441
72180 | 6.625 | 1 | 365 | 7.5736 | 0.18196 | 7 | 0.75552
72195 | 13.2 | 0.8 | 365 | 12.072 | 0.19946 | 12 | 0.27145
69819 | 2.4 | 0.8 | 365 | 2.1949 | 0.3999 | 2 | 0.59481
72199 | 11.76 | 0.8 | 365 | 10.755 | 0.55952 | 11 | 0.31456
72197 | 3.36 | 0.8 | 365 | 3.0729 | 0.15986 | 3 | 0.23273
72200 | 12.06 | 0.8 | 365 | 11.0294 | 0.10951 | 11 | 0.13891
72201 | 2.44 | 0.8 | 365 | 2.2315 | 0.47323 | 2 | 0.70472
72202 | 2.8 | 0.8 | 365 | 2.5607 | 0.13322 | 2 | 0.69394
72203 | 11.895 | 0.8 | 365 | 10.8785 | 0.80702 | 11 | 0.68552
72204 | 7.28 | 0.8 | 365 | 6.6579 | 0.34637 | 7 | 0.0042519
71872 | 10.26 | 0.8 | 365 | 9.3832 | 0.80958 | 10 | 0.19281
72205 | 8.32 | 0.8 | 365 | 7.609 | 0.253 | 7 | 0.862
72066 | 3.64 | 0.8 | 365 | 3.3289 | 0.67319 | 4 | 0.002126
71990 | 6.16 | 0.8 | 365 | 5.6336 | 0.29308 | 5 | 0.92667
72206 | 2.745 | 0.8 | 365 | 2.5104 | 0.032389 | 2 | 0.54281
71431 | 3.77 | 0.8 | 365 | 3.4478 | 0.91151 | 4 | 0.35934
70904 | 2.7 | 0.8 | 365 | 2.4693 | 0.94989 | 3 | 0.41916
72208 | 3.52 | 0.8 | 365 | 3.2192 | 0.45319 | 3 | 0.67239
71611 | 9.24 | 0.8 | 365 | 8.4504 | 0.93963 | 9 | 0.39001
70884 | 2.8 | 0.8 | 365 | 2.5607 | 0.13322 | 2 | 0.69394
71731 | 12.2 | 0.8 | 365 | 11.1574 | 0.36617 | 11 | 0.52361
72209 | 8.32 | 0.8 | 365 | 7.609 | 0.253 | 7 | 0.862
71672 | 6.72 | 0.8 | 365 | 6.1457 | 0.31973 | 6 | 0.46546
72210 | 6.72 | 0.8 | 365 | 6.1457 | 0.31973 | 6 | 0.46546
71697 | 2.52 | 0.8 | 365 | 2.3047 | 0.6199 | 2 | 0.92455
71702 | 5.04 | 0.8 | 365 | 4.6093 | 0.2398 | 4 | 0.8491
71707 | 2.8 | 0.8 | 365 | 2.5607 | 0.13322 | 2 | 0.69394
71954 | 2.9 | 0.8 | 365 | 2.6522 | 0.31655 | 2 | 0.96873
71972 | 7.29 | 0.8 | 365 | 6.667 | 0.3647 | 7 | 0.03173
72002 | 3.48 | 0.8 | 365 | 3.1826 | 0.37986 | 3 | 0.56247
72211 | 9.36 | 0.8 | 365 | 8.5601 | 0.15962 | 8 | 0.71975
72212 | 10.44 | 0.8 | 365 | 9.5478 | 0.13958 | 9 | 0.68742
72213 | 8.58 | 0.8 | 365 | 7.8468 | 0.72965 | 8 | 0.57644
72214 | 8.775 | 1 | 365 | 10.0314 | 0.10893 | 10 | 0.14033
72215 | 4.77 | 1 | 365 | 5.453 | 0.93101 | 6 | 0.38398
72050 | 12.6 | 0.8 | 365 | 11.5233 | 0.099489 | 11 | 0.62274
72216 | 10.4 | 1 | 365 | 11.8891 | 0.83281 | 12 | 0.72188
72218 | 10.385 | 0.8 | 365 | 9.4975 | 0.038746 | 9 | 0.53629
72219 | 6.27 | 0.8 | 365 | 5.7342 | 0.49475 | 6 | 0.22894
72173 | 4.8 | 0.8 | 365 | 4.3898 | 0.79981 | 5 | 0.18962
72222 | 15.435 | 0.8 | 365 | 14.116 | 0.29687 | 14 | 0.41286
72223 | 12.505 | 0.8 | 365 | 11.4364 | 0.92533 | 12 | 0.3617
72225 | 4.905 | 0.8 | 365 | 4.4858 | 0.9923 | 5 | 0.47814
72226 | 5.52 | 0.8 | 365 | 5.0483 | 0.11978 | 5 | 0.16806
72227 | 10.385 | 0.8 | 365 | 9.4975 | 0.038746 | 9 | 0.53629
72230 | 6.3 | 0.8 | 365 | 5.7616 | 0.54974 | 6 | 0.31137
72228 | 24.852 | 0.8 | 365 | 22.7282 | 0.56099 | 23 | 0.28924
67392 | 7.521 | 0.8 | 365 | 6.8783 | 0.7882 | 7 | 0.66648
68931 | 7.155 | 0.8 | 365 | 6.5436 | 0.11721 | 6 | 0.66077
72231 | 7.875 | 0.8 | 365 | 7.202 | 0.43718 | 7 | 0.63921
72233 | 5.7 | 0.8 | 365 | 5.2129 | 0.44977 | 5 | 0.66267
72234 | 6.72 | 0.8 | 365 | 6.1457 | 0.31973 | 6 | 0.46546
72235 | 8.4 | 0.8 | 365 | 7.6822 | 0.39966 | 8 | 0.081829
72236 | 4.905 | 0.8 | 365 | 4.4858 | 0.9923 | 5 | 0.47814
72237 | 5.2 | 0.8 | 365 | 4.7556 | 0.53312 | 5 | 0.28875
72238 | 8.68 | 0.8 | 365 | 7.9382 | 0.91298 | 8 | 0.85122
72239 | 7.194 | 0.8 | 365 | 6.5792 | 0.18871 | 6 | 0.76794
72241 | 10.175 | 0.8 | 365 | 9.3055 | 0.65375 | 9 | 0.95924
72240 | 5.4 | 0.8 | 365 | 4.9385 | 0.89978 | 5 | 0.83832
72049 | 10.05 | 0.8 | 365 | 9.1912 | 0.42459 | 9 | 0.61576
72194 | 8.91 | 0.8 | 365 | 8.1486 | 0.33464 | 8 | 0.48323
71924 | 22.8 | 0.8 | 365 | 20.8516 | 0.79908 | 21 | 0.65068
71548 | 10.395 | 0.8 | 365 | 9.5067 | 0.057079 | 9 | 0.56376
72380 | 13.5 | 0.8 | 365 | 12.3463 | 0.74945 | 13 | 0.095797
71303 | 2.61 | 0.8 | 365 | 2.387 | 0.78489 | 3 | 0.17185
72067 | 9.18 | 0.8 | 365 | 8.3955 | 0.82963 | 9 | 0.22514
72092 | 7.875 | 0.8 | 365 | 7.202 | 0.43718 | 7 | 0.63921
72221 | 9.156 | 0.8 | 365 | 8.3736 | 0.78563 | 9 | 0.15919
71971 | 9.765 | 0.8 | 365 | 8.9305 | 0.9021 | 9 | 0.83263
72133 | 6.4 | 0.8 | 365 | 5.8531 | 0.73307 | 6 | 0.58616
33969 | 3611.52 | 0.8 | 365 | 3302.8939 | 0.97361 | 3303 | 0.86756
34030 | 2540.16 | 0.8 | 365 | 2323.0881 | 0.85704 | 2323 | 0.94513
29611 | 2197.08 | 0.8 | 365 | 2009.3263 | 0.89095 | 2010 | 0.21728
33871 | 1768.32 | 0.8 | 365 | 1617.2064 | 0.84832 | 1618 | 0.05477
35058 | 476.28 | 0.9 | 365 | 490.0264 | 0.30578 | 490 | 0.33217
65085 | 42.64 | 0.9 | 365 | 43.8707 | 0.94306 | 44 | 0.81373
65264 | 37.12 | 0.7 | 365 | 29.7044 | 0.54535 | 30 | 0.24974
30548 | 1316.7 | 1 | 365 | 1505.2251 | 0.37079 | 1505 | 0.59589
30592 | 2208.46 | 1 | 365 | 2524.6673 | 0.94227 | 2525 | 0.60957
64967 | 386.59 | 0.7 | 365 | 309.3594 | 0.14108 | 309 | 0.50045
72390 | 5.565 | 1 | 365 | 6.3618 | 0.75284 | 7 | 0.11464
72392 | 9.805 | 1 | 365 | 11.2089 | 0.46929 | 11 | 0.67817
72391 | 6.72 | 0.8 | 365 | 6.1457 | 0.31973 | 6 | 0.46546
72393 | 7.685 | 1 | 365 | 8.7853 | 0.61107 | 9 | 0.39641
72394 | 3.92 | 0.8 | 365 | 3.585 | 0.18651 | 3 | 0.77152
72395 | 10.335 | 1 | 365 | 11.8148 | 0.68385 | 12 | 0.49862
72396 | 4.2 | 0.8 | 365 | 3.8411 | 0.69983 | 4 | 0.54091
72397 | 3.18 | 1 | 365 | 3.6353 | 0.28734 | 3 | 0.92265
72398 | 5.035 | 1 | 365 | 5.7559 | 0.53829 | 6 | 0.2942
72400 | 5.3 | 1 | 365 | 6.0589 | 0.14556 | 6 | 0.20442
72402 | 5.83 | 1 | 365 | 6.6647 | 0.36012 | 7 | 0.024861
72401 | 7.28 | 0.8 | 365 | 6.6579 | 0.34637 | 7 | 0.0042519
72399 | 6.16 | 0.8 | 365 | 5.6336 | 0.29308 | 5 | 0.92667
72405 | 5.035 | 1 | 365 | 5.7559 | 0.53829 | 6 | 0.2942
72404 | 4.06 | 0.8 | 365 | 3.713 | 0.44317 | 4 | 0.15622
72406 | 4.77 | 1 | 365 | 5.453 | 0.93101 | 6 | 0.38398
72407 | 3.71 | 1 | 365 | 4.2412 | 0.5019 | 4 | 0.74309
72408 | 3.08 | 0.8 | 365 | 2.8168 | 0.64654 | 3 | 0.46334
72409 | 6.095 | 1 | 365 | 6.9677 | 0.9674 | 7 | 0.93508
72410 | 5.035 | 1 | 365 | 5.7559 | 0.53829 | 6 | 0.2942
72411 | 8.7 | 0.8 | 365 | 7.9565 | 0.94965 | 8 | 0.90618
72412 | 3.24 | 0.8 | 365 | 2.9631 | 0.93987 | 3 | 0.90299
72413 | 9.275 | 1 | 365 | 10.603 | 0.25474 | 10 | 0.85773
72414 | 7.95 | 1 | 365 | 9.0883 | 0.21835 | 9 | 0.30663
72416 | 3.9 | 0.8 | 365 | 3.5667 | 0.14984 | 3 | 0.71656
72417 | 6.6 | 0.8 | 365 | 6.036 | 0.099732 | 6 | 0.13572
72419 | 4.675 | 0.8 | 365 | 4.2755 | 0.57064 | 4 | 0.84614
72421 | 14 | 0.8 | 365 | 12.8036 | 0.6661 | 13 | 0.46972
72420 | 4.76 | 0.8 | 365 | 4.3532 | 0.72647 | 5 | 0.079703
72423 | 3.78 | 0.8 | 365 | 3.457 | 0.92985 | 4 | 0.38682
72422 | 6.5 | 0.8 | 365 | 5.9445 | 0.9164 | 6 | 0.86094
72425 | 10.965 | 0.8 | 365 | 10.028 | 0.10206 | 10 | 0.13003
72427 | 4.5 | 0.8 | 365 | 4.1154 | 0.24982 | 4 | 0.36527
72428 | 5.13 | 0.8 | 365 | 4.6916 | 0.40479 | 5 | 0.096403
72430 | 6.09 | 0.8 | 365 | 5.5696 | 0.16475 | 5 | 0.73433
72429 | 13.8 | 0.8 | 365 | 12.6207 | 0.29944 | 12 | 0.92015
72424 | 3.92 | 0.8 | 365 | 3.585 | 0.18651 | 3 | 0.77152
71730 | 4.88 | 0.8 | 365 | 4.463 | 0.94647 | 5 | 0.40944
72426 | 7.98 | 0.8 | 365 | 7.2981 | 0.62968 | 7 | 0.92774
72715 | 23.925 | 0.8 | 365 | 21.8805 | 0.86153 | 22 | 0.742
72549 | 17.49 | 1 | 365 | 19.9942 | 0.080364 | 20 | 0.074582
72329 | 13.495 | 0.8 | 365 | 12.3418 | 0.74029 | 13 | 0.082058
72714 | 13.435 | 0.8 | 365 | 12.2869 | 0.63029 | 12 | 0.91719
72731 | 12.8 | 0.8 | 365 | 11.7062 | 0.46615 | 12 | 0.17231
72564 | 13.8 | 0.8 | 365 | 12.6207 | 0.29944 | 12 | 0.92015
72575 | 12.259 | 0.8 | 365 | 11.2114 | 0.47434 | 11 | 0.68573
72667 | 12.16 | 0.8 | 365 | 11.1209 | 0.29284 | 11 | 0.4137
72558 | 12 | 0.8 | 365 | 10.9745 | 0.99951 | 11 | 0.97404
72676 | 11.88 | 0.8 | 365 | 10.8648 | 0.77952 | 11 | 0.6443
71939 | 11.7 | 0.8 | 365 | 10.7002 | 0.44953 | 11 | 0.14969
72723 | 11.445 | 0.8 | 365 | 10.467 | 0.98204 | 11 | 0.44899
72668 | 11.285 | 0.8 | 365 | 10.3206 | 0.68871 | 11 | 0.0093383
72742 | 11.34 | 0.8 | 365 | 10.3709 | 0.78954 | 11 | 0.16047
72601 | 12.76 | 0.8 | 365 | 11.6696 | 0.39282 | 12 | 0.062398
72613 | 11.2 | 0.8 | 365 | 10.2429 | 0.53288 | 10 | 0.77577
72433 | 12 | 0.8 | 365 | 10.9745 | 0.99951 | 11 | 0.97404
37102 | 132.3 | 0.9 | 365 | 136.1184 | 0.86272 | 136 | 0.98116
72480 | 44.37 | 0.6 | 365 | 30.4337 | 0.0074012 | 30 | 0.44114
72459 | 27.54 | 0.6 | 365 | 18.8899 | 0.86666 | 19 | 0.75657
72432 | 4.06 | 0.8 | 365 | 3.713 | 0.44317 | 4 | 0.15622
71485 | 8.415 | 0.8 | 365 | 7.6959 | 0.42716 | 8 | 0.12305
71499 | 5.4 | 0.8 | 365 | 4.9385 | 0.89978 | 5 | 0.83832
71565 | 7.8 | 0.8 | 365 | 7.1334 | 0.29968 | 7 | 0.43313
72435 | 7.28 | 0.8 | 365 | 6.6579 | 0.34637 | 7 | 0.0042519
71551 | 6.3 | 0.8 | 365 | 5.7616 | 0.54974 | 6 | 0.31137
36248 | 649.9 | 0.7 | 365 | 520.0669 | 0.52487 | 520 | 0.59174
37113 | 585.9 | 0.9 | 365 | 602.8102 | 0.39203 | 603 | 0.20228
72436 | 3.48 | 0.8 | 365 | 3.1826 | 0.37986 | 3 | 0.56247
71912 | 10.08 | 0.8 | 365 | 9.2186 | 0.47959 | 9 | 0.69819
72244 | 7.56 | 0.8 | 365 | 6.914 | 0.85969 | 7 | 0.77365
72437 | 4.93 | 0.8 | 365 | 4.5087 | 0.038134 | 4 | 0.54684
71609 | 7.93 | 0.8 | 365 | 7.2523 | 0.53801 | 7 | 0.79035
71604 | 5.7 | 0.8 | 365 | 5.2129 | 0.44977 | 5 | 0.66267
72438 | 6.16 | 0.8 | 365 | 5.6336 | 0.29308 | 5 | 0.92667
72439 | 5.04 | 0.8 | 365 | 4.6093 | 0.2398 | 4 | 0.8491
72441 | 4.32 | 0.8 | 365 | 3.9508 | 0.91982 | 4 | 0.87065
72443 | 8.68 | 0.8 | 365 | 7.9382 | 0.91298 | 8 | 0.85122
72445 | 11.2 | 0.8 | 365 | 10.2429 | 0.53288 | 10 | 0.77577
70403 | 6.76 | 1 | 365 | 7.7279 | 0.49132 | 8 | 0.21922
72198 | 4.86 | 1 | 365 | 5.5559 | 0.13725 | 5 | 0.69311
72207 | 10.98 | 0.8 | 365 | 10.0417 | 0.12955 | 10 | 0.17125
72253 | 5.83 | 1 | 365 | 6.6647 | 0.36012 | 7 | 0.024861
72260 | 3.445 | 1 | 365 | 3.9383 | 0.89462 | 4 | 0.83287
72349 | 9.805 | 1 | 365 | 11.2089 | 0.46929 | 11 | 0.67817
72446 | 4.2 | 0.8 | 365 | 3.8411 | 0.69983 | 4 | 0.54091
72447 | 11.2 | 0.8 | 365 | 10.2429 | 0.53288 | 10 | 0.77577
72449 | 10.44 | 0.8 | 365 | 9.5478 | 0.13958 | 9 | 0.68742
72450 | 10.08 | 0.8 | 365 | 9.2186 | 0.47959 | 9 | 0.69819
72451 | 3.92 | 0.8 | 365 | 3.585 | 0.18651 | 3 | 0.77152
72457 | 9 | 0.8 | 365 | 8.2309 | 0.49964 | 8 | 0.73053
54025 | 3.64 | 1 | 365 | 4.1612 | 0.34148 | 4 | 0.50266
72452 | 7.2 | 0.8 | 365 | 6.5847 | 0.19971 | 6 | 0.78442
65043 | 6.67 | 1 | 365 | 7.625 | 0.28508 | 7 | 0.91009
72461 | 6.625 | 1 | 365 | 7.5736 | 0.18196 | 7 | 0.75552
72462 | 6.96 | 0.8 | 365 | 6.3652 | 0.75972 | 7 | 0.12494
61108 | 4.42 | 1 | 365 | 5.0529 | 0.12894 | 5 | 0.1818
72465 | 7.02 | 1 | 365 | 8.0251 | 0.087144 | 8 | 0.11227
72467 | 8.12 | 0.8 | 365 | 7.4261 | 0.88634 | 8 | 0.31243
72468 | 5.46 | 1 | 365 | 6.2418 | 0.51222 | 6 | 0.75399
72469 | 10.14 | 1 | 365 | 11.5918 | 0.23699 | 11 | 0.82883
62553 | 3.38 | 1 | 365 | 3.8639 | 0.74566 | 4 | 0.60961
72472 | 6.44 | 0.8 | 365 | 5.8897 | 0.80641 | 6 | 0.69607
72476 | 7.125 | 0.8 | 365 | 6.5161 | 0.062211 | 6 | 0.57834
72477 | 3.705 | 0.8 | 365 | 3.3884 | 0.79235 | 4 | 0.18074
72478 | 6.5 | 0.8 | 365 | 5.9445 | 0.9164 | 6 | 0.86094
72481 | 24.48 | 0.8 | 365 | 22.388 | 0.87901 | 23 | 0.26704
72485 | 7.41 | 0.8 | 365 | 6.7768 | 0.5847 | 7 | 0.36147
72486 | 8.99 | 0.8 | 365 | 8.2218 | 0.4813 | 8 | 0.70305
72487 | 7 | 0.8 | 365 | 6.4018 | 0.83305 | 7 | 0.23486
72488 | 6.09 | 0.8 | 365 | 5.5696 | 0.16475 | 5 | 0.73433
72489 | 2.85 | 0.8 | 365 | 2.6065 | 0.22488 | 2 | 0.83133
72490 | 4.56 | 0.8 | 365 | 4.1703 | 0.35982 | 4 | 0.53014
72491 | 6.36 | 1 | 365 | 7.2706 | 0.57468 | 7 | 0.8453
72494 | 5.83 | 1 | 365 | 6.6647 | 0.36012 | 7 | 0.024861
72495 | 8.745 | 1 | 365 | 9.9971 | 0.040182 | 10 | 0.037291
72496 | 5.565 | 1 | 365 | 6.3618 | 0.75284 | 7 | 0.11464
72497 | 8.745 | 1 | 365 | 9.9971 | 0.040182 | 10 | 0.037291
72498 | 6.89 | 1 | 365 | 7.8765 | 0.78923 | 8 | 0.66574
72499 | 6.095 | 1 | 365 | 6.9677 | 0.9674 | 7 | 0.93508
34413 | 544.68 | 1 | 365 | 622.6673 | 0.1974 | 622 | 0.86469
72500 | 9.805 | 1 | 365 | 11.2089 | 0.46929 | 11 | 0.67817
72501 | 6.095 | 1 | 365 | 6.9677 | 0.9674 | 7 | 0.93508
72502 | 6.625 | 1 | 365 | 7.5736 | 0.18196 | 7 | 0.75552
72503 | 9.54 | 0.8 | 365 | 8.7247 | 0.48961 | 9 | 0.21436
72504 | 4.77 | 0.8 | 365 | 4.3624 | 0.74481 | 5 | 0.10718
72505 | 5.13 | 0.8 | 365 | 4.6916 | 0.40479 | 5 | 0.096403
72506 | 6.67 | 0.8 | 365 | 6.1 | 0.22806 | 6 | 0.32807
72508 | 7.685 | 0.8 | 365 | 7.0283 | 0.088855 | 7 | 0.11713
72509 | 8.41 | 0.8 | 365 | 7.6913 | 0.41799 | 8 | 0.10931
72511 | 4.93 | 0.8 | 365 | 4.5087 | 0.038134 | 4 | 0.54684
72512 | 2.52 | 0.8 | 365 | 2.3047 | 0.6199 | 2 | 0.92455
72513 | 6.96 | 0.8 | 365 | 6.3652 | 0.75972 | 7 | 0.12494
72515 | 9.405 | 0.8 | 365 | 8.6013 | 0.24212 | 8 | 0.84341
72514 | 6.89 | 1 | 365 | 7.8765 | 0.78923 | 8 | 0.66574
72516 | 9.52 | 0.8 | 365 | 8.7065 | 0.45295 | 9 | 0.15941
72518 | 9.54 | 0.8 | 365 | 8.7247 | 0.48961 | 9 | 0.21436
72520 | 6.67 | 0.8 | 365 | 6.1 | 0.22806 | 6 | 0.32807
72521 | 6.625 | 0.8 | 365 | 6.0589 | 0.14556 | 6 | 0.20442
72522 | 4.48 | 0.8 | 365 | 4.0972 | 0.21315 | 4 | 0.31031
72519 | 8.1 | 0.8 | 365 | 7.4078 | 0.84967 | 8 | 0.25748
72525 | 3.99 | 0.8 | 365 | 3.649 | 0.31484 | 3 | 0.96387
72523 | 8.215 | 0.8 | 365 | 7.513 | 0.0605 | 7 | 0.57348
72524 | 8.64 | 0.8 | 365 | 7.9017 | 0.83965 | 8 | 0.74131
72526 | 7.695 | 0.8 | 365 | 7.0374 | 0.10719 | 7 | 0.1446
72528 | 3.71 | 0.8 | 365 | 3.393 | 0.80152 | 4 | 0.19447
72529 | 5.985 | 0.8 | 365 | 5.4735 | 0.97226 | 6 | 0.4458
72530 | 3.92 | 0.8 | 365 | 3.585 | 0.18651 | 3 | 0.77152
72531 | 2.7 | 0.8 | 365 | 2.4693 | 0.94989 | 3 | 0.41916
72532 | 7.28 | 0.8 | 365 | 6.6579 | 0.34637 | 7 | 0.0042519
72403 | 9.01 | 1 | 365 | 10.3001 | 0.64746 | 10 | 0.94751
72507 | 7.83 | 0.8 | 365 | 7.1609 | 0.35468 | 7 | 0.51556
68105 | 5.13 | 0.8 | 365 | 4.6916 | 0.40479 | 5 | 0.096403
72534 | 9.805 | 0.8 | 365 | 8.9671 | 0.97544 | 9 | 0.94254
72536 | 3.77 | 0.8 | 365 | 3.4478 | 0.91151 | 4 | 0.35934
72537 | 10.15 | 0.8 | 365 | 9.2826 | 0.60792 | 9 | 0.89054
72538 | 4.42 | 0.8 | 365 | 4.0423 | 0.10315 | 4 | 0.14544
72539 | 7 | 0.8 | 365 | 6.4018 | 0.83305 | 7 | 0.23486
72540 | 3.99 | 0.8 | 365 | 3.649 | 0.31484 | 3 | 0.96387
72541 | 10.15 | 0.8 | 365 | 9.2826 | 0.60792 | 9 | 0.89054
72543 | 7.695 | 0.8 | 365 | 7.0374 | 0.10719 | 7 | 0.1446
72544 | 4.56 | 0.8 | 365 | 4.1703 | 0.35982 | 4 | 0.53014
72545 | 11.02 | 0.8 | 365 | 10.0783 | 0.20289 | 10 | 0.28116
72547 | 5.51 | 0.8 | 365 | 5.0391 | 0.10144 | 5 | 0.14058
72550 | 7.42 | 0.8 | 365 | 6.7859 | 0.60303 | 7 | 0.38895
72551 | 9.275 | 0.8 | 365 | 8.4824 | 0.0037907 | 8 | 0.48619
72552 | 6.3 | 0.8 | 365 | 5.7616 | 0.54974 | 6 | 0.31137
72554 | 9.805 | 0.8 | 365 | 8.9671 | 0.97544 | 9 | 0.94254
72553 | 8.64 | 0.8 | 365 | 7.9017 | 0.83965 | 8 | 0.74131
72556 | 8.48 | 0.8 | 365 | 7.7553 | 0.54632 | 8 | 0.30166
72557 | 7.42 | 0.8 | 365 | 6.7859 | 0.60303 | 7 | 0.38895
72559 | 5.565 | 0.8 | 365 | 5.0894 | 0.20227 | 5 | 0.29171
72560 | 7.42 | 0.8 | 365 | 6.7859 | 0.60303 | 7 | 0.38895
72562 | 7.155 | 0.8 | 365 | 6.5436 | 0.11721 | 6 | 0.66077
72563 | 8.12 | 0.8 | 365 | 7.4261 | 0.88634 | 8 | 0.31243
72565 | 8.4 | 0.8 | 365 | 7.6822 | 0.39966 | 8 | 0.081829
72566 | 6.625 | 0.8 | 365 | 6.0589 | 0.14556 | 6 | 0.20442
72567 | 6.9 | 0.8 | 365 | 6.3104 | 0.64972 | 6 | 0.96007
72569 | 1.8 | 0.8 | 365 | 1.6462 | 0.29993 | 1 | 0.94611
72570 | 6.84 | 0.8 | 365 | 6.2555 | 0.53972 | 6 | 0.7952
72572 | 6.9 | 0.8 | 365 | 6.3104 | 0.64972 | 6 | 0.96007
72568 | 9.52 | 0.8 | 365 | 8.7065 | 0.45295 | 9 | 0.15941
72578 | 8.4 | 0.8 | 365 | 7.6822 | 0.39966 | 8 | 0.081829
72580 | 8.91 | 0.8 | 365 | 8.1486 | 0.33464 | 8 | 0.48323
72576 | 9.88 | 0.8 | 365 | 9.0357 | 0.11293 | 9 | 0.14863
72581 | 6.24 | 1 | 365 | 7.1334 | 0.29968 | 7 | 0.43313
72582 | 7.59 | 0.8 | 365 | 6.9414 | 0.91469 | 7 | 0.85608
72586 | 5.22 | 0.8 | 365 | 4.7739 | 0.56979 | 5 | 0.34371
72585 | 5.1 | 0.8 | 365 | 4.6642 | 0.34979 | 5 | 0.013968
72590 | 3.6 | 0.8 | 365 | 3.2924 | 0.59985 | 3 | 0.89221
72592 | 12.095 | 0.8 | 365 | 11.0614 | 0.17368 | 11 | 0.23509
72593 | 3.36 | 0.8 | 365 | 3.0729 | 0.15986 | 3 | 0.23273
72597 | 6.48 | 0.8 | 365 | 5.9262 | 0.87974 | 6 | 0.80598
72603 | 9.81 | 0.8 | 365 | 8.9717 | 0.9846 | 9 | 0.95628
72604 | 7.56 | 0.8 | 365 | 6.914 | 0.85969 | 7 | 0.77365
72607 | 9.24 | 0.8 | 365 | 8.4504 | 0.93963 | 9 | 0.39001
72608 | 7 | 0.8 | 365 | 6.4018 | 0.83305 | 7 | 0.23486
72609 | 9.28 | 0.8 | 365 | 8.487 | 0.012957 | 8 | 0.49993
72610 | 2.6 | 0.8 | 365 | 2.3778 | 0.76656 | 3 | 0.14438
72611 | 4.32 | 0.8 | 365 | 3.9508 | 0.91982 | 4 | 0.87065
72612 | 6.4 | 0.8 | 365 | 5.8531 | 0.73307 | 6 | 0.58616
72605 | 5.5 | 0.8 | 365 | 5.03 | 0.08311 | 5 | 0.1131
72614 | 6 | 0.8 | 365 | 5.4873 | 0.99976 | 6 | 0.48702
72615 | 6 | 0.8 | 365 | 5.4873 | 0.99976 | 6 | 0.48702
72616 | 9.69 | 0.8 | 365 | 8.8619 | 0.76461 | 9 | 0.62654
72617 | 4.8 | 0.8 | 365 | 4.3898 | 0.79981 | 5 | 0.18962
72618 | 9.86 | 0.8 | 365 | 9.0174 | 0.076267 | 9 | 0.093671
72619 | 8.12 | 0.8 | 365 | 7.4261 | 0.88634 | 8 | 0.31243
72623 | 4.875 | 0.8 | 365 | 4.4584 | 0.9373 | 5 | 0.3957
72624 | 9.18 | 0.8 | 365 | 8.3955 | 0.82963 | 9 | 0.22514
66282 | 10.8 | 1 | 365 | 12.3463 | 0.74945 | 13 | 0.095797
72625 | 7.59 | 0.8 | 365 | 6.9414 | 0.91469 | 7 | 0.85608
72626 | 4.48 | 0.8 | 365 | 4.0972 | 0.21315 | 4 | 0.31031
72627 | 9.92 | 0.8 | 365 | 9.0723 | 0.18626 | 9 | 0.25854
72629 | 10.08 | 0.8 | 365 | 9.2186 | 0.47959 | 9 | 0.69819
72630 | 8.32 | 0.8 | 365 | 7.609 | 0.253 | 7 | 0.862
72635 | 7.28 | 0.8 | 365 | 6.6579 | 0.34637 | 7 | 0.0042519
72637 | 6.72 | 0.8 | 365 | 6.1457 | 0.31973 | 6 | 0.46546
72636 | 4.76 | 0.8 | 365 | 4.3532 | 0.72647 | 5 | 0.079703
72638 | 9.52 | 0.8 | 365 | 8.7065 | 0.45295 | 9 | 0.15941
72639 | 3.92 | 0.8 | 365 | 3.585 | 0.18651 | 3 | 0.77152
72640 | 7.5 | 0.8 | 365 | 6.8591 | 0.7497 | 7 | 0.60878
72641 | 7.41 | 0.8 | 365 | 6.7768 | 0.5847 | 7 | 0.36147
72644 | 3.92 | 0.8 | 365 | 3.585 | 0.18651 | 3 | 0.77152
72645 | 5.2 | 0.8 | 365 | 4.7556 | 0.53312 | 5 | 0.28875
72649 | 5.72 | 0.8 | 365 | 5.2312 | 0.48643 | 5 | 0.71763
72650 | 6.6 | 0.8 | 365 | 6.036 | 0.099732 | 6 | 0.13572
72651 | 10.89 | 0.8 | 365 | 9.9594 | 0.96456 | 10 | 0.92394
72652 | 11.16 | 0.8 | 365 | 10.2063 | 0.45955 | 10 | 0.66586
72653 | 3.24 | 0.8 | 365 | 2.9631 | 0.93987 | 3 | 0.90299
72654 | 9.1 | 0.8 | 365 | 8.3224 | 0.68296 | 9 | 0.0053149
72657 | 7.8 | 0.8 | 365 | 7.1334 | 0.29968 | 7 | 0.43313
72658 | 4.64 | 0.8 | 365 | 4.2435 | 0.50648 | 4 | 0.74996
72659 | 6.72 | 0.8 | 365 | 6.1457 | 0.31973 | 6 | 0.46546
43640 | 4.2 | 0.8 | 365 | 3.8411 | 0.69983 | 4 | 0.54091
72660 | 10.08 | 0.8 | 365 | 9.2186 | 0.47959 | 9 | 0.69819
72661 | 8.82 | 1 | 365 | 10.0828 | 0.21205 | 10 | 0.2949
72662 | 10.8 | 0.8 | 365 | 9.8771 | 0.79956 | 10 | 0.67664
72663 | 8.64 | 0.8 | 365 | 7.9017 | 0.83965 | 8 | 0.74131
72664 | 4.2 | 0.8 | 365 | 3.8411 | 0.69983 | 4 | 0.54091
72665 | 7.59 | 0.8 | 365 | 6.9414 | 0.91469 | 7 | 0.85608
72666 | 7.2 | 0.8 | 365 | 6.5847 | 0.19971 | 6 | 0.78442
72672 | 6.9 | 0.8 | 365 | 6.3104 | 0.64972 | 6 | 0.96007
72673 | 3.18 | 0.8 | 365 | 2.9082 | 0.82987 | 3 | 0.73812
72675 | 4.8 | 0.8 | 365 | 4.3898 | 0.79981 | 5 | 0.18962
72679 | 9.24 | 0.8 | 365 | 8.4504 | 0.93963 | 9 | 0.39001
72680 | 8.28 | 0.8 | 365 | 7.5724 | 0.17966 | 7 | 0.75209
72682 | 8.28 | 0.8 | 365 | 7.5724 | 0.17966 | 7 | 0.75209
72684 | 6.6 | 0.8 | 365 | 6.036 | 0.099732 | 6 | 0.13572
72685 | 4.76 | 0.8 | 365 | 4.3532 | 0.72647 | 5 | 0.079703
72687 | 7.2 | 0.8 | 365 | 6.5847 | 0.19971 | 6 | 0.78442
72688 | 4.48 | 0.8 | 365 | 4.0972 | 0.21315 | 4 | 0.31031
72691 | 6.095 | 0.8 | 365 | 5.5741 | 0.17392 | 5 | 0.74807
72692 | 7.245 | 0.8 | 365 | 6.6259 | 0.28221 | 6 | 0.90808
72693 | 7.8 | 0.8 | 365 | 7.1334 | 0.29968 | 7 | 0.43313
72694 | 8.04 | 0.8 | 365 | 7.3529 | 0.73967 | 8 | 0.092608
72696 | 7.2 | 0.8 | 365 | 6.5847 | 0.19971 | 6 | 0.78442
72697 | 6.16 | 0.8 | 365 | 5.6336 | 0.29308 | 5 | 0.92667
72699 | 3.92 | 0.8 | 365 | 3.585 | 0.18651 | 3 | 0.77152
72700 | 5.13 | 0.8 | 365 | 4.6916 | 0.40479 | 5 | 0.096403
72702 | 10.36 | 0.8 | 365 | 9.4747 | 0.99291 | 10 | 0.46759
72703 | 5.4 | 0.8 | 365 | 4.9385 | 0.89978 | 5 | 0.83832
72704 | 9.135 | 0.8 | 365 | 8.3544 | 0.74713 | 9 | 0.10149
72705 | 8.91 | 0.8 | 365 | 8.1486 | 0.33464 | 8 | 0.48323
72709 | 9.6 | 0.8 | 365 | 8.7796 | 0.59961 | 9 | 0.37923
72708 | 3 | 0.8 | 365 | 2.7436 | 0.49988 | 3 | 0.24351
72711 | 10.725 | 0.8 | 365 | 9.8085 | 0.66207 | 10 | 0.47055
72712 | 7.8 | 0.8 | 365 | 7.1334 | 0.29968 | 7 | 0.43313
72713 | 9.135 | 0.8 | 365 | 8.3544 | 0.74713 | 9 | 0.10149
72716 | 4.095 | 0.8 | 365 | 3.7451 | 0.50733 | 4 | 0.25239
72717 | 5.44 | 0.8 | 365 | 4.9751 | 0.97311 | 5 | 0.94823
72718 | 6.76 | 0.8 | 365 | 6.1823 | 0.39306 | 6 | 0.57538
72719 | 8.7 | 0.8 | 365 | 7.9565 | 0.94965 | 8 | 0.90618
72720 | 4.2 | 0.8 | 365 | 3.8411 | 0.69983 | 4 | 0.54091
72721 | 6 | 0.8 | 365 | 5.4873 | 0.99976 | 6 | 0.48702
72724 | 7.194 | 0.8 | 365 | 6.5792 | 0.18871 | 6 | 0.76794
72725 | 9.6 | 0.8 | 365 | 8.7796 | 0.59961 | 9 | 0.37923
72726 | 8.215 | 0.8 | 365 | 7.513 | 0.0605 | 7 | 0.57348
72727 | 8.64 | 0.8 | 365 | 7.9017 | 0.83965 | 8 | 0.74131
72728 | 4.64 | 0.8 | 365 | 4.2435 | 0.50648 | 4 | 0.74996
72729 | 7.26 | 0.8 | 365 | 6.6396 | 0.30971 | 6 | 0.9493
72730 | 5.88 | 0.8 | 365 | 5.3775 | 0.77976 | 6 | 0.15728
71466 | 5.3 | 0.8 | 365 | 4.8471 | 0.71645 | 5 | 0.56354
72733 | 4.94 | 0.8 | 365 | 4.5178 | 0.056466 | 4 | 0.57431
72734 | 9.6 | 0.8 | 365 | 8.7796 | 0.59961 | 9 | 0.37923
72737 | 8.12 | 0.8 | 365 | 7.4261 | 0.88634 | 8 | 0.31243
72738 | 7.56 | 0.8 | 365 | 6.914 | 0.85969 | 7 | 0.77365
72739 | 8.96 | 0.8 | 365 | 8.1943 | 0.4263 | 8 | 0.62062
72740 | 3.92 | 0.8 | 365 | 3.585 | 0.18651 | 3 | 0.77152
72741 | 9.52 | 0.8 | 365 | 8.7065 | 0.45295 | 9 | 0.15941
72743 | 3.92 | 0.8 | 365 | 3.585 | 0.18651 | 3 | 0.77152
72744 | 9.805 | 0.8 | 365 | 8.9671 | 0.97544 | 9 | 0.94254
72745 | 10.675 | 0.8 | 365 | 9.7628 | 0.5704 | 10 | 0.33316
72746 | 6.75 | 1 | 365 | 7.7165 | 0.46841 | 8 | 0.18487
72747 | 6.885 | 1 | 365 | 7.8708 | 0.77778 | 8 | 0.64857
72748 | 6.375 | 1 | 365 | 7.2878 | 0.60905 | 7 | 0.89682
72749 | 6.44 | 0.8 | 365 | 5.8897 | 0.80641 | 6 | 0.69607
72751 | 11.18 | 0.8 | 365 | 10.2246 | 0.49621 | 10 | 0.72082
72756 | 5.46 | 0.8 | 365 | 4.9934 | 0.0097787 | 5 | 0.0031889
72755 | 4.575 | 0.8 | 365 | 4.184 | 0.38731 | 4 | 0.57135
72757 | 6.27 | 0.8 | 365 | 5.7342 | 0.49475 | 6 | 0.22894
72759 | 8.835 | 0.8 | 365 | 8.08 | 0.19714 | 8 | 0.27714
72758 | 8.505 | 0.8 | 365 | 7.7782 | 0.59216 | 8 | 0.37035
72761 | 4.64 | 0.8 | 365 | 4.2435 | 0.50648 | 4 | 0.74996
72760 | 6.03 | 0.8 | 365 | 5.5147 | 0.054756 | 5 | 0.56946
72762 | 4.5 | 0.8 | 365 | 4.1154 | 0.24982 | 4 | 0.36527
72764 | 2.85 | 0.8 | 365 | 2.6065 | 0.22488 | 2 | 0.83133
72765 | 11.8 | 0.8 | 365 | 10.7916 | 0.63286 | 11 | 0.42447
72766 | 5.22 | 0.8 | 365 | 4.7739 | 0.56979 | 5 | 0.34371
72482 | 46.92 | 0.6 | 365 | 32.1828 | 0.51357 | 32 | 0.69638
72767 | 10.5 | 0.8 | 365 | 9.6027 | 0.24957 | 9 | 0.85229
72768 | 9 | 0.8 | 365 | 8.2309 | 0.49964 | 8 | 0.73053
72772 | 10.8 | 0.8 | 365 | 9.8771 | 0.79956 | 10 | 0.67664
72577 | 13.8 | 0.8 | 365 | 12.6207 | 0.29944 | 12 | 0.92015
72774 | 3.08 | 0.8 | 365 | 2.8168 | 0.64654 | 3 | 0.46334
72775 | 10.92 | 0.8 | 365 | 9.9868 | 0.019557 | 10 | 0.0063779
30761 | 1961.82 | 0.8 | 365 | 1794.1707 | 0.59048 | 1794 | 0.76119
72776 | 8.68 | 0.8 | 365 | 7.9382 | 0.91298 | 8 | 0.85122
72779 | 8.7 | 0.8 | 365 | 7.9565 | 0.94965 | 8 | 0.90618
72781 | 9.9 | 0.8 | 365 | 9.054 | 0.1496 | 9 | 0.20358
72782 | 8.1 | 0.8 | 365 | 7.4078 | 0.84967 | 8 | 0.25748
72783 | 6.4 | 0.8 | 365 | 5.8531 | 0.73307 | 6 | 0.58616
72786 | 11.285 | 0.8 | 365 | 10.3206 | 0.68871 | 11 | 0.0093383
51384 | 586.5 | 0.7 | 365 | 469.3325 | 0.82295 | 470 | 0.1555
65077 | 67.52 | 0.7 | 365 | 54.0313 | 0.31094 | 54 | 0.3422
72788 | 6.96 | 0.8 | 365 | 6.3652 | 0.75972 | 7 | 0.12494
64273 | 124.74 | 0.9 | 365 | 128.3402 | 0.27056 | 128 | 0.61081
72790 | 9.24 | 0.8 | 365 | 8.4504 | 0.93963 | 9 | 0.39001
72791 | 5.94 | 0.8 | 365 | 5.4324 | 0.88976 | 6 | 0.32215
72792 | 4.59 | 0.8 | 365 | 4.1978 | 0.41481 | 4 | 0.61257
72793 | 3.08 | 0.8 | 365 | 2.8168 | 0.64654 | 3 | 0.46334
72795 | 5.795 | 0.8 | 365 | 5.2998 | 0.62393 | 5 | 0.92371
72796 | 9.6 | 0.8 | 365 | 8.7796 | 0.59961 | 9 | 0.37923
72797 | 10.05 | 0.8 | 365 | 9.1912 | 0.42459 | 9 | 0.61576
72799 | 5.8 | 0.8 | 365 | 5.3044 | 0.6331 | 5 | 0.93745
72800 | 10.08 | 0.8 | 365 | 9.2186 | 0.47959 | 9 | 0.69819
72801 | 9.945 | 0.8 | 365 | 9.0951 | 0.2321 | 9 | 0.32724
72803 | 11.2 | 0.8 | 365 | 10.2429 | 0.53288 | 10 | 0.77577
72805 | 3.92 | 0.8 | 365 | 3.585 | 0.18651 | 3 | 0.77152
72804 | 7.8 | 0.8 | 365 | 7.1334 | 0.29968 | 7 | 0.43313
72806 | 3.3 | 0.8 | 365 | 3.018 | 0.049866 | 3 | 0.067861
72809 | 3.42 | 0.8 | 365 | 3.1277 | 0.26986 | 3 | 0.3976
72808 | 10.71 | 0.8 | 365 | 9.7948 | 0.63457 | 10 | 0.42933
72810 | 7.14 | 0.8 | 365 | 6.5298 | 0.089711 | 6 | 0.61955
72811 | 5.04 | 0.8 | 365 | 4.6093 | 0.2398 | 4 | 0.8491
72813 | 7.848 | 0.8 | 365 | 7.1773 | 0.38768 | 7 | 0.56502
69822 | 8.745 | 0.8 | 365 | 7.9977 | 0.032146 | 8 | 0.029833
70295 | 8.745 | 0.8 | 365 | 7.9977 | 0.032146 | 8 | 0.029833
63323 | 2170.35 | 0.65 | 365 | 1612.7155 | 0.84571 | 1613 | 0.56117
26350 | 1185.6 | 1 | 365 | 1355.3542 | 0.93993 | 1356 | 0.29414
21585 | 1316.7 | 1 | 365 | 1505.2251 | 0.37079 | 1505 | 0.59589
72492 | 4.64 | 0.8 | 365 | 4.2435 | 0.50648 | 4 | 0.74996
72484 | 5.22 | 0.8 | 365 | 4.7739 | 0.56979 | 5 | 0.34371
72431 | 4.64 | 0.8 | 365 | 4.2435 | 0.50648 | 4 | 0.74996
51515 | 338.52 | 0.9 | 365 | 348.2904 | 0.18206 | 348 | 0.47243
72493 | 3.9 | 0.8 | 365 | 3.5667 | 0.14984 | 3 | 0.71656
70784 | 9.28 | 0.8 | 365 | 8.487 | 0.012957 | 8 | 0.49993
72821 | 8.48 | 0.8 | 365 | 7.7553 | 0.54632 | 8 | 0.30166
72822 | 7.68 | 0.8 | 365 | 7.0237 | 0.079689 | 7 | 0.10339
72048 | 12.395 | 0.8 | 365 | 11.3358 | 0.72366 | 12 | 0.059437
72823 | 5.6 | 0.8 | 365 | 5.1214 | 0.26644 | 5 | 0.38789
72824 | 10.08 | 0.8 | 365 | 9.2186 | 0.47959 | 9 | 0.69819
72826 | 4.48 | 0.8 | 365 | 4.0972 | 0.21315 | 4 | 0.31031
72828 | 6.7 | 0.8 | 365 | 6.1274 | 0.28306 | 6 | 0.41051
72830 | 7.28 | 0.8 | 365 | 6.6579 | 0.34637 | 7 | 0.0042519
72831 | 10.66 | 0.8 | 365 | 9.749 | 0.5429 | 10 | 0.29194
72832 | 9.28 | 0.8 | 365 | 8.487 | 0.012957 | 8 | 0.49993
72833 | 10.2 | 0.8 | 365 | 9.3283 | 0.69959 | 10 | 0.027935
72834 | 4.59 | 0.8 | 365 | 4.1978 | 0.41481 | 4 | 0.61257
72839 | 6.48 | 0.8 | 365 | 5.9262 | 0.87974 | 6 | 0.80598
72841 | 8.96 | 0.8 | 365 | 8.1943 | 0.4263 | 8 | 0.62062
72842 | 8.7 | 0.8 | 365 | 7.9565 | 0.94965 | 8 | 0.90618
72843 | 4.845 | 0.8 | 365 | 4.431 | 0.8823 | 5 | 0.31327
72844 | 4.56 | 0.8 | 365 | 4.1703 | 0.35982 | 4 | 0.53014
72848 | 11.1 | 0.8 | 365 | 10.1514 | 0.34955 | 10 | 0.50099
72847 | 6.6 | 0.8 | 365 | 6.036 | 0.099732 | 6 | 0.13572
72849 | 6.71 | 0.8 | 365 | 6.1366 | 0.30139 | 6 | 0.43798
72845 | 9.24 | 0.8 | 365 | 8.4504 | 0.93963 | 9 | 0.39001
67722 | 9.45 | 0.8 | 365 | 8.6424 | 0.32462 | 8 | 0.96706
69768 | 5.3 | 0.8 | 365 | 4.8471 | 0.71645 | 5 | 0.56354
70265 | 9.805 | 0.8 | 365 | 8.9671 | 0.97544 | 9 | 0.94254
72851 | 3.92 | 0.8 | 365 | 3.585 | 0.18651 | 3 | 0.77152
72052 | 9.6 | 0.8 | 365 | 8.7796 | 0.59961 | 9 | 0.37923
72852 | 4.76 | 0.8 | 365 | 4.3532 | 0.72647 | 5 | 0.079703
72853 | 14.04 | 0.8 | 365 | 12.8402 | 0.73943 | 13 | 0.57963
72854 | 12.76 | 0.8 | 365 | 11.6696 | 0.39282 | 12 | 0.062398
72855 | 3.19 | 0.8 | 365 | 2.9174 | 0.8482 | 3 | 0.7656
72857 | 3.64 | 0.8 | 365 | 3.3289 | 0.67319 | 4 | 0.002126
72856 | 5.865 | 0.8 | 365 | 5.3638 | 0.75226 | 6 | 0.11606
72483 | 9 | 0.8 | 365 | 8.2309 | 0.49964 | 8 | 0.73053
72858 | 5.88 | 0.8 | 365 | 5.3775 | 0.77976 | 6 | 0.15728
72859 | 5.4 | 0.8 | 365 | 4.9385 | 0.89978 | 5 | 0.83832
72860 | 7.56 | 0.8 | 365 | 6.914 | 0.85969 | 7 | 0.77365
72861 | 11.48 | 0.8 | 365 | 10.499 | 0.046201 | 10 | 0.54517
68320 | 4.2 | 0.8 | 365 | 3.8411 | 0.69983 | 4 | 0.54091
72864 | 10.08 | 0.8 | 365 | 9.2186 | 0.47959 | 9 | 0.69819
72862 | 5.886 | 0.8 | 365 | 5.383 | 0.79076 | 6 | 0.17377
72866 | 7.848 | 0.8 | 365 | 7.1773 | 0.38768 | 7 | 0.56502
72867 | 11.52 | 0.8 | 365 | 10.5355 | 0.11953 | 10 | 0.65508
72872 | 5.886 | 0.8 | 365 | 5.383 | 0.79076 | 6 | 0.17377
72028 | 4.94 | 0.8 | 365 | 4.5178 | 0.056466 | 4 | 0.57431
72475 | 7.2 | 0.8 | 365 | 6.5847 | 0.19971 | 6 | 0.78442
72517 | 3.99 | 0.8 | 365 | 3.649 | 0.31484 | 3 | 0.96387
72880 | 8.96 | 0.8 | 365 | 8.1943 | 0.4263 | 8 | 0.62062
72881 | 8.96 | 0.8 | 365 | 8.1943 | 0.4263 | 8 | 0.62062
72283 | 6.36 | 1 | 365 | 7.2706 | 0.57468 | 7 | 0.8453
72362 | 3.3 | 0.8 | 365 | 3.018 | 0.049866 | 3 | 0.067861
72284 | 3.18 | 1 | 365 | 3.6353 | 0.28734 | 3 | 0.92265
72510 | 4.77 | 0.8 | 365 | 4.3624 | 0.74481 | 5 | 0.10718
72874 | 9.45 | 0.8 | 365 | 8.6424 | 0.32462 | 8 | 0.96706
72882 | 5.4 | 0.8 | 365 | 4.9385 | 0.89978 | 5 | 0.83832
72883 | 3 | 0.8 | 365 | 2.7436 | 0.49988 | 3 | 0.24351
72886 | 12.395 | 0.8 | 365 | 11.3358 | 0.72366 | 12 | 0.059437
72887 | 5.51 | 0.8 | 365 | 5.0391 | 0.10144 | 5 | 0.14058
72888 | 10.36 | 0.8 | 365 | 9.4747 | 0.99291 | 10 | 0.46759
72890 | 3.64 | 0.8 | 365 | 3.3289 | 0.67319 | 4 | 0.002126
72889 | 6.72 | 0.8 | 365 | 6.1457 | 0.31973 | 6 | 0.46546
72892 | 2.4 | 0.8 | 365 | 2.1949 | 0.3999 | 2 | 0.59481
72542 | 4.275 | 0.8 | 365 | 3.9097 | 0.83733 | 4 | 0.747
72546 | 5.985 | 0.8 | 365 | 5.4735 | 0.97226 | 6 | 0.4458
72893 | 9.6 | 0.8 | 365 | 8.7796 | 0.59961 | 9 | 0.37923
72894 | 3.6 | 0.8 | 365 | 3.2924 | 0.59985 | 3 | 0.89221
72895 | 2.34 | 0.8 | 365 | 2.14 | 0.28991 | 2 | 0.42994
72324 | 24.57 | 0.8 | 365 | 22.4703 | 0.044004 | 22 | 0.51435
72896 | 13.545 | 0.8 | 365 | 12.3875 | 0.83195 | 13 | 0.21945
72897 | 9.52 | 0.8 | 365 | 8.7065 | 0.45295 | 9 | 0.15941
72899 | 3.08 | 0.8 | 365 | 2.8168 | 0.64654 | 3 | 0.46334
72901 | 12.19 | 0.8 | 365 | 11.1483 | 0.34784 | 11 | 0.49613
72902 | 6.72 | 0.8 | 365 | 6.1457 | 0.31973 | 6 | 0.46546
72903 | 8.12 | 0.8 | 365 | 7.4261 | 0.88634 | 8 | 0.31243
72904 | 9.24 | 0.8 | 365 | 8.4504 | 0.93963 | 9 | 0.39001
72905 | 4.35 | 0.8 | 365 | 3.9783 | 0.97482 | 4 | 0.95309
72906 | 8.12 | 0.8 | 365 | 7.4261 | 0.88634 | 8 | 0.31243
72908 | 8.265 | 0.8 | 365 | 7.5587 | 0.15216 | 7 | 0.71087
72909 | 8.8 | 0.8 | 365 | 8.048 | 0.13298 | 8 | 0.18096
72911 | 14.04 | 0.8 | 365 | 12.8402 | 0.73943 | 13 | 0.57963
72912 | 4.8 | 0.8 | 365 | 4.3898 | 0.79981 | 5 | 0.18962
72913 | 6 | 0.8 | 365 | 5.4873 | 0.99976 | 6 | 0.48702
72915 | 13.77 | 0.8 | 365 | 12.5933 | 0.24444 | 12 | 0.83771
72916 | 4.5 | 0.8 | 365 | 4.1154 | 0.24982 | 4 | 0.36527
72917 | 2.7 | 0.8 | 365 | 2.4693 | 0.94989 | 3 | 0.41916
72573 | 3 | 0.8 | 365 | 2.7436 | 0.49988 | 3 | 0.24351
72588 | 3.12 | 0.8 | 365 | 2.8534 | 0.71987 | 3 | 0.57325
72571 | 6.3 | 0.8 | 365 | 5.7616 | 0.54974 | 6 | 0.31137
72589 | 6.3 | 0.8 | 365 | 5.7616 | 0.54974 | 6 | 0.31137
72594 | 6 | 0.8 | 365 | 5.4873 | 0.99976 | 6 | 0.48702
72584 | 7.32 | 0.8 | 365 | 6.6945 | 0.4197 | 7 | 0.11417
72587 | 3.6 | 0.8 | 365 | 3.2924 | 0.59985 | 3 | 0.89221
72579 | 5.1 | 0.8 | 365 | 4.6642 | 0.34979 | 5 | 0.013968
72591 | 4.5 | 0.8 | 365 | 4.1154 | 0.24982 | 4 | 0.36527
72918 | 8.96 | 0.8 | 365 | 8.1943 | 0.4263 | 8 | 0.62062
72919 | 2.86 | 0.8 | 365 | 2.6156 | 0.24322 | 2 | 0.85881
72920 | 4.93 | 0.8 | 365 | 4.5087 | 0.038134 | 4 | 0.54684
72138 | 6.75 | 0.8 | 365 | 6.1732 | 0.37473 | 6 | 0.5479
72191 | 8.96 | 0.8 | 365 | 8.1943 | 0.4263 | 8 | 0.62062
72923 | 6.44 | 0.8 | 365 | 5.8897 | 0.80641 | 6 | 0.69607
72924 | 3.92 | 0.8 | 365 | 3.585 | 0.18651 | 3 | 0.77152
72869 | 2.56 | 0.8 | 365 | 2.3412 | 0.69323 | 3 | 0.034462
72114 | 7.2 | 0.8 | 365 | 6.5847 | 0.19971 | 6 | 0.78442
51269 | 6.54 | 1 | 365 | 7.4764 | 0.98717 | 8 | 0.46357
72925 | 11.31 | 0.8 | 365 | 10.3435 | 0.73454 | 11 | 0.078034
72926 | 5.6 | 0.8 | 365 | 5.1214 | 0.26644 | 5 | 0.38789
72024 | 13.2 | 1 | 365 | 15.09 | 0.24933 | 15 | 0.33931
72752 | 13.5 | 0.8 | 365 | 12.3463 | 0.74945 | 13 | 0.095797
43804 | 4.725 | 0.8 | 365 | 4.3212 | 0.66231 | 4 | 0.98353
72927 | 12 | 0.8 | 365 | 10.9745 | 0.99951 | 11 | 0.97404
72929 | 2.24 | 0.8 | 365 | 2.0486 | 0.10658 | 2 | 0.15515
72934 | 4.8 | 0.8 | 365 | 4.3898 | 0.79981 | 5 | 0.18962
72935 | 5.4 | 0.8 | 365 | 4.9385 | 0.89978 | 5 | 0.83832
72936 | 13.8 | 0.8 | 365 | 12.6207 | 0.29944 | 12 | 0.92015
72937 | 11.1 | 0.8 | 365 | 10.1514 | 0.34955 | 10 | 0.50099
72938 | 3.575 | 0.8 | 365 | 3.2695 | 0.55402 | 3 | 0.82352
72939 | 7.2 | 0.8 | 365 | 6.5847 | 0.19971 | 6 | 0.78442
68069 | 4.68 | 0.8 | 365 | 4.2801 | 0.57981 | 4 | 0.85988
72466 | 11.18 | 1 | 365 | 12.7808 | 0.62027 | 13 | 0.40102
72940 | 9 | 0.8 | 365 | 8.2309 | 0.49964 | 8 | 0.73053
72941 | 12.72 | 0.8 | 365 | 11.633 | 0.31948 | 11 | 0.95248
72942 | 9.9 | 0.8 | 365 | 9.054 | 0.1496 | 9 | 0.20358
72689 | 14.64 | 0.8 | 365 | 13.3889 | 0.83941 | 14 | 0.22833
72944 | 10.56 | 0.8 | 365 | 9.6576 | 0.35957 | 10 | 0.017157
57967 | 5829.12 | 0.8 | 365 | 5330.9867 | 0.48373 | 5331 | 0.47045
72945 | 10.56 | 0.8 | 365 | 9.6576 | 0.35957 | 10 | 0.017157
72946 | 3.92 | 0.8 | 365 | 3.585 | 0.18651 | 3 | 0.77152
72947 | 3.64 | 0.8 | 365 | 3.3289 | 0.67319 | 4 | 0.002126
72948 | 7.28 | 0.8 | 365 | 6.6579 | 0.34637 | 7 | 0.0042519
72763 | 3.38 | 0.8 | 365 | 3.0912 | 0.19653 | 3 | 0.28769
72949 | 10.385 | 0.8 | 365 | 9.4975 | 0.038746 | 9 | 0.53629
72950 | 24.75 | 0.8 | 365 | 22.635 | 0.374 | 23 | 0.0089608
72951 | 4.2 | 0.8 | 365 | 3.8411 | 0.69983 | 4 | 0.54091
72952 | 13.44 | 0.8 | 365 | 12.2915 | 0.63946 | 12 | 0.93093
72953 | 8.54 | 0.8 | 365 | 7.8102 | 0.65632 | 8 | 0.46653
72954 | 3.24 | 0.8 | 365 | 2.9631 | 0.93987 | 3 | 0.90299
72955 | 10.8 | 0.8 | 365 | 9.8771 | 0.79956 | 10 | 0.67664
72957 | 11.88 | 0.8 | 365 | 10.8648 | 0.77952 | 11 | 0.6443
72958 | 8.96 | 0.8 | 365 | 8.1943 | 0.4263 | 8 | 0.62062
72959 | 11.055 | 0.8 | 365 | 10.1103 | 0.26705 | 10 | 0.37734
72962 | 10.395 | 0.8 | 365 | 9.5067 | 0.057079 | 9 | 0.56376
72963 | 7.4 | 0.8 | 365 | 6.7676 | 0.56637 | 7 | 0.33399
72965 | 7.26 | 0.8 | 365 | 6.6396 | 0.30971 | 6 | 0.9493
72966 | 4.32 | 0.8 | 365 | 3.9508 | 0.91982 | 4 | 0.87065
72967 | 13.2 | 0.8 | 365 | 12.072 | 0.19946 | 12 | 0.27145
72968 | 7.68 | 0.8 | 365 | 7.0237 | 0.079689 | 7 | 0.10339
72969 | 5.12 | 0.8 | 365 | 4.6825 | 0.38646 | 5 | 0.068924
72970 | 11.4 | 0.8 | 365 | 10.4258 | 0.89954 | 11 | 0.32534
72971 | 9.6 | 0.8 | 365 | 8.7796 | 0.59961 | 9 | 0.37923
72972 | 3.64 | 0.8 | 365 | 3.3289 | 0.67319 | 4 | 0.002126
72973 | 6.72 | 0.8 | 365 | 6.1457 | 0.31973 | 6 | 0.46546
72975 | 24.96 | 0.8 | 365 | 22.827 | 0.75899 | 23 | 0.58601
72976 | 10.385 | 0.8 | 365 | 9.4975 | 0.038746 | 9 | 0.53629
72977 | 7.56 | 0.8 | 365 | 6.914 | 0.85969 | 7 | 0.77365
30567 | 1316.7 | 1 | 365 | 1505.2251 | 0.37079 | 1505 | 0.59589
72978 | 9.18 | 0.8 | 365 | 8.3955 | 0.82963 | 9 | 0.22514
72979 | 10.98 | 0.8 | 365 | 10.0417 | 0.12955 | 10 | 0.17125
72980 | 11 | 0.8 | 365 | 10.06 | 0.16622 | 10 | 0.2262
72981 | 7.425 | 0.8 | 365 | 6.7905 | 0.6122 | 7 | 0.40269
72986 | 11 | 0.8 | 365 | 10.06 | 0.16622 | 10 | 0.2262
72988 | 9.57 | 0.8 | 365 | 8.7522 | 0.54461 | 9 | 0.2968
72989 | 14.4 | 0.8 | 365 | 13.1694 | 0.39942 | 13 | 0.56885
72990 | 17.49 | 0.8 | 365 | 15.9954 | 0.064291 | 16 | 0.059666
72991 | 11 | 0.8 | 365 | 10.06 | 0.16622 | 10 | 0.2262
72992 | 7.93 | 0.8 | 365 | 7.2523 | 0.53801 | 7 | 0.79035
72993 | 8.96 | 0.8 | 365 | 8.1943 | 0.4263 | 8 | 0.62062
72995 | 5.355 | 0.8 | 365 | 4.8974 | 0.81728 | 5 | 0.71467
72998 | 7.56 | 0.8 | 365 | 6.914 | 0.85969 | 7 | 0.77365
72999 | 4.48 | 0.8 | 365 | 4.0972 | 0.21315 | 4 | 0.31031
73000 | 7.5 | 0.8 | 365 | 6.8591 | 0.7497 | 7 | 0.60878
73001 | 10.98 | 0.8 | 365 | 10.0417 | 0.12955 | 10 | 0.17125
73003 | 12 | 0.8 | 365 | 10.9745 | 0.99951 | 11 | 0.97404
73006 | 5.4 | 0.8 | 365 | 4.9385 | 0.89978 | 5 | 0.83832
73007 | 9.24 | 0.8 | 365 | 8.4504 | 0.93963 | 9 | 0.39001
73009 | 6.96 | 0.8 | 365 | 6.3652 | 0.75972 | 7 | 0.12494
73010 | 8.12 | 0.8 | 365 | 7.4261 | 0.88634 | 8 | 0.31243
73011 | 6.72 | 0.8 | 365 | 6.1457 | 0.31973 | 6 | 0.46546
73008 | 7.848 | 0.8 | 365 | 7.1773 | 0.38768 | 7 | 0.56502
73014 | 11.88 | 0.8 | 365 | 10.8648 | 0.77952 | 11 | 0.6443
73015 | 4.48 | 0.8 | 365 | 4.0972 | 0.21315 | 4 | 0.31031
73019 | 5.32 | 0.8 | 365 | 4.8654 | 0.75312 | 5 | 0.61849
56602 | 9.88 | 1 | 365 | 11.2946 | 0.64117 | 11 | 0.93578
73021 | 5.58 | 0.8 | 365 | 5.1032 | 0.22977 | 5 | 0.33293
73022 | 4.5 | 0.8 | 365 | 4.1154 | 0.24982 | 4 | 0.36527
73024 | 3.96 | 0.8 | 365 | 3.6216 | 0.25984 | 3 | 0.88143
73028 | 13.2 | 0.8 | 365 | 12.072 | 0.19946 | 12 | 0.27145
50875 | 8.58 | 1 | 365 | 9.8085 | 0.66207 | 10 | 0.47055
73029 | 4.76 | 0.8 | 365 | 4.3532 | 0.72647 | 5 | 0.079703
55139 | 2.34 | 1 | 365 | 2.675 | 0.36238 | 3 | 0.037423
73030 | 5.04 | 0.8 | 365 | 4.6093 | 0.2398 | 4 | 0.8491
55649 | 3.9 | 1 | 365 | 4.4584 | 0.9373 | 5 | 0.3957
70664 | 6.3 | 1 | 365 | 7.202 | 0.43718 | 7 | 0.63921
57319 | 8.32 | 1 | 365 | 9.5113 | 0.066245 | 9 | 0.5775
71519 | 11.1 | 0.8 | 365 | 10.1514 | 0.34955 | 10 | 0.50099
72695 | 13.8 | 0.8 | 365 | 12.6207 | 0.29944 | 12 | 0.92015
73032 | 11.05 | 0.8 | 365 | 10.1057 | 0.25789 | 10 | 0.3636
52304 | 16.9 | 1 | 365 | 19.3197 | 0.72831 | 20 | 0.048052
73033 | 13.545 | 0.8 | 365 | 12.3875 | 0.83195 | 13 | 0.21945
55022 | 15.08 | 1 | 365 | 17.2392 | 0.55757 | 17 | 0.79672
54825 | 7.54 | 1 | 365 | 8.6196 | 0.27878 | 8 | 0.89836
20022 | 8.32 | 1 | 365 | 9.5113 | 0.066245 | 9 | 0.5775
72007 | 6.44 | 0.8 | 365 | 5.8897 | 0.80641 | 6 | 0.69607
72159 | 7.25 | 0.8 | 365 | 6.6304 | 0.29137 | 6 | 0.92182
72091 | 2.61 | 0.8 | 365 | 2.387 | 0.78489 | 3 | 0.17185
72463 | 4.76 | 0.8 | 365 | 4.3532 | 0.72647 | 5 | 0.079703
73037 | 5.88 | 0.8 | 365 | 5.3775 | 0.77976 | 6 | 0.15728
73038 | 7.84 | 0.8 | 365 | 7.17 | 0.37302 | 7 | 0.54304
73039 | 13.92 | 0.8 | 365 | 12.7305 | 0.51944 | 13 | 0.24989
73040 | 13.25 | 1 | 365 | 15.1471 | 0.36391 | 15 | 0.51105
73041 | 4.675 | 0.8 | 365 | 4.2755 | 0.57064 | 4 | 0.84614
73042 | 5.775 | 0.8 | 365 | 5.2815 | 0.58727 | 5 | 0.86876
73043 | 7.15 | 0.8 | 365 | 6.539 | 0.10804 | 6 | 0.64703
73044 | 6.6 | 0.8 | 365 | 6.036 | 0.099732 | 6 | 0.13572
73045 | 5.76 | 0.8 | 365 | 5.2678 | 0.55977 | 5 | 0.82754
72527 | 3.92 | 0.8 | 365 | 3.585 | 0.18651 | 3 | 0.77152
65307 | 56.16 | 0.8 | 365 | 51.3608 | 0.95772 | 52 | 0.31851
73050 | 5.76 | 0.8 | 365 | 5.2678 | 0.55977 | 5 | 0.82754
73052 | 10.37 | 0.8 | 365 | 9.4838 | 0.011246 | 9 | 0.49507
73051 | 5.225 | 0.8 | 365 | 4.7785 | 0.57895 | 5 | 0.35745
73054 | 6.54 | 0.8 | 365 | 5.9811 | 0.98973 | 6 | 0.97085
73055 | 8.8 | 0.8 | 365 | 8.048 | 0.13298 | 8 | 0.18096
73057 | 4.5 | 0.8 | 365 | 4.1154 | 0.24982 | 4 | 0.36527
71633 | 3.72 | 0.8 | 365 | 3.4021 | 0.81985 | 4 | 0.22195
71625 | 12.07 | 0.8 | 365 | 11.0385 | 0.12784 | 11 | 0.16639
73060 | 2.52 | 0.8 | 365 | 2.3047 | 0.6199 | 2 | 0.92455
72646 | 12.96 | 0.8 | 365 | 11.8525 | 0.75947 | 12 | 0.61196
72348 | 7.95 | 1 | 365 | 9.0883 | 0.21835 | 9 | 0.30663
72415 | 4.62 | 0.8 | 365 | 4.2252 | 0.46981 | 4 | 0.69501
70812 | 8.775 | 0.8 | 365 | 8.0251 | 0.087144 | 8 | 0.11227
73061 | 4.2 | 0.8 | 365 | 3.8411 | 0.69983 | 4 | 0.54091
73062 | 4.2 | 0.8 | 365 | 3.8411 | 0.69983 | 4 | 0.54091
69862 | 5.4 | 0.8 | 365 | 4.9385 | 0.89978 | 5 | 0.83832
73063 | 2.56 | 0.8 | 365 | 2.3412 | 0.69323 | 3 | 0.034462
73065 | 8.1 | 0.8 | 365 | 7.4078 | 0.84967 | 8 | 0.25748
72914 | 13.8 | 0.8 | 365 | 12.6207 | 0.29944 | 12 | 0.92015
73066 | 7.15 | 0.8 | 365 | 6.539 | 0.10804 | 6 | 0.64703
72910 | 13.8 | 0.8 | 365 | 12.6207 | 0.29944 | 12 | 0.92015
73048 | 15.87 | 0.8 | 365 | 14.5138 | 0.094357 | 14 | 0.60817
73067 | 10.23 | 0.8 | 365 | 9.3558 | 0.75459 | 10 | 0.11037
73071 | 5.5 | 0.8 | 365 | 5.03 | 0.08311 | 5 | 0.1131
73075 | 5.32 | 0.8 | 365 | 4.8654 | 0.75312 | 5 | 0.61849
73076 | 14.04 | 0.8 | 365 | 12.8402 | 0.73943 | 13 | 0.57963
73077 | 5.4 | 0.8 | 365 | 4.9385 | 0.89978 | 5 | 0.83832
73079 | 7.2 | 0.8 | 365 | 6.5847 | 0.19971 | 6 | 0.78442
73080 | 5.4 | 0.8 | 365 | 4.9385 | 0.89978 | 5 | 0.83832
73081 | 7.695 | 0.8 | 365 | 7.0374 | 0.10719 | 7 | 0.1446
73082 | 11.96 | 0.8 | 365 | 10.9379 | 0.92618 | 11 | 0.86413
73083 | 4.5 | 0.8 | 365 | 4.1154 | 0.24982 | 4 | 0.36527
73084 | 6.44 | 0.8 | 365 | 5.8897 | 0.80641 | 6 | 0.69607
73085 | 8.32 | 0.8 | 365 | 7.609 | 0.253 | 7 | 0.862
73087 | 3.92 | 0.8 | 365 | 3.585 | 0.18651 | 3 | 0.77152
73088 | 6.72 | 0.8 | 365 | 6.1457 | 0.31973 | 6 | 0.46546
73089 | 7.395 | 0.8 | 365 | 6.7631 | 0.5572 | 7 | 0.32025
73086 | 9.9 | 0.8 | 365 | 9.054 | 0.1496 | 9 | 0.20358
73090 | 13.26 | 0.8 | 365 | 12.1269 | 0.30946 | 12 | 0.43632
73091 | 13.44 | 0.8 | 365 | 12.2915 | 0.63946 | 12 | 0.93093
73092 | 12.8 | 0.8 | 365 | 11.7062 | 0.46615 | 12 | 0.17231
73093 | 12.16 | 0.8 | 365 | 11.1209 | 0.29284 | 11 | 0.4137
73094 | 6.6 | 0.8 | 365 | 6.036 | 0.099732 | 6 | 0.13572
73095 | 7.2 | 0.8 | 365 | 6.5847 | 0.19971 | 6 | 0.78442
73097 | 7.2 | 0.8 | 365 | 6.5847 | 0.19971 | 6 | 0.78442
73098 | 14.49 | 0.8 | 365 | 13.2517 | 0.56441 | 13 | 0.81616
73099 | 5.355 | 0.8 | 365 | 4.8974 | 0.81728 | 5 | 0.71467
73101 | 7.15 | 0.8 | 365 | 6.539 | 0.10804 | 6 | 0.64703
73102 | 4.2 | 0.8 | 365 | 3.8411 | 0.69983 | 4 | 0.54091
73103 | 4.2 | 0.8 | 365 | 3.8411 | 0.69983 | 4 | 0.54091
73108 | 7.54 | 0.8 | 365 | 6.8957 | 0.82303 | 7 | 0.71869
73109 | 11.115 | 0.8 | 365 | 10.1652 | 0.37705 | 10 | 0.54221
73110 | 5.22 | 0.8 | 365 | 4.7739 | 0.56979 | 5 | 0.34371
73111 | 12.375 | 0.8 | 365 | 11.3175 | 0.687 | 12 | 0.0044804
73112 | 4.06 | 0.8 | 365 | 3.713 | 0.44317 | 4 | 0.15622
73113 | 3.64 | 0.8 | 365 | 3.3289 | 0.67319 | 4 | 0.002126
73115 | 6.44 | 0.8 | 365 | 5.8897 | 0.80641 | 6 | 0.69607
73118 | 8.4 | 0.8 | 365 | 7.6822 | 0.39966 | 8 | 0.081829
73119 | 7.15 | 0.8 | 365 | 6.539 | 0.10804 | 6 | 0.64703
73120 | 4.8 | 0.8 | 365 | 4.3898 | 0.79981 | 5 | 0.18962
73124 | 4.2 | 0.8 | 365 | 3.8411 | 0.69983 | 4 | 0.54091
73126 | 5.88 | 0.8 | 365 | 5.3775 | 0.77976 | 6 | 0.15728
73096 | 8.8 | 0.8 | 365 | 8.048 | 0.13298 | 8 | 0.18096
73128 | 4.95 | 0.8 | 365 | 4.527 | 0.074799 | 4 | 0.60179
73129 | 13.23 | 0.8 | 365 | 12.0994 | 0.25446 | 12 | 0.35388
73018 | 8.12 | 0.8 | 365 | 7.4261 | 0.88634 | 8 | 0.31243
73130 | 3.92 | 0.8 | 365 | 3.585 | 0.18651 | 3 | 0.77152
64445 | 44.2 | 0.8 | 365 | 40.4228 | 0.031542 | 40 | 0.45439
73133 | 6.9 | 0.8 | 365 | 6.3104 | 0.64972 | 6 | 0.96007
73134 | 5.7 | 0.8 | 365 | 5.2129 | 0.44977 | 5 | 0.66267
72878 | 15 | 0.8 | 365 | 13.7182 | 0.49939 | 14 | 0.21755
73135 | 11.76 | 0.8 | 365 | 10.755 | 0.55952 | 11 | 0.31456
68871 | 8.12 | 0.8 | 365 | 7.4261 | 0.88634 | 8 | 0.31243
73136 | 6.08 | 0.8 | 365 | 5.5604 | 0.14642 | 5 | 0.70685
73137 | 11.2 | 0.8 | 365 | 10.2429 | 0.53288 | 10 | 0.77577
68862 | 10.08 | 0.8 | 365 | 9.2186 | 0.47959 | 9 | 0.69819
73138 | 12.435 | 0.8 | 365 | 11.3724 | 0.797 | 12 | 0.16935
68869 | 9.9 | 0.8 | 365 | 9.054 | 0.1496 | 9 | 0.20358
73139 | 24.42 | 0.8 | 365 | 22.3332 | 0.76901 | 23 | 0.10217
73141 | 3.35 | 0.8 | 365 | 3.0637 | 0.14153 | 3 | 0.20525
73143 | 8.64 | 0.8 | 365 | 7.9017 | 0.83965 | 8 | 0.74131
73146 | 12.21 | 0.8 | 365 | 11.1666 | 0.38451 | 11 | 0.55109
73145 | 2.75 | 0.8 | 365 | 2.515 | 0.041555 | 2 | 0.55655
51339 | 24.795 | 0.8 | 365 | 22.6761 | 0.45649 | 23 | 0.13261
73147 | 3.78 | 1 | 365 | 4.3212 | 0.66231 | 4 | 0.98353
73149 | 10.08 | 0.8 | 365 | 9.2186 | 0.47959 | 9 | 0.69819
73150 | 3 | 0.8 | 365 | 2.7436 | 0.49988 | 3 | 0.24351
73151 | 7.875 | 0.8 | 365 | 7.202 | 0.43718 | 7 | 0.63921
73152 | 8.16 | 0.8 | 365 | 7.4627 | 0.95967 | 8 | 0.42235
73153 | 9.38 | 0.8 | 365 | 8.5784 | 0.19629 | 8 | 0.77471
73154 | 11.16 | 0.8 | 365 | 10.2063 | 0.45955 | 10 | 0.66586
73155 | 7 | 0.8 | 365 | 6.4018 | 0.83305 | 7 | 0.23486
64769 | 131.32 | 0.7 | 365 | 105.0857 | 0.65451 | 105 | 0.74019
73156 | 13.5 | 0.8 | 365 | 12.3463 | 0.74945 | 13 | 0.095797
73157 | 6.3 | 0.8 | 365 | 5.7616 | 0.54974 | 6 | 0.31137
73159 | 10.2 | 0.8 | 365 | 9.3283 | 0.69959 | 10 | 0.027935
73161 | 8.64 | 0.8 | 365 | 7.9017 | 0.83965 | 8 | 0.74131
73164 | 7.54 | 0.8 | 365 | 6.8957 | 0.82303 | 7 | 0.71869
73162 | 5.83 | 0.8 | 365 | 5.3318 | 0.6881 | 6 | 0.019889
73163 | 6.09 | 0.8 | 365 | 5.5696 | 0.16475 | 5 | 0.73433
73165 | 3.92 | 0.8 | 365 | 3.585 | 0.18651 | 3 | 0.77152
73167 | 10.26 | 0.8 | 365 | 9.3832 | 0.80958 | 10 | 0.19281
73166 | 8.71 | 0.8 | 365 | 7.9657 | 0.96798 | 8 | 0.93366
73168 | 7.2 | 0.8 | 365 | 6.5847 | 0.19971 | 6 | 0.78442
73169 | 12.21 | 0.8 | 365 | 11.1666 | 0.38451 | 11 | 0.55109
73170 | 7.2 | 0.8 | 365 | 6.5847 | 0.19971 | 6 | 0.78442
72829 | 12.73 | 0.8 | 365 | 11.6421 | 0.33782 | 11 | 0.97996
73172 | 3.3 | 0.8 | 365 | 3.018 | 0.049866 | 3 | 0.067861
73171 | 7.26 | 0.8 | 365 | 6.6396 | 0.30971 | 6 | 0.9493
73174 | 7.935 | 0.8 | 365 | 7.2569 | 0.54718 | 7 | 0.80409
73176 | 5.4 | 0.8 | 365 | 4.9385 | 0.89978 | 5 | 0.83832
73177 | 8.4 | 0.8 | 365 | 7.6822 | 0.39966 | 8 | 0.081829
73178 | 6.21 | 0.8 | 365 | 5.6793 | 0.38475 | 6 | 0.064067
73070 | 10.08 | 0.8 | 365 | 9.2186 | 0.47959 | 9 | 0.69819
73180 | 6.6 | 0.8 | 365 | 6.036 | 0.099732 | 6 | 0.13572
73127 | 10.36 | 0.8 | 365 | 9.4747 | 0.99291 | 10 | 0.46759
73181 | 6 | 0.8 | 365 | 5.4873 | 0.99976 | 6 | 0.48702
73182 | 5.13 | 0.8 | 365 | 4.6916 | 0.40479 | 5 | 0.096403
73184 | 2.32 | 0.8 | 365 | 2.1217 | 0.25324 | 2 | 0.37498
73185 | 7.83 | 0.8 | 365 | 7.1609 | 0.35468 | 7 | 0.51556
73183 | 9.28 | 0.8 | 365 | 8.487 | 0.012957 | 8 | 0.49993
73186 | 4.2 | 0.8 | 365 | 3.8411 | 0.69983 | 4 | 0.54091
73189 | 7.98 | 0.8 | 365 | 7.2981 | 0.62968 | 7 | 0.92774
73191 | 7.25 | 0.8 | 365 | 6.6304 | 0.29137 | 6 | 0.92182
73188 | 10.08 | 0.8 | 365 | 9.2186 | 0.47959 | 9 | 0.69819
72440 | 27.295 | 0.6 | 365 | 18.7219 | 0.5298 | 19 | 0.25165
73194 | 4.275 | 0.8 | 365 | 3.9097 | 0.83733 | 4 | 0.747
73193 | 4.335 | 0.8 | 365 | 3.9645 | 0.94732 | 4 | 0.91187
73195 | 4.275 | 0.8 | 365 | 3.9097 | 0.83733 | 4 | 0.747
73196 | 9.24 | 0.8 | 365 | 8.4504 | 0.93963 | 9 | 0.39001
73197 | 8.265 | 0.8 | 365 | 7.5587 | 0.15216 | 7 | 0.71087
73198 | 6.96 | 0.8 | 365 | 6.3652 | 0.75972 | 7 | 0.12494
73199 | 9.54 | 0.8 | 365 | 8.7247 | 0.48961 | 9 | 0.21436
73200 | 5.415 | 0.8 | 365 | 4.9523 | 0.92728 | 5 | 0.87954
73201 | 2 | 0.8 | 365 | 1.8291 | 0.66659 | 2 | 0.49567
73202 | 8.67 | 0.8 | 365 | 7.9291 | 0.89465 | 8 | 0.82375
73203 | 8.265 | 0.8 | 365 | 7.5587 | 0.15216 | 7 | 0.71087
73205 | 13.515 | 0.8 | 365 | 12.3601 | 0.77695 | 13 | 0.13701
73207 | 5.32 | 0.8 | 365 | 4.8654 | 0.75312 | 5 | 0.61849
73204 | 7.8 | 0.8 | 365 | 7.1334 | 0.29968 | 7 | 0.43313
73208 | 11.97 | 0.8 | 365 | 10.9471 | 0.94451 | 11 | 0.89161
73209 | 6.6 | 0.8 | 365 | 6.036 | 0.099732 | 6 | 0.13572
73210 | 3 | 0.8 | 365 | 2.7436 | 0.49988 | 3 | 0.24351
73211 | 13.5 | 1 | 365 | 15.4329 | 0.93682 | 16 | 0.36975
73212 | 8.45 | 0.8 | 365 | 7.7279 | 0.49132 | 8 | 0.21922
73213 | 5.4 | 0.8 | 365 | 4.9385 | 0.89978 | 5 | 0.83832
73214 | 11.02 | 0.8 | 365 | 10.0783 | 0.20289 | 10 | 0.28116
73215 | 6.71 | 0.8 | 365 | 6.1366 | 0.30139 | 6 | 0.43798
73216 | 6.12 | 0.8 | 365 | 5.597 | 0.21975 | 5 | 0.81676
73232 | 3 | 0.8 | 365 | 2.7436 | 0.49988 | 3 | 0.24351
73233 | 4.48 | 0.8 | 365 | 4.0972 | 0.21315 | 4 | 0.31031
73234 | 7 | 0.8 | 365 | 6.4018 | 0.83305 | 7 | 0.23486
73238 | 9.6 | 0.8 | 365 | 8.7796 | 0.59961 | 9 | 0.37923
73237 | 4.2 | 0.8 | 365 | 3.8411 | 0.69983 | 4 | 0.54091
73240 | 7.44 | 0.8 | 365 | 6.8042 | 0.6397 | 7 | 0.44391
73241 | 6.7 | 0.8 | 365 | 6.1274 | 0.28306 | 6 | 0.41051
73242 | 3.92 | 0.8 | 365 | 3.585 | 0.18651 | 3 | 0.77152
73243 | 4.32 | 0.8 | 365 | 3.9508 | 0.91982 | 4 | 0.87065
73249 | 11.34 | 0.8 | 365 | 10.3709 | 0.78954 | 11 | 0.16047
73253 | 9.24 | 0.8 | 365 | 8.4504 | 0.93963 | 9 | 0.39001
73255 | 13.2 | 0.8 | 365 | 12.072 | 0.19946 | 12 | 0.27145
73256 | 10.24 | 0.8 | 365 | 9.3649 | 0.77292 | 10 | 0.13785
73257 | 5.565 | 0.8 | 365 | 5.0894 | 0.20227 | 5 | 0.29171
73258 | 9.805 | 0.8 | 365 | 8.9671 | 0.97544 | 9 | 0.94254
73259 | 4.2 | 0.8 | 365 | 3.8411 | 0.69983 | 4 | 0.54091
73260 | 6.21 | 0.8 | 365 | 5.6793 | 0.38475 | 6 | 0.064067
73261 | 7.84 | 0.8 | 365 | 7.17 | 0.37302 | 7 | 0.54304
73262 | 11.76 | 0.8 | 365 | 10.755 | 0.55952 | 11 | 0.31456
73263 | 7.68 | 0.8 | 365 | 7.0237 | 0.079689 | 7 | 0.10339
73264 | 9.455 | 0.8 | 365 | 8.647 | 0.33378 | 8 | 0.9808
73265 | 4.725 | 0.8 | 365 | 4.3212 | 0.66231 | 4 | 0.98353
73268 | 9.805 | 0.8 | 365 | 8.9671 | 0.97544 | 9 | 0.94254
73269 | 10.92 | 0.8 | 365 | 9.9868 | 0.019557 | 10 | 0.0063779
73270 | 8.99 | 0.8 | 365 | 8.2218 | 0.4813 | 8 | 0.70305
73279 | 6.6 | 0.8 | 365 | 6.036 | 0.099732 | 6 | 0.13572
73271 | 7.28 | 0.8 | 365 | 6.6579 | 0.34637 | 7 | 0.0042519
73272 | 6.625 | 0.8 | 365 | 6.0589 | 0.14556 | 6 | 0.20442
73273 | 9.52 | 0.8 | 365 | 8.7065 | 0.45295 | 9 | 0.15941
73274 | 5.32 | 0.8 | 365 | 4.8654 | 0.75312 | 5 | 0.61849
73275 | 9.28 | 0.8 | 365 | 8.487 | 0.012957 | 8 | 0.49993
73276 | 7.28 | 0.8 | 365 | 6.6579 | 0.34637 | 7 | 0.0042519
73277 | 4.35 | 0.8 | 365 | 3.9783 | 0.97482 | 4 | 0.95309
73278 | 11.34 | 0.8 | 365 | 10.3709 | 0.78954 | 11 | 0.16047
73280 | 9.805 | 0.8 | 365 | 8.9671 | 0.97544 | 9 | 0.94254
63498 | 47.6 | 0.65 | 365 | 35.37 | 0.9026 | 36 | 0.27259
71101 | 2.94 | 0.8 | 365 | 2.6888 | 0.38988 | 3 | 0.07864
73281 | 5.6 | 0.8 | 365 | 5.1214 | 0.26644 | 5 | 0.38789
73283 | 8.64 | 0.8 | 365 | 7.9017 | 0.83965 | 8 | 0.74131
73284 | 12 | 0.8 | 365 | 10.9745 | 0.99951 | 11 | 0.97404
73291 | 13.44 | 0.8 | 365 | 12.2915 | 0.63946 | 12 | 0.93093
23076 | 1316.7 | 1 | 365 | 1505.2251 | 0.37079 | 1505 | 0.59589
23085 | 1316.7 | 1 | 365 | 1505.2251 | 0.37079 | 1505 | 0.59589
73292 | 3.08 | 0.8 | 365 | 2.8168 | 0.64654 | 3 | 0.46334
73295 | 3.84 | 0.8 | 365 | 3.5118 | 0.039844 | 3 | 0.55169
73297 | 5.695 | 0.8 | 365 | 5.2083 | 0.4406 | 5 | 0.64893
73294 | 12.48 | 0.8 | 365 | 11.4135 | 0.87949 | 12 | 0.293
73296 | 8.64 | 0.8 | 365 | 7.9017 | 0.83965 | 8 | 0.74131
73286 | 7.685 | 0.8 | 365 | 7.0283 | 0.088855 | 7 | 0.11713
73298 | 13.68 | 0.8 | 365 | 12.511 | 0.079446 | 12 | 0.59041
73299 | 7.475 | 0.8 | 365 | 6.8362 | 0.70386 | 7 | 0.54008
73300 | 10.64 | 0.8 | 365 | 9.7307 | 0.50624 | 10 | 0.23698
73301 | 4.48 | 0.8 | 365 | 4.0972 | 0.21315 | 4 | 0.31031
73305 | 11.2 | 0.8 | 365 | 10.2429 | 0.53288 | 10 | 0.77577
73304 | 4.8 | 0.8 | 365 | 4.3898 | 0.79981 | 5 | 0.18962
30546 | 1316.7 | 1 | 365 | 1505.2251 | 0.37079 | 1505 | 0.59589
73306 | 10.8 | 0.8 | 365 | 9.8771 | 0.79956 | 10 | 0.67664
73309 | 8.235 | 0.8 | 365 | 7.5313 | 0.097166 | 7 | 0.62844
73310 | 16.2 | 0.8 | 365 | 14.8156 | 0.69934 | 15 | 0.51496
73318 | 6.67 | 0.8 | 365 | 6.1 | 0.22806 | 6 | 0.32807
73327 | 9.3 | 0.8 | 365 | 8.5053 | 0.049623 | 8 | 0.55488
73328 | 9.15 | 0.8 | 365 | 8.3681 | 0.77463 | 9 | 0.14271
73329 | 9 | 0.8 | 365 | 8.2309 | 0.49964 | 8 | 0.73053
73330 | 13.8 | 1 | 365 | 15.7759 | 0.6243 | 16 | 0.40018
20438 | 5998.59 | 0.8 | 365 | 5485.9745 | 0.17186 | 5486 | 0.14635
35874 | 6.63 | 1 | 365 | 7.5793 | 0.19341 | 7 | 0.7727
50741 | 243.1 | 0.9 | 365 | 250.1164 | 0.38266 | 250 | 0.49902
68797 | 8.84 | 0.8 | 365 | 8.0846 | 0.20631 | 8 | 0.29088
71018 | 5.2 | 0.8 | 365 | 4.7556 | 0.53312 | 5 | 0.28875
73121 | 4.2 | 0.8 | 365 | 3.8411 | 0.69983 | 4 | 0.54091
73122 | 4.35 | 0.8 | 365 | 3.9783 | 0.97482 | 4 | 0.95309
73123 | 2.8 | 0.8 | 365 | 2.5607 | 0.13322 | 2 | 0.69394
73125 | 3.36 | 0.8 | 365 | 3.0729 | 0.15986 | 3 | 0.23273
73187 | 8.7 | 0.8 | 365 | 7.9565 | 0.94965 | 8 | 0.90618
73266 | 8.7 | 0.8 | 365 | 7.9565 | 0.94965 | 8 | 0.90618
73334 | 6.1 | 0.8 | 365 | 5.5787 | 0.18309 | 5 | 0.7618
73335 | 24 | 0.8 | 365 | 21.9491 | 0.99903 | 22 | 0.94808
73336 | 5.13 | 0.8 | 365 | 4.6916 | 0.40479 | 5 | 0.096403
73339 | 5.76 | 0.8 | 365 | 5.2678 | 0.55977 | 5 | 0.82754
73340 | 11.16 | 0.8 | 365 | 10.2063 | 0.45955 | 10 | 0.66586
73341 | 9.9 | 0.8 | 365 | 9.054 | 0.1496 | 9 | 0.20358
73342 | 6.03 | 0.8 | 365 | 5.5147 | 0.054756 | 5 | 0.56946
73348 | 5.4 | 0.8 | 365 | 4.9385 | 0.89978 | 5 | 0.83832
73349 | 9.9 | 0.8 | 365 | 9.054 | 0.1496 | 9 | 0.20358
73350 | 13.325 | 0.8 | 365 | 12.1863 | 0.42863 | 12 | 0.61493
73351 | 7.8 | 0.8 | 365 | 7.1334 | 0.29968 | 7 | 0.43313
73352 | 6.27 | 0.8 | 365 | 5.7342 | 0.49475 | 6 | 0.22894
73353 | 9.715 | 0.8 | 365 | 8.8848 | 0.81044 | 9 | 0.69523
73354 | 4.55 | 0.8 | 365 | 4.1612 | 0.34148 | 4 | 0.50266
73355 | 10.8 | 0.8 | 365 | 9.8771 | 0.79956 | 10 | 0.67664
73356 | 12.73 | 0.8 | 365 | 11.6421 | 0.33782 | 11 | 0.97996
73357 | 6.825 | 0.8 | 365 | 6.2418 | 0.51222 | 6 | 0.75399
73358 | 7.5 | 0.8 | 365 | 6.8591 | 0.7497 | 7 | 0.60878
73359 | 6.875 | 0.8 | 365 | 6.2875 | 0.60389 | 6 | 0.89138
73362 | 3 | 0.8 | 365 | 2.7436 | 0.49988 | 3 | 0.24351
73364 | 11.4 | 0.8 | 365 | 10.4258 | 0.89954 | 11 | 0.32534
73366 | 6.9 | 0.8 | 365 | 6.3104 | 0.64972 | 6 | 0.96007
73367 | 10.2 | 0.8 | 365 | 9.3283 | 0.69959 | 10 | 0.027935
73368 | 5.225 | 0.8 | 365 | 4.7785 | 0.57895 | 5 | 0.35745
73369 | 12 | 0.8 | 365 | 10.9745 | 0.99951 | 11 | 0.97404
73370 | 4.5 | 0.8 | 365 | 4.1154 | 0.24982 | 4 | 0.36527
73371 | 3.025 | 0.8 | 365 | 2.7665 | 0.54571 | 3 | 0.31221
73373 | 8.12 | 0.8 | 365 | 7.4261 | 0.88634 | 8 | 0.31243
73374 | 4.48 | 0.8 | 365 | 4.0972 | 0.21315 | 4 | 0.31031
73375 | 7 | 0.8 | 365 | 6.4018 | 0.83305 | 7 | 0.23486
73378 | 11.2 | 0.8 | 365 | 10.2429 | 0.53288 | 10 | 0.77577
73380 | 10.92 | 0.8 | 365 | 9.9868 | 0.019557 | 10 | 0.0063779
73381 | 7.59 | 0.8 | 365 | 6.9414 | 0.91469 | 7 | 0.85608
73382 | 3.9 | 0.8 | 365 | 3.5667 | 0.14984 | 3 | 0.71656
73383 | 8.265 | 0.8 | 365 | 7.5587 | 0.15216 | 7 | 0.71087
73384 | 8.125 | 0.8 | 365 | 7.4307 | 0.8955 | 8 | 0.32617
73385 | 9.52 | 0.8 | 365 | 8.7065 | 0.45295 | 9 | 0.15941
73387 | 3.9 | 0.8 | 365 | 3.5667 | 0.14984 | 3 | 0.71656
73388 | 9.765 | 0.8 | 365 | 8.9305 | 0.9021 | 9 | 0.83263
73389 | 8.45 | 0.8 | 365 | 7.7279 | 0.49132 | 8 | 0.21922
73392 | 6.3 | 0.8 | 365 | 5.7616 | 0.54974 | 6 | 0.31137
73393 | 11.1 | 0.8 | 365 | 10.1514 | 0.34955 | 10 | 0.50099
73394 | 10.075 | 0.8 | 365 | 9.214 | 0.47042 | 9 | 0.68446
73395 | 8.125 | 0.8 | 365 | 7.4307 | 0.8955 | 8 | 0.32617
73396 | 9.6 | 0.8 | 365 | 8.7796 | 0.59961 | 9 | 0.37923
73397 | 2.7 | 0.8 | 365 | 2.4693 | 0.94989 | 3 | 0.41916
73401 | 13.325 | 0.8 | 365 | 12.1863 | 0.42863 | 12 | 0.61493
73402 | 13.325 | 0.8 | 365 | 12.1863 | 0.42863 | 12 | 0.61493
73405 | 5.525 | 0.8 | 365 | 5.0529 | 0.12894 | 5 | 0.1818
73406 | 7.2 | 0.8 | 365 | 6.5847 | 0.19971 | 6 | 0.78442
73411 | 3 | 0.8 | 365 | 2.7436 | 0.49988 | 3 | 0.24351
73414 | 3 | 0.8 | 365 | 2.7436 | 0.49988 | 3 | 0.24351
73415 | 6.5 | 0.8 | 365 | 5.9445 | 0.9164 | 6 | 0.86094
73416 | 5.85 | 0.8 | 365 | 5.3501 | 0.72476 | 6 | 0.074845
73417 | 12 | 0.8 | 365 | 10.9745 | 0.99951 | 11 | 0.97404
73418 | 6.5 | 0.8 | 365 | 5.9445 | 0.9164 | 6 | 0.86094
73419 | 11.375 | 0.8 | 365 | 10.4029 | 0.85371 | 11 | 0.25664
73420 | 9.045 | 0.8 | 365 | 8.2721 | 0.58213 | 8 | 0.85418
73421 | 4.55 | 0.8 | 365 | 4.1612 | 0.34148 | 4 | 0.50266
73422 | 6.5 | 0.8 | 365 | 5.9445 | 0.9164 | 6 | 0.86094
73424 | 10.08 | 0.8 | 365 | 9.2186 | 0.47959 | 9 | 0.69819
73426 | 8.68 | 0.8 | 365 | 7.9382 | 0.91298 | 8 | 0.85122
73427 | 4.62 | 0.8 | 365 | 4.2252 | 0.46981 | 4 | 0.69501
73428 | 3.08 | 0.8 | 365 | 2.8168 | 0.64654 | 3 | 0.46334
73433 | 9.52 | 0.8 | 365 | 8.7065 | 0.45295 | 9 | 0.15941
73438 | 14.84 | 0.8 | 365 | 13.5718 | 0.20607 | 13 | 0.7779
73439 | 6 | 0.8 | 365 | 5.4873 | 0.99976 | 6 | 0.48702
73440 | 8.48 | 0.8 | 365 | 7.7553 | 0.54632 | 8 | 0.30166
73441 | 7.425 | 0.8 | 365 | 6.7905 | 0.6122 | 7 | 0.40269
73443 | 4.2 | 0.8 | 365 | 3.8411 | 0.69983 | 4 | 0.54091
73444 | 6.96 | 0.8 | 365 | 6.3652 | 0.75972 | 7 | 0.12494
73446 | 8.45 | 0.8 | 365 | 7.7279 | 0.49132 | 8 | 0.21922
73448 | 4.76 | 0.8 | 365 | 4.3532 | 0.72647 | 5 | 0.079703
73450 | 6.44 | 0.8 | 365 | 5.8897 | 0.80641 | 6 | 0.69607
73451 | 5.04 | 0.8 | 365 | 4.6093 | 0.2398 | 4 | 0.8491
73452 | 10.2 | 0.8 | 365 | 9.3283 | 0.69959 | 10 | 0.027935
73453 | 12.6 | 0.8 | 365 | 11.5233 | 0.099489 | 11 | 0.62274
73454 | 16.74 | 0.8 | 365 | 15.3095 | 0.68932 | 15 | 0.99879
73455 | 5.6 | 0.8 | 365 | 5.1214 | 0.26644 | 5 | 0.38789
73458 | 4.5 | 0.8 | 365 | 4.1154 | 0.24982 | 4 | 0.36527
70329 | 5.3 | 0.8 | 365 | 4.8471 | 0.71645 | 5 | 0.56354
72865 | 5.232 | 0.8 | 365 | 4.7849 | 0.59179 | 5 | 0.37668
72868 | 8.375 | 0.8 | 365 | 7.6593 | 0.35383 | 8 | 0.013133
72871 | 11.16 | 0.8 | 365 | 10.2063 | 0.45955 | 10 | 0.66586
72873 | 7.44 | 0.8 | 365 | 6.8042 | 0.6397 | 7 | 0.44391
72879 | 8.96 | 0.8 | 365 | 8.1943 | 0.4263 | 8 | 0.62062
72885 | 8.12 | 0.8 | 365 | 7.4261 | 0.88634 | 8 | 0.31243
72933 | 6.6 | 0.8 | 365 | 6.036 | 0.099732 | 6 | 0.13572
72677 | 9.9 | 0.8 | 365 | 9.054 | 0.1496 | 9 | 0.20358
73056 | 4.14 | 0.8 | 365 | 3.7862 | 0.58983 | 4 | 0.37604
73035 | 3.85 | 0.8 | 365 | 3.521 | 0.058177 | 3 | 0.57917
73114 | 2.8 | 0.8 | 365 | 2.5607 | 0.13322 | 2 | 0.69394
66585 | 25 | 0.8 | 365 | 22.8636 | 0.83232 | 23 | 0.69592
49940 | 6.3 | 0.8 | 365 | 5.7616 | 0.54974 | 6 | 0.31137
73267 | 11.07 | 0.8 | 365 | 10.124 | 0.29455 | 10 | 0.41855
73116 | 9.24 | 0.8 | 365 | 8.4504 | 0.93963 | 9 | 0.39001
73285 | 3.315 | 0.8 | 365 | 3.0317 | 0.077366 | 3 | 0.10908
73302 | 8.54 | 0.8 | 365 | 7.8102 | 0.65632 | 8 | 0.46653
73308 | 12.47 | 0.8 | 365 | 11.4044 | 0.86116 | 12 | 0.26552
73333 | 6 | 0.8 | 365 | 5.4873 | 0.99976 | 6 | 0.48702
71947 | 3.08 | 0.8 | 365 | 2.8168 | 0.64654 | 3 | 0.46334
72100 | 17.64 | 0.8 | 365 | 16.1326 | 0.33928 | 16 | 0.47184
73459 | 6.9 | 0.8 | 365 | 6.3104 | 0.64972 | 6 | 0.96007
73436 | 10.92 | 0.8 | 365 | 9.9868 | 0.019557 | 10 | 0.0063779
73461 | 4.845 | 0.8 | 365 | 4.431 | 0.8823 | 5 | 0.31327
73463 | 10.065 | 0.8 | 365 | 9.2049 | 0.45209 | 9 | 0.65698
73464 | 3.92 | 0.8 | 365 | 3.585 | 0.18651 | 3 | 0.77152
73465 | 5.6 | 0.8 | 365 | 5.1214 | 0.26644 | 5 | 0.38789
73466 | 7.28 | 0.8 | 365 | 6.6579 | 0.34637 | 7 | 0.0042519
73467 | 7.84 | 0.8 | 365 | 7.17 | 0.37302 | 7 | 0.54304
73471 | 6.095 | 0.8 | 365 | 5.5741 | 0.17392 | 5 | 0.74807
73462 | 9.805 | 0.8 | 365 | 8.9671 | 0.97544 | 9 | 0.94254
73472 | 4.2 | 0.8 | 365 | 3.8411 | 0.69983 | 4 | 0.54091
73474 | 8.4 | 0.8 | 365 | 7.6822 | 0.39966 | 8 | 0.081829
73475 | 5.04 | 0.8 | 365 | 4.6093 | 0.2398 | 4 | 0.8491
73481 | 2.56 | 0.8 | 365 | 2.3412 | 0.69323 | 3 | 0.034462
73160 | 9.6 | 0.8 | 365 | 8.7796 | 0.59961 | 9 | 0.37923
73486 | 9.24 | 0.8 | 365 | 8.4504 | 0.93963 | 9 | 0.39001
73487 | 8.525 | 0.8 | 365 | 7.7965 | 0.62882 | 8 | 0.42531
73488 | 11.55 | 0.8 | 365 | 10.563 | 0.17453 | 10 | 0.73752
73489 | 6.825 | 0.8 | 365 | 6.2418 | 0.51222 | 6 | 0.75399
73492 | 3.05 | 0.8 | 365 | 2.7894 | 0.59154 | 3 | 0.3809
73494 | 4.42 | 0.8 | 365 | 4.0423 | 0.10315 | 4 | 0.14544
73495 | 6.24 | 1 | 365 | 7.1334 | 0.29968 | 7 | 0.43313
73497 | 9.45 | 1 | 365 | 10.8031 | 0.65577 | 11 | 0.45882
73496 | 2.08 | 0.8 | 365 | 1.9023 | 0.81325 | 2 | 0.7155
71965 | 32.94 | 0.9 | 365 | 33.8907 | 0.93725 | 34 | 0.82796
72678 | 10.44 | 0.8 | 365 | 9.5478 | 0.13958 | 9 | 0.68742
35294 | 574.2 | 0.7 | 365 | 459.4898 | 0.092135 | 459 | 0.5819
58636 | 10.35 | 0.8 | 365 | 9.4655 | 0.97458 | 10 | 0.44011
54192 | 3.12 | 1 | 365 | 3.5667 | 0.14984 | 3 | 0.71656
55360 | 7.28 | 1 | 365 | 8.3224 | 0.68296 | 9 | 0.0053149
70307 | 10.07 | 0.8 | 365 | 9.2095 | 0.46126 | 9 | 0.67072
62901 | 100.8 | 0.7 | 365 | 80.6628 | 0.69642 | 81 | 0.35921
65243 | 53.6 | 0.7 | 365 | 42.8921 | 0.98143 | 43 | 0.87355
63058 | 345.05 | 0.7 | 365 | 276.118 | 0.50547 | 276 | 0.62345
73476 | 8.55 | 0.8 | 365 | 7.8194 | 0.67465 | 8 | 0.494
73501 | 6.825 | 0.8 | 365 | 6.2418 | 0.51222 | 6 | 0.75399
73379 | 10.4 | 0.8 | 365 | 9.5113 | 0.066245 | 9 | 0.5775
73507 | 3.64 | 0.8 | 365 | 3.3289 | 0.67319 | 4 | 0.002126
73510 | 3.6 | 0.8 | 365 | 3.2924 | 0.59985 | 3 | 0.89221
73513 | 6.93 | 0.8 | 365 | 6.3378 | 0.70472 | 7 | 0.042509
73515 | 8.4 | 0.8 | 365 | 7.6822 | 0.39966 | 8 | 0.081829
73517 | 1.8 | 0.8 | 365 | 1.6462 | 0.29993 | 1 | 0.94611
73363 | 7.65 | 0.8 | 365 | 6.9963 | 0.02469 | 7 | 0.020952
73520 | 10.725 | 0.8 | 365 | 9.8085 | 0.66207 | 10 | 0.47055
73410 | 12 | 0.8 | 365 | 10.9745 | 0.99951 | 11 | 0.97404
73521 | 9.15 | 0.8 | 365 | 8.3681 | 0.77463 | 9 | 0.14271
73522 | 13.2 | 0.8 | 365 | 12.072 | 0.19946 | 12 | 0.27145
73524 | 5.795 | 0.8 | 365 | 5.2998 | 0.62393 | 5 | 0.92371
73525 | 6.825 | 0.8 | 365 | 6.2418 | 0.51222 | 6 | 0.75399
73526 | 9.3 | 0.8 | 365 | 8.5053 | 0.049623 | 8 | 0.55488
73528 | 3.36 | 0.8 | 365 | 3.0729 | 0.15986 | 3 | 0.23273
73529 | 4.76 | 0.8 | 365 | 4.3532 | 0.72647 | 5 | 0.079703
73533 | 12.3 | 0.8 | 365 | 11.2489 | 0.5495 | 11 | 0.79839
73531 | 12.3 | 0.8 | 365 | 11.2489 | 0.5495 | 11 | 0.79839
73534 | 5.94 | 0.8 | 365 | 5.4324 | 0.88976 | 6 | 0.32215
73535 | 6.16 | 0.8 | 365 | 5.6336 | 0.29308 | 5 | 0.92667
73536 | 4.88 | 0.8 | 365 | 4.463 | 0.94647 | 5 | 0.40944
73537 | 6.05 | 0.8 | 365 | 5.533 | 0.091421 | 5 | 0.62441
50745 | 430.505 | 0.9 | 365 | 442.9302 | 0.89693 | 443 | 0.82717
73540 | 6.03 | 0.8 | 365 | 5.5147 | 0.054756 | 5 | 0.56946
73541 | 7.32 | 0.8 | 365 | 6.6945 | 0.4197 | 7 | 0.11417
73542 | 8.1 | 0.8 | 365 | 7.4078 | 0.84967 | 8 | 0.25748
73547 | 10.065 | 0.8 | 365 | 9.2049 | 0.45209 | 9 | 0.65698
73549 | 3.85 | 0.8 | 365 | 3.521 | 0.058177 | 3 | 0.57917
73552 | 8.1 | 0.8 | 365 | 7.4078 | 0.84967 | 8 | 0.25748
72124 | 8.84 | 0.8 | 365 | 8.0846 | 0.20631 | 8 | 0.29088
73557 | 6.1 | 0.8 | 365 | 5.5787 | 0.18309 | 5 | 0.7618
73559 | 7.68 | 0.8 | 365 | 7.0237 | 0.079689 | 7 | 0.10339
73561 | 8.625 | 0.8 | 365 | 7.8879 | 0.81215 | 8 | 0.70009
73563 | 10.965 | 0.8 | 365 | 10.028 | 0.10206 | 10 | 0.13003
73565 | 9.9 | 0.8 | 365 | 9.054 | 0.1496 | 9 | 0.20358
73566 | 9.1 | 0.8 | 365 | 8.3224 | 0.68296 | 9 | 0.0053149
73569 | 7.7 | 0.8 | 365 | 7.042 | 0.11635 | 7 | 0.15834
73568 | 9.9 | 0.8 | 365 | 9.054 | 0.1496 | 9 | 0.20358
73573 | 5.5 | 0.8 | 365 | 5.03 | 0.08311 | 5 | 0.1131
73571 | 8.235 | 0.8 | 365 | 7.5313 | 0.097166 | 7 | 0.62844
73575 | 4.05 | 0.8 | 365 | 3.7039 | 0.42484 | 4 | 0.12874
73576 | 8.7 | 0.8 | 365 | 7.9565 | 0.94965 | 8 | 0.90618
73580 | 4.32 | 0.8 | 365 | 3.9508 | 0.91982 | 4 | 0.87065
73581 | 7.25 | 0.8 | 365 | 6.6304 | 0.29137 | 6 | 0.92182
73586 | 3.3 | 0.8 | 365 | 3.018 | 0.049866 | 3 | 0.067861
73587 | 12.375 | 0.8 | 365 | 11.3175 | 0.687 | 12 | 0.0044804
73588 | 7.425 | 0.8 | 365 | 6.7905 | 0.6122 | 7 | 0.40269
73590 | 5.44 | 0.8 | 365 | 4.9751 | 0.97311 | 5 | 0.94823
73593 | 8.4 | 0.8 | 365 | 7.6822 | 0.39966 | 8 | 0.081829
73572 | 4.88 | 0.8 | 365 | 4.463 | 0.94647 | 5 | 0.40944
73603 | 7.28 | 0.8 | 365 | 6.6579 | 0.34637 | 7 | 0.0042519
73606 | 2.52 | 0.8 | 365 | 2.3047 | 0.6199 | 2 | 0.92455
73607 | 8.91 | 0.8 | 365 | 8.1486 | 0.33464 | 8 | 0.48323
73605 | 10.44 | 0.8 | 365 | 9.5478 | 0.13958 | 9 | 0.68742
73613 | 5.4 | 0.8 | 365 | 4.9385 | 0.89978 | 5 | 0.83832
73617 | 3.36 | 0.8 | 365 | 3.0729 | 0.15986 | 3 | 0.23273
73619 | 5.88 | 0.8 | 365 | 5.3775 | 0.77976 | 6 | 0.15728
73618 | 5.85 | 0.8 | 365 | 5.3501 | 0.72476 | 6 | 0.074845
72802 | 3.25 | 0.8 | 365 | 2.9723 | 0.9582 | 3 | 0.93047
73404 | 6.5 | 0.8 | 365 | 5.9445 | 0.9164 | 6 | 0.86094
73620 | 9.18 | 0.8 | 365 | 8.3955 | 0.82963 | 9 | 0.22514
73621 | 3.3 | 0.8 | 365 | 3.018 | 0.049866 | 3 | 0.067861
73623 | 11.59 | 0.8 | 365 | 10.5996 | 0.24786 | 10 | 0.84743
73624 | 5.88 | 0.8 | 365 | 5.3775 | 0.77976 | 6 | 0.15728
73626 | 10.26 | 0.8 | 365 | 9.3832 | 0.80958 | 10 | 0.19281
73627 | 8.835 | 0.8 | 365 | 8.08 | 0.19714 | 8 | 0.27714
73628 | 7.83 | 1 | 365 | 8.9511 | 0.94335 | 9 | 0.89445
73631 | 6.6 | 0.8 | 365 | 6.036 | 0.099732 | 6 | 0.13572
73632 | 8.4 | 0.8 | 365 | 7.6822 | 0.39966 | 8 | 0.081829
73532 | 5.415 | 0.8 | 365 | 4.9523 | 0.92728 | 5 | 0.87954
73633 | 4.27 | 0.8 | 365 | 3.9051 | 0.82816 | 4 | 0.73326
73635 | 3.9 | 0.8 | 365 | 3.5667 | 0.14984 | 3 | 0.71656
73636 | 7.28 | 0.8 | 365 | 6.6579 | 0.34637 | 7 | 0.0042519
73637 | 5.04 | 0.8 | 365 | 4.6093 | 0.2398 | 4 | 0.8491
73638 | 6.16 | 0.8 | 365 | 5.6336 | 0.29308 | 5 | 0.92667
73639 | 5.88 | 0.8 | 365 | 5.3775 | 0.77976 | 6 | 0.15728
73642 | 7.425 | 0.8 | 365 | 6.7905 | 0.6122 | 7 | 0.40269
73640 | 5.32 | 0.8 | 365 | 4.8654 | 0.75312 | 5 | 0.61849
73643 | 6.16 | 0.8 | 365 | 5.6336 | 0.29308 | 5 | 0.92667
73644 | 5.88 | 0.8 | 365 | 5.3775 | 0.77976 | 6 | 0.15728
73641 | 11.56 | 0.8 | 365 | 10.5721 | 0.19286 | 10 | 0.76499
73646 | 6.44 | 0.8 | 365 | 5.8897 | 0.80641 | 6 | 0.69607
73645 | 9.66 | 0.8 | 365 | 8.8345 | 0.70961 | 9 | 0.5441
73647 | 10.36 | 0.8 | 365 | 9.4747 | 0.99291 | 10 | 0.46759
73648 | 5.865 | 0.8 | 365 | 5.3638 | 0.75226 | 6 | 0.11606
50990 | 9.9 | 0.8 | 365 | 9.054 | 0.1496 | 9 | 0.20358
73654 | 3.2 | 0.8 | 365 | 2.9265 | 0.86654 | 3 | 0.79308
73657 | 5.22 | 0.8 | 365 | 4.7739 | 0.56979 | 5 | 0.34371
73658 | 12.15 | 0.8 | 365 | 11.1117 | 0.27451 | 11 | 0.38622
73661 | 9.715 | 0.8 | 365 | 8.8848 | 0.81044 | 9 | 0.69523
73662 | 11.55 | 0.8 | 365 | 10.563 | 0.17453 | 10 | 0.73752
73663 | 7.92 | 0.8 | 365 | 7.2432 | 0.51968 | 7 | 0.76287
73666 | 11.725 | 0.8 | 365 | 10.723 | 0.49536 | 11 | 0.21839
73668 | 9.36 | 0.8 | 365 | 8.5601 | 0.15962 | 8 | 0.71975
73669 | 13.8 | 0.8 | 365 | 12.6207 | 0.29944 | 12 | 0.92015
73670 | 9.715 | 0.8 | 365 | 8.8848 | 0.81044 | 9 | 0.69523
73671 | 8.54 | 0.8 | 365 | 7.8102 | 0.65632 | 8 | 0.46653
73672 | 7.59 | 0.8 | 365 | 6.9414 | 0.91469 | 7 | 0.85608
73673 | 9.6 | 0.8 | 365 | 8.7796 | 0.59961 | 9 | 0.37923
73674 | 5.565 | 0.8 | 365 | 5.0894 | 0.20227 | 5 | 0.29171
73677 | 6.555 | 0.8 | 365 | 5.9948 | 0.017234 | 6 | 0.01207
73678 | 6.72 | 0.8 | 365 | 6.1457 | 0.31973 | 6 | 0.46546
73679 | 6.12 | 0.8 | 365 | 5.597 | 0.21975 | 5 | 0.81676
73680 | 4.5 | 0.8 | 365 | 4.1154 | 0.24982 | 4 | 0.36527
73682 | 6.867 | 0.8 | 365 | 6.2802 | 0.58922 | 6 | 0.8694
73683 | 13.4 | 0.8 | 365 | 12.2549 | 0.56612 | 12 | 0.82101
73687 | 9.9 | 0.8 | 365 | 9.054 | 0.1496 | 9 | 0.20358
73667 | 8.12 | 0.8 | 365 | 7.4261 | 0.88634 | 8 | 0.31243
73689 | 3.08 | 0.8 | 365 | 2.8168 | 0.64654 | 3 | 0.46334
73690 | 5.88 | 0.8 | 365 | 5.3775 | 0.77976 | 6 | 0.15728
73691 | 5.32 | 0.8 | 365 | 4.8654 | 0.75312 | 5 | 0.61849
73692 | 3.08 | 0.8 | 365 | 2.8168 | 0.64654 | 3 | 0.46334
73287 | 8.96 | 0.8 | 365 | 8.1943 | 0.4263 | 8 | 0.62062
72789 | 4.14 | 0.8 | 365 | 3.7862 | 0.58983 | 4 | 0.37604
73288 | 8.96 | 0.8 | 365 | 8.1943 | 0.4263 | 8 | 0.62062
66640 | 11.18 | 1 | 365 | 12.7808 | 0.62027 | 13 | 0.40102
73695 | 5.6 | 0.8 | 365 | 5.1214 | 0.26644 | 5 | 0.38789
73696 | 6.44 | 0.8 | 365 | 5.8897 | 0.80641 | 6 | 0.69607
73700 | 5.04 | 0.8 | 365 | 4.6093 | 0.2398 | 4 | 0.8491
73701 | 10.56 | 0.8 | 365 | 9.6576 | 0.35957 | 10 | 0.017157
73703 | 7.56 | 0.8 | 365 | 6.914 | 0.85969 | 7 | 0.77365
73704 | 8.4 | 0.8 | 365 | 7.6822 | 0.39966 | 8 | 0.081829
73705 | 2.16 | 0.8 | 365 | 1.9754 | 0.95991 | 2 | 0.93533
73709 | 6.72 | 0.8 | 365 | 6.1457 | 0.31973 | 6 | 0.46546
73710 | 7.8 | 0.8 | 365 | 7.1334 | 0.29968 | 7 | 0.43313
73712 | 8.505 | 0.8 | 365 | 7.7782 | 0.59216 | 8 | 0.37035
73714 | 10.8 | 0.8 | 365 | 9.8771 | 0.79956 | 10 | 0.67664
73715 | 3.64 | 0.8 | 365 | 3.3289 | 0.67319 | 4 | 0.002126
73716 | 11.4 | 0.8 | 365 | 10.4258 | 0.89954 | 11 | 0.32534
73717 | 4.8 | 0.8 | 365 | 4.3898 | 0.79981 | 5 | 0.18962
73720 | 8.96 | 0.8 | 365 | 8.1943 | 0.4263 | 8 | 0.62062
73725 | 6.4 | 0.8 | 365 | 5.8531 | 0.73307 | 6 | 0.58616
73726 | 6.615 | 0.8 | 365 | 6.0497 | 0.12723 | 6 | 0.17694
73727 | 12 | 0.8 | 365 | 10.9745 | 0.99951 | 11 | 0.97404
59226 | 337.68 | 1 | 365 | 386.029 | 0.83289 | 386 | 0.86191
59230 | 313.56 | 0.9 | 365 | 322.61 | 0.7032 | 323 | 0.31317
59227 | 361.8 | 0.9 | 365 | 372.2423 | 0.196 | 372 | 0.43827
59880 | 6.54 | 0.8 | 365 | 5.9811 | 0.98973 | 6 | 0.97085
36754 | 1290.24 | 1 | 365 | 1474.9766 | 0.73463 | 1475 | 0.71119
73731 | 3.84 | 0.8 | 365 | 3.5118 | 0.039844 | 3 | 0.55169
73733 | 8.64 | 0.8 | 365 | 7.9017 | 0.83965 | 8 | 0.74131
73734 | 11.385 | 0.8 | 365 | 10.4121 | 0.87204 | 11 | 0.28412
73735 | 6.72 | 0.8 | 365 | 6.1457 | 0.31973 | 6 | 0.46546
73738 | 8.7 | 0.8 | 365 | 7.9565 | 0.94965 | 8 | 0.90618
73739 | 7.68 | 1 | 365 | 8.7796 | 0.59961 | 9 | 0.37923
73741 | 6.4 | 0.8 | 365 | 5.8531 | 0.73307 | 6 | 0.58616
73742 | 12 | 0.8 | 365 | 10.9745 | 0.99951 | 11 | 0.97404
73743 | 14.28 | 0.8 | 365 | 13.0597 | 0.17942 | 13 | 0.23911
73744 | 21.28 | 0.8 | 365 | 19.4615 | 0.012471 | 19 | 0.47397
73745 | 4.86 | 0.8 | 365 | 4.4447 | 0.9098 | 5 | 0.35449
63513 | 176.205 | 0.9 | 365 | 181.2906 | 0.41478 | 181 | 0.70541
73290 | 5.76 | 0.8 | 365 | 5.2678 | 0.55977 | 5 | 0.82754
72780 | 24.64 | 0.8 | 365 | 22.5344 | 0.17233 | 22 | 0.7067
73104 | 8.68 | 0.8 | 365 | 7.9382 | 0.91298 | 8 | 0.85122
72574 | 10.395 | 0.8 | 365 | 9.5067 | 0.057079 | 9 | 0.56376
73539 | 5.6 | 0.8 | 365 | 5.1214 | 0.26644 | 5 | 0.38789
73746 | 4.48 | 0.8 | 365 | 4.0972 | 0.21315 | 4 | 0.31031
73748 | 2.88 | 0.8 | 365 | 2.6339 | 0.27988 | 2 | 0.91377
73749 | 14.84 | 0.8 | 365 | 13.5718 | 0.20607 | 13 | 0.7779
73751 | 4.76 | 0.8 | 365 | 4.3532 | 0.72647 | 5 | 0.079703
73752 | 10.695 | 0.8 | 365 | 9.781 | 0.60707 | 10 | 0.38811
73753 | 7 | 0.8 | 365 | 6.4018 | 0.83305 | 7 | 0.23486
73755 | 4.48 | 0.8 | 365 | 4.0972 | 0.21315 | 4 | 0.31031
73756 | 7.28 | 0.8 | 365 | 6.6579 | 0.34637 | 7 | 0.0042519
65280 | 69.68 | 0.65 | 365 | 51.7769 | 0.79187 | 52 | 0.56878
73757 | 4.59 | 1 | 365 | 5.2472 | 0.51852 | 5 | 0.76571
73740 | 10.8 | 0.8 | 365 | 9.8771 | 0.79956 | 10 | 0.67664
72698 | 7.2 | 0.8 | 365 | 6.5847 | 0.19971 | 6 | 0.78442
73759 | 11.1 | 0.8 | 365 | 10.1514 | 0.34955 | 10 | 0.50099
73761 | 11.73 | 0.8 | 365 | 10.7276 | 0.50452 | 11 | 0.23213
73762 | 6.16 | 0.8 | 365 | 5.6336 | 0.29308 | 5 | 0.92667
73771 | 6.7 | 0.8 | 365 | 6.1274 | 0.28306 | 6 | 0.41051
73772 | 8.28 | 0.8 | 365 | 7.5724 | 0.17966 | 7 | 0.75209
73775 | 4.32 | 0.8 | 365 | 3.9508 | 0.91982 | 4 | 0.87065
72690 | 5.355 | 0.8 | 365 | 4.8974 | 0.81728 | 5 | 0.71467
73776 | 13.44 | 0.8 | 365 | 12.2915 | 0.63946 | 12 | 0.93093
73777 | 5.6 | 0.8 | 365 | 5.1214 | 0.26644 | 5 | 0.38789
73778 | 15 | 0.8 | 365 | 13.7182 | 0.49939 | 14 | 0.21755
73780 | 9.81 | 0.8 | 365 | 8.9717 | 0.9846 | 9 | 0.95628
73781 | 6.72 | 0.8 | 365 | 6.1457 | 0.31973 | 6 | 0.46546
73783 | 10.08 | 0.8 | 365 | 9.2186 | 0.47959 | 9 | 0.69819
73782 | 7.02 | 0.8 | 365 | 6.4201 | 0.86972 | 7 | 0.28981
73784 | 9.72 | 0.8 | 365 | 8.8894 | 0.81961 | 9 | 0.70897
73785 | 8.96 | 0.8 | 365 | 8.1943 | 0.4263 | 8 | 0.62062
73787 | 7.5 | 0.8 | 365 | 6.8591 | 0.7497 | 7 | 0.60878
73788 | 12.8 | 0.8 | 365 | 11.7062 | 0.46615 | 12 | 0.17231
73789 | 8.64 | 0.8 | 365 | 7.9017 | 0.83965 | 8 | 0.74131
73791 | 10.8 | 0.8 | 365 | 9.8771 | 0.79956 | 10 | 0.67664
73792 | 8.32 | 0.8 | 365 | 7.609 | 0.253 | 7 | 0.862
36583 | 345.312 | 0.9 | 365 | 355.2784 | 0.19025 | 355 | 0.46865
73764 | 6.05 | 0.8 | 365 | 5.533 | 0.091421 | 5 | 0.62441
73794 | 9.315 | 0.8 | 365 | 8.519 | 0.077122 | 8 | 0.5961
73766 | 5.7 | 0.8 | 365 | 5.2129 | 0.44977 | 5 | 0.66267
73795 | 8.54 | 0.8 | 365 | 7.8102 | 0.65632 | 8 | 0.46653
73767 | 6.54 | 0.8 | 365 | 5.9811 | 0.98973 | 6 | 0.97085
73796 | 9.156 | 0.8 | 365 | 8.3736 | 0.78563 | 9 | 0.15919
73768 | 11.4 | 0.8 | 365 | 10.4258 | 0.89954 | 11 | 0.32534
73798 | 7 | 0.8 | 365 | 6.4018 | 0.83305 | 7 | 0.23486
73769 | 5.886 | 0.8 | 365 | 5.383 | 0.79076 | 6 | 0.17377
73799 | 4.251 | 0.8 | 365 | 3.8877 | 0.79333 | 4 | 0.68105
73797 | 17.6 | 0.8 | 365 | 16.096 | 0.26595 | 16 | 0.36193
73800 | 4.485 | 0.8 | 365 | 4.1017 | 0.22232 | 4 | 0.32405
73801 | 23.1 | 0.8 | 365 | 21.126 | 0.34906 | 21 | 0.47503
73802 | 7.935 | 0.8 | 365 | 7.2569 | 0.54718 | 7 | 0.80409
73803 | 4.578 | 0.8 | 365 | 4.1868 | 0.39281 | 4 | 0.5796
73805 | 9.72 | 0.8 | 365 | 8.8894 | 0.81961 | 9 | 0.70897
73807 | 8.97 | 0.8 | 365 | 8.2035 | 0.44464 | 8 | 0.6481
73806 | 7.68 | 0.8 | 365 | 7.0237 | 0.079689 | 7 | 0.10339
73808 | 10.385 | 0.8 | 365 | 9.4975 | 0.038746 | 9 | 0.53629
73809 | 11.52 | 0.8 | 365 | 10.5355 | 0.11953 | 10 | 0.65508
73810 | 10.695 | 0.8 | 365 | 9.781 | 0.60707 | 10 | 0.38811
73811 | 7.521 | 0.8 | 365 | 6.8783 | 0.7882 | 7 | 0.66648
73812 | 11.34 | 0.8 | 365 | 10.3709 | 0.78954 | 11 | 0.16047
73813 | 4.83 | 0.8 | 365 | 4.4172 | 0.8548 | 5 | 0.27205
73814 | 8.32 | 0.8 | 365 | 7.609 | 0.253 | 7 | 0.862
73816 | 10.4 | 0.8 | 365 | 9.5113 | 0.066245 | 9 | 0.5775
73817 | 7.2 | 0.8 | 365 | 6.5847 | 0.19971 | 6 | 0.78442
73818 | 8.55 | 0.8 | 365 | 7.8194 | 0.67465 | 8 | 0.494
73821 | 11.16 | 0.8 | 365 | 10.2063 | 0.45955 | 10 | 0.66586
73820 | 8.28 | 0.8 | 365 | 7.5724 | 0.17966 | 7 | 0.75209
73822 | 9.72 | 0.8 | 365 | 8.8894 | 0.81961 | 9 | 0.70897
73823 | 10.56 | 0.8 | 365 | 9.6576 | 0.35957 | 10 | 0.017157
69184 | 4.725 | 0.8 | 365 | 4.3212 | 0.66231 | 4 | 0.98353
73825 | 8.829 | 0.8 | 365 | 8.0745 | 0.18614 | 8 | 0.26065
70728 | 4.68 | 0.8 | 365 | 4.2801 | 0.57981 | 4 | 0.85988
73826 | 3.6 | 0.8 | 365 | 3.2924 | 0.59985 | 3 | 0.89221
73827 | 9.156 | 0.8 | 365 | 8.3736 | 0.78563 | 9 | 0.15919
73830 | 2.7 | 0.8 | 365 | 2.4693 | 0.94989 | 3 | 0.41916
73831 | 4.16 | 0.8 | 365 | 3.8045 | 0.6265 | 4 | 0.431
71926 | 10.62 | 0.8 | 365 | 9.7125 | 0.46957 | 10 | 0.18203
71944 | 11.59 | 0.8 | 365 | 10.5996 | 0.24786 | 10 | 0.84743
71909 | 25.83 | 0.6 | 365 | 17.717 | 0.51546 | 18 | 0.23247
72784 | 6.54 | 1 | 365 | 7.4764 | 0.98717 | 8 | 0.46357
72798 | 9.92 | 0.8 | 365 | 9.0723 | 0.18626 | 9 | 0.25854
72750 | 10.2 | 0.8 | 365 | 9.3283 | 0.69959 | 10 | 0.027935
73832 | 6.12 | 0.8 | 365 | 5.597 | 0.21975 | 5 | 0.81676
72787 | 13.23 | 0.8 | 365 | 12.0994 | 0.25446 | 12 | 0.35388
72334 | 5.025 | 0.8 | 365 | 4.5956 | 0.2123 | 4 | 0.80788
73833 | 5.04 | 0.8 | 365 | 4.6093 | 0.2398 | 4 | 0.8491
72229 | 6.96 | 0.8 | 365 | 6.3652 | 0.75972 | 7 | 0.12494
72246 | 7.935 | 0.8 | 365 | 7.2569 | 0.54718 | 7 | 0.80409
73659 | 8.829 | 0.8 | 365 | 8.0745 | 0.18614 | 8 | 0.26065
73834 | 10.72 | 0.8 | 365 | 9.8039 | 0.6529 | 10 | 0.45681
73836 | 17.28 | 0.8 | 365 | 15.8033 | 0.6793 | 16 | 0.48262
71060 | 10.075 | 0.8 | 365 | 9.214 | 0.47042 | 9 | 0.68446
71096 | 6.825 | 0.8 | 365 | 6.2418 | 0.51222 | 6 | 0.75399
71084 | 5.2 | 0.8 | 365 | 4.7556 | 0.53312 | 5 | 0.28875
73713 | 5.4 | 0.8 | 365 | 4.9385 | 0.89978 | 5 | 0.83832
71141 | 8.775 | 0.8 | 365 | 8.0251 | 0.087144 | 8 | 0.11227
71159 | 13.325 | 0.8 | 365 | 12.1863 | 0.42863 | 12 | 0.61493
73838 | 9.3 | 0.8 | 365 | 8.5053 | 0.049623 | 8 | 0.55488
73839 | 8.64 | 0.8 | 365 | 7.9017 | 0.83965 | 8 | 0.74131
73843 | 6.6 | 0.8 | 365 | 6.036 | 0.099732 | 6 | 0.13572
73844 | 6.48 | 0.8 | 365 | 5.9262 | 0.87974 | 6 | 0.80598
73845 | 7.36 | 0.8 | 365 | 6.731 | 0.49304 | 7 | 0.22408
73846 | 19.2 | 0.8 | 365 | 17.5592 | 0.19922 | 17 | 0.75847
73847 | 9.24 | 0.8 | 365 | 8.4504 | 0.93963 | 9 | 0.39001
73848 | 8.1 | 0.8 | 365 | 7.4078 | 0.84967 | 8 | 0.25748
73851 | 5.94 | 0.8 | 365 | 5.4324 | 0.88976 | 6 | 0.32215
73852 | 10.35 | 0.8 | 365 | 9.4655 | 0.97458 | 10 | 0.44011
73754 | 12.42 | 0.8 | 365 | 11.3586 | 0.7695 | 12 | 0.12813
73855 | 6.5 | 0.8 | 365 | 5.9445 | 0.9164 | 6 | 0.86094
73857 | 4.2 | 0.8 | 365 | 3.8411 | 0.69983 | 4 | 0.54091
73858 | 2.32 | 0.8 | 365 | 2.1217 | 0.25324 | 2 | 0.37498
73859 | 9.36 | 0.8 | 365 | 8.5601 | 0.15962 | 8 | 0.71975
73860 | 6.72 | 0.8 | 365 | 6.1457 | 0.31973 | 6 | 0.46546
73736 | 3.99 | 0.8 | 365 | 3.649 | 0.31484 | 3 | 0.96387
73863 | 5.67 | 0.8 | 365 | 5.1855 | 0.39477 | 5 | 0.58023
73864 | 13.25 | 0.8 | 365 | 12.1177 | 0.29113 | 12 | 0.40884
73865 | 5.32 | 0.8 | 365 | 4.8654 | 0.75312 | 5 | 0.61849
73867 | 14.52 | 0.8 | 365 | 13.2792 | 0.61941 | 13 | 0.89859
73868 | 8.96 | 0.8 | 365 | 8.1943 | 0.4263 | 8 | 0.62062
73869 | 7.5 | 0.8 | 365 | 6.8591 | 0.7497 | 7 | 0.60878
73870 | 10.92 | 0.8 | 365 | 9.9868 | 0.019557 | 10 | 0.0063779
73872 | 6.4 | 0.8 | 365 | 5.8531 | 0.73307 | 6 | 0.58616
73873 | 3.51 | 0.8 | 365 | 3.21 | 0.43486 | 3 | 0.64491
73874 | 9.275 | 0.8 | 365 | 8.4824 | 0.0037907 | 8 | 0.48619
73875 | 5.94 | 0.8 | 365 | 5.4324 | 0.88976 | 6 | 0.32215
73876 | 7.68 | 0.8 | 365 | 7.0237 | 0.079689 | 7 | 0.10339
73879 | 7.2 | 0.8 | 365 | 6.5847 | 0.19971 | 6 | 0.78442
73881 | 9.12 | 0.8 | 365 | 8.3406 | 0.71963 | 9 | 0.060272
73880 | 7.82 | 0.8 | 365 | 7.1517 | 0.33635 | 7 | 0.48808
73884 | 5.52 | 0.8 | 365 | 5.0483 | 0.11978 | 5 | 0.16806
73885 | 7.8 | 0.8 | 365 | 7.1334 | 0.29968 | 7 | 0.43313
73889 | 8.19 | 0.8 | 365 | 7.4901 | 0.014668 | 7 | 0.50478
73890 | 11.16 | 0.8 | 365 | 10.2063 | 0.45955 | 10 | 0.66586
73891 | 9.075 | 0.8 | 365 | 8.2995 | 0.63713 | 8 | 0.93662
73887 | 11.2 | 0.8 | 365 | 10.2429 | 0.53288 | 10 | 0.77577
35073 | 108.5 | 0.9 | 365 | 111.6315 | 0.7763 | 112 | 0.40783
73894 | 3.71 | 0.8 | 365 | 3.393 | 0.80152 | 4 | 0.19447
37128 | 572.904 | 0.9 | 365 | 589.4392 | 0.58838 | 590 | 0.027531
37143 | 243.288 | 0.9 | 365 | 250.3098 | 0.77041 | 251 | 0.080184
73895 | 12.54 | 0.8 | 365 | 11.4684 | 0.98949 | 12 | 0.45787
73896 | 10.56 | 0.8 | 365 | 9.6576 | 0.35957 | 10 | 0.017157
73897 | 9.6 | 0.8 | 365 | 8.7796 | 0.59961 | 9 | 0.37923
73902 | 11.84 | 0.8 | 365 | 10.8282 | 0.70619 | 11 | 0.53439
73346 | 7.2 | 0.8 | 365 | 6.5847 | 0.19971 | 6 | 0.78442
73903 | 12.87 | 0.8 | 365 | 11.7702 | 0.59448 | 12 | 0.36466
73904 | 7.92 | 0.8 | 365 | 7.2432 | 0.51968 | 7 | 0.76287
73905 | 10.8 | 0.8 | 365 | 9.8771 | 0.79956 | 10 | 0.67664
73906 | 6.93 | 0.8 | 365 | 6.3378 | 0.70472 | 7 | 0.042509
73901 | 7.28 | 0.8 | 365 | 6.6579 | 0.34637 | 7 | 0.0042519
73908 | 2.4 | 0.8 | 365 | 2.1949 | 0.3999 | 2 | 0.59481
73915 | 6.9 | 0.8 | 365 | 6.3104 | 0.64972 | 6 | 0.96007
73916 | 9.75 | 0.8 | 365 | 8.9168 | 0.8746 | 9 | 0.79141
73025 | 5.13 | 0.8 | 365 | 4.6916 | 0.40479 | 5 | 0.096403
73919 | 3.3 | 0.8 | 365 | 3.018 | 0.049866 | 3 | 0.067861
73920 | 11.06 | 0.8 | 365 | 10.1149 | 0.27622 | 10 | 0.39108
72846 | 7.68 | 0.8 | 365 | 7.0237 | 0.079689 | 7 | 0.10339
73913 | 8.97 | 0.8 | 365 | 8.2035 | 0.44464 | 8 | 0.6481
73912 | 5.232 | 0.8 | 365 | 4.7849 | 0.59179 | 5 | 0.37668
73758 | 10.695 | 0.8 | 365 | 9.781 | 0.60707 | 10 | 0.38811
73824 | 7.59 | 0.8 | 365 | 6.9414 | 0.91469 | 7 | 0.85608
73922 | 10.26 | 0.8 | 365 | 9.3832 | 0.80958 | 10 | 0.19281
73923 | 4.48 | 0.8 | 365 | 4.0972 | 0.21315 | 4 | 0.31031
73721 | 11.2 | 0.8 | 365 | 10.2429 | 0.53288 | 10 | 0.77577
73925 | 11.48 | 0.8 | 365 | 10.499 | 0.046201 | 10 | 0.54517
73924 | 6.03 | 0.8 | 365 | 5.5147 | 0.054756 | 5 | 0.56946
73926 | 7.56 | 0.8 | 365 | 6.914 | 0.85969 | 7 | 0.77365
71610 | 12.675 | 0.8 | 365 | 11.5918 | 0.23699 | 11 | 0.82883
73927 | 3.36 | 0.8 | 365 | 3.0729 | 0.15986 | 3 | 0.23273
71748 | 11.375 | 0.8 | 365 | 10.4029 | 0.85371 | 11 | 0.25664
71728 | 5.2 | 0.8 | 365 | 4.7556 | 0.53312 | 5 | 0.28875
71603 | 4.2 | 0.8 | 365 | 3.8411 | 0.69983 | 4 | 0.54091
71607 | 4.5 | 0.8 | 365 | 4.1154 | 0.24982 | 4 | 0.36527
71558 | 5.1 | 0.8 | 365 | 4.6642 | 0.34979 | 5 | 0.013968
71559 | 6.175 | 0.8 | 365 | 5.6473 | 0.32058 | 5 | 0.96789
71537 | 6.5 | 0.8 | 365 | 5.9445 | 0.9164 | 6 | 0.86094
73928 | 2.8 | 0.8 | 365 | 2.5607 | 0.13322 | 2 | 0.69394
73929 | 6.72 | 0.8 | 365 | 6.1457 | 0.31973 | 6 | 0.46546
71411 | 5.525 | 0.8 | 365 | 5.0529 | 0.12894 | 5 | 0.1818
43975 | 12.76 | 0.8 | 365 | 11.6696 | 0.39282 | 12 | 0.062398
73931 | 5.32 | 0.8 | 365 | 4.8654 | 0.75312 | 5 | 0.61849
73932 | 10.08 | 0.8 | 365 | 9.2186 | 0.47959 | 9 | 0.69819
73933 | 2.24 | 0.8 | 365 | 2.0486 | 0.10658 | 2 | 0.15515
73829 | 5.61 | 1 | 365 | 6.4132 | 0.85597 | 7 | 0.26921
34756 | 264.44 | 0.9 | 365 | 272.0723 | 0.39544 | 272 | 0.46771
34746 | 52.8 | 0.9 | 365 | 54.3239 | 0.89759 | 55 | 0.22151
34834 | 1551.25 | 0.9 | 365 | 1596.0222 | 0.38239 | 1596 | 0.40457
64307 | 167.3 | 0.7 | 365 | 133.8778 | 0.37115 | 134 | 0.24896
32891 | 1390.04 | 1 | 365 | 1589.0659 | 0.4379 | 1589 | 0.50383
48337 | 1232.91 | 1 | 365 | 1409.4381 | 0.35628 | 1409 | 0.79434
48351 | 832.14 | 1 | 365 | 951.2858 | 0.94534 | 952 | 0.23114
4002 | 2494.8 | 0.9 | 365 | 2566.8049 | 0.41124 | 2567 | 0.21615
32506 | 646.38 | 0.8 | 365 | 591.143 | 0.0038001 | 591 | 0.14675
26203 | 645.12 | 1 | 365 | 737.4883 | 0.36731 | 737 | 0.8556
26330 | 645.12 | 1 | 365 | 737.4883 | 0.36731 | 737 | 0.8556
26333 | 645.12 | 1 | 365 | 737.4883 | 0.36731 | 737 | 0.8556
32894 | 695.02 | 1 | 365 | 794.533 | 0.71895 | 795 | 0.25192
61241 | 493.68 | 0.9 | 365 | 507.9286 | 0.19249 | 508 | 0.12108
64034 | 518.32 | 0.9 | 365 | 533.2798 | 0.011365 | 533 | 0.29112
37135 | 400.248 | 0.9 | 365 | 411.8 | 0.49325 | 412 | 0.29321
26187 | 472.32 | 1 | 365 | 539.9468 | 0.37607 | 540 | 0.32285
34630 | 300.82 | 0.9 | 365 | 309.5023 | 0.42753 | 309 | 0.9298
64965 | 135 | 0.7 | 365 | 108.0305 | 0.55771 | 108 | 0.58822
65231 | 50.25 | 0.7 | 365 | 40.2114 | 0.60759 | 40 | 0.81895
5089 | 4475.25 | 1 | 365 | 5116.0163 | 0.5545 | 5116 | 0.5708
59221 | 661.96 | 1 | 365 | 756.7394 | 0.95813 | 757 | 0.69756
34701 | 1400.58 | 1 | 365 | 1601.115 | 0.59154 | 1601 | 0.70658
73773 | 7.15 | 0.8 | 365 | 6.539 | 0.10804 | 6 | 0.64703
73900 | 5.32 | 0.8 | 365 | 4.8654 | 0.75312 | 5 | 0.61849
73790 | 3.15 | 0.8 | 365 | 2.8808 | 0.77487 | 3 | 0.65569
73819 | 6 | 0.8 | 365 | 5.4873 | 0.99976 | 6 | 0.48702
73664 | 8.125 | 0.8 | 365 | 7.4307 | 0.8955 | 8 | 0.32617
73871 | 6.6 | 0.8 | 365 | 6.036 | 0.099732 | 6 | 0.13572
73893 | 5.28 | 0.8 | 365 | 4.8288 | 0.67979 | 5 | 0.50858
73882 | 5.7 | 0.8 | 365 | 5.2129 | 0.44977 | 5 | 0.66267
63702 | 579.15 | 0.65 | 365 | 430.3473 | 0.67311 | 431 | 0.020367
73702 | 3.05 | 0.8 | 365 | 2.7894 | 0.59154 | 3 | 0.3809
73447 | 5.04 | 0.8 | 365 | 4.6093 | 0.2398 | 4 | 0.8491
73407 | 13.5 | 0.8 | 365 | 12.3463 | 0.74945 | 13 | 0.095797
73724 | 12.753 | 0.8 | 365 | 11.6632 | 0.37998 | 12 | 0.043163
73431 | 6.16 | 0.8 | 365 | 5.6336 | 0.29308 | 5 | 0.92667
73493 | 7.2 | 0.8 | 365 | 6.5847 | 0.19971 | 6 | 0.78442
73698 | 7.65 | 1 | 365 | 8.7453 | 0.53086 | 9 | 0.27619
73730 | 10.395 | 0.8 | 365 | 9.5067 | 0.057079 | 9 | 0.56376
73460 | 6.875 | 0.8 | 365 | 6.2875 | 0.60389 | 6 | 0.89138
73527 | 7.2 | 0.8 | 365 | 6.5847 | 0.19971 | 6 | 0.78442
73625 | 9.975 | 0.8 | 365 | 9.1226 | 0.2871 | 9 | 0.40967
73629 | 9.69 | 0.8 | 365 | 8.8619 | 0.76461 | 9 | 0.62654
73630 | 7.125 | 0.8 | 365 | 6.5161 | 0.062211 | 6 | 0.57834
67369 | 12.88 | 1 | 365 | 14.7242 | 0.51601 | 15 | 0.24017
71025 | 10.725 | 0.8 | 365 | 9.8085 | 0.66207 | 10 | 0.47055
72358 | 9.1 | 0.8 | 365 | 8.3224 | 0.68296 | 9 | 0.0053149
73936 | 2.24 | 0.8 | 365 | 2.0486 | 0.10658 | 2 | 0.15515
73937 | 2.8 | 0.8 | 365 | 2.5607 | 0.13322 | 2 | 0.69394
73907 | 8.505 | 0.8 | 365 | 7.7782 | 0.59216 | 8 | 0.37035
73941 | 3.64 | 0.8 | 365 | 3.3289 | 0.67319 | 4 | 0.002126
67488 | 10.92 | 1 | 365 | 12.4835 | 0.024447 | 12 | 0.50797
73898 | 7.36 | 0.8 | 365 | 6.731 | 0.49304 | 7 | 0.22408
73944 | 2.24 | 0.8 | 365 | 2.0486 | 0.10658 | 2 | 0.15515
73946 | 3.92 | 0.8 | 365 | 3.585 | 0.18651 | 3 | 0.77152
72669 | 8.505 | 0.8 | 365 | 7.7782 | 0.59216 | 8 | 0.37035
73952 | 5.13 | 1 | 365 | 5.8645 | 0.75599 | 6 | 0.6205
72621 | 6.72 | 0.8 | 365 | 6.1457 | 0.31973 | 6 | 0.46546
73697 | 8.58 | 0.8 | 365 | 7.8468 | 0.72965 | 8 | 0.57644
73608 | 4.48 | 0.8 | 365 | 4.0972 | 0.21315 | 4 | 0.31031
73956 | 7.695 | 0.8 | 365 | 7.0374 | 0.10719 | 7 | 0.1446
72964 | 4.8 | 0.8 | 365 | 4.3898 | 0.79981 | 5 | 0.18962
73958 | 8.04 | 0.8 | 365 | 7.3529 | 0.73967 | 8 | 0.092608
73964 | 3.64 | 0.8 | 365 | 3.3289 | 0.67319 | 4 | 0.002126
71713 | 13.68 | 0.8 | 365 | 12.511 | 0.079446 | 12 | 0.59041
73959 | 7.56 | 0.8 | 365 | 6.914 | 0.85969 | 7 | 0.77365
73970 | 9.88 | 0.8 | 365 | 9.0357 | 0.11293 | 9 | 0.14863
73968 | 8.28 | 0.8 | 365 | 7.5724 | 0.17966 | 7 | 0.75209
73974 | 9.405 | 0.8 | 365 | 8.6013 | 0.24212 | 8 | 0.84341
73976 | 7 | 0.8 | 365 | 6.4018 | 0.83305 | 7 | 0.23486
73978 | 6 | 0.8 | 365 | 5.4873 | 0.99976 | 6 | 0.48702
73034 | 10.395 | 0.8 | 365 | 9.5067 | 0.057079 | 9 | 0.56376
73979 | 7.2 | 0.8 | 365 | 6.5847 | 0.19971 | 6 | 0.78442
73763 | 7.93 | 0.8 | 365 | 7.2523 | 0.53801 | 7 | 0.79035
71321 | 3.9 | 0.8 | 365 | 3.5667 | 0.14984 | 3 | 0.71656
73980 | 6.16 | 0.8 | 365 | 5.6336 | 0.29308 | 5 | 0.92667
73961 | 9.28 | 1 | 365 | 10.6087 | 0.2662 | 10 | 0.87491
73982 | 5.28 | 0.8 | 365 | 4.8288 | 0.67979 | 5 | 0.50858
73962 | 10.83 | 0.8 | 365 | 9.9045 | 0.85456 | 10 | 0.75907
73983 | 7.26 | 0.8 | 365 | 6.6396 | 0.30971 | 6 | 0.9493
73965 | 13.395 | 1 | 365 | 15.3129 | 0.6962 | 16 | 0.0090924
73947 | 12.76 | 1 | 365 | 14.587 | 0.24102 | 14 | 0.828
73516 | 4.8 | 0.8 | 365 | 4.3898 | 0.79981 | 5 | 0.18962
72771 | 8.97 | 0.8 | 365 | 8.2035 | 0.44464 | 8 | 0.6481
73985 | 9.18 | 0.8 | 365 | 8.3955 | 0.82963 | 9 | 0.22514
72769 | 6.67 | 0.8 | 365 | 6.1 | 0.22806 | 6 | 0.32807
73986 | 6.6 | 0.8 | 365 | 6.036 | 0.099732 | 6 | 0.13572
72047 | 10.72 | 0.8 | 365 | 9.8039 | 0.6529 | 10 | 0.45681
72046 | 9.483 | 0.8 | 365 | 8.6726 | 0.38512 | 9 | 0.057736
73988 | 9.15 | 0.8 | 365 | 8.3681 | 0.77463 | 9 | 0.14271
73991 | 6.72 | 0.8 | 365 | 6.1457 | 0.31973 | 6 | 0.46546
73992 | 6.555 | 0.8 | 365 | 5.9948 | 0.017234 | 6 | 0.01207
73993 | 4.48 | 0.8 | 365 | 4.0972 | 0.21315 | 4 | 0.31031
73994 | 7.56 | 0.8 | 365 | 6.914 | 0.85969 | 7 | 0.77365
73995 | 5.32 | 0.8 | 365 | 4.8654 | 0.75312 | 5 | 0.61849
73996 | 3.36 | 0.8 | 365 | 3.0729 | 0.15986 | 3 | 0.23273
73997 | 5.04 | 0.8 | 365 | 4.6093 | 0.2398 | 4 | 0.8491
73998 | 8.4 | 0.8 | 365 | 7.6822 | 0.39966 | 8 | 0.081829
74000 | 12.32 | 0.8 | 365 | 11.2672 | 0.58617 | 11 | 0.85335
74001 | 5.6 | 0.8 | 365 | 5.1214 | 0.26644 | 5 | 0.38789
74002 | 5.04 | 0.8 | 365 | 4.6093 | 0.2398 | 4 | 0.8491
74007 | 4.56 | 0.8 | 365 | 4.1703 | 0.35982 | 4 | 0.53014
74008 | 6.27 | 0.8 | 365 | 5.7342 | 0.49475 | 6 | 0.22894
74009 | 9.75 | 0.8 | 365 | 8.9168 | 0.8746 | 9 | 0.79141
74012 | 5.88 | 0.8 | 365 | 5.3775 | 0.77976 | 6 | 0.15728
74011 | 15.84 | 0.8 | 365 | 14.4864 | 0.039358 | 14 | 0.52573
74013 | 6.12 | 0.8 | 365 | 5.597 | 0.21975 | 5 | 0.81676
74014 | 3.92 | 0.8 | 365 | 3.585 | 0.18651 | 3 | 0.77152
74015 | 7.84 | 0.8 | 365 | 7.17 | 0.37302 | 7 | 0.54304
74016 | 6.44 | 0.8 | 365 | 5.8897 | 0.80641 | 6 | 0.69607
74017 | 11.2 | 0.8 | 365 | 10.2429 | 0.53288 | 10 | 0.77577
74018 | 7 | 0.8 | 365 | 6.4018 | 0.83305 | 7 | 0.23486
74019 | 5.13 | 0.8 | 365 | 4.6916 | 0.40479 | 5 | 0.096403
74022 | 6.325 | 0.8 | 365 | 5.7845 | 0.59558 | 6 | 0.38007
74023 | 8.7 | 0.8 | 365 | 7.9565 | 0.94965 | 8 | 0.90618
74029 | 6.63 | 0.8 | 365 | 6.0634 | 0.15473 | 6 | 0.21816
74027 | 3 | 0.8 | 365 | 2.7436 | 0.49988 | 3 | 0.24351
74030 | 6.555 | 0.8 | 365 | 5.9948 | 0.017234 | 6 | 0.01207
74034 | 3.25 | 0.8 | 365 | 2.9723 | 0.9582 | 3 | 0.93047
74036 | 12 | 0.8 | 365 | 10.9745 | 0.99951 | 11 | 0.97404
74037 | 4.2 | 0.8 | 365 | 3.8411 | 0.69983 | 4 | 0.54091
74039 | 11.02 | 0.8 | 365 | 10.0783 | 0.20289 | 10 | 0.28116
74040 | 5.22 | 0.8 | 365 | 4.7739 | 0.56979 | 5 | 0.34371
74041 | 9.57 | 0.8 | 365 | 8.7522 | 0.54461 | 9 | 0.2968
74042 | 7.84 | 0.8 | 365 | 7.17 | 0.37302 | 7 | 0.54304
74046 | 5.7 | 0.8 | 365 | 5.2129 | 0.44977 | 5 | 0.66267
74049 | 5.88 | 0.8 | 365 | 5.3775 | 0.77976 | 6 | 0.15728
64283 | 195.3 | 0.9 | 365 | 200.9367 | 0.79734 | 201 | 0.73409
48589 | 102.06 | 0.9 | 365 | 105.0057 | 0.4941 | 105 | 0.49975
74055 | 3.08 | 0.8 | 365 | 2.8168 | 0.64654 | 3 | 0.46334
74052 | 4.5 | 0.8 | 365 | 4.1154 | 0.24982 | 4 | 0.36527
74056 | 11.4 | 0.8 | 365 | 10.4258 | 0.89954 | 11 | 0.32534
73949 | 9.975 | 1 | 365 | 11.4032 | 0.85887 | 12 | 0.26209
74057 | 7.475 | 0.8 | 365 | 6.8362 | 0.70386 | 7 | 0.54008
73282 | 6.7 | 0.8 | 365 | 6.1274 | 0.28306 | 6 | 0.41051
73943 | 6.24 | 1 | 365 | 7.1334 | 0.29968 | 7 | 0.43313
74043 | 5.8 | 0.8 | 365 | 5.3044 | 0.6331 | 5 | 0.93745
74058 | 8.45 | 0.8 | 365 | 7.7279 | 0.49132 | 8 | 0.21922
73954 | 5.4 | 0.8 | 365 | 4.9385 | 0.89978 | 5 | 0.83832
73921 | 10.4 | 0.8 | 365 | 9.5113 | 0.066245 | 9 | 0.5775
26554 | 1389.96 | 1 | 365 | 1588.9745 | 0.25458 | 1589 | 0.22905
27094 | 1389.96 | 1 | 365 | 1588.9745 | 0.25458 | 1589 | 0.22905
33487 | 730.17 | 0.9 | 365 | 751.2442 | 0.94233 | 752 | 0.1865
64898 | 474.95 | 0.7 | 365 | 380.0673 | 0.88211 | 380 | 0.94945
44256 | 63 | 1 | 365 | 72.0203 | 0.37181 | 72 | 0.39215
74060 | 12.6 | 0.8 | 365 | 11.5233 | 0.099489 | 11 | 0.62274
74061 | 4.5 | 0.8 | 365 | 4.1154 | 0.24982 | 4 | 0.36527
74064 | 5.4 | 0.8 | 365 | 4.9385 | 0.89978 | 5 | 0.83832
74065 | 7.035 | 0.8 | 365 | 6.4338 | 0.89721 | 7 | 0.33103
74066 | 6.615 | 0.8 | 365 | 6.0497 | 0.12723 | 6 | 0.17694
74067 | 9.57 | 0.8 | 365 | 8.7522 | 0.54461 | 9 | 0.2968
74070 | 9.92 | 0.8 | 365 | 9.0723 | 0.18626 | 9 | 0.25854
74071 | 13.16 | 0.8 | 365 | 12.0354 | 0.12613 | 12 | 0.16153
74072 | 10.385 | 0.8 | 365 | 9.4975 | 0.038746 | 9 | 0.53629
74073 | 8.71 | 0.8 | 365 | 7.9657 | 0.96798 | 8 | 0.93366
74077 | 6.6 | 0.8 | 365 | 6.036 | 0.099732 | 6 | 0.13572
74080 | 3.9 | 0.8 | 365 | 3.5667 | 0.14984 | 3 | 0.71656
74081 | 4.76 | 0.8 | 365 | 4.3532 | 0.72647 | 5 | 0.079703
74083 | 4.2 | 0.8 | 365 | 3.8411 | 0.69983 | 4 | 0.54091
74086 | 4.2 | 0.8 | 365 | 3.8411 | 0.69983 | 4 | 0.54091
74089 | 4.48 | 0.8 | 365 | 4.0972 | 0.21315 | 4 | 0.31031
74090 | 7.56 | 0.8 | 365 | 6.914 | 0.85969 | 7 | 0.77365
74091 | 6.72 | 0.8 | 365 | 6.1457 | 0.31973 | 6 | 0.46546
74092 | 4.2 | 0.8 | 365 | 3.8411 | 0.69983 | 4 | 0.54091
74024 | 5.355 | 0.8 | 365 | 4.8974 | 0.81728 | 5 | 0.71467
73966 | 10.56 | 0.8 | 365 | 9.6576 | 0.35957 | 10 | 0.017157
73967 | 7.26 | 0.8 | 365 | 6.6396 | 0.30971 | 6 | 0.9493
73971 | 9.24 | 0.8 | 365 | 8.4504 | 0.93963 | 9 | 0.39001
73338 | 7.56 | 0.8 | 365 | 6.914 | 0.85969 | 7 | 0.77365
74075 | 5.12 | 0.8 | 365 | 4.6825 | 0.38646 | 5 | 0.068924
73969 | 6 | 0.8 | 365 | 5.4873 | 0.99976 | 6 | 0.48702
73981 | 6 | 0.8 | 365 | 5.4873 | 0.99976 | 6 | 0.48702
73989 | 7.56 | 0.8 | 365 | 6.914 | 0.85969 | 7 | 0.77365
74078 | 12.69 | 0.8 | 365 | 11.6056 | 0.26449 | 11 | 0.87005
73939 | 9 | 0.8 | 365 | 8.2309 | 0.49964 | 8 | 0.73053
73945 | 4.8 | 1 | 365 | 5.4873 | 0.99976 | 6 | 0.48702
73960 | 9.86 | 0.8 | 365 | 9.0174 | 0.076267 | 9 | 0.093671
73578 | 5.2 | 1 | 365 | 5.9445 | 0.9164 | 6 | 0.86094
73837 | 9.99 | 1 | 365 | 11.4204 | 0.89324 | 12 | 0.31361
74273 | 4.48 | 0.8 | 365 | 4.0972 | 0.21315 | 4 | 0.31031
74093 | 6.72 | 0.8 | 365 | 6.1457 | 0.31973 | 6 | 0.46546
71897 | 10.075 | 0.8 | 365 | 9.214 | 0.47042 | 9 | 0.68446
74094 | 8.12 | 0.8 | 365 | 7.4261 | 0.88634 | 8 | 0.31243
74095 | 2.8 | 0.8 | 365 | 2.5607 | 0.13322 | 2 | 0.69394
74096 | 5.32 | 0.8 | 365 | 4.8654 | 0.75312 | 5 | 0.61849
74097 | 7.02 | 0.8 | 365 | 6.4201 | 0.86972 | 7 | 0.28981
74100 | 14.84 | 0.8 | 365 | 13.5718 | 0.20607 | 13 | 0.7779
74084 | 4.2 | 0.8 | 365 | 3.8411 | 0.69983 | 4 | 0.54091
74102 | 5.6 | 0.8 | 365 | 5.1214 | 0.26644 | 5 | 0.38789
74103 | 12.04 | 0.8 | 365 | 11.0111 | 0.072845 | 11 | 0.083955
74104 | 13 | 0.8 | 365 | 11.8891 | 0.83281 | 12 | 0.72188
73955 | 11.31 | 0.8 | 365 | 10.3435 | 0.73454 | 11 | 0.078034
74106 | 3.08 | 0.8 | 365 | 2.8168 | 0.64654 | 3 | 0.46334
74110 | 8.1 | 0.8 | 365 | 7.4078 | 0.84967 | 8 | 0.25748
74107 | 4.2 | 0.8 | 365 | 3.8411 | 0.69983 | 4 | 0.54091
74112 | 6.6 | 0.8 | 365 | 6.036 | 0.099732 | 6 | 0.13572
73473 | 4.48 | 0.8 | 365 | 4.0972 | 0.21315 | 4 | 0.31031
74113 | 5.2 | 0.8 | 365 | 4.7556 | 0.53312 | 5 | 0.28875
74111 | 4.64 | 0.8 | 365 | 4.2435 | 0.50648 | 4 | 0.74996
74115 | 5.7 | 0.8 | 365 | 5.2129 | 0.44977 | 5 | 0.66267
74116 | 6.5 | 0.8 | 365 | 5.9445 | 0.9164 | 6 | 0.86094
74121 | 5.7 | 0.8 | 365 | 5.2129 | 0.44977 | 5 | 0.66267
74122 | 2.4 | 0.8 | 365 | 2.1949 | 0.3999 | 2 | 0.59481
74124 | 7.8 | 0.8 | 365 | 7.1334 | 0.29968 | 7 | 0.43313
74125 | 10.4 | 0.8 | 365 | 9.5113 | 0.066245 | 9 | 0.5775
74128 | 12.915 | 0.8 | 365 | 11.8113 | 0.67698 | 12 | 0.48831
74127 | 3.705 | 0.8 | 365 | 3.3884 | 0.79235 | 4 | 0.18074
74129 | 4.56 | 0.8 | 365 | 4.1703 | 0.35982 | 4 | 0.53014
74130 | 6.175 | 0.8 | 365 | 5.6473 | 0.32058 | 5 | 0.96789
74131 | 11.1 | 0.8 | 365 | 10.1514 | 0.34955 | 10 | 0.50099
74132 | 8.7 | 0.8 | 365 | 7.9565 | 0.94965 | 8 | 0.90618
74137 | 7.56 | 0.8 | 365 | 6.914 | 0.85969 | 7 | 0.77365
74139 | 7.56 | 0.8 | 365 | 6.914 | 0.85969 | 7 | 0.77365
74141 | 2.52 | 0.8 | 365 | 2.3047 | 0.6199 | 2 | 0.92455
74142 | 3.36 | 0.8 | 365 | 3.0729 | 0.15986 | 3 | 0.23273
73509 | 3.92 | 0.8 | 365 | 3.585 | 0.18651 | 3 | 0.77152
73591 | 4.48 | 0.8 | 365 | 4.0972 | 0.21315 | 4 | 0.31031
74138 | 10.4 | 0.8 | 365 | 9.5113 | 0.066245 | 9 | 0.5775
74147 | 3.9 | 0.8 | 365 | 3.5667 | 0.14984 | 3 | 0.71656
74148 | 13 | 0.8 | 365 | 11.8891 | 0.83281 | 12 | 0.72188
73615 | 8.12 | 0.8 | 365 | 7.4261 | 0.88634 | 8 | 0.31243
74149 | 6 | 0.8 | 365 | 5.4873 | 0.99976 | 6 | 0.48702
73597 | 6.44 | 0.8 | 365 | 5.8897 | 0.80641 | 6 | 0.69607
73477 | 11.48 | 0.8 | 365 | 10.499 | 0.046201 | 10 | 0.54517
74153 | 8.4 | 0.8 | 365 | 7.6822 | 0.39966 | 8 | 0.081829
73594 | 4.2 | 0.8 | 365 | 3.8411 | 0.69983 | 4 | 0.54091
74155 | 3.92 | 0.8 | 365 | 3.585 | 0.18651 | 3 | 0.77152
74146 | 10.2 | 0.8 | 365 | 9.3283 | 0.69959 | 10 | 0.027935
73545 | 3.08 | 0.8 | 365 | 2.8168 | 0.64654 | 3 | 0.46334
74157 | 11.4 | 0.8 | 365 | 10.4258 | 0.89954 | 11 | 0.32534
74160 | 4.16 | 0.8 | 365 | 3.8045 | 0.6265 | 4 | 0.431
74161 | 5.4 | 0.8 | 365 | 4.9385 | 0.89978 | 5 | 0.83832
74163 | 11.7 | 0.8 | 365 | 10.7002 | 0.44953 | 11 | 0.14969
74164 | 7.2 | 0.8 | 365 | 6.5847 | 0.19971 | 6 | 0.78442
74162 | 11.1 | 0.8 | 365 | 10.1514 | 0.34955 | 10 | 0.50099
74165 | 7.5 | 0.8 | 365 | 6.8591 | 0.7497 | 7 | 0.60878
74166 | 8.28 | 0.8 | 365 | 7.5724 | 0.17966 | 7 | 0.75209
74168 | 9.44 | 0.8 | 365 | 8.6333 | 0.30628 | 8 | 0.93958
73506 | 2.24 | 0.8 | 365 | 2.0486 | 0.10658 | 2 | 0.15515
73499 | 5.6 | 0.8 | 365 | 5.1214 | 0.26644 | 5 | 0.38789
73498 | 3.64 | 0.8 | 365 | 3.3289 | 0.67319 | 4 | 0.002126
73602 | 2.24 | 0.8 | 365 | 2.0486 | 0.10658 | 2 | 0.15515
73508 | 2.24 | 0.8 | 365 | 2.0486 | 0.10658 | 2 | 0.15515
73558 | 9.52 | 0.8 | 365 | 8.7065 | 0.45295 | 9 | 0.15941
73596 | 8.12 | 0.8 | 365 | 7.4261 | 0.88634 | 8 | 0.31243
74133 | 9.24 | 0.8 | 365 | 8.4504 | 0.93963 | 9 | 0.39001
72987 | 9.28 | 0.8 | 365 | 8.487 | 0.012957 | 8 | 0.49993
73500 | 4.2 | 0.8 | 365 | 3.8411 | 0.69983 | 4 | 0.54091
74176 | 14.4 | 0.8 | 365 | 13.1694 | 0.39942 | 13 | 0.56885
74178 | 10.2 | 0.8 | 365 | 9.3283 | 0.69959 | 10 | 0.027935
73688 | 10.2 | 0.8 | 365 | 9.3283 | 0.69959 | 10 | 0.027935
74182 | 6.12 | 1 | 365 | 6.9963 | 0.02469 | 7 | 0.020952
73554 | 9.24 | 0.8 | 365 | 8.4504 | 0.93963 | 9 | 0.39001
73599 | 4.2 | 0.8 | 365 | 3.8411 | 0.69983 | 4 | 0.54091
74183 | 9.99 | 0.8 | 365 | 9.1363 | 0.3146 | 9 | 0.45089
74185 | 3.3 | 0.8 | 365 | 3.018 | 0.049866 | 3 | 0.067861
73585 | 7 | 0.8 | 365 | 6.4018 | 0.83305 | 7 | 0.23486
74187 | 7.8 | 0.8 | 365 | 7.1334 | 0.29968 | 7 | 0.43313
73551 | 5.04 | 0.8 | 365 | 4.6093 | 0.2398 | 4 | 0.8491
74188 | 10.8 | 0.8 | 365 | 9.8771 | 0.79956 | 10 | 0.67664
73616 | 6.16 | 0.8 | 365 | 5.6336 | 0.29308 | 5 | 0.92667
74189 | 11.655 | 0.8 | 365 | 10.659 | 0.36703 | 11 | 0.026038
74190 | 5.28 | 0.8 | 365 | 4.8288 | 0.67979 | 5 | 0.50858
74191 | 10.395 | 0.8 | 365 | 9.5067 | 0.057079 | 9 | 0.56376
74192 | 12.88 | 0.8 | 365 | 11.7793 | 0.61281 | 12 | 0.39214
74193 | 7.15 | 0.8 | 365 | 6.539 | 0.10804 | 6 | 0.64703
74196 | 8.235 | 0.8 | 365 | 7.5313 | 0.097166 | 7 | 0.62844
74200 | 4.68 | 0.8 | 365 | 4.2801 | 0.57981 | 4 | 0.85988
74201 | 5.985 | 0.8 | 365 | 5.4735 | 0.97226 | 6 | 0.4458
74202 | 11.97 | 0.8 | 365 | 10.9471 | 0.94451 | 11 | 0.89161
74203 | 4.275 | 0.8 | 365 | 3.9097 | 0.83733 | 4 | 0.747
74204 | 8.96 | 0.8 | 365 | 8.1943 | 0.4263 | 8 | 0.62062
73911 | 10.64 | 0.8 | 365 | 9.7307 | 0.50624 | 10 | 0.23698
74208 | 7.56 | 0.8 | 365 | 6.914 | 0.85969 | 7 | 0.77365
74209 | 11.725 | 0.8 | 365 | 10.723 | 0.49536 | 11 | 0.21839
74210 | 13.2 | 0.8 | 365 | 12.072 | 0.19946 | 12 | 0.27145
74213 | 7.5 | 0.8 | 365 | 6.8591 | 0.7497 | 7 | 0.60878
74212 | 7.8 | 0.8 | 365 | 7.1334 | 0.29968 | 7 | 0.43313
74219 | 3.9 | 0.8 | 365 | 3.5667 | 0.14984 | 3 | 0.71656
74220 | 8.96 | 0.8 | 365 | 8.1943 | 0.4263 | 8 | 0.62062
74184 | 2.24 | 0.8 | 365 | 2.0486 | 0.10658 | 2 | 0.15515
74172 | 4.2 | 0.8 | 365 | 3.8411 | 0.69983 | 4 | 0.54091
74226 | 10.08 | 0.8 | 365 | 9.2186 | 0.47959 | 9 | 0.69819
74205 | 5.85 | 0.8 | 365 | 5.3501 | 0.72476 | 6 | 0.074845
74177 | 13.8 | 0.8 | 365 | 12.6207 | 0.29944 | 12 | 0.92015
73909 | 3.36 | 0.8 | 365 | 3.0729 | 0.15986 | 3 | 0.23273
73973 | 5.88 | 0.8 | 365 | 5.3775 | 0.77976 | 6 | 0.15728
74076 | 11.52 | 0.8 | 365 | 10.5355 | 0.11953 | 10 | 0.65508
74088 | 6.6 | 1 | 365 | 7.545 | 0.12467 | 7 | 0.66965
73408 | 10.725 | 0.8 | 365 | 9.8085 | 0.66207 | 10 | 0.47055
74069 | 8.96 | 0.8 | 365 | 8.1943 | 0.4263 | 8 | 0.62062
73403 | 13.325 | 0.8 | 365 | 12.1863 | 0.42863 | 12 | 0.61493
73456 | 6.24 | 0.8 | 365 | 5.7068 | 0.43975 | 6 | 0.1465
73504 | 10.92 | 0.8 | 365 | 9.9868 | 0.019557 | 10 | 0.0063779
73878 | 9.18 | 0.8 | 365 | 8.3955 | 0.82963 | 9 | 0.22514
73892 | 12.15 | 0.8 | 365 | 11.1117 | 0.27451 | 11 | 0.38622
73842 | 13.5 | 0.8 | 365 | 12.3463 | 0.74945 | 13 | 0.095797
73899 | 12.915 | 0.8 | 365 | 11.8113 | 0.67698 | 12 | 0.48831
73841 | 10.395 | 0.8 | 365 | 9.5067 | 0.057079 | 9 | 0.56376
73877 | 9.9 | 0.8 | 365 | 9.054 | 0.1496 | 9 | 0.20358
72701 | 6.44 | 0.8 | 365 | 5.8897 | 0.80641 | 6 | 0.69607
73804 | 3 | 0.8 | 365 | 2.7436 | 0.49988 | 3 | 0.24351
72533 | 3.36 | 0.8 | 365 | 3.0729 | 0.15986 | 3 | 0.23273
73711 | 2.16 | 0.8 | 365 | 1.9754 | 0.95991 | 2 | 0.93533
73706 | 4.64 | 0.8 | 365 | 4.2435 | 0.50648 | 4 | 0.74996
73538 | 6.96 | 0.8 | 365 | 6.3652 | 0.75972 | 7 | 0.12494
73786 | 4.62 | 0.8 | 365 | 4.2252 | 0.46981 | 4 | 0.69501
73483 | 3.78 | 0.8 | 365 | 3.457 | 0.92985 | 4 | 0.38682
74181 | 4.76 | 0.8 | 365 | 4.3532 | 0.72647 | 5 | 0.079703
74228 | 9.72 | 0.8 | 365 | 8.8894 | 0.81961 | 9 | 0.70897
74221 | 2.61 | 0.8 | 365 | 2.387 | 0.78489 | 3 | 0.17185
74229 | 3.96 | 0.8 | 365 | 3.6216 | 0.25984 | 3 | 0.88143
74140 | 4.59 | 0.8 | 365 | 4.1978 | 0.41481 | 4 | 0.61257
74230 | 11.685 | 0.8 | 365 | 10.6864 | 0.42203 | 11 | 0.10847
74173 | 2.24 | 0.8 | 365 | 2.0486 | 0.10658 | 2 | 0.15515
74175 | 3.64 | 0.8 | 365 | 3.3289 | 0.67319 | 4 | 0.002126
74232 | 7.56 | 0.8 | 365 | 6.914 | 0.85969 | 7 | 0.77365
74233 | 7.5 | 0.8 | 365 | 6.8591 | 0.7497 | 7 | 0.60878
74169 | 2.8 | 0.8 | 365 | 2.5607 | 0.13322 | 2 | 0.69394
74174 | 2.8 | 0.8 | 365 | 2.5607 | 0.13322 | 2 | 0.69394
73544 | 8.4 | 0.8 | 365 | 7.6822 | 0.39966 | 8 | 0.081829
73482 | 3.36 | 0.8 | 365 | 3.0729 | 0.15986 | 3 | 0.23273
73556 | 6.72 | 0.8 | 365 | 6.1457 | 0.31973 | 6 | 0.46546
74154 | 6.44 | 0.8 | 365 | 5.8897 | 0.80641 | 6 | 0.69607
73567 | 7.56 | 0.8 | 365 | 6.914 | 0.85969 | 7 | 0.77365
73491 | 6.16 | 0.8 | 365 | 5.6336 | 0.29308 | 5 | 0.92667
73553 | 3.64 | 0.8 | 365 | 3.3289 | 0.67319 | 4 | 0.002126
73570 | 6.16 | 0.8 | 365 | 5.6336 | 0.29308 | 5 | 0.92667
74242 | 11.05 | 0.8 | 365 | 10.1057 | 0.25789 | 10 | 0.3636
74156 | 8.12 | 0.8 | 365 | 7.4261 | 0.88634 | 8 | 0.31243
73574 | 2.24 | 0.8 | 365 | 2.0486 | 0.10658 | 2 | 0.15515
74248 | 10.92 | 0.8 | 365 | 9.9868 | 0.019557 | 10 | 0.0063779
74246 | 10.4 | 0.8 | 365 | 9.5113 | 0.066245 | 9 | 0.5775
74143 | 8.68 | 0.8 | 365 | 7.9382 | 0.91298 | 8 | 0.85122
74252 | 4.5 | 0.8 | 365 | 4.1154 | 0.24982 | 4 | 0.36527
73548 | 8.12 | 0.8 | 365 | 7.4261 | 0.88634 | 8 | 0.31243
74222 | 2.24 | 0.8 | 365 | 2.0486 | 0.10658 | 2 | 0.15515
74256 | 3.575 | 0.8 | 365 | 3.2695 | 0.55402 | 3 | 0.82352
27608 | 8.58 | 1 | 365 | 9.8085 | 0.66207 | 10 | 0.47055
73595 | 5.04 | 0.8 | 365 | 4.6093 | 0.2398 | 4 | 0.8491
73511 | 8.96 | 0.8 | 365 | 8.1943 | 0.4263 | 8 | 0.62062
74144 | 8.12 | 0.8 | 365 | 7.4261 | 0.88634 | 8 | 0.31243
73610 | 6.44 | 0.8 | 365 | 5.8897 | 0.80641 | 6 | 0.69607
73584 | 3.08 | 0.8 | 365 | 2.8168 | 0.64654 | 3 | 0.46334
73560 | 4.48 | 0.8 | 365 | 4.0972 | 0.21315 | 4 | 0.31031
74270 | 6.72 | 0.8 | 365 | 6.1457 | 0.31973 | 6 | 0.46546
74271 | 6.44 | 0.8 | 365 | 5.8897 | 0.80641 | 6 | 0.69607
74272 | 10.03 | 0.8 | 365 | 9.1729 | 0.38793 | 9 | 0.5608
74278 | 6.6 | 0.8 | 365 | 6.036 | 0.099732 | 6 | 0.13572
74282 | 9.9 | 0.8 | 365 | 9.054 | 0.1496 | 9 | 0.20358
74284 | 8.58 | 0.8 | 365 | 7.8468 | 0.72965 | 8 | 0.57644
74243 | 8.68 | 0.8 | 365 | 7.9382 | 0.91298 | 8 | 0.85122
73245 | 5.13 | 0.8 | 365 | 4.6916 | 0.40479 | 5 | 0.096403
73244 | 7.02 | 0.8 | 365 | 6.4201 | 0.86972 | 7 | 0.28981
73246 | 3.24 | 0.8 | 365 | 2.9631 | 0.93987 | 3 | 0.90299
74224 | 7 | 0.8 | 365 | 6.4018 | 0.83305 | 7 | 0.23486
74238 | 6.16 | 0.8 | 365 | 5.6336 | 0.29308 | 5 | 0.92667
74296 | 9.135 | 0.8 | 365 | 8.3544 | 0.74713 | 9 | 0.10149
74260 | 10.36 | 0.8 | 365 | 9.4747 | 0.99291 | 10 | 0.46759
74297 | 9.45 | 0.8 | 365 | 8.6424 | 0.32462 | 8 | 0.96706
74247 | 5.6 | 0.8 | 365 | 5.1214 | 0.26644 | 5 | 0.38789
74262 | 2.9 | 0.8 | 365 | 2.6522 | 0.31655 | 2 | 0.96873
74298 | 9.9 | 0.8 | 365 | 9.054 | 0.1496 | 9 | 0.20358
74257 | 10.64 | 0.8 | 365 | 9.7307 | 0.50624 | 10 | 0.23698
74299 | 12.3 | 0.8 | 365 | 11.2489 | 0.5495 | 11 | 0.79839
74123 | 11.4 | 0.8 | 365 | 10.4258 | 0.89954 | 11 | 0.32534
73938 | 4.2 | 0.8 | 365 | 3.8411 | 0.69983 | 4 | 0.54091
74286 | 3.64 | 0.8 | 365 | 3.3289 | 0.67319 | 4 | 0.002126
74300 | 5.8 | 0.8 | 365 | 5.3044 | 0.6331 | 5 | 0.93745
74241 | 8.12 | 0.8 | 365 | 7.4261 | 0.88634 | 8 | 0.31243
74302 | 12.915 | 0.8 | 365 | 11.8113 | 0.67698 | 12 | 0.48831
74303 | 7.5 | 0.8 | 365 | 6.8591 | 0.7497 | 7 | 0.60878
74236 | 10.36 | 0.8 | 365 | 9.4747 | 0.99291 | 10 | 0.46759
74305 | 8.4 | 0.8 | 365 | 7.6822 | 0.39966 | 8 | 0.081829
74276 | 4.76 | 0.8 | 365 | 4.3532 | 0.72647 | 5 | 0.079703
74254 | 3.36 | 0.8 | 365 | 3.0729 | 0.15986 | 3 | 0.23273
74307 | 11.4 | 0.8 | 365 | 10.4258 | 0.89954 | 11 | 0.32534
74255 | 2.24 | 0.8 | 365 | 2.0486 | 0.10658 | 2 | 0.15515
74308 | 13.2 | 0.8 | 365 | 12.072 | 0.19946 | 12 | 0.27145
74274 | 2.24 | 0.8 | 365 | 2.0486 | 0.10658 | 2 | 0.15515
74310 | 8 | 0.8 | 365 | 7.3164 | 0.66634 | 7 | 0.98269
74223 | 2.24 | 0.8 | 365 | 2.0486 | 0.10658 | 2 | 0.15515
74311 | 10.44 | 0.8 | 365 | 9.5478 | 0.13958 | 9 | 0.68742
74225 | 3.64 | 0.8 | 365 | 3.3289 | 0.67319 | 4 | 0.002126
74313 | 8.19 | 0.8 | 365 | 7.4901 | 0.014668 | 7 | 0.50478
74235 | 4.76 | 0.8 | 365 | 4.3532 | 0.72647 | 5 | 0.079703
74288 | 10.4 | 0.8 | 365 | 9.5113 | 0.066245 | 9 | 0.5775
74234 | 4.76 | 0.8 | 365 | 4.3532 | 0.72647 | 5 | 0.079703
74227 | 6.16 | 0.8 | 365 | 5.6336 | 0.29308 | 5 | 0.92667
74240 | 8.4 | 0.8 | 365 | 7.6822 | 0.39966 | 8 | 0.081829
74249 | 4.2 | 0.8 | 365 | 3.8411 | 0.69983 | 4 | 0.54091
74289 | 5.32 | 0.8 | 365 | 4.8654 | 0.75312 | 5 | 0.61849
74264 | 5.32 | 0.8 | 365 | 4.8654 | 0.75312 | 5 | 0.61849
74319 | 10.2 | 0.8 | 365 | 9.3283 | 0.69959 | 10 | 0.027935
74253 | 7.56 | 0.8 | 365 | 6.914 | 0.85969 | 7 | 0.77365
74323 | 4.8 | 0.8 | 365 | 4.3898 | 0.79981 | 5 | 0.18962
74251 | 3.64 | 0.8 | 365 | 3.3289 | 0.67319 | 4 | 0.002126
73512 | 7.84 | 0.8 | 365 | 7.17 | 0.37302 | 7 | 0.54304
74283 | 3.92 | 0.8 | 365 | 3.585 | 0.18651 | 3 | 0.77152
73530 | 6.72 | 0.8 | 365 | 6.1457 | 0.31973 | 6 | 0.46546
73478 | 8.4 | 0.8 | 365 | 7.6822 | 0.39966 | 8 | 0.081829
74324 | 5.525 | 0.8 | 365 | 5.0529 | 0.12894 | 5 | 0.1818
73611 | 6.72 | 0.8 | 365 | 6.1457 | 0.31973 | 6 | 0.46546
74328 | 10.64 | 0.8 | 365 | 9.7307 | 0.50624 | 10 | 0.23698
73479 | 10.36 | 0.8 | 365 | 9.4747 | 0.99291 | 10 | 0.46759
74329 | 5.88 | 0.8 | 365 | 5.3775 | 0.77976 | 6 | 0.15728
74170 | 2.8 | 0.8 | 365 | 2.5607 | 0.13322 | 2 | 0.69394
74331 | 9.24 | 0.8 | 365 | 8.4504 | 0.93963 | 9 | 0.39001
73502 | 4.48 | 0.8 | 365 | 4.0972 | 0.21315 | 4 | 0.31031
74285 | 6.16 | 0.8 | 365 | 5.6336 | 0.29308 | 5 | 0.92667
73612 | 8.12 | 0.8 | 365 | 7.4261 | 0.88634 | 8 | 0.31243
73480 | 5.32 | 0.8 | 365 | 4.8654 | 0.75312 | 5 | 0.61849
73600 | 7.84 | 0.8 | 365 | 7.17 | 0.37302 | 7 | 0.54304
74332 | 10.385 | 0.8 | 365 | 9.4975 | 0.038746 | 9 | 0.53629
74334 | 5.76 | 0.8 | 365 | 5.2678 | 0.55977 | 5 | 0.82754
74335 | 12.8 | 0.8 | 365 | 11.7062 | 0.46615 | 12 | 0.17231
74336 | 9.12 | 0.8 | 365 | 8.3406 | 0.71963 | 9 | 0.060272
74151 | 3.6 | 0.8 | 365 | 3.2924 | 0.59985 | 3 | 0.89221
74101 | 10.36 | 0.8 | 365 | 9.4747 | 0.99291 | 10 | 0.46759
74206 | 6.16 | 0.8 | 365 | 5.6336 | 0.29308 | 5 | 0.92667
74098 | 11.2 | 0.8 | 365 | 10.2429 | 0.53288 | 10 | 0.77577
73442 | 2.24 | 0.8 | 365 | 2.0486 | 0.10658 | 2 | 0.15515
73543 | 2.24 | 0.8 | 365 | 2.0486 | 0.10658 | 2 | 0.15515
73555 | 5.6 | 0.8 | 365 | 5.1214 | 0.26644 | 5 | 0.38789
74237 | 2.8 | 0.8 | 365 | 2.5607 | 0.13322 | 2 | 0.69394
74250 | 3.08 | 0.8 | 365 | 2.8168 | 0.64654 | 3 | 0.46334
73332 | 11.04 | 0.8 | 365 | 10.0966 | 0.23955 | 10 | 0.33612
74167 | 16.2 | 0.8 | 365 | 14.8156 | 0.69934 | 15 | 0.51496
74186 | 8.96 | 0.8 | 365 | 8.1943 | 0.4263 | 8 | 0.62062
74194 | 13.25 | 0.8 | 365 | 12.1177 | 0.29113 | 12 | 0.40884
74211 | 14 | 0.8 | 365 | 12.8036 | 0.6661 | 13 | 0.46972
74269 | 7.92 | 0.8 | 365 | 7.2432 | 0.51968 | 7 | 0.76287
74275 | 7 | 0.8 | 365 | 6.4018 | 0.83305 | 7 | 0.23486
73601 | 9.86 | 0.8 | 365 | 9.0174 | 0.076267 | 9 | 0.093671
63466 | 326.625 | 0.7 | 365 | 261.3738 | 0.94935 | 262 | 0.32317
9697 | 406.9 | 1 | 365 | 465.1599 | 0.45855 | 465 | 0.61849
74337 | 8.71 | 0.8 | 365 | 7.9657 | 0.96798 | 8 | 0.93366
74295 | 7.56 | 0.8 | 365 | 6.914 | 0.85969 | 7 | 0.77365
74314 | 9.24 | 0.8 | 365 | 8.4504 | 0.93963 | 9 | 0.39001
74343 | 11.55 | 0.8 | 365 | 10.563 | 0.17453 | 10 | 0.73752
74341 | 4.64 | 0.8 | 365 | 4.2435 | 0.50648 | 4 | 0.74996
74294 | 9.01 | 0.8 | 365 | 8.24 | 0.51797 | 8 | 0.75801
74318 | 4.64 | 0.8 | 365 | 4.2435 | 0.50648 | 4 | 0.74996
74292 | 7.84 | 0.8 | 365 | 7.17 | 0.37302 | 7 | 0.54304
74315 | 5.32 | 0.8 | 365 | 4.8654 | 0.75312 | 5 | 0.61849
74346 | 7.14 | 0.8 | 365 | 6.5298 | 0.089711 | 6 | 0.61955
74320 | 4.48 | 0.8 | 365 | 4.0972 | 0.21315 | 4 | 0.31031
74347 | 12.42 | 0.8 | 365 | 11.3586 | 0.7695 | 12 | 0.12813
74309 | 15.66 | 0.8 | 365 | 14.3218 | 0.70937 | 15 | 0.031124
74306 | 3.48 | 0.8 | 365 | 3.1826 | 0.37986 | 3 | 0.56247
74350 | 4.86 | 0.8 | 365 | 4.4447 | 0.9098 | 5 | 0.35449
74351 | 5.5 | 0.8 | 365 | 5.03 | 0.08311 | 5 | 0.1131
74304 | 4.2 | 0.8 | 365 | 3.8411 | 0.69983 | 4 | 0.54091
74291 | 7 | 0.8 | 365 | 6.4018 | 0.83305 | 7 | 0.23486
74312 | 4.76 | 0.8 | 365 | 4.3532 | 0.72647 | 5 | 0.079703
74321 | 5.88 | 0.8 | 365 | 5.3775 | 0.77976 | 6 | 0.15728
74290 | 6.16 | 0.8 | 365 | 5.6336 | 0.29308 | 5 | 0.92667
74261 | 4.2 | 0.8 | 365 | 3.8411 | 0.69983 | 4 | 0.54091
73614 | 4.76 | 0.8 | 365 | 4.3532 | 0.72647 | 5 | 0.079703
74293 | 13.777 | 0.8 | 365 | 12.5997 | 0.25727 | 12 | 0.85695
73503 | 6.44 | 0.8 | 365 | 5.8897 | 0.80641 | 6 | 0.69607
74277 | 4.48 | 0.8 | 365 | 4.0972 | 0.21315 | 4 | 0.31031
73484 | 4.48 | 0.8 | 365 | 4.0972 | 0.21315 | 4 | 0.31031
73546 | 3.08 | 0.8 | 365 | 2.8168 | 0.64654 | 3 | 0.46334
73592 | 3.36 | 0.8 | 365 | 3.0729 | 0.15986 | 3 | 0.23273
74338 | 10.73 | 0.8 | 365 | 9.8131 | 0.67123 | 10 | 0.48429
74339 | 8.265 | 0.8 | 365 | 7.5587 | 0.15216 | 7 | 0.71087
74340 | 8.68 | 0.8 | 365 | 7.9382 | 0.91298 | 8 | 0.85122
74342 | 2.9 | 0.8 | 365 | 2.6522 | 0.31655 | 2 | 0.96873
74345 | 6.16 | 0.8 | 365 | 5.6336 | 0.29308 | 5 | 0.92667
74357 | 5.22 | 0.8 | 365 | 4.7739 | 0.56979 | 5 | 0.34371
74366 | 6.555 | 0.8 | 365 | 5.9948 | 0.017234 | 6 | 0.01207
74367 | 8.7 | 0.8 | 365 | 7.9565 | 0.94965 | 8 | 0.90618
74368 | 14.04 | 0.8 | 365 | 12.8402 | 0.73943 | 13 | 0.57963
74369 | 2.44 | 0.8 | 365 | 2.2315 | 0.47323 | 2 | 0.70472
74370 | 13.3 | 0.8 | 365 | 12.1634 | 0.38279 | 12 | 0.54623
74371 | 9.24 | 0.8 | 365 | 8.4504 | 0.93963 | 9 | 0.39001
74372 | 11.1 | 0.8 | 365 | 10.1514 | 0.34955 | 10 | 0.50099
74376 | 5.04 | 0.8 | 365 | 4.6093 | 0.2398 | 4 | 0.8491
74379 | 18.2 | 0.8 | 365 | 16.6447 | 0.36593 | 17 | 0.01063
74382 | 6.9 | 0.8 | 365 | 6.3104 | 0.64972 | 6 | 0.96007
74386 | 12.3 | 0.8 | 365 | 11.2489 | 0.5495 | 11 | 0.79839
74388 | 11.76 | 0.8 | 365 | 10.755 | 0.55952 | 11 | 0.31456
74391 | 9.3 | 0.8 | 365 | 8.5053 | 0.049623 | 8 | 0.55488
74393 | 16.74 | 0.8 | 365 | 15.3095 | 0.68932 | 15 | 0.99879
74394 | 11.73 | 0.8 | 365 | 10.7276 | 0.50452 | 11 | 0.23213
74397 | 6.375 | 0.8 | 365 | 5.8302 | 0.68724 | 6 | 0.51746
65257 | 57.6 | 0.7 | 365 | 46.093 | 0.39796 | 46 | 0.49097
74400 | 7.2 | 0.8 | 365 | 6.5847 | 0.19971 | 6 | 0.78442
74398 | 8.4 | 0.8 | 365 | 7.6822 | 0.39966 | 8 | 0.081829
74402 | 5.61 | 0.8 | 365 | 5.1306 | 0.28477 | 5 | 0.41536
74404 | 5.67 | 0.8 | 365 | 5.1855 | 0.39477 | 5 | 0.58023
74405 | 9 | 0.8 | 365 | 8.2309 | 0.49964 | 8 | 0.73053
74407 | 4.76 | 0.8 | 365 | 4.3532 | 0.72647 | 5 | 0.079703
74409 | 8.71 | 0.8 | 365 | 7.9657 | 0.96798 | 8 | 0.93366
74413 | 12.73 | 0.8 | 365 | 11.6421 | 0.33782 | 11 | 0.97996
74410 | 3.92 | 0.8 | 365 | 3.585 | 0.18651 | 3 | 0.77152
74416 | 10.73 | 0.8 | 365 | 9.8131 | 0.67123 | 10 | 0.48429
74414 | 6.16 | 0.8 | 365 | 5.6336 | 0.29308 | 5 | 0.92667
74418 | 4.06 | 0.8 | 365 | 3.713 | 0.44317 | 4 | 0.15622
74419 | 5.985 | 0.8 | 365 | 5.4735 | 0.97226 | 6 | 0.4458
74420 | 13.44 | 0.8 | 365 | 12.2915 | 0.63946 | 12 | 0.93093
74423 | 6.9 | 0.8 | 365 | 6.3104 | 0.64972 | 6 | 0.96007
74427 | 4.62 | 0.8 | 365 | 4.2252 | 0.46981 | 4 | 0.69501
74411 | 5.3 | 0.8 | 365 | 4.8471 | 0.71645 | 5 | 0.56354
74412 | 7.84 | 0.8 | 365 | 7.17 | 0.37302 | 7 | 0.54304
73910 | 10.385 | 0.8 | 365 | 9.4975 | 0.038746 | 9 | 0.53629
74439 | 4.02 | 0.8 | 365 | 3.6765 | 0.36984 | 4 | 0.046304
74440 | 7.37 | 0.8 | 365 | 6.7402 | 0.51137 | 7 | 0.25156
74442 | 12.426 | 0.8 | 365 | 11.3641 | 0.7805 | 12 | 0.14462
74443 | 13.395 | 0.8 | 365 | 12.2503 | 0.55696 | 12 | 0.80727
74444 | 7.68 | 0.8 | 365 | 7.0237 | 0.079689 | 7 | 0.10339
74445 | 10.56 | 0.8 | 365 | 9.6576 | 0.35957 | 10 | 0.017157
74441 | 7.68 | 0.8 | 365 | 7.0237 | 0.079689 | 7 | 0.10339
74446 | 7.98 | 0.8 | 365 | 7.2981 | 0.62968 | 7 | 0.92774
74333 | 6.03 | 0.8 | 365 | 5.5147 | 0.054756 | 5 | 0.56946
74447 | 11 | 0.8 | 365 | 10.06 | 0.16622 | 10 | 0.2262
74449 | 10.545 | 0.8 | 365 | 9.6439 | 0.33207 | 9 | 0.97594
74454 | 3.08 | 0.8 | 365 | 2.8168 | 0.64654 | 3 | 0.46334
74457 | 11.16 | 0.8 | 365 | 10.2063 | 0.45955 | 10 | 0.66586
73849 | 14.4 | 0.8 | 365 | 13.1694 | 0.39942 | 13 | 0.56885
74462 | 8.64 | 0.8 | 365 | 7.9017 | 0.83965 | 8 | 0.74131
74468 | 7.2 | 1 | 365 | 8.2309 | 0.49964 | 8 | 0.73053
74456 | 2.24 | 0.8 | 365 | 2.0486 | 0.10658 | 2 | 0.15515
74455 | 4.32 | 0.8 | 365 | 3.9508 | 0.91982 | 4 | 0.87065
74469 | 5.32 | 0.8 | 365 | 4.8654 | 0.75312 | 5 | 0.61849
74470 | 7.84 | 0.8 | 365 | 7.17 | 0.37302 | 7 | 0.54304
74471 | 3.36 | 0.8 | 365 | 3.0729 | 0.15986 | 3 | 0.23273
74472 | 20.16 | 0.8 | 365 | 18.4372 | 0.95918 | 19 | 0.39639
74473 | 9.24 | 0.8 | 365 | 8.4504 | 0.93963 | 9 | 0.39001
74474 | 4.76 | 0.8 | 365 | 4.3532 | 0.72647 | 5 | 0.079703
74475 | 2.28 | 0.8 | 365 | 2.0852 | 0.17991 | 2 | 0.26507
74476 | 2.16 | 0.8 | 365 | 1.9754 | 0.95991 | 2 | 0.93533
74477 | 13.475 | 0.8 | 365 | 12.3235 | 0.70362 | 13 | 0.027101
74478 | 10.08 | 0.8 | 365 | 9.2186 | 0.47959 | 9 | 0.69819
74479 | 9.69 | 0.8 | 365 | 8.8619 | 0.76461 | 9 | 0.62654
74480 | 6.09 | 0.8 | 365 | 5.5696 | 0.16475 | 5 | 0.73433
74481 | 7.56 | 0.8 | 365 | 6.914 | 0.85969 | 7 | 0.77365
35624 | 1254 | 0.9 | 365 | 1290.1929 | 0.31782 | 1290 | 0.51077
74483 | 7.2 | 0.8 | 365 | 6.5847 | 0.19971 | 6 | 0.78442
72736 | 7.2 | 0.8 | 365 | 6.5847 | 0.19971 | 6 | 0.78442
74484 | 11.375 | 0.8 | 365 | 10.4029 | 0.85371 | 11 | 0.25664
74485 | 24.9 | 0.8 | 365 | 22.7721 | 0.64899 | 23 | 0.42114
74487 | 15.12 | 0.8 | 365 | 13.8279 | 0.71939 | 14 | 0.54729
74492 | 7.521 | 0.8 | 365 | 6.8783 | 0.7882 | 7 | 0.66648
74491 | 7.84 | 0.8 | 365 | 7.17 | 0.37302 | 7 | 0.54304
74493 | 9.18 | 0.8 | 365 | 8.3955 | 0.82963 | 9 | 0.22514
74494 | 3.575 | 0.8 | 365 | 3.2695 | 0.55402 | 3 | 0.82352
74495 | 4.928 | 1 | 365 | 5.6336 | 0.29308 | 5 | 0.92667
74496 | 12 | 0.8 | 365 | 10.9745 | 0.99951 | 11 | 0.97404
74488 | 10.44 | 0.8 | 365 | 9.5478 | 0.13958 | 9 | 0.68742
74498 | 12.35 | 0.8 | 365 | 11.2946 | 0.64117 | 11 | 0.93578
74499 | 8.58 | 0.8 | 365 | 7.8468 | 0.72965 | 8 | 0.57644
74500 | 4.8 | 0.8 | 365 | 4.3898 | 0.79981 | 5 | 0.18962
74501 | 5.4 | 0.8 | 365 | 4.9385 | 0.89978 | 5 | 0.83832
74504 | 5.04 | 0.8 | 365 | 4.6093 | 0.2398 | 4 | 0.8491
74448 | 9.01 | 0.8 | 365 | 8.24 | 0.51797 | 8 | 0.75801
74508 | 4.41 | 0.8 | 365 | 4.0331 | 0.084821 | 4 | 0.11796
73519 | 12.6 | 0.8 | 365 | 11.5233 | 0.099489 | 11 | 0.62274
74195 | 5.695 | 0.8 | 365 | 5.2083 | 0.4406 | 5 | 0.64893
74509 | 8.12 | 0.8 | 365 | 7.4261 | 0.88634 | 8 | 0.31243
74505 | 8.4 | 0.8 | 365 | 7.6822 | 0.39966 | 8 | 0.081829
74506 | 4.48 | 0.8 | 365 | 4.0972 | 0.21315 | 4 | 0.31031
74507 | 5.8 | 0.8 | 365 | 5.3044 | 0.6331 | 5 | 0.93745
74353 | 5.98 | 0.8 | 365 | 5.469 | 0.96309 | 6 | 0.43206
74356 | 6.5 | 0.8 | 365 | 5.9445 | 0.9164 | 6 | 0.86094
74387 | 9.75 | 0.8 | 365 | 8.9168 | 0.8746 | 9 | 0.79141
74399 | 4.225 | 0.8 | 365 | 3.8639 | 0.74566 | 4 | 0.60961
74406 | 5.2 | 0.8 | 365 | 4.7556 | 0.53312 | 5 | 0.28875
74415 | 12.3 | 0.8 | 365 | 11.2489 | 0.5495 | 11 | 0.79839
74417 | 10.075 | 0.8 | 365 | 9.214 | 0.47042 | 9 | 0.68446
74421 | 11.7 | 0.8 | 365 | 10.7002 | 0.44953 | 11 | 0.14969
74422 | 9.6 | 0.8 | 365 | 8.7796 | 0.59961 | 9 | 0.37923
74426 | 5.4 | 0.8 | 365 | 4.9385 | 0.89978 | 5 | 0.83832
74429 | 7.15 | 0.8 | 365 | 6.539 | 0.10804 | 6 | 0.64703
74431 | 10.725 | 0.8 | 365 | 9.8085 | 0.66207 | 10 | 0.47055
74432 | 5.85 | 0.8 | 365 | 5.3501 | 0.72476 | 6 | 0.074845
74435 | 10.66 | 1 | 365 | 12.1863 | 0.42863 | 12 | 0.61493
74437 | 6.825 | 0.8 | 365 | 6.2418 | 0.51222 | 6 | 0.75399
74451 | 7.2 | 0.8 | 365 | 6.5847 | 0.19971 | 6 | 0.78442
74453 | 10.2 | 0.8 | 365 | 9.3283 | 0.69959 | 10 | 0.027935
74461 | 6.9 | 0.8 | 365 | 6.3104 | 0.64972 | 6 | 0.96007
74463 | 13.325 | 0.8 | 365 | 12.1863 | 0.42863 | 12 | 0.61493
74466 | 14 | 0.8 | 365 | 12.8036 | 0.6661 | 13 | 0.46972
74467 | 10.5 | 0.8 | 365 | 9.6027 | 0.24957 | 9 | 0.85229
74510 | 8.45 | 0.8 | 365 | 7.7279 | 0.49132 | 8 | 0.21922
74511 | 4.225 | 0.8 | 365 | 3.8639 | 0.74566 | 4 | 0.60961
74513 | 8.45 | 0.8 | 365 | 7.7279 | 0.49132 | 8 | 0.21922
63105 | 24.64 | 0.8 | 365 | 22.5344 | 0.17233 | 22 | 0.7067
74375 | 11.55 | 0.8 | 365 | 10.563 | 0.17453 | 10 | 0.73752
74377 | 5.83 | 0.8 | 365 | 5.3318 | 0.6881 | 6 | 0.019889
74344 | 4.2 | 0.8 | 365 | 3.8411 | 0.69983 | 4 | 0.54091
74378 | 8.19 | 0.8 | 365 | 7.4901 | 0.014668 | 7 | 0.50478
74259 | 2.52 | 0.8 | 365 | 2.3047 | 0.6199 | 2 | 0.92455
74438 | 10.325 | 0.8 | 365 | 9.4427 | 0.92875 | 10 | 0.37141
74373 | 14.03 | 0.8 | 365 | 12.8311 | 0.7211 | 13 | 0.55215
74433 | 12.8 | 0.8 | 365 | 11.7062 | 0.46615 | 12 | 0.17231
74503 | 6.72 | 0.8 | 365 | 6.1457 | 0.31973 | 6 | 0.46546
45625 | 4.94 | 1 | 365 | 5.6473 | 0.32058 | 5 | 0.96789
65095 | 23.36 | 0.8 | 365 | 21.3637 | 0.82572 | 22 | 0.18947
74517 | 7.2 | 0.8 | 365 | 6.5847 | 0.19971 | 6 | 0.78442
74518 | 11.4 | 0.8 | 365 | 10.4258 | 0.89954 | 11 | 0.32534
74519 | 12 | 0.8 | 365 | 10.9745 | 0.99951 | 11 | 0.97404
74520 | 4.93 | 0.8 | 365 | 4.5087 | 0.038134 | 4 | 0.54684
74523 | 10.08 | 0.8 | 365 | 9.2186 | 0.47959 | 9 | 0.69819
74524 | 9.75 | 0.8 | 365 | 8.9168 | 0.8746 | 9 | 0.79141
73975 | 9.28 | 0.8 | 365 | 8.487 | 0.012957 | 8 | 0.49993
74525 | 4.48 | 0.8 | 365 | 4.0972 | 0.21315 | 4 | 0.31031
74526 | 11.385 | 0.8 | 365 | 10.4121 | 0.87204 | 11 | 0.28412
73248 | 7.02 | 0.8 | 365 | 6.4201 | 0.86972 | 7 | 0.28981
74063 | 7.5 | 0.8 | 365 | 6.8591 | 0.7497 | 7 | 0.60878
74045 | 9.9 | 0.8 | 365 | 9.054 | 0.1496 | 9 | 0.20358
51583 | 156 | 0.7 | 365 | 124.8353 | 0.24447 | 125 | 0.079723
2868 | 2255.4 | 0.9 | 365 | 2320.4954 | 0.65965 | 2321 | 0.15501
26426 | 2597.76 | 1 | 365 | 2969.7073 | 0.06838 | 2969 | 0.77566
74529 | 10.395 | 0.8 | 365 | 9.5067 | 0.057079 | 9 | 0.56376
74528 | 7.705 | 0.8 | 365 | 7.0466 | 0.12552 | 7 | 0.17208
74531 | 6.84 | 0.8 | 365 | 6.2555 | 0.53972 | 6 | 0.7952
74533 | 7.245 | 0.8 | 365 | 6.6259 | 0.28221 | 6 | 0.90808
74534 | 5.11 | 0.8 | 365 | 4.6733 | 0.36813 | 5 | 0.041446
74543 | 13.44 | 0.8 | 365 | 12.2915 | 0.63946 | 12 | 0.93093
73609 | 4.2 | 0.8 | 365 | 3.8411 | 0.69983 | 4 | 0.54091
72794 | 4.35 | 0.8 | 365 | 3.9783 | 0.97482 | 4 | 0.95309
35473 | 5867.19 | 0.8 | 365 | 5365.8034 | 0.27718 | 5366 | 0.080595
74546 | 9.72 | 0.8 | 365 | 8.8894 | 0.81961 | 9 | 0.70897
74068 | 8.55 | 0.8 | 365 | 7.8194 | 0.67465 | 8 | 0.494
74535 | 10.15 | 0.8 | 365 | 9.2826 | 0.60792 | 9 | 0.89054
74537 | 10.26 | 0.8 | 365 | 9.3832 | 0.80958 | 10 | 0.19281
74547 | 6.44 | 0.8 | 365 | 5.8897 | 0.80641 | 6 | 0.69607
36675 | 4.345 | 1 | 365 | 4.9671 | 0.95707 | 5 | 0.92419
74542 | 3.92 | 0.8 | 365 | 3.585 | 0.18651 | 3 | 0.77152
74540 | 3.92 | 0.8 | 365 | 3.585 | 0.18651 | 3 | 0.77152
74538 | 6.27 | 0.8 | 365 | 5.7342 | 0.49475 | 6 | 0.22894
74548 | 19.88 | 0.8 | 365 | 18.1811 | 0.44586 | 18 | 0.627
74551 | 8.525 | 0.8 | 365 | 7.7965 | 0.62882 | 8 | 0.42531
74549 | 5.88 | 0.8 | 365 | 5.3775 | 0.77976 | 6 | 0.15728
74552 | 10.725 | 0.8 | 365 | 9.8085 | 0.66207 | 10 | 0.47055
74553 | 4.25 | 0.8 | 365 | 3.8868 | 0.79149 | 4 | 0.67831
74536 | 5.76 | 0.8 | 365 | 5.2678 | 0.55977 | 5 | 0.82754
74554 | 19.215 | 0.8 | 365 | 17.573 | 0.22672 | 17 | 0.79968
74555 | 12.9 | 0.8 | 365 | 11.7976 | 0.64948 | 12 | 0.44709
74556 | 9 | 0.8 | 365 | 8.2309 | 0.49964 | 8 | 0.73053
64886 | 60.32 | 0.7 | 365 | 48.2696 | 0.76119 | 49 | 0.030826
74557 | 5.695 | 0.8 | 365 | 5.2083 | 0.4406 | 5 | 0.64893
74559 | 8.67 | 0.8 | 365 | 7.9291 | 0.89465 | 8 | 0.82375
74560 | 7.905 | 0.8 | 365 | 7.2295 | 0.49218 | 7 | 0.72165
74562 | 8.41 | 0.8 | 365 | 7.6913 | 0.41799 | 8 | 0.10931
74561 | 7.395 | 0.8 | 365 | 6.7631 | 0.5572 | 7 | 0.32025
74563 | 7.695 | 0.8 | 365 | 7.0374 | 0.10719 | 7 | 0.1446
74564 | 10.15 | 0.8 | 365 | 9.2826 | 0.60792 | 9 | 0.89054
74566 | 5.13 | 0.8 | 365 | 4.6916 | 0.40479 | 5 | 0.096403
74565 | 7.7 | 0.8 | 365 | 7.042 | 0.11635 | 7 | 0.15834
74567 | 4.8 | 0.8 | 365 | 4.3898 | 0.79981 | 5 | 0.18962
74568 | 7.125 | 0.8 | 365 | 6.5161 | 0.062211 | 6 | 0.57834
74569 | 7.32 | 0.8 | 365 | 6.6945 | 0.4197 | 7 | 0.11417
74570 | 4.845 | 0.8 | 365 | 4.431 | 0.8823 | 5 | 0.31327
74572 | 8.835 | 0.8 | 365 | 8.08 | 0.19714 | 8 | 0.27714
74571 | 9.135 | 0.8 | 365 | 8.3544 | 0.74713 | 9 | 0.10149
74573 | 7.25 | 0.8 | 365 | 6.6304 | 0.29137 | 6 | 0.92182
74574 | 10.23 | 0.8 | 365 | 9.3558 | 0.75459 | 10 | 0.11037
74576 | 13.325 | 0.8 | 365 | 12.1863 | 0.42863 | 12 | 0.61493
74578 | 6.365 | 0.8 | 365 | 5.8211 | 0.66891 | 6 | 0.48998
74579 | 5.12 | 0.8 | 365 | 4.6825 | 0.38646 | 5 | 0.068924
74582 | 6.12 | 0.8 | 365 | 5.597 | 0.21975 | 5 | 0.81676
74586 | 3.85 | 0.8 | 365 | 3.521 | 0.058177 | 3 | 0.57917
74589 | 11.39 | 0.8 | 365 | 10.4167 | 0.8812 | 11 | 0.29786
74592 | 9.6 | 0.8 | 365 | 8.7796 | 0.59961 | 9 | 0.37923
61072 | 510.3 | 0.8 | 365 | 466.6918 | 0.52932 | 467 | 0.22112
74609 | 1.98 | 0.8 | 365 | 1.8108 | 0.62992 | 2 | 0.44072
74611 | 8.12 | 0.8 | 365 | 7.4261 | 0.88634 | 8 | 0.31243
74612 | 11.055 | 0.8 | 365 | 10.1103 | 0.26705 | 10 | 0.37734
74613 | 5.4 | 0.8 | 365 | 4.9385 | 0.89978 | 5 | 0.83832
74614 | 7.59 | 0.8 | 365 | 6.9414 | 0.91469 | 7 | 0.85608
74615 | 6.6 | 0.8 | 365 | 6.036 | 0.099732 | 6 | 0.13572
74617 | 3.08 | 0.8 | 365 | 2.8168 | 0.64654 | 3 | 0.46334
74618 | 5.67 | 0.8 | 365 | 5.1855 | 0.39477 | 5 | 0.58023
74619 | 11.04 | 0.8 | 365 | 10.0966 | 0.23955 | 10 | 0.33612
74608 | 8.28 | 0.8 | 365 | 7.5724 | 0.17966 | 7 | 0.75209
74621 | 7.56 | 0.8 | 365 | 6.914 | 0.85969 | 7 | 0.77365
74622 | 6.96 | 0.8 | 365 | 6.3652 | 0.75972 | 7 | 0.12494
71206 | 12.8 | 0.8 | 365 | 11.7062 | 0.46615 | 12 | 0.17231
74630 | 9.6 | 1 | 365 | 10.9745 | 0.99951 | 11 | 0.97404
74636 | 7.905 | 0.8 | 365 | 7.2295 | 0.49218 | 7 | 0.72165
74516 | 6 | 0.8 | 365 | 5.4873 | 0.99976 | 6 | 0.48702
74527 | 8.45 | 0.8 | 365 | 7.7279 | 0.49132 | 8 | 0.21922
63161 | 307.2 | 0.9 | 365 | 316.0664 | 0.58599 | 316 | 0.6524
63118 | 2784.6 | 0.8 | 365 | 2546.6392 | 0.98713 | 2547 | 0.62635
74558 | 13.8 | 0.8 | 365 | 12.6207 | 0.29944 | 12 | 0.92015
74580 | 3.92 | 0.8 | 365 | 3.585 | 0.18651 | 3 | 0.77152
74581 | 9.625 | 0.8 | 365 | 8.8025 | 0.64544 | 9 | 0.44793
74584 | 5.46 | 0.8 | 365 | 4.9934 | 0.0097787 | 5 | 0.0031889
74585 | 5.04 | 0.8 | 365 | 4.6093 | 0.2398 | 4 | 0.8491
74587 | 2.28 | 0.8 | 365 | 2.0852 | 0.17991 | 2 | 0.26507
74588 | 12.6 | 0.8 | 365 | 11.5233 | 0.099489 | 11 | 0.62274
74590 | 5.415 | 0.8 | 365 | 4.9523 | 0.92728 | 5 | 0.87954
74591 | 6.27 | 0.8 | 365 | 5.7342 | 0.49475 | 6 | 0.22894
74594 | 2.32 | 0.8 | 365 | 2.1217 | 0.25324 | 2 | 0.37498
74596 | 5.415 | 0.8 | 365 | 4.9523 | 0.92728 | 5 | 0.87954
74597 | 3.99 | 0.8 | 365 | 3.649 | 0.31484 | 3 | 0.96387
74598 | 3.64 | 0.8 | 365 | 3.3289 | 0.67319 | 4 | 0.002126
74599 | 7.41 | 0.8 | 365 | 6.7768 | 0.5847 | 7 | 0.36147
74600 | 11.505 | 0.8 | 365 | 10.5218 | 0.092034 | 10 | 0.61386
74601 | 2.565 | 0.8 | 365 | 2.3458 | 0.7024 | 3 | 0.048201
74602 | 7.98 | 0.8 | 365 | 7.2981 | 0.62968 | 7 | 0.92774
74603 | 9.24 | 0.8 | 365 | 8.4504 | 0.93963 | 9 | 0.39001
74604 | 3.99 | 0.8 | 365 | 3.649 | 0.31484 | 3 | 0.96387
74605 | 4.56 | 0.8 | 365 | 4.1703 | 0.35982 | 4 | 0.53014
74606 | 6.72 | 0.8 | 365 | 6.1457 | 0.31973 | 6 | 0.46546
74629 | 4.55 | 0.8 | 365 | 4.1612 | 0.34148 | 4 | 0.50266
48630 | 514.56 | 0.65 | 365 | 382.3526 | 0.46305 | 382 | 0.81561
17457 | 4127.76 | 0.8 | 365 | 3775.0181 | 0.39269 | 3775 | 0.41083
74502 | 7.84 | 0.8 | 365 | 7.17 | 0.37302 | 7 | 0.54304
74355 | 3.975 | 0.8 | 365 | 3.6353 | 0.28734 | 3 | 0.92265
74364 | 10.5 | 0.8 | 365 | 9.6027 | 0.24957 | 9 | 0.85229
63100 | 48.16 | 0.7 | 365 | 38.5389 | 0.25496 | 38 | 0.79384
74610 | 82.5 | 0.6 | 365 | 56.5874 | 0.43499 | 57 | 0.022402
74642 | 3.42 | 0.8 | 365 | 3.1277 | 0.26986 | 3 | 0.3976
74644 | 6.09 | 0.8 | 365 | 5.5696 | 0.16475 | 5 | 0.73433
74646 | 12.04 | 0.8 | 365 | 11.0111 | 0.072845 | 11 | 0.083955
74648 | 13 | 0.8 | 365 | 11.8891 | 0.83281 | 12 | 0.72188
74651 | 8.82 | 0.8 | 365 | 8.0663 | 0.16964 | 8 | 0.23592
74652 | 6 | 0.8 | 365 | 5.4873 | 0.99976 | 6 | 0.48702
74653 | 10.4 | 0.8 | 365 | 9.5113 | 0.066245 | 9 | 0.5775
74654 | 5.67 | 0.8 | 365 | 5.1855 | 0.39477 | 5 | 0.58023
34019 | 61.2 | 0.9 | 365 | 62.9664 | 0.22221 | 63 | 0.18856
34025 | 45.9 | 0.9 | 365 | 47.2248 | 0.66666 | 47 | 0.89142
34024 | 42.84 | 0.9 | 365 | 44.0764 | 0.35555 | 44 | 0.43199
74053 | 10.64 | 0.8 | 365 | 9.7307 | 0.50624 | 10 | 0.23698
74374 | 7.28 | 0.8 | 365 | 6.6579 | 0.34637 | 7 | 0.0042519
74362 | 9.24 | 0.8 | 365 | 8.4504 | 0.93963 | 9 | 0.39001
74359 | 4.62 | 0.8 | 365 | 4.2252 | 0.46981 | 4 | 0.69501
74358 | 7.28 | 0.8 | 365 | 6.6579 | 0.34637 | 7 | 0.0042519
74657 | 3.6 | 0.8 | 365 | 3.2924 | 0.59985 | 3 | 0.89221
74659 | 8.7 | 0.8 | 365 | 7.9565 | 0.94965 | 8 | 0.90618
74663 | 13.325 | 0.8 | 365 | 12.1863 | 0.42863 | 12 | 0.61493
74665 | 5.1 | 0.8 | 365 | 4.6642 | 0.34979 | 5 | 0.013968
73100 | 6.36 | 0.8 | 365 | 5.8165 | 0.65974 | 6 | 0.47624
73036 | 11.73 | 0.8 | 365 | 10.7276 | 0.50452 | 11 | 0.23213
73400 | 4.59 | 0.8 | 365 | 4.1978 | 0.41481 | 4 | 0.61257
73505 | 12.375 | 0.8 | 365 | 11.3175 | 0.687 | 12 | 0.0044804
73562 | 10.8 | 0.8 | 365 | 9.8771 | 0.79956 | 10 | 0.67664
62849 | 118.4 | 0.9 | 365 | 121.8173 | 0.1946 | 122 | 0.011862
74670 | 7.56 | 0.8 | 365 | 6.914 | 0.85969 | 7 | 0.77365
74673 | 10.72 | 0.8 | 365 | 9.8039 | 0.6529 | 10 | 0.45681
74490 | 12.69 | 0.8 | 365 | 11.6056 | 0.26449 | 11 | 0.87005
74489 | 9.9 | 0.8 | 365 | 9.054 | 0.1496 | 9 | 0.20358
74675 | 7.36 | 0.8 | 365 | 6.731 | 0.49304 | 7 | 0.22408
74677 | 12.1 | 0.8 | 365 | 11.066 | 0.18284 | 11 | 0.24883
74680 | 5.28 | 0.8 | 365 | 4.8288 | 0.67979 | 5 | 0.50858
74681 | 10.88 | 0.8 | 365 | 9.9502 | 0.94623 | 10 | 0.89646
74682 | 8.4 | 0.8 | 365 | 7.6822 | 0.39966 | 8 | 0.081829
73365 | 21.3 | 0.8 | 365 | 19.4798 | 0.049137 | 19 | 0.52892
74683 | 8.54 | 0.8 | 365 | 7.8102 | 0.65632 | 8 | 0.46653
73360 | 12.375 | 0.8 | 365 | 11.3175 | 0.687 | 12 | 0.0044804
74685 | 8.32 | 0.8 | 365 | 7.609 | 0.253 | 7 | 0.862
74686 | 5.97 | 0.8 | 365 | 5.4598 | 0.94476 | 6 | 0.40459
74687 | 12.6 | 0.8 | 365 | 11.5233 | 0.099489 | 11 | 0.62274
74688 | 9.315 | 0.8 | 365 | 8.519 | 0.077122 | 8 | 0.5961
74684 | 5.85 | 0.8 | 365 | 5.3501 | 0.72476 | 6 | 0.074845
74689 | 4.86 | 0.8 | 365 | 4.4447 | 0.9098 | 5 | 0.35449
74690 | 6.21 | 0.8 | 365 | 5.6793 | 0.38475 | 6 | 0.064067
74486 | 3.3 | 0.8 | 365 | 3.018 | 0.049866 | 3 | 0.067861
74691 | 8.1 | 0.8 | 365 | 7.4078 | 0.84967 | 8 | 0.25748
74403 | 11.88 | 0.8 | 365 | 10.8648 | 0.77952 | 11 | 0.6443
74655 | 6.93 | 0.8 | 365 | 6.3378 | 0.70472 | 7 | 0.042509
74656 | 7 | 0.8 | 365 | 6.4018 | 0.83305 | 7 | 0.23486
74678 | 9.28 | 0.8 | 365 | 8.487 | 0.012957 | 8 | 0.49993
73132 | 29.61 | 0.6 | 365 | 20.3097 | 0.71285 | 21 | 0.022586
74532 | 6.27 | 0.8 | 365 | 5.7342 | 0.49475 | 6 | 0.22894
74593 | 8.265 | 0.8 | 365 | 7.5587 | 0.15216 | 7 | 0.71087
74583 | 11.76 | 0.8 | 365 | 10.755 | 0.55952 | 11 | 0.31456
74640 | 7.98 | 0.8 | 365 | 7.2981 | 0.62968 | 7 | 0.92774
74539 | 8.64 | 0.8 | 365 | 7.9017 | 0.83965 | 8 | 0.74131
74430 | 4.69 | 0.8 | 365 | 4.2892 | 0.59814 | 4 | 0.88735
74550 | 7.975 | 0.8 | 365 | 7.2935 | 0.62051 | 7 | 0.914
34818 | 646.38 | 0.65 | 365 | 480.3036 | 0.81559 | 481 | 0.11924
60831 | 1419.84 | 0.8 | 365 | 1298.5062 | 0.98245 | 1299 | 0.4886
73550 | 4.8 | 0.8 | 365 | 4.3898 | 0.79981 | 5 | 0.18962
70073 | 7.2 | 0.8 | 365 | 6.5847 | 0.19971 | 6 | 0.78442
73347 | 5.46 | 0.8 | 365 | 4.9934 | 0.0097787 | 5 | 0.0031889
71078 | 7.8 | 0.8 | 365 | 7.1334 | 0.29968 | 7 | 0.43313
73345 | 5.46 | 0.8 | 365 | 4.9934 | 0.0097787 | 5 | 0.0031889
34022 | 116.28 | 0.9 | 365 | 119.6361 | 0.8222 | 120 | 0.45827
74464 | 5.4 | 0.8 | 365 | 4.9385 | 0.89978 | 5 | 0.83832
74693 | 14.4 | 0.8 | 365 | 13.1694 | 0.39942 | 13 | 0.56885
74694 | 6.1 | 0.8 | 365 | 5.5787 | 0.18309 | 5 | 0.7618
74695 | 9.25 | 0.8 | 365 | 8.4595 | 0.95796 | 9 | 0.41749
74696 | 6.625 | 0.8 | 365 | 6.0589 | 0.14556 | 6 | 0.20442
74707 | 5.76 | 0.8 | 365 | 5.2678 | 0.55977 | 5 | 0.82754
26502 | 230.208 | 0.9 | 365 | 236.8523 | 0.7935 | 237 | 0.64577
74710 | 5.5 | 0.8 | 365 | 5.03 | 0.08311 | 5 | 0.1131
74711 | 11.375 | 0.8 | 365 | 10.4029 | 0.85371 | 11 | 0.25664
74708 | 7.26 | 0.8 | 365 | 6.6396 | 0.30971 | 6 | 0.9493
74712 | 6.27 | 0.8 | 365 | 5.7342 | 0.49475 | 6 | 0.22894
74713 | 7.93 | 0.8 | 365 | 7.2523 | 0.53801 | 7 | 0.79035
74714 | 12.395 | 0.8 | 365 | 11.3358 | 0.72366 | 12 | 0.059437
58520 | 646 | 0.7 | 365 | 516.946 | 0.26876 | 517 | 0.21475
74715 | 5.94 | 0.8 | 365 | 5.4324 | 0.88976 | 6 | 0.32215
74717 | 13.395 | 0.8 | 365 | 12.2503 | 0.55696 | 12 | 0.80727
74720 | 6.9 | 0.8 | 365 | 6.3104 | 0.64972 | 6 | 0.96007
74723 | 4.55 | 0.8 | 365 | 4.1612 | 0.34148 | 4 | 0.50266
33928 | 57.12 | 0.9 | 365 | 58.7686 | 0.8074 | 59 | 0.57599
74724 | 10.725 | 0.8 | 365 | 9.8085 | 0.66207 | 10 | 0.47055
74727 | 9.75 | 0.8 | 365 | 8.9168 | 0.8746 | 9 | 0.79141
74729 | 6.6 | 0.8 | 365 | 6.036 | 0.099732 | 6 | 0.13572
74730 | 8.829 | 0.8 | 365 | 8.0745 | 0.18614 | 8 | 0.26065
74327 | 4.16 | 0.8 | 365 | 3.8045 | 0.6265 | 4 | 0.431
74731 | 12.96 | 0.8 | 365 | 11.8525 | 0.75947 | 12 | 0.61196
74733 | 2.2 | 0.8 | 365 | 2.012 | 0.033244 | 2 | 0.045241
74734 | 5.04 | 0.8 | 365 | 4.6093 | 0.2398 | 4 | 0.8491
74739 | 8.54 | 0.8 | 365 | 7.8102 | 0.65632 | 8 | 0.46653
74740 | 7.625 | 0.8 | 365 | 6.9734 | 0.97886 | 7 | 0.95226
74742 | 4.8 | 0.8 | 365 | 4.3898 | 0.79981 | 5 | 0.18962
74750 | 9.8 | 0.8 | 365 | 8.9625 | 0.96627 | 9 | 0.9288
65252 | 51.24 | 0.7 | 365 | 41.0036 | 0.19568 | 41 | 0.19926
74754 | 6.9 | 0.8 | 365 | 6.3104 | 0.64972 | 6 | 0.96007
74755 | 4.725 | 0.8 | 365 | 4.3212 | 0.66231 | 4 | 0.98353
74756 | 8.55 | 0.8 | 365 | 7.8194 | 0.67465 | 8 | 0.494
74757 | 6.4 | 0.8 | 365 | 5.8531 | 0.73307 | 6 | 0.58616
74758 | 3.84 | 0.8 | 365 | 3.5118 | 0.039844 | 3 | 0.55169
74759 | 5.4 | 0.8 | 365 | 4.9385 | 0.89978 | 5 | 0.83832
32466 | 681.39 | 1 | 365 | 778.9514 | 0.48423 | 779 | 0.43565
74762 | 8.28 | 0.8 | 365 | 7.5724 | 0.17966 | 7 | 0.75209
74763 | 11.2 | 0.8 | 365 | 10.2429 | 0.53288 | 10 | 0.77577
74760 | 3.08 | 0.8 | 365 | 2.8168 | 0.64654 | 3 | 0.46334
74770 | 7.7 | 0.8 | 365 | 7.042 | 0.11635 | 7 | 0.15834
74641 | 3.92 | 0.8 | 365 | 3.585 | 0.18651 | 3 | 0.77152
74771 | 5.4 | 0.8 | 365 | 4.9385 | 0.89978 | 5 | 0.83832
74721 | 6.72 | 0.8 | 365 | 6.1457 | 0.31973 | 6 | 0.46546
74702 | 8.12 | 0.8 | 365 | 7.4261 | 0.88634 | 8 | 0.31243
74772 | 12 | 0.8 | 365 | 10.9745 | 0.99951 | 11 | 0.97404
74773 | 8.502 | 0.8 | 365 | 7.7755 | 0.58666 | 8 | 0.36211
74623 | 6.72 | 0.8 | 365 | 6.1457 | 0.31973 | 6 | 0.46546
74774 | 9.72 | 0.8 | 365 | 8.8894 | 0.81961 | 9 | 0.70897
74775 | 7.92 | 0.8 | 365 | 7.2432 | 0.51968 | 7 | 0.76287
74776 | 13.475 | 0.8 | 365 | 12.3235 | 0.70362 | 13 | 0.027101
74544 | 26.5 | 0.6 | 365 | 18.1766 | 0.43669 | 18 | 0.61326
74638 | 3.36 | 0.8 | 365 | 3.0729 | 0.15986 | 3 | 0.23273
74778 | 10.56 | 0.8 | 365 | 9.6576 | 0.35957 | 10 | 0.017157
74697 | 10.92 | 0.8 | 365 | 9.9868 | 0.019557 | 10 | 0.0063779
74779 | 9.92 | 0.8 | 365 | 9.0723 | 0.18626 | 9 | 0.25854
74780 | 5.36 | 0.8 | 365 | 4.902 | 0.82645 | 5 | 0.72841
74704 | 2.565 | 0.8 | 365 | 2.3458 | 0.7024 | 3 | 0.048201
74624 | 8.4 | 0.8 | 365 | 7.6822 | 0.39966 | 8 | 0.081829
74703 | 7.41 | 0.8 | 365 | 6.7768 | 0.5847 | 7 | 0.36147
74625 | 15.12 | 0.8 | 365 | 13.8279 | 0.71939 | 14 | 0.54729
74709 | 9.52 | 0.8 | 365 | 8.7065 | 0.45295 | 9 | 0.15941
74671 | 4.86 | 0.8 | 365 | 4.4447 | 0.9098 | 5 | 0.35449
74700 | 4.2 | 0.8 | 365 | 3.8411 | 0.69983 | 4 | 0.54091
74698 | 7.56 | 0.8 | 365 | 6.914 | 0.85969 | 7 | 0.77365
74643 | 3.64 | 0.8 | 365 | 3.3289 | 0.67319 | 4 | 0.002126
74645 | 6.44 | 0.8 | 365 | 5.8897 | 0.80641 | 6 | 0.69607
74667 | 5.6 | 0.8 | 365 | 5.1214 | 0.26644 | 5 | 0.38789
74674 | 6.44 | 0.8 | 365 | 5.8897 | 0.80641 | 6 | 0.69607
74718 | 5.88 | 0.8 | 365 | 5.3775 | 0.77976 | 6 | 0.15728
74699 | 4.275 | 0.8 | 365 | 3.9097 | 0.83733 | 4 | 0.747
74669 | 7.84 | 0.8 | 365 | 7.17 | 0.37302 | 7 | 0.54304
74728 | 7.84 | 0.8 | 365 | 7.17 | 0.37302 | 7 | 0.54304
74786 | 11.2 | 0.8 | 365 | 10.2429 | 0.53288 | 10 | 0.77577
74787 | 6.9 | 0.8 | 365 | 6.3104 | 0.64972 | 6 | 0.96007
74788 | 9.24 | 0.8 | 365 | 8.4504 | 0.93963 | 9 | 0.39001
74794 | 9.12 | 0.8 | 365 | 8.3406 | 0.71963 | 9 | 0.060272
74791 | 4.2 | 0.8 | 365 | 3.8411 | 0.69983 | 4 | 0.54091
74793 | 4.48 | 0.8 | 365 | 4.0972 | 0.21315 | 4 | 0.31031
74795 | 2.24 | 0.8 | 365 | 2.0486 | 0.10658 | 2 | 0.15515
74796 | 3.36 | 0.8 | 365 | 3.0729 | 0.15986 | 3 | 0.23273
74797 | 6.16 | 0.8 | 365 | 5.6336 | 0.29308 | 5 | 0.92667
74803 | 5.4 | 0.8 | 365 | 4.9385 | 0.89978 | 5 | 0.83832
74798 | 5.6 | 0.8 | 365 | 5.1214 | 0.26644 | 5 | 0.38789
74514 | 3.9 | 0.8 | 365 | 3.5667 | 0.14984 | 3 | 0.71656
74701 | 12.9 | 0.8 | 365 | 11.7976 | 0.64948 | 12 | 0.44709
74744 | 13.23 | 0.8 | 365 | 12.0994 | 0.25446 | 12 | 0.35388
74745 | 3.705 | 0.8 | 365 | 3.3884 | 0.79235 | 4 | 0.18074
74747 | 5.4 | 0.8 | 365 | 4.9385 | 0.89978 | 5 | 0.83832
74748 | 5.415 | 0.8 | 365 | 4.9523 | 0.92728 | 5 | 0.87954
74749 | 8.12 | 0.8 | 365 | 7.4261 | 0.88634 | 8 | 0.31243
74753 | 11.1 | 0.8 | 365 | 10.1514 | 0.34955 | 10 | 0.50099
74722 | 12.9 | 0.8 | 365 | 11.7976 | 0.64948 | 12 | 0.44709
74746 | 13.395 | 0.8 | 365 | 12.2503 | 0.55696 | 12 | 0.80727
74765 | 14.04 | 0.8 | 365 | 12.8402 | 0.73943 | 13 | 0.57963
74768 | 3.9 | 0.8 | 365 | 3.5667 | 0.14984 | 3 | 0.71656
74769 | 8.125 | 0.8 | 365 | 7.4307 | 0.8955 | 8 | 0.32617
74801 | 4.335 | 0.8 | 365 | 3.9645 | 0.94732 | 4 | 0.91187
74802 | 13.325 | 0.8 | 365 | 12.1863 | 0.42863 | 12 | 0.61493
70833 | 2.52 | 0.8 | 365 | 2.3047 | 0.6199 | 2 | 0.92455
71513 | 3.78 | 0.8 | 365 | 3.457 | 0.92985 | 4 | 0.38682
35499 | 666.21 | 0.9 | 365 | 685.4382 | 0.027746 | 685 | 0.4659
74818 | 5.98 | 0.8 | 365 | 5.469 | 0.96309 | 6 | 0.43206
74805 | 5.6 | 0.8 | 365 | 5.1214 | 0.26644 | 5 | 0.38789
74806 | 11.48 | 0.8 | 365 | 10.499 | 0.046201 | 10 | 0.54517
74807 | 5.88 | 0.8 | 365 | 5.3775 | 0.77976 | 6 | 0.15728
74808 | 7.28 | 0.8 | 365 | 6.6579 | 0.34637 | 7 | 0.0042519
74809 | 7.28 | 0.8 | 365 | 6.6579 | 0.34637 | 7 | 0.0042519
74810 | 10.89 | 0.8 | 365 | 9.9594 | 0.96456 | 10 | 0.92394
74812 | 5.6 | 0.8 | 365 | 5.1214 | 0.26644 | 5 | 0.38789
74811 | 7.8 | 0.8 | 365 | 7.1334 | 0.29968 | 7 | 0.43313
74813 | 8.68 | 0.8 | 365 | 7.9382 | 0.91298 | 8 | 0.85122
74815 | 7.98 | 0.8 | 365 | 7.2981 | 0.62968 | 7 | 0.92774
74790 | 1.92 | 0.8 | 365 | 1.7559 | 0.51992 | 2 | 0.27585
74817 | 4.8 | 0.8 | 365 | 4.3898 | 0.79981 | 5 | 0.18962
74819 | 8.37 | 0.8 | 365 | 7.6547 | 0.34466 | 7 | 0.99939
74821 | 7.7 | 0.8 | 365 | 7.042 | 0.11635 | 7 | 0.15834
74827 | 9.36 | 0.8 | 365 | 8.5601 | 0.15962 | 8 | 0.71975
74831 | 9.81 | 0.8 | 365 | 8.9717 | 0.9846 | 9 | 0.95628
74832 | 9.76 | 0.8 | 365 | 8.9259 | 0.89294 | 9 | 0.81889
74541 | 10.695 | 0.8 | 365 | 9.781 | 0.60707 | 10 | 0.38811
74834 | 10.22 | 0.8 | 365 | 9.3466 | 0.73625 | 10 | 0.082892
74676 | 12.25 | 0.8 | 365 | 11.2032 | 0.45784 | 11 | 0.661
74836 | 6.72 | 0.8 | 365 | 6.1457 | 0.31973 | 6 | 0.46546
74838 | 12.06 | 0.8 | 365 | 11.0294 | 0.10951 | 11 | 0.13891
74839 | 6.5 | 0.8 | 365 | 5.9445 | 0.9164 | 6 | 0.86094
74840 | 5.12 | 0.8 | 365 | 4.6825 | 0.38646 | 5 | 0.068924
74841 | 5.51 | 0.8 | 365 | 5.0391 | 0.10144 | 5 | 0.14058
74842 | 6.96 | 0.8 | 365 | 6.3652 | 0.75972 | 7 | 0.12494
74843 | 7.83 | 0.8 | 365 | 7.1609 | 0.35468 | 7 | 0.51556
74844 | 4.48 | 0.8 | 365 | 4.0972 | 0.21315 | 4 | 0.31031
43029 | 440.685 | 0.9 | 365 | 453.4041 | 0.89272 | 454 | 0.29677
74848 | 12.42 | 0.8 | 365 | 11.3586 | 0.7695 | 12 | 0.12813
74852 | 12.18 | 0.8 | 365 | 11.1391 | 0.32951 | 11 | 0.46865
74853 | 11.2 | 0.8 | 365 | 10.2429 | 0.53288 | 10 | 0.77577
74854 | 8.4 | 0.8 | 365 | 7.6822 | 0.39966 | 8 | 0.081829
74858 | 8 | 0.8 | 365 | 7.3164 | 0.66634 | 7 | 0.98269
74860 | 7.68 | 0.8 | 365 | 7.0237 | 0.079689 | 7 | 0.10339
74862 | 24.92 | 0.8 | 365 | 22.7904 | 0.68566 | 23 | 0.47609
74868 | 6.4 | 0.8 | 365 | 5.8531 | 0.73307 | 6 | 0.58616
74871 | 8.7 | 0.8 | 365 | 7.9565 | 0.94965 | 8 | 0.90618
74880 | 8.32 | 0.8 | 365 | 7.609 | 0.253 | 7 | 0.862
74881 | 6.48 | 0.8 | 365 | 5.9262 | 0.87974 | 6 | 0.80598
34206 | 2321.28 | 0.9 | 365 | 2388.2768 | 0.53415 | 2388 | 0.81093
74889 | 11.2 | 0.8 | 365 | 10.2429 | 0.53288 | 10 | 0.77577
74301 | 16.74 | 0.8 | 365 | 15.3095 | 0.68932 | 15 | 0.99879
74894 | 5.11 | 0.8 | 365 | 4.6733 | 0.36813 | 5 | 0.041446
74897 | 8.64 | 0.8 | 365 | 7.9017 | 0.83965 | 8 | 0.74131
74899 | 9.28 | 0.8 | 365 | 8.487 | 0.012957 | 8 | 0.49993
74901 | 2.7 | 0.8 | 365 | 2.4693 | 0.94989 | 3 | 0.41916
74905 | 8.32 | 0.8 | 365 | 7.609 | 0.253 | 7 | 0.862
74869 | 5.6 | 0.8 | 365 | 5.1214 | 0.26644 | 5 | 0.38789
74872 | 3.36 | 0.8 | 365 | 3.0729 | 0.15986 | 3 | 0.23273
74822 | 4.48 | 0.8 | 365 | 4.0972 | 0.21315 | 4 | 0.31031
74915 | 9.9 | 0.8 | 365 | 9.054 | 0.1496 | 9 | 0.20358
74912 | 2.52 | 0.8 | 365 | 2.3047 | 0.6199 | 2 | 0.92455
73012 | 9.86 | 0.8 | 365 | 9.0174 | 0.076267 | 9 | 0.093671
72900 | 7.28 | 0.8 | 365 | 6.6579 | 0.34637 | 7 | 0.0042519
74824 | 3.465 | 0.8 | 365 | 3.1689 | 0.35236 | 3 | 0.52125
72898 | 14.58 | 0.8 | 365 | 13.3341 | 0.72941 | 14 | 0.063461
74916 | 3.36 | 0.8 | 365 | 3.0729 | 0.15986 | 3 | 0.23273
68548 | 6.21 | 0.8 | 365 | 5.6793 | 0.38475 | 6 | 0.064067
74928 | 5.4 | 0.8 | 365 | 4.9385 | 0.89978 | 5 | 0.83832
74931 | 8.54 | 0.8 | 365 | 7.8102 | 0.65632 | 8 | 0.46653
73856 | 9.24 | 0.8 | 365 | 8.4504 | 0.93963 | 9 | 0.39001
74936 | 8.4 | 0.8 | 365 | 7.6822 | 0.39966 | 8 | 0.081829
74937 | 12.6 | 0.8 | 365 | 11.5233 | 0.099489 | 11 | 0.62274
74258 | 3.36 | 0.8 | 365 | 3.0729 | 0.15986 | 3 | 0.23273
74939 | 8.32 | 0.8 | 365 | 7.609 | 0.253 | 7 | 0.862
74633 | 3.9 | 0.8 | 365 | 3.5667 | 0.14984 | 3 | 0.71656
74577 | 25.11 | 0.6 | 365 | 17.2231 | 0.52549 | 17 | 0.74864
74595 | 5.88 | 0.8 | 365 | 5.3775 | 0.77976 | 6 | 0.15728
74833 | 4.55 | 0.8 | 365 | 4.1612 | 0.34148 | 4 | 0.50266
74835 | 13.325 | 0.8 | 365 | 12.1863 | 0.42863 | 12 | 0.61493
74666 | 2.88 | 0.8 | 365 | 2.6339 | 0.27988 | 2 | 0.91377
74859 | 9 | 0.8 | 365 | 8.2309 | 0.49964 | 8 | 0.73053
74857 | 7.59 | 0.8 | 365 | 6.9414 | 0.91469 | 7 | 0.85608
74876 | 9.75 | 0.8 | 365 | 8.9168 | 0.8746 | 9 | 0.79141
74877 | 3.6 | 0.8 | 365 | 3.2924 | 0.59985 | 3 | 0.89221
74879 | 7.8 | 0.8 | 365 | 7.1334 | 0.29968 | 7 | 0.43313
74883 | 4.5 | 0.8 | 365 | 4.1154 | 0.24982 | 4 | 0.36527
74884 | 6.5 | 0.8 | 365 | 5.9445 | 0.9164 | 6 | 0.86094
74886 | 8.45 | 0.8 | 365 | 7.7279 | 0.49132 | 8 | 0.21922
74887 | 6 | 0.8 | 365 | 5.4873 | 0.99976 | 6 | 0.48702
74888 | 4.32 | 0.8 | 365 | 3.9508 | 0.91982 | 4 | 0.87065
74890 | 7.8 | 0.8 | 365 | 7.1334 | 0.29968 | 7 | 0.43313
74891 | 9.45 | 0.8 | 365 | 8.6424 | 0.32462 | 8 | 0.96706
74893 | 6.84 | 0.8 | 365 | 6.2555 | 0.53972 | 6 | 0.7952
74895 | 7.02 | 0.8 | 365 | 6.4201 | 0.86972 | 7 | 0.28981
74896 | 7.8 | 0.8 | 365 | 7.1334 | 0.29968 | 7 | 0.43313
74898 | 5.1 | 0.8 | 365 | 4.6642 | 0.34979 | 5 | 0.013968
74900 | 12.255 | 0.8 | 365 | 11.2077 | 0.467 | 11 | 0.67474
74902 | 6.48 | 0.8 | 365 | 5.9262 | 0.87974 | 6 | 0.80598
74903 | 13.395 | 0.8 | 365 | 12.2503 | 0.55696 | 12 | 0.80727
74917 | 9.3 | 0.8 | 365 | 8.5053 | 0.049623 | 8 | 0.55488
74919 | 7.8 | 0.8 | 365 | 7.1334 | 0.29968 | 7 | 0.43313
74662 | 3.92 | 0.8 | 365 | 3.585 | 0.18651 | 3 | 0.77152
74920 | 4.8 | 0.8 | 365 | 4.3898 | 0.79981 | 5 | 0.18962
74925 | 12.04 | 0.8 | 365 | 11.0111 | 0.072845 | 11 | 0.083955
74926 | 4.2 | 0.8 | 365 | 3.8411 | 0.69983 | 4 | 0.54091
74930 | 7.5 | 0.8 | 365 | 6.8591 | 0.7497 | 7 | 0.60878
74929 | 4.62 | 0.8 | 365 | 4.2252 | 0.46981 | 4 | 0.69501
74932 | 7.84 | 0.8 | 365 | 7.17 | 0.37302 | 7 | 0.54304
74938 | 9.3 | 0.8 | 365 | 8.5053 | 0.049623 | 8 | 0.55488
74716 | 2.88 | 0.8 | 365 | 2.6339 | 0.27988 | 2 | 0.91377
74719 | 4.675 | 0.8 | 365 | 4.2755 | 0.57064 | 4 | 0.84614
74736 | 9.6 | 0.8 | 365 | 8.7796 | 0.59961 | 9 | 0.37923
74741 | 9.135 | 0.8 | 365 | 8.3544 | 0.74713 | 9 | 0.10149
74804 | 9.8 | 0.8 | 365 | 8.9625 | 0.96627 | 9 | 0.9288
74845 | 7.68 | 0.8 | 365 | 7.0237 | 0.079689 | 7 | 0.10339
74923 | 6.27 | 0.8 | 365 | 5.7342 | 0.49475 | 6 | 0.22894
74941 | 9.425 | 0.8 | 365 | 8.6196 | 0.27878 | 8 | 0.89836
74942 | 7.84 | 0.8 | 365 | 7.17 | 0.37302 | 7 | 0.54304
74943 | 5.49 | 0.8 | 365 | 5.0208 | 0.064777 | 5 | 0.085624
74944 | 11.025 | 0.8 | 365 | 10.0828 | 0.21205 | 10 | 0.2949
74945 | 13.77 | 0.8 | 365 | 12.5933 | 0.24444 | 12 | 0.83771
74948 | 7.2 | 0.8 | 365 | 6.5847 | 0.19971 | 6 | 0.78442
74950 | 9.75 | 0.8 | 365 | 8.9168 | 0.8746 | 9 | 0.79141
74951 | 5.525 | 0.8 | 365 | 5.0529 | 0.12894 | 5 | 0.1818
74953 | 10.98 | 0.8 | 365 | 10.0417 | 0.12955 | 10 | 0.17125
74959 | 14.7 | 0.8 | 365 | 13.4438 | 0.9494 | 14 | 0.3932
74962 | 10.2 | 0.8 | 365 | 9.3283 | 0.69959 | 10 | 0.027935
74961 | 9.1 | 0.8 | 365 | 8.3224 | 0.68296 | 9 | 0.0053149
74963 | 6.72 | 0.8 | 365 | 6.1457 | 0.31973 | 6 | 0.46546
74966 | 9.36 | 0.8 | 365 | 8.5601 | 0.15962 | 8 | 0.71975
74968 | 8.4 | 0.8 | 365 | 7.6822 | 0.39966 | 8 | 0.081829
74970 | 10.8 | 0.8 | 365 | 9.8771 | 0.79956 | 10 | 0.67664
72089 | 6.5 | 0.8 | 365 | 5.9445 | 0.9164 | 6 | 0.86094
74971 | 3 | 0.8 | 365 | 2.7436 | 0.49988 | 3 | 0.24351
74934 | 10.92 | 0.8 | 365 | 9.9868 | 0.019557 | 10 | 0.0063779
74975 | 12.32 | 0.8 | 365 | 11.2672 | 0.58617 | 11 | 0.85335
74978 | 4.76 | 0.8 | 365 | 4.3532 | 0.72647 | 5 | 0.079703
74982 | 19.8 | 0.8 | 365 | 18.108 | 0.2992 | 18 | 0.40717
74979 | 5.94 | 0.8 | 365 | 5.4324 | 0.88976 | 6 | 0.32215
74984 | 4.2 | 0.8 | 365 | 3.8411 | 0.69983 | 4 | 0.54091
74985 | 3.92 | 0.8 | 365 | 3.585 | 0.18651 | 3 | 0.77152
74986 | 7.56 | 0.8 | 365 | 6.914 | 0.85969 | 7 | 0.77365
74145 | 6.6 | 0.8 | 365 | 6.036 | 0.099732 | 6 | 0.13572
74990 | 7.02 | 0.8 | 365 | 6.4201 | 0.86972 | 7 | 0.28981
74992 | 3.9 | 0.8 | 365 | 3.5667 | 0.14984 | 3 | 0.71656
74993 | 9.625 | 0.8 | 365 | 8.8025 | 0.64544 | 9 | 0.44793
74994 | 7.8 | 0.8 | 365 | 7.1334 | 0.29968 | 7 | 0.43313
74996 | 3.36 | 0.8 | 365 | 3.0729 | 0.15986 | 3 | 0.23273
74997 | 6.5 | 0.8 | 365 | 5.9445 | 0.9164 | 6 | 0.86094
74998 | 10.44 | 0.8 | 365 | 9.5478 | 0.13958 | 9 | 0.68742
74999 | 4.35 | 0.8 | 365 | 3.9783 | 0.97482 | 4 | 0.95309
75000 | 3.52 | 0.8 | 365 | 3.2192 | 0.45319 | 3 | 0.67239
75002 | 10.175 | 0.8 | 365 | 9.3055 | 0.65375 | 9 | 0.95924
75004 | 4.725 | 0.8 | 365 | 4.3212 | 0.66231 | 4 | 0.98353
75005 | 4.48 | 0.8 | 365 | 4.0972 | 0.21315 | 4 | 0.31031
74960 | 2.24 | 0.8 | 365 | 2.0486 | 0.10658 | 2 | 0.15515
75006 | 4.725 | 0.8 | 365 | 4.3212 | 0.66231 | 4 | 0.98353
75007 | 7.54 | 0.8 | 365 | 6.8957 | 0.82303 | 7 | 0.71869
75009 | 5.225 | 0.8 | 365 | 4.7785 | 0.57895 | 5 | 0.35745
74976 | 3.36 | 0.8 | 365 | 3.0729 | 0.15986 | 3 | 0.23273
75010 | 11.025 | 0.8 | 365 | 10.0828 | 0.21205 | 10 | 0.2949
75013 | 6.4 | 0.8 | 365 | 5.8531 | 0.73307 | 6 | 0.58616
75014 | 14.4 | 0.8 | 365 | 13.1694 | 0.39942 | 13 | 0.56885
75015 | 11.2 | 0.8 | 365 | 10.2429 | 0.53288 | 10 | 0.77577
75016 | 7.68 | 0.8 | 365 | 7.0237 | 0.079689 | 7 | 0.10339
75017 | 5.13 | 0.8 | 365 | 4.6916 | 0.40479 | 5 | 0.096403
75019 | 10.545 | 0.8 | 365 | 9.6439 | 0.33207 | 9 | 0.97594
75030 | 9.28 | 0.8 | 365 | 8.487 | 0.012957 | 8 | 0.49993
74983 | 8.4 | 0.8 | 365 | 7.6822 | 0.39966 | 8 | 0.081829
74991 | 4.48 | 0.8 | 365 | 4.0972 | 0.21315 | 4 | 0.31031
75034 | 6.9 | 0.8 | 365 | 6.3104 | 0.64972 | 6 | 0.96007
75036 | 9.156 | 0.8 | 365 | 8.3736 | 0.78563 | 9 | 0.15919
74980 | 2.8 | 0.8 | 365 | 2.5607 | 0.13322 | 2 | 0.69394
75041 | 4.56 | 0.8 | 365 | 4.1703 | 0.35982 | 4 | 0.53014
75046 | 10.64 | 0.8 | 365 | 9.7307 | 0.50624 | 10 | 0.23698
75048 | 8.5 | 0.8 | 365 | 7.7736 | 0.58299 | 8 | 0.35661
75049 | 6.4 | 0.8 | 365 | 5.8531 | 0.73307 | 6 | 0.58616
75050 | 10.2 | 0.8 | 365 | 9.3283 | 0.69959 | 10 | 0.027935
75052 | 8.96 | 0.8 | 365 | 8.1943 | 0.4263 | 8 | 0.62062
74989 | 7.15 | 0.8 | 365 | 6.539 | 0.10804 | 6 | 0.64703
74995 | 10.8 | 0.8 | 365 | 9.8771 | 0.79956 | 10 | 0.67664
65327 | 188.27 | 0.7 | 365 | 150.6585 | 0.009781 | 150 | 0.66833
75058 | 10.72 | 0.8 | 365 | 9.8039 | 0.6529 | 10 | 0.45681
75062 | 4.88 | 1 | 365 | 5.5787 | 0.18309 | 5 | 0.7618
75065 | 12.375 | 0.8 | 365 | 11.3175 | 0.687 | 12 | 0.0044804
75063 | 4.675 | 0.8 | 365 | 4.2755 | 0.57064 | 4 | 0.84614
75066 | 11.6 | 0.8 | 365 | 10.6087 | 0.2662 | 10 | 0.87491
75068 | 6.38 | 0.8 | 365 | 5.8348 | 0.69641 | 6 | 0.5312
75067 | 5.1 | 0.8 | 365 | 4.6642 | 0.34979 | 5 | 0.013968
75072 | 5.44 | 0.8 | 365 | 4.9751 | 0.97311 | 5 | 0.94823
75073 | 10.56 | 0.8 | 365 | 9.6576 | 0.35957 | 10 | 0.017157
75074 | 9.6 | 0.8 | 365 | 8.7796 | 0.59961 | 9 | 0.37923
75076 | 3.66 | 0.8 | 365 | 3.3472 | 0.70985 | 4 | 0.057083
75077 | 14.04 | 0.8 | 365 | 12.8402 | 0.73943 | 13 | 0.57963
75078 | 6.6 | 0.8 | 365 | 6.036 | 0.099732 | 6 | 0.13572
75079 | 8.04 | 0.8 | 365 | 7.3529 | 0.73967 | 8 | 0.092608
75080 | 4.16 | 0.8 | 365 | 3.8045 | 0.6265 | 4 | 0.431
75082 | 7.625 | 0.8 | 365 | 6.9734 | 0.97886 | 7 | 0.95226
75037 | 5.185 | 0.8 | 365 | 4.7419 | 0.50562 | 5 | 0.24753
74732 | 8.19 | 0.8 | 365 | 7.4901 | 0.014668 | 7 | 0.50478
75085 | 8.68 | 0.8 | 365 | 7.9382 | 0.91298 | 8 | 0.85122
75087 | 3.3 | 0.8 | 365 | 3.018 | 0.049866 | 3 | 0.067861
54168 | 27.3 | 0.9 | 365 | 28.0879 | 0.30501 | 28 | 0.39294
75088 | 7.54 | 0.8 | 365 | 6.8957 | 0.82303 | 7 | 0.71869
75089 | 9.99 | 0.8 | 365 | 9.1363 | 0.3146 | 9 | 0.45089
75090 | 8.12 | 0.8 | 365 | 7.4261 | 0.88634 | 8 | 0.31243
75091 | 4.56 | 0.8 | 365 | 4.1703 | 0.35982 | 4 | 0.53014
75018 | 13.4 | 0.8 | 365 | 12.2549 | 0.56612 | 12 | 0.82101
75092 | 7.5 | 0.8 | 365 | 6.8591 | 0.7497 | 7 | 0.60878
75094 | 9.9 | 0.8 | 365 | 9.054 | 0.1496 | 9 | 0.20358
75095 | 12.87 | 0.8 | 365 | 11.7702 | 0.59448 | 12 | 0.36466
75096 | 9.045 | 0.8 | 365 | 8.2721 | 0.58213 | 8 | 0.85418
75097 | 6.3 | 0.8 | 365 | 5.7616 | 0.54974 | 6 | 0.31137
75099 | 5.025 | 0.8 | 365 | 4.5956 | 0.2123 | 4 | 0.80788
75100 | 9.045 | 0.8 | 365 | 8.2721 | 0.58213 | 8 | 0.85418
75101 | 10 | 0.8 | 365 | 9.1454 | 0.33293 | 9 | 0.47837
75102 | 11.725 | 0.8 | 365 | 10.723 | 0.49536 | 11 | 0.21839
75103 | 79.98 | 0.6 | 365 | 54.8589 | 0.97007 | 55 | 0.82899
75107 | 9.88 | 0.8 | 365 | 9.0357 | 0.11293 | 9 | 0.14863
75108 | 7.32 | 0.8 | 365 | 6.6945 | 0.4197 | 7 | 0.11417
75109 | 11.61 | 0.8 | 365 | 10.6179 | 0.28453 | 10 | 0.90239
75111 | 7.8 | 0.8 | 365 | 7.1334 | 0.29968 | 7 | 0.43313
75115 | 9.6 | 0.8 | 365 | 8.7796 | 0.59961 | 9 | 0.37923
75118 | 5.28 | 0.8 | 365 | 4.8288 | 0.67979 | 5 | 0.50858
75119 | 3.96 | 0.8 | 365 | 3.6216 | 0.25984 | 3 | 0.88143
75120 | 4.95 | 0.8 | 365 | 4.527 | 0.074799 | 4 | 0.60179
75121 | 5.12 | 0.8 | 365 | 4.6825 | 0.38646 | 5 | 0.068924
75122 | 7.59 | 0.8 | 365 | 6.9414 | 0.91469 | 7 | 0.85608
75123 | 4.08 | 0.8 | 365 | 3.7313 | 0.47983 | 4 | 0.21117
75125 | 11.4 | 0.8 | 365 | 10.4258 | 0.89954 | 11 | 0.32534
75126 | 13.44 | 0.8 | 365 | 12.2915 | 0.63946 | 12 | 0.93093
75128 | 4.93 | 0.8 | 365 | 4.5087 | 0.038134 | 4 | 0.54684
75129 | 14.56 | 0.8 | 365 | 13.3158 | 0.69274 | 14 | 0.0085038
75131 | 7.28 | 0.8 | 365 | 6.6579 | 0.34637 | 7 | 0.0042519
75132 | 5.88 | 0.8 | 365 | 5.3775 | 0.77976 | 6 | 0.15728
75135 | 3.96 | 0.8 | 365 | 3.6216 | 0.25984 | 3 | 0.88143
75138 | 12 | 0.8 | 365 | 10.9745 | 0.99951 | 11 | 0.97404
74952 | 9.35 | 0.8 | 365 | 8.551 | 0.14129 | 8 | 0.69227
74626 | 3.78 | 0.8 | 365 | 3.457 | 0.92985 | 4 | 0.38682
74829 | 2.52 | 0.8 | 365 | 2.3047 | 0.6199 | 2 | 0.92455
75143 | 9.76 | 0.8 | 365 | 8.9259 | 0.89294 | 9 | 0.81889
75144 | 13.4 | 0.8 | 365 | 12.2549 | 0.56612 | 12 | 0.82101
75146 | 10.05 | 0.8 | 365 | 9.1912 | 0.42459 | 9 | 0.61576
75147 | 6 | 0.8 | 365 | 5.4873 | 0.99976 | 6 | 0.48702
75150 | 25.6 | 0.6 | 365 | 17.5592 | 0.19922 | 17 | 0.75847
73935 | 7.245 | 0.8 | 365 | 6.6259 | 0.28221 | 6 | 0.90808
75154 | 11.2 | 0.8 | 365 | 10.2429 | 0.53288 | 10 | 0.77577
34581 | 1298.88 | 0.9 | 365 | 1336.3683 | 0.88077 | 1337 | 0.24905
75139 | 10.36 | 0.8 | 365 | 9.4747 | 0.99291 | 10 | 0.46759
75172 | 5.2 | 0.8 | 365 | 4.7556 | 0.53312 | 5 | 0.28875
75173 | 7.29 | 0.8 | 365 | 6.667 | 0.3647 | 7 | 0.03173
75149 | 5.04 | 0.8 | 365 | 4.6093 | 0.2398 | 4 | 0.8491
75175 | 7.92 | 0.8 | 365 | 7.2432 | 0.51968 | 7 | 0.76287
75152 | 2.24 | 0.8 | 365 | 2.0486 | 0.10658 | 2 | 0.15515
75176 | 3.24 | 0.8 | 365 | 2.9631 | 0.93987 | 3 | 0.90299
75177 | 8.58 | 0.8 | 365 | 7.8468 | 0.72965 | 8 | 0.57644
34337 | 4397.4 | 1 | 365 | 5027.0197 | 0.1522 | 5027 | 0.17193
73386 | 4.8 | 0.8 | 365 | 4.3898 | 0.79981 | 5 | 0.18962
75071 | 5.32 | 0.8 | 365 | 4.8654 | 0.75312 | 5 | 0.61849
75040 | 3.08 | 0.8 | 365 | 2.8168 | 0.64654 | 3 | 0.46334
75182 | 17.28 | 0.8 | 365 | 15.8033 | 0.6793 | 16 | 0.48262
75028 | 3.92 | 0.8 | 365 | 3.585 | 0.18651 | 3 | 0.77152
75083 | 3.08 | 0.8 | 365 | 2.8168 | 0.64654 | 3 | 0.46334
75184 | 11.05 | 0.8 | 365 | 10.1057 | 0.25789 | 10 | 0.3636
75186 | 6.72 | 0.8 | 365 | 6.1457 | 0.31973 | 6 | 0.46546
75188 | 5.94 | 0.8 | 365 | 5.4324 | 0.88976 | 6 | 0.32215
75189 | 5.94 | 0.8 | 365 | 5.4324 | 0.88976 | 6 | 0.32215
75191 | 7.59 | 0.8 | 365 | 6.9414 | 0.91469 | 7 | 0.85608
75192 | 5.6 | 0.8 | 365 | 5.1214 | 0.26644 | 5 | 0.38789
75027 | 3.36 | 0.8 | 365 | 3.0729 | 0.15986 | 3 | 0.23273
75194 | 8.64 | 0.8 | 365 | 7.9017 | 0.83965 | 8 | 0.74131
75195 | 8 | 0.8 | 365 | 7.3164 | 0.66634 | 7 | 0.98269
59468 | 196.02 | 0.9 | 365 | 201.6775 | 0.28231 | 201 | 0.95984
73372 | 5.015 | 0.8 | 365 | 4.5864 | 0.19396 | 4 | 0.7804
75084 | 26.1 | 0.6 | 365 | 17.9022 | 0.88671 | 18 | 0.78891
75199 | 6.72 | 0.8 | 365 | 6.1457 | 0.31973 | 6 | 0.46546
75201 | 7.04 | 0.8 | 365 | 6.4384 | 0.90638 | 7 | 0.34477
75202 | 4.5 | 0.8 | 365 | 4.1154 | 0.24982 | 4 | 0.36527
75203 | 10.08 | 0.8 | 365 | 9.2186 | 0.47959 | 9 | 0.69819
75204 | 5.12 | 0.8 | 365 | 4.6825 | 0.38646 | 5 | 0.068924
34408 | 2623.44 | 1 | 365 | 2999.0641 | 0.91708 | 2999 | 0.98122
74946 | 6.38 | 0.8 | 365 | 5.8348 | 0.69641 | 6 | 0.5312
74965 | 12.42 | 0.8 | 365 | 11.3586 | 0.7695 | 12 | 0.12813
75003 | 11.1 | 0.8 | 365 | 10.1514 | 0.34955 | 10 | 0.50099
75011 | 8.28 | 0.8 | 365 | 7.5724 | 0.17966 | 7 | 0.75209
75081 | 8.58 | 0.8 | 365 | 7.8468 | 0.72965 | 8 | 0.57644
75136 | 4.86 | 0.8 | 365 | 4.4447 | 0.9098 | 5 | 0.35449
75137 | 7.245 | 0.8 | 365 | 6.6259 | 0.28221 | 6 | 0.90808
75187 | 5.28 | 0.8 | 365 | 4.8288 | 0.67979 | 5 | 0.50858
75218 | 6.27 | 0.8 | 365 | 5.7342 | 0.49475 | 6 | 0.22894
75219 | 7.695 | 0.8 | 365 | 7.0374 | 0.10719 | 7 | 0.1446
75220 | 6.555 | 0.8 | 365 | 5.9948 | 0.017234 | 6 | 0.01207
75221 | 4.59 | 0.8 | 365 | 4.1978 | 0.41481 | 4 | 0.61257
75222 | 4.275 | 0.8 | 365 | 3.9097 | 0.83733 | 4 | 0.747
75223 | 3.78 | 0.8 | 365 | 3.457 | 0.92985 | 4 | 0.38682
75225 | 8.41 | 0.8 | 365 | 7.6913 | 0.41799 | 8 | 0.10931
75226 | 8.64 | 0.8 | 365 | 7.9017 | 0.83965 | 8 | 0.74131
75227 | 7.84 | 0.8 | 365 | 7.17 | 0.37302 | 7 | 0.54304
75228 | 5.94 | 0.8 | 365 | 5.4324 | 0.88976 | 6 | 0.32215
75181 | 5.12 | 0.8 | 365 | 4.6825 | 0.38646 | 5 | 0.068924
75233 | 2.4 | 0.8 | 365 | 2.1949 | 0.3999 | 2 | 0.59481
75240 | 10.8 | 0.8 | 365 | 9.8771 | 0.79956 | 10 | 0.67664
75241 | 3.465 | 0.8 | 365 | 3.1689 | 0.35236 | 3 | 0.52125
75242 | 4.8 | 0.8 | 365 | 4.3898 | 0.79981 | 5 | 0.18962
75243 | 8.32 | 0.8 | 365 | 7.609 | 0.253 | 7 | 0.862
75244 | 8 | 0.8 | 365 | 7.3164 | 0.66634 | 7 | 0.98269
75245 | 5.28 | 0.8 | 365 | 4.8288 | 0.67979 | 5 | 0.50858
75246 | 4.27 | 0.8 | 365 | 3.9051 | 0.82816 | 4 | 0.73326
75248 | 8.96 | 0.8 | 365 | 8.1943 | 0.4263 | 8 | 0.62062
75249 | 9.9 | 0.8 | 365 | 9.054 | 0.1496 | 9 | 0.20358
75251 | 4.62 | 0.8 | 365 | 4.2252 | 0.46981 | 4 | 0.69501
75237 | 8.7 | 0.8 | 365 | 7.9565 | 0.94965 | 8 | 0.90618
75253 | 6.175 | 0.8 | 365 | 5.6473 | 0.32058 | 5 | 0.96789
75250 | 8.1 | 0.8 | 365 | 7.4078 | 0.84967 | 8 | 0.25748
75254 | 5.22 | 0.8 | 365 | 4.7739 | 0.56979 | 5 | 0.34371
75255 | 3.36 | 0.8 | 365 | 3.0729 | 0.15986 | 3 | 0.23273
75258 | 5.04 | 0.8 | 365 | 4.6093 | 0.2398 | 4 | 0.8491
75259 | 7.2 | 0.8 | 365 | 6.5847 | 0.19971 | 6 | 0.78442
75260 | 6.16 | 0.8 | 365 | 5.6336 | 0.29308 | 5 | 0.92667
75257 | 5.04 | 0.8 | 365 | 4.6093 | 0.2398 | 4 | 0.8491
75265 | 6.6 | 0.8 | 365 | 6.036 | 0.099732 | 6 | 0.13572
75270 | 9.8 | 0.8 | 365 | 8.9625 | 0.96627 | 9 | 0.9288
75273 | 8.235 | 0.8 | 365 | 7.5313 | 0.097166 | 7 | 0.62844
75276 | 5.12 | 0.8 | 365 | 4.6825 | 0.38646 | 5 | 0.068924
74981 | 5.1 | 1 | 365 | 5.8302 | 0.68724 | 6 | 0.51746
75163 | 13.325 | 0.8 | 365 | 12.1863 | 0.42863 | 12 | 0.61493
75183 | 5.4 | 0.8 | 365 | 4.9385 | 0.89978 | 5 | 0.83832
75277 | 6.44 | 0.8 | 365 | 5.8897 | 0.80641 | 6 | 0.69607
75278 | 6.08 | 0.8 | 365 | 5.5604 | 0.14642 | 5 | 0.70685
75279 | 9.3 | 0.8 | 365 | 8.5053 | 0.049623 | 8 | 0.55488
74814 | 3.36 | 0.8 | 365 | 3.0729 | 0.15986 | 3 | 0.23273
74935 | 6.93 | 0.8 | 365 | 6.3378 | 0.70472 | 7 | 0.042509
75281 | 15.39 | 0.8 | 365 | 14.0748 | 0.21438 | 14 | 0.28921
75284 | 9.945 | 1 | 365 | 11.3689 | 0.79012 | 12 | 0.15905
59847 | 223.668 | 0.9 | 365 | 230.1235 | 0.30505 | 230 | 0.42856
75285 | 4.845 | 0.8 | 365 | 4.431 | 0.8823 | 5 | 0.31327
73236 | 4.56 | 0.8 | 365 | 4.1703 | 0.35982 | 4 | 0.53014
75290 | 7.035 | 0.8 | 365 | 6.4338 | 0.89721 | 7 | 0.33103
4604 | 1285.2 | 1 | 365 | 1469.2149 | 0.18488 | 1469 | 0.39982
64598 | 526.68 | 1 | 365 | 602.09 | 0.94831 | 603 | 0.038357
34750 | 2465.28 | 1 | 365 | 2818.2588 | 0.47509 | 2818 | 0.73388
65262 | 25.53 | 0.7 | 365 | 20.4298 | 0.95347 | 21 | 0.38324
75294 | 7.15 | 0.8 | 365 | 6.539 | 0.10804 | 6 | 0.64703
74949 | 10.08 | 0.8 | 365 | 9.2186 | 0.47959 | 9 | 0.69819
75295 | 9 | 0.8 | 365 | 8.2309 | 0.49964 | 8 | 0.73053
75296 | 5.67 | 0.8 | 365 | 5.1855 | 0.39477 | 5 | 0.58023
75297 | 7.98 | 0.8 | 365 | 7.2981 | 0.62968 | 7 | 0.92774
75301 | 10.075 | 0.8 | 365 | 9.214 | 0.47042 | 9 | 0.68446
75302 | 8.96 | 0.8 | 365 | 8.1943 | 0.4263 | 8 | 0.62062
75303 | 12.6 | 0.8 | 365 | 11.5233 | 0.099489 | 11 | 0.62274
75304 | 8.96 | 0.8 | 365 | 8.1943 | 0.4263 | 8 | 0.62062
75305 | 9.38 | 0.8 | 365 | 8.5784 | 0.19629 | 8 | 0.77471
75306 | 10.791 | 0.8 | 365 | 9.8688 | 0.78306 | 10 | 0.65191
75307 | 4.02 | 0.8 | 365 | 3.6765 | 0.36984 | 4 | 0.046304
75308 | 12.54 | 0.8 | 365 | 11.4684 | 0.98949 | 12 | 0.45787
75309 | 7.848 | 0.8 | 365 | 7.1773 | 0.38768 | 7 | 0.56502
75310 | 11.7 | 0.8 | 365 | 10.7002 | 0.44953 | 11 | 0.14969
75311 | 11.2 | 0.8 | 365 | 10.2429 | 0.53288 | 10 | 0.77577
75312 | 3.6 | 0.8 | 365 | 3.2924 | 0.59985 | 3 | 0.89221
75314 | 11.445 | 0.8 | 365 | 10.467 | 0.98204 | 11 | 0.44899
75316 | 9.9 | 0.8 | 365 | 9.054 | 0.1496 | 9 | 0.20358
75317 | 7.68 | 0.8 | 365 | 7.0237 | 0.079689 | 7 | 0.10339
75196 | 9.92 | 0.8 | 365 | 9.0723 | 0.18626 | 9 | 0.25854
74849 | 14.79 | 0.8 | 365 | 13.5261 | 0.1144 | 13 | 0.64051
75326 | 7.98 | 0.8 | 365 | 7.2981 | 0.62968 | 7 | 0.92774
75327 | 7.98 | 0.8 | 365 | 7.2981 | 0.62968 | 7 | 0.92774
75328 | 3.3 | 0.8 | 365 | 3.018 | 0.049866 | 3 | 0.067861
21555 | 1256.85 | 1 | 365 | 1436.8058 | 0.21757 | 1437 | 0.023353
75330 | 6.6 | 0.8 | 365 | 6.036 | 0.099732 | 6 | 0.13572
75333 | 7.155 | 1 | 365 | 8.1795 | 0.39651 | 8 | 0.57597
75335 | 3.92 | 0.8 | 365 | 3.585 | 0.18651 | 3 | 0.77152
75334 | 9.36 | 0.8 | 365 | 8.5601 | 0.15962 | 8 | 0.71975
75340 | 7.92 | 0.8 | 365 | 7.2432 | 0.51968 | 7 | 0.76287
75341 | 5.4 | 0.8 | 365 | 4.9385 | 0.89978 | 5 | 0.83832
75342 | 6.38 | 0.8 | 365 | 5.8348 | 0.69641 | 6 | 0.5312
75344 | 6.38 | 0.8 | 365 | 5.8348 | 0.69641 | 6 | 0.5312
75343 | 6.54 | 0.8 | 365 | 5.9811 | 0.98973 | 6 | 0.97085
75346 | 4.35 | 0.8 | 365 | 3.9783 | 0.97482 | 4 | 0.95309
75347 | 3.3 | 0.8 | 365 | 3.018 | 0.049866 | 3 | 0.067861
75350 | 24.9 | 0.8 | 365 | 22.7721 | 0.64899 | 23 | 0.42114
75348 | 2 | 1 | 365 | 2.2864 | 0.58323 | 2 | 0.86959
75352 | 3.84 | 0.8 | 365 | 3.5118 | 0.039844 | 3 | 0.55169
75353 | 3.285 | 0.8 | 365 | 3.0043 | 0.022367 | 3 | 0.026644
75354 | 9.45 | 0.8 | 365 | 8.6424 | 0.32462 | 8 | 0.96706
75355 | 8.04 | 0.8 | 365 | 7.3529 | 0.73967 | 8 | 0.092608
75356 | 6.7 | 0.8 | 365 | 6.1274 | 0.28306 | 6 | 0.41051
75357 | 2.88 | 0.8 | 365 | 2.6339 | 0.27988 | 2 | 0.91377
75359 | 9.625 | 0.8 | 365 | 8.8025 | 0.64544 | 9 | 0.44793
74664 | 2.64 | 0.8 | 365 | 2.4144 | 0.83989 | 3 | 0.25429
44535 | 388.74 | 0.65 | 365 | 288.8599 | 0.047822 | 288 | 0.90769
75224 | 5.7 | 0.8 | 365 | 5.2129 | 0.44977 | 5 | 0.66267
75272 | 9.045 | 0.8 | 365 | 8.2721 | 0.58213 | 8 | 0.85418
75274 | 9.24 | 0.8 | 365 | 8.4504 | 0.93963 | 9 | 0.39001
75291 | 8.45 | 0.8 | 365 | 7.7279 | 0.49132 | 8 | 0.21922
75336 | 7 | 0.8 | 365 | 6.4018 | 0.83305 | 7 | 0.23486
34327 | 1297.89 | 1 | 365 | 1483.7219 | 0.26549 | 1483 | 0.98738
75360 | 9.9 | 0.8 | 365 | 9.054 | 0.1496 | 9 | 0.20358
75263 | 8.502 | 0.8 | 365 | 7.7755 | 0.58666 | 8 | 0.36211
75364 | 8.45 | 0.8 | 365 | 7.7279 | 0.49132 | 8 | 0.21922
75367 | 7.155 | 0.8 | 365 | 6.5436 | 0.11721 | 6 | 0.66077
75373 | 2.65 | 0.8 | 365 | 2.4235 | 0.85823 | 3 | 0.28177
75376 | 6.9 | 0.8 | 365 | 6.3104 | 0.64972 | 6 | 0.96007
75377 | 4.8 | 0.8 | 365 | 4.3898 | 0.79981 | 5 | 0.18962
75380 | 13.8 | 0.8 | 365 | 12.6207 | 0.29944 | 12 | 0.92015
75289 | 7.41 | 0.8 | 365 | 6.7768 | 0.5847 | 7 | 0.36147
74987 | 8.12 | 0.8 | 365 | 7.4261 | 0.88634 | 8 | 0.31243
75059 | 18.2 | 0.8 | 365 | 16.6447 | 0.36593 | 17 | 0.01063
74459 | 5.44 | 0.8 | 365 | 4.9751 | 0.97311 | 5 | 0.94823
36802 | 388.476 | 0.9 | 365 | 399.6882 | 0.21404 | 399 | 0.90223
75110 | 6.4 | 0.8 | 365 | 5.8531 | 0.73307 | 6 | 0.58616
75351 | 19.04 | 0.8 | 365 | 17.4129 | 0.90589 | 18 | 0.31881
75394 | 5.7 | 0.8 | 365 | 5.2129 | 0.44977 | 5 | 0.66267
75180 | 5.52 | 0.8 | 365 | 5.0483 | 0.11978 | 5 | 0.16806
75398 | 7.65 | 0.8 | 365 | 6.9963 | 0.02469 | 7 | 0.020952
75332 | 5.04 | 1 | 365 | 5.7616 | 0.54974 | 6 | 0.31137
75070 | 4.2 | 0.8 | 365 | 3.8411 | 0.69983 | 4 | 0.54091
75170 | 7.2 | 0.8 | 365 | 6.5847 | 0.19971 | 6 | 0.78442
75153 | 8.7 | 1 | 365 | 9.9457 | 0.93706 | 10 | 0.88273
35259 | 8.96 | 0.8 | 365 | 8.1943 | 0.4263 | 8 | 0.62062
35262 | 15.12 | 0.8 | 365 | 13.8279 | 0.71939 | 14 | 0.54729
75427 | 5.355 | 0.8 | 365 | 4.8974 | 0.81728 | 5 | 0.71467
75430 | 6.67 | 0.8 | 365 | 6.1 | 0.22806 | 6 | 0.32807
75431 | 9.9 | 0.8 | 365 | 9.054 | 0.1496 | 9 | 0.20358
75433 | 6.6 | 0.8 | 365 | 6.036 | 0.099732 | 6 | 0.13572
75434 | 6.6 | 0.8 | 365 | 6.036 | 0.099732 | 6 | 0.13572
75435 | 7.92 | 0.8 | 365 | 7.2432 | 0.51968 | 7 | 0.76287
75236 | 3.92 | 0.8 | 365 | 3.585 | 0.18651 | 3 | 0.77152
75369 | 13.325 | 0.8 | 365 | 12.1863 | 0.42863 | 12 | 0.61493
75382 | 17.28 | 0.8 | 365 | 15.8033 | 0.6793 | 16 | 0.48262
75443 | 11.97 | 0.8 | 365 | 10.9471 | 0.94451 | 11 | 0.89161
75441 | 12.47 | 0.8 | 365 | 11.4044 | 0.86116 | 12 | 0.26552
75444 | 6.825 | 0.8 | 365 | 6.2418 | 0.51222 | 6 | 0.75399
75445 | 12.54 | 0.8 | 365 | 11.4684 | 0.98949 | 12 | 0.45787
75178 | 6.875 | 0.8 | 365 | 6.2875 | 0.60389 | 6 | 0.89138
75450 | 4.95 | 0.8 | 365 | 4.527 | 0.074799 | 4 | 0.60179
75451 | 7.2 | 0.8 | 365 | 6.5847 | 0.19971 | 6 | 0.78442
75452 | 5.559 | 0.8 | 365 | 5.084 | 0.19127 | 5 | 0.27522
75454 | 20.1 | 0.8 | 365 | 18.3823 | 0.84919 | 19 | 0.23152
75453 | 6.6 | 0.8 | 365 | 6.036 | 0.099732 | 6 | 0.13572
75460 | 10.385 | 0.8 | 365 | 9.4975 | 0.038746 | 9 | 0.53629
75465 | 11.7 | 0.8 | 365 | 10.7002 | 0.44953 | 11 | 0.14969
75466 | 5.76 | 0.8 | 365 | 5.2678 | 0.55977 | 5 | 0.82754
75468 | 3.135 | 0.8 | 365 | 2.8671 | 0.74737 | 3 | 0.61447
75469 | 9.72 | 0.8 | 365 | 8.8894 | 0.81961 | 9 | 0.70897
75471 | 8.265 | 0.8 | 365 | 7.5587 | 0.15216 | 7 | 0.71087
75472 | 3.99 | 0.8 | 365 | 3.649 | 0.31484 | 3 | 0.96387
75473 | 8.1 | 0.8 | 365 | 7.4078 | 0.84967 | 8 | 0.25748
75474 | 7.125 | 0.8 | 365 | 6.5161 | 0.062211 | 6 | 0.57834
75476 | 6.24 | 0.8 | 365 | 5.7068 | 0.43975 | 6 | 0.1465
75475 | 7.975 | 0.8 | 365 | 7.2935 | 0.62051 | 7 | 0.914
75477 | 4.95 | 0.8 | 365 | 4.527 | 0.074799 | 4 | 0.60179
75480 | 9.36 | 0.8 | 365 | 8.5601 | 0.15962 | 8 | 0.71975
75482 | 6 | 0.8 | 365 | 5.4873 | 0.99976 | 6 | 0.48702
75479 | 5.7 | 0.8 | 365 | 5.2129 | 0.44977 | 5 | 0.66267
75488 | 9.24 | 0.8 | 365 | 8.4504 | 0.93963 | 9 | 0.39001
75489 | 13.2 | 0.8 | 365 | 12.072 | 0.19946 | 12 | 0.27145
75490 | 10.23 | 0.8 | 365 | 9.3558 | 0.75459 | 10 | 0.11037
75491 | 8.58 | 0.8 | 365 | 7.8468 | 0.72965 | 8 | 0.57644
75493 | 6.12 | 0.8 | 365 | 5.597 | 0.21975 | 5 | 0.81676
75388 | 11.76 | 0.8 | 365 | 10.755 | 0.55952 | 11 | 0.31456
75387 | 6.5 | 0.8 | 365 | 5.9445 | 0.9164 | 6 | 0.86094
75386 | 3.08 | 0.8 | 365 | 2.8168 | 0.64654 | 3 | 0.46334
75426 | 3.92 | 0.8 | 365 | 3.585 | 0.18651 | 3 | 0.77152
75403 | 3.64 | 0.8 | 365 | 3.3289 | 0.67319 | 4 | 0.002126
75419 | 4.93 | 0.8 | 365 | 4.5087 | 0.038134 | 4 | 0.54684
30065 | 1287.72 | 1 | 365 | 1472.0957 | 0.95976 | 1473 | 0.055505
75497 | 10.2 | 0.8 | 365 | 9.3283 | 0.69959 | 10 | 0.027935
75498 | 3.6 | 0.8 | 365 | 3.2924 | 0.59985 | 3 | 0.89221
75464 | 4.505 | 0.8 | 365 | 4.12 | 0.25898 | 4 | 0.379
75470 | 4.48 | 0.8 | 365 | 4.0972 | 0.21315 | 4 | 0.31031
75485 | 3.92 | 0.8 | 365 | 3.585 | 0.18651 | 3 | 0.77152
75486 | 12.32 | 0.8 | 365 | 11.2672 | 0.58617 | 11 | 0.85335
75499 | 6.38 | 0.8 | 365 | 5.8348 | 0.69641 | 6 | 0.5312
75500 | 7.32 | 0.8 | 365 | 6.6945 | 0.4197 | 7 | 0.11417
75501 | 10.675 | 0.8 | 365 | 9.7628 | 0.83941 | 10 | 0.60216
75502 | 6.6 | 0.8 | 365 | 6.036 | 0.099732 | 6 | 0.13572
75503 | 10.8 | 0.8 | 365 | 9.8771 | 0.79956 | 10 | 0.67664
75505 | 2.64 | 0.8 | 365 | 2.4144 | 0.83989 | 3 | 0.25429
75506 | 10.24 | 0.8 | 365 | 9.3649 | 0.77292 | 10 | 0.13785
66025 | 10.395 | 0.8 | 365 | 9.5067 | 0.057079 | 9 | 0.56376
75517 | 7.26 | 0.8 | 365 | 6.6396 | 0.30971 | 6 | 0.9493
75518 | 11.73 | 0.8 | 365 | 10.7276 | 0.50452 | 11 | 0.23213
75523 | 7.68 | 0.8 | 365 | 7.0237 | 0.079689 | 7 | 0.10339
75525 | 9.715 | 0.8 | 365 | 8.8848 | 0.81044 | 9 | 0.69523
75526 | 8.55 | 1 | 365 | 9.7742 | 0.59332 | 10 | 0.36751
75527 | 9.9 | 0.8 | 365 | 9.054 | 0.1496 | 9 | 0.20358
75533 | 9.1 | 0.8 | 365 | 8.3224 | 0.68296 | 9 | 0.0053149
75395 | 5.8 | 0.8 | 365 | 5.3044 | 0.6331 | 5 | 0.93745
75537 | 4.55 | 0.8 | 365 | 4.1612 | 0.34148 | 4 | 0.50266
75541 | 5.7 | 1 | 365 | 6.5161 | 0.062211 | 6 | 0.57834
75546 | 6.9 | 0.8 | 365 | 6.3104 | 0.64972 | 6 | 0.96007
75549 | 3.08 | 0.8 | 365 | 2.8168 | 0.64654 | 3 | 0.46334
75552 | 5.88 | 0.8 | 365 | 5.3775 | 0.77976 | 6 | 0.15728
75554 | 7.695 | 0.8 | 365 | 7.0374 | 0.10719 | 7 | 0.1446
75555 | 4.35 | 0.8 | 365 | 3.9783 | 0.97482 | 4 | 0.95309
75556 | 6.67 | 0.8 | 365 | 6.1 | 0.22806 | 6 | 0.32807
75557 | 9.57 | 0.8 | 365 | 8.7522 | 0.54461 | 9 | 0.2968
75558 | 9.28 | 0.8 | 365 | 8.487 | 0.012957 | 8 | 0.49993
75298 | 7.475 | 0.8 | 365 | 6.8362 | 0.70386 | 7 | 0.54008
75566 | 11.375 | 0.8 | 365 | 10.4029 | 0.85371 | 11 | 0.25664
75570 | 5.886 | 0.8 | 365 | 5.383 | 0.79076 | 6 | 0.17377
75572 | 5.36 | 0.8 | 365 | 4.902 | 0.82645 | 5 | 0.72841
75573 | 9.28 | 0.8 | 365 | 8.487 | 0.012957 | 8 | 0.49993
75551 | 5.7 | 0.8 | 365 | 5.2129 | 0.44977 | 5 | 0.66267
75559 | 6.555 | 0.8 | 365 | 5.9948 | 0.017234 | 6 | 0.01207
75571 | 7.125 | 0.8 | 365 | 6.5161 | 0.062211 | 6 | 0.57834
75547 | 8.55 | 1 | 365 | 9.7742 | 0.59332 | 10 | 0.36751
75548 | 9.975 | 1 | 365 | 11.4032 | 0.85887 | 12 | 0.26209
75545 | 9.69 | 1 | 365 | 11.0774 | 0.20576 | 11 | 0.28317
75574 | 3.135 | 0.8 | 365 | 2.8671 | 0.74737 | 3 | 0.61447
75576 | 4.56 | 0.8 | 365 | 4.1703 | 0.35982 | 4 | 0.53014
75577 | 13.34 | 0.8 | 365 | 12.2 | 0.45613 | 12 | 0.65614
75212 | 3.48 | 0.8 | 365 | 3.1826 | 0.37986 | 3 | 0.56247
75579 | 4.55 | 0.8 | 365 | 4.1612 | 0.34148 | 4 | 0.50266
75580 | 8.4 | 0.8 | 365 | 7.6822 | 0.39966 | 8 | 0.081829
75581 | 3.6 | 0.8 | 365 | 3.2924 | 0.59985 | 3 | 0.89221
75582 | 3.99 | 0.8 | 365 | 3.649 | 0.31484 | 3 | 0.96387
75583 | 4.845 | 0.8 | 365 | 4.431 | 0.8823 | 5 | 0.31327
75584 | 9.405 | 0.8 | 365 | 8.6013 | 0.24212 | 8 | 0.84341
75586 | 7.41 | 0.8 | 365 | 6.7768 | 0.5847 | 7 | 0.36147
75588 | 7.8 | 0.8 | 365 | 7.1334 | 0.29968 | 7 | 0.43313
75438 | 6.555 | 0.8 | 365 | 5.9948 | 0.017234 | 6 | 0.01207
75440 | 2.565 | 0.8 | 365 | 2.3458 | 0.7024 | 3 | 0.048201
75591 | 6.27 | 0.8 | 365 | 5.7342 | 0.49475 | 6 | 0.22894
75595 | 5.985 | 0.8 | 365 | 5.4735 | 0.97226 | 6 | 0.4458
75593 | 3.9 | 0.8 | 365 | 3.5667 | 0.14984 | 3 | 0.71656
75596 | 1.95 | 0.8 | 365 | 1.7834 | 0.57492 | 2 | 0.35828
75600 | 13.2 | 0.8 | 365 | 12.072 | 0.19946 | 12 | 0.27145
75601 | 2.4 | 0.8 | 365 | 2.1949 | 0.3999 | 2 | 0.59481
75602 | 13.735 | 0.8 | 365 | 12.5613 | 0.18028 | 12 | 0.74154
75603 | 11.13 | 0.8 | 365 | 10.1789 | 0.40455 | 10 | 0.58342
75605 | 11.025 | 0.8 | 365 | 10.0828 | 0.21205 | 10 | 0.2949
75606 | 4.95 | 0.8 | 365 | 4.527 | 0.074799 | 4 | 0.60179
75609 | 3.92 | 0.8 | 365 | 3.585 | 0.18651 | 3 | 0.77152
75612 | 4.8 | 0.8 | 365 | 4.3898 | 0.79981 | 5 | 0.18962
75613 | 6.27 | 0.8 | 365 | 5.7342 | 0.49475 | 6 | 0.22894
75614 | 7.54 | 1 | 365 | 8.6196 | 0.27878 | 8 | 0.89836
75615 | 17.6 | 0.8 | 365 | 16.096 | 0.26595 | 16 | 0.36193
75616 | 10.71 | 0.8 | 365 | 9.7948 | 0.63457 | 10 | 0.42933
75617 | 8.775 | 0.8 | 365 | 8.0251 | 0.087144 | 8 | 0.11227
75620 | 8.265 | 0.8 | 365 | 7.5587 | 0.15216 | 7 | 0.71087
75621 | 9.12 | 0.8 | 365 | 8.3406 | 0.71963 | 9 | 0.060272
75622 | 9.975 | 0.8 | 365 | 9.1226 | 0.2871 | 9 | 0.40967
75624 | 8.265 | 0.8 | 365 | 7.5587 | 0.15216 | 7 | 0.71087
75626 | 7.41 | 0.8 | 365 | 6.7768 | 0.5847 | 7 | 0.36147
75512 | 5.51 | 0.8 | 365 | 5.0391 | 0.10144 | 5 | 0.14058
75628 | 6.27 | 0.8 | 365 | 5.7342 | 0.49475 | 6 | 0.22894
75629 | 6.84 | 0.8 | 365 | 6.2555 | 0.53972 | 6 | 0.7952
75511 | 5.88 | 0.8 | 365 | 5.3775 | 0.77976 | 6 | 0.15728
75632 | 9.69 | 0.8 | 365 | 8.8619 | 0.76461 | 9 | 0.62654
75631 | 2.8 | 0.8 | 365 | 2.5607 | 0.13322 | 2 | 0.69394
75508 | 6.72 | 0.8 | 365 | 6.1457 | 0.31973 | 6 | 0.46546
75634 | 4.275 | 0.8 | 365 | 3.9097 | 0.83733 | 4 | 0.747
75515 | 16.53 | 0.8 | 365 | 15.1174 | 0.30433 | 15 | 0.42174
75635 | 7.15 | 0.8 | 365 | 6.539 | 0.10804 | 6 | 0.64703
75637 | 8.55 | 0.8 | 365 | 7.8194 | 0.67465 | 8 | 0.494
75638 | 8.55 | 0.8 | 365 | 7.8194 | 0.67465 | 8 | 0.494
75116 | 9.92 | 0.8 | 365 | 9.0723 | 0.18626 | 9 | 0.25854
75640 | 6.24 | 0.8 | 365 | 5.7068 | 0.43975 | 6 | 0.1465
75509 | 5.6 | 0.8 | 365 | 5.1214 | 0.26644 | 5 | 0.38789
75642 | 8.28 | 0.8 | 365 | 7.5724 | 0.17966 | 7 | 0.75209
75390 | 5.6 | 0.8 | 365 | 5.1214 | 0.26644 | 5 | 0.38789
75644 | 9.975 | 0.8 | 365 | 9.1226 | 0.2871 | 9 | 0.40967
75645 | 11.2 | 0.8 | 365 | 10.2429 | 0.53288 | 10 | 0.77577
75647 | 7.26 | 0.8 | 365 | 6.6396 | 0.30971 | 6 | 0.9493
75643 | 6.4 | 0.8 | 365 | 5.8531 | 0.73307 | 6 | 0.58616
75651 | 9.12 | 0.8 | 365 | 8.3406 | 0.71963 | 9 | 0.060272
75650 | 7.92 | 0.8 | 365 | 7.2432 | 0.51968 | 7 | 0.76287
75652 | 4.275 | 0.8 | 365 | 3.9097 | 0.83733 | 4 | 0.747
75653 | 6.84 | 0.8 | 365 | 6.2555 | 0.53972 | 6 | 0.7952
75391 | 4.2 | 0.8 | 365 | 3.8411 | 0.69983 | 4 | 0.54091
75657 | 9.12 | 0.8 | 365 | 8.3406 | 0.71963 | 9 | 0.060272
75429 | 7.41 | 0.8 | 365 | 6.7768 | 0.5847 | 7 | 0.36147
75424 | 6.44 | 0.8 | 365 | 5.8897 | 0.80641 | 6 | 0.69607
75742 | 8.265 | 0.8 | 365 | 7.5587 | 0.15216 | 7 | 0.71087
75662 | 7.41 | 0.8 | 365 | 6.7768 | 0.5847 | 7 | 0.36147
75663 | 6.84 | 0.8 | 365 | 6.2555 | 0.53972 | 6 | 0.7952
75664 | 2.1 | 0.8 | 365 | 1.9205 | 0.84991 | 2 | 0.77046
75666 | 6.27 | 0.8 | 365 | 5.7342 | 0.49475 | 6 | 0.22894
75667 | 10.4 | 0.8 | 365 | 9.5113 | 0.066245 | 9 | 0.5775
75669 | 7.125 | 0.8 | 365 | 6.5161 | 0.062211 | 6 | 0.57834
75418 | 5.88 | 0.8 | 365 | 5.3775 | 0.77976 | 6 | 0.15728
75672 | 9.975 | 0.8 | 365 | 9.1226 | 0.2871 | 9 | 0.40967
75670 | 7.8 | 0.8 | 365 | 7.1334 | 0.29968 | 7 | 0.43313
75676 | 12.6 | 0.8 | 365 | 11.5233 | 0.099489 | 11 | 0.62274
75053 | 2.24 | 0.8 | 365 | 2.0486 | 0.10658 | 2 | 0.15515
75026 | 2.24 | 0.8 | 365 | 2.0486 | 0.10658 | 2 | 0.15515
75033 | 3.08 | 0.8 | 365 | 2.8168 | 0.64654 | 3 | 0.46334
75679 | 6.84 | 0.8 | 365 | 6.2555 | 0.53972 | 6 | 0.7952
75681 | 5.7 | 0.8 | 365 | 5.2129 | 0.44977 | 5 | 0.66267
75682 | 7.98 | 0.8 | 365 | 7.2981 | 0.62968 | 7 | 0.92774
75684 | 9.69 | 0.8 | 365 | 8.8619 | 0.76461 | 9 | 0.62654
75686 | 5.415 | 0.8 | 365 | 4.9523 | 0.92728 | 5 | 0.87954
75024 | 4.2 | 0.8 | 365 | 3.8411 | 0.69983 | 4 | 0.54091
75688 | 9.6 | 0.8 | 365 | 8.7796 | 0.59961 | 9 | 0.37923
75689 | 3.9 | 0.8 | 365 | 3.5667 | 0.14984 | 3 | 0.71656
75690 | 3.78 | 0.8 | 365 | 3.457 | 0.92985 | 4 | 0.38682
75692 | 3.78 | 0.8 | 365 | 3.457 | 0.92985 | 4 | 0.38682
75693 | 7.25 | 0.8 | 365 | 6.6304 | 0.29137 | 6 | 0.92182
75694 | 8.37 | 0.8 | 365 | 7.6547 | 0.34466 | 7 | 0.99939
75695 | 2.97 | 0.8 | 365 | 2.7162 | 0.44488 | 3 | 0.16108
75697 | 12.48 | 0.8 | 365 | 11.4135 | 0.87949 | 12 | 0.293
75699 | 6.24 | 0.8 | 365 | 5.7068 | 0.43975 | 6 | 0.1465
75700 | 7.28 | 0.8 | 365 | 6.6579 | 0.34637 | 7 | 0.0042519
75701 | 4.93 | 0.8 | 365 | 4.5087 | 0.038134 | 4 | 0.54684
75702 | 4.56 | 0.8 | 365 | 4.1703 | 0.35982 | 4 | 0.53014
75703 | 8.4 | 0.8 | 365 | 7.6822 | 0.39966 | 8 | 0.081829
75705 | 13.395 | 0.8 | 365 | 12.2503 | 0.55696 | 12 | 0.80727
75706 | 7.15 | 0.8 | 365 | 6.539 | 0.10804 | 6 | 0.64703
75707 | 10.92 | 0.8 | 365 | 9.9868 | 0.019557 | 10 | 0.0063779
75708 | 10.44 | 0.8 | 365 | 9.5478 | 0.13958 | 9 | 0.68742
75710 | 11.2 | 0.8 | 365 | 10.2429 | 0.53288 | 10 | 0.77577
75712 | 12.54 | 0.8 | 365 | 11.4684 | 0.98949 | 12 | 0.45787
30062 | 1254.87 | 1 | 365 | 1434.5423 | 0.68017 | 1435 | 0.22246
75711 | 7.84 | 0.8 | 365 | 7.17 | 0.37302 | 7 | 0.54304
75713 | 10.395 | 0.8 | 365 | 9.5067 | 0.057079 | 9 | 0.56376
75715 | 77.52 | 0.6 | 365 | 53.1716 | 0.58764 | 53 | 0.75923
75716 | 6.84 | 0.8 | 365 | 6.2555 | 0.53972 | 6 | 0.7952
75717 | 4.275 | 0.8 | 365 | 3.9097 | 0.83733 | 4 | 0.747
75718 | 6.555 | 0.8 | 365 | 5.9948 | 0.017234 | 6 | 0.01207
75719 | 9.975 | 0.8 | 365 | 9.1226 | 0.2871 | 9 | 0.40967
75432 | 7.54 | 0.8 | 365 | 6.8957 | 0.82303 | 7 | 0.71869
75721 | 6.84 | 0.8 | 365 | 6.2555 | 0.53972 | 6 | 0.7952
75723 | 5.7 | 0.8 | 365 | 5.2129 | 0.44977 | 5 | 0.66267
75448 | 24.085 | 0.8 | 365 | 22.0268 | 0.15486 | 22 | 0.18165
75724 | 3.99 | 0.8 | 365 | 3.649 | 0.31484 | 3 | 0.96387
75726 | 6.84 | 0.8 | 365 | 6.2555 | 0.53972 | 6 | 0.7952
75727 | 4.56 | 0.8 | 365 | 4.1703 | 0.35982 | 4 | 0.53014
75731 | 8.265 | 0.8 | 365 | 7.5587 | 0.15216 | 7 | 0.71087
75734 | 4.225 | 0.8 | 365 | 3.8639 | 0.74566 | 4 | 0.60961
75437 | 13.12 | 0.8 | 365 | 11.9988 | 0.052802 | 12 | 0.051619
75735 | 6.27 | 0.8 | 365 | 5.7342 | 0.49475 | 6 | 0.22894
75736 | 6.555 | 0.8 | 365 | 5.9948 | 0.017234 | 6 | 0.01207
75737 | 6.9 | 0.8 | 365 | 6.3104 | 0.64972 | 6 | 0.96007
75738 | 5.13 | 0.8 | 365 | 4.6916 | 0.40479 | 5 | 0.096403
75739 | 8.55 | 0.8 | 365 | 7.8194 | 0.67465 | 8 | 0.494
75741 | 9.12 | 0.8 | 365 | 8.3406 | 0.71963 | 9 | 0.060272
75743 | 5.985 | 0.8 | 365 | 5.4735 | 0.97226 | 6 | 0.4458
75744 | 4.275 | 0.8 | 365 | 3.9097 | 0.83733 | 4 | 0.747
75522 | 6.555 | 1 | 365 | 7.4935 | 0.021543 | 7 | 0.51509
75535 | 7.125 | 1 | 365 | 8.1452 | 0.32776 | 8 | 0.47292
75746 | 5.415 | 0.8 | 365 | 4.9523 | 0.92728 | 5 | 0.87954
75747 | 3.705 | 0.8 | 365 | 3.3884 | 0.79235 | 4 | 0.18074
75748 | 5.13 | 0.8 | 365 | 4.6916 | 0.40479 | 5 | 0.096403
75749 | 3.99 | 0.8 | 365 | 3.649 | 0.31484 | 3 | 0.96387
75750 | 4.845 | 0.8 | 365 | 4.431 | 0.8823 | 5 | 0.31327
75751 | 5.13 | 0.8 | 365 | 4.6916 | 0.40479 | 5 | 0.096403
75752 | 6.555 | 0.8 | 365 | 5.9948 | 0.017234 | 6 | 0.01207
75495 | 4.8 | 0.8 | 365 | 4.3898 | 0.79981 | 5 | 0.18962
75524 | 7.2 | 0.8 | 365 | 6.5847 | 0.19971 | 6 | 0.78442
75753 | 4.5 | 0.8 | 365 | 4.1154 | 0.24982 | 4 | 0.36527
75754 | 5.695 | 0.8 | 365 | 5.2083 | 0.4406 | 5 | 0.64893
75755 | 7.98 | 0.8 | 365 | 7.2981 | 0.62968 | 7 | 0.92774
75757 | 10.385 | 0.8 | 365 | 9.4975 | 0.038746 | 9 | 0.53629
75758 | 8 | 0.8 | 365 | 7.3164 | 0.66634 | 7 | 0.98269
32233 | 3081.33 | 1 | 365 | 3522.5148 | 0.22513 | 3522 | 0.73996
75759 | 15.075 | 0.8 | 365 | 13.7868 | 0.63689 | 14 | 0.42364
75760 | 8.55 | 0.8 | 365 | 7.8194 | 0.67465 | 8 | 0.494
65348 | 236.25 | 0.7 | 365 | 189.0534 | 0.976 | 190 | 0.029389
35104 | 138.38 | 0.9 | 365 | 142.3739 | 0.40244 | 142 | 0.77636
75392 | 9.94 | 0.8 | 365 | 9.0906 | 0.22293 | 9 | 0.3135
75761 | 7.125 | 0.8 | 365 | 6.5161 | 0.062211 | 6 | 0.57834
75467 | 6.08 | 0.8 | 365 | 5.5604 | 0.14642 | 5 | 0.70685
75764 | 2.6 | 0.8 | 365 | 2.3778 | 0.76656 | 3 | 0.14438
75665 | 11.07 | 0.8 | 365 | 10.124 | 0.29455 | 10 | 0.41855
75766 | 5.7 | 0.8 | 365 | 5.2129 | 0.44977 | 5 | 0.66267
75765 | 6.6 | 0.8 | 365 | 6.036 | 0.099732 | 6 | 0.13572
75668 | 3.92 | 0.8 | 365 | 3.585 | 0.18651 | 3 | 0.77152
75768 | 5.559 | 0.8 | 365 | 5.084 | 0.19127 | 5 | 0.27522
75769 | 7.695 | 0.8 | 365 | 7.0374 | 0.10719 | 7 | 0.1446
75770 | 4.88 | 0.8 | 365 | 4.463 | 0.94647 | 5 | 0.40944
75774 | 3.42 | 0.8 | 365 | 3.1277 | 0.26986 | 3 | 0.3976
75331 | 5.04 | 0.8 | 365 | 4.6093 | 0.2398 | 4 | 0.8491
75329 | 2.85 | 0.8 | 365 | 2.6065 | 0.22488 | 2 | 0.83133
75776 | 3.99 | 0.8 | 365 | 3.649 | 0.31484 | 3 | 0.96387
75513 | 3.08 | 0.8 | 365 | 2.8168 | 0.64654 | 3 | 0.46334
75540 | 4.845 | 1 | 365 | 5.5387 | 0.10288 | 5 | 0.64159
75585 | 8.55 | 0.8 | 365 | 7.8194 | 0.67465 | 8 | 0.494
75780 | 9.405 | 0.8 | 365 | 8.6013 | 0.24212 | 8 | 0.84341
75785 | 8.835 | 0.8 | 365 | 8.08 | 0.19714 | 8 | 0.27714
75783 | 13.8 | 0.8 | 365 | 12.6207 | 0.29944 | 12 | 0.92015
75786 | 8.55 | 0.8 | 365 | 7.8194 | 0.67465 | 8 | 0.494
75790 | 6.27 | 0.8 | 365 | 5.7342 | 0.49475 | 6 | 0.22894
75791 | 9.1 | 0.8 | 365 | 8.3224 | 0.68296 | 9 | 0.0053149
75792 | 13.725 | 0.8 | 365 | 12.5521 | 0.16194 | 12 | 0.71406
75793 | 11.375 | 0.8 | 365 | 10.4029 | 0.85371 | 11 | 0.25664
73206 | 9.28 | 0.8 | 365 | 8.487 | 0.012957 | 8 | 0.49993
75794 | 9.69 | 0.8 | 365 | 8.8619 | 0.76461 | 9 | 0.62654
75799 | 4.225 | 0.8 | 365 | 3.8639 | 0.74566 | 4 | 0.60961
75801 | 9.975 | 0.8 | 365 | 9.1226 | 0.2871 | 9 | 0.40967
75803 | 9.69 | 0.8 | 365 | 8.8619 | 0.76461 | 9 | 0.62654
75804 | 5.13 | 0.8 | 365 | 4.6916 | 0.40479 | 5 | 0.096403
75805 | 6.27 | 0.8 | 365 | 5.7342 | 0.49475 | 6 | 0.22894
75806 | 5.13 | 0.8 | 365 | 4.6916 | 0.40479 | 5 | 0.096403
75807 | 5.7 | 0.8 | 365 | 5.2129 | 0.44977 | 5 | 0.66267
75808 | 3.99 | 0.8 | 365 | 3.649 | 0.31484 | 3 | 0.96387
75809 | 8.835 | 0.8 | 365 | 8.08 | 0.19714 | 8 | 0.27714
75810 | 6.27 | 0.8 | 365 | 5.7342 | 0.49475 | 6 | 0.22894
75811 | 5.7 | 0.8 | 365 | 5.2129 | 0.44977 | 5 | 0.66267
75812 | 4.845 | 0.8 | 365 | 4.431 | 0.8823 | 5 | 0.31327
75813 | 5.985 | 0.8 | 365 | 5.4735 | 0.97226 | 6 | 0.4458
75814 | 8.55 | 0.8 | 365 | 7.8194 | 0.67465 | 8 | 0.494
75815 | 11.84 | 0.8 | 365 | 10.8282 | 0.70619 | 11 | 0.53439
75816 | 7.56 | 0.8 | 365 | 6.914 | 0.85969 | 7 | 0.77365
75817 | 4.76 | 0.8 | 365 | 4.3532 | 0.72647 | 5 | 0.079703
75818 | 9.3 | 0.8 | 365 | 8.5053 | 0.049623 | 8 | 0.55488
75819 | 6.75 | 0.8 | 365 | 6.1732 | 0.37473 | 6 | 0.5479
75820 | 6.875 | 0.8 | 365 | 6.2875 | 0.60389 | 6 | 0.89138
75822 | 10.915 | 0.8 | 365 | 9.9822 | 0.010391 | 9 | 0.99264
75826 | 8.64 | 0.8 | 365 | 7.9017 | 0.83965 | 8 | 0.74131
75828 | 11.2 | 0.8 | 365 | 10.2429 | 0.53288 | 10 | 0.77577
75829 | 4.27 | 0.8 | 365 | 3.9051 | 0.82816 | 4 | 0.73326
75830 | 4.875 | 0.8 | 365 | 4.4584 | 0.9373 | 5 | 0.3957
75833 | 2.32 | 0.8 | 365 | 2.1217 | 0.25324 | 2 | 0.37498
75832 | 9.24 | 0.8 | 365 | 8.4504 | 0.93963 | 9 | 0.39001
75823 | 3.64 | 0.8 | 365 | 3.3289 | 0.67319 | 4 | 0.002126
75824 | 14 | 0.8 | 365 | 12.8036 | 0.6661 | 13 | 0.46972
75834 | 6.555 | 0.8 | 365 | 5.9948 | 0.017234 | 6 | 0.01207
75835 | 4.845 | 0.8 | 365 | 4.431 | 0.8823 | 5 | 0.31327
75836 | 9.975 | 0.8 | 365 | 9.1226 | 0.2871 | 9 | 0.40967
75837 | 4.845 | 0.8 | 365 | 4.431 | 0.8823 | 5 | 0.31327
75838 | 5.8 | 0.8 | 365 | 5.3044 | 0.6331 | 5 | 0.93745
75839 | 8.55 | 0.8 | 365 | 7.8194 | 0.67465 | 8 | 0.494
75840 | 3.19 | 0.8 | 365 | 2.9174 | 0.8482 | 3 | 0.7656
75841 | 4.8 | 0.8 | 365 | 4.3898 | 0.79981 | 5 | 0.18962
75843 | 13 | 0.8 | 365 | 11.8891 | 0.83281 | 12 | 0.72188
75845 | 8.265 | 0.8 | 365 | 7.5587 | 0.15216 | 7 | 0.71087
75847 | 9.57 | 0.8 | 365 | 8.7522 | 0.54461 | 9 | 0.2968
75848 | 9.12 | 0.8 | 365 | 8.3406 | 0.71963 | 9 | 0.060272
75850 | 4.56 | 0.8 | 365 | 4.1703 | 0.35982 | 4 | 0.53014
75851 | 3.705 | 0.8 | 365 | 3.3884 | 0.79235 | 4 | 0.18074
75853 | 4.93 | 0.8 | 365 | 4.5087 | 0.038134 | 4 | 0.54684
75855 | 8.41 | 0.8 | 365 | 7.6913 | 0.41799 | 8 | 0.10931
75856 | 5.415 | 0.8 | 365 | 4.9523 | 0.92728 | 5 | 0.87954
75857 | 9.69 | 0.8 | 365 | 8.8619 | 0.76461 | 9 | 0.62654
75861 | 2.61 | 0.8 | 365 | 2.387 | 0.78489 | 3 | 0.17185
75863 | 4.56 | 0.8 | 365 | 4.1703 | 0.35982 | 4 | 0.53014
75862 | 7.8 | 0.8 | 365 | 7.1334 | 0.29968 | 7 | 0.43313
75865 | 5.7 | 0.8 | 365 | 5.2129 | 0.44977 | 5 | 0.66267
75864 | 15.41 | 0.8 | 365 | 14.0931 | 0.25104 | 14 | 0.34417
75866 | 3.99 | 0.8 | 365 | 3.649 | 0.31484 | 3 | 0.96387
75867 | 7.42 | 1 | 365 | 8.4824 | 0.0037907 | 8 | 0.48619
75868 | 9.975 | 0.8 | 365 | 9.1226 | 0.2871 | 9 | 0.40967
75381 | 8.925 | 0.8 | 365 | 8.1623 | 0.36214 | 8 | 0.52444
75704 | 5.13 | 0.8 | 365 | 4.6916 | 0.40479 | 5 | 0.096403
75553 | 11 | 0.8 | 365 | 10.06 | 0.16622 | 10 | 0.2262
72620 | 10.08 | 0.8 | 365 | 9.2186 | 0.47959 | 9 | 0.69819
75561 | 9.12 | 0.8 | 365 | 8.3406 | 0.71963 | 9 | 0.060272
75568 | 5.13 | 0.8 | 365 | 4.6916 | 0.40479 | 5 | 0.096403
75641 | 7.125 | 0.8 | 365 | 6.5161 | 0.062211 | 6 | 0.57834
75633 | 6.96 | 0.8 | 365 | 6.3652 | 0.75972 | 7 | 0.12494
75660 | 3.42 | 0.8 | 365 | 3.1277 | 0.26986 | 3 | 0.3976
75636 | 4.845 | 0.8 | 365 | 4.431 | 0.8823 | 5 | 0.31327
75618 | 8.25 | 0.8 | 365 | 7.545 | 0.12467 | 7 | 0.66965
75654 | 9.15 | 0.8 | 365 | 8.3681 | 0.77463 | 9 | 0.14271
75756 | 7.695 | 0.8 | 365 | 7.0374 | 0.10719 | 7 | 0.1446
75763 | 13.05 | 0.8 | 365 | 11.9348 | 0.92447 | 12 | 0.85927
75789 | 2.925 | 0.8 | 365 | 2.675 | 0.36238 | 3 | 0.037423
75802 | 10.725 | 0.8 | 365 | 9.8085 | 0.66207 | 10 | 0.47055
75821 | 9.6 | 0.8 | 365 | 8.7796 | 0.59961 | 9 | 0.37923
74545 | 10 | 0.8 | 365 | 9.1454 | 0.33293 | 9 | 0.47837
75114 | 3.6 | 0.8 | 365 | 3.2924 | 0.59985 | 3 | 0.89221
75166 | 4.5 | 0.8 | 365 | 4.1154 | 0.24982 | 4 | 0.36527
75261 | 5.8 | 0.8 | 365 | 5.3044 | 0.6331 | 5 | 0.93745
75345 | 7.7 | 0.8 | 365 | 7.042 | 0.11635 | 7 | 0.15834
75874 | 5.13 | 0.8 | 365 | 4.6916 | 0.40479 | 5 | 0.096403
75876 | 10.26 | 1 | 365 | 11.729 | 0.51198 | 12 | 0.24101
75877 | 9.57 | 0.8 | 365 | 8.7522 | 0.54461 | 9 | 0.2968
75878 | 9.975 | 0.8 | 365 | 9.1226 | 0.2871 | 9 | 0.40967
75881 | 3.19 | 0.8 | 365 | 2.9174 | 0.8482 | 3 | 0.7656
75879 | 7.83 | 0.8 | 365 | 7.1609 | 0.35468 | 7 | 0.51556
75883 | 3.9 | 0.8 | 365 | 3.5667 | 0.14984 | 3 | 0.71656
75886 | 2.28 | 0.8 | 365 | 2.0852 | 0.17991 | 2 | 0.26507
75439 | 9.975 | 1 | 365 | 11.4032 | 0.85887 | 12 | 0.26209
75890 | 7.54 | 0.8 | 365 | 6.8957 | 0.82303 | 7 | 0.71869
75894 | 8.55 | 0.8 | 365 | 7.8194 | 0.67465 | 8 | 0.494
73990 | 5.225 | 0.8 | 365 | 4.7785 | 0.57895 | 5 | 0.35745
75896 | 3.48 | 0.8 | 365 | 3.1826 | 0.37986 | 3 | 0.56247
73653 | 7.56 | 0.8 | 365 | 6.914 | 0.85969 | 7 | 0.77365
73652 | 10.15 | 0.8 | 365 | 9.2826 | 0.60792 | 9 | 0.89054
75905 | 7.8 | 0.8 | 365 | 7.1334 | 0.29968 | 7 | 0.43313
75904 | 4.35 | 0.8 | 365 | 3.9783 | 0.97482 | 4 | 0.95309
75908 | 4.93 | 0.8 | 365 | 4.5087 | 0.038134 | 4 | 0.54684
75907 | 8.4 | 0.8 | 365 | 7.6822 | 0.39966 | 8 | 0.081829
75910 | 7.25 | 0.8 | 365 | 6.6304 | 0.29137 | 6 | 0.92182
75918 | 8.55 | 0.8 | 365 | 7.8194 | 0.67465 | 8 | 0.494
75859 | 9 | 0.8 | 365 | 8.2309 | 0.49964 | 8 | 0.73053
75919 | 4.275 | 0.8 | 365 | 3.9097 | 0.83733 | 4 | 0.747
75920 | 14.3 | 0.8 | 365 | 13.078 | 0.21609 | 13 | 0.29407
75604 | 10.73 | 0.8 | 365 | 9.8131 | 0.67123 | 10 | 0.48429
75921 | 2.1 | 0.8 | 365 | 1.9205 | 0.84991 | 2 | 0.77046
75922 | 7.695 | 0.8 | 365 | 7.0374 | 0.10719 | 7 | 0.1446
75923 | 12.825 | 1 | 365 | 14.6613 | 0.38998 | 15 | 0.051259
75924 | 13.11 | 1 | 365 | 14.9871 | 0.043086 | 15 | 0.030176
75925 | 13.395 | 0.8 | 365 | 12.2503 | 0.55696 | 12 | 0.80727
75926 | 11.4 | 0.8 | 365 | 10.4258 | 0.89954 | 11 | 0.32534
75927 | 12.54 | 0.8 | 365 | 11.4684 | 0.98949 | 12 | 0.45787
75928 | 13.395 | 0.8 | 365 | 12.2503 | 0.55696 | 12 | 0.80727
75282 | 7.26 | 0.8 | 365 | 6.6396 | 0.30971 | 6 | 0.9493
75929 | 13.11 | 0.8 | 365 | 11.9897 | 0.034469 | 12 | 0.02414
75930 | 10.545 | 0.8 | 365 | 9.6439 | 0.33207 | 9 | 0.97594
75931 | 10.26 | 0.8 | 365 | 9.3832 | 0.80958 | 10 | 0.19281
75932 | 10.83 | 0.8 | 365 | 9.9045 | 0.85456 | 10 | 0.75907
75933 | 13.395 | 0.8 | 365 | 12.2503 | 0.55696 | 12 | 0.80727
75934 | 13.395 | 0.8 | 365 | 12.2503 | 0.55696 | 12 | 0.80727
75935 | 11.115 | 0.8 | 365 | 10.1652 | 0.37705 | 10 | 0.54221
75936 | 13.11 | 0.8 | 365 | 11.9897 | 0.034469 | 12 | 0.02414
29938 | 1268.01 | 1 | 365 | 1449.5637 | 0.792 | 1450 | 0.35568
75937 | 11.4 | 0.8 | 365 | 10.4258 | 0.89954 | 11 | 0.32534
75938 | 12.825 | 0.8 | 365 | 11.729 | 0.51198 | 12 | 0.24101
75939 | 12.54 | 0.8 | 365 | 11.4684 | 0.98949 | 12 | 0.45787
75940 | 7.68 | 0.8 | 365 | 7.0237 | 0.079689 | 7 | 0.10339
75941 | 4.48 | 0.8 | 365 | 4.0972 | 0.21315 | 4 | 0.31031
75942 | 6.6 | 0.8 | 365 | 6.036 | 0.099732 | 6 | 0.13572
75943 | 6.84 | 0.8 | 365 | 6.2555 | 0.53972 | 6 | 0.7952
75944 | 9.405 | 0.8 | 365 | 8.6013 | 0.24212 | 8 | 0.84341
75945 | 5.94 | 0.8 | 365 | 5.4324 | 0.88976 | 6 | 0.32215
75947 | 13.395 | 0.8 | 365 | 12.2503 | 0.55696 | 12 | 0.80727
75949 | 13.11 | 0.8 | 365 | 11.9897 | 0.034469 | 12 | 0.02414
75950 | 13.395 | 0.8 | 365 | 12.2503 | 0.55696 | 12 | 0.80727
75951 | 11.97 | 0.8 | 365 | 10.9471 | 0.94451 | 11 | 0.89161
75952 | 13.11 | 0.8 | 365 | 11.9897 | 0.034469 | 12 | 0.02414
75953 | 10.83 | 0.8 | 365 | 9.9045 | 0.85456 | 10 | 0.75907
75954 | 13.395 | 0.8 | 365 | 12.2503 | 0.55696 | 12 | 0.80727
73231 | 10.26 | 0.8 | 365 | 9.3832 | 0.80958 | 10 | 0.19281
75957 | 5.7 | 0.8 | 365 | 5.2129 | 0.44977 | 5 | 0.66267
75958 | 11.115 | 0.8 | 365 | 10.1652 | 0.37705 | 10 | 0.54221
75959 | 8.4 | 0.8 | 365 | 7.6822 | 0.39966 | 8 | 0.081829
75696 | 11.685 | 0.8 | 365 | 10.6864 | 0.42203 | 11 | 0.10847
75961 | 6.5 | 0.8 | 365 | 5.9445 | 0.9164 | 6 | 0.86094
75964 | 5.025 | 0.8 | 365 | 4.5956 | 0.2123 | 4 | 0.80788
75967 | 10.15 | 0.8 | 365 | 9.2826 | 0.60792 | 9 | 0.89054
75966 | 6.93 | 0.8 | 365 | 6.3378 | 0.70472 | 7 | 0.042509
75970 | 12.825 | 0.8 | 365 | 11.729 | 0.51198 | 12 | 0.24101
75972 | 6.89 | 0.8 | 365 | 6.3012 | 0.63139 | 6 | 0.9326
75974 | 9.6 | 0.8 | 365 | 8.7796 | 0.59961 | 9 | 0.37923
75975 | 12.21 | 0.8 | 365 | 11.1666 | 0.38451 | 11 | 0.55109
75148 | 5.04 | 0.8 | 365 | 4.6093 | 0.2398 | 4 | 0.8491
75976 | 8.4 | 0.8 | 365 | 7.6822 | 0.39966 | 8 | 0.081829
75977 | 8.41 | 0.8 | 365 | 7.6913 | 0.41799 | 8 | 0.10931
75979 | 13.395 | 0.8 | 365 | 12.2503 | 0.55696 | 12 | 0.80727
50553 | 200.07 | 0.9 | 365 | 205.8444 | 0.63525 | 206 | 0.47967
75980 | 11.31 | 0.8 | 365 | 10.3435 | 0.73454 | 11 | 0.078034
75981 | 11.02 | 0.8 | 365 | 10.0783 | 0.20289 | 10 | 0.28116
75982 | 8.7 | 0.8 | 365 | 7.9565 | 0.94965 | 8 | 0.90618
75983 | 13.11 | 0.8 | 365 | 11.9897 | 0.034469 | 12 | 0.02414
75984 | 13.63 | 0.8 | 365 | 12.4652 | 0.98778 | 13 | 0.45302
75985 | 13.63 | 0.8 | 365 | 12.4652 | 0.98778 | 13 | 0.45302
73651 | 10.8 | 1 | 365 | 12.3463 | 0.74945 | 13 | 0.095797
75008 | 20.1 | 0.8 | 365 | 18.3823 | 0.84919 | 19 | 0.23152
75012 | 6.825 | 0.8 | 365 | 6.2418 | 0.51222 | 6 | 0.75399
75989 | 10.64 | 0.8 | 365 | 9.7307 | 0.50624 | 10 | 0.23698
73699 | 7.32 | 1 | 365 | 8.3681 | 0.77463 | 9 | 0.14271
75991 | 5.88 | 0.8 | 365 | 5.3775 | 0.77976 | 6 | 0.15728
75996 | 4.62 | 0.8 | 365 | 4.2252 | 0.46981 | 4 | 0.69501
75997 | 8.91 | 0.8 | 365 | 8.1486 | 0.33464 | 8 | 0.48323
75998 | 10.64 | 0.8 | 365 | 9.7307 | 0.50624 | 10 | 0.23698
76000 | 4.62 | 0.8 | 365 | 4.2252 | 0.46981 | 4 | 0.69501
76009 | 5.13 | 0.8 | 365 | 4.6916 | 0.40479 | 5 | 0.096403
73765 | 10.137 | 0.8 | 365 | 9.2707 | 0.58409 | 9 | 0.85482
76015 | 10.56 | 0.8 | 365 | 9.6576 | 0.35957 | 10 | 0.017157
76018 | 4.68 | 0.8 | 365 | 4.2801 | 0.57981 | 4 | 0.85988
76020 | 12.15 | 0.8 | 365 | 11.1117 | 0.27451 | 11 | 0.38622
76030 | 6.25 | 1 | 365 | 7.1449 | 0.3226 | 7 | 0.46747
76033 | 5.7 | 0.8 | 365 | 5.2129 | 0.44977 | 5 | 0.66267
76035 | 7.035 | 0.8 | 365 | 6.4338 | 0.89721 | 7 | 0.33103
76032 | 11.76 | 0.8 | 365 | 10.755 | 0.55952 | 11 | 0.31456
76042 | 8.96 | 0.8 | 365 | 8.1943 | 0.4263 | 8 | 0.62062
76041 | 3.92 | 0.8 | 365 | 3.585 | 0.18651 | 3 | 0.77152
76047 | 8.12 | 0.8 | 365 | 7.4261 | 0.88634 | 8 | 0.31243
76049 | 7.28 | 0.8 | 365 | 6.6579 | 0.34637 | 7 | 0.0042519
76052 | 4.29 | 0.8 | 365 | 3.9234 | 0.86483 | 4 | 0.78822
4611 | 1159.2 | 1 | 365 | 1325.1743 | 0.44127 | 1325 | 0.61552
76055 | 7.56 | 0.8 | 365 | 6.914 | 0.85969 | 7 | 0.77365
76057 | 6.72 | 0.8 | 365 | 6.1457 | 0.31973 | 6 | 0.46546
76059 | 10.325 | 0.8 | 365 | 9.4427 | 0.92875 | 10 | 0.37141
76060 | 5.6 | 0.8 | 365 | 5.1214 | 0.26644 | 5 | 0.38789
76062 | 6.4 | 0.8 | 365 | 5.8531 | 0.73307 | 6 | 0.58616
76063 | 6 | 0.8 | 365 | 5.4873 | 0.99976 | 6 | 0.48702
76065 | 10.56 | 0.8 | 365 | 9.6576 | 0.35957 | 10 | 0.017157
76053 | 12.6 | 0.8 | 365 | 11.5233 | 0.099489 | 11 | 0.62274
76068 | 5.76 | 0.8 | 365 | 5.2678 | 0.55977 | 5 | 0.82754
76069 | 24.82 | 0.8 | 365 | 22.699 | 0.50233 | 23 | 0.20131
76071 | 10.8 | 0.8 | 365 | 9.8771 | 0.79956 | 10 | 0.67664
75217 | 23.52 | 0.8 | 365 | 21.5101 | 0.11905 | 21 | 0.62912
76073 | 5.135 | 0.8 | 365 | 4.6962 | 0.41396 | 5 | 0.11014
76075 | 6.4 | 0.8 | 365 | 5.8531 | 0.73307 | 6 | 0.58616
76078 | 9.76 | 0.8 | 365 | 8.9259 | 0.89294 | 9 | 0.81889
76082 | 4.69 | 0.8 | 365 | 4.2892 | 0.59814 | 4 | 0.88735
76084 | 4.16 | 0.8 | 365 | 3.8045 | 0.6265 | 4 | 0.431
76087 | 7.67 | 0.8 | 365 | 7.0146 | 0.061356 | 7 | 0.075908
76089 | 2.12 | 0.8 | 365 | 1.9388 | 0.88658 | 2 | 0.82541
76090 | 11.655 | 0.8 | 365 | 10.659 | 0.36703 | 11 | 0.026038
76086 | 9.45 | 0.8 | 365 | 8.6424 | 0.32462 | 8 | 0.96706
76092 | 7.67 | 0.8 | 365 | 7.0146 | 0.061356 | 7 | 0.075908
75846 | 6.84 | 0.8 | 365 | 6.2555 | 0.53972 | 6 | 0.7952
75849 | 5.13 | 0.8 | 365 | 4.6916 | 0.40479 | 5 | 0.096403
75854 | 9.69 | 0.8 | 365 | 8.8619 | 0.76461 | 9 | 0.62654
76094 | 6 | 0.8 | 365 | 5.4873 | 0.99976 | 6 | 0.48702
75673 | 2.28 | 0.8 | 365 | 2.0852 | 0.17991 | 2 | 0.26507
76096 | 9.8 | 0.8 | 365 | 8.9625 | 0.96627 | 9 | 0.9288
76103 | 7.32 | 0.8 | 365 | 6.6945 | 0.4197 | 7 | 0.11417
76106 | 12.73 | 0.8 | 365 | 11.6421 | 0.33782 | 11 | 0.97996
35301 | 129.14 | 1 | 365 | 147.6303 | 0.93929 | 148 | 0.56956
76111 | 2.1 | 0.8 | 365 | 1.9205 | 0.84991 | 2 | 0.77046
76113 | 6.72 | 0.8 | 365 | 6.1457 | 0.31973 | 6 | 0.46546
76115 | 8.64 | 0.8 | 365 | 7.9017 | 0.83965 | 8 | 0.74131
76099 | 8.37 | 0.8 | 365 | 7.6547 | 0.34466 | 7 | 0.99939
76117 | 15.435 | 0.8 | 365 | 14.116 | 0.29687 | 14 | 0.41286
76118 | 5.94 | 0.8 | 365 | 5.4324 | 0.88976 | 6 | 0.32215
76108 | 11.31 | 0.8 | 365 | 10.3435 | 0.73454 | 11 | 0.078034
76119 | 16.64 | 0.8 | 365 | 15.218 | 0.50599 | 15 | 0.724
76120 | 12.21 | 0.8 | 365 | 11.1666 | 0.38451 | 11 | 0.55109
76121 | 6.6 | 0.8 | 365 | 6.036 | 0.099732 | 6 | 0.13572
76127 | 5.8 | 0.8 | 365 | 5.3044 | 0.6331 | 5 | 0.93745
75858 | 5.22 | 0.8 | 365 | 4.7739 | 0.56979 | 5 | 0.34371
76128 | 13.2 | 0.8 | 365 | 12.072 | 0.19946 | 12 | 0.27145
76129 | 7.92 | 0.8 | 365 | 7.2432 | 0.51968 | 7 | 0.76287
76131 | 9.69 | 0.8 | 365 | 8.8619 | 0.76461 | 9 | 0.62654
76135 | 7.695 | 0.8 | 365 | 7.0374 | 0.10719 | 7 | 0.1446
76136 | 11.89 | 0.8 | 365 | 10.8739 | 0.79785 | 11 | 0.67178
74820 | 13.725 | 0.8 | 365 | 12.5521 | 0.16194 | 12 | 0.71406
76142 | 12.18 | 0.8 | 365 | 11.1391 | 0.32951 | 11 | 0.46865
76144 | 11.44 | 0.8 | 365 | 10.4624 | 0.97287 | 11 | 0.43525
76145 | 8.1 | 0.8 | 365 | 7.4078 | 0.84967 | 8 | 0.25748
76146 | 7.25 | 0.8 | 365 | 6.6304 | 0.29137 | 6 | 0.92182
76147 | 7.521 | 0.8 | 365 | 6.8783 | 0.7882 | 7 | 0.66648
76148 | 9.81 | 0.8 | 365 | 8.9717 | 0.9846 | 9 | 0.95628
76149 | 9.66 | 0.8 | 365 | 8.8345 | 0.70961 | 9 | 0.5441
76150 | 8.19 | 0.8 | 365 | 7.4901 | 0.014668 | 7 | 0.50478
76151 | 6.3 | 0.8 | 365 | 5.7616 | 0.54974 | 6 | 0.31137
76153 | 3.08 | 0.8 | 365 | 2.8168 | 0.64654 | 3 | 0.46334
76154 | 5.8 | 0.8 | 365 | 5.3044 | 0.6331 | 5 | 0.93745
76155 | 10.83 | 0.8 | 365 | 9.9045 | 0.85456 | 10 | 0.75907
65163 | 612 | 0.9 | 365 | 629.6635 | 0.22209 | 629 | 0.88564
75963 | 11.97 | 0.8 | 365 | 10.9471 | 0.94451 | 11 | 0.89161
76066 | 8.68 | 0.8 | 365 | 7.9382 | 0.91298 | 8 | 0.85122
75995 | 8.58 | 0.8 | 365 | 7.8468 | 0.72965 | 8 | 0.57644
76081 | 9.24 | 0.8 | 365 | 8.4504 | 0.93963 | 9 | 0.39001
75915 | 5.13 | 0.8 | 365 | 4.6916 | 0.40479 | 5 | 0.096403
16878 | 5998.86 | 0.7 | 365 | 4800.4437 | 0.95849 | 4801 | 0.40223
75973 | 5.36 | 0.8 | 365 | 4.902 | 0.82645 | 5 | 0.72841
75592 | 9.12 | 0.8 | 365 | 8.3406 | 0.71963 | 9 | 0.060272
36670 | 174 | 0.9 | 365 | 179.022 | 0.86707 | 179 | 0.88905
75658 | 7.41 | 0.8 | 365 | 6.7768 | 0.5847 | 7 | 0.36147
75288 | 5.985 | 0.8 | 365 | 5.4735 | 0.97226 | 6 | 0.4458
75771 | 6.9 | 1 | 365 | 7.8879 | 0.81215 | 8 | 0.70009
75969 | 10.395 | 0.8 | 365 | 9.5067 | 0.057079 | 9 | 0.56376
76156 | 5.04 | 0.8 | 365 | 4.6093 | 0.2398 | 4 | 0.8491
76157 | 8.58 | 0.8 | 365 | 7.8468 | 0.72965 | 8 | 0.57644
76158 | 9.24 | 0.8 | 365 | 8.4504 | 0.93963 | 9 | 0.39001
76159 | 13.407 | 0.8 | 365 | 12.2613 | 0.57896 | 12 | 0.84025
76162 | 2.52 | 0.8 | 365 | 2.3047 | 0.6199 | 2 | 0.92455
76164 | 10.08 | 0.8 | 365 | 9.2186 | 0.47959 | 9 | 0.69819
76166 | 3.2 | 0.8 | 365 | 2.9265 | 0.86654 | 3 | 0.79308
76167 | 11.825 | 0.8 | 365 | 10.8145 | 0.67869 | 11 | 0.49317
76168 | 7.02 | 0.8 | 365 | 6.4201 | 0.86972 | 7 | 0.28981
76169 | 4.95 | 0.8 | 365 | 4.527 | 0.074799 | 4 | 0.60179
76172 | 7.965 | 0.8 | 365 | 7.2843 | 0.60218 | 7 | 0.88652
76177 | 5.76 | 0.8 | 365 | 5.2678 | 0.55977 | 5 | 0.82754
76180 | 5.76 | 0.8 | 365 | 5.2678 | 0.55977 | 5 | 0.82754
76181 | 6.84 | 0.8 | 365 | 6.2555 | 0.53972 | 6 | 0.7952
76184 | 3.42 | 0.8 | 365 | 3.1277 | 0.26986 | 3 | 0.3976
76185 | 4.68 | 0.8 | 365 | 4.2801 | 0.57981 | 4 | 0.85988
76192 | 6.9 | 0.8 | 365 | 6.3104 | 0.64972 | 6 | 0.96007
32462 | 1234.8 | 1 | 365 | 1411.5987 | 0.68744 | 1412 | 0.2861
76194 | 6 | 0.8 | 365 | 5.4873 | 0.99976 | 6 | 0.48702
76195 | 6.3 | 0.8 | 365 | 5.7616 | 0.54974 | 6 | 0.31137
76196 | 10.73 | 0.8 | 365 | 9.8131 | 0.67123 | 10 | 0.48429
76189 | 3.924 | 0.8 | 365 | 3.5887 | 0.19384 | 3 | 0.78251
76200 | 9.69 | 0.8 | 365 | 8.8619 | 0.76461 | 9 | 0.62654
76201 | 11.4 | 0.8 | 365 | 10.4258 | 0.89954 | 11 | 0.32534
76202 | 13.5 | 0.8 | 365 | 12.3463 | 0.74945 | 13 | 0.095797
76132 | 5.415 | 0.8 | 365 | 4.9523 | 0.92728 | 5 | 0.87954
76203 | 10.791 | 0.8 | 365 | 9.8688 | 0.78306 | 10 | 0.65191
76133 | 9.405 | 0.8 | 365 | 8.6013 | 0.24212 | 8 | 0.84341
76134 | 3.135 | 0.8 | 365 | 2.8671 | 0.74737 | 3 | 0.61447
76138 | 9.405 | 0.8 | 365 | 8.6013 | 0.24212 | 8 | 0.84341
76139 | 5.7 | 0.8 | 365 | 5.2129 | 0.44977 | 5 | 0.66267
76206 | 8.4 | 0.8 | 365 | 7.6822 | 0.39966 | 8 | 0.081829
76211 | 6.935 | 0.8 | 365 | 6.3424 | 0.71389 | 7 | 0.056248
76215 | 4.29 | 0.8 | 365 | 3.9234 | 0.86483 | 4 | 0.78822
76220 | 8.97 | 0.8 | 365 | 8.2035 | 0.44464 | 8 | 0.6481
75884 | 3.99 | 0.8 | 365 | 3.649 | 0.31484 | 3 | 0.96387
76186 | 9.52 | 0.8 | 365 | 8.7065 | 0.45295 | 9 | 0.15941
76187 | 14.31 | 0.8 | 365 | 13.0871 | 0.23442 | 13 | 0.32154
76226 | 7.875 | 0.8 | 365 | 7.202 | 0.43718 | 7 | 0.63921
76229 | 12.21 | 0.8 | 365 | 11.1666 | 0.38451 | 11 | 0.55109
76230 | 11.16 | 0.8 | 365 | 10.2063 | 0.45955 | 10 | 0.66586
76231 | 11.16 | 0.8 | 365 | 10.2063 | 0.45955 | 10 | 0.66586
76232 | 4.02 | 0.8 | 365 | 3.6765 | 0.36984 | 4 | 0.046304
76234 | 10.395 | 0.8 | 365 | 9.5067 | 0.057079 | 9 | 0.56376
76235 | 5.51 | 0.8 | 365 | 5.0391 | 0.10144 | 5 | 0.14058
76224 | 5.46 | 0.8 | 365 | 4.9934 | 0.0097787 | 5 | 0.0031889
75358 | 7.02 | 0.8 | 365 | 6.4201 | 0.86972 | 7 | 0.28981
76240 | 8.4 | 0.8 | 365 | 7.6822 | 0.39966 | 8 | 0.081829
76237 | 7.2 | 0.8 | 365 | 6.5847 | 0.19971 | 6 | 0.78442
76241 | 9 | 0.8 | 365 | 8.2309 | 0.49964 | 8 | 0.73053
76245 | 10.72 | 0.8 | 365 | 9.8039 | 0.6529 | 10 | 0.45681
76246 | 7.68 | 0.8 | 365 | 7.0237 | 0.079689 | 7 | 0.10339
75283 | 11.39 | 0.8 | 365 | 10.4167 | 0.8812 | 11 | 0.29786
76248 | 10.24 | 0.8 | 365 | 9.3649 | 0.77292 | 10 | 0.13785
76249 | 13.44 | 0.8 | 365 | 12.2915 | 0.63946 | 12 | 0.93093
76250 | 9.69 | 0.8 | 365 | 8.8619 | 0.76461 | 9 | 0.62654
76252 | 6.27 | 0.8 | 365 | 5.7342 | 0.49475 | 6 | 0.22894
76255 | 7.8 | 0.8 | 365 | 7.1334 | 0.29968 | 7 | 0.43313
76256 | 4.275 | 0.8 | 365 | 3.9097 | 0.83733 | 4 | 0.747
75914 | 7.2 | 0.8 | 365 | 6.5847 | 0.19971 | 6 | 0.78442
76258 | 6.6 | 0.8 | 365 | 6.036 | 0.099732 | 6 | 0.13572
76259 | 6.175 | 0.8 | 365 | 5.6473 | 0.32058 | 5 | 0.96789
76260 | 7.2 | 0.8 | 365 | 6.5847 | 0.19971 | 6 | 0.78442
76262 | 9.38 | 0.8 | 365 | 8.5784 | 0.19629 | 8 | 0.77471
75948 | 10.83 | 0.8 | 365 | 9.9045 | 0.85456 | 10 | 0.75907
75946 | 10.83 | 0.8 | 365 | 9.9045 | 0.85456 | 10 | 0.75907
76271 | 12 | 0.8 | 365 | 10.9745 | 0.99951 | 11 | 0.97404
76273 | 6.84 | 0.8 | 365 | 6.2555 | 0.53972 | 6 | 0.7952
76275 | 4.69 | 0.8 | 365 | 4.2892 | 0.59814 | 4 | 0.88735
76272 | 5.525 | 0.8 | 365 | 5.0529 | 0.12894 | 5 | 0.1818
76276 | 24.84 | 0.8 | 365 | 22.7173 | 0.53899 | 23 | 0.25627
76274 | 10.92 | 0.8 | 365 | 9.9868 | 0.019557 | 10 | 0.0063779
75978 | 13.395 | 0.8 | 365 | 12.2503 | 0.55696 | 12 | 0.80727
75987 | 6.38 | 0.8 | 365 | 5.8348 | 0.69641 | 6 | 0.5312
75990 | 3.19 | 0.8 | 365 | 2.9174 | 0.8482 | 3 | 0.7656
76280 | 13.325 | 0.8 | 365 | 12.1863 | 0.42863 | 12 | 0.61493
76278 | 9.9 | 0.8 | 365 | 9.054 | 0.1496 | 9 | 0.20358
75993 | 13.395 | 0.8 | 365 | 12.2503 | 0.55696 | 12 | 0.80727
76282 | 15.36 | 0.8 | 365 | 14.0474 | 0.15938 | 14 | 0.20677
76281 | 4.875 | 0.8 | 365 | 4.4584 | 0.9373 | 5 | 0.3957
76283 | 2.8 | 0.8 | 365 | 2.5607 | 0.13322 | 2 | 0.69394
76285 | 12.2 | 0.8 | 365 | 11.1574 | 0.36617 | 11 | 0.52361
64944 | 48.24 | 0.9 | 365 | 49.6323 | 0.4928 | 50 | 0.1251
76286 | 6.3 | 0.8 | 365 | 5.7616 | 0.54974 | 6 | 0.31137
76289 | 5.7 | 0.8 | 365 | 5.2129 | 0.44977 | 5 | 0.66267
76290 | 3.99 | 0.8 | 365 | 3.649 | 0.31484 | 3 | 0.96387
76291 | 9.35 | 0.8 | 365 | 8.551 | 0.14129 | 8 | 0.69227
76254 | 103.005 | 0.6 | 365 | 70.652 | 0.62874 | 71 | 0.2807
76294 | 24.96 | 0.8 | 365 | 22.827 | 0.75899 | 23 | 0.58601
76295 | 4.425 | 0.8 | 365 | 4.0469 | 0.11232 | 4 | 0.15918
76297 | 5.2 | 0.8 | 365 | 4.7556 | 0.53312 | 5 | 0.28875
76298 | 4.64 | 0.8 | 365 | 4.2435 | 0.50648 | 4 | 0.74996
76299 | 5.12 | 0.8 | 365 | 4.6825 | 0.38646 | 5 | 0.068924
76300 | 8.91 | 0.8 | 365 | 8.1486 | 0.33464 | 8 | 0.48323
76423 | 5.6 | 0.8 | 365 | 5.1214 | 0.26644 | 5 | 0.38789
75339 | 8 | 0.8 | 365 | 7.3164 | 0.66634 | 7 | 0.98269
76301 | 8.58 | 0.8 | 365 | 7.8468 | 0.72965 | 8 | 0.57644
76302 | 13.5 | 0.8 | 365 | 12.3463 | 0.74945 | 13 | 0.095797
76305 | 7.26 | 0.8 | 365 | 6.6396 | 0.30971 | 6 | 0.9493
76306 | 7.92 | 0.8 | 365 | 7.2432 | 0.51968 | 7 | 0.76287
76307 | 11.88 | 0.8 | 365 | 10.8648 | 0.77952 | 11 | 0.6443
76308 | 9.8 | 0.8 | 365 | 8.9625 | 0.96627 | 9 | 0.9288
76309 | 4.48 | 0.8 | 365 | 4.0972 | 0.21315 | 4 | 0.31031
76310 | 6.12 | 0.8 | 365 | 5.597 | 0.21975 | 5 | 0.81676
76316 | 12.24 | 0.8 | 365 | 11.194 | 0.4395 | 11 | 0.63352
76266 | 2.9 | 0.8 | 365 | 2.6522 | 0.31655 | 2 | 0.96873
76318 | 13.5 | 0.8 | 365 | 12.3463 | 0.74945 | 13 | 0.095797
76320 | 9.12 | 0.8 | 365 | 8.3406 | 0.71963 | 9 | 0.060272
76330 | 9.49 | 0.8 | 365 | 8.679 | 0.39795 | 9 | 0.076971
58522 | 275.04 | 0.7 | 365 | 220.0942 | 0.20025 | 220 | 0.2944
76335 | 5.175 | 0.8 | 365 | 4.7328 | 0.48729 | 5 | 0.22006
76336 | 6.4 | 0.8 | 365 | 5.8531 | 0.73307 | 6 | 0.58616
76337 | 8.04 | 0.8 | 365 | 7.3529 | 0.73967 | 8 | 0.092608
76338 | 5.76 | 0.8 | 365 | 5.2678 | 0.55977 | 5 | 0.82754
76340 | 9.9 | 0.8 | 365 | 9.054 | 0.1496 | 9 | 0.20358
76342 | 3.6 | 0.8 | 365 | 3.2924 | 0.59985 | 3 | 0.89221
76101 | 7.8 | 0.8 | 365 | 7.1334 | 0.29968 | 7 | 0.43313
76326 | 6.09 | 0.8 | 365 | 5.5696 | 0.16475 | 5 | 0.73433
76126 | 3.24 | 0.8 | 365 | 2.9631 | 0.93987 | 3 | 0.90299
76122 | 6.38 | 0.8 | 365 | 5.8348 | 0.69641 | 6 | 0.5312
76114 | 3.78 | 0.8 | 365 | 3.457 | 0.92985 | 4 | 0.38682
65279 | 2802.96 | 0.7 | 365 | 2243.0015 | 0.31559 | 2243 | 0.31706
76110 | 12.42 | 0.8 | 365 | 11.3586 | 0.7695 | 12 | 0.12813
76107 | 6.21 | 0.8 | 365 | 5.6793 | 0.38475 | 6 | 0.064067
76105 | 8.55 | 0.8 | 365 | 7.8194 | 0.67465 | 8 | 0.494
76353 | 7.84 | 0.8 | 365 | 7.17 | 0.37302 | 7 | 0.54304
76100 | 6.75 | 0.8 | 365 | 6.1732 | 0.37473 | 6 | 0.5479
76098 | 8.12 | 0.8 | 365 | 7.4261 | 0.88634 | 8 | 0.31243
76097 | 20.52 | 0.8 | 365 | 18.7664 | 0.61917 | 19 | 0.38561
76314 | 5.1 | 0.8 | 365 | 4.6642 | 0.34979 | 5 | 0.013968
76093 | 12.42 | 0.8 | 365 | 11.3586 | 0.7695 | 12 | 0.12813
76091 | 4.93 | 0.8 | 365 | 4.5087 | 0.038134 | 4 | 0.54684
76277 | 12.3 | 0.8 | 365 | 11.2489 | 0.5495 | 11 | 0.79839
76088 | 12.88 | 0.8 | 365 | 11.7793 | 0.61281 | 12 | 0.39214
76354 | 9.38 | 0.8 | 365 | 8.5784 | 0.19629 | 8 | 0.77471
76319 | 8.7 | 0.8 | 365 | 7.9565 | 0.94965 | 8 | 0.90618
76083 | 3.51 | 0.8 | 365 | 3.21 | 0.43486 | 3 | 0.64491
76080 | 6.84 | 0.8 | 365 | 6.2555 | 0.53972 | 6 | 0.7952
76076 | 4.2 | 0.8 | 365 | 3.8411 | 0.69983 | 4 | 0.54091
76072 | 5.985 | 0.8 | 365 | 5.4735 | 0.97226 | 6 | 0.4458
76067 | 8.835 | 0.8 | 365 | 8.08 | 0.19714 | 8 | 0.27714
76355 | 8.64 | 0.8 | 365 | 7.9017 | 0.83965 | 8 | 0.74131
76064 | 4.275 | 0.8 | 365 | 3.9097 | 0.83733 | 4 | 0.747
76061 | 4.48 | 0.8 | 365 | 4.0972 | 0.21315 | 4 | 0.31031
76056 | 7 | 0.8 | 365 | 6.4018 | 0.83305 | 7 | 0.23486
76054 | 3.92 | 0.8 | 365 | 3.585 | 0.18651 | 3 | 0.77152
76051 | 7 | 0.8 | 365 | 6.4018 | 0.83305 | 7 | 0.23486
76046 | 6.72 | 0.8 | 365 | 6.1457 | 0.31973 | 6 | 0.46546
76048 | 5.6 | 0.8 | 365 | 5.1214 | 0.26644 | 5 | 0.38789
76040 | 5.32 | 0.8 | 365 | 4.8654 | 0.75312 | 5 | 0.61849
76038 | 11.685 | 0.8 | 365 | 10.6864 | 0.42203 | 11 | 0.10847
76027 | 7 | 0.8 | 365 | 6.4018 | 0.83305 | 7 | 0.23486
76022 | 6.44 | 0.8 | 365 | 5.8897 | 0.80641 | 6 | 0.69607
76019 | 9.28 | 0.8 | 365 | 8.487 | 0.012957 | 8 | 0.49993
76021 | 9.52 | 0.8 | 365 | 8.7065 | 0.45295 | 9 | 0.15941
76014 | 5.6 | 0.8 | 365 | 5.1214 | 0.26644 | 5 | 0.38789
76017 | 10.44 | 0.8 | 365 | 9.5478 | 0.13958 | 9 | 0.68742
76315 | 4.56 | 0.8 | 365 | 4.1703 | 0.35982 | 4 | 0.53014
75539 | 4.845 | 1 | 365 | 5.5387 | 0.10288 | 5 | 0.64159
76585 | 9.6 | 0.8 | 365 | 8.7796 | 0.59961 | 9 | 0.37923
76586 | 4.275 | 0.8 | 365 | 3.9097 | 0.83733 | 4 | 0.747
76589 | 5.76 | 0.8 | 365 | 5.2678 | 0.55977 | 5 | 0.82754
76593 | 9.315 | 0.8 | 365 | 8.519 | 0.077122 | 8 | 0.5961
76594 | 5.04 | 0.8 | 365 | 4.6093 | 0.2398 | 4 | 0.8491
76595 | 6.72 | 0.8 | 365 | 6.1457 | 0.31973 | 6 | 0.46546
76598 | 7.2 | 0.8 | 365 | 6.5847 | 0.19971 | 6 | 0.78442
76581 | 8.55 | 0.8 | 365 | 7.8194 | 0.67465 | 8 | 0.494
75986 | 12.825 | 0.8 | 365 | 11.729 | 0.51198 | 12 | 0.24101
76024 | 5.6 | 0.8 | 365 | 5.1214 | 0.26644 | 5 | 0.38789
67069 | 6.96 | 1 | 365 | 7.9565 | 0.94965 | 8 | 0.90618
76312 | 5.83 | 0.8 | 365 | 5.3318 | 0.6881 | 6 | 0.019889
76607 | 5.22 | 0.8 | 365 | 4.7739 | 0.56979 | 5 | 0.34371
76608 | 4.24 | 0.8 | 365 | 3.8777 | 0.77316 | 4 | 0.65083
76614 | 4.5 | 0.8 | 365 | 4.1154 | 0.24982 | 4 | 0.36527
76617 | 13.2 | 0.8 | 365 | 12.072 | 0.19946 | 12 | 0.27145
76619 | 6.89 | 1 | 365 | 7.8765 | 0.78923 | 8 | 0.66574
76372 | 3.92 | 0.8 | 365 | 3.585 | 0.18651 | 3 | 0.77152
76628 | 5.04 | 0.8 | 365 | 4.6093 | 0.2398 | 4 | 0.8491
76629 | 6.3 | 0.8 | 365 | 5.7616 | 0.54974 | 6 | 0.31137
76632 | 8.19 | 0.8 | 365 | 7.4901 | 0.014668 | 7 | 0.50478
76116 | 4.8 | 0.8 | 365 | 4.3898 | 0.79981 | 5 | 0.18962
76634 | 5.355 | 0.8 | 365 | 4.8974 | 0.81728 | 5 | 0.71467
60595 | 457.38 | 0.8 | 365 | 418.2941 | 0.51146 | 418 | 0.8056
76636 | 5.04 | 0.8 | 365 | 4.6093 | 0.2398 | 4 | 0.8491
76638 | 3.465 | 0.8 | 365 | 3.1689 | 0.35236 | 3 | 0.52125
76639 | 8.19 | 0.8 | 365 | 7.4901 | 0.014668 | 7 | 0.50478
76640 | 4.41 | 0.8 | 365 | 4.0331 | 0.084821 | 4 | 0.11796
76642 | 4.41 | 0.8 | 365 | 4.0331 | 0.084821 | 4 | 0.11796
76647 | 2.52 | 0.8 | 365 | 2.3047 | 0.6199 | 2 | 0.92455
76651 | 3.9 | 0.8 | 365 | 3.5667 | 0.14984 | 3 | 0.71656
76652 | 5.4 | 0.8 | 365 | 4.9385 | 0.89978 | 5 | 0.83832
76653 | 8.82 | 0.8 | 365 | 8.0663 | 0.16964 | 8 | 0.23592
76660 | 8.505 | 0.8 | 365 | 7.7782 | 0.59216 | 8 | 0.37035
76661 | 3.3 | 1 | 365 | 3.7725 | 0.56233 | 4 | 0.33483
76671 | 5.775 | 0.8 | 365 | 5.2815 | 0.58727 | 5 | 0.86876
76674 | 3.9 | 0.8 | 365 | 3.5667 | 0.14984 | 3 | 0.71656
76675 | 3.3 | 0.8 | 365 | 3.018 | 0.049866 | 3 | 0.067861
76676 | 4.5 | 0.8 | 365 | 4.1154 | 0.24982 | 4 | 0.36527
76407 | 7.2 | 0.8 | 365 | 6.5847 | 0.19971 | 6 | 0.78442
76678 | 4.675 | 0.8 | 365 | 4.2755 | 0.57064 | 4 | 0.84614
76680 | 9.86 | 0.8 | 365 | 9.0174 | 0.076267 | 9 | 0.093671
76682 | 9.735 | 0.8 | 365 | 8.9031 | 0.84711 | 9 | 0.75019
76684 | 3.15 | 0.8 | 365 | 2.8808 | 0.77487 | 3 | 0.65569
76403 | 11.7 | 0.8 | 365 | 10.7002 | 0.44953 | 11 | 0.14969
76679 | 10.05 | 0.8 | 365 | 9.1912 | 0.42459 | 9 | 0.61576
76685 | 11.22 | 0.8 | 365 | 10.2612 | 0.56955 | 10 | 0.83073
76686 | 8.41 | 0.8 | 365 | 7.6913 | 0.41799 | 8 | 0.10931
76687 | 12.025 | 0.8 | 365 | 10.9974 | 0.045346 | 11 | 0.042738
76688 | 6.3 | 0.8 | 365 | 5.7616 | 0.54974 | 6 | 0.31137
76664 | 3.36 | 0.8 | 365 | 3.0729 | 0.15986 | 3 | 0.23273
76689 | 7.7 | 0.8 | 365 | 7.042 | 0.11635 | 7 | 0.15834
76690 | 4.725 | 0.8 | 365 | 4.3212 | 0.66231 | 4 | 0.98353
76691 | 5.76 | 0.8 | 365 | 5.2678 | 0.55977 | 5 | 0.82754
76692 | 8.96 | 0.8 | 365 | 8.1943 | 0.4263 | 8 | 0.62062
76693 | 6.3 | 0.8 | 365 | 5.7616 | 0.54974 | 6 | 0.31137
76696 | 5.355 | 0.8 | 365 | 4.8974 | 0.81728 | 5 | 0.71467
76695 | 8.99 | 0.8 | 365 | 8.2218 | 0.4813 | 8 | 0.70305
76697 | 7.56 | 0.8 | 365 | 6.914 | 0.85969 | 7 | 0.77365
76698 | 4.95 | 0.8 | 365 | 4.527 | 0.074799 | 4 | 0.60179
76699 | 8.7 | 0.8 | 365 | 7.9565 | 0.94965 | 8 | 0.90618
76700 | 12.04 | 0.8 | 365 | 11.0111 | 0.072845 | 11 | 0.083955
76701 | 2.52 | 0.8 | 365 | 2.3047 | 0.6199 | 2 | 0.92455
76703 | 12.18 | 0.8 | 365 | 11.1391 | 0.32951 | 11 | 0.46865
76704 | 5.13 | 0.8 | 365 | 4.6916 | 0.40479 | 5 | 0.096403
76706 | 5.61 | 0.8 | 365 | 5.1306 | 0.28477 | 5 | 0.41536
76702 | 6.555 | 0.8 | 365 | 5.9948 | 0.017234 | 6 | 0.01207
76707 | 6.3 | 0.8 | 365 | 5.7616 | 0.54974 | 6 | 0.31137
76708 | 6.93 | 0.8 | 365 | 6.3378 | 0.70472 | 7 | 0.042509
75374 | 12.95 | 0.8 | 365 | 11.8433 | 0.74114 | 12 | 0.58449
76011 | 4.845 | 0.8 | 365 | 4.431 | 0.8823 | 5 | 0.31327
76361 | 6.6 | 0.8 | 365 | 6.036 | 0.099732 | 6 | 0.13572
75563 | 7.98 | 0.8 | 365 | 7.2981 | 0.62968 | 7 | 0.92774
76365 | 6.6 | 0.8 | 365 | 6.036 | 0.099732 | 6 | 0.13572
76367 | 8.76 | 0.8 | 365 | 8.0114 | 0.059645 | 8 | 0.07105
76369 | 2.61 | 0.8 | 365 | 2.387 | 0.78489 | 3 | 0.17185
76321 | 31.32 | 0.6 | 365 | 21.4826 | 0.064048 | 21 | 0.54669
76370 | 5.76 | 0.8 | 365 | 5.2678 | 0.55977 | 5 | 0.82754
76374 | 9.81 | 0.8 | 365 | 8.9717 | 0.9846 | 9 | 0.95628
76373 | 8.55 | 0.8 | 365 | 7.8194 | 0.67465 | 8 | 0.494
76375 | 3.51 | 0.8 | 365 | 3.21 | 0.43486 | 3 | 0.64491
76377 | 2.34 | 0.8 | 365 | 2.14 | 0.28991 | 2 | 0.42994
76378 | 10.44 | 0.8 | 365 | 9.5478 | 0.13958 | 9 | 0.68742
76376 | 10.98 | 1 | 365 | 12.5521 | 0.16194 | 12 | 0.71406
76379 | 7.83 | 0.8 | 365 | 7.1609 | 0.35468 | 7 | 0.51556
76380 | 7.37 | 0.8 | 365 | 6.7402 | 0.51137 | 7 | 0.25156
76382 | 9.24 | 0.8 | 365 | 8.4504 | 0.93963 | 9 | 0.39001
76383 | 9 | 0.8 | 365 | 8.2309 | 0.49964 | 8 | 0.73053
76386 | 8.76 | 0.8 | 365 | 8.0114 | 0.059645 | 8 | 0.07105
76397 | 10.15 | 0.8 | 365 | 9.2826 | 0.60792 | 9 | 0.89054
76400 | 12.9 | 0.8 | 365 | 11.7976 | 0.64948 | 12 | 0.44709
76401 | 16.32 | 0.8 | 365 | 14.9254 | 0.91934 | 15 | 0.8447
76325 | 4.2 | 0.8 | 365 | 3.8411 | 0.69983 | 4 | 0.54091
76191 | 5.025 | 0.8 | 365 | 4.5956 | 0.2123 | 4 | 0.80788
76417 | 10.2 | 0.8 | 365 | 9.3283 | 0.69959 | 10 | 0.027935
75287 | 5.985 | 0.8 | 365 | 5.4735 | 0.97226 | 6 | 0.4458
76421 | 13.4 | 0.8 | 365 | 12.2549 | 0.56612 | 12 | 0.82101
31178 | 1591.92 | 0.8 | 365 | 1455.8809 | 0.45547 | 1456 | 0.33636
76422 | 5.6 | 0.8 | 365 | 5.1214 | 0.26644 | 5 | 0.38789
76424 | 14.52 | 0.8 | 365 | 13.2792 | 0.61941 | 13 | 0.89859
76426 | 6.3 | 0.8 | 365 | 5.7616 | 0.54974 | 6 | 0.31137
76425 | 7.5 | 0.8 | 365 | 6.8591 | 0.7497 | 7 | 0.60878
76427 | 12.87 | 0.8 | 365 | 11.7702 | 0.59448 | 12 | 0.36466
76428 | 11.025 | 0.8 | 365 | 10.0828 | 0.21205 | 10 | 0.2949
76431 | 11.685 | 0.8 | 365 | 10.6864 | 0.42203 | 11 | 0.10847
76433 | 11.76 | 0.8 | 365 | 10.755 | 0.55952 | 11 | 0.31456
76435 | 13.44 | 0.8 | 365 | 12.2915 | 0.63946 | 12 | 0.93093
76436 | 10.5 | 0.8 | 365 | 9.6027 | 0.24957 | 9 | 0.85229
76438 | 4.8 | 0.8 | 365 | 4.3898 | 0.79981 | 5 | 0.18962
76402 | 4.64 | 0.8 | 365 | 4.2435 | 0.50648 | 4 | 0.74996
76440 | 9.715 | 0.8 | 365 | 8.8848 | 0.81044 | 9 | 0.69523
76385 | 4.48 | 0.8 | 365 | 4.0972 | 0.21315 | 4 | 0.31031
76441 | 7.92 | 0.8 | 365 | 7.2432 | 0.51968 | 7 | 0.76287
76444 | 7.848 | 0.8 | 365 | 7.1773 | 0.38768 | 7 | 0.56502
76446 | 22.1 | 0.8 | 365 | 20.2114 | 0.51577 | 20 | 0.72719
76406 | 2.8 | 0.8 | 365 | 2.5607 | 0.13322 | 2 | 0.69394
76381 | 4.76 | 0.8 | 365 | 4.3532 | 0.72647 | 5 | 0.079703
76465 | 5.985 | 0.8 | 365 | 5.4735 | 0.97226 | 6 | 0.4458
76466 | 5.6 | 0.8 | 365 | 5.1214 | 0.26644 | 5 | 0.38789
76467 | 9.92 | 0.8 | 365 | 9.0723 | 0.18626 | 9 | 0.25854
76471 | 6.38 | 0.8 | 365 | 5.8348 | 0.69641 | 6 | 0.5312
75361 | 8.25 | 0.8 | 365 | 7.545 | 0.12467 | 7 | 0.66965
76473 | 6.44 | 0.8 | 365 | 5.8897 | 0.80641 | 6 | 0.69607
76474 | 7.8 | 0.8 | 365 | 7.1334 | 0.29968 | 7 | 0.43313
76476 | 8.55 | 0.8 | 365 | 7.8194 | 0.67465 | 8 | 0.494
76475 | 3.9 | 0.8 | 365 | 3.5667 | 0.14984 | 3 | 0.71656
76479 | 12.375 | 0.8 | 365 | 11.3175 | 0.687 | 12 | 0.0044804
76480 | 7.26 | 0.8 | 365 | 6.6396 | 0.30971 | 6 | 0.9493
76481 | 8.58 | 0.8 | 365 | 7.8468 | 0.72965 | 8 | 0.57644
76482 | 8.76 | 0.8 | 365 | 8.0114 | 0.059645 | 8 | 0.07105
76483 | 8.32 | 0.8 | 365 | 7.609 | 0.253 | 7 | 0.862
76484 | 10.88 | 0.8 | 365 | 9.9502 | 0.94623 | 10 | 0.89646
76488 | 4.95 | 0.8 | 365 | 4.527 | 0.074799 | 4 | 0.60179
76489 | 7.84 | 0.8 | 365 | 7.17 | 0.37302 | 7 | 0.54304
76492 | 6.72 | 0.8 | 365 | 6.1457 | 0.31973 | 6 | 0.46546
75416 | 6.555 | 1 | 365 | 7.4935 | 0.021543 | 7 | 0.51509
76493 | 7 | 0.8 | 365 | 6.4018 | 0.83305 | 7 | 0.23486
76494 | 7.28 | 0.8 | 365 | 6.6579 | 0.34637 | 7 | 0.0042519
76495 | 9.8 | 0.8 | 365 | 8.9625 | 0.96627 | 9 | 0.9288
76496 | 6.6 | 0.8 | 365 | 6.036 | 0.099732 | 6 | 0.13572
76499 | 14.49 | 0.8 | 365 | 13.2517 | 0.56441 | 13 | 0.81616
76243 | 24.82 | 0.8 | 365 | 22.699 | 0.50233 | 23 | 0.20131
76503 | 7.2 | 0.8 | 365 | 6.5847 | 0.19971 | 6 | 0.78442
76505 | 10.88 | 0.8 | 365 | 9.9502 | 0.94623 | 10 | 0.89646
76506 | 6.16 | 0.8 | 365 | 5.6336 | 0.29308 | 5 | 0.92667
76508 | 11.2 | 0.8 | 365 | 10.2429 | 0.53288 | 10 | 0.77577
76509 | 3.92 | 0.8 | 365 | 3.585 | 0.18651 | 3 | 0.77152
76513 | 11.2 | 0.8 | 365 | 10.2429 | 0.53288 | 10 | 0.77577
75661 | 9.86 | 0.8 | 365 | 9.0174 | 0.076267 | 9 | 0.093671
75410 | 2.8 | 0.8 | 365 | 2.5607 | 0.13322 | 2 | 0.69394
75514 | 3.36 | 0.8 | 365 | 3.0729 | 0.15986 | 3 | 0.23273
75677 | 3.08 | 0.8 | 365 | 2.8168 | 0.64654 | 3 | 0.46334
76525 | 7.26 | 0.8 | 365 | 6.6396 | 0.30971 | 6 | 0.9493
76526 | 11.7 | 0.8 | 365 | 10.7002 | 0.44953 | 11 | 0.14969
76527 | 6.1 | 0.8 | 365 | 5.5787 | 0.18309 | 5 | 0.7618
76528 | 3.705 | 0.8 | 365 | 3.3884 | 0.79235 | 4 | 0.18074
76529 | 10.065 | 0.8 | 365 | 9.2049 | 0.45209 | 9 | 0.65698
76530 | 4.76 | 0.8 | 365 | 4.3532 | 0.72647 | 5 | 0.079703
76531 | 6.7 | 0.8 | 365 | 6.1274 | 0.28306 | 6 | 0.41051
76504 | 4.56 | 0.8 | 365 | 4.1703 | 0.35982 | 4 | 0.53014
76204 | 5.31 | 0.8 | 365 | 4.8562 | 0.73478 | 5 | 0.59101
76534 | 8.37 | 0.8 | 365 | 7.6547 | 0.34466 | 7 | 0.99939
76472 | 15.3 | 0.8 | 365 | 13.9925 | 0.04938 | 14 | 0.041903
76550 | 2.24 | 0.8 | 365 | 2.0486 | 0.10658 | 2 | 0.15515
76304 | 6.6 | 0.8 | 365 | 6.036 | 0.099732 | 6 | 0.13572
76430 | 9.9 | 0.8 | 365 | 9.054 | 0.1496 | 9 | 0.20358
76562 | 6.67 | 0.8 | 365 | 6.1 | 0.22806 | 6 | 0.32807
76350 | 5.6 | 0.8 | 365 | 5.1214 | 0.26644 | 5 | 0.38789
76567 | 7.04 | 0.8 | 365 | 6.4384 | 0.90638 | 7 | 0.34477
76568 | 6.7 | 0.8 | 365 | 6.1274 | 0.28306 | 6 | 0.41051
76571 | 5.76 | 0.8 | 365 | 5.2678 | 0.55977 | 5 | 0.82754
76556 | 5.6 | 0.8 | 365 | 5.1214 | 0.26644 | 5 | 0.38789
76573 | 4.8 | 0.8 | 365 | 4.3898 | 0.79981 | 5 | 0.18962
76574 | 7.68 | 0.8 | 365 | 7.0237 | 0.079689 | 7 | 0.10339
76575 | 9.52 | 0.8 | 365 | 8.7065 | 0.45295 | 9 | 0.15941
76577 | 4.275 | 0.8 | 365 | 3.9097 | 0.83733 | 4 | 0.747
76580 | 14.4 | 0.8 | 365 | 13.1694 | 0.39942 | 13 | 0.56885
76371 | 4.56 | 0.8 | 365 | 4.1703 | 0.35982 | 4 | 0.53014
75860 | 12.025 | 0.8 | 365 | 10.9974 | 0.045346 | 11 | 0.042738
76559 | 11.7 | 0.8 | 365 | 10.7002 | 0.44953 | 11 | 0.14969
76253 | 3.6 | 0.8 | 365 | 3.2924 | 0.59985 | 3 | 0.89221
76257 | 8.4 | 0.8 | 365 | 7.6822 | 0.39966 | 8 | 0.081829
76582 | 9.975 | 0.8 | 365 | 9.1226 | 0.2871 | 9 | 0.40967
75988 | 7.5 | 0.8 | 365 | 6.8591 | 0.7497 | 7 | 0.60878
76583 | 9.28 | 0.8 | 365 | 8.487 | 0.012957 | 8 | 0.49993
76584 | 12.98 | 0.8 | 365 | 11.8708 | 0.79614 | 12 | 0.66692
76171 | 3.6 | 0.8 | 365 | 3.2924 | 0.59985 | 3 | 0.89221
76179 | 6.27 | 0.8 | 365 | 5.7342 | 0.49475 | 6 | 0.22894
76210 | 9.38 | 0.8 | 365 | 8.5784 | 0.19629 | 8 | 0.77471
76216 | 12 | 0.8 | 365 | 10.9745 | 0.99951 | 11 | 0.97404
76217 | 10.8 | 0.8 | 365 | 9.8771 | 0.79956 | 10 | 0.67664
76218 | 14.4 | 0.8 | 365 | 13.1694 | 0.39942 | 13 | 0.56885
76222 | 9.6 | 0.8 | 365 | 8.7796 | 0.59961 | 9 | 0.37923
75911 | 6.38 | 0.8 | 365 | 5.8348 | 0.69641 | 6 | 0.5312
76239 | 12.88 | 0.8 | 365 | 11.7793 | 0.61281 | 12 | 0.39214
76244 | 5.61 | 0.8 | 365 | 5.1306 | 0.28477 | 5 | 0.41536
76247 | 9.92 | 0.8 | 365 | 9.0723 | 0.18626 | 9 | 0.25854
76251 | 11.52 | 0.8 | 365 | 10.5355 | 0.11953 | 10 | 0.65508
75992 | 13.395 | 0.8 | 365 | 12.2503 | 0.55696 | 12 | 0.80727
76339 | 9.9 | 0.8 | 365 | 9.054 | 0.1496 | 9 | 0.20358
76341 | 13.8 | 0.8 | 365 | 12.6207 | 0.29944 | 12 | 0.92015
76112 | 7.84 | 0.8 | 365 | 7.17 | 0.37302 | 7 | 0.54304
76085 | 4.76 | 0.8 | 365 | 4.3532 | 0.72647 | 5 | 0.079703
76070 | 9.99 | 0.8 | 365 | 9.1363 | 0.3146 | 9 | 0.45089
76043 | 6.16 | 0.8 | 365 | 5.6336 | 0.29308 | 5 | 0.92667
76026 | 9.975 | 0.8 | 365 | 9.1226 | 0.2871 | 9 | 0.40967
76008 | 4.93 | 0.8 | 365 | 4.5087 | 0.038134 | 4 | 0.54684
75842 | 2.12 | 0.8 | 365 | 1.9388 | 0.88658 | 2 | 0.82541
76363 | 7.7 | 0.8 | 365 | 7.042 | 0.11635 | 7 | 0.15834
76398 | 4.48 | 0.8 | 365 | 4.0972 | 0.21315 | 4 | 0.31031
76429 | 4.62 | 0.8 | 365 | 4.2252 | 0.46981 | 4 | 0.69501
76434 | 4.2 | 0.8 | 365 | 3.8411 | 0.69983 | 4 | 0.54091
76437 | 9.9 | 0.8 | 365 | 9.054 | 0.1496 | 9 | 0.20358
76445 | 11.2 | 0.8 | 365 | 10.2429 | 0.53288 | 10 | 0.77577
76578 | 4.725 | 0.8 | 365 | 4.3212 | 0.66231 | 4 | 0.98353
76596 | 7.56 | 0.8 | 365 | 6.914 | 0.85969 | 7 | 0.77365
76609 | 8.55 | 0.8 | 365 | 7.8194 | 0.67465 | 8 | 0.494
76621 | 9.57 | 0.8 | 365 | 8.7522 | 0.54461 | 9 | 0.2968
76705 | 10.89 | 0.8 | 365 | 9.9594 | 0.96456 | 10 | 0.92394
51476 | 1411.2 | 1 | 365 | 1613.2556 | 0.9285 | 1614 | 0.18412
49973 | 1209.6 | 1 | 365 | 1382.7905 | 0.93871 | 1383 | 0.72924
76592 | 5.025 | 0.8 | 365 | 4.5956 | 0.2123 | 4 | 0.80788
76709 | 6.09 | 0.8 | 365 | 5.5696 | 0.16475 | 5 | 0.73433
76710 | 4.93 | 0.8 | 365 | 4.5087 | 0.038134 | 4 | 0.54684
35190 | 37.52 | 0.8 | 365 | 34.3137 | 0.78515 | 35 | 0.098837
60602 | 577.5 | 1 | 365 | 660.1864 | 0.40824 | 660 | 0.59469
76712 | 5.04 | 0.8 | 365 | 4.6093 | 0.2398 | 4 | 0.8491
76713 | 5.985 | 0.8 | 365 | 5.4735 | 0.97226 | 6 | 0.4458
76715 | 3.15 | 0.8 | 365 | 2.8808 | 0.77487 | 3 | 0.65569
76714 | 8.1 | 0.8 | 365 | 7.4078 | 0.84967 | 8 | 0.25748
76716 | 4.41 | 0.8 | 365 | 4.0331 | 0.084821 | 4 | 0.11796
76548 | 4.93 | 0.8 | 365 | 4.5087 | 0.038134 | 4 | 0.54684
76143 | 7.2 | 0.8 | 365 | 6.5847 | 0.19971 | 6 | 0.78442
76718 | 3.78 | 0.8 | 365 | 3.457 | 0.92985 | 4 | 0.38682
76720 | 4.095 | 0.8 | 365 | 3.7451 | 0.50733 | 4 | 0.25239
76722 | 4.725 | 0.8 | 365 | 4.3212 | 0.66231 | 4 | 0.98353
76721 | 7.68 | 0.8 | 365 | 7.0237 | 0.079689 | 7 | 0.10339
76724 | 5.355 | 0.8 | 365 | 4.8974 | 0.81728 | 5 | 0.71467
76723 | 9.66 | 0.8 | 365 | 8.8345 | 0.70961 | 9 | 0.5441
76725 | 8.1 | 0.8 | 365 | 7.4078 | 0.84967 | 8 | 0.25748
76726 | 14.19 | 0.8 | 365 | 12.9774 | 0.014425 | 12 | 0.9918
76728 | 8.91 | 0.8 | 365 | 8.1486 | 0.33464 | 8 | 0.48323
76730 | 8.99 | 0.8 | 365 | 8.2218 | 0.4813 | 8 | 0.70305
76735 | 7.245 | 0.8 | 365 | 6.6259 | 0.28221 | 6 | 0.90808
76736 | 7.56 | 0.8 | 365 | 6.914 | 0.85969 | 7 | 0.77365
76737 | 3.78 | 0.8 | 365 | 3.457 | 0.92985 | 4 | 0.38682
76738 | 5.67 | 0.8 | 365 | 5.1855 | 0.39477 | 5 | 0.58023
76739 | 5.985 | 0.8 | 365 | 5.4735 | 0.97226 | 6 | 0.4458
76742 | 8.4 | 0.8 | 365 | 7.6822 | 0.39966 | 8 | 0.081829
76743 | 10.5 | 0.8 | 365 | 9.6027 | 0.24957 | 9 | 0.85229
76745 | 9.8 | 0.8 | 365 | 8.9625 | 0.96627 | 9 | 0.9288
76520 | 2.4 | 0.8 | 365 | 2.1949 | 0.3999 | 2 | 0.59481
76746 | 7.84 | 0.8 | 365 | 7.17 | 0.37302 | 7 | 0.54304
76748 | 6.9 | 0.8 | 365 | 6.3104 | 0.64972 | 6 | 0.96007
76750 | 7.28 | 0.8 | 365 | 6.6579 | 0.34637 | 7 | 0.0042519
76753 | 6.27 | 0.8 | 365 | 5.7342 | 0.49475 | 6 | 0.22894
64547 | 87 | 0.7 | 365 | 69.6197 | 0.55941 | 70 | 0.17908
76777 | 3.465 | 0.8 | 365 | 3.1689 | 0.35236 | 3 | 0.52125
76778 | 6.67 | 0.8 | 365 | 6.1 | 0.22806 | 6 | 0.32807
76782 | 6.93 | 0.8 | 365 | 6.3378 | 0.70472 | 7 | 0.042509
76784 | 5.67 | 0.8 | 365 | 5.1855 | 0.39477 | 5 | 0.58023
76786 | 11.655 | 0.8 | 365 | 10.659 | 0.36703 | 11 | 0.026038
76791 | 10.08 | 0.8 | 365 | 9.2186 | 0.47959 | 9 | 0.69819
76792 | 6.3 | 0.8 | 365 | 5.7616 | 0.54974 | 6 | 0.31137
76793 | 13.23 | 0.8 | 365 | 12.0994 | 0.25446 | 12 | 0.35388
76795 | 3.15 | 0.8 | 365 | 2.8808 | 0.77487 | 3 | 0.65569
76796 | 8.68 | 0.8 | 365 | 7.9382 | 0.91298 | 8 | 0.85122
76797 | 7.245 | 0.8 | 365 | 6.6259 | 0.28221 | 6 | 0.90808
76799 | 11.655 | 0.8 | 365 | 10.659 | 0.36703 | 11 | 0.026038
76803 | 4.725 | 0.8 | 365 | 4.3212 | 0.66231 | 4 | 0.98353
76773 | 4.76 | 0.8 | 365 | 4.3532 | 0.72647 | 5 | 0.079703
76804 | 8.12 | 0.8 | 365 | 7.4261 | 0.88634 | 8 | 0.31243
76798 | 5.61 | 0.8 | 365 | 5.1306 | 0.28477 | 5 | 0.41536
76137 | 5.985 | 0.8 | 365 | 5.4735 | 0.97226 | 6 | 0.4458
76805 | 7.875 | 0.8 | 365 | 7.202 | 0.43718 | 7 | 0.63921
76806 | 10.56 | 0.8 | 365 | 9.6576 | 0.35957 | 10 | 0.017157
76809 | 10.64 | 0.8 | 365 | 9.7307 | 0.50624 | 10 | 0.23698
76810 | 9.45 | 1 | 365 | 10.8031 | 0.65577 | 11 | 0.45882
76812 | 3.15 | 1 | 365 | 3.601 | 0.21859 | 3 | 0.81961
76813 | 2.8 | 0.8 | 365 | 2.5607 | 0.13322 | 2 | 0.69394
76814 | 9 | 0.8 | 365 | 8.2309 | 0.49964 | 8 | 0.73053
76817 | 5.4 | 0.8 | 365 | 4.9385 | 0.89978 | 5 | 0.83832
76820 | 4.68 | 0.8 | 365 | 4.2801 | 0.57981 | 4 | 0.85988
76824 | 5.8 | 0.8 | 365 | 5.3044 | 0.6331 | 5 | 0.93745
76827 | 13.2 | 0.8 | 365 | 12.072 | 0.19946 | 12 | 0.27145
76825 | 2.52 | 0.8 | 365 | 2.3047 | 0.6199 | 2 | 0.92455
76826 | 12.045 | 0.8 | 365 | 11.0157 | 0.082012 | 11 | 0.097694
76828 | 3.78 | 0.8 | 365 | 3.457 | 0.92985 | 4 | 0.38682
76829 | 3.36 | 0.8 | 365 | 3.0729 | 0.15986 | 3 | 0.23273
76830 | 6.72 | 0.8 | 365 | 6.1457 | 0.31973 | 6 | 0.46546
76831 | 8.28 | 0.8 | 365 | 7.5724 | 0.17966 | 7 | 0.75209
76832 | 5.6 | 0.8 | 365 | 5.1214 | 0.26644 | 5 | 0.38789
10856 | 641.52 | 0.65 | 365 | 476.6923 | 0.57637 | 477 | 0.26871
75869 | 3.2 | 0.8 | 365 | 2.9265 | 0.86654 | 3 | 0.79308
76834 | 9 | 0.8 | 365 | 8.2309 | 0.49964 | 8 | 0.73053
76836 | 8.58 | 0.8 | 365 | 7.8468 | 0.72965 | 8 | 0.57644
76837 | 5.94 | 0.8 | 365 | 5.4324 | 0.88976 | 6 | 0.32215
76838 | 9.57 | 0.8 | 365 | 8.7522 | 0.54461 | 9 | 0.2968
76839 | 6.72 | 0.8 | 365 | 6.1457 | 0.31973 | 6 | 0.46546
76841 | 7.2 | 0.8 | 365 | 6.5847 | 0.19971 | 6 | 0.78442
76842 | 8.4 | 0.8 | 365 | 7.6822 | 0.39966 | 8 | 0.081829
76844 | 11.97 | 0.8 | 365 | 10.9471 | 0.94451 | 11 | 0.89161
76579 | 5.4 | 0.8 | 365 | 4.9385 | 0.89978 | 5 | 0.83832
76566 | 5.7 | 0.8 | 365 | 5.2129 | 0.44977 | 5 | 0.66267
76846 | 6.615 | 0.8 | 365 | 6.0497 | 0.12723 | 6 | 0.17694
76847 | 12.285 | 0.8 | 365 | 11.2352 | 0.522 | 11 | 0.75718
52445 | 1033.2 | 1 | 365 | 1181.1336 | 0.69765 | 1181 | 0.83123
76848 | 4.725 | 0.8 | 365 | 4.3212 | 0.66231 | 4 | 0.98353
76849 | 11.97 | 0.8 | 365 | 10.9471 | 0.94451 | 11 | 0.89161
76850 | 3.77 | 0.8 | 365 | 3.4478 | 0.91151 | 4 | 0.35934
76851 | 12.285 | 0.8 | 365 | 11.2352 | 0.522 | 11 | 0.75718
76853 | 5.04 | 0.8 | 365 | 4.6093 | 0.2398 | 4 | 0.8491
76822 | 4.2 | 0.8 | 365 | 3.8411 | 0.69983 | 4 | 0.54091
76790 | 13 | 0.8 | 365 | 11.8891 | 0.83281 | 12 | 0.72188
76815 | 6.5 | 0.8 | 365 | 5.9445 | 0.9164 | 6 | 0.86094
76808 | 5.1 | 0.8 | 365 | 4.6642 | 0.34979 | 5 | 0.013968
76854 | 8.7 | 0.8 | 365 | 7.9565 | 0.94965 | 8 | 0.90618
76855 | 8.12 | 0.8 | 365 | 7.4261 | 0.88634 | 8 | 0.31243
76650 | 12.3 | 0.8 | 365 | 11.2489 | 0.5495 | 11 | 0.79839
76491 | 5.4 | 0.8 | 365 | 4.9385 | 0.89978 | 5 | 0.83832
76645 | 5.1 | 0.8 | 365 | 4.6642 | 0.34979 | 5 | 0.013968
76659 | 6.5 | 0.8 | 365 | 5.9445 | 0.9164 | 6 | 0.86094
76669 | 3.9 | 0.8 | 365 | 3.5667 | 0.14984 | 3 | 0.71656
76633 | 10.4 | 0.8 | 365 | 9.5113 | 0.066245 | 9 | 0.5775
76779 | 3.64 | 0.8 | 365 | 3.3289 | 0.67319 | 4 | 0.002126
76486 | 5.85 | 0.8 | 365 | 5.3501 | 0.72476 | 6 | 0.074845
76485 | 12.9 | 0.8 | 365 | 11.7976 | 0.64948 | 12 | 0.44709
76487 | 10.8 | 0.8 | 365 | 9.8771 | 0.79956 | 10 | 0.67664
76470 | 1.8 | 0.8 | 365 | 1.6462 | 0.29993 | 1 | 0.94611
76858 | 11.725 | 0.8 | 365 | 10.723 | 0.49536 | 11 | 0.21839
76859 | 4.68 | 0.8 | 365 | 4.2801 | 0.57981 | 4 | 0.85988
76861 | 1.962 | 0.8 | 365 | 1.7943 | 0.59692 | 2 | 0.39126
76857 | 3.64 | 0.8 | 365 | 3.3289 | 0.67319 | 4 | 0.002126
76862 | 6.27 | 0.8 | 365 | 5.7342 | 0.49475 | 6 | 0.22894
76845 | 13.23 | 0.8 | 365 | 12.0994 | 0.25446 | 12 | 0.35388
76863 | 5.232 | 0.8 | 365 | 4.7849 | 0.59179 | 5 | 0.37668
76864 | 7.68 | 0.8 | 365 | 7.0237 | 0.079689 | 7 | 0.10339
76865 | 7.8 | 1 | 365 | 8.9168 | 0.8746 | 9 | 0.79141
76866 | 10.71 | 1 | 365 | 12.2435 | 0.54321 | 12 | 0.78667
76868 | 6.93 | 0.8 | 365 | 6.3378 | 0.70472 | 7 | 0.042509
76279 | 6.5 | 0.8 | 365 | 5.9445 | 0.9164 | 6 | 0.86094
76869 | 10.08 | 0.8 | 365 | 9.2186 | 0.47959 | 9 | 0.69819
76870 | 4.725 | 0.8 | 365 | 4.3212 | 0.66231 | 4 | 0.98353
76871 | 6.615 | 1 | 365 | 7.5621 | 0.15904 | 7 | 0.72118
76874 | 7.56 | 0.8 | 365 | 6.914 | 0.85969 | 7 | 0.77365
76856 | 3.77 | 0.8 | 365 | 3.4478 | 0.91151 | 4 | 0.35934
76875 | 5.51 | 0.8 | 365 | 5.0391 | 0.10144 | 5 | 0.14058
76878 | 4.35 | 0.8 | 365 | 3.9783 | 0.97482 | 4 | 0.95309
76879 | 4.35 | 0.8 | 365 | 3.9783 | 0.97482 | 4 | 0.95309
76881 | 7.25 | 0.8 | 365 | 6.6304 | 0.29137 | 6 | 0.92182
76880 | 13 | 0.8 | 365 | 11.8891 | 0.83281 | 12 | 0.72188
76074 | 7.98 | 0.8 | 365 | 7.2981 | 0.62968 | 7 | 0.92774
76882 | 6.405 | 0.8 | 365 | 5.8577 | 0.74224 | 6 | 0.59989
76883 | 5.7 | 0.8 | 365 | 5.2129 | 0.44977 | 5 | 0.66267
76884 | 4.35 | 0.8 | 365 | 3.9783 | 0.97482 | 4 | 0.95309
76885 | 2.32 | 0.8 | 365 | 2.1217 | 0.25324 | 2 | 0.37498
76886 | 5.51 | 0.8 | 365 | 5.0391 | 0.10144 | 5 | 0.14058
76887 | 3.77 | 0.8 | 365 | 3.4478 | 0.91151 | 4 | 0.35934
76888 | 4.06 | 0.8 | 365 | 3.713 | 0.44317 | 4 | 0.15622
76889 | 4.06 | 0.8 | 365 | 3.713 | 0.44317 | 4 | 0.15622
76890 | 9.57 | 0.8 | 365 | 8.7522 | 0.54461 | 9 | 0.2968
76892 | 4.35 | 0.8 | 365 | 3.9783 | 0.97482 | 4 | 0.95309
76893 | 2.61 | 0.8 | 365 | 2.387 | 0.78489 | 3 | 0.17185
76894 | 8.7 | 1 | 365 | 9.9457 | 0.93706 | 10 | 0.88273
76719 | 6.9 | 0.8 | 365 | 6.3104 | 0.64972 | 6 | 0.96007
76740 | 9.81 | 0.8 | 365 | 8.9717 | 0.9846 | 9 | 0.95628
76351 | 495.465 | 0.6 | 365 | 339.8434 | 0.24931 | 340 | 0.09272
76785 | 3.78 | 0.8 | 365 | 3.457 | 0.92985 | 4 | 0.38682
76802 | 4.02 | 0.8 | 365 | 3.6765 | 0.36984 | 4 | 0.046304
76772 | 7.92 | 0.8 | 365 | 7.2432 | 0.51968 | 7 | 0.76287
76611 | 10.865 | 0.8 | 365 | 9.9365 | 0.91873 | 10 | 0.85525
76413 | 10.2 | 0.8 | 365 | 9.3283 | 0.69959 | 10 | 0.027935
76895 | 6.12 | 0.8 | 365 | 5.597 | 0.21975 | 5 | 0.81676
76896 | 3.77 | 0.8 | 365 | 3.4478 | 0.91151 | 4 | 0.35934
76897 | 11.4 | 0.8 | 365 | 10.4258 | 0.89954 | 11 | 0.32534
76898 | 4.06 | 0.8 | 365 | 3.713 | 0.44317 | 4 | 0.15622
76900 | 5.51 | 0.8 | 365 | 5.0391 | 0.10144 | 5 | 0.14058
76899 | 5.985 | 0.8 | 365 | 5.4735 | 0.97226 | 6 | 0.4458
76901 | 3.48 | 0.8 | 365 | 3.1826 | 0.37986 | 3 | 0.56247
76902 | 9.075 | 0.8 | 365 | 8.2995 | 0.63713 | 8 | 0.93662
76903 | 4.64 | 0.8 | 365 | 4.2435 | 0.50648 | 4 | 0.74996
76904 | 7.04 | 0.8 | 365 | 6.4384 | 0.90638 | 7 | 0.34477
76905 | 2.9 | 0.8 | 365 | 2.6522 | 0.31655 | 2 | 0.96873
76906 | 10.2 | 0.8 | 365 | 9.3283 | 0.69959 | 10 | 0.027935
76907 | 7.14 | 0.8 | 365 | 6.5298 | 0.089711 | 6 | 0.61955
76908 | 2.28 | 0.8 | 365 | 2.0852 | 0.17991 | 2 | 0.26507
76910 | 11.31 | 0.8 | 365 | 10.3435 | 0.73454 | 11 | 0.078034
76911 | 10.56 | 0.8 | 365 | 9.6576 | 0.35957 | 10 | 0.017157
73224 | 4.93 | 0.8 | 365 | 4.5087 | 0.038134 | 4 | 0.54684
76199 | 11.1 | 0.8 | 365 | 10.1514 | 0.34955 | 10 | 0.50099
76214 | 9.92 | 0.8 | 365 | 9.0723 | 0.18626 | 9 | 0.25854
76221 | 7.37 | 0.8 | 365 | 6.7402 | 0.51137 | 7 | 0.25156
76741 | 8.505 | 0.8 | 365 | 7.7782 | 0.59216 | 8 | 0.37035
76744 | 10.385 | 0.8 | 365 | 9.4975 | 0.038746 | 9 | 0.53629
76747 | 13.44 | 0.8 | 365 | 12.2915 | 0.63946 | 12 | 0.93093
76599 | 13.16 | 0.8 | 365 | 12.0354 | 0.12613 | 12 | 0.16153
76780 | 6.4 | 0.8 | 365 | 5.8531 | 0.73307 | 6 | 0.58616
76711 | 7.8 | 0.8 | 365 | 7.1334 | 0.29968 | 7 | 0.43313
76920 | 12.06 | 0.8 | 365 | 11.0294 | 0.10951 | 11 | 0.13891
76731 | 8.1 | 0.8 | 365 | 7.4078 | 0.84967 | 8 | 0.25748
76732 | 9.715 | 0.8 | 365 | 8.8848 | 0.81044 | 9 | 0.69523
76751 | 16.35 | 0.8 | 365 | 14.9528 | 0.97434 | 15 | 0.92713
76754 | 9.81 | 0.8 | 365 | 8.9717 | 0.9846 | 9 | 0.95628
76919 | 4.2 | 0.8 | 365 | 3.8411 | 0.69983 | 4 | 0.54091
76923 | 3.64 | 0.8 | 365 | 3.3289 | 0.67319 | 4 | 0.002126
76079 | 13.12 | 0.8 | 365 | 11.9988 | 0.052802 | 12 | 0.051619
76756 | 10.137 | 0.8 | 365 | 9.2707 | 0.58409 | 9 | 0.85482
76929 | 9.49 | 0.8 | 365 | 8.679 | 0.39795 | 9 | 0.076971
76930 | 4.8 | 0.8 | 365 | 4.3898 | 0.79981 | 5 | 0.18962
76727 | 11.1 | 0.8 | 365 | 10.1514 | 0.34955 | 10 | 0.50099
76546 | 7.04 | 0.8 | 365 | 6.4384 | 0.90638 | 7 | 0.34477
73984 | 4.16 | 0.8 | 365 | 3.8045 | 0.6265 | 4 | 0.431
76757 | 13.455 | 0.8 | 365 | 12.3052 | 0.66695 | 12 | 0.97214
76934 | 5.76 | 0.8 | 365 | 5.2678 | 0.55977 | 5 | 0.82754
76935 | 8.4 | 0.8 | 365 | 7.6822 | 0.39966 | 8 | 0.081829
76936 | 10.35 | 0.8 | 365 | 9.4655 | 0.97458 | 10 | 0.44011
76937 | 5.85 | 0.8 | 365 | 5.3501 | 0.72476 | 6 | 0.074845
76938 | 5.1 | 0.8 | 365 | 4.6642 | 0.34979 | 5 | 0.013968
76939 | 12.16 | 0.8 | 365 | 11.1209 | 0.29284 | 11 | 0.4137
76940 | 4.95 | 0.8 | 365 | 4.527 | 0.074799 | 4 | 0.60179
76941 | 8.32 | 0.8 | 365 | 7.609 | 0.253 | 7 | 0.862
76942 | 7.8 | 0.8 | 365 | 7.1334 | 0.29968 | 7 | 0.43313
76944 | 8.525 | 0.8 | 365 | 7.7965 | 0.62882 | 8 | 0.42531
76946 | 3.105 | 0.8 | 365 | 2.8397 | 0.69237 | 3 | 0.53203
76947 | 7.26 | 0.8 | 365 | 6.6396 | 0.30971 | 6 | 0.9493
76948 | 10.23 | 0.8 | 365 | 9.3558 | 0.75459 | 10 | 0.11037
76949 | 9.24 | 0.8 | 365 | 8.4504 | 0.93963 | 9 | 0.39001
76950 | 3.3 | 0.8 | 365 | 3.018 | 0.049866 | 3 | 0.067861
76951 | 6.67 | 0.8 | 365 | 6.1 | 0.22806 | 6 | 0.32807
76952 | 8 | 0.8 | 365 | 7.3164 | 0.66634 | 7 | 0.98269
76953 | 5.94 | 0.8 | 365 | 5.4324 | 0.88976 | 6 | 0.32215
76954 | 15.105 | 0.8 | 365 | 13.8142 | 0.69189 | 14 | 0.50607
76956 | 6.9 | 0.8 | 365 | 6.3104 | 0.64972 | 6 | 0.96007
76958 | 3 | 0.8 | 365 | 2.7436 | 0.49988 | 3 | 0.24351
74010 | 61.38 | 0.6 | 365 | 42.101 | 0.39563 | 42 | 0.49667
50396 | 1388.52 | 1 | 365 | 1587.3283 | 0.95465 | 1588 | 0.28294
76960 | 5.36 | 0.8 | 365 | 4.902 | 0.82645 | 5 | 0.72841
76962 | 12.6 | 0.8 | 365 | 11.5233 | 0.099489 | 11 | 0.62274
76360 | 6 | 0.8 | 365 | 5.4873 | 0.99976 | 6 | 0.48702
76348 | 6.5 | 0.8 | 365 | 5.9445 | 0.9164 | 6 | 0.86094
76448 | 5.67 | 0.8 | 365 | 5.1855 | 0.39477 | 5 | 0.58023
76975 | 5.8 | 0.8 | 365 | 5.3044 | 0.6331 | 5 | 0.93745
76976 | 8.12 | 0.8 | 365 | 7.4261 | 0.88634 | 8 | 0.31243
76977 | 7.25 | 0.8 | 365 | 6.6304 | 0.29137 | 6 | 0.92182
76978 | 4.06 | 0.8 | 365 | 3.713 | 0.44317 | 4 | 0.15622
76979 | 2.28 | 0.8 | 365 | 2.0852 | 0.17991 | 2 | 0.26507
76980 | 2.9 | 0.8 | 365 | 2.6522 | 0.31655 | 2 | 0.96873
76982 | 5.67 | 0.8 | 365 | 5.1855 | 0.39477 | 5 | 0.58023
76983 | 4.35 | 0.8 | 365 | 3.9783 | 0.97482 | 4 | 0.95309
76984 | 2.32 | 0.8 | 365 | 2.1217 | 0.25324 | 2 | 0.37498
76985 | 3.19 | 0.8 | 365 | 2.9174 | 0.8482 | 3 | 0.7656
76986 | 6.67 | 0.8 | 365 | 6.1 | 0.22806 | 6 | 0.32807
76987 | 10.15 | 0.8 | 365 | 9.2826 | 0.60792 | 9 | 0.89054
76102 | 5.7 | 0.8 | 365 | 5.2129 | 0.44977 | 5 | 0.66267
76183 | 10.26 | 0.8 | 365 | 9.3832 | 0.80958 | 10 | 0.19281
76140 | 8.68 | 0.8 | 365 | 7.9382 | 0.91298 | 8 | 0.85122
76990 | 8.91 | 0.8 | 365 | 8.1486 | 0.33464 | 8 | 0.48323
76992 | 7.65 | 0.8 | 365 | 6.9963 | 0.02469 | 7 | 0.020952
74816 | 9.28 | 0.8 | 365 | 8.487 | 0.012957 | 8 | 0.49993
73656 | 5.67 | 0.8 | 365 | 5.1855 | 0.39477 | 5 | 0.58023
73888 | 8.1 | 0.8 | 365 | 7.4078 | 0.84967 | 8 | 0.25748
76993 | 10.545 | 0.8 | 365 | 9.6439 | 0.33207 | 9 | 0.97594
76994 | 6.67 | 0.8 | 365 | 6.1 | 0.22806 | 6 | 0.32807
76995 | 2.61 | 0.8 | 365 | 2.387 | 0.78489 | 3 | 0.17185
76542 | 13.5 | 0.8 | 365 | 12.3463 | 0.74945 | 13 | 0.095797
64862 | 2039.8 | 0.7 | 365 | 1632.301 | 0.10682 | 1632 | 0.40782
76996 | 4.93 | 0.8 | 365 | 4.5087 | 0.038134 | 4 | 0.54684
76997 | 4.93 | 0.8 | 365 | 4.5087 | 0.038134 | 4 | 0.54684
76998 | 3.705 | 0.8 | 365 | 3.3884 | 0.79235 | 4 | 0.18074
76999 | 2.565 | 0.8 | 365 | 2.3458 | 0.7024 | 3 | 0.048201
77000 | 2.565 | 0.8 | 365 | 2.3458 | 0.7024 | 3 | 0.048201
76776 | 6.6 | 0.8 | 365 | 6.036 | 0.099732 | 6 | 0.13572
77002 | 4.64 | 0.8 | 365 | 4.2435 | 0.50648 | 4 | 0.74996
77003 | 10.44 | 0.8 | 365 | 9.5478 | 0.13958 | 9 | 0.68742
37055 | 1389.96 | 1 | 365 | 1588.9745 | 0.25458 | 1589 | 0.22905
75507 | 5.5 | 0.8 | 365 | 5.03 | 0.08311 | 5 | 0.1131
77004 | 19.04 | 0.8 | 365 | 17.4129 | 0.90589 | 18 | 0.31881
77013 | 5.4 | 0.8 | 365 | 4.9385 | 0.89978 | 5 | 0.83832
77016 | 3 | 0.8 | 365 | 2.7436 | 0.49988 | 3 | 0.24351
77017 | 6.03 | 0.8 | 365 | 5.5147 | 0.054756 | 5 | 0.56946
77019 | 7.92 | 0.8 | 365 | 7.2432 | 0.51968 | 7 | 0.76287
77021 | 3 | 0.8 | 365 | 2.7436 | 0.49988 | 3 | 0.24351
77023 | 12.06 | 0.8 | 365 | 11.0294 | 0.10951 | 11 | 0.13891
77026 | 7.59 | 0.8 | 365 | 6.9414 | 0.91469 | 7 | 0.85608
77024 | 9.9 | 0.8 | 365 | 9.054 | 0.1496 | 9 | 0.20358
61528 | 326.72 | 0.9 | 365 | 336.1498 | 0.8451 | 336 | 0.99489
77028 | 15.075 | 0.8 | 365 | 13.7868 | 0.63689 | 14 | 0.42364
77027 | 7.5 | 0.8 | 365 | 6.8591 | 0.7497 | 7 | 0.60878
77029 | 7.56 | 0.8 | 365 | 6.914 | 0.85969 | 7 | 0.77365
77030 | 4.5 | 0.8 | 365 | 4.1154 | 0.24982 | 4 | 0.36527
76219 | 12.6 | 0.8 | 365 | 11.5233 | 0.099489 | 11 | 0.62274
77035 | 7.92 | 0.8 | 365 | 7.2432 | 0.51968 | 7 | 0.76287
77036 | 11.97 | 0.8 | 365 | 10.9471 | 0.94451 | 11 | 0.89161
76961 | 7.245 | 0.8 | 365 | 6.6259 | 0.28221 | 6 | 0.90808
76420 | 12.4 | 0.8 | 365 | 11.3403 | 0.73283 | 12 | 0.073176
76963 | 6.38 | 0.8 | 365 | 5.8348 | 0.69641 | 6 | 0.5312
77032 | 9.3 | 0.8 | 365 | 8.5053 | 0.049623 | 8 | 0.55488
77040 | 8.71 | 0.8 | 365 | 7.9657 | 0.96798 | 8 | 0.93366
77041 | 6.5 | 0.8 | 365 | 5.9445 | 0.9164 | 6 | 0.86094
77039 | 3 | 0.8 | 365 | 2.7436 | 0.49988 | 3 | 0.24351
77043 | 3.9 | 0.8 | 365 | 3.5667 | 0.14984 | 3 | 0.71656
77044 | 11.4 | 0.8 | 365 | 10.4258 | 0.89954 | 11 | 0.32534
77045 | 8.32 | 0.8 | 365 | 7.609 | 0.253 | 7 | 0.862
77046 | 6.96 | 0.8 | 365 | 6.3652 | 0.75972 | 7 | 0.12494
77047 | 4.275 | 0.8 | 365 | 3.9097 | 0.83733 | 4 | 0.747
77048 | 10.545 | 0.8 | 365 | 9.6439 | 0.33207 | 9 | 0.97594
77049 | 7.56 | 0.8 | 365 | 6.914 | 0.85969 | 7 | 0.77365
77050 | 7.29 | 0.8 | 365 | 6.667 | 0.3647 | 7 | 0.03173
77052 | 2.36 | 0.8 | 365 | 2.1583 | 0.32657 | 2 | 0.48489
76717 | 6.9 | 0.8 | 365 | 6.3104 | 0.64972 | 6 | 0.96007
77060 | 8.68 | 0.8 | 365 | 7.9382 | 0.91298 | 8 | 0.85122
77065 | 6.3 | 0.8 | 365 | 5.7616 | 0.54974 | 6 | 0.31137
77068 | 8.125 | 0.8 | 365 | 7.4307 | 0.8955 | 8 | 0.32617
77071 | 5.25 | 0.8 | 365 | 4.8014 | 0.62479 | 5 | 0.42614
77072 | 9.1 | 0.8 | 365 | 8.3224 | 0.68296 | 9 | 0.0053149
77075 | 6.72 | 0.8 | 365 | 6.1457 | 0.31973 | 6 | 0.46546
77077 | 5.61 | 0.8 | 365 | 5.1306 | 0.28477 | 5 | 0.41536
77079 | 7.035 | 0.8 | 365 | 6.4338 | 0.89721 | 7 | 0.33103
77073 | 7.8 | 0.8 | 365 | 7.1334 | 0.29968 | 7 | 0.43313
77066 | 6.12 | 0.8 | 365 | 5.597 | 0.21975 | 5 | 0.81676
76801 | 11.22 | 0.8 | 365 | 10.2612 | 0.56955 | 10 | 0.83073
77064 | 4.225 | 0.8 | 365 | 3.8639 | 0.74566 | 4 | 0.60961
76497 | 7.59 | 0.8 | 365 | 6.9414 | 0.91469 | 7 | 0.85608
76490 | 5.6 | 0.8 | 365 | 5.1214 | 0.26644 | 5 | 0.38789
75999 | 9.24 | 0.8 | 365 | 8.4504 | 0.93963 | 9 | 0.39001
76001 | 8.4 | 0.8 | 365 | 7.6822 | 0.39966 | 8 | 0.081829
75256 | 8.91 | 0.8 | 365 | 8.1486 | 0.33464 | 8 | 0.48323
75262 | 9.52 | 0.8 | 365 | 8.7065 | 0.45295 | 9 | 0.15941
75267 | 9.9 | 0.8 | 365 | 9.054 | 0.1496 | 9 | 0.20358
76755 | 16.023 | 0.8 | 365 | 14.6537 | 0.37485 | 15 | 0.028589
77082 | 13.8 | 0.8 | 365 | 12.6207 | 0.29944 | 12 | 0.92015
76758 | 8.71 | 0.8 | 365 | 7.9657 | 0.96798 | 8 | 0.93366
77084 | 13.515 | 0.8 | 365 | 12.3601 | 0.77695 | 13 | 0.13701
77085 | 7.8 | 0.8 | 365 | 7.1334 | 0.29968 | 7 | 0.43313
76761 | 7.2 | 0.8 | 365 | 6.5847 | 0.19971 | 6 | 0.78442
77086 | 7.28 | 0.8 | 365 | 6.6579 | 0.34637 | 7 | 0.0042519
77089 | 4.5 | 0.8 | 365 | 4.1154 | 0.24982 | 4 | 0.36527
74851 | 14.335 | 0.8 | 365 | 13.11 | 0.28025 | 13 | 0.39024
77092 | 2.4 | 0.8 | 365 | 2.1949 | 0.3999 | 2 | 0.59481
77093 | 7.41 | 0.8 | 365 | 6.7768 | 0.5847 | 7 | 0.36147
76597 | 16.53 | 0.8 | 365 | 15.1174 | 0.30433 | 15 | 0.42174
77096 | 5.04 | 0.8 | 365 | 4.6093 | 0.2398 | 4 | 0.8491
76213 | 5.28 | 0.8 | 365 | 4.8288 | 0.67979 | 5 | 0.50858
77101 | 9.52 | 0.8 | 365 | 8.7065 | 0.45295 | 9 | 0.15941
77102 | 7.59 | 0.8 | 365 | 6.9414 | 0.91469 | 7 | 0.85608
76843 | 7.695 | 0.8 | 365 | 7.0374 | 0.10719 | 7 | 0.1446
77103 | 9.6 | 0.8 | 365 | 8.7796 | 0.59961 | 9 | 0.37923
77104 | 3.78 | 0.8 | 365 | 3.457 | 0.92985 | 4 | 0.38682
77105 | 7.68 | 0.8 | 365 | 7.0237 | 0.079689 | 7 | 0.10339
77106 | 11.84 | 0.8 | 365 | 10.8282 | 0.70619 | 11 | 0.53439
77108 | 6.6 | 0.8 | 365 | 6.036 | 0.099732 | 6 | 0.13572
75787 | 10.335 | 0.8 | 365 | 9.4518 | 0.94708 | 10 | 0.39889
77110 | 11.375 | 0.8 | 365 | 10.4029 | 0.85371 | 11 | 0.25664
77113 | 12.375 | 0.8 | 365 | 11.3175 | 0.687 | 12 | 0.0044804
76208 | 7.68 | 0.8 | 365 | 7.0237 | 0.079689 | 7 | 0.10339
75901 | 3.92 | 0.8 | 365 | 3.585 | 0.18651 | 3 | 0.77152
77061 | 5.6 | 0.8 | 365 | 5.1214 | 0.26644 | 5 | 0.38789
77054 | 5.32 | 0.8 | 365 | 4.8654 | 0.75312 | 5 | 0.61849
77123 | 24.96 | 1 | 365 | 28.5338 | 0.19874 | 28 | 0.73251
77126 | 6.27 | 0.8 | 365 | 5.7342 | 0.49475 | 6 | 0.22894
77127 | 3.3 | 0.8 | 365 | 3.018 | 0.049866 | 3 | 0.067861
77129 | 24.85 | 0.8 | 365 | 22.7264 | 0.55733 | 23 | 0.28374
76867 | 10.71 | 1 | 365 | 12.2435 | 0.54321 | 12 | 0.78667
77130 | 6.75 | 0.8 | 365 | 6.1732 | 0.37473 | 6 | 0.5479
77131 | 5.1 | 0.8 | 365 | 4.6642 | 0.34979 | 5 | 0.013968
77132 | 8.25 | 0.8 | 365 | 7.545 | 0.12467 | 7 | 0.66965
77133 | 10.5 | 0.8 | 365 | 9.6027 | 0.24957 | 9 | 0.85229
77139 | 7.28 | 0.8 | 365 | 6.6579 | 0.34637 | 7 | 0.0042519
77140 | 8.1 | 0.8 | 365 | 7.4078 | 0.84967 | 8 | 0.25748
75001 | 4.2 | 0.8 | 365 | 3.8411 | 0.69983 | 4 | 0.54091
77146 | 12.32 | 0.8 | 365 | 11.2672 | 0.58617 | 11 | 0.85335
77147 | 9.69 | 0.8 | 365 | 8.8619 | 0.76461 | 9 | 0.62654
77148 | 5.28 | 0.8 | 365 | 4.8288 | 0.67979 | 5 | 0.50858
77150 | 11.88 | 0.8 | 365 | 10.8648 | 0.77952 | 11 | 0.6443
77151 | 3.92 | 0.8 | 365 | 3.585 | 0.18651 | 3 | 0.77152
77152 | 11.2 | 0.8 | 365 | 10.2429 | 0.53288 | 10 | 0.77577
77153 | 6.16 | 0.8 | 365 | 5.6336 | 0.29308 | 5 | 0.92667
37200 | 1659.84 | 0.8 | 365 | 1517.9967 | 0.97272 | 1518 | 0.96943
77158 | 4.55 | 0.8 | 365 | 4.1612 | 0.34148 | 4 | 0.50266
77160 | 6 | 0.8 | 365 | 5.4873 | 0.99976 | 6 | 0.48702
76442 | 6 | 0.8 | 365 | 5.4873 | 0.99976 | 6 | 0.48702
77169 | 3.6 | 0.8 | 365 | 3.2924 | 0.59985 | 3 | 0.89221
77173 | 14.25 | 0.8 | 365 | 13.0323 | 0.12442 | 13 | 0.15667
77171 | 6.3 | 0.8 | 365 | 5.7616 | 0.54974 | 6 | 0.31137
77177 | 11.4 | 0.8 | 365 | 10.4258 | 0.89954 | 11 | 0.32534
77179 | 6.16 | 0.8 | 365 | 5.6336 | 0.29308 | 5 | 0.92667
77181 | 8.4 | 0.8 | 365 | 7.6822 | 0.39966 | 8 | 0.081829
77118 | 13.44 | 0.8 | 365 | 12.2915 | 0.63946 | 12 | 0.93093
77182 | 7.26 | 0.8 | 365 | 6.6396 | 0.30971 | 6 | 0.9493
77183 | 4.48 | 0.8 | 365 | 4.0972 | 0.21315 | 4 | 0.31031
77184 | 3.64 | 0.8 | 365 | 3.3289 | 0.67319 | 4 | 0.002126
77185 | 10.64 | 0.8 | 365 | 9.7307 | 0.50624 | 10 | 0.23698
77076 | 4.48 | 0.8 | 365 | 4.0972 | 0.21315 | 4 | 0.31031
77186 | 9.24 | 0.8 | 365 | 8.4504 | 0.93963 | 9 | 0.39001
77188 | 11.22 | 0.8 | 365 | 10.2612 | 0.56955 | 10 | 0.83073
77189 | 9.24 | 0.8 | 365 | 8.4504 | 0.93963 | 9 | 0.39001
77192 | 3.92 | 0.8 | 365 | 3.585 | 0.18651 | 3 | 0.77152
77190 | 9.24 | 0.8 | 365 | 8.4504 | 0.93963 | 9 | 0.39001
77191 | 10.89 | 0.8 | 365 | 9.9594 | 0.96456 | 10 | 0.92394
77193 | 6.6 | 0.8 | 365 | 6.036 | 0.099732 | 6 | 0.13572
77194 | 8.25 | 0.8 | 365 | 7.545 | 0.12467 | 7 | 0.66965
77011 | 2.925 | 0.8 | 365 | 2.675 | 0.36238 | 3 | 0.037423
77195 | 9.405 | 0.8 | 365 | 8.6013 | 0.24212 | 8 | 0.84341
77196 | 3.92 | 0.8 | 365 | 3.585 | 0.18651 | 3 | 0.77152
77197 | 5.415 | 0.8 | 365 | 4.9523 | 0.92728 | 5 | 0.87954
77198 | 10.64 | 0.8 | 365 | 9.7307 | 0.50624 | 10 | 0.23698
77199 | 9.57 | 0.8 | 365 | 8.7522 | 0.54461 | 9 | 0.2968
77200 | 6.555 | 0.8 | 365 | 5.9948 | 0.017234 | 6 | 0.01207
77119 | 4.8 | 0.8 | 365 | 4.3898 | 0.79981 | 5 | 0.18962
77137 | 5.2 | 0.8 | 365 | 4.7556 | 0.53312 | 5 | 0.28875
77202 | 9.52 | 0.8 | 365 | 8.7065 | 0.45295 | 9 | 0.15941
77204 | 3.3 | 0.8 | 365 | 3.018 | 0.049866 | 3 | 0.067861
77162 | 8.54 | 0.8 | 365 | 7.8102 | 0.65632 | 8 | 0.46653
77201 | 5.4 | 0.8 | 365 | 4.9385 | 0.89978 | 5 | 0.83832
77206 | 6.72 | 0.8 | 365 | 6.1457 | 0.31973 | 6 | 0.46546
77207 | 10.23 | 0.8 | 365 | 9.3558 | 0.75459 | 10 | 0.11037
77208 | 8.58 | 0.8 | 365 | 7.8468 | 0.72965 | 8 | 0.57644
77178 | 9.28 | 0.8 | 365 | 8.487 | 0.012957 | 8 | 0.49993
77209 | 4.56 | 0.8 | 365 | 4.1703 | 0.35982 | 4 | 0.53014
77211 | 8.55 | 0.8 | 365 | 7.8194 | 0.67465 | 8 | 0.494
77212 | 10.88 | 0.8 | 365 | 9.9502 | 0.94623 | 10 | 0.89646
77213 | 7.98 | 0.8 | 365 | 7.2981 | 0.62968 | 7 | 0.92774
77215 | 7.68 | 0.8 | 365 | 7.0237 | 0.079689 | 7 | 0.10339
77216 | 6.4 | 0.8 | 365 | 5.8531 | 0.73307 | 6 | 0.58616
77217 | 9.69 | 0.8 | 365 | 8.8619 | 0.76461 | 9 | 0.62654
77218 | 5.7 | 0.8 | 365 | 5.2129 | 0.44977 | 5 | 0.66267
51478 | 629.13 | 0.8 | 365 | 575.3671 | 0.3795 | 575 | 0.74657
77020 | 9.6 | 0.8 | 365 | 8.7796 | 0.59961 | 9 | 0.37923
77221 | 10.8 | 0.8 | 365 | 9.8771 | 0.79956 | 10 | 0.67664
77222 | 9.24 | 0.8 | 365 | 8.4504 | 0.93963 | 9 | 0.39001
77223 | 8.67 | 0.8 | 365 | 7.9291 | 0.89465 | 8 | 0.82375
77225 | 5.36 | 0.8 | 365 | 4.902 | 0.82645 | 5 | 0.72841
77226 | 10.385 | 0.8 | 365 | 9.4975 | 0.038746 | 9 | 0.53629
77229 | 6.4 | 0.8 | 365 | 5.8531 | 0.73307 | 6 | 0.58616
76677 | 10.725 | 0.8 | 365 | 9.8085 | 0.66207 | 10 | 0.47055
76734 | 6 | 0.8 | 365 | 5.4873 | 0.99976 | 6 | 0.48702
77235 | 9 | 0.8 | 365 | 8.2309 | 0.49964 | 8 | 0.73053
77051 | 7.125 | 0.8 | 365 | 6.5161 | 0.062211 | 6 | 0.57834
77238 | 7.44 | 0.8 | 365 | 6.8042 | 0.6397 | 7 | 0.44391
77239 | 6.03 | 0.8 | 365 | 5.5147 | 0.054756 | 5 | 0.56946
77240 | 11.16 | 0.8 | 365 | 10.2063 | 0.45955 | 10 | 0.66586
77243 | 9.45 | 0.8 | 365 | 8.6424 | 0.32462 | 8 | 0.96706
77245 | 5.04 | 0.8 | 365 | 4.6093 | 0.2398 | 4 | 0.8491
77247 | 2.52 | 0.8 | 365 | 2.3047 | 0.6199 | 2 | 0.92455
77248 | 7.2 | 0.8 | 365 | 6.5847 | 0.19971 | 6 | 0.78442
77250 | 4.4 | 1 | 365 | 5.03 | 0.08311 | 5 | 0.1131
77251 | 7.5 | 0.8 | 365 | 6.8591 | 0.7497 | 7 | 0.60878
77252 | 6.49 | 0.8 | 365 | 5.9354 | 0.89807 | 6 | 0.83346
34985 | 607.2 | 0.9 | 365 | 624.725 | 0.32231 | 625 | 0.047318
76749 | 10.695 | 0.8 | 365 | 9.781 | 0.60707 | 10 | 0.38811
76918 | 4.8 | 0.8 | 365 | 4.3898 | 0.79981 | 5 | 0.18962
76752 | 5.232 | 0.8 | 365 | 4.7849 | 0.59179 | 5 | 0.37668
76945 | 6.05 | 0.8 | 365 | 5.533 | 0.091421 | 5 | 0.62441
76955 | 4.14 | 0.8 | 365 | 3.7862 | 0.58983 | 4 | 0.37604
31902 | 5892.48 | 1 | 365 | 6736.1653 | 0.30145 | 6736 | 0.46673
77014 | 24.735 | 1 | 365 | 28.2766 | 0.68312 | 28 | 0.95968
77018 | 6 | 0.8 | 365 | 5.4873 | 0.99976 | 6 | 0.48702
77062 | 10.56 | 0.8 | 365 | 9.6576 | 0.35957 | 10 | 0.017157
77081 | 7.8 | 0.8 | 365 | 7.1334 | 0.29968 | 7 | 0.43313
77083 | 4.875 | 0.8 | 365 | 4.4584 | 0.9373 | 5 | 0.3957
77090 | 9 | 0.8 | 365 | 8.2309 | 0.49964 | 8 | 0.73053
77095 | 6.867 | 0.8 | 365 | 6.2802 | 0.58922 | 6 | 0.8694
77097 | 6.63 | 0.8 | 365 | 6.0634 | 0.15473 | 6 | 0.21816
77100 | 15.66 | 0.8 | 365 | 14.3218 | 0.70937 | 15 | 0.031124
77135 | 8.91 | 0.8 | 365 | 8.1486 | 0.33464 | 8 | 0.48323
77164 | 5.7 | 0.8 | 365 | 5.2129 | 0.44977 | 5 | 0.66267
77001 | 9.3 | 0.8 | 365 | 8.5053 | 0.049623 | 8 | 0.55488
76989 | 4.875 | 0.8 | 365 | 4.4584 | 0.9373 | 5 | 0.3957
77237 | 10.05 | 0.8 | 365 | 9.1912 | 0.42459 | 9 | 0.61576
35527 | 4805.91 | 0.8 | 365 | 4395.2162 | 0.6402 | 4395 | 0.85636
64770 | 522.24 | 0.7 | 365 | 417.91 | 0.74148 | 418 | 0.6515
64981 | 43.47 | 0.7 | 365 | 34.7858 | 0.73158 | 35 | 0.51741
65012 | 92.214 | 0.9 | 365 | 94.8755 | 0.18717 | 95 | 0.062651
73665 | 7.194 | 0.8 | 365 | 6.5792 | 0.18871 | 6 | 0.76794
73675 | 8.96 | 0.8 | 365 | 8.1943 | 0.4263 | 8 | 0.62062
74988 | 11.48 | 0.8 | 365 | 10.499 | 0.046201 | 10 | 0.54517
76390 | 24.2 | 0.8 | 365 | 22.132 | 0.36569 | 22 | 0.49765
76781 | 3.78 | 0.8 | 365 | 3.457 | 0.92985 | 4 | 0.38682
76794 | 7.68 | 0.8 | 365 | 7.0237 | 0.079689 | 7 | 0.10339
77253 | 12.395 | 0.8 | 365 | 11.3358 | 0.72366 | 12 | 0.059437
77254 | 4.86 | 0.8 | 365 | 4.4447 | 0.9098 | 5 | 0.35449
77255 | 7 | 0.8 | 365 | 6.4018 | 0.83305 | 7 | 0.23486
77256 | 9.9 | 0.8 | 365 | 9.054 | 0.1496 | 9 | 0.20358
77257 | 5.88 | 0.8 | 365 | 5.3775 | 0.77976 | 6 | 0.15728
77258 | 10.08 | 0.8 | 365 | 9.2186 | 0.47959 | 9 | 0.69819
77259 | 6.93 | 0.8 | 365 | 6.3378 | 0.70472 | 7 | 0.042509
77260 | 6.93 | 0.8 | 365 | 6.3378 | 0.70472 | 7 | 0.042509
77263 | 5.04 | 0.8 | 365 | 4.6093 | 0.2398 | 4 | 0.8491
33929 | 3002.94 | 0.8 | 365 | 2746.3208 | 0.26828 | 2746 | 0.58904
76590 | 3 | 0.8 | 365 | 2.7436 | 0.49988 | 3 | 0.24351
76461 | 5.525 | 0.8 | 365 | 5.0529 | 0.12894 | 5 | 0.1818
77267 | 7.56 | 0.8 | 365 | 6.914 | 0.85969 | 7 | 0.77365
77268 | 4.2 | 0.8 | 365 | 3.8411 | 0.69983 | 4 | 0.54091
77269 | 3.92 | 0.8 | 365 | 3.585 | 0.18651 | 3 | 0.77152
77270 | 4.275 | 0.8 | 365 | 3.9097 | 0.83733 | 4 | 0.747
77272 | 4.578 | 0.8 | 365 | 4.1868 | 0.39281 | 4 | 0.5796
77273 | 11.22 | 0.8 | 365 | 10.2612 | 0.56955 | 10 | 0.83073
76835 | 6.08 | 0.8 | 365 | 5.5604 | 0.14642 | 5 | 0.70685
76909 | 6.8 | 0.8 | 365 | 6.2189 | 0.46639 | 6 | 0.68529
77277 | 13.2 | 0.8 | 365 | 12.072 | 0.19946 | 12 | 0.27145
77278 | 7.035 | 0.8 | 365 | 6.4338 | 0.89721 | 7 | 0.33103
77282 | 7.41 | 0.8 | 365 | 6.7768 | 0.5847 | 7 | 0.36147
77287 | 6 | 0.8 | 365 | 5.4873 | 0.99976 | 6 | 0.48702
77288 | 3.99 | 0.8 | 365 | 3.649 | 0.31484 | 3 | 0.96387
32927 | 912.87 | 0.8 | 365 | 834.8598 | 0.558 | 835 | 0.41778
77289 | 7.92 | 0.8 | 365 | 7.2432 | 0.51968 | 7 | 0.76287
77291 | 7.98 | 0.8 | 365 | 7.2981 | 0.62968 | 7 | 0.92774
77295 | 6.615 | 0.8 | 365 | 6.0497 | 0.12723 | 6 | 0.17694
77022 | 6.6 | 0.8 | 365 | 6.036 | 0.099732 | 6 | 0.13572
77298 | 7.29 | 0.8 | 365 | 6.667 | 0.3647 | 7 | 0.03173
77300 | 8.395 | 0.8 | 365 | 7.6776 | 0.39049 | 8 | 0.06809
77138 | 13.545 | 0.8 | 365 | 12.3875 | 0.83195 | 13 | 0.21945
77304 | 16.53 | 0.8 | 365 | 15.1174 | 0.30433 | 15 | 0.42174
29613 | 496.47 | 0.9 | 365 | 510.7991 | 0.94674 | 511 | 0.74585
77316 | 5.67 | 0.8 | 365 | 5.1855 | 0.39477 | 5 | 0.58023
77317 | 7.975 | 0.8 | 365 | 7.2935 | 0.62051 | 7 | 0.914
77318 | 10.8 | 0.8 | 365 | 9.8771 | 0.79956 | 10 | 0.67664
77319 | 7.29 | 0.8 | 365 | 6.667 | 0.3647 | 7 | 0.03173
77320 | 12 | 0.8 | 365 | 10.9745 | 0.99951 | 11 | 0.97404
77324 | 3.78 | 0.8 | 365 | 3.457 | 0.92985 | 4 | 0.38682
77325 | 5.76 | 0.8 | 365 | 5.2678 | 0.55977 | 5 | 0.82754
77322 | 10.88 | 0.8 | 365 | 9.9502 | 0.94623 | 10 | 0.89646
77327 | 13.34 | 0.8 | 365 | 12.2 | 0.45613 | 12 | 0.65614
77328 | 5.7 | 0.8 | 365 | 5.2129 | 0.44977 | 5 | 0.66267
77330 | 7.2 | 0.8 | 365 | 6.5847 | 0.19971 | 6 | 0.78442
77333 | 12.87 | 0.8 | 365 | 11.7702 | 0.59448 | 12 | 0.36466
77335 | 7.92 | 0.8 | 365 | 7.2432 | 0.51968 | 7 | 0.76287
77332 | 14.74 | 0.8 | 365 | 13.4804 | 0.022736 | 13 | 0.50311
76840 | 7.68 | 0.8 | 365 | 7.0237 | 0.079689 | 7 | 0.10339
77337 | 4.56 | 0.8 | 365 | 4.1703 | 0.35982 | 4 | 0.53014
77339 | 6.6 | 0.8 | 365 | 6.036 | 0.099732 | 6 | 0.13572
77341 | 5.4 | 0.8 | 365 | 4.9385 | 0.89978 | 5 | 0.83832
77340 | 8.04 | 0.8 | 365 | 7.3529 | 0.73967 | 8 | 0.092608
77342 | 9.405 | 0.8 | 365 | 8.6013 | 0.24212 | 8 | 0.84341
77343 | 7.98 | 0.8 | 365 | 7.2981 | 0.62968 | 7 | 0.92774
77091 | 11.4 | 0.8 | 365 | 10.4258 | 0.89954 | 11 | 0.32534
75893 | 5.31 | 0.8 | 365 | 4.8562 | 0.73478 | 5 | 0.59101
77355 | 7.375 | 0.8 | 365 | 6.7448 | 0.52053 | 7 | 0.2653
77356 | 8.64 | 0.8 | 365 | 7.9017 | 0.83965 | 8 | 0.74131
76233 | 9.425 | 0.8 | 365 | 8.6196 | 0.27878 | 8 | 0.89836
77274 | 5.6 | 0.8 | 365 | 5.1214 | 0.26644 | 5 | 0.38789
77128 | 3.575 | 0.8 | 365 | 3.2695 | 0.55402 | 3 | 0.82352
77281 | 9.38 | 0.8 | 365 | 8.5784 | 0.19629 | 8 | 0.77471
77284 | 6.84 | 0.8 | 365 | 6.2555 | 0.53972 | 6 | 0.7952
77134 | 3 | 0.8 | 365 | 2.7436 | 0.49988 | 3 | 0.24351
77313 | 8.1 | 0.8 | 365 | 7.4078 | 0.84967 | 8 | 0.25748
77323 | 8.71 | 0.8 | 365 | 7.9657 | 0.96798 | 8 | 0.93366
77348 | 11.34 | 0.8 | 365 | 10.3709 | 0.78954 | 11 | 0.16047
77359 | 7.5 | 0.8 | 365 | 6.8591 | 0.7497 | 7 | 0.60878
77109 | 13.11 | 0.8 | 365 | 11.9897 | 0.034469 | 12 | 0.02414
50690 | 648.415 | 0.9 | 365 | 667.1296 | 0.32637 | 667 | 0.45592
65114 | 66.708 | 0.9 | 365 | 68.6333 | 0.58221 | 69 | 0.21553
76931 | 7.875 | 0.8 | 365 | 7.202 | 0.43718 | 7 | 0.63921
64323 | 85.8 | 0.9 | 365 | 88.2764 | 0.95859 | 89 | 0.23495
76419 | 10.72 | 0.8 | 365 | 9.8039 | 0.6529 | 10 | 0.45681
65242 | 20.35 | 0.8 | 365 | 18.611 | 0.30751 | 18 | 0.91848
77436 | 10.72 | 0.8 | 365 | 9.8039 | 0.6529 | 10 | 0.45681
77433 | 3.465 | 0.8 | 365 | 3.1689 | 0.35236 | 3 | 0.52125
77402 | 7.84 | 0.8 | 365 | 7.17 | 0.37302 | 7 | 0.54304
77429 | 6.72 | 0.8 | 365 | 6.1457 | 0.31973 | 6 | 0.46546
77427 | 9.9 | 0.8 | 365 | 9.054 | 0.1496 | 9 | 0.20358
76205 | 5.4 | 0.8 | 365 | 4.9385 | 0.89978 | 5 | 0.83832
77366 | 7.8 | 0.8 | 365 | 7.1334 | 0.29968 | 7 | 0.43313
77099 | 7.84 | 0.8 | 365 | 7.17 | 0.37302 | 7 | 0.54304
76095 | 6.48 | 0.8 | 365 | 5.9262 | 0.87974 | 6 | 0.80598
75714 | 5.7 | 0.8 | 365 | 5.2129 | 0.44977 | 5 | 0.66267
75709 | 5.13 | 0.8 | 365 | 4.6916 | 0.40479 | 5 | 0.096403
75446 | 9.135 | 0.8 | 365 | 8.3544 | 0.74713 | 9 | 0.10149
75093 | 6.48 | 0.8 | 365 | 5.9262 | 0.87974 | 6 | 0.80598
77413 | 2.24 | 0.8 | 365 | 2.0486 | 0.10658 | 2 | 0.15515
77369 | 7.92 | 0.8 | 365 | 7.2432 | 0.51968 | 7 | 0.76287
77368 | 5.04 | 0.8 | 365 | 4.6093 | 0.2398 | 4 | 0.8491
77367 | 7.8 | 0.8 | 365 | 7.1334 | 0.29968 | 7 | 0.43313
77365 | 9.24 | 0.8 | 365 | 8.4504 | 0.93963 | 9 | 0.39001
77364 | 11.76 | 0.8 | 365 | 10.755 | 0.55952 | 11 | 0.31456
77350 | 108.205 | 0.6 | 365 | 74.2187 | 0.77859 | 74 | 0.99726
34731 | 114.4 | 1 | 365 | 130.7798 | 0.16087 | 130 | 0.94066
77360 | 10.56 | 0.8 | 365 | 9.6576 | 0.35957 | 10 | 0.017157
77362 | 6.72 | 0.8 | 365 | 6.1457 | 0.31973 | 6 | 0.46546
51479 | 857.6 | 1 | 365 | 980.3912 | 0.28988 | 980 | 0.68105
76261 | 12 | 0.8 | 365 | 10.9745 | 0.99951 | 11 | 0.97404
77376 | 7.37 | 0.8 | 365 | 6.7402 | 0.51137 | 7 | 0.25156
77377 | 6.4 | 0.8 | 365 | 5.8531 | 0.73307 | 6 | 0.58616
77379 | 11.84 | 0.8 | 365 | 10.8282 | 0.70619 | 11 | 0.53439
77380 | 6.1 | 0.8 | 365 | 5.5787 | 0.18309 | 5 | 0.7618
77382 | 5.94 | 0.8 | 365 | 5.4324 | 0.88976 | 6 | 0.32215
77384 | 8.64 | 0.8 | 365 | 7.9017 | 0.83965 | 8 | 0.74131
77385 | 9.24 | 0.8 | 365 | 8.4504 | 0.93963 | 9 | 0.39001
77386 | 5.9 | 0.8 | 365 | 5.3958 | 0.81643 | 6 | 0.21224
77381 | 8.775 | 0.8 | 365 | 8.0251 | 0.087144 | 8 | 0.11227
77387 | 6.3 | 0.8 | 365 | 5.7616 | 0.54974 | 6 | 0.31137
77388 | 12.21 | 0.8 | 365 | 11.1666 | 0.38451 | 11 | 0.55109
77363 | 12.95 | 0.8 | 365 | 11.8433 | 0.74114 | 12 | 0.58449
77390 | 13.4 | 0.8 | 365 | 12.2549 | 0.56612 | 12 | 0.82101
77392 | 8.7 | 0.8 | 365 | 7.9565 | 0.94965 | 8 | 0.90618
77393 | 9.045 | 0.8 | 365 | 8.2721 | 0.58213 | 8 | 0.85418
77395 | 7.035 | 0.8 | 365 | 6.4338 | 0.89721 | 7 | 0.33103
77396 | 3.84 | 0.8 | 365 | 3.5118 | 0.039844 | 3 | 0.55169
77399 | 8.835 | 0.8 | 365 | 8.08 | 0.19714 | 8 | 0.27714
77397 | 8.12 | 0.8 | 365 | 7.4261 | 0.88634 | 8 | 0.31243
77400 | 5.475 | 0.8 | 365 | 5.0071 | 0.037278 | 5 | 0.044406
77403 | 8.04 | 0.8 | 365 | 7.3529 | 0.73967 | 8 | 0.092608
77303 | 17.92 | 0.8 | 365 | 16.3886 | 0.85261 | 17 | 0.24124
77404 | 10.95 | 0.8 | 365 | 10.0143 | 0.074556 | 10 | 0.088813
77408 | 5.28 | 0.8 | 365 | 4.8288 | 0.67979 | 5 | 0.50858
77410 | 7.125 | 0.8 | 365 | 6.5161 | 0.062211 | 6 | 0.57834
77411 | 9.045 | 0.8 | 365 | 8.2721 | 0.58213 | 8 | 0.85418
77412 | 7.84 | 0.8 | 365 | 7.17 | 0.37302 | 7 | 0.54304
77414 | 4.29 | 0.8 | 365 | 3.9234 | 0.86483 | 4 | 0.78822
75252 | 3.36 | 0.8 | 365 | 3.0729 | 0.15986 | 3 | 0.23273
77418 | 7.68 | 0.8 | 365 | 7.0237 | 0.079689 | 7 | 0.10339
77420 | 10.64 | 0.8 | 365 | 9.7307 | 0.50624 | 10 | 0.23698
77422 | 7.92 | 0.8 | 365 | 7.2432 | 0.51968 | 7 | 0.76287
77434 | 9.38 | 0.8 | 365 | 8.5784 | 0.19629 | 8 | 0.77471
77460 | 5.4 | 0.8 | 365 | 4.9385 | 0.89978 | 5 | 0.83832
77464 | 11.7 | 0.8 | 365 | 10.7002 | 0.44953 | 11 | 0.14969
77301 | 3.42 | 0.8 | 365 | 3.1277 | 0.26986 | 3 | 0.3976
77428 | 2.8 | 0.8 | 365 | 2.5607 | 0.13322 | 2 | 0.69394
77471 | 4.56 | 0.8 | 365 | 4.1703 | 0.35982 | 4 | 0.53014
77479 | 3.72 | 0.8 | 365 | 3.4021 | 0.81985 | 4 | 0.22195
77483 | 5.31 | 0.8 | 365 | 4.8562 | 0.73478 | 5 | 0.59101
77484 | 9.69 | 0.8 | 365 | 8.8619 | 0.76461 | 9 | 0.62654
36798 | 171.2 | 0.7 | 365 | 136.9987 | 0.62726 | 137 | 0.62595
77490 | 8.04 | 0.8 | 365 | 7.3529 | 0.73967 | 8 | 0.092608
77491 | 7.5 | 0.8 | 365 | 6.8591 | 0.7497 | 7 | 0.60878
77493 | 13.065 | 0.8 | 365 | 11.9485 | 0.95197 | 12 | 0.90049
77474 | 14 | 0.8 | 365 | 12.8036 | 0.6661 | 13 | 0.46972
77496 | 5.51 | 0.8 | 365 | 5.0391 | 0.10144 | 5 | 0.14058
77499 | 9.9 | 0.8 | 365 | 9.054 | 0.1496 | 9 | 0.20358
77500 | 8.28 | 0.8 | 365 | 7.5724 | 0.17966 | 7 | 0.75209
77398 | 7.84 | 0.8 | 365 | 7.17 | 0.37302 | 7 | 0.54304
77508 | 3.08 | 0.8 | 365 | 2.8168 | 0.64654 | 3 | 0.46334
77455 | 3.9 | 0.8 | 365 | 3.5667 | 0.14984 | 3 | 0.71656
77513 | 10.14 | 0.8 | 365 | 9.2735 | 0.58959 | 9 | 0.86307
77352 | 6.3 | 0.8 | 365 | 5.7616 | 0.54974 | 6 | 0.31137
77515 | 6.175 | 0.8 | 365 | 5.6473 | 0.32058 | 5 | 0.96789
77519 | 10.56 | 0.8 | 365 | 9.6576 | 0.35957 | 10 | 0.017157
77520 | 8.91 | 0.8 | 365 | 8.1486 | 0.33464 | 8 | 0.48323
77521 | 8.58 | 0.8 | 365 | 7.8468 | 0.72965 | 8 | 0.57644
77535 | 6.5 | 0.8 | 365 | 5.9445 | 0.9164 | 6 | 0.86094
77538 | 13.8 | 0.8 | 365 | 12.6207 | 0.29944 | 12 | 0.92015
77540 | 10.56 | 0.8 | 365 | 9.6576 | 0.35957 | 10 | 0.017157
77542 | 6.9 | 0.8 | 365 | 6.3104 | 0.64972 | 6 | 0.96007
47830 | 1272.96 | 0.7 | 365 | 1018.6557 | 0.99485 | 1019 | 0.65054
77543 | 8.58 | 0.8 | 365 | 7.8468 | 0.72965 | 8 | 0.57644
76759 | 14.388 | 0.8 | 365 | 13.1585 | 0.37742 | 13 | 0.53588
77279 | 2.4 | 0.8 | 365 | 2.1949 | 0.3999 | 2 | 0.59481
77546 | 12 | 0.8 | 365 | 10.9745 | 0.99951 | 11 | 0.97404
77549 | 7.8 | 0.8 | 365 | 7.1334 | 0.29968 | 7 | 0.43313
77550 | 7.08 | 0.8 | 365 | 6.475 | 0.97971 | 7 | 0.45468
77292 | 6.365 | 0.8 | 365 | 5.8211 | 0.66891 | 6 | 0.48998
77315 | 6.4 | 0.8 | 365 | 5.8531 | 0.73307 | 6 | 0.58616
77557 | 6.3 | 0.8 | 365 | 5.7616 | 0.54974 | 6 | 0.31137
77559 | 7.13 | 0.8 | 365 | 6.5207 | 0.071378 | 6 | 0.59208
77561 | 18.15 | 0.8 | 365 | 16.599 | 0.27426 | 16 | 0.87324
77562 | 8.28 | 0.8 | 365 | 7.5724 | 0.17966 | 7 | 0.75209
77563 | 5.12 | 0.8 | 365 | 4.6825 | 0.38646 | 5 | 0.068924
77564 | 5.6 | 0.8 | 365 | 5.1214 | 0.26644 | 5 | 0.38789
77565 | 8.32 | 0.8 | 365 | 7.609 | 0.253 | 7 | 0.862
77568 | 3.96 | 0.8 | 365 | 3.6216 | 0.25984 | 3 | 0.88143
77344 | 4.56 | 0.8 | 365 | 4.1703 | 0.35982 | 4 | 0.53014
77571 | 5.12 | 0.8 | 365 | 4.6825 | 0.38646 | 5 | 0.068924
77572 | 5.12 | 0.8 | 365 | 4.6825 | 0.38646 | 5 | 0.068924
77573 | 5.695 | 0.8 | 365 | 5.2083 | 0.4406 | 5 | 0.64893
77574 | 7.92 | 0.8 | 365 | 7.2432 | 0.51968 | 7 | 0.76287
77575 | 13.44 | 0.8 | 365 | 12.2915 | 0.63946 | 12 | 0.93093
77576 | 6.7 | 0.8 | 365 | 6.1274 | 0.28306 | 6 | 0.41051
77015 | 6.6 | 0.8 | 365 | 6.036 | 0.099732 | 6 | 0.13572
77577 | 4.62 | 0.8 | 365 | 4.2252 | 0.46981 | 4 | 0.69501
77578 | 3.96 | 0.8 | 365 | 3.6216 | 0.25984 | 3 | 0.88143
77579 | 13.44 | 0.8 | 365 | 12.2915 | 0.63946 | 12 | 0.93093
77580 | 5.44 | 0.8 | 365 | 4.9751 | 0.97311 | 5 | 0.94823
77581 | 12.8 | 0.8 | 365 | 11.7062 | 0.46615 | 12 | 0.17231
77582 | 4.64 | 0.8 | 365 | 4.2435 | 0.50648 | 4 | 0.74996
77585 | 7.14 | 1 | 365 | 8.1623 | 0.36214 | 8 | 0.52444
77584 | 8.96 | 0.8 | 365 | 8.1943 | 0.4263 | 8 | 0.62062
77587 | 3.99 | 0.8 | 365 | 3.649 | 0.31484 | 3 | 0.96387
77589 | 6.03 | 0.8 | 365 | 5.5147 | 0.054756 | 5 | 0.56946
77590 | 5.12 | 0.8 | 365 | 4.6825 | 0.38646 | 5 | 0.068924
77591 | 13.2 | 0.8 | 365 | 12.072 | 0.19946 | 12 | 0.27145
77592 | 9.6 | 0.8 | 365 | 8.7796 | 0.59961 | 9 | 0.37923
77593 | 15.18 | 0.8 | 365 | 13.8828 | 0.82938 | 14 | 0.71216
77595 | 7.84 | 0.8 | 365 | 7.17 | 0.37302 | 7 | 0.54304
77596 | 24.79 | 0.8 | 365 | 22.6715 | 0.44733 | 23 | 0.11887
77601 | 9.405 | 0.8 | 365 | 8.6013 | 0.24212 | 8 | 0.84341
77604 | 6.72 | 0.8 | 365 | 6.1457 | 0.31973 | 6 | 0.46546
77608 | 5.22 | 0.8 | 365 | 4.7739 | 0.56979 | 5 | 0.34371
77539 | 15.39 | 0.8 | 365 | 14.0748 | 0.21438 | 14 | 0.28921
77610 | 3.19 | 0.8 | 365 | 2.9174 | 0.8482 | 3 | 0.7656
77612 | 8.99 | 0.8 | 365 | 8.2218 | 0.4813 | 8 | 0.70305
77505 | 14.3 | 0.8 | 365 | 13.078 | 0.21609 | 13 | 0.29407
77616 | 7.04 | 0.8 | 365 | 6.4384 | 0.90638 | 7 | 0.34477
77618 | 6.6 | 0.8 | 365 | 6.036 | 0.099732 | 6 | 0.13572
77623 | 12.15 | 0.8 | 365 | 11.1117 | 0.27451 | 11 | 0.38622
77625 | 17.28 | 0.8 | 365 | 15.8033 | 0.6793 | 16 | 0.48262
77554 | 15.95 | 0.8 | 365 | 14.587 | 0.24102 | 14 | 0.828
77594 | 6.93 | 0.8 | 365 | 6.3378 | 0.70472 | 7 | 0.042509
77631 | 8.99 | 0.8 | 365 | 8.2218 | 0.4813 | 8 | 0.70305
77635 | 7.15 | 0.8 | 365 | 6.539 | 0.10804 | 6 | 0.64703
77640 | 5.1 | 0.8 | 365 | 4.6642 | 0.34979 | 5 | 0.013968
77621 | 12 | 0.8 | 365 | 10.9745 | 0.99951 | 11 | 0.97404
33095 | 1297.44 | 1 | 365 | 1483.2075 | 0.23426 | 1483 | 0.44172
33242 | 1360.8 | 1 | 365 | 1555.6393 | 0.43105 | 1556 | 0.070397
33244 | 1423.08 | 1 | 365 | 1626.8366 | 0.1529 | 1626 | 0.98949
77643 | 4.5 | 0.8 | 365 | 4.1154 | 0.24982 | 4 | 0.36527
77646 | 5.94 | 0.8 | 365 | 5.4324 | 0.88976 | 6 | 0.32215
77647 | 3 | 0.8 | 365 | 2.7436 | 0.49988 | 3 | 0.24351
77650 | 5.94 | 0.8 | 365 | 5.4324 | 0.88976 | 6 | 0.32215
77651 | 10.385 | 0.8 | 365 | 9.4975 | 0.038746 | 9 | 0.53629
77655 | 15.18 | 0.8 | 365 | 13.8828 | 0.82938 | 14 | 0.71216
77659 | 6.3 | 0.8 | 365 | 5.7616 | 0.54974 | 6 | 0.31137
77661 | 7.2 | 0.8 | 365 | 6.5847 | 0.19971 | 6 | 0.78442
77658 | 3.975 | 0.8 | 365 | 3.6353 | 0.28734 | 3 | 0.92265
77662 | 3.3 | 0.8 | 365 | 3.018 | 0.049866 | 3 | 0.067861
77664 | 5.94 | 0.8 | 365 | 5.4324 | 0.88976 | 6 | 0.32215
77665 | 5.36 | 0.8 | 365 | 4.902 | 0.82645 | 5 | 0.72841
77667 | 9.45 | 0.8 | 365 | 8.6424 | 0.32462 | 8 | 0.96706
77669 | 10.56 | 0.8 | 365 | 9.6576 | 0.35957 | 10 | 0.017157
77673 | 4.8 | 0.8 | 365 | 4.3898 | 0.79981 | 5 | 0.18962
77675 | 8.96 | 0.8 | 365 | 8.1943 | 0.4263 | 8 | 0.62062
77676 | 13.12 | 0.8 | 365 | 11.9988 | 0.052802 | 12 | 0.051619
77677 | 11.1 | 0.8 | 365 | 10.1514 | 0.34955 | 10 | 0.50099
77678 | 5.94 | 0.8 | 365 | 5.4324 | 0.88976 | 6 | 0.32215
77679 | 8 | 0.8 | 365 | 7.3164 | 0.66634 | 7 | 0.98269
77681 | 6.6 | 0.8 | 365 | 6.036 | 0.099732 | 6 | 0.13572
77683 | 7.37 | 0.8 | 365 | 6.7402 | 0.51137 | 7 | 0.25156
77285 | 6.7 | 0.8 | 365 | 6.1274 | 0.28306 | 6 | 0.41051
77687 | 7.92 | 0.8 | 365 | 7.2432 | 0.51968 | 7 | 0.76287
77688 | 9.57 | 0.8 | 365 | 8.7522 | 0.54461 | 9 | 0.2968
77689 | 6.6 | 0.8 | 365 | 6.036 | 0.099732 | 6 | 0.13572
77691 | 4.5 | 0.8 | 365 | 4.1154 | 0.24982 | 4 | 0.36527
77702 | 4.62 | 0.8 | 365 | 4.2252 | 0.46981 | 4 | 0.69501
77704 | 11.76 | 0.8 | 365 | 10.755 | 0.55952 | 11 | 0.31456
77697 | 4.2 | 0.8 | 365 | 3.8411 | 0.69983 | 4 | 0.54091
77705 | 7.26 | 0.8 | 365 | 6.6396 | 0.30971 | 6 | 0.9493
77701 | 5.32 | 0.8 | 365 | 4.8654 | 0.75312 | 5 | 0.61849
77706 | 5.2 | 0.8 | 365 | 4.7556 | 0.53312 | 5 | 0.28875
34831 | 319.68 | 1 | 365 | 365.4518 | 0.5838 | 366 | 0.035585
77707 | 12.025 | 0.8 | 365 | 10.9974 | 0.045346 | 11 | 0.042738
75039 | 2.24 | 0.8 | 365 | 2.0486 | 0.10658 | 2 | 0.15515
77416 | 6.72 | 0.8 | 365 | 6.1457 | 0.31973 | 6 | 0.46546
77264 | 10.545 | 0.8 | 365 | 9.6439 | 0.33207 | 9 | 0.97594
77266 | 9.9 | 0.8 | 365 | 9.054 | 0.1496 | 9 | 0.20358
77522 | 7.56 | 0.8 | 365 | 6.914 | 0.85969 | 7 | 0.77365
77711 | 3.05 | 0.8 | 365 | 2.7894 | 0.59154 | 3 | 0.3809
77712 | 3 | 0.8 | 365 | 2.7436 | 0.49988 | 3 | 0.24351
77713 | 8.26 | 0.8 | 365 | 7.5541 | 0.143 | 7 | 0.69713
51477 | 1335.6 | 1 | 365 | 1526.8312 | 0.68233 | 1527 | 0.51354
77680 | 11.2 | 0.8 | 365 | 10.2429 | 0.53288 | 10 | 0.77577
51499 | 1411.2 | 1 | 365 | 1613.2556 | 0.9285 | 1614 | 0.18412
77714 | 10.325 | 0.8 | 365 | 9.4427 | 0.92875 | 10 | 0.37141
77715 | 4.95 | 0.8 | 365 | 4.527 | 0.074799 | 4 | 0.60179
77716 | 7.04 | 0.8 | 365 | 6.4384 | 0.90638 | 7 | 0.34477
77717 | 8.04 | 0.8 | 365 | 7.3529 | 0.73967 | 8 | 0.092608
77321 | 14.85 | 0.8 | 365 | 13.581 | 0.2244 | 13 | 0.80538
77718 | 10.05 | 0.8 | 365 | 9.1912 | 0.42459 | 9 | 0.61576
77719 | 10.89 | 0.8 | 365 | 9.9594 | 0.96456 | 10 | 0.92394
77721 | 5.12 | 0.8 | 365 | 4.6825 | 0.38646 | 5 | 0.068924
77723 | 6.93 | 0.8 | 365 | 6.3378 | 0.70472 | 7 | 0.042509
77725 | 12.87 | 0.8 | 365 | 11.7702 | 0.59448 | 12 | 0.36466
77726 | 5.12 | 0.8 | 365 | 4.6825 | 0.38646 | 5 | 0.068924
77722 | 3.36 | 0.8 | 365 | 3.0729 | 0.15986 | 3 | 0.23273
76532 | 11.7 | 0.8 | 365 | 10.7002 | 0.44953 | 11 | 0.14969
77738 | 7.8 | 0.8 | 365 | 7.1334 | 0.29968 | 7 | 0.43313
77740 | 8.58 | 0.8 | 365 | 7.8468 | 0.72965 | 8 | 0.57644
77741 | 24.96 | 0.8 | 365 | 22.827 | 0.75899 | 23 | 0.58601
77742 | 5.22 | 0.8 | 365 | 4.7739 | 0.56979 | 5 | 0.34371
77743 | 8.375 | 0.8 | 365 | 7.6593 | 0.35383 | 8 | 0.013133
77744 | 12.16 | 0.8 | 365 | 11.1209 | 0.29284 | 11 | 0.4137
77745 | 6.4 | 0.8 | 365 | 5.8531 | 0.73307 | 6 | 0.58616
77746 | 11.84 | 0.8 | 365 | 10.8282 | 0.70619 | 11 | 0.53439
77747 | 7.705 | 0.8 | 365 | 7.0466 | 0.12552 | 7 | 0.17208
77748 | 12.255 | 0.8 | 365 | 11.2077 | 0.467 | 11 | 0.67474
77749 | 7.37 | 0.8 | 365 | 6.7402 | 0.51137 | 7 | 0.25156
77751 | 8.85 | 0.8 | 365 | 8.0937 | 0.22464 | 8 | 0.31836
77752 | 3.1 | 0.8 | 365 | 2.8351 | 0.68321 | 3 | 0.51829
77753 | 8.58 | 0.8 | 365 | 7.8468 | 0.72965 | 8 | 0.57644
77754 | 5.6 | 0.8 | 365 | 5.1214 | 0.26644 | 5 | 0.38789
77755 | 9.28 | 0.8 | 365 | 8.487 | 0.012957 | 8 | 0.49993
77757 | 6.93 | 0.8 | 365 | 6.3378 | 0.70472 | 7 | 0.042509
77760 | 9.76 | 0.8 | 365 | 8.9259 | 0.89294 | 9 | 0.81889
77763 | 9.6 | 0.8 | 365 | 8.7796 | 0.59961 | 9 | 0.37923
77764 | 6.4 | 0.8 | 365 | 5.8531 | 0.73307 | 6 | 0.58616
77767 | 5.9 | 0.8 | 365 | 5.3958 | 0.81643 | 6 | 0.21224
77766 | 7.475 | 0.8 | 365 | 6.8362 | 0.70386 | 7 | 0.54008
77770 | 4.8 | 0.8 | 365 | 4.3898 | 0.79981 | 5 | 0.18962
77771 | 9.9 | 0.8 | 365 | 9.054 | 0.1496 | 9 | 0.20358
77772 | 11.55 | 0.8 | 365 | 10.563 | 0.17453 | 10 | 0.73752
77774 | 10.385 | 0.8 | 365 | 9.4975 | 0.038746 | 9 | 0.53629
77776 | 7.705 | 0.8 | 365 | 7.0466 | 0.12552 | 7 | 0.17208
77778 | 13 | 0.8 | 365 | 11.8891 | 0.83281 | 12 | 0.72188
77756 | 2.24 | 0.8 | 365 | 2.0486 | 0.10658 | 2 | 0.15515
77780 | 7.04 | 0.8 | 365 | 6.4384 | 0.90638 | 7 | 0.34477
77765 | 10.73 | 0.8 | 365 | 9.8131 | 0.67123 | 10 | 0.48429
77788 | 7.41 | 0.8 | 365 | 6.7768 | 0.5847 | 7 | 0.36147
77791 | 8.76 | 0.8 | 365 | 8.0114 | 0.059645 | 8 | 0.07105
77792 | 5.11 | 0.8 | 365 | 4.6733 | 0.36813 | 5 | 0.041446
77793 | 10.23 | 0.8 | 365 | 9.3558 | 0.75459 | 10 | 0.11037
77794 | 2.86 | 0.8 | 365 | 2.6156 | 0.24322 | 2 | 0.85881
77796 | 5.98 | 0.8 | 365 | 5.469 | 0.96309 | 6 | 0.43206
77797 | 10.545 | 0.8 | 365 | 9.6439 | 0.33207 | 9 | 0.97594
77798 | 4.68 | 0.8 | 365 | 4.2801 | 0.57981 | 4 | 0.85988
77799 | 5.985 | 0.8 | 365 | 5.4735 | 0.97226 | 6 | 0.4458
77800 | 11.34 | 0.8 | 365 | 10.3709 | 0.78954 | 11 | 0.16047
77801 | 5.13 | 0.8 | 365 | 4.6916 | 0.40479 | 5 | 0.096403
77795 | 10.26 | 0.8 | 365 | 9.3832 | 0.80958 | 10 | 0.19281
77804 | 16.2 | 0.8 | 365 | 14.8156 | 0.69934 | 15 | 0.51496
77802 | 8.96 | 0.8 | 365 | 8.1943 | 0.4263 | 8 | 0.62062
34718 | 148.72 | 1 | 365 | 170.0137 | 0.80913 | 170 | 0.82286
77805 | 5.355 | 0.8 | 365 | 4.8974 | 0.81728 | 5 | 0.71467
77806 | 5.985 | 0.8 | 365 | 5.4735 | 0.97226 | 6 | 0.4458
77807 | 4.27 | 0.8 | 365 | 3.9051 | 0.82816 | 4 | 0.73326
77808 | 31.62 | 0.6 | 365 | 21.6884 | 0.47654 | 22 | 0.16495
77709 | 2.805 | 0.8 | 365 | 2.5653 | 0.14239 | 2 | 0.70768
77606 | 3.25 | 0.8 | 365 | 2.9723 | 0.9582 | 3 | 0.93047
77628 | 3.12 | 0.8 | 365 | 2.8534 | 0.71987 | 3 | 0.57325
77630 | 3.6 | 0.8 | 365 | 3.2924 | 0.59985 | 3 | 0.89221
77588 | 7.84 | 0.8 | 365 | 7.17 | 0.37302 | 7 | 0.54304
77820 | 6.72 | 0.8 | 365 | 6.1457 | 0.31973 | 6 | 0.46546
77817 | 6.09 | 0.8 | 365 | 5.5696 | 0.16475 | 5 | 0.73433
77823 | 8.82 | 0.8 | 365 | 8.0663 | 0.16964 | 8 | 0.23592
77822 | 11.76 | 0.8 | 365 | 10.755 | 0.55952 | 11 | 0.31456
77824 | 6.96 | 0.8 | 365 | 6.3652 | 0.75972 | 7 | 0.12494
77825 | 5.94 | 0.8 | 365 | 5.4324 | 0.88976 | 6 | 0.32215
77826 | 6.4 | 0.8 | 365 | 5.8531 | 0.73307 | 6 | 0.58616
77829 | 6.9 | 0.8 | 365 | 6.3104 | 0.64972 | 6 | 0.96007
77828 | 3.6 | 0.8 | 365 | 3.2924 | 0.59985 | 3 | 0.89221
77833 | 3.38 | 0.8 | 365 | 3.0912 | 0.19653 | 3 | 0.28769
77834 | 2.1 | 0.8 | 365 | 1.9205 | 0.84991 | 2 | 0.77046
77836 | 11.7 | 0.8 | 365 | 10.7002 | 0.44953 | 11 | 0.14969
77837 | 10.5 | 0.8 | 365 | 9.6027 | 0.24957 | 9 | 0.85229
77838 | 9.45 | 0.8 | 365 | 8.6424 | 0.32462 | 8 | 0.96706
77839 | 12.2 | 0.8 | 365 | 11.1574 | 0.36617 | 11 | 0.52361
77840 | 3.135 | 0.8 | 365 | 2.8671 | 0.74737 | 3 | 0.61447
77841 | 11.055 | 0.8 | 365 | 10.1103 | 0.26705 | 10 | 0.37734
77843 | 12.06 | 0.8 | 365 | 11.0294 | 0.10951 | 11 | 0.13891
77220 | 5.88 | 0.8 | 365 | 5.3775 | 0.77976 | 6 | 0.15728
77856 | 9 | 0.8 | 365 | 8.2309 | 0.49964 | 8 | 0.73053
77361 | 7.56 | 0.8 | 365 | 6.914 | 0.85969 | 7 | 0.77365
77858 | 6.6 | 0.8 | 365 | 6.036 | 0.099732 | 6 | 0.13572
77859 | 3.975 | 0.8 | 365 | 3.6353 | 0.28734 | 3 | 0.92265
77860 | 8.55 | 0.8 | 365 | 7.8194 | 0.67465 | 8 | 0.494
77861 | 8.265 | 0.8 | 365 | 7.5587 | 0.15216 | 7 | 0.71087
77862 | 5.7 | 0.8 | 365 | 5.2129 | 0.44977 | 5 | 0.66267
77863 | 4.56 | 0.8 | 365 | 4.1703 | 0.35982 | 4 | 0.53014
77864 | 10.26 | 0.8 | 365 | 9.3832 | 0.80958 | 10 | 0.19281
77865 | 3.77 | 0.8 | 365 | 3.4478 | 0.91151 | 4 | 0.35934
77866 | 2.34 | 0.8 | 365 | 2.14 | 0.28991 | 2 | 0.42994
77867 | 3.705 | 0.8 | 365 | 3.3884 | 0.79235 | 4 | 0.18074
77869 | 3.42 | 0.8 | 365 | 3.1277 | 0.26986 | 3 | 0.3976
77870 | 4.845 | 0.8 | 365 | 4.431 | 0.8823 | 5 | 0.31327
77871 | 9.69 | 0.8 | 365 | 8.8619 | 0.76461 | 9 | 0.62654
77785 | 3.06 | 1 | 365 | 3.4981 | 0.012345 | 3 | 0.51048
77872 | 6 | 0.8 | 365 | 5.4873 | 0.99976 | 6 | 0.48702
51500 | 1335.6 | 1 | 365 | 1526.8312 | 0.68233 | 1527 | 0.51354
77750 | 11.05 | 0.8 | 365 | 10.1057 | 0.25789 | 10 | 0.3636
77878 | 4.32 | 0.8 | 365 | 3.9508 | 0.91982 | 4 | 0.87065
77736 | 7.5 | 0.8 | 365 | 6.8591 | 0.7497 | 7 | 0.60878
77868 | 5.94 | 0.8 | 365 | 5.4324 | 0.88976 | 6 | 0.32215
77883 | 13.515 | 1 | 365 | 15.4501 | 0.97119 | 16 | 0.42127
35219 | 38.92 | 0.8 | 365 | 35.5941 | 0.35176 | 35 | 0.94581
35176 | 32.48 | 0.8 | 365 | 29.7044 | 0.54535 | 30 | 0.24974
35186 | 25.76 | 0.8 | 365 | 23.5587 | 0.22562 | 23 | 0.78428
35216 | 34.44 | 0.8 | 365 | 31.4969 | 0.1386 | 31 | 0.6355
77432 | 11.385 | 0.8 | 365 | 10.4121 | 0.87204 | 11 | 0.28412
75215 | 10.5 | 0.8 | 365 | 9.6027 | 0.24957 | 9 | 0.85229
77417 | 7.92 | 0.8 | 365 | 7.2432 | 0.51968 | 7 | 0.76287
77371 | 12.9 | 0.8 | 365 | 11.7976 | 0.64948 | 12 | 0.44709
77370 | 2.32 | 0.8 | 365 | 2.1217 | 0.25324 | 2 | 0.37498
64216 | 224.44 | 0.9 | 365 | 230.9178 | 0.89727 | 231 | 0.81505
77472 | 4.675 | 0.8 | 365 | 4.2755 | 0.57064 | 4 | 0.84614
77495 | 5.985 | 0.8 | 365 | 5.4735 | 0.97226 | 6 | 0.4458
77497 | 9.6 | 0.8 | 365 | 8.7796 | 0.59961 | 9 | 0.37923
77516 | 6.9 | 0.8 | 365 | 6.3104 | 0.64972 | 6 | 0.96007
77523 | 5.4 | 0.8 | 365 | 4.9385 | 0.89978 | 5 | 0.83832
77286 | 12.285 | 0.8 | 365 | 11.2352 | 0.522 | 11 | 0.75718
77586 | 7.8 | 0.8 | 365 | 7.1334 | 0.29968 | 7 | 0.43313
77656 | 9.52 | 0.8 | 365 | 8.7065 | 0.45295 | 9 | 0.15941
77671 | 7.59 | 0.8 | 365 | 6.9414 | 0.91469 | 7 | 0.85608
77708 | 12.2 | 0.8 | 365 | 11.1574 | 0.36617 | 11 | 0.52361
77830 | 6 | 0.8 | 365 | 5.4873 | 0.99976 | 6 | 0.48702
71006 | 11.89 | 0.8 | 365 | 10.8739 | 0.79785 | 11 | 0.67178
77518 | 4.55 | 0.8 | 365 | 4.1612 | 0.34148 | 4 | 0.50266
77813 | 7.04 | 0.8 | 365 | 6.4384 | 0.90638 | 7 | 0.34477
77142 | 5.4 | 0.8 | 365 | 4.9385 | 0.89978 | 5 | 0.83832
77642 | 51.255 | 0.6 | 365 | 35.1562 | 0.47407 | 35 | 0.63028
44562 | 2188.8 | 1 | 365 | 2502.1924 | 0.8891 | 2503 | 0.081485
75887 | 41.34 | 0.9 | 365 | 42.5332 | 0.26186 | 42 | 0.79502
77435 | 5.8 | 0.8 | 365 | 5.3044 | 0.6331 | 5 | 0.93745
77769 | 3.78 | 0.8 | 365 | 3.457 | 0.92985 | 4 | 0.38682
77423 | 7.59 | 0.8 | 365 | 6.9414 | 0.91469 | 7 | 0.85608
77882 | 6.3 | 0.8 | 365 | 5.7616 | 0.54974 | 6 | 0.31137
35538 | 2822.04 | 0.8 | 365 | 2580.8797 | 0.62561 | 2581 | 0.50536
77544 | 13.5 | 0.8 | 365 | 12.3463 | 0.74945 | 13 | 0.095797
77884 | 7.848 | 0.8 | 365 | 7.1773 | 0.38768 | 7 | 0.56502
77886 | 7.59 | 0.8 | 365 | 6.9414 | 0.91469 | 7 | 0.85608
77887 | 11.39 | 0.8 | 365 | 10.4167 | 0.8812 | 11 | 0.29786
77888 | 6.615 | 0.8 | 365 | 6.0497 | 0.12723 | 6 | 0.17694
77890 | 7.92 | 0.8 | 365 | 7.2432 | 0.51968 | 7 | 0.76287
77892 | 5.36 | 0.8 | 365 | 4.902 | 0.82645 | 5 | 0.72841
77893 | 5.76 | 0.8 | 365 | 5.2678 | 0.55977 | 5 | 0.82754
77895 | 6.6 | 0.8 | 365 | 6.036 | 0.099732 | 6 | 0.13572
77897 | 12.825 | 0.8 | 365 | 11.729 | 0.51198 | 12 | 0.24101
77899 | 9.24 | 0.8 | 365 | 8.4504 | 0.93963 | 9 | 0.39001
77900 | 4.845 | 0.8 | 365 | 4.431 | 0.8823 | 5 | 0.31327
77902 | 9.6 | 0.8 | 365 | 8.7796 | 0.59961 | 9 | 0.37923
77903 | 8.32 | 0.8 | 365 | 7.609 | 0.253 | 7 | 0.862
77906 | 10.8 | 0.8 | 365 | 9.8771 | 0.79956 | 10 | 0.67664
77907 | 7.035 | 0.8 | 365 | 6.4338 | 0.89721 | 7 | 0.33103
77908 | 24.84 | 0.8 | 365 | 22.7173 | 0.53899 | 23 | 0.25627
77909 | 6.4 | 0.8 | 365 | 5.8531 | 0.73307 | 6 | 0.58616
77910 | 9.36 | 0.8 | 365 | 8.5601 | 0.15962 | 8 | 0.71975
77911 | 10.15 | 0.8 | 365 | 9.2826 | 0.60792 | 9 | 0.89054
77913 | 8.37 | 0.8 | 365 | 7.6547 | 0.34466 | 7 | 0.99939
77914 | 3.135 | 0.8 | 365 | 2.8671 | 0.74737 | 3 | 0.61447
77915 | 7.04 | 0.8 | 365 | 6.4384 | 0.90638 | 7 | 0.34477
77917 | 11.22 | 0.8 | 365 | 10.2612 | 0.56955 | 10 | 0.83073
77916 | 13.395 | 0.8 | 365 | 12.2503 | 0.55696 | 12 | 0.80727
76004 | 10.36 | 0.8 | 365 | 9.4747 | 0.99291 | 10 | 0.46759
77919 | 3.6 | 0.8 | 365 | 3.2924 | 0.59985 | 3 | 0.89221
77920 | 8.71 | 0.8 | 365 | 7.9657 | 0.96798 | 8 | 0.93366
77921 | 5.7 | 0.8 | 365 | 5.2129 | 0.44977 | 5 | 0.66267
77918 | 12.6 | 0.8 | 365 | 11.5233 | 0.099489 | 11 | 0.62274
77922 | 7.37 | 0.8 | 365 | 6.7402 | 0.51137 | 7 | 0.25156
77924 | 8.96 | 0.8 | 365 | 8.1943 | 0.4263 | 8 | 0.62062
77925 | 8.04 | 0.8 | 365 | 7.3529 | 0.73967 | 8 | 0.092608
77927 | 11.2 | 0.8 | 365 | 10.2429 | 0.53288 | 10 | 0.77577
77928 | 8 | 0.8 | 365 | 7.3164 | 0.66634 | 7 | 0.98269
35235 | 51.52 | 0.8 | 365 | 47.1173 | 0.45125 | 47 | 0.56855
77929 | 3.65 | 0.8 | 365 | 3.3381 | 0.69152 | 4 | 0.029604
77931 | 5.44 | 0.8 | 365 | 4.9751 | 0.97311 | 5 | 0.94823
34881 | 232 | 0.8 | 365 | 212.1742 | 0.32393 | 212 | 0.49814
35253 | 59.36 | 0.8 | 365 | 54.2873 | 0.82426 | 55 | 0.11159
77933 | 8.7 | 0.8 | 365 | 7.9565 | 0.94965 | 8 | 0.90618
77926 | 2.52 | 0.8 | 365 | 2.3047 | 0.6199 | 2 | 0.92455
77935 | 7.36 | 0.8 | 365 | 6.731 | 0.49304 | 7 | 0.22408
77936 | 12.06 | 0.8 | 365 | 11.0294 | 0.10951 | 11 | 0.13891
77937 | 8.96 | 0.8 | 365 | 8.1943 | 0.4263 | 8 | 0.62062
77939 | 4.905 | 0.8 | 365 | 4.4858 | 0.9923 | 5 | 0.47814
77941 | 8.829 | 0.8 | 365 | 8.0745 | 0.18614 | 8 | 0.26065
74044 | 12.45 | 0.8 | 365 | 11.3861 | 0.8245 | 12 | 0.21057
77944 | 9.24 | 0.8 | 365 | 8.4504 | 0.93963 | 9 | 0.39001
77946 | 5.6 | 0.8 | 365 | 5.1214 | 0.26644 | 5 | 0.38789
77947 | 6.48 | 0.8 | 365 | 5.9262 | 0.87974 | 6 | 0.80598
77948 | 7.59 | 0.8 | 365 | 6.9414 | 0.91469 | 7 | 0.85608
77950 | 7.848 | 0.8 | 365 | 7.1773 | 0.38768 | 7 | 0.56502
77951 | 3.3 | 0.8 | 365 | 3.018 | 0.049866 | 3 | 0.067861
77953 | 7 | 0.8 | 365 | 6.4018 | 0.83305 | 7 | 0.23486
77954 | 11.39 | 0.8 | 365 | 10.4167 | 0.8812 | 11 | 0.29786
77955 | 8.64 | 0.8 | 365 | 7.9017 | 0.83965 | 8 | 0.74131
32479 | 646.38 | 0.8 | 365 | 591.143 | 0.0038001 | 591 | 0.14675
62380 | 3174.4 | 0.8 | 365 | 2903.1285 | 0.60466 | 2903 | 0.73314
77959 | 13.44 | 0.8 | 365 | 12.2915 | 0.63946 | 12 | 0.93093
77960 | 9.6 | 0.8 | 365 | 8.7796 | 0.59961 | 9 | 0.37923
77962 | 6.4 | 0.8 | 365 | 5.8531 | 0.73307 | 6 | 0.58616
77963 | 11.39 | 0.8 | 365 | 10.4167 | 0.8812 | 11 | 0.29786
77965 | 11.375 | 0.8 | 365 | 10.4029 | 0.85371 | 11 | 0.25664
77967 | 11.1 | 0.8 | 365 | 10.1514 | 0.34955 | 10 | 0.50099
77974 | 4.8 | 0.8 | 365 | 4.3898 | 0.79981 | 5 | 0.18962
76543 | 11.16 | 0.8 | 365 | 10.2063 | 0.45955 | 10 | 0.66586
76332 | 5.865 | 0.8 | 365 | 5.3638 | 0.75226 | 6 | 0.11606
76544 | 10.385 | 0.8 | 365 | 9.4975 | 0.038746 | 9 | 0.53629
76410 | 9.315 | 0.8 | 365 | 8.519 | 0.077122 | 8 | 0.5961
77975 | 7 | 0.8 | 365 | 6.4018 | 0.83305 | 7 | 0.23486
76393 | 8.625 | 0.8 | 365 | 7.8879 | 0.81215 | 8 | 0.70009
77976 | 9.483 | 0.8 | 365 | 8.6726 | 0.38512 | 9 | 0.057736
76394 | 11.16 | 0.8 | 365 | 10.2063 | 0.45955 | 10 | 0.66586
76414 | 8.71 | 0.8 | 365 | 7.9657 | 0.96798 | 8 | 0.93366
76408 | 11.16 | 0.8 | 365 | 10.2063 | 0.45955 | 10 | 0.66586
76296 | 7.194 | 0.8 | 365 | 6.5792 | 0.18871 | 6 | 0.76794
77977 | 9.045 | 0.8 | 365 | 8.2721 | 0.58213 | 8 | 0.85418
76391 | 4.14 | 0.8 | 365 | 3.7862 | 0.58983 | 4 | 0.37604
76600 | 6.54 | 0.8 | 365 | 5.9811 | 0.98973 | 6 | 0.97085
76416 | 7.92 | 0.8 | 365 | 7.2432 | 0.51968 | 7 | 0.76287
76602 | 11.16 | 0.8 | 365 | 10.2063 | 0.45955 | 10 | 0.66586
76412 | 5.52 | 0.8 | 365 | 5.0483 | 0.11978 | 5 | 0.16806
77978 | 9.38 | 0.8 | 365 | 8.5784 | 0.19629 | 8 | 0.77471
76538 | 8.97 | 0.8 | 365 | 8.2035 | 0.44464 | 8 | 0.6481
76404 | 6.9 | 0.8 | 365 | 6.3104 | 0.64972 | 6 | 0.96007
76415 | 11.16 | 0.8 | 365 | 10.2063 | 0.45955 | 10 | 0.66586
76601 | 7.935 | 0.8 | 365 | 7.2569 | 0.54718 | 7 | 0.80409
76604 | 10.137 | 0.8 | 365 | 9.2707 | 0.58409 | 9 | 0.85482
76545 | 6.21 | 0.8 | 365 | 5.6793 | 0.38475 | 6 | 0.064067
76539 | 6.48 | 0.8 | 365 | 5.9262 | 0.87974 | 6 | 0.80598
77979 | 11.16 | 0.8 | 365 | 10.2063 | 0.45955 | 10 | 0.66586
77980 | 15 | 0.8 | 365 | 13.7182 | 0.49939 | 14 | 0.21755
77981 | 7.425 | 0.8 | 365 | 6.7905 | 0.6122 | 7 | 0.40269
77982 | 2.56 | 0.8 | 365 | 2.3412 | 0.69323 | 3 | 0.034462
77983 | 21.6 | 0.8 | 365 | 19.7542 | 0.59912 | 20 | 0.35327
77984 | 7.37 | 0.8 | 365 | 6.7402 | 0.51137 | 7 | 0.25156
77985 | 8.58 | 0.8 | 365 | 7.8468 | 0.72965 | 8 | 0.57644
77986 | 3.66 | 0.8 | 365 | 3.3472 | 0.70985 | 4 | 0.057083
77987 | 8.64 | 0.8 | 365 | 7.9017 | 0.83965 | 8 | 0.74131
77988 | 8.64 | 0.8 | 365 | 7.9017 | 0.83965 | 8 | 0.74131
77989 | 6.1 | 0.8 | 365 | 5.5787 | 0.18309 | 5 | 0.7618
77990 | 7.425 | 0.8 | 365 | 6.7905 | 0.6122 | 7 | 0.40269
77991 | 11.2 | 0.8 | 365 | 10.2429 | 0.53288 | 10 | 0.77577
77992 | 4.8 | 0.8 | 365 | 4.3898 | 0.79981 | 5 | 0.18962
32451 | 647.28 | 0.8 | 365 | 591.966 | 0.65376 | 592 | 0.6198
77995 | 5.28 | 0.8 | 365 | 4.8288 | 0.67979 | 5 | 0.50858
77996 | 6.555 | 0.8 | 365 | 5.9948 | 0.017234 | 6 | 0.01207
77997 | 3.705 | 0.8 | 365 | 3.3884 | 0.79235 | 4 | 0.18074
77998 | 11.685 | 0.8 | 365 | 10.6864 | 0.42203 | 11 | 0.10847
77999 | 3.96 | 0.8 | 365 | 3.6216 | 0.25984 | 3 | 0.88143
78002 | 9.9 | 0.8 | 365 | 9.054 | 0.1496 | 9 | 0.20358
78003 | 6.6 | 0.8 | 365 | 6.036 | 0.099732 | 6 | 0.13572
78005 | 9.9 | 0.8 | 365 | 9.054 | 0.1496 | 9 | 0.20358
78006 | 5.4 | 0.8 | 365 | 4.9385 | 0.89978 | 5 | 0.83832
78007 | 7 | 0.8 | 365 | 6.4018 | 0.83305 | 7 | 0.23486
78009 | 9.35 | 0.8 | 365 | 8.551 | 0.14129 | 8 | 0.69227
78004 | 13.5 | 0.8 | 365 | 12.3463 | 0.74945 | 13 | 0.095797
78011 | 3.3 | 0.8 | 365 | 3.018 | 0.049866 | 3 | 0.067861
78018 | 3.575 | 0.8 | 365 | 3.2695 | 0.55402 | 3 | 0.82352
78020 | 6.3 | 0.8 | 365 | 5.7616 | 0.54974 | 6 | 0.31137
78023 | 6.6 | 0.8 | 365 | 6.036 | 0.099732 | 6 | 0.13572
78026 | 3.9 | 0.8 | 365 | 3.5667 | 0.14984 | 3 | 0.71656
78029 | 8.45 | 0.8 | 365 | 7.7279 | 0.49132 | 8 | 0.21922
77639 | 7.83 | 0.8 | 365 | 7.1609 | 0.35468 | 7 | 0.51556
77768 | 12.6 | 0.8 | 365 | 11.5233 | 0.099489 | 11 | 0.62274
78030 | 5.4 | 0.8 | 365 | 4.9385 | 0.89978 | 5 | 0.83832
78033 | 8.32 | 0.8 | 365 | 7.609 | 0.253 | 7 | 0.862
78034 | 7.59 | 0.8 | 365 | 6.9414 | 0.91469 | 7 | 0.85608
77693 | 12.87 | 0.8 | 365 | 11.7702 | 0.59448 | 12 | 0.36466
78035 | 9.24 | 0.8 | 365 | 8.4504 | 0.93963 | 9 | 0.39001
78037 | 5.76 | 0.8 | 365 | 5.2678 | 0.55977 | 5 | 0.82754
78038 | 8.99 | 0.8 | 365 | 8.2218 | 0.4813 | 8 | 0.70305
78039 | 6.7 | 0.8 | 365 | 6.1274 | 0.28306 | 6 | 0.41051
78040 | 4.48 | 0.8 | 365 | 4.0972 | 0.21315 | 4 | 0.31031
78041 | 3.35 | 0.8 | 365 | 3.0637 | 0.14153 | 3 | 0.20525
78042 | 11.84 | 0.8 | 365 | 10.8282 | 0.70619 | 11 | 0.53439
78043 | 6.365 | 0.8 | 365 | 5.8211 | 0.66891 | 6 | 0.48998
77614 | 3.77 | 0.8 | 365 | 3.4478 | 0.91151 | 4 | 0.35934
78025 | 12.88 | 0.8 | 365 | 11.7793 | 0.61281 | 12 | 0.39214
78046 | 6 | 0.8 | 365 | 5.4873 | 0.99976 | 6 | 0.48702
35630 | 1964.16 | 0.8 | 365 | 1796.3107 | 0.88039 | 1797 | 0.19113
35225 | 41.16 | 0.8 | 365 | 37.6426 | 0.45833 | 38 | 0.10096
77649 | 7.475 | 0.8 | 365 | 6.8362 | 0.70386 | 7 | 0.54008
77598 | 7.56 | 0.8 | 365 | 6.914 | 0.85969 | 7 | 0.77365
78062 | 8.1 | 0.8 | 365 | 7.4078 | 0.84967 | 8 | 0.25748
77942 | 9.72 | 0.8 | 365 | 8.8894 | 0.81961 | 9 | 0.70897
78013 | 2.6 | 0.8 | 365 | 2.3778 | 0.76656 | 3 | 0.14438
78066 | 5.4 | 0.8 | 365 | 4.9385 | 0.89978 | 5 | 0.83832
78069 | 9.9 | 0.8 | 365 | 9.054 | 0.1496 | 9 | 0.20358
65679 | 12.24 | 0.8 | 365 | 11.194 | 0.4395 | 11 | 0.63352
78072 | 6.5 | 0.8 | 365 | 5.9445 | 0.9164 | 6 | 0.86094
78076 | 9.8 | 0.8 | 365 | 8.9625 | 0.96627 | 9 | 0.9288
78078 | 3.63 | 0.8 | 365 | 3.3198 | 0.65485 | 3 | 0.97465
78080 | 4.485 | 0.8 | 365 | 4.1017 | 0.22232 | 4 | 0.32405
78082 | 12.6 | 0.8 | 365 | 11.5233 | 0.099489 | 11 | 0.62274
78085 | 6.7 | 0.8 | 365 | 6.1274 | 0.28306 | 6 | 0.41051
78089 | 4.725 | 0.8 | 365 | 4.3212 | 0.66231 | 4 | 0.98353
78092 | 8.7 | 0.8 | 365 | 7.9565 | 0.94965 | 8 | 0.90618
78094 | 7.2 | 0.8 | 365 | 6.5847 | 0.19971 | 6 | 0.78442
78096 | 5.6 | 0.8 | 365 | 5.1214 | 0.26644 | 5 | 0.38789
78098 | 8.54 | 0.8 | 365 | 7.8102 | 0.65632 | 8 | 0.46653
78099 | 3.52 | 1 | 365 | 4.024 | 0.066488 | 4 | 0.090482
78100 | 9.52 | 0.8 | 365 | 8.7065 | 0.45295 | 9 | 0.15941
78101 | 8.4 | 0.8 | 365 | 7.6822 | 0.39966 | 8 | 0.081829
78102 | 9.9 | 0.8 | 365 | 9.054 | 0.1496 | 9 | 0.20358
78103 | 7.2 | 0.8 | 365 | 6.5847 | 0.19971 | 6 | 0.78442
78104 | 12.6 | 0.8 | 365 | 11.5233 | 0.099489 | 11 | 0.62274
78105 | 5.44 | 0.8 | 365 | 4.9751 | 0.97311 | 5 | 0.94823
78107 | 7.14 | 0.8 | 365 | 6.5298 | 0.089711 | 6 | 0.61955
77876 | 4.16 | 1 | 365 | 4.7556 | 0.53312 | 5 | 0.28875
78109 | 8.25 | 0.8 | 365 | 7.545 | 0.12467 | 7 | 0.66965
77720 | 10.725 | 0.8 | 365 | 9.8085 | 0.66207 | 10 | 0.47055
77816 | 13.44 | 0.8 | 365 | 12.2915 | 0.63946 | 12 | 0.93093
78114 | 5.2 | 0.8 | 365 | 4.7556 | 0.53312 | 5 | 0.28875
77406 | 8.265 | 0.8 | 365 | 7.5587 | 0.15216 | 7 | 0.71087
77583 | 10.92 | 0.8 | 365 | 9.9868 | 0.019557 | 10 | 0.0063779
77602 | 10.26 | 0.8 | 365 | 9.3832 | 0.80958 | 10 | 0.19281
78129 | 10.08 | 0.8 | 365 | 9.2186 | 0.47959 | 9 | 0.69819
65247 | 67.65 | 1 | 365 | 77.3361 | 0.027822 | 77 | 0.36395
65249 | 33.825 | 0.9 | 365 | 34.8013 | 0.76252 | 35 | 0.56378
78130 | 7.68 | 0.8 | 365 | 7.0237 | 0.079689 | 7 | 0.10339
78131 | 4.64 | 0.8 | 365 | 4.2435 | 0.50648 | 4 | 0.74996
78134 | 8.835 | 0.8 | 365 | 8.08 | 0.19714 | 8 | 0.27714
78136 | 6.213 | 0.8 | 365 | 5.6821 | 0.39025 | 6 | 0.07231
78137 | 5.025 | 0.8 | 365 | 4.5956 | 0.2123 | 4 | 0.80788
78138 | 5.76 | 0.8 | 365 | 5.2678 | 0.55977 | 5 | 0.82754
78141 | 9.6 | 0.8 | 365 | 8.7796 | 0.59961 | 9 | 0.37923
78144 | 7 | 0.8 | 365 | 6.4018 | 0.83305 | 7 | 0.23486
78148 | 3.42 | 0.8 | 365 | 3.1277 | 0.26986 | 3 | 0.3976
78149 | 8.12 | 0.8 | 365 | 7.4261 | 0.88634 | 8 | 0.31243
78153 | 15.042 | 0.8 | 365 | 13.7566 | 0.57639 | 14 | 0.33296
77857 | 9.69 | 0.8 | 365 | 8.8619 | 0.76461 | 9 | 0.62654
78158 | 6.16 | 0.8 | 365 | 5.6336 | 0.29308 | 5 | 0.92667
78115 | 7.975 | 0.8 | 365 | 7.2935 | 0.62051 | 7 | 0.914
78163 | 6.93 | 0.8 | 365 | 6.3378 | 0.70472 | 7 | 0.042509
78166 | 5.7 | 0.8 | 365 | 5.2129 | 0.44977 | 5 | 0.66267
78167 | 3.575 | 0.8 | 365 | 3.2695 | 0.55402 | 3 | 0.82352
78171 | 9.28 | 0.8 | 365 | 8.487 | 0.012957 | 8 | 0.49993
78164 | 4.64 | 0.8 | 365 | 4.2435 | 0.50648 | 4 | 0.74996
64951 | 81.9 | 0.7 | 365 | 65.5385 | 0.37835 | 65 | 0.91685
78021 | 7.56 | 0.8 | 365 | 6.914 | 0.85969 | 7 | 0.77365
78172 | 4.32 | 0.8 | 365 | 3.9508 | 0.91982 | 4 | 0.87065
77889 | 5.76 | 0.8 | 365 | 5.2678 | 0.55977 | 5 | 0.82754
77891 | 14.28 | 0.8 | 365 | 13.0597 | 0.17942 | 13 | 0.23911
77940 | 8.64 | 0.8 | 365 | 7.9017 | 0.83965 | 8 | 0.74131
77949 | 5.232 | 0.8 | 365 | 4.7849 | 0.59179 | 5 | 0.37668
77964 | 5.4 | 0.8 | 365 | 4.9385 | 0.89978 | 5 | 0.83832
77898 | 4.875 | 0.8 | 365 | 4.4584 | 0.9373 | 5 | 0.3957
78108 | 7.975 | 0.8 | 365 | 7.2935 | 0.62051 | 7 | 0.914
78112 | 8.67 | 0.8 | 365 | 7.9291 | 0.89465 | 8 | 0.82375
78113 | 12 | 0.8 | 365 | 10.9745 | 0.99951 | 11 | 0.97404
78095 | 4.48 | 0.8 | 365 | 4.0972 | 0.21315 | 4 | 0.31031
77703 | 11.48 | 0.8 | 365 | 10.499 | 0.046201 | 10 | 0.54517
78132 | 10.07 | 0.8 | 365 | 9.2095 | 0.46126 | 9 | 0.67072
78133 | 9.54 | 0.8 | 365 | 8.7247 | 0.48961 | 9 | 0.21436
78135 | 12.21 | 0.8 | 365 | 11.1666 | 0.38451 | 11 | 0.55109
78142 | 16.53 | 0.8 | 365 | 15.1174 | 0.30433 | 15 | 0.42174
78143 | 5.7 | 0.8 | 365 | 5.2129 | 0.44977 | 5 | 0.66267
78146 | 7.59 | 0.8 | 365 | 6.9414 | 0.91469 | 7 | 0.85608
78150 | 12.54 | 0.8 | 365 | 11.4684 | 0.98949 | 12 | 0.45787
78152 | 10.05 | 0.8 | 365 | 9.1912 | 0.42459 | 9 | 0.61576
78155 | 12.18 | 0.8 | 365 | 11.1391 | 0.32951 | 11 | 0.46865
77009 | 4.845 | 0.8 | 365 | 4.431 | 0.8823 | 5 | 0.31327
77972 | 4.275 | 0.8 | 365 | 3.9097 | 0.83733 | 4 | 0.747
77006 | 6.27 | 0.8 | 365 | 5.7342 | 0.49475 | 6 | 0.22894
78010 | 3.42 | 0.8 | 365 | 3.1277 | 0.26986 | 3 | 0.3976
77166 | 5.415 | 0.8 | 365 | 4.9523 | 0.92728 | 5 | 0.87954
78017 | 8.4 | 0.8 | 365 | 7.6822 | 0.39966 | 8 | 0.081829
77966 | 4.06 | 0.8 | 365 | 3.713 | 0.44317 | 4 | 0.15622
77970 | 2.32 | 0.8 | 365 | 2.1217 | 0.25324 | 2 | 0.37498
75777 | 5.7 | 0.8 | 365 | 5.2129 | 0.44977 | 5 | 0.66267
78019 | 7.41 | 0.8 | 365 | 6.7768 | 0.5847 | 7 | 0.36147
77533 | 5.13 | 0.8 | 365 | 4.6916 | 0.40479 | 5 | 0.096403
75913 | 7.98 | 0.8 | 365 | 7.2981 | 0.62968 | 7 | 0.92774
77653 | 7.41 | 0.8 | 365 | 6.7768 | 0.5847 | 7 | 0.36147
78022 | 7.41 | 0.8 | 365 | 6.7768 | 0.5847 | 7 | 0.36147
77492 | 8.265 | 0.8 | 365 | 7.5587 | 0.15216 | 7 | 0.71087
77973 | 3.48 | 0.8 | 365 | 3.1826 | 0.37986 | 3 | 0.56247
77354 | 5.7 | 0.8 | 365 | 5.2129 | 0.44977 | 5 | 0.66267
76514 | 4.275 | 0.8 | 365 | 3.9097 | 0.83733 | 4 | 0.747
74825 | 9.8 | 0.8 | 365 | 8.9625 | 0.96627 | 9 | 0.9288
77880 | 5.985 | 0.8 | 365 | 5.4735 | 0.97226 | 6 | 0.4458
76553 | 9.52 | 0.8 | 365 | 8.7065 | 0.45295 | 9 | 0.15941
78036 | 7.84 | 0.8 | 365 | 7.17 | 0.37302 | 7 | 0.54304
75069 | 3.92 | 0.8 | 365 | 3.585 | 0.18651 | 3 | 0.77152
77526 | 6.84 | 0.8 | 365 | 6.2555 | 0.53972 | 6 | 0.7952
76507 | 2.85 | 0.8 | 365 | 2.6065 | 0.22488 | 2 | 0.83133
77648 | 8.265 | 0.8 | 365 | 7.5587 | 0.15216 | 7 | 0.71087
77958 | 7.125 | 0.8 | 365 | 6.5161 | 0.062211 | 6 | 0.57834
77070 | 7.56 | 0.8 | 365 | 6.914 | 0.85969 | 7 | 0.77365
76637 | 5.13 | 0.8 | 365 | 4.6916 | 0.40479 | 5 | 0.096403
77528 | 5.13 | 0.8 | 365 | 4.6916 | 0.40479 | 5 | 0.096403
77334 | 8.55 | 0.8 | 365 | 7.8194 | 0.67465 | 8 | 0.494
77547 | 5.7 | 0.8 | 365 | 5.2129 | 0.44977 | 5 | 0.66267
77971 | 3.77 | 0.8 | 365 | 3.4478 | 0.91151 | 4 | 0.35934
78014 | 5.04 | 0.8 | 365 | 4.6093 | 0.2398 | 4 | 0.8491
77157 | 13.395 | 0.8 | 365 | 12.2503 | 0.55696 | 12 | 0.80727
76031 | 5.7 | 0.8 | 365 | 5.2129 | 0.44977 | 5 | 0.66267
77777 | 7.125 | 0.8 | 365 | 6.5161 | 0.062211 | 6 | 0.57834
78024 | 3.92 | 0.8 | 365 | 3.585 | 0.18651 | 3 | 0.77152
77849 | 8.835 | 0.8 | 365 | 8.08 | 0.19714 | 8 | 0.27714
78159 | 8.25 | 0.8 | 365 | 7.545 | 0.12467 | 7 | 0.66965
76366 | 3.42 | 0.8 | 365 | 3.1277 | 0.26986 | 3 | 0.3976
78027 | 3.99 | 0.8 | 365 | 3.649 | 0.31484 | 3 | 0.96387
77487 | 5.13 | 0.8 | 365 | 4.6916 | 0.40479 | 5 | 0.096403
77007 | 3.135 | 0.8 | 365 | 2.8671 | 0.74737 | 3 | 0.61447
75912 | 2.915 | 0.8 | 365 | 2.6659 | 0.34405 | 3 | 0.0099443
75649 | 2.52 | 0.8 | 365 | 2.3047 | 0.6199 | 2 | 0.92455
77541 | 11.97 | 0.8 | 365 | 10.9471 | 0.94451 | 11 | 0.89161
77331 | 2.8 | 0.8 | 365 | 2.5607 | 0.13322 | 2 | 0.69394
76774 | 4.275 | 0.8 | 365 | 3.9097 | 0.83733 | 4 | 0.747
75400 | 2.85 | 0.8 | 365 | 2.6065 | 0.22488 | 2 | 0.83133
77645 | 3.705 | 0.8 | 365 | 3.3884 | 0.79235 | 4 | 0.18074
78015 | 4.2 | 0.8 | 365 | 3.8411 | 0.69983 | 4 | 0.54091
77290 | 12.255 | 0.8 | 365 | 11.2077 | 0.467 | 11 | 0.67474
75406 | 7.84 | 0.8 | 365 | 7.17 | 0.37302 | 7 | 0.54304
77163 | 4.845 | 0.8 | 365 | 4.431 | 0.8823 | 5 | 0.31327
75051 | 5.88 | 0.8 | 365 | 5.3775 | 0.77976 | 6 | 0.15728
77326 | 4.845 | 0.8 | 365 | 4.431 | 0.8823 | 5 | 0.31327
77457 | 9.405 | 0.8 | 365 | 8.6013 | 0.24212 | 8 | 0.84341
77154 | 10.64 | 0.8 | 365 | 9.7307 | 0.50624 | 10 | 0.23698
76521 | 11.97 | 0.8 | 365 | 10.9471 | 0.94451 | 11 | 0.89161
78093 | 6.27 | 0.8 | 365 | 5.7342 | 0.49475 | 6 | 0.22894
77338 | 6.27 | 0.8 | 365 | 5.7342 | 0.49475 | 6 | 0.22894
77507 | 7.41 | 0.8 | 365 | 6.7768 | 0.5847 | 7 | 0.36147
76268 | 9.12 | 0.8 | 365 | 8.3406 | 0.71963 | 9 | 0.060272
76547 | 5.415 | 0.8 | 365 | 4.9523 | 0.92728 | 5 | 0.87954
77475 | 7.695 | 0.8 | 365 | 7.0374 | 0.10719 | 7 | 0.1446
78119 | 4.93 | 0.8 | 365 | 4.5087 | 0.038134 | 4 | 0.54684
77930 | 4.64 | 0.8 | 365 | 4.2435 | 0.50648 | 4 | 0.74996
77600 | 12.88 | 0.8 | 365 | 11.7793 | 0.61281 | 12 | 0.39214
77531 | 8.265 | 0.8 | 365 | 7.5587 | 0.15216 | 7 | 0.71087
75880 | 10.83 | 0.8 | 365 | 9.9045 | 0.85456 | 10 | 0.75907
77969 | 8.265 | 0.8 | 365 | 7.5587 | 0.15216 | 7 | 0.71087
74913 | 6.44 | 0.8 | 365 | 5.8897 | 0.80641 | 6 | 0.69607
77524 | 7.28 | 0.8 | 365 | 6.6579 | 0.34637 | 7 | 0.0042519
77551 | 3.77 | 0.8 | 365 | 3.4478 | 0.91151 | 4 | 0.35934
76916 | 12.6 | 0.8 | 365 | 11.5233 | 0.099489 | 11 | 0.62274
74977 | 6.72 | 0.8 | 365 | 6.1457 | 0.31973 | 6 | 0.46546
76039 | 8.4 | 0.8 | 365 | 7.6822 | 0.39966 | 8 | 0.081829
76563 | 6.16 | 0.8 | 365 | 5.6336 | 0.29308 | 5 | 0.92667
74861 | 6.72 | 0.8 | 365 | 6.1457 | 0.31973 | 6 | 0.46546
77485 | 5.88 | 0.8 | 365 | 5.3775 | 0.77976 | 6 | 0.15728
74909 | 7 | 0.8 | 365 | 6.4018 | 0.83305 | 7 | 0.23486
75779 | 5.13 | 0.8 | 365 | 4.6916 | 0.40479 | 5 | 0.096403
77663 | 8.835 | 0.8 | 365 | 8.08 | 0.19714 | 8 | 0.27714
77534 | 9.975 | 0.8 | 365 | 9.1226 | 0.2871 | 9 | 0.40967
77553 | 4.275 | 0.8 | 365 | 3.9097 | 0.83733 | 4 | 0.747
74911 | 6.16 | 0.8 | 365 | 5.6336 | 0.29308 | 5 | 0.92667
77454 | 8.835 | 0.8 | 365 | 8.08 | 0.19714 | 8 | 0.27714
77613 | 4.845 | 0.8 | 365 | 4.431 | 0.8823 | 5 | 0.31327
74865 | 3.42 | 0.8 | 365 | 3.1277 | 0.26986 | 3 | 0.3976
76449 | 8.12 | 0.8 | 365 | 7.4261 | 0.88634 | 8 | 0.31243
74863 | 5.88 | 0.8 | 365 | 5.3775 | 0.77976 | 6 | 0.15728
77349 | 5.7 | 0.8 | 365 | 5.2129 | 0.44977 | 5 | 0.66267
76458 | 11.685 | 0.8 | 365 | 10.6864 | 0.42203 | 11 | 0.10847
77728 | 4.56 | 0.8 | 365 | 4.1703 | 0.35982 | 4 | 0.53014
77731 | 5.985 | 0.8 | 365 | 5.4735 | 0.97226 | 6 | 0.4458
74823 | 10.08 | 0.8 | 365 | 9.2186 | 0.47959 | 9 | 0.69819
76270 | 4.2 | 0.8 | 365 | 3.8411 | 0.69983 | 4 | 0.54091
77501 | 4.56 | 0.8 | 365 | 4.1703 | 0.35982 | 4 | 0.53014
74826 | 8.265 | 0.8 | 365 | 7.5587 | 0.15216 | 7 | 0.71087
78088 | 6.84 | 0.8 | 365 | 6.2555 | 0.53972 | 6 | 0.7952
77469 | 9.405 | 0.8 | 365 | 8.6013 | 0.24212 | 8 | 0.84341
77480 | 5.7 | 0.8 | 365 | 5.2129 | 0.44977 | 5 | 0.66267
77912 | 6.555 | 0.8 | 365 | 5.9948 | 0.017234 | 6 | 0.01207
74870 | 9.24 | 0.8 | 365 | 8.4504 | 0.93963 | 9 | 0.39001
77607 | 2.28 | 0.8 | 365 | 2.0852 | 0.17991 | 2 | 0.26507
75422 | 10.08 | 0.8 | 365 | 9.2186 | 0.47959 | 9 | 0.69819
74873 | 5.04 | 0.8 | 365 | 4.6093 | 0.2398 | 4 | 0.8491
77372 | 3.12 | 0.8 | 365 | 2.8534 | 0.71987 | 3 | 0.57325
77810 | 4.275 | 0.8 | 365 | 3.9097 | 0.83733 | 4 | 0.747
77463 | 5.7 | 0.8 | 365 | 5.2129 | 0.44977 | 5 | 0.66267
76036 | 6.84 | 0.8 | 365 | 6.2555 | 0.53972 | 6 | 0.7952
76502 | 5.415 | 0.8 | 365 | 4.9523 | 0.92728 | 5 | 0.87954
74957 | 6.27 | 0.8 | 365 | 5.7342 | 0.49475 | 6 | 0.22894
75408 | 4.2 | 0.8 | 365 | 3.8411 | 0.69983 | 4 | 0.54091
75671 | 9.8 | 0.8 | 365 | 8.9625 | 0.96627 | 9 | 0.9288
76515 | 6.555 | 0.8 | 365 | 5.9948 | 0.017234 | 6 | 0.01207
75457 | 3.36 | 0.8 | 365 | 3.0729 | 0.15986 | 3 | 0.23273
76966 | 5.985 | 0.8 | 365 | 5.4735 | 0.97226 | 6 | 0.4458
75140 | 7.84 | 0.8 | 365 | 7.17 | 0.37302 | 7 | 0.54304
75898 | 5.13 | 0.8 | 365 | 4.6916 | 0.40479 | 5 | 0.096403
74864 | 6.84 | 0.8 | 365 | 6.2555 | 0.53972 | 6 | 0.7952
76409 | 5.04 | 0.8 | 365 | 4.6093 | 0.2398 | 4 | 0.8491
75885 | 7.41 | 0.8 | 365 | 6.7768 | 0.5847 | 7 | 0.36147
75825 | 5.13 | 0.8 | 365 | 4.6916 | 0.40479 | 5 | 0.096403
76193 | 6.27 | 0.8 | 365 | 5.7342 | 0.49475 | 6 | 0.22894
78168 | 4.95 | 0.8 | 365 | 4.527 | 0.074799 | 4 | 0.60179
77172 | 4.86 | 0.8 | 365 | 4.4447 | 0.9098 | 5 | 0.35449
77502 | 3.99 | 0.8 | 365 | 3.649 | 0.31484 | 3 | 0.96387
74828 | 5.88 | 0.8 | 365 | 5.3775 | 0.77976 | 6 | 0.15728
77733 | 4.77 | 0.8 | 365 | 4.3624 | 0.74481 | 5 | 0.10718
75043 | 2.24 | 0.8 | 365 | 2.0486 | 0.10658 | 2 | 0.15515
78169 | 8.525 | 0.8 | 365 | 7.7965 | 0.62882 | 8 | 0.42531
77441 | 10.08 | 0.8 | 365 | 9.2186 | 0.47959 | 9 | 0.69819
76016 | 9.405 | 0.8 | 365 | 8.6013 | 0.24212 | 8 | 0.84341
76564 | 6.72 | 0.8 | 365 | 6.1457 | 0.31973 | 6 | 0.46546
75385 | 9.52 | 0.8 | 365 | 8.7065 | 0.45295 | 9 | 0.15941
77353 | 8.835 | 0.8 | 365 | 8.08 | 0.19714 | 8 | 0.27714
77419 | 4.56 | 0.8 | 365 | 4.1703 | 0.35982 | 4 | 0.53014
75459 | 4.48 | 0.8 | 365 | 4.0972 | 0.21315 | 4 | 0.31031
76395 | 5.88 | 0.8 | 365 | 5.3775 | 0.77976 | 6 | 0.15728
77431 | 3.42 | 0.8 | 365 | 3.1277 | 0.26986 | 3 | 0.3976
77117 | 9.975 | 0.8 | 365 | 9.1226 | 0.2871 | 9 | 0.40967
77761 | 7.56 | 0.8 | 365 | 6.914 | 0.85969 | 7 | 0.77365
76522 | 3.705 | 0.8 | 365 | 3.3884 | 0.79235 | 4 | 0.18074
77622 | 6.27 | 0.8 | 365 | 5.7342 | 0.49475 | 6 | 0.22894
77695 | 9.8 | 0.8 | 365 | 8.9625 | 0.96627 | 9 | 0.9288
77783 | 4.56 | 0.8 | 365 | 4.1703 | 0.35982 | 4 | 0.53014
76852 | 2.24 | 0.8 | 365 | 2.0486 | 0.10658 | 2 | 0.15515
77525 | 4.56 | 0.8 | 365 | 4.1703 | 0.35982 | 4 | 0.53014
75425 | 5.985 | 0.8 | 365 | 5.4735 | 0.97226 | 6 | 0.4458
76635 | 5.32 | 0.8 | 365 | 4.8654 | 0.75312 | 5 | 0.61849
77467 | 7.98 | 0.8 | 365 | 7.2981 | 0.62968 | 7 | 0.92774
77438 | 10.83 | 0.8 | 365 | 9.9045 | 0.85456 | 10 | 0.75907
77383 | 5.415 | 0.8 | 365 | 4.9523 | 0.92728 | 5 | 0.87954
76037 | 11.4 | 0.8 | 365 | 10.4258 | 0.89954 | 11 | 0.32534
75396 | 8.55 | 0.8 | 365 | 7.8194 | 0.67465 | 8 | 0.494
77732 | 6.555 | 0.8 | 365 | 5.9948 | 0.017234 | 6 | 0.01207
76007 | 3.135 | 0.8 | 365 | 2.8671 | 0.74737 | 3 | 0.61447
75895 | 7.98 | 0.8 | 365 | 7.2981 | 0.62968 | 7 | 0.92774
75655 | 5.6 | 0.8 | 365 | 5.1214 | 0.26644 | 5 | 0.38789
74958 | 8.68 | 0.8 | 365 | 7.9382 | 0.91298 | 8 | 0.85122
76860 | 5.6 | 0.8 | 365 | 5.1214 | 0.26644 | 5 | 0.38789
75417 | 4.845 | 0.8 | 365 | 4.431 | 0.8823 | 5 | 0.31327
77844 | 10.26 | 0.8 | 365 | 9.3832 | 0.80958 | 10 | 0.19281
76317 | 3.99 | 0.8 | 365 | 3.649 | 0.31484 | 3 | 0.96387
77306 | 2.28 | 0.8 | 365 | 2.0852 | 0.17991 | 2 | 0.26507
77351 | 10.36 | 0.8 | 365 | 9.4747 | 0.99291 | 10 | 0.46759
75962 | 5.985 | 0.8 | 365 | 5.4735 | 0.97226 | 6 | 0.4458
75211 | 4.2 | 0.8 | 365 | 3.8411 | 0.69983 | 4 | 0.54091
77815 | 4.93 | 0.8 | 365 | 4.5087 | 0.038134 | 4 | 0.54684
75234 | 7.28 | 0.8 | 365 | 6.6579 | 0.34637 | 7 | 0.0042519
76329 | 3.42 | 0.8 | 365 | 3.1277 | 0.26986 | 3 | 0.3976
75483 | 5.7 | 0.8 | 365 | 5.2129 | 0.44977 | 5 | 0.66267
77548 | 2.28 | 0.8 | 365 | 2.0852 | 0.17991 | 2 | 0.26507
77545 | 9.405 | 0.8 | 365 | 8.6013 | 0.24212 | 8 | 0.84341
76457 | 7.98 | 0.8 | 365 | 7.2981 | 0.62968 | 7 | 0.92774
77405 | 8.68 | 0.8 | 365 | 7.9382 | 0.91298 | 8 | 0.85122
75683 | 4.56 | 0.8 | 365 | 4.1703 | 0.35982 | 4 | 0.53014
76432 | 5.2 | 0.8 | 365 | 4.7556 | 0.53312 | 5 | 0.28875
77617 | 6.72 | 0.8 | 365 | 6.1457 | 0.31973 | 6 | 0.46546
75680 | 2.24 | 0.8 | 365 | 2.0486 | 0.10658 | 2 | 0.15515
75762 | 6.72 | 0.8 | 365 | 6.1457 | 0.31973 | 6 | 0.46546
78052 | 2.565 | 0.8 | 365 | 2.3458 | 0.7024 | 3 | 0.048201
77489 | 13.395 | 0.8 | 365 | 12.2503 | 0.55696 | 12 | 0.80727
75420 | 5.04 | 0.8 | 365 | 4.6093 | 0.2398 | 4 | 0.8491
78086 | 10.545 | 0.8 | 365 | 9.6439 | 0.33207 | 9 | 0.97594
76537 | 3.99 | 0.8 | 365 | 3.649 | 0.31484 | 3 | 0.96387
77724 | 5.13 | 0.8 | 365 | 4.6916 | 0.40479 | 5 | 0.096403
74908 | 16.52 | 0.8 | 365 | 15.1083 | 0.286 | 15 | 0.39426
75722 | 3.135 | 0.8 | 365 | 2.8671 | 0.74737 | 3 | 0.61447
75421 | 3.92 | 0.8 | 365 | 3.585 | 0.18651 | 3 | 0.77152
76447 | 4.56 | 0.8 | 365 | 4.1703 | 0.35982 | 4 | 0.53014
77008 | 5.04 | 0.8 | 365 | 4.6093 | 0.2398 | 4 | 0.8491
77532 | 3.705 | 0.8 | 365 | 3.3884 | 0.79235 | 4 | 0.18074
77629 | 3.705 | 0.8 | 365 | 3.3884 | 0.79235 | 4 | 0.18074
78059 | 5.6 | 0.8 | 365 | 5.1214 | 0.26644 | 5 | 0.38789
75323 | 4.48 | 0.8 | 365 | 4.0972 | 0.21315 | 4 | 0.31031
76104 | 3.92 | 0.8 | 365 | 3.585 | 0.18651 | 3 | 0.77152
76921 | 3.99 | 0.8 | 365 | 3.649 | 0.31484 | 3 | 0.96387
76387 | 4.845 | 0.8 | 365 | 4.431 | 0.8823 | 5 | 0.31327
75158 | 7.84 | 0.8 | 365 | 7.17 | 0.37302 | 7 | 0.54304
77636 | 7.41 | 0.8 | 365 | 6.7768 | 0.5847 | 7 | 0.36147
75206 | 5.6 | 0.8 | 365 | 5.1214 | 0.26644 | 5 | 0.38789
75423 | 5.7 | 0.8 | 365 | 5.2129 | 0.44977 | 5 | 0.66267
74907 | 4.2 | 0.8 | 365 | 3.8411 | 0.69983 | 4 | 0.54091
76512 | 4.845 | 0.8 | 365 | 4.431 | 0.8823 | 5 | 0.31327
77167 | 11.115 | 0.8 | 365 | 10.1652 | 0.37705 | 10 | 0.54221
76265 | 5.6 | 0.8 | 365 | 5.1214 | 0.26644 | 5 | 0.38789
75145 | 8.68 | 0.8 | 365 | 7.9382 | 0.91298 | 8 | 0.85122
77644 | 5.13 | 0.8 | 365 | 4.6916 | 0.40479 | 5 | 0.096403
76501 | 12.04 | 0.8 | 365 | 11.0111 | 0.072845 | 11 | 0.083955
76028 | 11.115 | 0.8 | 365 | 10.1652 | 0.37705 | 10 | 0.54221
74874 | 3.92 | 0.8 | 365 | 3.585 | 0.18651 | 3 | 0.77152
78049 | 7.54 | 0.8 | 365 | 6.8957 | 0.82303 | 7 | 0.71869
76264 | 6.44 | 0.8 | 365 | 5.8897 | 0.80641 | 6 | 0.69607
75389 | 8.4 | 0.8 | 365 | 7.6822 | 0.39966 | 8 | 0.081829
77759 | 7.41 | 0.8 | 365 | 6.7768 | 0.5847 | 7 | 0.36147
75656 | 7.41 | 0.8 | 365 | 6.7768 | 0.5847 | 7 | 0.36147
75313 | 4.2 | 0.8 | 365 | 3.8411 | 0.69983 | 4 | 0.54091
76510 | 6.44 | 0.8 | 365 | 5.8897 | 0.80641 | 6 | 0.69607
77729 | 12.255 | 0.8 | 365 | 11.2077 | 0.467 | 11 | 0.67474
78032 | 2.32 | 0.8 | 365 | 2.1217 | 0.25324 | 2 | 0.37498
75478 | 5.7 | 0.8 | 365 | 5.2129 | 0.44977 | 5 | 0.66267
75481 | 7.98 | 0.8 | 365 | 7.2981 | 0.62968 | 7 | 0.92774
75458 | 2.8 | 0.8 | 365 | 2.5607 | 0.13322 | 2 | 0.69394
75404 | 7.28 | 0.8 | 365 | 6.6579 | 0.34637 | 7 | 0.0042519
75461 | 4.48 | 0.8 | 365 | 4.0972 | 0.21315 | 4 | 0.31031
77401 | 7.28 | 0.8 | 365 | 6.6579 | 0.34637 | 7 | 0.0042519
74906 | 3.36 | 0.8 | 365 | 3.0729 | 0.15986 | 3 | 0.23273
76523 | 3.99 | 0.8 | 365 | 3.649 | 0.31484 | 3 | 0.96387
75231 | 6.72 | 0.8 | 365 | 6.1457 | 0.31973 | 6 | 0.46546
76269 | 4.845 | 0.8 | 365 | 4.431 | 0.8823 | 5 | 0.31327
75174 | 8.12 | 0.8 | 365 | 7.4261 | 0.88634 | 8 | 0.31243
76500 | 9.12 | 0.8 | 365 | 8.3406 | 0.71963 | 9 | 0.060272
78028 | 8.265 | 0.8 | 365 | 7.5587 | 0.15216 | 7 | 0.71087
77845 | 13.44 | 0.8 | 365 | 12.2915 | 0.63946 | 12 | 0.93093
77735 | 3.42 | 0.8 | 365 | 3.1277 | 0.26986 | 3 | 0.3976
74955 | 8.12 | 0.8 | 365 | 7.4261 | 0.88634 | 8 | 0.31243
75322 | 8.55 | 0.8 | 365 | 7.8194 | 0.67465 | 8 | 0.494
77156 | 3.36 | 0.8 | 365 | 3.0729 | 0.15986 | 3 | 0.23273
76443 | 11.76 | 0.8 | 365 | 10.755 | 0.55952 | 11 | 0.31456
75892 | 5.13 | 0.8 | 365 | 4.6916 | 0.40479 | 5 | 0.096403
77155 | 3.42 | 0.8 | 365 | 3.1277 | 0.26986 | 3 | 0.3976
76967 | 3.135 | 0.8 | 365 | 2.8671 | 0.74737 | 3 | 0.61447
74910 | 4.76 | 0.8 | 365 | 4.3532 | 0.72647 | 5 | 0.079703
74956 | 6.44 | 0.8 | 365 | 5.8897 | 0.80641 | 6 | 0.69607
77527 | 8.55 | 0.8 | 365 | 7.8194 | 0.67465 | 8 | 0.494
76456 | 7.98 | 0.8 | 365 | 7.2981 | 0.62968 | 7 | 0.92774
76405 | 5.04 | 0.8 | 365 | 4.6093 | 0.2398 | 4 | 0.8491
76551 | 2.28 | 0.8 | 365 | 2.0852 | 0.17991 | 2 | 0.26507
77114 | 4.56 | 0.8 | 365 | 4.1703 | 0.35982 | 4 | 0.53014
76396 | 4.56 | 0.8 | 365 | 4.1703 | 0.35982 | 4 | 0.53014
77699 | 5.985 | 0.8 | 365 | 5.4735 | 0.97226 | 6 | 0.4458
76452 | 6.44 | 0.8 | 365 | 5.8897 | 0.80641 | 6 | 0.69607
76267 | 4.275 | 0.8 | 365 | 3.9097 | 0.83733 | 4 | 0.747
76331 | 3.135 | 0.8 | 365 | 2.8671 | 0.74737 | 3 | 0.61447
77609 | 11.4 | 0.8 | 365 | 10.4258 | 0.89954 | 11 | 0.32534
76384 | 2.85 | 0.8 | 365 | 2.6065 | 0.22488 | 2 | 0.83133
77615 | 7.41 | 0.8 | 365 | 6.7768 | 0.5847 | 7 | 0.36147
75516 | 8.68 | 0.8 | 365 | 7.9382 | 0.91298 | 8 | 0.85122
77468 | 9.8 | 0.8 | 365 | 8.9625 | 0.96627 | 9 | 0.9288
77440 | 7.125 | 0.8 | 365 | 6.5161 | 0.062211 | 6 | 0.57834
75882 | 6.44 | 0.8 | 365 | 5.8897 | 0.80641 | 6 | 0.69607
75888 | 5.13 | 0.8 | 365 | 4.6916 | 0.40479 | 5 | 0.096403
77641 | 6.84 | 0.8 | 365 | 6.2555 | 0.53972 | 6 | 0.7952
77555 | 4.845 | 0.8 | 365 | 4.431 | 0.8823 | 5 | 0.31327
77637 | 9.12 | 0.8 | 365 | 8.3406 | 0.71963 | 9 | 0.060272
77305 | 6.555 | 0.8 | 365 | 5.9948 | 0.017234 | 6 | 0.01207
77466 | 6.27 | 0.8 | 365 | 5.7342 | 0.49475 | 6 | 0.22894
76516 | 5.415 | 0.8 | 365 | 4.9523 | 0.92728 | 5 | 0.87954
77685 | 12.255 | 0.8 | 365 | 11.2077 | 0.467 | 11 | 0.67474
77666 | 7.41 | 0.8 | 365 | 6.7768 | 0.5847 | 7 | 0.36147
77010 | 5.415 | 0.8 | 365 | 4.9523 | 0.92728 | 5 | 0.87954
76455 | 6.555 | 0.8 | 365 | 5.9948 | 0.017234 | 6 | 0.01207
75235 | 4.2 | 0.8 | 365 | 3.8411 | 0.69983 | 4 | 0.54091
77296 | 6.84 | 0.8 | 365 | 6.2555 | 0.53972 | 6 | 0.7952
78081 | 10.545 | 0.8 | 365 | 9.6439 | 0.33207 | 9 | 0.97594
77881 | 5.415 | 0.8 | 365 | 4.9523 | 0.92728 | 5 | 0.87954
75207 | 6.72 | 0.8 | 365 | 6.1457 | 0.31973 | 6 | 0.46546
76182 | 5.13 | 0.8 | 365 | 4.6916 | 0.40479 | 5 | 0.096403
78031 | 5.7 | 0.8 | 365 | 5.2129 | 0.44977 | 5 | 0.66267
74867 | 4.2 | 0.8 | 365 | 3.8411 | 0.69983 | 4 | 0.54091
78054 | 3.705 | 0.8 | 365 | 3.3884 | 0.79235 | 4 | 0.18074
77120 | 7.54 | 0.8 | 365 | 6.8957 | 0.82303 | 7 | 0.71869
77537 | 2.85 | 0.8 | 365 | 2.6065 | 0.22488 | 2 | 0.83133
75720 | 11.48 | 0.8 | 365 | 10.499 | 0.046201 | 10 | 0.54517
75691 | 2.8 | 0.8 | 365 | 2.5607 | 0.13322 | 2 | 0.69394
77409 | 5.415 | 0.8 | 365 | 4.9523 | 0.92728 | 5 | 0.87954
75321 | 6.16 | 0.8 | 365 | 5.6336 | 0.29308 | 5 | 0.92667
78083 | 12.825 | 0.8 | 365 | 11.729 | 0.51198 | 12 | 0.24101
76228 | 4.56 | 0.8 | 365 | 4.1703 | 0.35982 | 4 | 0.53014
75324 | 7.41 | 0.8 | 365 | 6.7768 | 0.5847 | 7 | 0.36147
77851 | 9.24 | 0.8 | 365 | 8.4504 | 0.93963 | 9 | 0.39001
75384 | 4.48 | 0.8 | 365 | 4.0972 | 0.21315 | 4 | 0.31031
75902 | 3.99 | 0.8 | 365 | 3.649 | 0.31484 | 3 | 0.96387
76915 | 13.395 | 0.8 | 365 | 12.2503 | 0.55696 | 12 | 0.80727
75415 | 5.32 | 0.8 | 365 | 4.8654 | 0.75312 | 5 | 0.61849
75409 | 7.28 | 0.8 | 365 | 6.6579 | 0.34637 | 7 | 0.0042519
75205 | 13.44 | 0.8 | 365 | 12.2915 | 0.63946 | 12 | 0.93093
74914 | 6.72 | 0.8 | 365 | 6.1457 | 0.31973 | 6 | 0.46546
75320 | 7.84 | 0.8 | 365 | 7.17 | 0.37302 | 7 | 0.54304
76170 | 11.2 | 0.8 | 365 | 10.2429 | 0.53288 | 10 | 0.77577
77696 | 10.26 | 0.8 | 365 | 9.3832 | 0.80958 | 10 | 0.19281
77812 | 9.405 | 0.8 | 365 | 8.6013 | 0.24212 | 8 | 0.84341
77758 | 3.9 | 0.8 | 365 | 3.5667 | 0.14984 | 3 | 0.71656
77674 | 4.41 | 0.8 | 365 | 4.0331 | 0.084821 | 4 | 0.11796
78215 | 7.28 | 1 | 365 | 8.3224 | 0.68296 | 9 | 0.0053149
77529 | 6.84 | 0.8 | 365 | 6.2555 | 0.53972 | 6 | 0.7952
75232 | 4.2 | 0.8 | 365 | 3.8411 | 0.69983 | 4 | 0.54091
78084 | 8.265 | 0.8 | 365 | 7.5587 | 0.15216 | 7 | 0.71087
76013 | 6.27 | 0.8 | 365 | 5.7342 | 0.49475 | 6 | 0.22894
76223 | 7.695 | 0.8 | 365 | 7.0374 | 0.10719 | 7 | 0.1446
78218 | 6.65 | 0.8 | 365 | 6.0817 | 0.1914 | 6 | 0.27311
75510 | 7.695 | 0.8 | 365 | 7.0374 | 0.10719 | 7 | 0.1446
75903 | 8.265 | 0.8 | 365 | 7.5587 | 0.15216 | 7 | 0.71087
75827 | 3.92 | 0.8 | 365 | 3.585 | 0.18651 | 3 | 0.77152
77727 | 5.13 | 0.8 | 365 | 4.6916 | 0.40479 | 5 | 0.096403
75022 | 7.84 | 0.8 | 365 | 7.17 | 0.37302 | 7 | 0.54304
77067 | 2.565 | 0.8 | 365 | 2.3458 | 0.7024 | 3 | 0.048201
78219 | 5.11 | 0.8 | 365 | 4.6733 | 0.36813 | 5 | 0.041446
76969 | 7.125 | 0.8 | 365 | 6.5161 | 0.062211 | 6 | 0.57834
75906 | 5.415 | 0.8 | 365 | 4.9523 | 0.92728 | 5 | 0.87954
75023 | 4.76 | 0.8 | 365 | 4.3532 | 0.72647 | 5 | 0.079703
77560 | 7.695 | 0.8 | 365 | 7.0374 | 0.10719 | 7 | 0.1446
77923 | 8.265 | 0.8 | 365 | 7.5587 | 0.15216 | 7 | 0.71087
75061 | 5.04 | 0.8 | 365 | 4.6093 | 0.2398 | 4 | 0.8491
76974 | 6.27 | 0.8 | 365 | 5.7342 | 0.49475 | 6 | 0.22894
77459 | 7.125 | 0.8 | 365 | 6.5161 | 0.062211 | 6 | 0.57834
76658 | 7.695 | 0.8 | 365 | 7.0374 | 0.10719 | 7 | 0.1446
75025 | 6.16 | 0.8 | 365 | 5.6336 | 0.29308 | 5 | 0.92667
77430 | 4.64 | 0.8 | 365 | 4.2435 | 0.50648 | 4 | 0.74996
78222 | 7.68 | 0.8 | 365 | 7.0237 | 0.079689 | 7 | 0.10339
77124 | 7.41 | 0.8 | 365 | 6.7768 | 0.5847 | 7 | 0.36147
76174 | 3.36 | 0.8 | 365 | 3.0729 | 0.15986 | 3 | 0.23273
75208 | 3.135 | 0.8 | 365 | 2.8671 | 0.74737 | 3 | 0.61447
77421 | 5.415 | 0.8 | 365 | 4.9523 | 0.92728 | 5 | 0.87954
75268 | 9.8 | 0.8 | 365 | 8.9625 | 0.96627 | 9 | 0.9288
75210 | 5.04 | 0.8 | 365 | 4.6093 | 0.2398 | 4 | 0.8491
76313 | 5.7 | 0.8 | 365 | 5.2129 | 0.44977 | 5 | 0.66267
78223 | 10.72 | 0.8 | 365 | 9.8039 | 0.6529 | 10 | 0.45681
76029 | 7.695 | 0.8 | 365 | 7.0374 | 0.10719 | 7 | 0.1446
76010 | 2.85 | 0.8 | 365 | 2.6065 | 0.22488 | 2 | 0.83133
77556 | 12.255 | 0.8 | 365 | 11.2077 | 0.467 | 11 | 0.67474
76263 | 2.565 | 0.8 | 365 | 2.3458 | 0.7024 | 3 | 0.048201
63517 | 33.06 | 0.7 | 365 | 26.4555 | 0.032577 | 26 | 0.48805
75271 | 7.84 | 0.8 | 365 | 7.17 | 0.37302 | 7 | 0.54304
76972 | 2.28 | 0.8 | 365 | 2.0852 | 0.17991 | 2 | 0.26507
77347 | 3.42 | 0.8 | 365 | 3.1277 | 0.26986 | 3 | 0.3976
75045 | 4.94 | 0.8 | 365 | 4.5178 | 0.056466 | 4 | 0.57431
77811 | 5.13 | 0.8 | 365 | 4.6916 | 0.40479 | 5 | 0.096403
75685 | 5.6 | 0.8 | 365 | 5.1214 | 0.26644 | 5 | 0.38789
75171 | 2.52 | 0.8 | 365 | 2.3047 | 0.6199 | 2 | 0.92455
77373 | 7.98 | 0.8 | 365 | 7.2981 | 0.62968 | 7 | 0.92774
77694 | 6.27 | 0.8 | 365 | 5.7342 | 0.49475 | 6 | 0.22894
78226 | 9.6 | 0.8 | 365 | 8.7796 | 0.59961 | 9 | 0.37923
75318 | 4.76 | 0.8 | 365 | 4.3532 | 0.72647 | 5 | 0.079703
76333 | 2.8 | 0.8 | 365 | 2.5607 | 0.13322 | 2 | 0.69394
75315 | 6.555 | 0.8 | 365 | 5.9948 | 0.017234 | 6 | 0.01207
75031 | 7.84 | 0.8 | 365 | 7.17 | 0.37302 | 7 | 0.54304
75209 | 3.92 | 0.8 | 365 | 3.585 | 0.18651 | 3 | 0.77152
78090 | 12.47 | 0.8 | 365 | 11.4044 | 0.86116 | 12 | 0.26552
75165 | 8.55 | 0.8 | 365 | 7.8194 | 0.67465 | 8 | 0.494
78227 | 5.61 | 0.8 | 365 | 5.1306 | 0.28477 | 5 | 0.41536
77611 | 3.99 | 0.8 | 365 | 3.649 | 0.31484 | 3 | 0.96387
75035 | 4.48 | 0.8 | 365 | 4.0972 | 0.21315 | 4 | 0.31031
75264 | 6.72 | 0.8 | 365 | 6.1457 | 0.31973 | 6 | 0.46546
78229 | 13.44 | 0.8 | 365 | 12.2915 | 0.63946 | 12 | 0.93093
78387 | 8.64 | 0.8 | 365 | 7.9017 | 0.83965 | 8 | 0.74131
78124 | 6.325 | 0.8 | 365 | 5.7845 | 0.59558 | 6 | 0.38007
78123 | 12.24 | 0.8 | 365 | 11.194 | 0.4395 | 11 | 0.63352
78290 | 15.12 | 0.8 | 365 | 13.8279 | 0.71939 | 14 | 0.54729
78334 | 8.96 | 0.8 | 365 | 8.1943 | 0.4263 | 8 | 0.62062
78126 | 10.175 | 0.8 | 365 | 9.3055 | 0.65375 | 9 | 0.95924
78122 | 8.12 | 0.8 | 365 | 7.4261 | 0.88634 | 8 | 0.31243
78117 | 12.18 | 0.8 | 365 | 11.1391 | 0.32951 | 11 | 0.46865
78116 | 8.25 | 0.8 | 365 | 7.545 | 0.12467 | 7 | 0.66965
78258 | 20.16 | 0.8 | 365 | 18.4372 | 0.95918 | 19 | 0.39639
78128 | 5.4 | 0.8 | 365 | 4.9385 | 0.89978 | 5 | 0.83832
78228 | 6.38 | 0.8 | 365 | 5.8348 | 0.69641 | 6 | 0.5312
78230 | 8.48 | 0.8 | 365 | 7.7553 | 0.54632 | 8 | 0.30166
78276 | 3.63 | 0.8 | 365 | 3.3198 | 0.65485 | 3 | 0.97465
78266 | 6.57 | 0.8 | 365 | 6.0086 | 0.044734 | 6 | 0.053288
78371 | 3.99 | 0.8 | 365 | 3.649 | 0.31484 | 3 | 0.96387
78385 | 8.4 | 0.8 | 365 | 7.6822 | 0.39966 | 8 | 0.081829
75168 | 5.88 | 0.8 | 365 | 5.3775 | 0.77976 | 6 | 0.15728
75142 | 8.96 | 0.8 | 365 | 8.1943 | 0.4263 | 8 | 0.62062
75275 | 7.56 | 0.8 | 365 | 6.914 | 0.85969 | 7 | 0.77365
76558 | 4.56 | 0.8 | 365 | 4.1703 | 0.35982 | 4 | 0.53014
75020 | 11.76 | 0.8 | 365 | 10.755 | 0.55952 | 11 | 0.31456
77074 | 8.96 | 0.8 | 365 | 8.1943 | 0.4263 | 8 | 0.62062
75162 | 6.27 | 0.8 | 365 | 5.7342 | 0.49475 | 6 | 0.22894
75319 | 5.32 | 0.8 | 365 | 4.8654 | 0.75312 | 5 | 0.61849
75064 | 3.92 | 0.8 | 365 | 3.585 | 0.18651 | 3 | 0.77152
77078 | 3.42 | 0.8 | 365 | 3.1277 | 0.26986 | 3 | 0.3976
76775 | 2.24 | 0.8 | 365 | 2.0486 | 0.10658 | 2 | 0.15515
75029 | 3.36 | 0.8 | 365 | 3.0729 | 0.15986 | 3 | 0.23273
77775 | 4.56 | 0.8 | 365 | 4.1703 | 0.35982 | 4 | 0.53014
75280 | 6.16 | 0.8 | 365 | 5.6336 | 0.29308 | 5 | 0.92667
76439 | 8.835 | 0.8 | 365 | 8.08 | 0.19714 | 8 | 0.27714
75141 | 7 | 0.8 | 365 | 6.4018 | 0.83305 | 7 | 0.23486
77814 | 4.845 | 0.8 | 365 | 4.431 | 0.8823 | 5 | 0.31327
78170 | 4.95 | 0.8 | 365 | 4.527 | 0.074799 | 4 | 0.60179
76358 | 2.8 | 0.8 | 365 | 2.5607 | 0.13322 | 2 | 0.69394
77293 | 13.11 | 0.8 | 365 | 11.9897 | 0.034469 | 12 | 0.02414
76454 | 5.415 | 0.8 | 365 | 4.9523 | 0.92728 | 5 | 0.87954
77456 | 5.415 | 0.8 | 365 | 4.9523 | 0.92728 | 5 | 0.87954
78235 | 3.9 | 0.8 | 365 | 3.5667 | 0.14984 | 3 | 0.71656
76460 | 4.56 | 0.8 | 365 | 4.1703 | 0.35982 | 4 | 0.53014
75678 | 7.56 | 0.8 | 365 | 6.914 | 0.85969 | 7 | 0.77365
78240 | 4.5 | 0.8 | 365 | 4.1154 | 0.24982 | 4 | 0.36527
78156 | 10.26 | 0.8 | 365 | 9.3832 | 0.80958 | 10 | 0.19281
78140 | 4.56 | 0.8 | 365 | 4.1703 | 0.35982 | 4 | 0.53014
78154 | 3.99 | 0.8 | 365 | 3.649 | 0.31484 | 3 | 0.96387
78231 | 12.825 | 0.8 | 365 | 11.729 | 0.51198 | 12 | 0.24101
78232 | 6.27 | 0.8 | 365 | 5.7342 | 0.49475 | 6 | 0.22894
78236 | 9.69 | 0.8 | 365 | 8.8619 | 0.76461 | 9 | 0.62654
75639 | 3.42 | 0.8 | 365 | 3.1277 | 0.26986 | 3 | 0.3976
76109 | 6.72 | 0.8 | 365 | 6.1457 | 0.31973 | 6 | 0.46546
76462 | 4.845 | 0.8 | 365 | 4.431 | 0.8823 | 5 | 0.31327
77482 | 6.84 | 0.8 | 365 | 6.2555 | 0.53972 | 6 | 0.7952
77620 | 6.84 | 0.8 | 365 | 6.2555 | 0.53972 | 6 | 0.7952
78087 | 11.97 | 0.8 | 365 | 10.9471 | 0.94451 | 11 | 0.89161
74171 | 3.36 | 0.8 | 365 | 3.0729 | 0.15986 | 3 | 0.23273
78373 | 8.835 | 0.8 | 365 | 8.08 | 0.19714 | 8 | 0.27714
75916 | 9.405 | 0.8 | 365 | 8.6013 | 0.24212 | 8 | 0.84341
76450 | 9.8 | 0.8 | 365 | 8.9625 | 0.96627 | 9 | 0.9288
77357 | 5.32 | 0.8 | 365 | 4.8654 | 0.75312 | 5 | 0.61849
75909 | 7.41 | 0.8 | 365 | 6.7768 | 0.5847 | 7 | 0.36147
77346 | 3.08 | 0.8 | 365 | 2.8168 | 0.64654 | 3 | 0.46334
78079 | 7.695 | 0.8 | 365 | 7.0374 | 0.10719 | 7 | 0.1446
78237 | 2.8 | 0.8 | 365 | 2.5607 | 0.13322 | 2 | 0.69394
75767 | 7.84 | 0.8 | 365 | 7.17 | 0.37302 | 7 | 0.54304
77063 | 2.24 | 0.8 | 365 | 2.0486 | 0.10658 | 2 | 0.15515
75155 | 3.64 | 0.8 | 365 | 3.3289 | 0.67319 | 4 | 0.002126
77698 | 8.835 | 0.8 | 365 | 8.08 | 0.19714 | 8 | 0.27714
75773 | 2.85 | 0.8 | 365 | 2.6065 | 0.22488 | 2 | 0.83133
75044 | 2.52 | 0.8 | 365 | 2.3047 | 0.6199 | 2 | 0.92455
77069 | 8.835 | 0.8 | 365 | 8.08 | 0.19714 | 8 | 0.27714
77115 | 2.565 | 0.8 | 365 | 2.3458 | 0.7024 | 3 | 0.048201
77302 | 3.705 | 0.8 | 365 | 3.3884 | 0.79235 | 4 | 0.18074
78055 | 2.32 | 0.8 | 365 | 2.1217 | 0.25324 | 2 | 0.37498
75054 | 2.52 | 0.8 | 365 | 2.3047 | 0.6199 | 2 | 0.92455
77336 | 3.42 | 0.8 | 365 | 3.1277 | 0.26986 | 3 | 0.3976
76323 | 2.28 | 0.8 | 365 | 2.0852 | 0.17991 | 2 | 0.26507
76176 | 7 | 0.8 | 365 | 6.4018 | 0.83305 | 7 | 0.23486
76334 | 2.85 | 0.8 | 365 | 2.6065 | 0.22488 | 2 | 0.83133
75891 | 2.565 | 0.8 | 365 | 2.3458 | 0.7024 | 3 | 0.048201
75831 | 2.28 | 0.8 | 365 | 2.0852 | 0.17991 | 2 | 0.26507
76627 | 12.04 | 0.8 | 365 | 11.0111 | 0.072845 | 11 | 0.083955
77932 | 3.77 | 0.8 | 365 | 3.4478 | 0.91151 | 4 | 0.35934
76970 | 3.705 | 0.8 | 365 | 3.3884 | 0.79235 | 4 | 0.18074
75630 | 2.28 | 0.8 | 365 | 2.0852 | 0.17991 | 2 | 0.26507
77498 | 5.13 | 0.8 | 365 | 4.6916 | 0.40479 | 5 | 0.096403
77626 | 2.52 | 0.8 | 365 | 2.3047 | 0.6199 | 2 | 0.92455
76225 | 8.4 | 0.8 | 365 | 7.6822 | 0.39966 | 8 | 0.081829
74964 | 3.36 | 0.8 | 365 | 3.0729 | 0.15986 | 3 | 0.23273
74875 | 2.52 | 0.8 | 365 | 2.3047 | 0.6199 | 2 | 0.92455
75659 | 2.24 | 0.8 | 365 | 2.0486 | 0.10658 | 2 | 0.15515
77145 | 3.08 | 0.8 | 365 | 2.8168 | 0.64654 | 3 | 0.46334
76648 | 9.12 | 0.8 | 365 | 8.3406 | 0.71963 | 9 | 0.060272
76324 | 2.85 | 0.8 | 365 | 2.6065 | 0.22488 | 2 | 0.83133
75781 | 3.36 | 0.8 | 365 | 3.0729 | 0.15986 | 3 | 0.23273
76322 | 2.565 | 0.8 | 365 | 2.3458 | 0.7024 | 3 | 0.048201
77504 | 6.555 | 0.8 | 365 | 5.9948 | 0.017234 | 6 | 0.01207
76328 | 2.565 | 0.8 | 365 | 2.3458 | 0.7024 | 3 | 0.048201
77730 | 6.96 | 0.8 | 365 | 6.3652 | 0.75972 | 7 | 0.12494
76554 | 3.42 | 0.8 | 365 | 3.1277 | 0.26986 | 3 | 0.3976
76388 | 6.84 | 0.8 | 365 | 6.2555 | 0.53972 | 6 | 0.7952
78398 | 9.8 | 0.8 | 365 | 8.9625 | 0.96627 | 9 | 0.9288
78397 | 12.25 | 0.8 | 365 | 11.2032 | 0.45784 | 11 | 0.661
75784 | 4.48 | 0.8 | 365 | 4.0972 | 0.21315 | 4 | 0.31031
78396 | 10.56 | 0.8 | 365 | 9.6576 | 0.35957 | 10 | 0.017157
78394 | 9.92 | 0.8 | 365 | 9.0723 | 0.18626 | 9 | 0.25854
78050 | 3.99 | 0.8 | 365 | 3.649 | 0.31484 | 3 | 0.96387
78392 | 5.76 | 0.8 | 365 | 5.2678 | 0.55977 | 5 | 0.82754
77558 | 3.42 | 0.8 | 365 | 3.1277 | 0.26986 | 3 | 0.3976
78391 | 10.24 | 0.8 | 365 | 9.3649 | 0.77292 | 10 | 0.13785
77503 | 10.545 | 0.8 | 365 | 9.6439 | 0.33207 | 9 | 0.97594
78390 | 12.54 | 0.8 | 365 | 11.4684 | 0.98949 | 12 | 0.45787
77059 | 5.415 | 0.8 | 365 | 4.9523 | 0.92728 | 5 | 0.87954
78388 | 6 | 0.8 | 365 | 5.4873 | 0.99976 | 6 | 0.48702
78389 | 9.15 | 0.8 | 365 | 8.3681 | 0.77463 | 9 | 0.14271
78386 | 6.6 | 0.8 | 365 | 6.036 | 0.099732 | 6 | 0.13572
75899 | 4.845 | 0.8 | 365 | 4.431 | 0.8823 | 5 | 0.31327
78384 | 5.04 | 0.8 | 365 | 4.6093 | 0.2398 | 4 | 0.8491
78353 | 11.48 | 0.8 | 365 | 10.499 | 0.046201 | 10 | 0.54517
77842 | 13.965 | 0.8 | 365 | 12.7716 | 0.60193 | 13 | 0.37354
76964 | 8.55 | 0.8 | 365 | 7.8194 | 0.67465 | 8 | 0.494
47578 | 1320.57 | 1 | 365 | 1509.6492 | 0.23934 | 1509 | 0.88855
76190 | 6.555 | 0.8 | 365 | 5.9948 | 0.017234 | 6 | 0.01207
78376 | 11.115 | 0.8 | 365 | 10.1652 | 0.37705 | 10 | 0.54221
76463 | 2.85 | 0.8 | 365 | 2.6065 | 0.22488 | 2 | 0.83133
78375 | 11.4 | 0.8 | 365 | 10.4258 | 0.89954 | 11 | 0.32534
75960 | 6.84 | 0.8 | 365 | 6.2555 | 0.53972 | 6 | 0.7952
78372 | 4.56 | 0.8 | 365 | 4.1703 | 0.35982 | 4 | 0.53014
76971 | 11.48 | 0.8 | 365 | 10.499 | 0.046201 | 10 | 0.54517
78370 | 5.985 | 0.8 | 365 | 5.4735 | 0.97226 | 6 | 0.4458
78369 | 4.56 | 0.8 | 365 | 4.1703 | 0.35982 | 4 | 0.53014
77506 | 6.27 | 0.8 | 365 | 5.7342 | 0.49475 | 6 | 0.22894
78368 | 6.16 | 0.8 | 365 | 5.6336 | 0.29308 | 5 | 0.92667
77784 | 5.13 | 0.8 | 365 | 4.6916 | 0.40479 | 5 | 0.096403
76459 | 5.415 | 0.8 | 365 | 4.9523 | 0.92728 | 5 | 0.87954
78366 | 13.26 | 0.8 | 365 | 12.1269 | 0.30946 | 12 | 0.43632
78365 | 10.26 | 0.8 | 365 | 9.3832 | 0.80958 | 10 | 0.19281
78363 | 7.56 | 0.8 | 365 | 6.914 | 0.85969 | 7 | 0.77365
77005 | 5.04 | 0.8 | 365 | 4.6093 | 0.2398 | 4 | 0.8491
78362 | 12.395 | 0.8 | 365 | 11.3358 | 0.72366 | 12 | 0.059437
77446 | 15.39 | 0.8 | 365 | 14.0748 | 0.21438 | 14 | 0.28921
75057 | 5.04 | 0.8 | 365 | 4.6093 | 0.2398 | 4 | 0.8491
76555 | 12.825 | 0.8 | 365 | 11.729 | 0.51198 | 12 | 0.24101
77657 | 5.7 | 0.8 | 365 | 5.2129 | 0.44977 | 5 | 0.66267
76968 | 5.13 | 0.8 | 365 | 4.6916 | 0.40479 | 5 | 0.096403
75411 | 11.2 | 0.8 | 365 | 10.2429 | 0.53288 | 10 | 0.77577
76178 | 9.24 | 0.8 | 365 | 8.4504 | 0.93963 | 9 | 0.39001
77058 | 7.98 | 0.8 | 365 | 7.2981 | 0.62968 | 7 | 0.92774
77654 | 10.545 | 0.8 | 365 | 9.6439 | 0.33207 | 9 | 0.97594
77638 | 7.695 | 0.8 | 365 | 7.0374 | 0.10719 | 7 | 0.1446
77439 | 4.56 | 0.8 | 365 | 4.1703 | 0.35982 | 4 | 0.53014
77692 | 3.99 | 0.8 | 365 | 3.649 | 0.31484 | 3 | 0.96387
77374 | 3.99 | 0.8 | 365 | 3.649 | 0.31484 | 3 | 0.96387
78253 | 8.04 | 0.8 | 365 | 7.3529 | 0.73967 | 8 | 0.092608
78074 | 6.555 | 0.8 | 365 | 5.9948 | 0.017234 | 6 | 0.01207
78056 | 5.7 | 0.8 | 365 | 5.2129 | 0.44977 | 5 | 0.66267
78255 | 10.26 | 0.8 | 365 | 9.3832 | 0.80958 | 10 | 0.19281
77407 | 3.42 | 0.8 | 365 | 3.1277 | 0.26986 | 3 | 0.3976
77552 | 4.48 | 0.8 | 365 | 4.0972 | 0.21315 | 4 | 0.31031
78256 | 7.98 | 0.8 | 365 | 7.2981 | 0.62968 | 7 | 0.92774
77786 | 6.27 | 0.8 | 365 | 5.7342 | 0.49475 | 6 | 0.22894
76630 | 5.32 | 0.8 | 365 | 4.8654 | 0.75312 | 5 | 0.61849
78257 | 4.8 | 0.8 | 365 | 4.3898 | 0.79981 | 5 | 0.18962
78259 | 5.7 | 0.8 | 365 | 5.2129 | 0.44977 | 5 | 0.66267
78261 | 7.695 | 0.8 | 365 | 7.0374 | 0.10719 | 7 | 0.1446
78260 | 6.205 | 0.8 | 365 | 5.6747 | 0.37558 | 6 | 0.050327
78263 | 6.96 | 0.8 | 365 | 6.3652 | 0.75972 | 7 | 0.12494
75393 | 5.6 | 0.8 | 365 | 5.1214 | 0.26644 | 5 | 0.38789
78264 | 10.56 | 0.8 | 365 | 9.6576 | 0.35957 | 10 | 0.017157
76536 | 6.27 | 0.8 | 365 | 5.7342 | 0.49475 | 6 | 0.22894
78265 | 10.89 | 0.8 | 365 | 9.9594 | 0.96456 | 10 | 0.92394
78267 | 9.9 | 0.8 | 365 | 9.054 | 0.1496 | 9 | 0.20358
78268 | 6.3 | 0.8 | 365 | 5.7616 | 0.54974 | 6 | 0.31137
78270 | 7.56 | 0.8 | 365 | 6.914 | 0.85969 | 7 | 0.77365
78272 | 7.2 | 0.8 | 365 | 6.5847 | 0.19971 | 6 | 0.78442
78277 | 11.115 | 0.8 | 365 | 10.1652 | 0.37705 | 10 | 0.54221
78279 | 8.96 | 0.8 | 365 | 8.1943 | 0.4263 | 8 | 0.62062
78280 | 12.42 | 0.8 | 365 | 11.3586 | 0.7695 | 12 | 0.12813
78282 | 4.2 | 0.8 | 365 | 3.8411 | 0.69983 | 4 | 0.54091
78283 | 4.95 | 0.8 | 365 | 4.527 | 0.074799 | 4 | 0.60179
78284 | 3.9 | 0.8 | 365 | 3.5667 | 0.14984 | 3 | 0.71656
78287 | 12.6 | 0.8 | 365 | 11.5233 | 0.099489 | 11 | 0.62274
78288 | 3.96 | 0.8 | 365 | 3.6216 | 0.25984 | 3 | 0.88143
78289 | 5.13 | 0.8 | 365 | 4.6916 | 0.40479 | 5 | 0.096403
78292 | 4.64 | 0.8 | 365 | 4.2435 | 0.50648 | 4 | 0.74996
78293 | 10.545 | 0.8 | 365 | 9.6439 | 0.33207 | 9 | 0.97594
78294 | 4.275 | 0.8 | 365 | 3.9097 | 0.83733 | 4 | 0.747
78295 | 7.98 | 0.8 | 365 | 7.2981 | 0.62968 | 7 | 0.92774
78296 | 9.57 | 0.8 | 365 | 8.7522 | 0.54461 | 9 | 0.2968
78297 | 8.7 | 0.8 | 365 | 7.9565 | 0.94965 | 8 | 0.90618
77329 | 10.26 | 0.8 | 365 | 9.3832 | 0.80958 | 10 | 0.19281
78300 | 8.58 | 0.8 | 365 | 7.8468 | 0.72965 | 8 | 0.57644
78302 | 2.85 | 0.8 | 365 | 2.6065 | 0.22488 | 2 | 0.83133
78306 | 4.56 | 0.8 | 365 | 4.1703 | 0.35982 | 4 | 0.53014
78278 | 7.695 | 0.8 | 365 | 7.0374 | 0.10719 | 7 | 0.1446
78298 | 12.32 | 0.8 | 365 | 11.2672 | 0.58617 | 11 | 0.85335
78273 | 6.48 | 0.8 | 365 | 5.9262 | 0.87974 | 6 | 0.80598
78299 | 3.77 | 0.8 | 365 | 3.4478 | 0.91151 | 4 | 0.35934
78303 | 5.7 | 0.8 | 365 | 5.2129 | 0.44977 | 5 | 0.66267
78304 | 5.88 | 0.8 | 365 | 5.3775 | 0.77976 | 6 | 0.15728
78305 | 4.845 | 0.8 | 365 | 4.431 | 0.8823 | 5 | 0.31327
78310 | 5.13 | 0.8 | 365 | 4.6916 | 0.40479 | 5 | 0.096403
78311 | 3.3 | 0.8 | 365 | 3.018 | 0.049866 | 3 | 0.067861
78314 | 9.9 | 0.8 | 365 | 9.054 | 0.1496 | 9 | 0.20358
78318 | 10.71 | 0.8 | 365 | 9.7948 | 0.63457 | 10 | 0.42933
78319 | 4.02 | 0.8 | 365 | 3.6765 | 0.36984 | 4 | 0.046304
76327 | 5.415 | 0.8 | 365 | 4.9523 | 0.92728 | 5 | 0.87954
78320 | 3.6 | 0.8 | 365 | 3.2924 | 0.59985 | 3 | 0.89221
78322 | 9.69 | 0.8 | 365 | 8.8619 | 0.76461 | 9 | 0.62654
78321 | 6.48 | 0.8 | 365 | 5.9262 | 0.87974 | 6 | 0.80598
78323 | 6.4 | 0.8 | 365 | 5.8531 | 0.73307 | 6 | 0.58616
78324 | 4.8 | 0.8 | 365 | 4.3898 | 0.79981 | 5 | 0.18962
78325 | 14.64 | 0.8 | 365 | 13.3889 | 0.83941 | 14 | 0.22833
78327 | 4.95 | 0.8 | 365 | 4.527 | 0.074799 | 4 | 0.60179
78326 | 5.232 | 0.8 | 365 | 4.7849 | 0.59179 | 5 | 0.37668
78328 | 13.11 | 0.8 | 365 | 11.9897 | 0.034469 | 12 | 0.02414
78329 | 8.265 | 0.8 | 365 | 7.5587 | 0.15216 | 7 | 0.71087
78330 | 7.98 | 0.8 | 365 | 7.2981 | 0.62968 | 7 | 0.92774
78331 | 9.69 | 0.8 | 365 | 8.8619 | 0.76461 | 9 | 0.62654
75897 | 5.7 | 0.8 | 365 | 5.2129 | 0.44977 | 5 | 0.66267
78333 | 5.76 | 0.8 | 365 | 5.2678 | 0.55977 | 5 | 0.82754
78313 | 4.845 | 0.8 | 365 | 4.431 | 0.8823 | 5 | 0.31327
78315 | 3.42 | 0.8 | 365 | 3.1277 | 0.26986 | 3 | 0.3976
78316 | 5.13 | 0.8 | 365 | 4.6916 | 0.40479 | 5 | 0.096403
78317 | 19.98 | 0.8 | 365 | 18.2726 | 0.62919 | 18 | 0.90178
75086 | 3.36 | 0.8 | 365 | 3.0729 | 0.15986 | 3 | 0.23273
77700 | 3.08 | 0.8 | 365 | 2.8168 | 0.64654 | 3 | 0.46334
77879 | 7.28 | 0.8 | 365 | 6.6579 | 0.34637 | 7 | 0.0042519
78336 | 9.45 | 0.8 | 365 | 8.6424 | 0.32462 | 8 | 0.96706
78338 | 3.96 | 0.8 | 365 | 3.6216 | 0.25984 | 3 | 0.88143
78341 | 4.65 | 0.8 | 365 | 4.2526 | 0.52481 | 4 | 0.77744
78346 | 6.27 | 0.8 | 365 | 5.7342 | 0.49475 | 6 | 0.22894
78348 | 7.98 | 0.8 | 365 | 7.2981 | 0.62968 | 7 | 0.92774
78349 | 6.84 | 0.8 | 365 | 6.2555 | 0.53972 | 6 | 0.7952
78350 | 5.13 | 0.8 | 365 | 4.6916 | 0.40479 | 5 | 0.096403
78352 | 3.135 | 0.8 | 365 | 2.8671 | 0.74737 | 3 | 0.61447
78354 | 7.695 | 0.8 | 365 | 7.0374 | 0.10719 | 7 | 0.1446
78355 | 8.55 | 0.8 | 365 | 7.8194 | 0.67465 | 8 | 0.494
78356 | 9.38 | 0.8 | 365 | 8.5784 | 0.19629 | 8 | 0.77471
78360 | 12.06 | 0.8 | 365 | 11.0294 | 0.10951 | 11 | 0.13891
78361 | 8.58 | 0.8 | 365 | 7.8468 | 0.72965 | 8 | 0.57644
78345 | 10.56 | 0.8 | 365 | 9.6576 | 0.35957 | 10 | 0.017157
78400 | 10.725 | 0.8 | 365 | 9.8085 | 0.66207 | 10 | 0.47055
77660 | 2.85 | 0.8 | 365 | 2.6065 | 0.22488 | 2 | 0.83133
78399 | 8.835 | 0.8 | 365 | 8.08 | 0.19714 | 8 | 0.27714
78401 | 8.505 | 0.8 | 365 | 7.7782 | 0.59216 | 8 | 0.37035
78402 | 10.07 | 0.8 | 365 | 9.2095 | 0.46126 | 9 | 0.67072
78403 | 5.22 | 0.8 | 365 | 4.7739 | 0.56979 | 5 | 0.34371
78405 | 10.83 | 0.8 | 365 | 9.9045 | 0.85456 | 10 | 0.75907
78406 | 9.975 | 0.8 | 365 | 9.1226 | 0.2871 | 9 | 0.40967
78408 | 13.44 | 0.8 | 365 | 12.2915 | 0.63946 | 12 | 0.93093
78407 | 13.34 | 0.8 | 365 | 12.2 | 0.45613 | 12 | 0.65614
78409 | 4.275 | 0.8 | 365 | 3.9097 | 0.83733 | 4 | 0.747
78091 | 7.92 | 0.8 | 365 | 7.2432 | 0.51968 | 7 | 0.76287
78395 | 10.08 | 0.8 | 365 | 9.2186 | 0.47959 | 9 | 0.69819
78410 | 9.425 | 0.8 | 365 | 8.6196 | 0.27878 | 8 | 0.89836
78312 | 6 | 0.8 | 365 | 5.4873 | 0.99976 | 6 | 0.48702
78379 | 13.325 | 0.8 | 365 | 12.1863 | 0.42863 | 12 | 0.61493
78378 | 13 | 0.8 | 365 | 11.8891 | 0.83281 | 12 | 0.72188
78412 | 13.44 | 0.8 | 365 | 12.2915 | 0.63946 | 12 | 0.93093
78413 | 6.555 | 0.8 | 365 | 5.9948 | 0.017234 | 6 | 0.01207
78416 | 6 | 0.8 | 365 | 5.4873 | 0.99976 | 6 | 0.48702
78417 | 14.25 | 0.8 | 365 | 13.0323 | 0.12442 | 13 | 0.15667
78418 | 8.12 | 0.8 | 365 | 7.4261 | 0.88634 | 8 | 0.31243
77934 | 6 | 0.8 | 365 | 5.4873 | 0.99976 | 6 | 0.48702
78419 | 3.9 | 0.8 | 365 | 3.5667 | 0.14984 | 3 | 0.71656
78016 | 3.9 | 0.8 | 365 | 3.5667 | 0.14984 | 3 | 0.71656
78106 | 4.5 | 0.8 | 365 | 4.1154 | 0.24982 | 4 | 0.36527
78063 | 5.1 | 0.8 | 365 | 4.6642 | 0.34979 | 5 | 0.013968
78420 | 5.7 | 0.8 | 365 | 5.2129 | 0.44977 | 5 | 0.66267
55586 | 385.585 | 0.8 | 365 | 352.6344 | 0.8902 | 353 | 0.52465
78358 | 5.88 | 0.8 | 365 | 5.3775 | 0.77976 | 6 | 0.15728
78374 | 4.275 | 0.8 | 365 | 3.9097 | 0.83733 | 4 | 0.747
78383 | 7.875 | 0.8 | 365 | 7.202 | 0.43718 | 7 | 0.63921
78426 | 11.4 | 0.8 | 365 | 10.4258 | 0.89954 | 11 | 0.32534
78429 | 3.72 | 0.8 | 365 | 3.4021 | 0.81985 | 4 | 0.22195
78430 | 5.94 | 0.8 | 365 | 5.4324 | 0.88976 | 6 | 0.32215
78431 | 9.57 | 0.8 | 365 | 8.7522 | 0.54461 | 9 | 0.2968
78432 | 19.47 | 0.8 | 365 | 17.8062 | 0.69421 | 18 | 0.50038
78435 | 6.7 | 0.8 | 365 | 6.1274 | 0.28306 | 6 | 0.41051
78446 | 7.29 | 0.8 | 365 | 6.667 | 0.3647 | 7 | 0.03173
78448 | 4.93 | 0.8 | 365 | 4.5087 | 0.038134 | 4 | 0.54684
78443 | 10.26 | 0.8 | 365 | 9.3832 | 0.80958 | 10 | 0.19281
78444 | 3.99 | 0.8 | 365 | 3.649 | 0.31484 | 3 | 0.96387
78351 | 9.9 | 0.8 | 365 | 9.054 | 0.1496 | 9 | 0.20358
78445 | 3.135 | 0.8 | 365 | 2.8671 | 0.74737 | 3 | 0.61447
78454 | 10.44 | 0.8 | 365 | 9.5478 | 0.13958 | 9 | 0.68742
78457 | 11.115 | 0.8 | 365 | 10.1652 | 0.37705 | 10 | 0.54221
78458 | 4.64 | 0.8 | 365 | 4.2435 | 0.50648 | 4 | 0.74996
78447 | 3.42 | 0.8 | 365 | 3.1277 | 0.26986 | 3 | 0.3976
78449 | 7.83 | 0.8 | 365 | 7.1609 | 0.35468 | 7 | 0.51556
78461 | 8.04 | 0.8 | 365 | 7.3529 | 0.73967 | 8 | 0.092608
78450 | 2.28 | 0.8 | 365 | 2.0852 | 0.17991 | 2 | 0.26507
78462 | 9.38 | 0.8 | 365 | 8.5784 | 0.19629 | 8 | 0.77471
78451 | 4.56 | 0.8 | 365 | 4.1703 | 0.35982 | 4 | 0.53014
78452 | 3.92 | 0.8 | 365 | 3.585 | 0.18651 | 3 | 0.77152
78464 | 6.6 | 0.8 | 365 | 6.036 | 0.099732 | 6 | 0.13572
52371 | 466.2 | 1 | 365 | 532.9505 | 0.35138 | 533 | 0.3019
78467 | 11.115 | 0.8 | 365 | 10.1652 | 0.37705 | 10 | 0.54221
78470 | 2.32 | 0.8 | 365 | 2.1217 | 0.25324 | 2 | 0.37498
78471 | 9.715 | 0.8 | 365 | 8.8848 | 0.81044 | 9 | 0.69523
78472 | 7.15 | 0.8 | 365 | 6.539 | 0.10804 | 6 | 0.64703
62213 | 422.28 | 0.65 | 365 | 313.7823 | 0.0073429 | 313 | 0.78968
78474 | 4.845 | 0.8 | 365 | 4.431 | 0.8823 | 5 | 0.31327
78475 | 6.6 | 0.8 | 365 | 6.036 | 0.099732 | 6 | 0.13572
74048 | 145.92 | 0.6 | 365 | 100.0877 | 0.63556 | 100 | 0.72326
35199 | 360 | 0.9 | 365 | 370.3903 | 0.48358 | 370 | 0.8739
78476 | 9.9 | 0.8 | 365 | 9.054 | 0.1496 | 9 | 0.20358
78480 | 8.96 | 0.8 | 365 | 8.1943 | 0.4263 | 8 | 0.62062
78481 | 8.96 | 0.8 | 365 | 8.1943 | 0.4263 | 8 | 0.62062
78482 | 10.44 | 0.8 | 365 | 9.5478 | 0.13958 | 9 | 0.68742
78483 | 2.61 | 0.8 | 365 | 2.387 | 0.78489 | 3 | 0.17185
78484 | 2.9 | 0.8 | 365 | 2.6522 | 0.31655 | 2 | 0.96873
78485 | 8.06 | 0.8 | 365 | 7.3712 | 0.77634 | 8 | 0.14756
78486 | 6.38 | 0.8 | 365 | 5.8348 | 0.69641 | 6 | 0.5312
78487 | 11.89 | 0.8 | 365 | 10.8739 | 0.79785 | 11 | 0.67178
78488 | 11.02 | 0.8 | 365 | 10.0783 | 0.20289 | 10 | 0.28116
78489 | 6.67 | 0.8 | 365 | 6.1 | 0.22806 | 6 | 0.32807
78490 | 6.27 | 0.8 | 365 | 5.7342 | 0.49475 | 6 | 0.22894
78491 | 7.83 | 0.8 | 365 | 7.1609 | 0.35468 | 7 | 0.51556
78492 | 5.2 | 0.8 | 365 | 4.7556 | 0.53312 | 5 | 0.28875
78493 | 3.38 | 0.8 | 365 | 3.0912 | 0.19653 | 3 | 0.28769
78494 | 5.985 | 0.8 | 365 | 5.4735 | 0.97226 | 6 | 0.4458
78495 | 6.555 | 0.8 | 365 | 5.9948 | 0.017234 | 6 | 0.01207
78496 | 7.41 | 0.8 | 365 | 6.7768 | 0.5847 | 7 | 0.36147
78498 | 4.5 | 0.8 | 365 | 4.1154 | 0.24982 | 4 | 0.36527
78499 | 6.2 | 0.8 | 365 | 5.6702 | 0.36642 | 6 | 0.036588
78497 | 10.83 | 0.8 | 365 | 9.9045 | 0.85456 | 10 | 0.75907
78500 | 7.695 | 0.8 | 365 | 7.0374 | 0.10719 | 7 | 0.1446
78503 | 8.06 | 0.8 | 365 | 7.3712 | 0.77634 | 8 | 0.14756
78504 | 3.64 | 0.8 | 365 | 3.3289 | 0.67319 | 4 | 0.002126
78505 | 4.55 | 0.8 | 365 | 4.1612 | 0.34148 | 4 | 0.50266
78506 | 5.8 | 0.8 | 365 | 5.3044 | 0.6331 | 5 | 0.93745
78509 | 11.39 | 0.8 | 365 | 10.4167 | 0.8812 | 11 | 0.29786
78512 | 3.025 | 0.8 | 365 | 2.7665 | 0.54571 | 3 | 0.31221
78514 | 8.12 | 0.8 | 365 | 7.4261 | 0.88634 | 8 | 0.31243
78517 | 7.36 | 0.8 | 365 | 6.731 | 0.49304 | 7 | 0.22408
78518 | 9.765 | 0.8 | 365 | 8.9305 | 0.9021 | 9 | 0.83263
78519 | 7.56 | 0.8 | 365 | 6.914 | 0.85969 | 7 | 0.77365
78522 | 8.7 | 0.8 | 365 | 7.9565 | 0.94965 | 8 | 0.90618
78524 | 6.4 | 0.8 | 365 | 5.8531 | 0.73307 | 6 | 0.58616
78523 | 8.41 | 0.8 | 365 | 7.6913 | 0.41799 | 8 | 0.10931
78525 | 4.275 | 0.8 | 365 | 3.9097 | 0.83733 | 4 | 0.747
78526 | 8.25 | 0.8 | 365 | 7.545 | 0.12467 | 7 | 0.66965
78438 | 0.66 | 0.8 | 365 | 0.6036 | 0.20997 | 0 | 0.81357
78286 | 9.1 | 0.8 | 365 | 8.3224 | 0.68296 | 9 | 0.0053149
78433 | 8.32 | 0.8 | 365 | 7.609 | 0.253 | 7 | 0.862
78437 | 70.725 | 0.6 | 365 | 48.5108 | 0.24472 | 48 | 0.75557
60632 | 918 | 1 | 365 | 1049.4392 | 0.70349 | 1050 | 0.14273
78527 | 6.195 | 0.8 | 365 | 5.6656 | 0.35725 | 6 | 0.022849
78441 | 9.3 | 0.8 | 365 | 8.5053 | 0.049623 | 8 | 0.55488
78415 | 4.275 | 0.8 | 365 | 3.9097 | 0.83733 | 4 | 0.747
51501 | 1335.6 | 1 | 365 | 1526.8312 | 0.68233 | 1527 | 0.51354
63734 | 348.48 | 0.7 | 365 | 278.8628 | 0.0076406 | 278 | 0.8704
63829 | 300.16 | 0.6 | 365 | 205.8821 | 0.71088 | 206 | 0.59302
78528 | 5.355 | 0.8 | 365 | 4.8974 | 0.81728 | 5 | 0.71467
78529 | 7.83 | 0.8 | 365 | 7.1609 | 0.35468 | 7 | 0.51556
78530 | 11.52 | 0.8 | 365 | 10.5355 | 0.11953 | 10 | 0.65508
78531 | 4.64 | 0.8 | 365 | 4.2435 | 0.50648 | 4 | 0.74996
78532 | 7.035 | 0.8 | 365 | 6.4338 | 0.89721 | 7 | 0.33103
78533 | 5.36 | 0.8 | 365 | 4.902 | 0.82645 | 5 | 0.72841
78536 | 6.875 | 0.8 | 365 | 6.2875 | 0.60389 | 6 | 0.89138
78539 | 4.56 | 0.8 | 365 | 4.1703 | 0.35982 | 4 | 0.53014
78542 | 7.54 | 0.8 | 365 | 6.8957 | 0.82303 | 7 | 0.71869
78541 | 4.96 | 0.8 | 365 | 4.5361 | 0.093132 | 4 | 0.62927
78544 | 4.5 | 0.8 | 365 | 4.1154 | 0.24982 | 4 | 0.36527
78543 | 8.12 | 0.8 | 365 | 7.4261 | 0.88634 | 8 | 0.31243
78545 | 6.05 | 0.8 | 365 | 5.533 | 0.091421 | 5 | 0.62441
78546 | 8.845 | 0.8 | 365 | 8.0891 | 0.21547 | 8 | 0.30462
78547 | 8.99 | 0.8 | 365 | 8.2218 | 0.4813 | 8 | 0.70305
78549 | 10.73 | 0.8 | 365 | 9.8131 | 0.67123 | 10 | 0.48429
78551 | 3.77 | 0.8 | 365 | 3.4478 | 0.91151 | 4 | 0.35934
78552 | 5.8 | 0.8 | 365 | 5.3044 | 0.6331 | 5 | 0.93745
78550 | 13.2 | 0.8 | 365 | 12.072 | 0.19946 | 12 | 0.27145
78553 | 6.96 | 0.8 | 365 | 6.3652 | 0.75972 | 7 | 0.12494
78554 | 7.65 | 0.8 | 365 | 6.9963 | 0.02469 | 7 | 0.020952
78555 | 11.88 | 0.8 | 365 | 10.8648 | 0.77952 | 11 | 0.6443
78556 | 5.13 | 0.8 | 365 | 4.6916 | 0.40479 | 5 | 0.096403
78560 | 5.8 | 0.8 | 365 | 5.3044 | 0.6331 | 5 | 0.93745
78561 | 9.12 | 0.8 | 365 | 8.3406 | 0.71963 | 9 | 0.060272
78562 | 8.64 | 0.8 | 365 | 7.9017 | 0.83965 | 8 | 0.74131
78564 | 8.845 | 0.8 | 365 | 8.0891 | 0.21547 | 8 | 0.30462
78565 | 11.985 | 0.8 | 365 | 10.9608 | 0.97201 | 11 | 0.93282
78566 | 7.425 | 0.8 | 365 | 6.7905 | 0.6122 | 7 | 0.40269
78567 | 5.22 | 0.8 | 365 | 4.7739 | 0.56979 | 5 | 0.34371
78568 | 10.14 | 0.8 | 365 | 9.2735 | 0.58959 | 9 | 0.86307
78569 | 11.275 | 0.8 | 365 | 10.3115 | 0.67038 | 10 | 0.98186
78570 | 8.7 | 0.8 | 365 | 7.9565 | 0.94965 | 8 | 0.90618
78571 | 6.05 | 0.8 | 365 | 5.533 | 0.091421 | 5 | 0.62441
78572 | 4.5 | 0.8 | 365 | 4.1154 | 0.24982 | 4 | 0.36527
78573 | 9 | 0.8 | 365 | 8.2309 | 0.49964 | 8 | 0.73053
78574 | 11.97 | 0.8 | 365 | 10.9471 | 0.94451 | 11 | 0.89161
77389 | 4.8 | 0.8 | 365 | 4.3898 | 0.79981 | 5 | 0.18962
78575 | 6.38 | 0.8 | 365 | 5.8348 | 0.69641 | 6 | 0.5312
64246 | 141.96 | 0.9 | 365 | 146.0572 | 0.78603 | 146 | 0.84328
78576 | 2.565 | 0.8 | 365 | 2.3458 | 0.7024 | 3 | 0.048201
78581 | 6.09 | 0.8 | 365 | 5.5696 | 0.16475 | 5 | 0.73433
78582 | 20.7 | 0.8 | 365 | 18.9311 | 0.94916 | 19 | 0.88022
78586 | 10.56 | 0.8 | 365 | 9.6576 | 0.35957 | 10 | 0.017157
78590 | 17.55 | 0.8 | 365 | 16.0502 | 0.17429 | 16 | 0.22454
78597 | 4.56 | 0.8 | 365 | 4.1703 | 0.35982 | 4 | 0.53014
78602 | 6.67 | 0.8 | 365 | 6.1 | 0.22806 | 6 | 0.32807
78610 | 9.9 | 0.8 | 365 | 9.054 | 0.1496 | 9 | 0.20358
78612 | 12.8 | 0.8 | 365 | 11.7062 | 0.46615 | 12 | 0.17231
78613 | 12.6 | 0.8 | 365 | 11.5233 | 0.099489 | 11 | 0.62274
78423 | 3 | 1 | 365 | 3.4295 | 0.87485 | 4 | 0.30439
78145 | 5.7 | 0.8 | 365 | 5.2129 | 0.44977 | 5 | 0.66267
78646 | 12.87 | 0.8 | 365 | 11.7702 | 0.59448 | 12 | 0.36466
78647 | 12.06 | 0.8 | 365 | 11.0294 | 0.10951 | 11 | 0.13891
70051 | 24.6 | 0.8 | 365 | 22.4978 | 0.099003 | 22 | 0.59679
78521 | 8.26 | 0.8 | 365 | 7.5541 | 0.143 | 7 | 0.69713
78520 | 7.54 | 0.8 | 365 | 6.8957 | 0.82303 | 7 | 0.71869
78537 | 12.18 | 0.8 | 365 | 11.1391 | 0.32951 | 11 | 0.46865
78654 | 7.04 | 0.8 | 365 | 6.4384 | 0.90638 | 7 | 0.34477
70816 | 105.84 | 0.6 | 365 | 72.5965 | 0.52678 | 73 | 0.12329
65149 | 409.5 | 0.7 | 365 | 327.6925 | 0.89173 | 328 | 0.58427
78662 | 7.26 | 0.8 | 365 | 6.6396 | 0.30971 | 6 | 0.9493
78151 | 7.84 | 0.8 | 365 | 7.17 | 0.37302 | 7 | 0.54304
78652 | 2.925 | 0.8 | 365 | 2.675 | 0.36238 | 3 | 0.037423
78669 | 6.93 | 0.8 | 365 | 6.3378 | 0.70472 | 7 | 0.042509
78538 | 6.67 | 0.8 | 365 | 6.1 | 0.22806 | 6 | 0.32807
78557 | 7.83 | 0.8 | 365 | 7.1609 | 0.35468 | 7 | 0.51556
78579 | 8.4 | 0.8 | 365 | 7.6822 | 0.39966 | 8 | 0.081829
78583 | 11.02 | 0.8 | 365 | 10.0783 | 0.20289 | 10 | 0.28116
78584 | 2.7 | 0.8 | 365 | 2.4693 | 0.94989 | 3 | 0.41916
78587 | 5.4 | 0.8 | 365 | 4.9385 | 0.89978 | 5 | 0.83832
78588 | 10.26 | 0.8 | 365 | 9.3832 | 0.80958 | 10 | 0.19281
78589 | 2.7 | 0.8 | 365 | 2.4693 | 0.94989 | 3 | 0.41916
78591 | 6.21 | 0.8 | 365 | 5.6793 | 0.38475 | 6 | 0.064067
78592 | 6.48 | 0.8 | 365 | 5.9262 | 0.87974 | 6 | 0.80598
78593 | 9.18 | 0.8 | 365 | 8.3955 | 0.82963 | 9 | 0.22514
78595 | 5.13 | 0.8 | 365 | 4.6916 | 0.40479 | 5 | 0.096403
78596 | 3.99 | 0.8 | 365 | 3.649 | 0.31484 | 3 | 0.96387
78598 | 7.83 | 0.8 | 365 | 7.1609 | 0.35468 | 7 | 0.51556
78599 | 7.29 | 0.8 | 365 | 6.667 | 0.3647 | 7 | 0.03173
78600 | 5.67 | 0.8 | 365 | 5.1855 | 0.39477 | 5 | 0.58023
78601 | 3.42 | 0.8 | 365 | 3.1277 | 0.26986 | 3 | 0.3976
78604 | 11.34 | 0.8 | 365 | 10.3709 | 0.78954 | 11 | 0.16047
78605 | 3.78 | 0.8 | 365 | 3.457 | 0.92985 | 4 | 0.38682
78606 | 7.29 | 0.8 | 365 | 6.667 | 0.3647 | 7 | 0.03173
78607 | 2.64 | 0.8 | 365 | 2.4144 | 0.83989 | 3 | 0.25429
78608 | 11.61 | 0.8 | 365 | 10.6179 | 0.28453 | 10 | 0.90239
78611 | 9.18 | 0.8 | 365 | 8.3955 | 0.82963 | 9 | 0.22514
78614 | 7.98 | 0.8 | 365 | 7.2981 | 0.62968 | 7 | 0.92774
78615 | 6.84 | 0.8 | 365 | 6.2555 | 0.53972 | 6 | 0.7952
78616 | 4.86 | 0.8 | 365 | 4.4447 | 0.9098 | 5 | 0.35449
78617 | 11.88 | 0.8 | 365 | 10.8648 | 0.77952 | 11 | 0.6443
78618 | 4.64 | 0.8 | 365 | 4.2435 | 0.50648 | 4 | 0.74996
78619 | 5.985 | 0.8 | 365 | 5.4735 | 0.97226 | 6 | 0.4458
78620 | 4.675 | 0.8 | 365 | 4.2755 | 0.57064 | 4 | 0.84614
78621 | 10.92 | 0.8 | 365 | 9.9868 | 0.019557 | 10 | 0.0063779
78622 | 8.58 | 0.8 | 365 | 7.8468 | 0.72965 | 8 | 0.57644
78627 | 7.26 | 0.8 | 365 | 6.6396 | 0.30971 | 6 | 0.9493
78629 | 11.685 | 0.8 | 365 | 10.6864 | 0.42203 | 11 | 0.10847
78630 | 11.88 | 0.8 | 365 | 10.8648 | 0.77952 | 11 | 0.6443
78632 | 10.83 | 0.8 | 365 | 9.9045 | 0.85456 | 10 | 0.75907
78634 | 4.56 | 0.8 | 365 | 4.1703 | 0.35982 | 4 | 0.53014
78635 | 9.69 | 0.8 | 365 | 8.8619 | 0.76461 | 9 | 0.62654
78636 | 5.7 | 0.8 | 365 | 5.2129 | 0.44977 | 5 | 0.66267
74231 | 9.8 | 0.8 | 365 | 8.9625 | 0.96627 | 9 | 0.9288
78643 | 5.7 | 0.8 | 365 | 5.2129 | 0.44977 | 5 | 0.66267
78644 | 6.84 | 0.8 | 365 | 6.2555 | 0.53972 | 6 | 0.7952
52725 | 1367.6 | 1 | 365 | 1563.413 | 0.014042 | 1563 | 0.42701
78663 | 8.55 | 0.8 | 365 | 7.8194 | 0.67465 | 8 | 0.494
78664 | 7.695 | 0.8 | 365 | 7.0374 | 0.10719 | 7 | 0.1446
78665 | 3.42 | 0.8 | 365 | 3.1277 | 0.26986 | 3 | 0.3976
78666 | 6.84 | 0.8 | 365 | 6.2555 | 0.53972 | 6 | 0.7952
78668 | 5.13 | 0.8 | 365 | 4.6916 | 0.40479 | 5 | 0.096403
78659 | 6.27 | 0.8 | 365 | 5.7342 | 0.49475 | 6 | 0.22894
78660 | 12.825 | 0.8 | 365 | 11.729 | 0.51198 | 12 | 0.24101
78657 | 4.56 | 0.8 | 365 | 4.1703 | 0.35982 | 4 | 0.53014
78672 | 13.16 | 0.8 | 365 | 12.0354 | 0.12613 | 12 | 0.16153
78594 | 9.72 | 0.8 | 365 | 8.8894 | 0.81961 | 9 | 0.70897
78633 | 7.92 | 0.8 | 365 | 7.2432 | 0.51968 | 7 | 0.76287
78676 | 2.61 | 0.8 | 365 | 2.387 | 0.78489 | 3 | 0.17185
78679 | 8.7 | 0.8 | 365 | 7.9565 | 0.94965 | 8 | 0.90618
78671 | 19.6 | 0.8 | 365 | 17.9251 | 0.93254 | 18 | 0.8576
78682 | 5.12 | 0.8 | 365 | 4.6825 | 0.38646 | 5 | 0.068924
78434 | 4.275 | 0.8 | 365 | 3.9097 | 0.83733 | 4 | 0.747
64894 | 540 | 0.7 | 365 | 432.122 | 0.23085 | 432 | 0.35289
78661 | 11.7 | 0.8 | 365 | 10.7002 | 0.44953 | 11 | 0.14969
63472 | 2288.88 | 0.8 | 365 | 2093.2815 | 0.18722 | 2093 | 0.46869
78688 | 8.265 | 0.8 | 365 | 7.5587 | 0.15216 | 7 | 0.71087
78690 | 9.69 | 0.8 | 365 | 8.8619 | 0.76461 | 9 | 0.62654
78162 | 5.61 | 0.8 | 365 | 5.1306 | 0.28477 | 5 | 0.41536
78157 | 11.115 | 0.8 | 365 | 10.1652 | 0.37705 | 10 | 0.54221
78359 | 11.115 | 0.8 | 365 | 10.1652 | 0.37705 | 10 | 0.54221
78165 | 5.7 | 0.8 | 365 | 5.2129 | 0.44977 | 5 | 0.66267
78285 | 10.83 | 0.8 | 365 | 9.9045 | 0.85456 | 10 | 0.75907
78691 | 7.59 | 0.8 | 365 | 6.9414 | 0.91469 | 7 | 0.85608
78692 | 6.84 | 0.8 | 365 | 6.2555 | 0.53972 | 6 | 0.7952
78693 | 10.545 | 0.8 | 365 | 9.6439 | 0.33207 | 9 | 0.97594
78694 | 10.92 | 0.8 | 365 | 9.9868 | 0.019557 | 10 | 0.0063779
78695 | 7.15 | 0.8 | 365 | 6.539 | 0.10804 | 6 | 0.64703
78696 | 7.41 | 0.8 | 365 | 6.7768 | 0.5847 | 7 | 0.36147
78697 | 10.44 | 0.8 | 365 | 9.5478 | 0.13958 | 9 | 0.68742
78698 | 3.19 | 0.8 | 365 | 2.9174 | 0.8482 | 3 | 0.7656
78700 | 11.7 | 0.8 | 365 | 10.7002 | 0.44953 | 11 | 0.14969
78699 | 5.7 | 0.8 | 365 | 5.2129 | 0.44977 | 5 | 0.66267
51514 | 348 | 0.7 | 365 | 278.4786 | 0.23766 | 278 | 0.71631
78702 | 5.61 | 0.8 | 365 | 5.1306 | 0.28477 | 5 | 0.41536
78703 | 6.27 | 0.8 | 365 | 5.7342 | 0.49475 | 6 | 0.22894
78701 | 10.15 | 0.8 | 365 | 9.2826 | 0.60792 | 9 | 0.89054
78540 | 8.41 | 0.8 | 365 | 7.6913 | 0.41799 | 8 | 0.10931
78704 | 7.41 | 0.8 | 365 | 6.7768 | 0.5847 | 7 | 0.36147
78705 | 11.4 | 0.8 | 365 | 10.4258 | 0.89954 | 11 | 0.32534
78706 | 6.48 | 0.8 | 365 | 5.9262 | 0.87974 | 6 | 0.80598
74782 | 504 | 0.6 | 365 | 345.6976 | 0.98468 | 346 | 0.68231
78393 | 5.04 | 0.8 | 365 | 4.6093 | 0.2398 | 4 | 0.8491
78139 | 8.58 | 0.8 | 365 | 7.8468 | 0.72965 | 8 | 0.57644
78291 | 31.5 | 0.6 | 365 | 21.6061 | 0.31154 | 21 | 0.91764
78723 | 9.45 | 0.8 | 365 | 8.6424 | 0.32462 | 8 | 0.96706
78724 | 14.28 | 0.8 | 365 | 13.0597 | 0.17942 | 13 | 0.23911
78719 | 3.99 | 0.8 | 365 | 3.649 | 0.31484 | 3 | 0.96387
78725 | 11.725 | 0.8 | 365 | 10.723 | 0.49536 | 11 | 0.21839
78332 | 5.6 | 0.8 | 365 | 5.1214 | 0.26644 | 5 | 0.38789
78712 | 11.31 | 0.8 | 365 | 10.3435 | 0.73454 | 11 | 0.078034
78726 | 13.05 | 0.8 | 365 | 11.9348 | 0.92447 | 12 | 0.85927
78727 | 3.84 | 0.8 | 365 | 3.5118 | 0.039844 | 3 | 0.55169
78710 | 4.35 | 0.8 | 365 | 3.9783 | 0.97482 | 4 | 0.95309
78729 | 8.58 | 0.8 | 365 | 7.8468 | 0.72965 | 8 | 0.57644
78730 | 5.695 | 0.8 | 365 | 5.2083 | 0.4406 | 5 | 0.64893
78715 | 3.19 | 0.8 | 365 | 2.9174 | 0.8482 | 3 | 0.7656
78731 | 9.765 | 0.8 | 365 | 8.9305 | 0.9021 | 9 | 0.83263
78720 | 4.2 | 0.8 | 365 | 3.8411 | 0.69983 | 4 | 0.54091
78714 | 6.67 | 0.8 | 365 | 6.1 | 0.22806 | 6 | 0.32807
78735 | 5.4 | 0.8 | 365 | 4.9385 | 0.89978 | 5 | 0.83832
78713 | 8.265 | 0.8 | 365 | 7.5587 | 0.15216 | 7 | 0.71087
78147 | 8.64 | 0.8 | 365 | 7.9017 | 0.83965 | 8 | 0.74131
78736 | 11.6 | 0.8 | 365 | 10.6087 | 0.2662 | 10 | 0.87491
78739 | 6.825 | 0.8 | 365 | 6.2418 | 0.51222 | 6 | 0.75399
78740 | 5.04 | 0.8 | 365 | 4.6093 | 0.2398 | 4 | 0.8491
78741 | 8.265 | 0.8 | 365 | 7.5587 | 0.15216 | 7 | 0.71087
78742 | 7.2 | 0.8 | 365 | 6.5847 | 0.19971 | 6 | 0.78442
78743 | 7.98 | 0.8 | 365 | 7.2981 | 0.62968 | 7 | 0.92774
78718 | 8.12 | 0.8 | 365 | 7.4261 | 0.88634 | 8 | 0.31243
78717 | 3.77 | 0.8 | 365 | 3.4478 | 0.91151 | 4 | 0.35934
78745 | 6.4 | 0.8 | 365 | 5.8531 | 0.73307 | 6 | 0.58616
78746 | 5.7 | 0.8 | 365 | 5.2129 | 0.44977 | 5 | 0.66267
78722 | 9.86 | 0.8 | 365 | 9.0174 | 0.076267 | 9 | 0.093671
78721 | 7.125 | 0.8 | 365 | 6.5161 | 0.062211 | 6 | 0.57834
78747 | 7.98 | 0.8 | 365 | 7.2981 | 0.62968 | 7 | 0.92774
50327 | 1659.84 | 0.9 | 365 | 1707.7463 | 0.34431 | 1708 | 0.090613
78748 | 9.8 | 0.8 | 365 | 8.9625 | 0.96627 | 9 | 0.9288
78012 | 7.98 | 0.8 | 365 | 7.2981 | 0.62968 | 7 | 0.92774
78751 | 11.39 | 0.8 | 365 | 10.4167 | 0.8812 | 11 | 0.29786
78752 | 11.22 | 0.8 | 365 | 10.2612 | 0.56955 | 10 | 0.83073
76005 | 1279.26 | 0.55 | 365 | 804.3334 | 0.36498 | 804 | 0.69842
78753 | 5.58 | 0.8 | 365 | 5.1032 | 0.22977 | 5 | 0.33293
78754 | 8.4 | 0.8 | 365 | 7.6822 | 0.39966 | 8 | 0.081829
78756 | 9 | 0.8 | 365 | 8.2309 | 0.49964 | 8 | 0.73053
78757 | 8.04 | 0.8 | 365 | 7.3529 | 0.73967 | 8 | 0.092608
78759 | 5.12 | 0.8 | 365 | 4.6825 | 0.38646 | 5 | 0.068924
78760 | 2.9 | 0.8 | 365 | 2.6522 | 0.31655 | 2 | 0.96873
78758 | 4.125 | 0.8 | 365 | 3.7725 | 0.56233 | 4 | 0.33483
78761 | 9.9 | 0.8 | 365 | 9.054 | 0.1496 | 9 | 0.20358
78762 | 9.24 | 0.8 | 365 | 8.4504 | 0.93963 | 9 | 0.39001
78764 | 7.26 | 0.8 | 365 | 6.6396 | 0.30971 | 6 | 0.9493
78767 | 6 | 0.8 | 365 | 5.4873 | 0.99976 | 6 | 0.48702
78769 | 3.575 | 0.8 | 365 | 3.2695 | 0.55402 | 3 | 0.82352
78771 | 5.94 | 0.8 | 365 | 5.4324 | 0.88976 | 6 | 0.32215
78281 | 8.375 | 0.8 | 365 | 7.6593 | 0.35383 | 8 | 0.013133
77478 | 5.13 | 0.8 | 365 | 4.6916 | 0.40479 | 5 | 0.096403
74969 | 2.8 | 0.8 | 365 | 2.5607 | 0.13322 | 2 | 0.69394
76023 | 3.135 | 0.8 | 365 | 2.8671 | 0.74737 | 3 | 0.61447
78770 | 11.275 | 0.8 | 365 | 10.3115 | 0.67038 | 10 | 0.98186
78772 | 5.775 | 0.8 | 365 | 5.2815 | 0.58727 | 5 | 0.86876
78773 | 10.45 | 0.8 | 365 | 9.557 | 0.15791 | 9 | 0.71489
78777 | 3.99 | 0.8 | 365 | 3.649 | 0.31484 | 3 | 0.96387
78708 | 8.96 | 0.8 | 365 | 8.1943 | 0.4263 | 8 | 0.62062
78707 | 11.76 | 0.8 | 365 | 10.755 | 0.55952 | 11 | 0.31456
77803 | 9.9 | 0.8 | 365 | 9.054 | 0.1496 | 9 | 0.20358
78781 | 7.7 | 0.8 | 365 | 7.042 | 0.11635 | 7 | 0.15834
78783 | 10.15 | 0.8 | 365 | 9.2826 | 0.60792 | 9 | 0.89054
78784 | 7.35 | 0.8 | 365 | 6.7219 | 0.4747 | 7 | 0.1966
78785 | 6.3 | 0.8 | 365 | 5.7616 | 0.54974 | 6 | 0.31137
78786 | 13.3 | 0.8 | 365 | 12.1634 | 0.38279 | 12 | 0.54623
78789 | 9.57 | 0.8 | 365 | 8.7522 | 0.54461 | 9 | 0.2968
78790 | 7.35 | 0.8 | 365 | 6.7219 | 0.4747 | 7 | 0.1966
78791 | 7.035 | 0.8 | 365 | 6.4338 | 0.89721 | 7 | 0.33103
78792 | 11.6 | 0.8 | 365 | 10.6087 | 0.2662 | 10 | 0.87491
78794 | 7.68 | 0.8 | 365 | 7.0237 | 0.079689 | 7 | 0.10339
78795 | 7.41 | 0.8 | 365 | 6.7768 | 0.5847 | 7 | 0.36147
78797 | 4.64 | 0.8 | 365 | 4.2435 | 0.50648 | 4 | 0.74996
78803 | 5.36 | 0.8 | 365 | 4.902 | 0.82645 | 5 | 0.72841
78775 | 9.9 | 0.8 | 365 | 9.054 | 0.1496 | 9 | 0.20358
78808 | 6 | 0.8 | 365 | 5.4873 | 0.99976 | 6 | 0.48702
78814 | 6.555 | 0.8 | 365 | 5.9948 | 0.017234 | 6 | 0.01207
78812 | 7.8 | 0.8 | 365 | 7.1334 | 0.29968 | 7 | 0.43313
78819 | 12.87 | 0.8 | 365 | 11.7702 | 0.59448 | 12 | 0.36466
78820 | 7.26 | 0.8 | 365 | 6.6396 | 0.30971 | 6 | 0.9493
78822 | 7.56 | 0.8 | 365 | 6.914 | 0.85969 | 7 | 0.77365
78823 | 4.4 | 0.8 | 365 | 4.024 | 0.066488 | 4 | 0.090482
77624 | 4.56 | 0.8 | 365 | 4.1703 | 0.35982 | 4 | 0.53014
77779 | 12.825 | 0.8 | 365 | 11.729 | 0.51198 | 12 | 0.24101
75151 | 3.08 | 0.8 | 365 | 2.8168 | 0.64654 | 3 | 0.46334
76965 | 3.705 | 0.8 | 365 | 3.3884 | 0.79235 | 4 | 0.18074
77375 | 4.275 | 0.8 | 365 | 3.9097 | 0.83733 | 4 | 0.747
74974 | 3.135 | 0.8 | 365 | 2.8671 | 0.74737 | 3 | 0.61447
78825 | 6.6 | 0.8 | 365 | 6.036 | 0.099732 | 6 | 0.13572
78826 | 8.1 | 0.8 | 365 | 7.4078 | 0.84967 | 8 | 0.25748
78827 | 7.8 | 0.8 | 365 | 7.1334 | 0.29968 | 7 | 0.43313
78828 | 8.125 | 0.8 | 365 | 7.4307 | 0.8955 | 8 | 0.32617
78830 | 13.5 | 0.8 | 365 | 12.3463 | 0.74945 | 13 | 0.095797
78831 | 9 | 0.8 | 365 | 8.2309 | 0.49964 | 8 | 0.73053
78832 | 6.6 | 0.8 | 365 | 6.036 | 0.099732 | 6 | 0.13572
76662 | 4.76 | 0.8 | 365 | 4.3532 | 0.72647 | 5 | 0.079703
77378 | 3.08 | 0.8 | 365 | 2.8168 | 0.64654 | 3 | 0.46334
78307 | 17.67 | 0.8 | 365 | 16.16 | 0.39428 | 16 | 0.55428
78833 | 6 | 0.8 | 365 | 5.4873 | 0.99976 | 6 | 0.48702
78834 | 10.08 | 0.8 | 365 | 9.2186 | 0.47959 | 9 | 0.69819
78835 | 7.41 | 0.8 | 365 | 6.7768 | 0.5847 | 7 | 0.36147
78836 | 9.045 | 0.8 | 365 | 8.2721 | 0.58213 | 8 | 0.85418
78837 | 6.93 | 0.8 | 365 | 6.3378 | 0.70472 | 7 | 0.042509
78838 | 6.57 | 0.8 | 365 | 6.0086 | 0.044734 | 6 | 0.053288
78839 | 5.12 | 0.8 | 365 | 4.6825 | 0.38646 | 5 | 0.068924
78841 | 7.125 | 0.8 | 365 | 6.5161 | 0.062211 | 6 | 0.57834
78842 | 7.68 | 0.8 | 365 | 7.0237 | 0.079689 | 7 | 0.10339
78843 | 6 | 0.8 | 365 | 5.4873 | 0.99976 | 6 | 0.48702
78844 | 8.04 | 0.8 | 365 | 7.3529 | 0.73967 | 8 | 0.092608
35167 | 43.4 | 0.8 | 365 | 39.6912 | 0.56491 | 40 | 0.25612
35196 | 37.24 | 0.8 | 365 | 34.0576 | 0.27182 | 34 | 0.32944
35211 | 62.72 | 0.8 | 365 | 57.3602 | 0.98412 | 58 | 0.34432
35230 | 38.64 | 0.8 | 365 | 35.338 | 0.83843 | 36 | 0.17641
34753 | 846.72 | 1 | 365 | 967.9534 | 0.3571 | 968 | 0.31047
29943 | 1048.32 | 1 | 365 | 1198.4185 | 0.34689 | 1198 | 0.76534
78845 | 4.48 | 0.8 | 365 | 4.0972 | 0.21315 | 4 | 0.31031
78840 | 9.9 | 0.8 | 365 | 9.054 | 0.1496 | 9 | 0.20358
78846 | 13.08 | 0.8 | 365 | 11.9622 | 0.97947 | 12 | 0.94171
22231 | 8.06 | 1 | 365 | 9.214 | 0.47042 | 9 | 0.68446
78847 | 9.045 | 0.8 | 365 | 8.2721 | 0.58213 | 8 | 0.85418
78848 | 11.772 | 0.8 | 365 | 10.766 | 0.58152 | 11 | 0.34753
78800 | 8.12 | 0.8 | 365 | 7.4261 | 0.88634 | 8 | 0.31243
78849 | 4.578 | 0.8 | 365 | 4.1868 | 0.39281 | 4 | 0.5796
78802 | 11.31 | 0.8 | 365 | 10.3435 | 0.73454 | 11 | 0.078034
78805 | 8.7 | 0.8 | 365 | 7.9565 | 0.94965 | 8 | 0.90618
78850 | 7.125 | 0.8 | 365 | 6.5161 | 0.062211 | 6 | 0.57834
78807 | 5.51 | 0.8 | 365 | 5.0391 | 0.10144 | 5 | 0.14058
78810 | 4.35 | 0.8 | 365 | 3.9783 | 0.97482 | 4 | 0.95309
78813 | 10.44 | 0.8 | 365 | 9.5478 | 0.13958 | 9 | 0.68742
78816 | 3.19 | 0.8 | 365 | 2.9174 | 0.8482 | 3 | 0.7656
78818 | 6.09 | 0.8 | 365 | 5.5696 | 0.16475 | 5 | 0.73433
78821 | 12.54 | 0.8 | 365 | 11.4684 | 0.98949 | 12 | 0.45787
72722 | 399.36 | 0.6 | 365 | 273.9242 | 0.10786 | 274 | 0.032078
78851 | 10.385 | 0.8 | 365 | 9.4975 | 0.038746 | 9 | 0.53629
78853 | 4.355 | 0.8 | 365 | 3.9828 | 0.98399 | 4 | 0.96683
78854 | 5.2 | 0.8 | 365 | 4.7556 | 0.53312 | 5 | 0.28875
78855 | 13.44 | 0.8 | 365 | 12.2915 | 0.63946 | 12 | 0.93093
78856 | 8.4 | 0.8 | 365 | 7.6822 | 0.39966 | 8 | 0.081829
78857 | 4.8 | 0.8 | 365 | 4.3898 | 0.79981 | 5 | 0.18962
78859 | 5.2 | 0.8 | 365 | 4.7556 | 0.53312 | 5 | 0.28875
78860 | 8.55 | 0.8 | 365 | 7.8194 | 0.67465 | 8 | 0.494
78862 | 9.715 | 0.8 | 365 | 8.8848 | 0.81044 | 9 | 0.69523
77450 | 3.99 | 0.8 | 365 | 3.649 | 0.31484 | 3 | 0.96387
78865 | 4.96 | 0.8 | 365 | 4.5361 | 0.093132 | 4 | 0.62927
78337 | 8.25 | 0.8 | 365 | 7.545 | 0.12467 | 7 | 0.66965
78866 | 7 | 0.8 | 365 | 6.4018 | 0.83305 | 7 | 0.23486
78861 | 4.76 | 0.8 | 365 | 4.3532 | 0.72647 | 5 | 0.079703
78868 | 12.73 | 0.8 | 365 | 11.6421 | 0.33782 | 11 | 0.97996
78870 | 5.36 | 0.8 | 365 | 4.902 | 0.82645 | 5 | 0.72841
78869 | 11.31 | 0.8 | 365 | 10.3435 | 0.73454 | 11 | 0.078034
78871 | 8.99 | 0.8 | 365 | 8.2218 | 0.4813 | 8 | 0.70305
78873 | 7.35 | 0.8 | 365 | 6.7219 | 0.4747 | 7 | 0.1966
78872 | 8.7 | 0.8 | 365 | 7.9565 | 0.94965 | 8 | 0.90618
78339 | 24.94 | 0.8 | 365 | 22.8087 | 0.72232 | 23 | 0.53105
78874 | 6.38 | 0.8 | 365 | 5.8348 | 0.69641 | 6 | 0.5312
78340 | 7.8 | 0.8 | 365 | 7.1334 | 0.29968 | 7 | 0.43313
78879 | 5.36 | 0.8 | 365 | 4.902 | 0.82645 | 5 | 0.72841
78880 | 5.4 | 0.8 | 365 | 4.9385 | 0.89978 | 5 | 0.83832
77968 | 4.06 | 0.8 | 365 | 3.713 | 0.44317 | 4 | 0.15622
78864 | 4.275 | 0.8 | 365 | 3.9097 | 0.83733 | 4 | 0.747
78881 | 6 | 0.8 | 365 | 5.4873 | 0.99976 | 6 | 0.48702
78878 | 6.38 | 0.8 | 365 | 5.8348 | 0.69641 | 6 | 0.5312
78883 | 6.365 | 0.8 | 365 | 5.8211 | 0.66891 | 6 | 0.48998
78882 | 8.55 | 0.8 | 365 | 7.8194 | 0.67465 | 8 | 0.494
78884 | 7.8 | 0.8 | 365 | 7.1334 | 0.29968 | 7 | 0.43313
78886 | 3.24 | 1 | 365 | 3.7039 | 0.42484 | 4 | 0.12874
78887 | 3 | 0.8 | 365 | 2.7436 | 0.49988 | 3 | 0.24351
78891 | 3.9 | 0.8 | 365 | 3.5667 | 0.14984 | 3 | 0.71656
78892 | 5.13 | 0.8 | 365 | 4.6916 | 0.40479 | 5 | 0.096403
78893 | 3.9 | 0.8 | 365 | 3.5667 | 0.14984 | 3 | 0.71656
78895 | 6.38 | 0.8 | 365 | 5.8348 | 0.69641 | 6 | 0.5312
78896 | 2.32 | 0.8 | 365 | 2.1217 | 0.25324 | 2 | 0.37498
78897 | 4.56 | 0.8 | 365 | 4.1703 | 0.35982 | 4 | 0.53014
78898 | 8.7 | 0.8 | 365 | 7.9565 | 0.94965 | 8 | 0.90618
78899 | 4.275 | 0.8 | 365 | 3.9097 | 0.83733 | 4 | 0.747
78900 | 3.19 | 0.8 | 365 | 2.9174 | 0.8482 | 3 | 0.7656
78902 | 5.13 | 0.8 | 365 | 4.6916 | 0.40479 | 5 | 0.096403
78903 | 8.58 | 0.8 | 365 | 7.8468 | 0.72965 | 8 | 0.57644
78906 | 13.34 | 0.8 | 365 | 12.2 | 0.45613 | 12 | 0.65614
78907 | 3.64 | 0.8 | 365 | 3.3289 | 0.67319 | 4 | 0.002126
78908 | 2.9 | 0.8 | 365 | 2.6522 | 0.31655 | 2 | 0.96873
78909 | 4.275 | 0.8 | 365 | 3.9097 | 0.83733 | 4 | 0.747
78910 | 8.99 | 0.8 | 365 | 8.2218 | 0.4813 | 8 | 0.70305
78911 | 7.125 | 0.8 | 365 | 6.5161 | 0.062211 | 6 | 0.57834
78912 | 10.44 | 0.8 | 365 | 9.5478 | 0.13958 | 9 | 0.68742
78913 | 5.6 | 0.8 | 365 | 5.1214 | 0.26644 | 5 | 0.38789
78914 | 11.88 | 0.8 | 365 | 10.8648 | 0.77952 | 11 | 0.6443
78915 | 6.6 | 0.8 | 365 | 6.036 | 0.099732 | 6 | 0.13572
78916 | 7.41 | 0.8 | 365 | 6.7768 | 0.5847 | 7 | 0.36147
78917 | 12.76 | 0.8 | 365 | 11.6696 | 0.39282 | 12 | 0.062398
78918 | 3.48 | 0.8 | 365 | 3.1826 | 0.37986 | 3 | 0.56247
78919 | 7.25 | 0.8 | 365 | 6.6304 | 0.29137 | 6 | 0.92182
78924 | 4.8 | 0.8 | 365 | 4.3898 | 0.79981 | 5 | 0.18962
78877 | 6.38 | 0.8 | 365 | 5.8348 | 0.69641 | 6 | 0.5312
78867 | 12.76 | 0.8 | 365 | 11.6696 | 0.39282 | 12 | 0.062398
78875 | 7.83 | 0.8 | 365 | 7.1609 | 0.35468 | 7 | 0.51556
78922 | 8.265 | 0.8 | 365 | 7.5587 | 0.15216 | 7 | 0.71087
78923 | 8.41 | 0.8 | 365 | 7.6913 | 0.41799 | 8 | 0.10931
78927 | 10.92 | 0.8 | 365 | 9.9868 | 0.019557 | 10 | 0.0063779
78928 | 4.35 | 0.8 | 365 | 3.9783 | 0.97482 | 4 | 0.95309
78926 | 2.4 | 0.8 | 365 | 2.1949 | 0.3999 | 2 | 0.59481
78935 | 8.12 | 0.8 | 365 | 7.4261 | 0.88634 | 8 | 0.31243
78801 | 7.92 | 0.8 | 365 | 7.2432 | 0.51968 | 7 | 0.76287
78885 | 10.56 | 0.8 | 365 | 9.6576 | 0.35957 | 10 | 0.017157
78626 | 5.85 | 0.8 | 365 | 5.3501 | 0.72476 | 6 | 0.074845
78938 | 9.1 | 0.8 | 365 | 8.3224 | 0.68296 | 9 | 0.0053149
78936 | 5.67 | 0.8 | 365 | 5.1855 | 0.39477 | 5 | 0.58023
77885 | 4.56 | 1 | 365 | 5.2129 | 0.44977 | 5 | 0.66267
78940 | 7.26 | 0.8 | 365 | 6.6396 | 0.30971 | 6 | 0.9493
78946 | 4.56 | 0.8 | 365 | 4.1703 | 0.35982 | 4 | 0.53014
78948 | 5.58 | 0.8 | 365 | 5.1032 | 0.22977 | 5 | 0.33293
78950 | 5.04 | 0.8 | 365 | 4.6093 | 0.2398 | 4 | 0.8491
78949 | 3.3 | 0.8 | 365 | 3.018 | 0.049866 | 3 | 0.067861
78951 | 8.37 | 0.8 | 365 | 7.6547 | 0.34466 | 7 | 0.99939
78934 | 7.92 | 0.8 | 365 | 7.2432 | 0.51968 | 7 | 0.76287
78952 | 6.16 | 0.8 | 365 | 5.6336 | 0.29308 | 5 | 0.92667
78933 | 11.97 | 0.8 | 365 | 10.9471 | 0.94451 | 11 | 0.89161
78953 | 24.75 | 0.8 | 365 | 22.635 | 0.374 | 23 | 0.0089608
78780 | 10.26 | 0.8 | 365 | 9.3832 | 0.80958 | 10 | 0.19281
78939 | 9.75 | 0.8 | 365 | 8.9168 | 0.8746 | 9 | 0.79141
78956 | 19.095 | 0.8 | 365 | 17.4632 | 0.006726 | 17 | 0.46994
78957 | 4.845 | 0.8 | 365 | 4.431 | 0.8823 | 5 | 0.31327
78958 | 9.405 | 0.8 | 365 | 8.6013 | 0.24212 | 8 | 0.84341
78959 | 10.545 | 0.8 | 365 | 9.6439 | 0.33207 | 9 | 0.97594
78960 | 10.8 | 0.8 | 365 | 9.8771 | 0.79956 | 10 | 0.67664
78961 | 10.26 | 0.8 | 365 | 9.3832 | 0.80958 | 10 | 0.19281
78962 | 6.08 | 0.8 | 365 | 5.5604 | 0.14642 | 5 | 0.70685
78947 | 9.69 | 0.8 | 365 | 8.8619 | 0.76461 | 9 | 0.62654
78945 | 5.13 | 0.8 | 365 | 4.6916 | 0.40479 | 5 | 0.096403
78965 | 9.36 | 0.8 | 365 | 8.5601 | 0.15962 | 8 | 0.71975
78966 | 7.8 | 0.8 | 365 | 7.1334 | 0.29968 | 7 | 0.43313
78967 | 13.11 | 0.8 | 365 | 11.9897 | 0.034469 | 12 | 0.02414
78968 | 4.35 | 0.8 | 365 | 3.9783 | 0.97482 | 4 | 0.95309
78969 | 6.96 | 0.8 | 365 | 6.3652 | 0.75972 | 7 | 0.12494
78970 | 6.67 | 0.8 | 365 | 6.1 | 0.22806 | 6 | 0.32807
78971 | 5.415 | 0.8 | 365 | 4.9523 | 0.92728 | 5 | 0.87954
78972 | 6.67 | 0.8 | 365 | 6.1 | 0.22806 | 6 | 0.32807
78973 | 9.86 | 0.8 | 365 | 9.0174 | 0.076267 | 9 | 0.093671
78974 | 6.67 | 0.8 | 365 | 6.1 | 0.22806 | 6 | 0.32807
78976 | 14.405 | 0.8 | 365 | 13.174 | 0.40858 | 13 | 0.58259
78977 | 4.06 | 0.8 | 365 | 3.713 | 0.44317 | 4 | 0.15622
36957 | 47.088 | 0.9 | 365 | 48.4471 | 0.11685 | 48 | 0.56391
78981 | 3.3 | 0.8 | 365 | 3.018 | 0.049866 | 3 | 0.067861
78982 | 10.44 | 0.8 | 365 | 9.5478 | 0.13958 | 9 | 0.68742
78983 | 6.96 | 0.8 | 365 | 6.3652 | 0.75972 | 7 | 0.12494
78985 | 7.25 | 0.8 | 365 | 6.6304 | 0.29137 | 6 | 0.92182
78986 | 8.41 | 0.8 | 365 | 7.6913 | 0.41799 | 8 | 0.10931
78988 | 3.48 | 0.8 | 365 | 3.1826 | 0.37986 | 3 | 0.56247
78984 | 3.99 | 0.8 | 365 | 3.649 | 0.31484 | 3 | 0.96387
78990 | 9.57 | 0.8 | 365 | 8.7522 | 0.54461 | 9 | 0.2968
78989 | 7.41 | 0.8 | 365 | 6.7768 | 0.5847 | 7 | 0.36147
78991 | 7.41 | 0.8 | 365 | 6.7768 | 0.5847 | 7 | 0.36147
78992 | 2.9 | 0.8 | 365 | 2.6522 | 0.31655 | 2 | 0.96873
78994 | 4.845 | 0.8 | 365 | 4.431 | 0.8823 | 5 | 0.31327
64259 | 648.72 | 0.65 | 365 | 482.0424 | 0.30114 | 482 | 0.34356
52733 | 1990.235 | 1 | 365 | 2275.1968 | 0.85437 | 2276 | 0.051217
78998 | 6.6 | 0.8 | 365 | 6.036 | 0.099732 | 6 | 0.13572
79000 | 8.55 | 0.8 | 365 | 7.8194 | 0.67465 | 8 | 0.494
79001 | 6.16 | 0.8 | 365 | 5.6336 | 0.29308 | 5 | 0.92667
79002 | 13.325 | 0.8 | 365 | 12.1863 | 0.42863 | 12 | 0.61493
79003 | 16.32 | 0.8 | 365 | 14.9254 | 0.91934 | 15 | 0.8447
78979 | 6.67 | 0.8 | 365 | 6.1 | 0.22806 | 6 | 0.32807
79008 | 5.22 | 0.8 | 365 | 4.7739 | 0.56979 | 5 | 0.34371
79007 | 8 | 0.8 | 365 | 7.3164 | 0.66634 | 7 | 0.98269
78987 | 3.77 | 0.8 | 365 | 3.4478 | 0.91151 | 4 | 0.35934
78993 | 5.13 | 0.8 | 365 | 4.6916 | 0.40479 | 5 | 0.096403
78995 | 6.67 | 0.8 | 365 | 6.1 | 0.22806 | 6 | 0.32807
79012 | 5.886 | 0.8 | 365 | 5.383 | 0.79076 | 6 | 0.17377
79015 | 9.57 | 0.8 | 365 | 8.7522 | 0.54461 | 9 | 0.2968
79016 | 4.64 | 0.8 | 365 | 4.2435 | 0.50648 | 4 | 0.74996
79021 | 11.04 | 0.8 | 365 | 10.0966 | 0.23955 | 10 | 0.33612
79020 | 10.08 | 0.8 | 365 | 9.2186 | 0.47959 | 9 | 0.69819
79023 | 10.695 | 0.8 | 365 | 9.781 | 0.60707 | 10 | 0.38811
34549 | 2050.2 | 0.7 | 365 | 1640.6233 | 0.78979 | 1641 | 0.41313
78750 | 639.18 | 0.65 | 365 | 474.9536 | 0.090825 | 475 | 0.04439
79013 | 8.96 | 0.8 | 365 | 8.1943 | 0.4263 | 8 | 0.62062
79040 | 7.36 | 0.8 | 365 | 6.731 | 0.49304 | 7 | 0.22408
79042 | 13.2 | 0.8 | 365 | 12.072 | 0.19946 | 12 | 0.27145
79044 | 8.58 | 0.8 | 365 | 7.8468 | 0.72965 | 8 | 0.57644
79049 | 8.64 | 0.8 | 365 | 7.9017 | 0.83965 | 8 | 0.74131
79050 | 12 | 0.8 | 365 | 10.9745 | 0.99951 | 11 | 0.97404
79051 | 7.56 | 0.8 | 365 | 6.914 | 0.85969 | 7 | 0.77365
79052 | 11.39 | 0.8 | 365 | 10.4167 | 0.8812 | 11 | 0.29786
79039 | 5.04 | 0.8 | 365 | 4.6093 | 0.2398 | 4 | 0.8491
79047 | 5.795 | 0.8 | 365 | 5.2998 | 0.62393 | 5 | 0.92371
78563 | 8.4 | 0.8 | 365 | 7.6822 | 0.39966 | 8 | 0.081829
78650 | 10.92 | 0.8 | 365 | 9.9868 | 0.019557 | 10 | 0.0063779
78651 | 9.6 | 0.8 | 365 | 8.7796 | 0.59961 | 9 | 0.37923
78680 | 8.04 | 0.8 | 365 | 7.3529 | 0.73967 | 8 | 0.092608
78684 | 7.2 | 0.8 | 365 | 6.5847 | 0.19971 | 6 | 0.78442
78734 | 12.96 | 0.8 | 365 | 11.8525 | 0.75947 | 12 | 0.61196
78737 | 103.48 | 0.6 | 365 | 70.9778 | 0.28185 | 71 | 0.25961
78806 | 6.555 | 0.8 | 365 | 5.9948 | 0.017234 | 6 | 0.01207
78824 | 15.12 | 0.8 | 365 | 13.8279 | 0.71939 | 14 | 0.54729
78815 | 10.695 | 0.8 | 365 | 9.781 | 0.60707 | 10 | 0.38811
78930 | 11.2 | 0.8 | 365 | 10.2429 | 0.53288 | 10 | 0.77577
78955 | 4.845 | 0.8 | 365 | 4.431 | 0.8823 | 5 | 0.31327
78817 | 22.365 | 0.8 | 365 | 20.4538 | 0.0015935 | 20 | 0.45537
79006 | 8.25 | 0.8 | 365 | 7.545 | 0.12467 | 7 | 0.66965
79009 | 7.84 | 0.8 | 365 | 7.17 | 0.37302 | 7 | 0.54304
79011 | 9.9 | 0.8 | 365 | 9.054 | 0.1496 | 9 | 0.20358
78996 | 5.8 | 0.8 | 365 | 5.3044 | 0.6331 | 5 | 0.93745
79055 | 11.84 | 0.8 | 365 | 10.8282 | 0.70619 | 11 | 0.53439
79056 | 3.24 | 0.8 | 365 | 2.9631 | 0.93987 | 3 | 0.90299
79019 | 2.85 | 0.8 | 365 | 2.6065 | 0.22488 | 2 | 0.83133
79022 | 7.83 | 0.8 | 365 | 7.1609 | 0.35468 | 7 | 0.51556
79058 | 7.68 | 0.8 | 365 | 7.0237 | 0.079689 | 7 | 0.10339
79060 | 8.235 | 0.8 | 365 | 7.5313 | 0.097166 | 7 | 0.62844
79029 | 5.8 | 0.8 | 365 | 5.3044 | 0.6331 | 5 | 0.93745
79061 | 9.48 | 0.8 | 365 | 8.6699 | 0.37962 | 9 | 0.049493
79063 | 5.415 | 0.8 | 365 | 4.9523 | 0.92728 | 5 | 0.87954
79031 | 2.28 | 0.8 | 365 | 2.0852 | 0.17991 | 2 | 0.26507
79064 | 6.96 | 0.8 | 365 | 6.3652 | 0.75972 | 7 | 0.12494
79062 | 10.5 | 0.8 | 365 | 9.6027 | 0.24957 | 9 | 0.85229
79066 | 6.96 | 0.8 | 365 | 6.3652 | 0.75972 | 7 | 0.12494
79038 | 3.135 | 0.8 | 365 | 2.8671 | 0.74737 | 3 | 0.61447
79067 | 7.54 | 0.8 | 365 | 6.8957 | 0.82303 | 7 | 0.71869
79070 | 2.9 | 0.8 | 365 | 2.6522 | 0.31655 | 2 | 0.96873
79068 | 4.16 | 0.8 | 365 | 3.8045 | 0.6265 | 4 | 0.431
79071 | 4.35 | 0.8 | 365 | 3.9783 | 0.97482 | 4 | 0.95309
79069 | 10.62 | 0.8 | 365 | 9.7125 | 0.46957 | 10 | 0.18203
79041 | 4.35 | 0.8 | 365 | 3.9783 | 0.97482 | 4 | 0.95309
79072 | 7.36 | 0.8 | 365 | 6.731 | 0.49304 | 7 | 0.22408
79074 | 10.44 | 0.8 | 365 | 9.5478 | 0.13958 | 9 | 0.68742
79073 | 7.3 | 0.8 | 365 | 6.6762 | 0.38304 | 7 | 0.059209
79075 | 5.8 | 0.8 | 365 | 5.3044 | 0.6331 | 5 | 0.93745
79076 | 4.93 | 0.8 | 365 | 4.5087 | 0.038134 | 4 | 0.54684
79077 | 4.93 | 0.8 | 365 | 4.5087 | 0.038134 | 4 | 0.54684
79079 | 3.77 | 0.8 | 365 | 3.4478 | 0.91151 | 4 | 0.35934
79081 | 3.77 | 0.8 | 365 | 3.4478 | 0.91151 | 4 | 0.35934
79084 | 4.93 | 0.8 | 365 | 4.5087 | 0.038134 | 4 | 0.54684
79085 | 6.09 | 0.8 | 365 | 5.5696 | 0.16475 | 5 | 0.73433
79086 | 13.11 | 0.8 | 365 | 11.9897 | 0.034469 | 12 | 0.02414
79088 | 11.02 | 0.8 | 365 | 10.0783 | 0.20289 | 10 | 0.28116
79045 | 10.36 | 0.8 | 365 | 9.4747 | 0.99291 | 10 | 0.46759
79090 | 8.28 | 0.8 | 365 | 7.5724 | 0.17966 | 7 | 0.75209
79028 | 6.6 | 0.8 | 365 | 6.036 | 0.099732 | 6 | 0.13572
79032 | 3.96 | 0.8 | 365 | 3.6216 | 0.25984 | 3 | 0.88143
79033 | 5.94 | 0.8 | 365 | 5.4324 | 0.88976 | 6 | 0.32215
79034 | 13.86 | 0.8 | 365 | 12.6756 | 0.40944 | 13 | 0.085018
79014 | 7.92 | 0.8 | 365 | 7.2432 | 0.51968 | 7 | 0.76287
79010 | 9.9 | 0.8 | 365 | 9.054 | 0.1496 | 9 | 0.20358
79101 | 9.28 | 0.8 | 365 | 8.487 | 0.012957 | 8 | 0.49993
79100 | 6.213 | 0.8 | 365 | 5.6821 | 0.39025 | 6 | 0.07231
79103 | 9.12 | 0.8 | 365 | 8.3406 | 0.71963 | 9 | 0.060272
79099 | 3.6 | 0.8 | 365 | 3.2924 | 0.59985 | 3 | 0.89221
79104 | 12.4 | 0.8 | 365 | 11.3403 | 0.73283 | 12 | 0.073176
79102 | 7.41 | 0.8 | 365 | 6.7768 | 0.5847 | 7 | 0.36147
79107 | 3.35 | 0.8 | 365 | 3.0637 | 0.14153 | 3 | 0.20525
79110 | 6.365 | 0.8 | 365 | 5.8211 | 0.66891 | 6 | 0.48998
79109 | 6.365 | 0.8 | 365 | 5.8211 | 0.66891 | 6 | 0.48998
79112 | 5.2 | 0.8 | 365 | 4.7556 | 0.53312 | 5 | 0.28875
79113 | 5.67 | 0.8 | 365 | 5.1855 | 0.39477 | 5 | 0.58023
79108 | 3.99 | 0.8 | 365 | 3.649 | 0.31484 | 3 | 0.96387
79114 | 5.7 | 0.8 | 365 | 5.2129 | 0.44977 | 5 | 0.66267
79115 | 8.835 | 0.8 | 365 | 8.08 | 0.19714 | 8 | 0.27714
79117 | 7.8 | 0.8 | 365 | 7.1334 | 0.29968 | 7 | 0.43313
79119 | 7.41 | 0.8 | 365 | 6.7768 | 0.5847 | 7 | 0.36147
79082 | 6.96 | 0.8 | 365 | 6.3652 | 0.75972 | 7 | 0.12494
79120 | 7.475 | 0.8 | 365 | 6.8362 | 0.70386 | 7 | 0.54008
79087 | 4.06 | 0.8 | 365 | 3.713 | 0.44317 | 4 | 0.15622
79121 | 6.2 | 0.8 | 365 | 5.6702 | 0.36642 | 6 | 0.036588
79116 | 8.4 | 0.8 | 365 | 7.6822 | 0.39966 | 8 | 0.081829
79126 | 11.2 | 0.8 | 365 | 10.2429 | 0.53288 | 10 | 0.77577
79128 | 5.95 | 0.8 | 365 | 5.4415 | 0.90809 | 6 | 0.34963
79129 | 3.84 | 0.8 | 365 | 3.5118 | 0.039844 | 3 | 0.55169
79123 | 9.9 | 0.8 | 365 | 9.054 | 0.1496 | 9 | 0.20358
79127 | 3.9 | 0.8 | 365 | 3.5667 | 0.14984 | 3 | 0.71656
79130 | 10.23 | 0.8 | 365 | 9.3558 | 0.75459 | 10 | 0.11037
79131 | 11.2 | 0.8 | 365 | 10.2429 | 0.53288 | 10 | 0.77577
79132 | 5.76 | 0.8 | 365 | 5.2678 | 0.55977 | 5 | 0.82754
79091 | 10.26 | 0.8 | 365 | 9.3832 | 0.80958 | 10 | 0.19281
79092 | 4.93 | 0.8 | 365 | 4.5087 | 0.038134 | 4 | 0.54684
79093 | 8.835 | 0.8 | 365 | 8.08 | 0.19714 | 8 | 0.27714
79004 | 11.16 | 0.8 | 365 | 10.2063 | 0.45955 | 10 | 0.66586
79057 | 11.2 | 0.8 | 365 | 10.2429 | 0.53288 | 10 | 0.77577
79134 | 5.525 | 0.8 | 365 | 5.0529 | 0.12894 | 5 | 0.1818
79135 | 4.68 | 0.8 | 365 | 4.2801 | 0.57981 | 4 | 0.85988
78645 | 8.505 | 0.8 | 365 | 7.7782 | 0.59216 | 8 | 0.37035
78623 | 11.88 | 0.8 | 365 | 10.8648 | 0.77952 | 11 | 0.6443
78507 | 6.935 | 0.8 | 365 | 6.3424 | 0.71389 | 7 | 0.056248
78788 | 2.6 | 1 | 365 | 2.9723 | 0.9582 | 3 | 0.93047
78689 | 7.84 | 0.8 | 365 | 7.17 | 0.37302 | 7 | 0.54304
78999 | 94.12 | 0.7 | 365 | 75.3173 | 0.98083 | 76 | 0.2981
79095 | 9.9 | 0.8 | 365 | 9.054 | 0.1496 | 9 | 0.20358
79106 | 4.35 | 0.8 | 365 | 3.9783 | 0.97482 | 4 | 0.95309
79105 | 8.12 | 0.8 | 365 | 7.4261 | 0.88634 | 8 | 0.31243
79150 | 11.52 | 0.8 | 365 | 10.5355 | 0.11953 | 10 | 0.65508
79151 | 24.96 | 0.8 | 365 | 22.827 | 0.75899 | 23 | 0.58601
79152 | 13.44 | 0.8 | 365 | 12.2915 | 0.63946 | 12 | 0.93093
79153 | 8 | 0.8 | 365 | 7.3164 | 0.66634 | 7 | 0.98269
78944 | 9.24 | 0.8 | 365 | 8.4504 | 0.93963 | 9 | 0.39001
79158 | 8.55 | 0.8 | 365 | 7.8194 | 0.67465 | 8 | 0.494
79160 | 5.32 | 0.8 | 365 | 4.8654 | 0.75312 | 5 | 0.61849
79161 | 5.415 | 0.8 | 365 | 4.9523 | 0.92728 | 5 | 0.87954
78766 | 6.875 | 0.8 | 365 | 6.2875 | 0.60389 | 6 | 0.89138
78768 | 9.9 | 0.8 | 365 | 9.054 | 0.1496 | 9 | 0.20358
79164 | 12.54 | 0.8 | 365 | 11.4684 | 0.98949 | 12 | 0.45787
79165 | 12.095 | 0.8 | 365 | 11.0614 | 0.17368 | 11 | 0.23509
79169 | 8.25 | 0.8 | 365 | 7.545 | 0.12467 | 7 | 0.66965
79096 | 17.36 | 0.8 | 365 | 15.8765 | 0.82596 | 16 | 0.70245
78343 | 24.852 | 0.8 | 365 | 22.7282 | 0.56099 | 23 | 0.28924
79173 | 6.27 | 0.8 | 365 | 5.7342 | 0.49475 | 6 | 0.22894
79174 | 7.25 | 0.8 | 365 | 6.6304 | 0.29137 | 6 | 0.92182
79177 | 9.69 | 0.8 | 365 | 8.8619 | 0.76461 | 9 | 0.62654
79154 | 19.38 | 0.8 | 365 | 17.7239 | 0.52921 | 18 | 0.25308
79178 | 8.835 | 0.8 | 365 | 8.08 | 0.19714 | 8 | 0.27714
79155 | 5.13 | 0.8 | 365 | 4.6916 | 0.40479 | 5 | 0.096403
79180 | 5.51 | 0.8 | 365 | 5.0391 | 0.10144 | 5 | 0.14058
79156 | 6.84 | 0.8 | 365 | 6.2555 | 0.53972 | 6 | 0.7952
79182 | 7.25 | 0.8 | 365 | 6.6304 | 0.29137 | 6 | 0.92182
79157 | 13.34 | 0.8 | 365 | 12.2 | 0.45613 | 12 | 0.65614
79159 | 6.72 | 0.8 | 365 | 6.1457 | 0.31973 | 6 | 0.46546
78203 | 511.92 | 0.6 | 365 | 351.13 | 0.87444 | 352 | 0.004461
79187 | 7.98 | 0.8 | 365 | 7.2981 | 0.62968 | 7 | 0.92774
79089 | 9.57 | 0.8 | 365 | 8.7522 | 0.54461 | 9 | 0.2968
79189 | 11.685 | 0.8 | 365 | 10.6864 | 0.42203 | 11 | 0.10847
79191 | 11.88 | 0.8 | 365 | 10.8648 | 0.77952 | 11 | 0.6443
79192 | 9.57 | 0.8 | 365 | 8.7522 | 0.54461 | 9 | 0.2968
79193 | 6.38 | 0.8 | 365 | 5.8348 | 0.69641 | 6 | 0.5312
79195 | 9.57 | 0.8 | 365 | 8.7522 | 0.54461 | 9 | 0.2968
79197 | 11.375 | 0.8 | 365 | 10.4029 | 0.85371 | 11 | 0.25664
79196 | 12.255 | 0.8 | 365 | 11.2077 | 0.467 | 11 | 0.67474
79202 | 3.705 | 0.8 | 365 | 3.3884 | 0.79235 | 4 | 0.18074
79203 | 6.555 | 0.8 | 365 | 5.9948 | 0.017234 | 6 | 0.01207
79125 | 7.695 | 0.8 | 365 | 7.0374 | 0.10719 | 7 | 0.1446
79208 | 5.8 | 0.8 | 365 | 5.3044 | 0.6331 | 5 | 0.93745
79209 | 9.975 | 0.8 | 365 | 9.1226 | 0.2871 | 9 | 0.40967
79198 | 4.02 | 0.8 | 365 | 3.6765 | 0.36984 | 4 | 0.046304
79210 | 11.97 | 0.8 | 365 | 10.9471 | 0.94451 | 11 | 0.89161
79212 | 11.4 | 0.8 | 365 | 10.4258 | 0.89954 | 11 | 0.32534
79213 | 12.18 | 0.8 | 365 | 11.1391 | 0.32951 | 11 | 0.46865
79214 | 8.55 | 0.8 | 365 | 7.8194 | 0.67465 | 8 | 0.494
79215 | 4.06 | 0.8 | 365 | 3.713 | 0.44317 | 4 | 0.15622
79216 | 4.35 | 0.8 | 365 | 3.9783 | 0.97482 | 4 | 0.95309
79217 | 3.19 | 0.8 | 365 | 2.9174 | 0.8482 | 3 | 0.7656
79218 | 5.22 | 0.8 | 365 | 4.7739 | 0.56979 | 5 | 0.34371
79220 | 4.275 | 0.8 | 365 | 3.9097 | 0.83733 | 4 | 0.747
79222 | 6.38 | 0.8 | 365 | 5.8348 | 0.69641 | 6 | 0.5312
79223 | 6.555 | 0.8 | 365 | 5.9948 | 0.017234 | 6 | 0.01207
79225 | 5.8 | 0.8 | 365 | 5.3044 | 0.6331 | 5 | 0.93745
79226 | 10.545 | 0.8 | 365 | 9.6439 | 0.33207 | 9 | 0.97594
79227 | 2.32 | 0.8 | 365 | 2.1217 | 0.25324 | 2 | 0.37498
79228 | 4.64 | 0.8 | 365 | 4.2435 | 0.50648 | 4 | 0.74996
79230 | 4.06 | 0.8 | 365 | 3.713 | 0.44317 | 4 | 0.15622
79229 | 5.7 | 0.8 | 365 | 5.2129 | 0.44977 | 5 | 0.66267
79232 | 4.56 | 0.8 | 365 | 4.1703 | 0.35982 | 4 | 0.53014
79233 | 4.35 | 0.8 | 365 | 3.9783 | 0.97482 | 4 | 0.95309
79234 | 4.64 | 0.8 | 365 | 4.2435 | 0.50648 | 4 | 0.74996
79236 | 8.1 | 0.8 | 365 | 7.4078 | 0.84967 | 8 | 0.25748
79239 | 11.97 | 0.8 | 365 | 10.9471 | 0.94451 | 11 | 0.89161
79241 | 3.42 | 0.8 | 365 | 3.1277 | 0.26986 | 3 | 0.3976
79243 | 3.99 | 0.8 | 365 | 3.649 | 0.31484 | 3 | 0.96387
79240 | 7.2 | 0.8 | 365 | 6.5847 | 0.19971 | 6 | 0.78442
79246 | 3.6 | 0.8 | 365 | 3.2924 | 0.59985 | 3 | 0.89221
79245 | 7.84 | 0.8 | 365 | 7.17 | 0.37302 | 7 | 0.54304
79249 | 9.72 | 0.8 | 365 | 8.8894 | 0.81961 | 9 | 0.70897
29080 | 2592 | 1 | 365 | 2963.1226 | 0.86867 | 2963 | 0.99123
79251 | 10.83 | 0.8 | 365 | 9.9045 | 0.85456 | 10 | 0.75907
79252 | 9.405 | 0.8 | 365 | 8.6013 | 0.24212 | 8 | 0.84341
76212 | 4.68 | 0.8 | 365 | 4.2801 | 0.57981 | 4 | 0.85988
79253 | 6.93 | 0.8 | 365 | 6.3378 | 0.70472 | 7 | 0.042509
79027 | 6.9 | 0.8 | 365 | 6.3104 | 0.64972 | 6 | 0.96007
79053 | 6.05 | 0.8 | 365 | 5.533 | 0.091421 | 5 | 0.62441
12049 | 2613.6 | 1 | 365 | 2987.8152 | 0.36758 | 2988 | 0.18283
79254 | 4.275 | 0.8 | 365 | 3.9097 | 0.83733 | 4 | 0.747
79255 | 4.29 | 0.8 | 365 | 3.9234 | 0.86483 | 4 | 0.78822
79256 | 12.39 | 0.8 | 365 | 11.3312 | 0.7145 | 12 | 0.045698
79257 | 8.69 | 0.8 | 365 | 7.9474 | 0.93131 | 8 | 0.8787
31170 | 5346 | 1 | 365 | 6111.4403 | 0.97914 | 6112 | 0.41942
79258 | 9.24 | 0.8 | 365 | 8.4504 | 0.93963 | 9 | 0.39001
79259 | 5.475 | 0.8 | 365 | 5.0071 | 0.037278 | 5 | 0.044406
79260 | 4.93 | 0.8 | 365 | 4.5087 | 0.038134 | 4 | 0.54684
79263 | 13.2 | 0.8 | 365 | 12.072 | 0.19946 | 12 | 0.27145
79265 | 6.6 | 0.8 | 365 | 6.036 | 0.099732 | 6 | 0.13572
76077 | 8.25 | 0.8 | 365 | 7.545 | 0.12467 | 7 | 0.66965
79147 | 6.96 | 0.8 | 365 | 6.3652 | 0.75972 | 7 | 0.12494
79267 | 15.745 | 0.8 | 365 | 14.3995 | 0.8652 | 15 | 0.26469
79026 | 13.11 | 0.8 | 365 | 11.9897 | 0.034469 | 12 | 0.02414
79030 | 4.95 | 0.8 | 365 | 4.527 | 0.074799 | 4 | 0.60179
79018 | 10.05 | 0.8 | 365 | 9.1912 | 0.42459 | 9 | 0.61576
79094 | 11.7 | 0.8 | 365 | 10.7002 | 0.44953 | 11 | 0.14969
78954 | 8.04 | 0.8 | 365 | 7.3529 | 0.73967 | 8 | 0.092608
78889 | 9.38 | 0.8 | 365 | 8.5784 | 0.19629 | 8 | 0.77471
78888 | 10.08 | 0.8 | 365 | 9.2186 | 0.47959 | 9 | 0.69819
79270 | 4.93 | 0.8 | 365 | 4.5087 | 0.038134 | 4 | 0.54684
79271 | 11.02 | 0.8 | 365 | 10.0783 | 0.20289 | 10 | 0.28116
79272 | 6.27 | 0.8 | 365 | 5.7342 | 0.49475 | 6 | 0.22894
79273 | 2.52 | 0.8 | 365 | 2.3047 | 0.6199 | 2 | 0.92455
79237 | 8.12 | 0.8 | 365 | 7.4261 | 0.88634 | 8 | 0.31243
79268 | 12 | 0.8 | 365 | 10.9745 | 0.99951 | 11 | 0.97404
79283 | 14.4 | 0.8 | 365 | 13.1694 | 0.39942 | 13 | 0.56885
79282 | 12 | 0.8 | 365 | 10.9745 | 0.99951 | 11 | 0.97404
79285 | 11.7 | 0.8 | 365 | 10.7002 | 0.44953 | 11 | 0.14969
79037 | 6.405 | 0.8 | 365 | 5.8577 | 0.74224 | 6 | 0.59989
79288 | 5.58 | 0.8 | 365 | 5.1032 | 0.22977 | 5 | 0.33293
79290 | 7.875 | 0.8 | 365 | 7.202 | 0.43718 | 7 | 0.63921
79291 | 7.848 | 0.8 | 365 | 7.1773 | 0.38768 | 7 | 0.56502
79293 | 8.99 | 0.8 | 365 | 8.2218 | 0.4813 | 8 | 0.70305
79292 | 11.89 | 0.8 | 365 | 10.8739 | 0.79785 | 11 | 0.67178
79294 | 5.58 | 0.8 | 365 | 5.1032 | 0.22977 | 5 | 0.33293
79295 | 14.5 | 0.8 | 365 | 13.2609 | 0.58275 | 13 | 0.84363
79299 | 4.62 | 0.8 | 365 | 4.2252 | 0.46981 | 4 | 0.69501
79298 | 2.9 | 0.8 | 365 | 2.6522 | 0.31655 | 2 | 0.96873
79303 | 9.045 | 0.8 | 365 | 8.2721 | 0.58213 | 8 | 0.85418
79304 | 6.54 | 0.8 | 365 | 5.9811 | 0.98973 | 6 | 0.97085
79305 | 12.54 | 0.8 | 365 | 11.4684 | 0.98949 | 12 | 0.45787
79306 | 11.16 | 0.8 | 365 | 10.2063 | 0.45955 | 10 | 0.66586
79308 | 5.8 | 0.8 | 365 | 5.3044 | 0.6331 | 5 | 0.93745
79310 | 7.905 | 0.8 | 365 | 7.2295 | 0.49218 | 7 | 0.72165
79311 | 4.95 | 0.8 | 365 | 4.527 | 0.074799 | 4 | 0.60179
79312 | 6.6 | 0.8 | 365 | 6.036 | 0.099732 | 6 | 0.13572
79313 | 7.92 | 0.8 | 365 | 7.2432 | 0.51968 | 7 | 0.76287
79314 | 11.55 | 0.8 | 365 | 10.563 | 0.17453 | 10 | 0.73752
79315 | 5.415 | 0.8 | 365 | 4.9523 | 0.92728 | 5 | 0.87954
79319 | 4.275 | 0.8 | 365 | 3.9097 | 0.83733 | 4 | 0.747
79321 | 8.265 | 0.8 | 365 | 7.5587 | 0.15216 | 7 | 0.71087
79322 | 7.8 | 0.8 | 365 | 7.1334 | 0.29968 | 7 | 0.43313
79323 | 12 | 0.8 | 365 | 10.9745 | 0.99951 | 11 | 0.97404
79325 | 5.61 | 0.8 | 365 | 5.1306 | 0.28477 | 5 | 0.41536
79326 | 7.98 | 0.8 | 365 | 7.2981 | 0.62968 | 7 | 0.92774
79327 | 6.96 | 0.8 | 365 | 6.3652 | 0.75972 | 7 | 0.12494
79328 | 6.3 | 0.8 | 365 | 5.7616 | 0.54974 | 6 | 0.31137
79329 | 10.44 | 0.8 | 365 | 9.5478 | 0.13958 | 9 | 0.68742
79331 | 20.4 | 0.8 | 365 | 18.6567 | 0.39917 | 19 | 0.055871
79332 | 5.605 | 0.8 | 365 | 5.126 | 0.27561 | 5 | 0.40163
79334 | 12.09 | 0.8 | 365 | 11.0568 | 0.16451 | 11 | 0.22135
79336 | 6.615 | 0.8 | 365 | 6.0497 | 0.12723 | 6 | 0.17694
79337 | 9.8 | 0.8 | 365 | 8.9625 | 0.96627 | 9 | 0.9288
79352 | 15.25 | 0.8 | 365 | 13.9468 | 0.95772 | 14 | 0.90451
79354 | 11.88 | 0.8 | 365 | 10.8648 | 0.77952 | 11 | 0.6443
79046 | 5.886 | 0.8 | 365 | 5.383 | 0.79076 | 6 | 0.17377
79340 | 7.83 | 0.8 | 365 | 7.1609 | 0.35468 | 7 | 0.51556
79344 | 13.8 | 0.8 | 365 | 12.6207 | 0.29944 | 12 | 0.92015
79346 | 7.848 | 0.8 | 365 | 7.1773 | 0.38768 | 7 | 0.56502
79392 | 51.012 | 0.6 | 365 | 34.9895 | 0.13995 | 35 | 0.12949
79035 | 72.21 | 0.6 | 365 | 49.5294 | 0.28655 | 49 | 0.81597
35332 | 2783.88 | 1 | 365 | 3182.4759 | 0.58395 | 3183 | 0.059888
35324 | 1391.94 | 1 | 365 | 1591.238 | 0.79198 | 1592 | 0.029944
35321 | 1346.4 | 1 | 365 | 1539.1776 | 0.43178 | 1539 | 0.60933
79065 | 7.59 | 0.8 | 365 | 6.9414 | 0.91469 | 7 | 0.85608
79048 | 2.52 | 0.8 | 365 | 2.3047 | 0.6199 | 2 | 0.92455
79118 | 13.734 | 0.8 | 365 | 12.5603 | 0.17844 | 12 | 0.73879
79133 | 8.91 | 0.8 | 365 | 8.1486 | 0.33464 | 8 | 0.48323
79231 | 4.06 | 0.8 | 365 | 3.713 | 0.44317 | 4 | 0.15622
79244 | 5.7 | 0.8 | 365 | 5.2129 | 0.44977 | 5 | 0.66267
79124 | 24.32 | 0.8 | 365 | 22.2417 | 0.58568 | 22 | 0.82739
79284 | 18 | 0.8 | 365 | 16.4618 | 0.99927 | 17 | 0.46106
79300 | 4.56 | 0.8 | 365 | 4.1703 | 0.35982 | 4 | 0.53014
79324 | 7.035 | 0.8 | 365 | 6.4338 | 0.89721 | 7 | 0.33103
79393 | 28.06 | 0.6 | 365 | 19.2466 | 0.58165 | 19 | 0.82823
58000 | 748.8 | 0.8 | 365 | 684.8105 | 0.76965 | 685 | 0.5802
79347 | 5.76 | 0.8 | 365 | 5.2678 | 0.55977 | 5 | 0.82754
79349 | 11.1 | 0.8 | 365 | 10.1514 | 0.34955 | 10 | 0.50099
79356 | 10.23 | 0.8 | 365 | 9.3558 | 0.75459 | 10 | 0.11037
79357 | 11.055 | 0.8 | 365 | 10.1103 | 0.26705 | 10 | 0.37734
79360 | 13.34 | 0.8 | 365 | 12.2 | 0.45613 | 12 | 0.65614
79361 | 20.16 | 0.8 | 365 | 18.4372 | 0.95918 | 19 | 0.39639
79362 | 9.045 | 0.8 | 365 | 8.2721 | 0.58213 | 8 | 0.85418
79364 | 5.985 | 0.8 | 365 | 5.4735 | 0.97226 | 6 | 0.4458
79365 | 7.8 | 0.8 | 365 | 7.1334 | 0.29968 | 7 | 0.43313
79367 | 4.355 | 0.8 | 365 | 3.9828 | 0.98399 | 4 | 0.96683
78997 | 7.93 | 0.8 | 365 | 7.2523 | 0.53801 | 7 | 0.79035
79366 | 5.4 | 0.8 | 365 | 4.9385 | 0.89978 | 5 | 0.83832
78894 | 7.83 | 0.8 | 365 | 7.1609 | 0.35468 | 7 | 0.51556
78901 | 9.69 | 0.8 | 365 | 8.8619 | 0.76461 | 9 | 0.62654
79368 | 8.68 | 0.8 | 365 | 7.9382 | 0.91298 | 8 | 0.85122
78980 | 13.34 | 0.8 | 365 | 12.2 | 0.45613 | 12 | 0.65614
79369 | 10.59 | 0.8 | 365 | 9.685 | 0.41457 | 10 | 0.099592
35223 | 39.2 | 0.8 | 365 | 35.8501 | 0.86508 | 36 | 0.7152
35241 | 83.44 | 0.7 | 365 | 66.7709 | 0.84871 | 67 | 0.61956
79371 | 8.96 | 0.8 | 365 | 8.1943 | 0.4263 | 8 | 0.62062
79372 | 11.7 | 0.8 | 365 | 10.7002 | 0.44953 | 11 | 0.14969
79373 | 2.28 | 0.8 | 365 | 2.0852 | 0.17991 | 2 | 0.26507
79375 | 20.16 | 0.8 | 365 | 18.4372 | 0.95918 | 19 | 0.39639
79376 | 4.355 | 0.8 | 365 | 3.9828 | 0.98399 | 4 | 0.96683
79377 | 13.44 | 0.8 | 365 | 12.2915 | 0.63946 | 12 | 0.93093
79379 | 7.56 | 0.8 | 365 | 6.914 | 0.85969 | 7 | 0.77365
79380 | 7.36 | 0.8 | 365 | 6.731 | 0.49304 | 7 | 0.22408
79381 | 11.55 | 0.8 | 365 | 10.563 | 0.17453 | 10 | 0.73752
79382 | 12.025 | 0.8 | 365 | 10.9974 | 0.045346 | 11 | 0.042738
78045 | 8.25 | 0.8 | 365 | 7.545 | 0.12467 | 7 | 0.66965
79383 | 6.6 | 0.8 | 365 | 6.036 | 0.099732 | 6 | 0.13572
79384 | 8.47 | 0.8 | 365 | 7.7462 | 0.52799 | 8 | 0.27418
78201 | 59.8 | 0.6 | 365 | 41.0173 | 0.22318 | 41 | 0.24048
79224 | 5.7 | 0.8 | 365 | 5.2129 | 0.44977 | 5 | 0.66267
63340 | 725.76 | 1 | 365 | 829.6743 | 0.16323 | 829 | 0.83754
79388 | 9.1 | 0.8 | 365 | 8.3224 | 0.68296 | 9 | 0.0053149
79389 | 9.68 | 0.8 | 365 | 8.8528 | 0.74627 | 9 | 0.59906
75197 | 24.852 | 0.8 | 365 | 22.7282 | 0.56099 | 23 | 0.28924
79146 | 5.8 | 0.8 | 365 | 5.3044 | 0.6331 | 5 | 0.93745
79370 | 9.625 | 0.8 | 365 | 8.8025 | 0.64544 | 9 | 0.44793
79394 | 9.72 | 0.8 | 365 | 8.8894 | 0.81961 | 9 | 0.70897
79395 | 4.72 | 0.8 | 365 | 4.3166 | 0.65314 | 4 | 0.96979
79396 | 8.32 | 0.8 | 365 | 7.609 | 0.253 | 7 | 0.862
79397 | 11.16 | 0.8 | 365 | 10.2063 | 0.45955 | 10 | 0.66586
79190 | 3.08 | 0.8 | 365 | 2.8168 | 0.64654 | 3 | 0.46334
79398 | 10.325 | 0.8 | 365 | 9.4427 | 0.92875 | 10 | 0.37141
78422 | 9.975 | 0.8 | 365 | 9.1226 | 0.2871 | 9 | 0.40967
79399 | 13.735 | 0.8 | 365 | 12.5613 | 0.18028 | 12 | 0.74154
79163 | 5.4 | 0.8 | 365 | 4.9385 | 0.89978 | 5 | 0.83832
78852 | 5.36 | 0.8 | 365 | 4.902 | 0.82645 | 5 | 0.72841
79207 | 5.22 | 0.8 | 365 | 4.7739 | 0.56979 | 5 | 0.34371
79238 | 5.985 | 0.8 | 365 | 5.4735 | 0.97226 | 6 | 0.4458
79400 | 8.96 | 0.8 | 365 | 8.1943 | 0.4263 | 8 | 0.62062
79401 | 3.924 | 0.8 | 365 | 3.5887 | 0.19384 | 3 | 0.78251
79402 | 10.89 | 0.8 | 365 | 9.9594 | 0.96456 | 10 | 0.92394
79403 | 12.16 | 0.8 | 365 | 11.1209 | 0.29284 | 11 | 0.4137
79036 | 8.1 | 0.8 | 365 | 7.4078 | 0.84967 | 8 | 0.25748
79404 | 9.69 | 0.8 | 365 | 8.8619 | 0.76461 | 9 | 0.62654
79408 | 2.4 | 0.8 | 365 | 2.1949 | 0.3999 | 2 | 0.59481
79409 | 14.405 | 0.8 | 365 | 13.174 | 0.40858 | 13 | 0.58259
79410 | 6.7 | 0.8 | 365 | 6.1274 | 0.28306 | 6 | 0.41051
79363 | 7.83 | 0.8 | 365 | 7.1609 | 0.35468 | 7 | 0.51556
52731 | 2711.49 | 1 | 365 | 3099.7211 | 0.69387 | 3100 | 0.41501
79405 | 11.34 | 0.8 | 365 | 10.3709 | 0.78954 | 11 | 0.16047
79411 | 14.4 | 0.8 | 365 | 13.1694 | 0.39942 | 13 | 0.56885
79412 | 7.15 | 0.8 | 365 | 6.539 | 0.10804 | 6 | 0.64703
79414 | 8.28 | 0.8 | 365 | 7.5724 | 0.17966 | 7 | 0.75209
79415 | 4.5 | 0.8 | 365 | 4.1154 | 0.24982 | 4 | 0.36527
79417 | 9.8 | 0.8 | 365 | 8.9625 | 0.96627 | 9 | 0.9288
79418 | 8.71 | 0.8 | 365 | 7.9657 | 0.96798 | 8 | 0.93366
79419 | 12.48 | 0.8 | 365 | 11.4135 | 0.87949 | 12 | 0.293
79421 | 9.86 | 0.8 | 365 | 9.0174 | 0.076267 | 9 | 0.093671
79422 | 13 | 0.8 | 365 | 11.8891 | 0.83281 | 12 | 0.72188
79423 | 24.57 | 0.8 | 365 | 22.4703 | 0.044004 | 22 | 0.51435
79425 | 6.24 | 1 | 365 | 7.1334 | 0.29968 | 7 | 0.43313
79426 | 4.94 | 0.8 | 365 | 4.5178 | 0.056466 | 4 | 0.57431
78548 | 6.27 | 0.8 | 365 | 5.7342 | 0.49475 | 6 | 0.22894
78558 | 10.15 | 0.8 | 365 | 9.2826 | 0.60792 | 9 | 0.89054
79427 | 8.45 | 0.8 | 365 | 7.7279 | 0.49132 | 8 | 0.21922
78559 | 3.78 | 0.8 | 365 | 3.457 | 0.92985 | 4 | 0.38682
78577 | 3.24 | 0.8 | 365 | 2.9631 | 0.93987 | 3 | 0.90299
78763 | 8.1 | 0.8 | 365 | 7.4078 | 0.84967 | 8 | 0.25748
78776 | 11.97 | 0.8 | 365 | 10.9471 | 0.94451 | 11 | 0.89161
79171 | 7.25 | 0.8 | 365 | 6.6304 | 0.29137 | 6 | 0.92182
79175 | 5.7 | 0.8 | 365 | 5.2129 | 0.44977 | 5 | 0.66267
79176 | 12.18 | 0.8 | 365 | 11.1391 | 0.32951 | 11 | 0.46865
79219 | 7.41 | 0.8 | 365 | 6.7768 | 0.5847 | 7 | 0.36147
79428 | 10.8 | 0.8 | 365 | 9.8771 | 0.79956 | 10 | 0.67664
79433 | 6.67 | 0.8 | 365 | 6.1 | 0.22806 | 6 | 0.32807
79437 | 9.28 | 0.8 | 365 | 8.487 | 0.012957 | 8 | 0.49993
79438 | 6.09 | 0.8 | 365 | 5.5696 | 0.16475 | 5 | 0.73433
79264 | 11.1 | 0.8 | 365 | 10.1514 | 0.34955 | 10 | 0.50099
79137 | 7.8 | 0.8 | 365 | 7.1334 | 0.29968 | 7 | 0.43313
79584 | 5.85 | 0.8 | 365 | 5.3501 | 0.72476 | 6 | 0.074845
79554 | 10.725 | 0.8 | 365 | 9.8085 | 0.66207 | 10 | 0.47055
79546 | 3.25 | 0.8 | 365 | 2.9723 | 0.9582 | 3 | 0.93047
79496 | 11.7 | 0.8 | 365 | 10.7002 | 0.44953 | 11 | 0.14969
79111 | 6.09 | 0.8 | 365 | 5.5696 | 0.16475 | 5 | 0.73433
79435 | 8.99 | 0.8 | 365 | 8.2218 | 0.4813 | 8 | 0.70305
79080 | 9.28 | 0.8 | 365 | 8.487 | 0.012957 | 8 | 0.49993
79431 | 10.73 | 0.8 | 365 | 9.8131 | 0.67123 | 10 | 0.48429
78459 | 3.77 | 0.8 | 365 | 3.4478 | 0.91151 | 4 | 0.35934
79490 | 4.93 | 0.8 | 365 | 4.5087 | 0.038134 | 4 | 0.54684
79489 | 8.41 | 0.8 | 365 | 7.6913 | 0.41799 | 8 | 0.10931
79487 | 12.48 | 0.8 | 365 | 11.4135 | 0.87949 | 12 | 0.293
79484 | 7.98 | 0.8 | 365 | 7.2981 | 0.62968 | 7 | 0.92774
79483 | 6.96 | 0.8 | 365 | 6.3652 | 0.75972 | 7 | 0.12494
79482 | 6.27 | 0.8 | 365 | 5.7342 | 0.49475 | 6 | 0.22894
79441 | 4.64 | 0.8 | 365 | 4.2435 | 0.50648 | 4 | 0.74996
79440 | 4.64 | 0.8 | 365 | 4.2435 | 0.50648 | 4 | 0.74996
79439 | 8.7 | 0.8 | 365 | 7.9565 | 0.94965 | 8 | 0.90618
79059 | 8.4 | 0.8 | 365 | 7.6822 | 0.39966 | 8 | 0.081829
79442 | 7 | 0.8 | 365 | 6.4018 | 0.83305 | 7 | 0.23486
79443 | 5.04 | 0.8 | 365 | 4.6093 | 0.2398 | 4 | 0.8491
79444 | 6.72 | 0.8 | 365 | 6.1457 | 0.31973 | 6 | 0.46546
79445 | 5.695 | 0.8 | 365 | 5.2083 | 0.4406 | 5 | 0.64893
79446 | 12.775 | 0.8 | 365 | 11.6833 | 0.42032 | 12 | 0.10362
79447 | 4.27 | 0.8 | 365 | 3.9051 | 0.82816 | 4 | 0.73326
79448 | 5.36 | 0.8 | 365 | 4.902 | 0.82645 | 5 | 0.72841
79449 | 6.93 | 0.8 | 365 | 6.3378 | 0.70472 | 7 | 0.042509
79450 | 11.725 | 0.8 | 365 | 10.723 | 0.49536 | 11 | 0.21839
79451 | 4.275 | 0.8 | 365 | 3.9097 | 0.83733 | 4 | 0.747
79452 | 4.93 | 0.8 | 365 | 4.5087 | 0.038134 | 4 | 0.54684
79455 | 8.45 | 0.8 | 365 | 7.7279 | 0.49132 | 8 | 0.21922
78975 | 12.69 | 0.8 | 365 | 11.6056 | 0.26449 | 11 | 0.87005
79458 | 8.71 | 0.8 | 365 | 7.9657 | 0.96798 | 8 | 0.93366
79461 | 9.72 | 0.8 | 365 | 8.8894 | 0.81961 | 9 | 0.70897
79462 | 6.48 | 0.8 | 365 | 5.9262 | 0.87974 | 6 | 0.80598
79464 | 11.89 | 0.8 | 365 | 10.8739 | 0.79785 | 11 | 0.67178
79466 | 9.28 | 0.8 | 365 | 8.487 | 0.012957 | 8 | 0.49993
63459 | 306 | 0.8 | 365 | 279.8505 | 0.9876 | 280 | 0.83806
79468 | 7.54 | 0.8 | 365 | 6.8957 | 0.82303 | 7 | 0.71869
79469 | 6.38 | 0.8 | 365 | 5.8348 | 0.69641 | 6 | 0.5312
79472 | 18.85 | 0.8 | 365 | 17.2392 | 0.55757 | 17 | 0.79672
79473 | 12.18 | 0.8 | 365 | 11.1391 | 0.32951 | 11 | 0.46865
79476 | 16.08 | 0.8 | 365 | 14.7059 | 0.47935 | 15 | 0.18522
79477 | 6.4 | 0.8 | 365 | 5.8531 | 0.73307 | 6 | 0.58616
79463 | 2.32 | 0.8 | 365 | 2.1217 | 0.25324 | 2 | 0.37498
79261 | 7.68 | 0.8 | 365 | 7.0237 | 0.079689 | 7 | 0.10339
79335 | 4.125 | 0.8 | 365 | 3.7725 | 0.56233 | 4 | 0.33483
79338 | 6 | 0.8 | 365 | 5.4873 | 0.99976 | 6 | 0.48702
79339 | 13.12 | 0.8 | 365 | 11.9988 | 0.052802 | 12 | 0.051619
79341 | 3.92 | 0.8 | 365 | 3.585 | 0.18651 | 3 | 0.77152
79342 | 13.2 | 0.8 | 365 | 12.072 | 0.19946 | 12 | 0.27145
79345 | 10.88 | 0.8 | 365 | 9.9502 | 0.94623 | 10 | 0.89646
79348 | 8.96 | 0.8 | 365 | 8.1943 | 0.4263 | 8 | 0.62062
79350 | 10.2 | 0.8 | 365 | 9.3283 | 0.69959 | 10 | 0.027935
79353 | 7.37 | 0.8 | 365 | 6.7402 | 0.51137 | 7 | 0.25156
79351 | 12.42 | 0.8 | 365 | 11.3586 | 0.7695 | 12 | 0.12813
65195 | 3255.84 | 0.65 | 365 | 2419.3073 | 0.73777 | 2420 | 0.045036
37418 | 4698 | 0.65 | 365 | 3490.9288 | 0.90778 | 3491 | 0.83655
31359 | 2941.05 | 1 | 365 | 3362.1495 | 0.75724 | 3362 | 0.90678
780 | 1255.49 | 0.7 | 365 | 1004.6757 | 0.97068 | 1005 | 0.64642
79390 | 8.76 | 0.8 | 365 | 8.0114 | 0.059645 | 8 | 0.07105
79266 | 15.075 | 0.8 | 365 | 13.7868 | 0.63689 | 14 | 0.42364
79491 | 5.6 | 0.8 | 365 | 5.1214 | 0.26644 | 5 | 0.38789
79471 | 4.93 | 0.8 | 365 | 4.5087 | 0.038134 | 4 | 0.54684
79624 | 8.64 | 0.8 | 365 | 7.9017 | 0.83965 | 8 | 0.74131
79622 | 9.92 | 0.8 | 365 | 9.0723 | 0.18626 | 9 | 0.25854
75216 | 243.2 | 0.6 | 365 | 166.8128 | 0.39261 | 167 | 0.20543
79618 | 9.36 | 0.8 | 365 | 8.5601 | 0.15962 | 8 | 0.71975
79617 | 3 | 0.8 | 365 | 2.7436 | 0.49988 | 3 | 0.24351
79616 | 3.9 | 0.8 | 365 | 3.5667 | 0.14984 | 3 | 0.71656
79615 | 9 | 0.8 | 365 | 8.2309 | 0.49964 | 8 | 0.73053
79613 | 5.49 | 0.8 | 365 | 5.0208 | 0.064777 | 5 | 0.085624
79612 | 6.1 | 0.8 | 365 | 5.5787 | 0.18309 | 5 | 0.7618
79611 | 6.84 | 0.8 | 365 | 6.2555 | 0.53972 | 6 | 0.7952
79609 | 10.05 | 0.8 | 365 | 9.1912 | 0.42459 | 9 | 0.61576
79608 | 8.96 | 0.8 | 365 | 8.1943 | 0.4263 | 8 | 0.62062
79606 | 9 | 0.8 | 365 | 8.2309 | 0.49964 | 8 | 0.73053
79605 | 9.72 | 0.8 | 365 | 8.8894 | 0.81961 | 9 | 0.70897
79604 | 5.76 | 0.8 | 365 | 5.2678 | 0.55977 | 5 | 0.82754
79548 | 8.04 | 0.8 | 365 | 7.3529 | 0.73967 | 8 | 0.092608
79603 | 8.04 | 0.8 | 365 | 7.3529 | 0.73967 | 8 | 0.092608
79600 | 12.4 | 0.8 | 365 | 11.3403 | 0.73283 | 12 | 0.073176
56098 | 1134 | 1 | 365 | 1296.3661 | 0.69254 | 1297 | 0.058664
56096 | 2673 | 1 | 365 | 3055.7201 | 0.48957 | 3056 | 0.20971
79597 | 10.325 | 0.8 | 365 | 9.4427 | 0.92875 | 10 | 0.37141
78681 | 8.04 | 0.8 | 365 | 7.3529 | 0.73967 | 8 | 0.092608
79595 | 8.775 | 0.8 | 365 | 8.0251 | 0.087144 | 8 | 0.11227
79592 | 9.12 | 0.8 | 365 | 8.3406 | 0.71963 | 9 | 0.060272
79594 | 13.92 | 0.8 | 365 | 12.7305 | 0.51944 | 13 | 0.24989
79593 | 10.2 | 0.8 | 365 | 9.3283 | 0.69959 | 10 | 0.027935
79591 | 9.92 | 0.8 | 365 | 9.0723 | 0.18626 | 9 | 0.25854
79590 | 5.12 | 0.8 | 365 | 4.6825 | 0.38646 | 5 | 0.068924
79589 | 13 | 0.8 | 365 | 11.8891 | 0.83281 | 12 | 0.72188
79588 | 7.04 | 0.8 | 365 | 6.4384 | 0.90638 | 7 | 0.34477
79587 | 4.9 | 0.8 | 365 | 4.4813 | 0.98313 | 5 | 0.4644
79242 | 11.97 | 0.8 | 365 | 10.9471 | 0.94451 | 11 | 0.89161
79097 | 10.8 | 0.8 | 365 | 9.8771 | 0.79956 | 10 | 0.67664
79206 | 4.275 | 0.8 | 365 | 3.9097 | 0.83733 | 4 | 0.747
79200 | 7.41 | 0.8 | 365 | 6.7768 | 0.5847 | 7 | 0.36147
79582 | 8.55 | 0.8 | 365 | 7.8194 | 0.67465 | 8 | 0.494
79578 | 10.83 | 0.8 | 365 | 9.9045 | 0.85456 | 10 | 0.75907
79579 | 5.985 | 0.8 | 365 | 5.4735 | 0.97226 | 6 | 0.4458
79317 | 6.555 | 0.8 | 365 | 5.9948 | 0.017234 | 6 | 0.01207
78254 | 7.54 | 0.8 | 365 | 6.8957 | 0.82303 | 7 | 0.71869
79577 | 10.545 | 0.8 | 365 | 9.6439 | 0.33207 | 9 | 0.97594
79576 | 11.55 | 0.8 | 365 | 10.563 | 0.17453 | 10 | 0.73752
77161 | 7.41 | 0.8 | 365 | 6.7768 | 0.5847 | 7 | 0.36147
77961 | 14 | 0.8 | 365 | 12.8036 | 0.6661 | 13 | 0.46972
77536 | 4.275 | 0.8 | 365 | 3.9097 | 0.83733 | 4 | 0.747
77174 | 10.83 | 0.8 | 365 | 9.9045 | 0.85456 | 10 | 0.75907
79572 | 7.67 | 0.8 | 365 | 7.0146 | 0.061356 | 7 | 0.075908
79570 | 10.64 | 0.8 | 365 | 9.7307 | 0.50624 | 10 | 0.23698
79569 | 8.64 | 0.8 | 365 | 7.9017 | 0.83965 | 8 | 0.74131
79568 | 5.76 | 0.8 | 365 | 5.2678 | 0.55977 | 5 | 0.82754
78716 | 6.96 | 0.8 | 365 | 6.3652 | 0.75972 | 7 | 0.12494
79567 | 7.36 | 0.8 | 365 | 6.731 | 0.49304 | 7 | 0.22408
78711 | 6.67 | 0.8 | 365 | 6.1 | 0.22806 | 6 | 0.32807
79562 | 5.22 | 0.8 | 365 | 4.7739 | 0.56979 | 5 | 0.34371
79557 | 2.32 | 0.8 | 365 | 2.1217 | 0.25324 | 2 | 0.37498
79559 | 18.81 | 0.8 | 365 | 17.2026 | 0.48424 | 17 | 0.68681
79565 | 2.52 | 0.8 | 365 | 2.3047 | 0.6199 | 2 | 0.92455
79564 | 5.76 | 0.8 | 365 | 5.2678 | 0.55977 | 5 | 0.82754
79563 | 1.8 | 0.8 | 365 | 1.6462 | 0.29993 | 1 | 0.94611
79561 | 5.44 | 0.8 | 365 | 4.9751 | 0.97311 | 5 | 0.94823
79560 | 13.4 | 0.8 | 365 | 12.2549 | 0.56612 | 12 | 0.82101
79558 | 10.44 | 0.8 | 365 | 9.5478 | 0.13958 | 9 | 0.68742
78233 | 8.265 | 0.8 | 365 | 7.5587 | 0.15216 | 7 | 0.71087
79522 | 16.5 | 0.8 | 365 | 15.09 | 0.24933 | 15 | 0.33931
79556 | 8.45 | 0.8 | 365 | 7.7279 | 0.49132 | 8 | 0.21922
77848 | 9.69 | 0.8 | 365 | 8.8619 | 0.76461 | 9 | 0.62654
79555 | 10.385 | 0.8 | 365 | 9.4975 | 0.038746 | 9 | 0.53629
79478 | 9.28 | 0.8 | 365 | 8.487 | 0.012957 | 8 | 0.49993
79024 | 4.64 | 0.8 | 365 | 4.2435 | 0.50648 | 4 | 0.74996
78097 | 4.64 | 0.8 | 365 | 4.2435 | 0.50648 | 4 | 0.74996
79278 | 14.84 | 0.8 | 365 | 13.5718 | 0.20607 | 13 | 0.7779
79005 | 9.86 | 0.8 | 365 | 9.0174 | 0.076267 | 9 | 0.093671
79553 | 8.502 | 0.8 | 365 | 7.7755 | 0.58666 | 8 | 0.36211
77297 | 13.395 | 0.8 | 365 | 12.2503 | 0.55696 | 12 | 0.80727
79279 | 7 | 0.8 | 365 | 6.4018 | 0.83305 | 7 | 0.23486
79474 | 13.34 | 0.8 | 365 | 12.2 | 0.45613 | 12 | 0.65614
77219 | 2.28 | 0.8 | 365 | 2.0852 | 0.17991 | 2 | 0.26507
78048 | 7.25 | 0.8 | 365 | 6.6304 | 0.29137 | 6 | 0.92182
78077 | 4.56 | 0.8 | 365 | 4.1703 | 0.35982 | 4 | 0.53014
78275 | 3.92 | 0.8 | 365 | 3.585 | 0.18651 | 3 | 0.77152
77782 | 7.41 | 0.8 | 365 | 6.7768 | 0.5847 | 7 | 0.36147
77847 | 2.28 | 0.8 | 365 | 2.0852 | 0.17991 | 2 | 0.26507
79552 | 6.38 | 0.8 | 365 | 5.8348 | 0.69641 | 6 | 0.5312
79551 | 9.15 | 0.8 | 365 | 8.3681 | 0.77463 | 9 | 0.14271
79550 | 4.125 | 0.8 | 365 | 3.7725 | 0.56233 | 4 | 0.33483
79549 | 5.5 | 0.8 | 365 | 5.03 | 0.08311 | 5 | 0.1131
79547 | 5.1 | 0.8 | 365 | 4.6642 | 0.34979 | 5 | 0.013968
79545 | 11.4 | 0.8 | 365 | 10.4258 | 0.89954 | 11 | 0.32534
79543 | 13.5 | 0.8 | 365 | 12.3463 | 0.74945 | 13 | 0.095797
79542 | 4.8 | 0.8 | 365 | 4.3898 | 0.79981 | 5 | 0.18962
79541 | 10.05 | 0.8 | 365 | 9.1912 | 0.42459 | 9 | 0.61576
79540 | 12.48 | 0.8 | 365 | 11.4135 | 0.87949 | 12 | 0.293
79536 | 4.72 | 0.8 | 365 | 4.3166 | 0.65314 | 4 | 0.96979
79537 | 4.845 | 0.8 | 365 | 4.431 | 0.8823 | 5 | 0.31327
79535 | 4.2 | 0.8 | 365 | 3.8411 | 0.69983 | 4 | 0.54091
79144 | 8.12 | 0.8 | 365 | 7.4261 | 0.88634 | 8 | 0.31243
79534 | 14.07 | 0.8 | 365 | 12.8676 | 0.79443 | 13 | 0.66206
79533 | 6.12 | 0.8 | 365 | 5.597 | 0.21975 | 5 | 0.81676
79148 | 5.22 | 0.8 | 365 | 4.7739 | 0.56979 | 5 | 0.34371
79532 | 6.36 | 0.8 | 365 | 5.8165 | 0.65974 | 6 | 0.47624
79531 | 8.502 | 0.8 | 365 | 7.7755 | 0.58666 | 8 | 0.36211
79530 | 7.5 | 0.8 | 365 | 6.8591 | 0.7497 | 7 | 0.60878
77358 | 159.84 | 0.6 | 365 | 109.6355 | 0.77514 | 110 | 0.41068
79529 | 4.48 | 0.8 | 365 | 4.0972 | 0.21315 | 4 | 0.31031
79528 | 4.505 | 0.8 | 365 | 4.12 | 0.25898 | 4 | 0.379
79527 | 11.9 | 0.8 | 365 | 10.8831 | 0.81618 | 11 | 0.69926
79526 | 9.8 | 0.8 | 365 | 8.9625 | 0.96627 | 9 | 0.9288
79523 | 6.5 | 0.8 | 365 | 5.9445 | 0.9164 | 6 | 0.86094
79330 | 3.64 | 0.8 | 365 | 3.3289 | 0.67319 | 4 | 0.002126
79504 | 4.06 | 0.8 | 365 | 3.713 | 0.44317 | 4 | 0.15622
79521 | 7.37 | 0.8 | 365 | 6.7402 | 0.51137 | 7 | 0.25156
79355 | 10.15 | 0.8 | 365 | 9.2826 | 0.60792 | 9 | 0.89054
79520 | 4.425 | 0.8 | 365 | 4.0469 | 0.11232 | 4 | 0.15918
79519 | 7.41 | 0.8 | 365 | 6.7768 | 0.5847 | 7 | 0.36147
77170 | 5.04 | 0.8 | 365 | 4.6093 | 0.2398 | 4 | 0.8491
79516 | 5.415 | 0.8 | 365 | 4.9523 | 0.92728 | 5 | 0.87954
79517 | 8.75 | 0.8 | 365 | 8.0023 | 0.041312 | 8 | 0.043572
79457 | 3.92 | 0.8 | 365 | 3.585 | 0.18651 | 3 | 0.77152
79514 | 10.89 | 0.8 | 365 | 9.9594 | 0.96456 | 10 | 0.92394
79513 | 13.92 | 0.8 | 365 | 12.7305 | 0.51944 | 13 | 0.24989
79460 | 2.565 | 0.8 | 365 | 2.3458 | 0.7024 | 3 | 0.048201
79512 | 5.5 | 0.8 | 365 | 5.03 | 0.08311 | 5 | 0.1131
79510 | 5.7 | 0.8 | 365 | 5.2129 | 0.44977 | 5 | 0.66267
79511 | 8.04 | 0.8 | 365 | 7.3529 | 0.73967 | 8 | 0.092608
79508 | 9.38 | 0.8 | 365 | 8.5784 | 0.19629 | 8 | 0.77471
79506 | 11.97 | 0.8 | 365 | 10.9471 | 0.94451 | 11 | 0.89161
79507 | 13.44 | 0.8 | 365 | 12.2915 | 0.63946 | 12 | 0.93093
79505 | 7.83 | 0.8 | 365 | 7.1609 | 0.35468 | 7 | 0.51556
79503 | 5.7 | 0.8 | 365 | 5.2129 | 0.44977 | 5 | 0.66267
79502 | 9.86 | 0.8 | 365 | 9.0174 | 0.076267 | 9 | 0.093671
79475 | 5.22 | 0.8 | 365 | 4.7739 | 0.56979 | 5 | 0.34371
79501 | 9.24 | 0.8 | 365 | 8.4504 | 0.93963 | 9 | 0.39001
79500 | 5.6 | 0.8 | 365 | 5.1214 | 0.26644 | 5 | 0.38789
79499 | 4.93 | 0.8 | 365 | 4.5087 | 0.038134 | 4 | 0.54684
79465 | 5.51 | 0.8 | 365 | 5.0391 | 0.10144 | 5 | 0.14058
77180 | 8.55 | 0.8 | 365 | 7.8194 | 0.67465 | 8 | 0.494
79480 | 10.26 | 0.8 | 365 | 9.3832 | 0.80958 | 10 | 0.19281
79467 | 5.22 | 0.8 | 365 | 4.7739 | 0.56979 | 5 | 0.34371
79498 | 9.9 | 0.8 | 365 | 9.054 | 0.1496 | 9 | 0.20358
79497 | 10.88 | 0.8 | 365 | 9.9502 | 0.94623 | 10 | 0.89646
79495 | 5.36 | 0.8 | 365 | 4.902 | 0.82645 | 5 | 0.72841
79493 | 7.8 | 0.8 | 365 | 7.1334 | 0.29968 | 7 | 0.43313
64745 | 639.765 | 0.9 | 365 | 658.2299 | 0.48614 | 658 | 0.71604
79629 | 4.08 | 0.8 | 365 | 3.7313 | 0.47983 | 4 | 0.21117
79628 | 8.1 | 0.8 | 365 | 7.4078 | 0.84967 | 8 | 0.25748
79632 | 13.2 | 0.8 | 365 | 12.072 | 0.19946 | 12 | 0.27145
79633 | 9.145 | 0.8 | 365 | 8.3635 | 0.76546 | 9 | 0.12897
79637 | 6.72 | 0.8 | 365 | 6.1457 | 0.31973 | 6 | 0.46546
79639 | 9.6 | 0.8 | 365 | 8.7796 | 0.59961 | 9 | 0.37923
79641 | 18.425 | 0.8 | 365 | 16.8505 | 0.77842 | 17 | 0.62889
79642 | 13.68 | 0.8 | 365 | 12.511 | 0.079446 | 12 | 0.59041
79643 | 6.84 | 0.8 | 365 | 6.2555 | 0.53972 | 6 | 0.7952
79645 | 11.52 | 0.8 | 365 | 10.5355 | 0.11953 | 10 | 0.65508
79648 | 6.48 | 0.8 | 365 | 5.9262 | 0.87974 | 6 | 0.80598
79652 | 11.16 | 0.8 | 365 | 10.2063 | 0.45955 | 10 | 0.66586
79649 | 7.2 | 0.8 | 365 | 6.5847 | 0.19971 | 6 | 0.78442
79630 | 15.87 | 0.8 | 365 | 14.5138 | 0.094357 | 14 | 0.60817
79653 | 6.27 | 0.8 | 365 | 5.7342 | 0.49475 | 6 | 0.22894
79651 | 5.7 | 0.8 | 365 | 5.2129 | 0.44977 | 5 | 0.66267
79656 | 4.64 | 0.8 | 365 | 4.2435 | 0.50648 | 4 | 0.74996
79657 | 7.08 | 0.8 | 365 | 6.475 | 0.97971 | 7 | 0.45468
79640 | 4.06 | 0.8 | 365 | 3.713 | 0.44317 | 4 | 0.15622
79424 | 4.2 | 0.8 | 365 | 3.8411 | 0.69983 | 4 | 0.54091
79638 | 4.56 | 0.8 | 365 | 4.1703 | 0.35982 | 4 | 0.53014
79429 | 9.9 | 0.8 | 365 | 9.054 | 0.1496 | 9 | 0.20358
79635 | 12.54 | 0.8 | 365 | 11.4684 | 0.98949 | 12 | 0.45787
79659 | 24.94 | 0.8 | 365 | 22.8087 | 0.72232 | 23 | 0.53105
79654 | 9.28 | 0.8 | 365 | 8.487 | 0.012957 | 8 | 0.49993
79662 | 20.88 | 0.8 | 365 | 19.0957 | 0.27915 | 19 | 0.37483
79663 | 14.49 | 0.8 | 365 | 13.2517 | 0.56441 | 13 | 0.81616
79586 | 2.925 | 0.8 | 365 | 2.675 | 0.36238 | 3 | 0.037423
79677 | 8.99 | 0.8 | 365 | 8.2218 | 0.4813 | 8 | 0.70305
79679 | 8.58 | 0.8 | 365 | 7.8468 | 0.72965 | 8 | 0.57644
79680 | 3.48 | 0.8 | 365 | 3.1826 | 0.37986 | 3 | 0.56247
79682 | 10.15 | 0.8 | 365 | 9.2826 | 0.60792 | 9 | 0.89054
79684 | 8.12 | 0.8 | 365 | 7.4261 | 0.88634 | 8 | 0.31243
79687 | 4.64 | 0.8 | 365 | 4.2435 | 0.50648 | 4 | 0.74996
79647 | 6.09 | 0.8 | 365 | 5.5696 | 0.16475 | 5 | 0.73433
79665 | 3.705 | 0.8 | 365 | 3.3884 | 0.79235 | 4 | 0.18074
79674 | 7.41 | 0.8 | 365 | 6.7768 | 0.5847 | 7 | 0.36147
79678 | 4.76 | 0.8 | 365 | 4.3532 | 0.72647 | 5 | 0.079703
79672 | 5.28 | 0.8 | 365 | 4.8288 | 0.67979 | 5 | 0.50858
79675 | 11.115 | 0.8 | 365 | 10.1652 | 0.37705 | 10 | 0.54221
79697 | 6.09 | 0.8 | 365 | 5.5696 | 0.16475 | 5 | 0.73433
79698 | 8.55 | 0.8 | 365 | 7.8194 | 0.67465 | 8 | 0.494
79699 | 3.92 | 0.8 | 365 | 3.585 | 0.18651 | 3 | 0.77152
79700 | 7.92 | 0.8 | 365 | 7.2432 | 0.51968 | 7 | 0.76287
79701 | 10.85 | 0.8 | 365 | 9.9228 | 0.89123 | 10 | 0.81403
79702 | 9.52 | 0.8 | 365 | 8.7065 | 0.45295 | 9 | 0.15941
79703 | 6.6 | 0.8 | 365 | 6.036 | 0.099732 | 6 | 0.13572
79704 | 13.44 | 0.8 | 365 | 12.2915 | 0.63946 | 12 | 0.93093
79705 | 5.865 | 1 | 365 | 6.7048 | 0.44033 | 7 | 0.14508
79707 | 10.075 | 0.8 | 365 | 9.214 | 0.47042 | 9 | 0.68446
79712 | 7.155 | 0.8 | 365 | 6.5436 | 0.11721 | 6 | 0.66077
79650 | 533.65 | 0.6 | 365 | 366.0348 | 0.75253 | 366 | 0.78733
65427 | 299.98 | 0.7 | 365 | 240.0518 | 0.20728 | 240 | 0.25907
79378 | 3.42 | 0.8 | 365 | 3.1277 | 0.26986 | 3 | 0.3976
79710 | 11.7 | 0.8 | 365 | 10.7002 | 0.44953 | 11 | 0.14969
79713 | 5.9 | 0.8 | 365 | 5.3958 | 0.81643 | 6 | 0.21224
79714 | 11.21 | 0.8 | 365 | 10.252 | 0.55121 | 10 | 0.80325
79715 | 7.26 | 0.8 | 365 | 6.6396 | 0.30971 | 6 | 0.9493
79716 | 6.6 | 0.8 | 365 | 6.036 | 0.099732 | 6 | 0.13572
79717 | 3.84 | 0.8 | 365 | 3.5118 | 0.039844 | 3 | 0.55169
79720 | 7.08 | 0.8 | 365 | 6.475 | 0.97971 | 7 | 0.45468
79718 | 7.8 | 0.8 | 365 | 7.1334 | 0.29968 | 7 | 0.43313
79269 | 9.8 | 0.8 | 365 | 8.9625 | 0.96627 | 9 | 0.9288
79724 | 12 | 0.8 | 365 | 10.9745 | 0.99951 | 11 | 0.97404
79725 | 8.4 | 0.8 | 365 | 7.6822 | 0.39966 | 8 | 0.081829
79723 | 24 | 0.8 | 365 | 21.9491 | 0.99903 | 22 | 0.94808
79729 | 9.92 | 0.8 | 365 | 9.0723 | 0.18626 | 9 | 0.25854
79607 | 11.025 | 0.8 | 365 | 10.0828 | 0.21205 | 10 | 0.2949
79741 | 8.96 | 0.8 | 365 | 8.1943 | 0.4263 | 8 | 0.62062
79610 | 11.115 | 0.8 | 365 | 10.1652 | 0.37705 | 10 | 0.54221
79743 | 4.32 | 0.8 | 365 | 3.9508 | 0.91982 | 4 | 0.87065
79744 | 6 | 0.8 | 365 | 5.4873 | 0.99976 | 6 | 0.48702
78202 | 278.72 | 0.6 | 365 | 191.1763 | 0.23153 | 191 | 0.4078
79188 | 31.2 | 0.6 | 365 | 21.4003 | 0.89905 | 22 | 0.29938
79602 | 9.94 | 0.8 | 365 | 9.0906 | 0.22293 | 9 | 0.3135
79751 | 7.04 | 0.8 | 365 | 6.4384 | 0.90638 | 7 | 0.34477
79752 | 11.55 | 0.8 | 365 | 10.563 | 0.17453 | 10 | 0.73752
79753 | 6.325 | 0.8 | 365 | 5.7845 | 0.59558 | 6 | 0.38007
79755 | 4.72 | 0.8 | 365 | 4.3166 | 0.65314 | 4 | 0.96979
79746 | 5.04 | 0.8 | 365 | 4.6093 | 0.2398 | 4 | 0.8491
79756 | 5.775 | 0.8 | 365 | 5.2815 | 0.58727 | 5 | 0.86876
79757 | 3.6 | 0.8 | 365 | 3.2924 | 0.59985 | 3 | 0.89221
79758 | 11.31 | 0.8 | 365 | 10.3435 | 0.73454 | 11 | 0.078034
79759 | 10.05 | 0.8 | 365 | 9.1912 | 0.42459 | 9 | 0.61576
79760 | 12.095 | 0.8 | 365 | 11.0614 | 0.17368 | 11 | 0.23509
79761 | 5.7 | 0.8 | 365 | 5.2129 | 0.44977 | 5 | 0.66267
79054 | 9.6 | 0.8 | 365 | 8.7796 | 0.59961 | 9 | 0.37923
79626 | 14.19 | 0.8 | 365 | 12.9774 | 0.014425 | 12 | 0.9918
79765 | 6.4 | 0.8 | 365 | 5.8531 | 0.73307 | 6 | 0.58616
79766 | 7.75 | 0.8 | 365 | 7.0877 | 0.20802 | 7 | 0.29574
79767 | 5.8 | 0.8 | 365 | 5.3044 | 0.6331 | 5 | 0.93745
79768 | 5.22 | 0.8 | 365 | 4.7739 | 0.56979 | 5 | 0.34371
79769 | 5.85 | 0.8 | 365 | 5.3501 | 0.72476 | 6 | 0.074845
79770 | 5.415 | 0.8 | 365 | 4.9523 | 0.92728 | 5 | 0.87954
79772 | 3.48 | 0.8 | 365 | 3.1826 | 0.37986 | 3 | 0.56247
79262 | 15.12 | 0.8 | 365 | 13.8279 | 0.71939 | 14 | 0.54729
79774 | 7.54 | 0.8 | 365 | 6.8957 | 0.82303 | 7 | 0.71869
79775 | 7.3 | 0.8 | 365 | 6.6762 | 0.38304 | 7 | 0.059209
79509 | 17.16 | 0.8 | 365 | 15.6936 | 0.4593 | 16 | 0.15288
79776 | 7.41 | 0.8 | 365 | 6.7768 | 0.5847 | 7 | 0.36147
79778 | 11.05 | 0.8 | 365 | 10.1057 | 0.25789 | 10 | 0.3636
79780 | 7.28 | 0.8 | 365 | 6.6579 | 0.34637 | 7 | 0.0042519
79781 | 7.125 | 0.8 | 365 | 6.5161 | 0.062211 | 6 | 0.57834
79149 | 9.1 | 0.8 | 365 | 8.3224 | 0.68296 | 9 | 0.0053149
79782 | 3.99 | 0.8 | 365 | 3.649 | 0.31484 | 3 | 0.96387
79783 | 10.56 | 0.8 | 365 | 9.6576 | 0.35957 | 10 | 0.017157
79627 | 6.3 | 0.8 | 365 | 5.7616 | 0.54974 | 6 | 0.31137
79784 | 7.2 | 0.8 | 365 | 6.5847 | 0.19971 | 6 | 0.78442
79786 | 5.04 | 0.8 | 365 | 4.6093 | 0.2398 | 4 | 0.8491
79413 | 6.365 | 0.8 | 365 | 5.8211 | 0.66891 | 6 | 0.48998
79454 | 7 | 0.8 | 365 | 6.4018 | 0.83305 | 7 | 0.23486
78798 | 6.96 | 0.8 | 365 | 6.3652 | 0.75972 | 7 | 0.12494
79538 | 5.8 | 0.8 | 365 | 5.3044 | 0.6331 | 5 | 0.93745
79571 | 9.715 | 0.8 | 365 | 8.8848 | 0.81044 | 9 | 0.69523
79574 | 23.76 | 0.8 | 365 | 21.7296 | 0.55904 | 22 | 0.2886
79358 | 8.12 | 0.8 | 365 | 7.4261 | 0.88634 | 8 | 0.31243
79581 | 4.32 | 0.8 | 365 | 3.9508 | 0.91982 | 4 | 0.87065
79320 | 14.31 | 0.8 | 365 | 13.0871 | 0.23442 | 13 | 0.32154
79636 | 19.44 | 0.8 | 365 | 17.7787 | 0.63921 | 18 | 0.41795
79686 | 6.96 | 0.8 | 365 | 6.3652 | 0.75972 | 7 | 0.12494
79709 | 2.95 | 0.8 | 365 | 2.6979 | 0.40821 | 3 | 0.10612
79728 | 8.4 | 0.8 | 365 | 7.6822 | 0.39966 | 8 | 0.081829
79749 | 6.3 | 0.8 | 365 | 5.7616 | 0.54974 | 6 | 0.31137
79762 | 9.8 | 0.8 | 365 | 8.9625 | 0.96627 | 9 | 0.9288
79764 | 4.06 | 0.8 | 365 | 3.713 | 0.44317 | 4 | 0.15622
32447 | 2114.82 | 1 | 365 | 2417.6199 | 0.35535 | 2417 | 0.97528
33593 | 5990.4 | 0.8 | 365 | 5478.4844 | 0.15719 | 5478 | 0.64157
64472 | 74.82 | 0.9 | 365 | 76.9795 | 0.31284 | 77 | 0.29229
75368 | 5.565 | 0.8 | 365 | 5.0894 | 0.20227 | 5 | 0.29171
75487 | 212.8 | 0.6 | 365 | 145.9612 | 0.59353 | 146 | 0.55475
77514 | 4.875 | 0.8 | 365 | 4.4584 | 0.9373 | 5 | 0.3957
77668 | 6.9 | 0.8 | 365 | 6.3104 | 0.64972 | 6 | 0.96007
78068 | 7.95 | 0.8 | 365 | 7.2706 | 0.57468 | 7 | 0.8453
78377 | 8.775 | 0.8 | 365 | 8.0251 | 0.087144 | 8 | 0.11227
79280 | 6.3 | 0.8 | 365 | 5.7616 | 0.54974 | 6 | 0.31137
79286 | 6 | 0.8 | 365 | 5.4873 | 0.99976 | 6 | 0.48702
79676 | 6.67 | 0.8 | 365 | 6.1 | 0.22806 | 6 | 0.32807
79685 | 6.09 | 0.8 | 365 | 5.5696 | 0.16475 | 5 | 0.73433
79694 | 8.12 | 0.8 | 365 | 7.4261 | 0.88634 | 8 | 0.31243
79695 | 17.385 | 0.8 | 365 | 15.8993 | 0.8718 | 16 | 0.77114
79708 | 5.58 | 0.8 | 365 | 5.1032 | 0.22977 | 5 | 0.33293
79711 | 10.395 | 0.8 | 365 | 9.5067 | 0.057079 | 9 | 0.56376
79739 | 2.9 | 0.8 | 365 | 2.6522 | 0.31655 | 2 | 0.96873
79740 | 7.28 | 0.8 | 365 | 6.6579 | 0.34637 | 7 | 0.0042519
79742 | 5.22 | 0.8 | 365 | 4.7739 | 0.56979 | 5 | 0.34371
79745 | 9.57 | 0.8 | 365 | 8.7522 | 0.54461 | 9 | 0.2968
79747 | 7.98 | 0.8 | 365 | 7.2981 | 0.62968 | 7 | 0.92774
79763 | 9.28 | 0.8 | 365 | 8.487 | 0.012957 | 8 | 0.49993
79771 | 8.1 | 0.8 | 365 | 7.4078 | 0.84967 | 8 | 0.25748
79789 | 5.95 | 0.8 | 365 | 5.4415 | 0.90809 | 6 | 0.34963
79790 | 4.65 | 0.8 | 365 | 4.2526 | 0.52481 | 4 | 0.77744
79791 | 4.64 | 0.8 | 365 | 4.2435 | 0.50648 | 4 | 0.74996
79793 | 6.38 | 0.8 | 365 | 5.8348 | 0.69641 | 6 | 0.5312
79794 | 7.41 | 0.8 | 365 | 6.7768 | 0.5847 | 7 | 0.36147
79795 | 10.73 | 0.8 | 365 | 9.8131 | 0.67123 | 10 | 0.48429
79796 | 5.9 | 0.8 | 365 | 5.3958 | 0.81643 | 6 | 0.21224
79797 | 6.67 | 0.8 | 365 | 6.1 | 0.22806 | 6 | 0.32807
79798 | 6.9 | 0.8 | 365 | 6.3104 | 0.64972 | 6 | 0.96007
79799 | 4.64 | 0.8 | 365 | 4.2435 | 0.50648 | 4 | 0.74996
79801 | 9.9 | 0.8 | 365 | 9.054 | 0.1496 | 9 | 0.20358
79802 | 8.41 | 0.8 | 365 | 7.6913 | 0.41799 | 8 | 0.10931
79803 | 6.38 | 0.8 | 365 | 5.8348 | 0.69641 | 6 | 0.5312
79805 | 10.15 | 0.8 | 365 | 9.2826 | 0.60792 | 9 | 0.89054
79806 | 12.18 | 0.8 | 365 | 11.1391 | 0.32951 | 11 | 0.46865
79807 | 6.38 | 0.8 | 365 | 5.8348 | 0.69641 | 6 | 0.5312
79808 | 7.25 | 0.8 | 365 | 6.6304 | 0.29137 | 6 | 0.92182
79809 | 6.38 | 0.8 | 365 | 5.8348 | 0.69641 | 6 | 0.5312
79810 | 3.48 | 0.8 | 365 | 3.1826 | 0.37986 | 3 | 0.56247
79811 | 5.985 | 0.8 | 365 | 5.4735 | 0.97226 | 6 | 0.4458
79815 | 4.8 | 0.8 | 365 | 4.3898 | 0.79981 | 5 | 0.18962
79816 | 9 | 0.8 | 365 | 8.2309 | 0.49964 | 8 | 0.73053
79817 | 4.5 | 0.8 | 365 | 4.1154 | 0.24982 | 4 | 0.36527
79819 | 6.16 | 0.8 | 365 | 5.6336 | 0.29308 | 5 | 0.92667
79820 | 6.867 | 0.8 | 365 | 6.2802 | 0.58922 | 6 | 0.8694
79822 | 3.08 | 0.8 | 365 | 2.8168 | 0.64654 | 3 | 0.46334
79823 | 9.9 | 0.8 | 365 | 9.054 | 0.1496 | 9 | 0.20358
79824 | 11.44 | 0.8 | 365 | 10.4624 | 0.97287 | 11 | 0.43525
79825 | 8.395 | 0.8 | 365 | 7.6776 | 0.39049 | 8 | 0.06809
79828 | 5.94 | 0.8 | 365 | 5.4324 | 0.88976 | 6 | 0.32215
79829 | 5.76 | 0.8 | 365 | 5.2678 | 0.55977 | 5 | 0.82754
79830 | 4.95 | 0.8 | 365 | 4.527 | 0.074799 | 4 | 0.60179
79832 | 12.39 | 0.8 | 365 | 11.3312 | 0.7145 | 12 | 0.045698
79837 | 7.98 | 0.8 | 365 | 7.2981 | 0.62968 | 7 | 0.92774
79838 | 9.12 | 0.8 | 365 | 8.3406 | 0.71963 | 9 | 0.060272
79844 | 6.5 | 0.8 | 365 | 5.9445 | 0.9164 | 6 | 0.86094
79845 | 6.6 | 0.8 | 365 | 6.036 | 0.099732 | 6 | 0.13572
79846 | 5.9 | 0.8 | 365 | 5.3958 | 0.81643 | 6 | 0.21224
79848 | 5.85 | 0.8 | 365 | 5.3501 | 0.72476 | 6 | 0.074845
79855 | 6.72 | 0.8 | 365 | 6.1457 | 0.31973 | 6 | 0.46546
79856 | 3.9 | 0.8 | 365 | 3.5667 | 0.14984 | 3 | 0.71656
79858 | 11.505 | 0.8 | 365 | 10.5218 | 0.092034 | 10 | 0.61386
79861 | 7.2 | 0.8 | 365 | 6.5847 | 0.19971 | 6 | 0.78442
79862 | 4.68 | 0.8 | 365 | 4.2801 | 0.57981 | 4 | 0.85988
79864 | 6.12 | 0.8 | 365 | 5.597 | 0.21975 | 5 | 0.81676
79866 | 9.72 | 0.8 | 365 | 8.8894 | 0.81961 | 9 | 0.70897
79868 | 10.44 | 0.8 | 365 | 9.5478 | 0.13958 | 9 | 0.68742
79869 | 7.56 | 0.8 | 365 | 6.914 | 0.85969 | 7 | 0.77365
79870 | 5.1 | 0.8 | 365 | 4.6642 | 0.34979 | 5 | 0.013968
79871 | 5.25 | 0.8 | 365 | 4.8014 | 0.62479 | 5 | 0.42614
79872 | 11.31 | 0.8 | 365 | 10.3435 | 0.73454 | 11 | 0.078034
79873 | 7.705 | 0.8 | 365 | 7.0466 | 0.12552 | 7 | 0.17208
79874 | 3.6 | 0.8 | 365 | 3.2924 | 0.59985 | 3 | 0.89221
79875 | 11.505 | 0.8 | 365 | 10.5218 | 0.092034 | 10 | 0.61386
79876 | 9.715 | 0.8 | 365 | 8.8848 | 0.81044 | 9 | 0.69523
79878 | 7.2 | 0.8 | 365 | 6.5847 | 0.19971 | 6 | 0.78442
79879 | 8.25 | 0.8 | 365 | 7.545 | 0.12467 | 7 | 0.66965
79881 | 10.8 | 0.8 | 365 | 9.8771 | 0.79956 | 10 | 0.67664
79882 | 6.89 | 1 | 365 | 7.8765 | 0.78923 | 8 | 0.66574
79883 | 9.28 | 0.8 | 365 | 8.487 | 0.012957 | 8 | 0.49993
79888 | 9.81 | 0.8 | 365 | 8.9717 | 0.9846 | 9 | 0.95628
79889 | 11.4 | 0.8 | 365 | 10.4258 | 0.89954 | 11 | 0.32534
79890 | 5.7 | 0.8 | 365 | 5.2129 | 0.44977 | 5 | 0.66267
79891 | 7.194 | 0.8 | 365 | 6.5792 | 0.18871 | 6 | 0.76794
79893 | 7.2 | 0.8 | 365 | 6.5847 | 0.19971 | 6 | 0.78442
79894 | 12.06 | 0.8 | 365 | 11.0294 | 0.10951 | 11 | 0.13891
79896 | 6.7 | 0.8 | 365 | 6.1274 | 0.28306 | 6 | 0.41051
79897 | 9.425 | 0.8 | 365 | 8.6196 | 0.27878 | 8 | 0.89836
79898 | 7.68 | 0.8 | 365 | 7.0237 | 0.079689 | 7 | 0.10339
79899 | 5.2 | 0.8 | 365 | 4.7556 | 0.53312 | 5 | 0.28875
79900 | 10.18 | 0.8 | 365 | 9.3101 | 0.66292 | 9 | 0.97298
79902 | 11.88 | 0.8 | 365 | 10.8648 | 0.77952 | 11 | 0.6443
79903 | 9 | 0.8 | 365 | 8.2309 | 0.49964 | 8 | 0.73053
79904 | 10.5 | 0.8 | 365 | 9.6027 | 0.24957 | 9 | 0.85229
79905 | 8.7 | 0.8 | 365 | 7.9565 | 0.94965 | 8 | 0.90618
79906 | 14.52 | 0.8 | 365 | 13.2792 | 0.61941 | 13 | 0.89859
79909 | 4.06 | 0.8 | 365 | 3.713 | 0.44317 | 4 | 0.15622
79910 | 10.24 | 0.8 | 365 | 9.3649 | 0.77292 | 10 | 0.13785
79631 | 6 | 1 | 365 | 6.8591 | 0.7497 | 7 | 0.60878
79915 | 9 | 0.8 | 365 | 8.2309 | 0.49964 | 8 | 0.73053
79912 | 5.985 | 0.8 | 365 | 5.4735 | 0.97226 | 6 | 0.4458
79917 | 5.76 | 0.8 | 365 | 5.2678 | 0.55977 | 5 | 0.82754
79921 | 8.55 | 0.8 | 365 | 7.8194 | 0.67465 | 8 | 0.494
79925 | 3.42 | 0.8 | 365 | 3.1277 | 0.26986 | 3 | 0.3976
79923 | 9.9 | 0.8 | 365 | 9.054 | 0.1496 | 9 | 0.20358
79926 | 8.375 | 0.8 | 365 | 7.6593 | 0.35383 | 8 | 0.013133
79924 | 8.58 | 0.8 | 365 | 7.8468 | 0.72965 | 8 | 0.57644
79927 | 5.04 | 0.8 | 365 | 4.6093 | 0.2398 | 4 | 0.8491
79929 | 2.28 | 0.8 | 365 | 2.0852 | 0.17991 | 2 | 0.26507
79928 | 9.92 | 0.8 | 365 | 9.0723 | 0.18626 | 9 | 0.25854
79930 | 7.98 | 0.8 | 365 | 7.2981 | 0.62968 | 7 | 0.92774
79933 | 7.59 | 0.8 | 365 | 6.9414 | 0.91469 | 7 | 0.85608
79934 | 11.16 | 0.8 | 365 | 10.2063 | 0.45955 | 10 | 0.66586
79935 | 9.57 | 0.8 | 365 | 8.7522 | 0.54461 | 9 | 0.2968
79937 | 5.13 | 0.8 | 365 | 4.6916 | 0.40479 | 5 | 0.096403
79938 | 5.985 | 0.8 | 365 | 5.4735 | 0.97226 | 6 | 0.4458
79939 | 8.04 | 0.8 | 365 | 7.3529 | 0.73967 | 8 | 0.092608
79941 | 4.05 | 0.8 | 365 | 3.7039 | 0.42484 | 4 | 0.12874
79940 | 10.44 | 0.8 | 365 | 9.5478 | 0.13958 | 9 | 0.68742
79166 | 7.98 | 0.8 | 365 | 7.2981 | 0.62968 | 7 | 0.92774
79172 | 6.84 | 0.8 | 365 | 6.2555 | 0.53972 | 6 | 0.7952
79179 | 3.42 | 0.8 | 365 | 3.1277 | 0.26986 | 3 | 0.3976
79183 | 10.92 | 0.8 | 365 | 9.9868 | 0.019557 | 10 | 0.0063779
49631 | 3.18 | 0.8 | 365 | 2.9082 | 0.82987 | 3 | 0.73812
79185 | 8.55 | 0.8 | 365 | 7.8194 | 0.67465 | 8 | 0.494
79186 | 2.32 | 0.8 | 365 | 2.1217 | 0.25324 | 2 | 0.37498
49635 | 5.83 | 0.8 | 365 | 5.3318 | 0.6881 | 6 | 0.019889
79942 | 14.52 | 0.8 | 365 | 13.2792 | 0.61941 | 13 | 0.89859
79945 | 10.26 | 0.8 | 365 | 9.3832 | 0.80958 | 10 | 0.19281
79946 | 7.04 | 0.8 | 365 | 6.4384 | 0.90638 | 7 | 0.34477
79948 | 14.08 | 0.8 | 365 | 12.8768 | 0.81276 | 13 | 0.68954
79949 | 11.02 | 0.8 | 365 | 10.0783 | 0.20289 | 10 | 0.28116
79950 | 9.975 | 0.8 | 365 | 9.1226 | 0.2871 | 9 | 0.40967
79953 | 6.6 | 0.8 | 365 | 6.036 | 0.099732 | 6 | 0.13572
79792 | 8.555 | 0.8 | 365 | 7.8239 | 0.68382 | 8 | 0.50774
79955 | 3.19 | 0.8 | 365 | 2.9174 | 0.8482 | 3 | 0.7656
79956 | 8.7 | 0.8 | 365 | 7.9565 | 0.94965 | 8 | 0.90618
79958 | 5.22 | 0.8 | 365 | 4.7739 | 0.56979 | 5 | 0.34371
79959 | 10.73 | 0.8 | 365 | 9.8131 | 0.67123 | 10 | 0.48429
79960 | 4.03 | 0.8 | 365 | 3.6856 | 0.38817 | 4 | 0.073782
79962 | 4.56 | 0.8 | 365 | 4.1703 | 0.35982 | 4 | 0.53014
79963 | 3.77 | 0.8 | 365 | 3.4478 | 0.91151 | 4 | 0.35934
79965 | 7.25 | 0.8 | 365 | 6.6304 | 0.29137 | 6 | 0.92182
79964 | 3.9 | 0.8 | 365 | 3.5667 | 0.14984 | 3 | 0.71656
79966 | 7.245 | 0.8 | 365 | 6.6259 | 0.28221 | 6 | 0.90808
79892 | 4.06 | 0.8 | 365 | 3.713 | 0.44317 | 4 | 0.15622
79974 | 11.685 | 0.8 | 365 | 10.6864 | 0.42203 | 11 | 0.10847
79977 | 6.09 | 0.8 | 365 | 5.5696 | 0.16475 | 5 | 0.73433
79979 | 5.8 | 0.8 | 365 | 5.3044 | 0.6331 | 5 | 0.93745
79978 | 3.9 | 0.8 | 365 | 3.5667 | 0.14984 | 3 | 0.71656
79982 | 9.69 | 0.8 | 365 | 8.8619 | 0.76461 | 9 | 0.62654
79985 | 6.4 | 0.8 | 365 | 5.8531 | 0.73307 | 6 | 0.58616
79986 | 5.7 | 0.8 | 365 | 5.2129 | 0.44977 | 5 | 0.66267
79987 | 4.48 | 0.8 | 365 | 4.0972 | 0.21315 | 4 | 0.31031
80004 | 13.2 | 0.8 | 365 | 12.072 | 0.19946 | 12 | 0.27145
79693 | 11.895 | 0.8 | 365 | 10.8785 | 0.80702 | 11 | 0.68552
65256 | 68 | 0.9 | 365 | 69.9626 | 0.2469 | 70 | 0.20952
79988 | 5.44 | 0.8 | 365 | 4.9751 | 0.97311 | 5 | 0.94823
79989 | 7.37 | 0.8 | 365 | 6.7402 | 0.51137 | 7 | 0.25156
79991 | 7.695 | 0.8 | 365 | 7.0374 | 0.10719 | 7 | 0.1446
79992 | 5.985 | 0.8 | 365 | 5.4735 | 0.97226 | 6 | 0.4458
79993 | 6.44 | 0.8 | 365 | 5.8897 | 0.80641 | 6 | 0.69607
79773 | 6.21 | 0.8 | 365 | 5.6793 | 0.38475 | 6 | 0.064067
79994 | 6.4 | 0.8 | 365 | 5.8531 | 0.73307 | 6 | 0.58616
79995 | 7 | 0.8 | 365 | 6.4018 | 0.83305 | 7 | 0.23486
79996 | 10.73 | 0.8 | 365 | 9.8131 | 0.67123 | 10 | 0.48429
79843 | 6.9 | 0.8 | 365 | 6.3104 | 0.64972 | 6 | 0.96007
79997 | 5.32 | 0.8 | 365 | 4.8654 | 0.75312 | 5 | 0.61849
79999 | 10.44 | 0.8 | 365 | 9.5478 | 0.13958 | 9 | 0.68742
80000 | 7.665 | 0.8 | 365 | 7.01 | 0.052189 | 7 | 0.062169
79162 | 6.84 | 0.8 | 365 | 6.2555 | 0.53972 | 6 | 0.7952
80005 | 7.92 | 0.8 | 365 | 7.2432 | 0.51968 | 7 | 0.76287
80006 | 3.24 | 0.8 | 365 | 2.9631 | 0.93987 | 3 | 0.90299
80008 | 6.5 | 0.8 | 365 | 5.9445 | 0.9164 | 6 | 0.86094
80010 | 6.03 | 0.8 | 365 | 5.5147 | 0.054756 | 5 | 0.56946
80011 | 8.96 | 0.8 | 365 | 8.1943 | 0.4263 | 8 | 0.62062
80012 | 9.45 | 0.8 | 365 | 8.6424 | 0.32462 | 8 | 0.96706
80013 | 9.684 | 0.8 | 365 | 8.8564 | 0.75361 | 9 | 0.61005
80014 | 10.15 | 0.8 | 365 | 9.2826 | 0.60792 | 9 | 0.89054
80015 | 6.3 | 0.8 | 365 | 5.7616 | 0.54974 | 6 | 0.31137
80018 | 4.64 | 0.8 | 365 | 4.2435 | 0.50648 | 4 | 0.74996
80019 | 2.32 | 0.8 | 365 | 2.1217 | 0.25324 | 2 | 0.37498
80020 | 11.4 | 0.8 | 365 | 10.4258 | 0.89954 | 11 | 0.32534
80021 | 9.57 | 0.8 | 365 | 8.7522 | 0.54461 | 9 | 0.2968
56093 | 2673 | 1 | 365 | 3055.7201 | 0.48957 | 3056 | 0.20971
35331 | 1391.94 | 1 | 365 | 1591.238 | 0.79198 | 1592 | 0.029944
79984 | 3.924 | 0.8 | 365 | 3.5887 | 0.19384 | 3 | 0.78251
80003 | 7.2 | 1 | 365 | 8.2309 | 0.49964 | 8 | 0.73053
80028 | 6.75 | 0.8 | 365 | 6.1732 | 0.37473 | 6 | 0.5479
80031 | 6.6 | 0.8 | 365 | 6.036 | 0.099732 | 6 | 0.13572
80033 | 9.24 | 0.8 | 365 | 8.4504 | 0.93963 | 9 | 0.39001
80034 | 5.7 | 0.8 | 365 | 5.2129 | 0.44977 | 5 | 0.66267
80035 | 8.91 | 0.8 | 365 | 8.1486 | 0.33464 | 8 | 0.48323
80036 | 3.835 | 0.8 | 365 | 3.5073 | 0.030678 | 3 | 0.53795
80037 | 12.9 | 0.8 | 365 | 11.7976 | 0.64948 | 12 | 0.44709
80038 | 4.5 | 0.8 | 365 | 4.1154 | 0.24982 | 4 | 0.36527
80039 | 5.232 | 0.8 | 365 | 4.7849 | 0.59179 | 5 | 0.37668
80040 | 11.16 | 0.8 | 365 | 10.2063 | 0.45955 | 10 | 0.66586
80043 | 7.2 | 0.8 | 365 | 6.5847 | 0.19971 | 6 | 0.78442
80045 | 12.825 | 0.8 | 365 | 11.729 | 0.51198 | 12 | 0.24101
80046 | 11.6 | 0.8 | 365 | 10.6087 | 0.2662 | 10 | 0.87491
80047 | 11.55 | 0.8 | 365 | 10.563 | 0.17453 | 10 | 0.73752
80048 | 13.3 | 0.8 | 365 | 12.1634 | 0.38279 | 12 | 0.54623
80049 | 8.96 | 0.8 | 365 | 8.1943 | 0.4263 | 8 | 0.62062
80053 | 9.9 | 0.8 | 365 | 9.054 | 0.1496 | 9 | 0.20358
78058 | 9.92 | 0.8 | 365 | 9.0723 | 0.18626 | 9 | 0.25854
80086 | 10.73 | 0.8 | 365 | 9.8131 | 0.67123 | 10 | 0.48429
80088 | 14.85 | 0.8 | 365 | 13.581 | 0.2244 | 13 | 0.80538
80090 | 9.28 | 0.8 | 365 | 8.487 | 0.012957 | 8 | 0.49993
80089 | 5.985 | 0.8 | 365 | 5.4735 | 0.97226 | 6 | 0.4458
80091 | 19.43 | 0.8 | 365 | 17.7696 | 0.62088 | 18 | 0.39047
80093 | 10.385 | 0.8 | 365 | 9.4975 | 0.038746 | 9 | 0.53629
80094 | 8.375 | 0.8 | 365 | 7.6593 | 0.35383 | 8 | 0.013133
80095 | 4.56 | 0.8 | 365 | 4.1703 | 0.35982 | 4 | 0.53014
80096 | 14.85 | 0.8 | 365 | 13.581 | 0.2244 | 13 | 0.80538
80097 | 9.24 | 0.8 | 365 | 8.4504 | 0.93963 | 9 | 0.39001
80098 | 8.96 | 0.8 | 365 | 8.1943 | 0.4263 | 8 | 0.62062
80099 | 3.77 | 0.8 | 365 | 3.4478 | 0.91151 | 4 | 0.35934
80100 | 12.8 | 0.8 | 365 | 11.7062 | 0.46615 | 12 | 0.17231
80101 | 5.4 | 0.8 | 365 | 4.9385 | 0.89978 | 5 | 0.83832
80102 | 5.7 | 0.8 | 365 | 5.2129 | 0.44977 | 5 | 0.66267
80103 | 4.2 | 0.8 | 365 | 3.8411 | 0.69983 | 4 | 0.54091
80104 | 6.84 | 0.8 | 365 | 6.2555 | 0.53972 | 6 | 0.7952
80105 | 5.94 | 0.8 | 365 | 5.4324 | 0.88976 | 6 | 0.32215
80107 | 7.695 | 0.8 | 365 | 7.0374 | 0.10719 | 7 | 0.1446
80114 | 4.32 | 0.8 | 365 | 3.9508 | 0.91982 | 4 | 0.87065
80113 | 15.41 | 0.8 | 365 | 14.0931 | 0.25104 | 14 | 0.34417
80115 | 6.555 | 0.8 | 365 | 5.9948 | 0.017234 | 6 | 0.01207
80117 | 12.25 | 0.8 | 365 | 11.2032 | 0.45784 | 11 | 0.661
80119 | 10.385 | 0.8 | 365 | 9.4975 | 0.038746 | 9 | 0.53629
76768 | 7.848 | 0.8 | 365 | 7.1773 | 0.38768 | 7 | 0.56502
76771 | 9.715 | 0.8 | 365 | 8.8848 | 0.81044 | 9 | 0.69523
80056 | 7.521 | 0.8 | 365 | 6.8783 | 0.7882 | 7 | 0.66648
80058 | 13.08 | 0.8 | 365 | 11.9622 | 0.97947 | 12 | 0.94171
80060 | 10.464 | 0.8 | 365 | 9.5698 | 0.18358 | 9 | 0.75336
80061 | 7.194 | 0.8 | 365 | 6.5792 | 0.18871 | 6 | 0.76794
80065 | 5.76 | 0.8 | 365 | 5.2678 | 0.55977 | 5 | 0.82754
80066 | 5.232 | 0.8 | 365 | 4.7849 | 0.59179 | 5 | 0.37668
80124 | 7.8 | 0.8 | 365 | 7.1334 | 0.29968 | 7 | 0.43313
80126 | 9.38 | 0.8 | 365 | 8.5784 | 0.19629 | 8 | 0.77471
80129 | 2 | 0.8 | 365 | 1.8291 | 0.66659 | 2 | 0.49567
80130 | 9.25 | 0.8 | 365 | 8.4595 | 0.95796 | 9 | 0.41749
80131 | 13.12 | 0.8 | 365 | 11.9988 | 0.052802 | 12 | 0.051619
80132 | 12.32 | 0.8 | 365 | 11.2672 | 0.58617 | 11 | 0.85335
80135 | 6.3 | 0.8 | 365 | 5.7616 | 0.54974 | 6 | 0.31137
80134 | 9.57 | 0.8 | 365 | 8.7522 | 0.54461 | 9 | 0.2968
80139 | 7.54 | 0.8 | 365 | 6.8957 | 0.82303 | 7 | 0.71869
80080 | 9.69 | 0.8 | 365 | 8.8619 | 0.76461 | 9 | 0.62654
80140 | 8.12 | 0.8 | 365 | 7.4261 | 0.88634 | 8 | 0.31243
80141 | 12.48 | 0.8 | 365 | 11.4135 | 0.87949 | 12 | 0.293
80138 | 5.985 | 0.8 | 365 | 5.4735 | 0.97226 | 6 | 0.4458
80144 | 3.99 | 0.8 | 365 | 3.649 | 0.31484 | 3 | 0.96387
80145 | 11.6 | 0.8 | 365 | 10.6087 | 0.2662 | 10 | 0.87491
80146 | 6.6 | 0.8 | 365 | 6.036 | 0.099732 | 6 | 0.13572
80081 | 12.825 | 0.8 | 365 | 11.729 | 0.51198 | 12 | 0.24101
80148 | 3.99 | 0.8 | 365 | 3.649 | 0.31484 | 3 | 0.96387
78733 | 3.96 | 0.8 | 365 | 3.6216 | 0.25984 | 3 | 0.88143
79779 | 45.15 | 0.6 | 365 | 30.9687 | 0.079877 | 31 | 0.048624
79787 | 10.92 | 0.8 | 365 | 9.9868 | 0.019557 | 10 | 0.0063779
79818 | 11.84 | 0.8 | 365 | 10.8282 | 0.70619 | 11 | 0.53439
79831 | 24.9 | 0.8 | 365 | 22.7721 | 0.64899 | 23 | 0.42114
79842 | 6.96 | 0.8 | 365 | 6.3652 | 0.75972 | 7 | 0.12494
79887 | 13 | 0.8 | 365 | 11.8891 | 0.83281 | 12 | 0.72188
79922 | 11.315 | 0.8 | 365 | 10.3481 | 0.74371 | 11 | 0.091773
79957 | 12.18 | 0.8 | 365 | 11.1391 | 0.32951 | 11 | 0.46865
79967 | 22.8 | 0.8 | 365 | 20.8516 | 0.79908 | 21 | 0.65068
78809 | 7.67 | 0.8 | 365 | 7.0146 | 0.061356 | 7 | 0.075908
80083 | 12.18 | 0.8 | 365 | 11.1391 | 0.32951 | 11 | 0.46865
80075 | 4.64 | 0.8 | 365 | 4.2435 | 0.50648 | 4 | 0.74996
80084 | 7.54 | 0.8 | 365 | 6.8957 | 0.82303 | 7 | 0.71869
80062 | 7.194 | 0.8 | 365 | 6.5792 | 0.18871 | 6 | 0.76794
76769 | 10.464 | 0.8 | 365 | 9.5698 | 0.18358 | 9 | 0.75336
76765 | 8.829 | 0.8 | 365 | 8.0745 | 0.18614 | 8 | 0.26065
76766 | 9.156 | 0.8 | 365 | 8.3736 | 0.78563 | 9 | 0.15919
76763 | 7.92 | 0.8 | 365 | 7.2432 | 0.51968 | 7 | 0.76287
73223 | 10.15 | 0.8 | 365 | 9.2826 | 0.60792 | 9 | 0.89054
79683 | 11.4 | 0.8 | 365 | 10.4258 | 0.89954 | 11 | 0.32534
79518 | 13.68 | 0.8 | 365 | 12.511 | 0.079446 | 12 | 0.59041
79620 | 4.62 | 0.8 | 365 | 4.2252 | 0.46981 | 4 | 0.69501
79167 | 9.18 | 0.8 | 365 | 8.3955 | 0.82963 | 9 | 0.22514
79181 | 4.96 | 0.8 | 365 | 4.5361 | 0.093132 | 4 | 0.62927
77734 | 8.265 | 0.8 | 365 | 7.5587 | 0.15216 | 7 | 0.71087
77809 | 8.265 | 0.8 | 365 | 7.5587 | 0.15216 | 7 | 0.71087
79623 | 10.05 | 0.8 | 365 | 9.1912 | 0.42459 | 9 | 0.61576
79194 | 6.3 | 0.8 | 365 | 5.7616 | 0.54974 | 6 | 0.31137
79436 | 6.6 | 0.8 | 365 | 6.036 | 0.099732 | 6 | 0.13572
79936 | 8.54 | 0.8 | 365 | 7.8102 | 0.65632 | 8 | 0.46653
79972 | 9.45 | 0.8 | 365 | 8.6424 | 0.32462 | 8 | 0.96706
78978 | 12.24 | 0.8 | 365 | 11.194 | 0.4395 | 11 | 0.63352
79416 | 12.71 | 0.8 | 365 | 11.6239 | 0.30115 | 11 | 0.92501
79681 | 9.57 | 0.8 | 365 | 8.7522 | 0.54461 | 9 | 0.2968
80064 | 10.137 | 0.8 | 365 | 9.2707 | 0.58409 | 9 | 0.85482
79485 | 6.09 | 0.8 | 365 | 5.5696 | 0.16475 | 5 | 0.73433
79486 | 2.655 | 0.8 | 365 | 2.4281 | 0.86739 | 3 | 0.29551
79488 | 6.96 | 0.8 | 365 | 6.3652 | 0.75972 | 7 | 0.12494
79919 | 7.32 | 0.8 | 365 | 6.6945 | 0.4197 | 7 | 0.11417
79459 | 12.8 | 0.8 | 365 | 11.7062 | 0.46615 | 12 | 0.17231
79914 | 4.48 | 0.8 | 365 | 4.0972 | 0.21315 | 4 | 0.31031
79916 | 6.21 | 0.8 | 365 | 5.6793 | 0.38475 | 6 | 0.064067
76541 | 8.125 | 0.8 | 365 | 7.4307 | 0.8955 | 8 | 0.32617
80155 | 2.97 | 0.8 | 365 | 2.7162 | 0.44488 | 3 | 0.16108
80164 | 5.61 | 0.8 | 365 | 5.1306 | 0.28477 | 5 | 0.41536
80152 | 5.8 | 0.8 | 365 | 5.3044 | 0.6331 | 5 | 0.93745
80153 | 7.25 | 0.8 | 365 | 6.6304 | 0.29137 | 6 | 0.92182
80154 | 12.18 | 0.8 | 365 | 11.1391 | 0.32951 | 11 | 0.46865
80157 | 12.18 | 0.8 | 365 | 11.1391 | 0.32951 | 11 | 0.46865
80159 | 8.99 | 0.8 | 365 | 8.2218 | 0.4813 | 8 | 0.70305
80160 | 11.4 | 0.8 | 365 | 10.4258 | 0.89954 | 11 | 0.32534
80162 | 11.89 | 0.8 | 365 | 10.8739 | 0.79785 | 11 | 0.67178
80165 | 8.12 | 0.8 | 365 | 7.4261 | 0.88634 | 8 | 0.31243
80166 | 9.975 | 0.8 | 365 | 9.1226 | 0.2871 | 9 | 0.40967
80168 | 2.9 | 0.8 | 365 | 2.6522 | 0.31655 | 2 | 0.96873
80170 | 4.86 | 0.8 | 365 | 4.4447 | 0.9098 | 5 | 0.35449
80172 | 10.26 | 0.8 | 365 | 9.3832 | 0.80958 | 10 | 0.19281
80173 | 9.045 | 0.8 | 365 | 8.2721 | 0.58213 | 8 | 0.85418
80175 | 6.555 | 0.8 | 365 | 5.9948 | 0.017234 | 6 | 0.01207
80177 | 5.985 | 0.8 | 365 | 5.4735 | 0.97226 | 6 | 0.4458
80178 | 11.02 | 0.8 | 365 | 10.0783 | 0.20289 | 10 | 0.28116
80169 | 5.7 | 0.8 | 365 | 5.2129 | 0.44977 | 5 | 0.66267
80180 | 7.59 | 0.8 | 365 | 6.9414 | 0.91469 | 7 | 0.85608
80181 | 2.565 | 0.8 | 365 | 2.3458 | 0.7024 | 3 | 0.048201
80182 | 6.555 | 0.8 | 365 | 5.9948 | 0.017234 | 6 | 0.01207
80183 | 5.61 | 0.8 | 365 | 5.1306 | 0.28477 | 5 | 0.41536
80184 | 10.83 | 0.8 | 365 | 9.9045 | 0.85456 | 10 | 0.75907
80161 | 3.19 | 0.8 | 365 | 2.9174 | 0.8482 | 3 | 0.7656
80185 | 11.39 | 0.8 | 365 | 10.4167 | 0.8812 | 11 | 0.29786
77710 | 3.48 | 0.8 | 365 | 3.1826 | 0.37986 | 3 | 0.56247
78774 | 4.35 | 0.8 | 365 | 3.9783 | 0.97482 | 4 | 0.95309
80163 | 8.7 | 0.8 | 365 | 7.9565 | 0.94965 | 8 | 0.90618
80189 | 9.24 | 0.8 | 365 | 8.4504 | 0.93963 | 9 | 0.39001
80190 | 5.44 | 0.8 | 365 | 4.9751 | 0.97311 | 5 | 0.94823
80072 | 3.99 | 0.8 | 365 | 3.649 | 0.31484 | 3 | 0.96387
80070 | 6.09 | 0.8 | 365 | 5.5696 | 0.16475 | 5 | 0.73433
80074 | 4.35 | 0.8 | 365 | 3.9783 | 0.97482 | 4 | 0.95309
80071 | 4.93 | 0.8 | 365 | 4.5087 | 0.038134 | 4 | 0.54684
79971 | 5.88 | 0.8 | 365 | 5.3775 | 0.77976 | 6 | 0.15728
80069 | 4.48 | 0.8 | 365 | 4.0972 | 0.21315 | 4 | 0.31031
80205 | 5.1 | 0.8 | 365 | 4.6642 | 0.34979 | 5 | 0.013968
80068 | 4.64 | 0.8 | 365 | 4.2435 | 0.50648 | 4 | 0.74996
80073 | 2.9 | 0.8 | 365 | 2.6522 | 0.31655 | 2 | 0.96873
80208 | 5.4 | 0.8 | 365 | 4.9385 | 0.89978 | 5 | 0.83832
80209 | 7.68 | 0.8 | 365 | 7.0237 | 0.079689 | 7 | 0.10339
80213 | 4.32 | 0.8 | 365 | 3.9508 | 0.91982 | 4 | 0.87065
76764 | 5.886 | 0.8 | 365 | 5.383 | 0.79076 | 6 | 0.17377
80219 | 7.8 | 0.8 | 365 | 7.1334 | 0.29968 | 7 | 0.43313
80121 | 11.52 | 0.8 | 365 | 10.5355 | 0.11953 | 10 | 0.65508
80218 | 9.9 | 0.8 | 365 | 9.054 | 0.1496 | 9 | 0.20358
80200 | 8.12 | 0.8 | 365 | 7.4261 | 0.88634 | 8 | 0.31243
80133 | 4.06 | 0.8 | 365 | 3.713 | 0.44317 | 4 | 0.15622
80221 | 10.8 | 0.8 | 365 | 9.8771 | 0.79956 | 10 | 0.67664
80222 | 7.8 | 0.8 | 365 | 7.1334 | 0.29968 | 7 | 0.43313
80223 | 4.8 | 0.8 | 365 | 4.3898 | 0.79981 | 5 | 0.18962
80225 | 9.855 | 0.8 | 365 | 9.0128 | 0.067101 | 9 | 0.079932
80226 | 15.18 | 0.8 | 365 | 13.8828 | 0.82938 | 14 | 0.71216
80228 | 7.8 | 0.8 | 365 | 7.1334 | 0.29968 | 7 | 0.43313
80230 | 4.32 | 0.8 | 365 | 3.9508 | 0.91982 | 4 | 0.87065
80231 | 6.7 | 0.8 | 365 | 6.1274 | 0.28306 | 6 | 0.41051
80196 | 2.28 | 0.8 | 365 | 2.0852 | 0.17991 | 2 | 0.26507
79975 | 8.41 | 0.8 | 365 | 7.6913 | 0.41799 | 8 | 0.10931
80167 | 2.9 | 0.8 | 365 | 2.6522 | 0.31655 | 2 | 0.96873
80194 | 4.06 | 0.8 | 365 | 3.713 | 0.44317 | 4 | 0.15622
80202 | 4.64 | 0.8 | 365 | 4.2435 | 0.50648 | 4 | 0.74996
80238 | 7.08 | 0.8 | 365 | 6.475 | 0.97971 | 7 | 0.45468
80150 | 12.18 | 0.8 | 365 | 11.1391 | 0.32951 | 11 | 0.46865
64828 | 1236.15 | 0.8 | 365 | 1130.5136 | 0.22489 | 1130 | 0.73846
48979 | 2770.56 | 1 | 365 | 3167.2488 | 0.059625 | 3167 | 0.30841
80240 | 7.68 | 0.8 | 365 | 7.0237 | 0.079689 | 7 | 0.10339
79184 | 7.41 | 0.8 | 365 | 6.7768 | 0.5847 | 7 | 0.36147
79867 | 6.6 | 0.8 | 365 | 6.036 | 0.099732 | 6 | 0.13572
79841 | 7.8 | 0.8 | 365 | 7.1334 | 0.29968 | 7 | 0.43313
79901 | 6.625 | 0.8 | 365 | 6.0589 | 0.14556 | 6 | 0.20442
80236 | 6.38 | 0.8 | 365 | 5.8348 | 0.69641 | 6 | 0.5312
80429 | 4.96 | 0.8 | 365 | 4.5361 | 0.093132 | 4 | 0.62927
80243 | 4.62 | 0.8 | 365 | 4.2252 | 0.46981 | 4 | 0.69501
80245 | 3.6 | 0.8 | 365 | 3.2924 | 0.59985 | 3 | 0.89221
80247 | 12.925 | 0.8 | 365 | 11.8205 | 0.69531 | 12 | 0.51579
80249 | 10.2 | 0.8 | 365 | 9.3283 | 0.69959 | 10 | 0.027935
80250 | 9.855 | 0.8 | 365 | 9.0128 | 0.067101 | 9 | 0.079932
80251 | 7.14 | 0.8 | 365 | 6.5298 | 0.089711 | 6 | 0.61955
80252 | 7.95 | 0.8 | 365 | 7.2706 | 0.57468 | 7 | 0.8453
80256 | 7.83 | 0.8 | 365 | 7.1609 | 0.35468 | 7 | 0.51556
80257 | 12.32 | 0.8 | 365 | 11.2672 | 0.58617 | 11 | 0.85335
80258 | 6.63 | 0.8 | 365 | 6.0634 | 0.15473 | 6 | 0.21816
80259 | 4.35 | 0.8 | 365 | 3.9783 | 0.97482 | 4 | 0.95309
80260 | 8.41 | 0.8 | 365 | 7.6913 | 0.41799 | 8 | 0.10931
80261 | 4.35 | 0.8 | 365 | 3.9783 | 0.97482 | 4 | 0.95309
80262 | 4.56 | 0.8 | 365 | 4.1703 | 0.35982 | 4 | 0.53014
80264 | 10.08 | 0.8 | 365 | 9.2186 | 0.47959 | 9 | 0.69819
80265 | 7.92 | 0.8 | 365 | 7.2432 | 0.51968 | 7 | 0.76287
80266 | 5.58 | 0.8 | 365 | 5.1032 | 0.22977 | 5 | 0.33293
80267 | 13.68 | 0.8 | 365 | 12.511 | 0.079446 | 12 | 0.59041
80268 | 7.2 | 0.8 | 365 | 6.5847 | 0.19971 | 6 | 0.78442
80270 | 12.06 | 0.8 | 365 | 11.0294 | 0.10951 | 11 | 0.13891
80272 | 5.415 | 0.8 | 365 | 4.9523 | 0.92728 | 5 | 0.87954
80273 | 9.6 | 0.8 | 365 | 8.7796 | 0.59961 | 9 | 0.37923
80274 | 5.12 | 0.8 | 365 | 4.6825 | 0.38646 | 5 | 0.068924
80276 | 9.61 | 0.8 | 365 | 8.7888 | 0.61794 | 9 | 0.40671
80277 | 5.36 | 0.8 | 365 | 4.902 | 0.82645 | 5 | 0.72841
80279 | 4.35 | 0.8 | 365 | 3.9783 | 0.97482 | 4 | 0.95309
80234 | 5.51 | 0.8 | 365 | 5.0391 | 0.10144 | 5 | 0.14058
80280 | 3.2 | 0.8 | 365 | 2.9265 | 0.86654 | 3 | 0.79308
80281 | 12.54 | 0.8 | 365 | 11.4684 | 0.98949 | 12 | 0.45787
80214 | 10.44 | 0.8 | 365 | 9.5478 | 0.13958 | 9 | 0.68742
80282 | 8.4 | 0.8 | 365 | 7.6822 | 0.39966 | 8 | 0.081829
80216 | 3.42 | 0.8 | 365 | 3.1277 | 0.26986 | 3 | 0.3976
80271 | 6.27 | 0.8 | 365 | 5.7342 | 0.49475 | 6 | 0.22894
80284 | 2.61 | 0.8 | 365 | 2.387 | 0.78489 | 3 | 0.17185
80289 | 5.36 | 0.8 | 365 | 4.902 | 0.82645 | 5 | 0.72841
80285 | 6.38 | 0.8 | 365 | 5.8348 | 0.69641 | 6 | 0.5312
80287 | 4.64 | 0.8 | 365 | 4.2435 | 0.50648 | 4 | 0.74996
80292 | 2.9 | 0.8 | 365 | 2.6522 | 0.31655 | 2 | 0.96873
80293 | 5.22 | 0.8 | 365 | 4.7739 | 0.56979 | 5 | 0.34371
80295 | 4.93 | 0.8 | 365 | 4.5087 | 0.038134 | 4 | 0.54684
80297 | 5.22 | 0.8 | 365 | 4.7739 | 0.56979 | 5 | 0.34371
80298 | 2.32 | 0.8 | 365 | 2.1217 | 0.25324 | 2 | 0.37498
80299 | 4.35 | 0.8 | 365 | 3.9783 | 0.97482 | 4 | 0.95309
80300 | 8.41 | 0.8 | 365 | 7.6913 | 0.41799 | 8 | 0.10931
80296 | 4.5 | 0.8 | 365 | 4.1154 | 0.24982 | 4 | 0.36527
79907 | 37.92 | 0.6 | 365 | 26.0096 | 0.13885 | 26 | 0.14848
80302 | 12.6 | 0.8 | 365 | 11.5233 | 0.099489 | 11 | 0.62274
80303 | 7.7 | 0.8 | 365 | 7.042 | 0.11635 | 7 | 0.15834
80306 | 4.32 | 0.8 | 365 | 3.9508 | 0.91982 | 4 | 0.87065
80224 | 6 | 0.8 | 365 | 5.4873 | 0.99976 | 6 | 0.48702
80309 | 11.4 | 0.8 | 365 | 10.4258 | 0.89954 | 11 | 0.32534
80308 | 10.14 | 0.8 | 365 | 9.2735 | 0.58959 | 9 | 0.86307
80305 | 7.92 | 0.8 | 365 | 7.2432 | 0.51968 | 7 | 0.76287
80310 | 4.13 | 0.8 | 365 | 3.7771 | 0.5715 | 4 | 0.34857
80312 | 9.72 | 0.8 | 365 | 8.8894 | 0.81961 | 9 | 0.70897
80314 | 12.9 | 0.8 | 365 | 11.7976 | 0.64948 | 12 | 0.44709
79847 | 6.38 | 0.8 | 365 | 5.8348 | 0.69641 | 6 | 0.5312
80318 | 4.62 | 0.8 | 365 | 4.2252 | 0.46981 | 4 | 0.69501
80317 | 8.04 | 0.8 | 365 | 7.3529 | 0.73967 | 8 | 0.092608
80319 | 18.3 | 0.8 | 365 | 16.7362 | 0.54926 | 17 | 0.28541
76762 | 20.88 | 0.8 | 365 | 19.0957 | 0.27915 | 19 | 0.37483
79573 | 6.6 | 0.8 | 365 | 6.036 | 0.099732 | 6 | 0.13572
80320 | 8.64 | 0.8 | 365 | 7.9017 | 0.83965 | 8 | 0.74131
80321 | 8.58 | 0.8 | 365 | 7.8468 | 0.72965 | 8 | 0.57644
80323 | 10.73 | 0.8 | 365 | 9.8131 | 0.67123 | 10 | 0.48429
80322 | 12.16 | 0.8 | 365 | 11.1209 | 0.29284 | 11 | 0.4137
80327 | 11.16 | 0.8 | 365 | 10.2063 | 0.45955 | 10 | 0.66586
80329 | 3.6 | 0.8 | 365 | 3.2924 | 0.59985 | 3 | 0.89221
80331 | 11.48 | 0.8 | 365 | 10.499 | 0.046201 | 10 | 0.54517
80333 | 7.56 | 0.8 | 365 | 6.914 | 0.85969 | 7 | 0.77365
80334 | 5.76 | 0.8 | 365 | 5.2678 | 0.55977 | 5 | 0.82754
80335 | 7.83 | 0.8 | 365 | 7.1609 | 0.35468 | 7 | 0.51556
80336 | 4.06 | 0.8 | 365 | 3.713 | 0.44317 | 4 | 0.15622
80339 | 6.96 | 0.8 | 365 | 6.3652 | 0.75972 | 7 | 0.12494
80212 | 8.06 | 0.8 | 365 | 7.3712 | 0.77634 | 8 | 0.14756
80342 | 8.96 | 0.8 | 365 | 8.1943 | 0.4263 | 8 | 0.62062
80343 | 13.12 | 0.8 | 365 | 11.9988 | 0.052802 | 12 | 0.051619
80344 | 10.08 | 0.8 | 365 | 9.2186 | 0.47959 | 9 | 0.69819
80345 | 6.3 | 0.8 | 365 | 5.7616 | 0.54974 | 6 | 0.31137
80346 | 8.91 | 0.8 | 365 | 8.1486 | 0.33464 | 8 | 0.48323
80347 | 3.99 | 0.8 | 365 | 3.649 | 0.31484 | 3 | 0.96387
80348 | 8.12 | 0.8 | 365 | 7.4261 | 0.88634 | 8 | 0.31243
80350 | 4.575 | 0.8 | 365 | 4.184 | 0.38731 | 4 | 0.57135
80351 | 6.365 | 0.8 | 365 | 5.8211 | 0.66891 | 6 | 0.48998
80352 | 6 | 0.8 | 365 | 5.4873 | 0.99976 | 6 | 0.48702
80353 | 4.29 | 0.8 | 365 | 3.9234 | 0.86483 | 4 | 0.78822
80354 | 6.175 | 0.8 | 365 | 5.6473 | 0.32058 | 5 | 0.96789
80355 | 5.51 | 0.8 | 365 | 5.0391 | 0.10144 | 5 | 0.14058
80357 | 5.94 | 0.8 | 365 | 5.4324 | 0.88976 | 6 | 0.32215
80358 | 5.6 | 0.8 | 365 | 5.1214 | 0.26644 | 5 | 0.38789
80360 | 14.7 | 0.8 | 365 | 13.4438 | 0.9494 | 14 | 0.3932
80359 | 6.6 | 0.8 | 365 | 6.036 | 0.099732 | 6 | 0.13572
80361 | 8.4 | 0.8 | 365 | 7.6822 | 0.39966 | 8 | 0.081829
80362 | 9.1 | 0.8 | 365 | 8.3224 | 0.68296 | 9 | 0.0053149
80364 | 8.91 | 0.8 | 365 | 8.1486 | 0.33464 | 8 | 0.48323
79918 | 5.605 | 0.8 | 365 | 5.126 | 0.27561 | 5 | 0.40163
80363 | 11.96 | 0.8 | 365 | 10.9379 | 0.92618 | 11 | 0.86413
80365 | 12.21 | 0.8 | 365 | 11.1666 | 0.38451 | 11 | 0.55109
79788 | 5.28 | 0.8 | 365 | 4.8288 | 0.67979 | 5 | 0.50858
80367 | 8.68 | 0.8 | 365 | 7.9382 | 0.91298 | 8 | 0.85122
79932 | 6.08 | 0.8 | 365 | 5.5604 | 0.14642 | 5 | 0.70685
76981 | 4.5 | 0.8 | 365 | 4.1154 | 0.24982 | 4 | 0.36527
79969 | 5.28 | 0.8 | 365 | 4.8288 | 0.67979 | 5 | 0.50858
80447 | 7.5 | 0.8 | 365 | 6.8591 | 0.7497 | 7 | 0.60878
80451 | 12 | 0.8 | 365 | 10.9745 | 0.99951 | 11 | 0.97404
68978 | 12.915 | 0.8 | 365 | 11.8113 | 0.67698 | 12 | 0.48831
80229 | 11.9 | 0.8 | 365 | 10.8831 | 0.81618 | 11 | 0.69926
34777 | 2805.75 | 1 | 365 | 3207.4773 | 0.70159 | 3208 | 0.17888
80239 | 4.02 | 0.8 | 365 | 3.6765 | 0.36984 | 4 | 0.046304
79235 | 10.44 | 0.8 | 365 | 9.5478 | 0.13958 | 9 | 0.68742
79719 | 5.6 | 0.8 | 365 | 5.1214 | 0.26644 | 5 | 0.38789
80368 | 10.24 | 0.8 | 365 | 9.3649 | 0.77292 | 10 | 0.13785
51494 | 1329.3 | 1 | 365 | 1519.6292 | 0.24515 | 1519 | 0.87432
78778 | 23.544 | 0.8 | 365 | 21.532 | 0.16305 | 21 | 0.69507
51297 | 1386.9 | 1 | 365 | 1585.4763 | 0.24223 | 1585 | 0.71857
80369 | 12.39 | 0.8 | 365 | 11.3312 | 0.7145 | 12 | 0.045698
80371 | 6.72 | 0.8 | 365 | 6.1457 | 0.31973 | 6 | 0.46546
80372 | 7.68 | 0.8 | 365 | 7.0237 | 0.079689 | 7 | 0.10339
80374 | 11.7 | 0.8 | 365 | 10.7002 | 0.44953 | 11 | 0.14969
80377 | 11.89 | 0.8 | 365 | 10.8739 | 0.79785 | 11 | 0.67178
80379 | 6.72 | 0.8 | 365 | 6.1457 | 0.31973 | 6 | 0.46546
80380 | 8.12 | 0.8 | 365 | 7.4261 | 0.88634 | 8 | 0.31243
80382 | 9.69 | 0.8 | 365 | 8.8619 | 0.76461 | 9 | 0.62654
79420 | 3.3 | 0.8 | 365 | 3.018 | 0.049866 | 3 | 0.067861
79275 | 9.69 | 0.8 | 365 | 8.8619 | 0.76461 | 9 | 0.62654
80116 | 9.315 | 0.8 | 365 | 8.519 | 0.077122 | 8 | 0.5961
80052 | 5.4 | 0.8 | 365 | 4.9385 | 0.89978 | 5 | 0.83832
80118 | 8.829 | 0.8 | 365 | 8.0745 | 0.18614 | 8 | 0.26065
80067 | 6.12 | 0.8 | 365 | 5.597 | 0.21975 | 5 | 0.81676
80123 | 3.18 | 1 | 365 | 3.6353 | 0.28734 | 3 | 0.92265
80087 | 3 | 0.8 | 365 | 2.7436 | 0.49988 | 3 | 0.24351
80044 | 13.2 | 0.8 | 365 | 12.072 | 0.19946 | 12 | 0.27145
80253 | 7.68 | 0.8 | 365 | 7.0237 | 0.079689 | 7 | 0.10339
80059 | 14.061 | 0.8 | 365 | 12.8594 | 0.77793 | 13 | 0.63733
65230 | 645.12 | 0.7 | 365 | 516.2418 | 0.85712 | 517 | 0.098917
80275 | 7.7 | 0.8 | 365 | 7.042 | 0.11635 | 7 | 0.15834
80179 | 12.3 | 0.8 | 365 | 11.2489 | 0.5495 | 11 | 0.79839
80269 | 8.4 | 0.8 | 365 | 7.6822 | 0.39966 | 8 | 0.081829
80315 | 8.265 | 0.8 | 365 | 7.5587 | 0.15216 | 7 | 0.71087
80125 | 15.84 | 0.8 | 365 | 14.4864 | 0.039358 | 14 | 0.52573
80227 | 40.8 | 0.6 | 365 | 27.985 | 0.09876 | 28 | 0.083806
80016 | 8.7 | 0.8 | 365 | 7.9565 | 0.94965 | 8 | 0.90618
80024 | 14.52 | 0.8 | 365 | 13.2792 | 0.61941 | 13 | 0.89859
80032 | 3.19 | 0.8 | 365 | 2.9174 | 0.8482 | 3 | 0.7656
80041 | 7.83 | 0.8 | 365 | 7.1609 | 0.35468 | 7 | 0.51556
80057 | 13.08 | 0.8 | 365 | 11.9622 | 0.97947 | 12 | 0.94171
80149 | 5.22 | 0.8 | 365 | 4.7739 | 0.56979 | 5 | 0.34371
80176 | 5.94 | 0.8 | 365 | 5.4324 | 0.88976 | 6 | 0.32215
80248 | 7.7 | 0.8 | 365 | 7.042 | 0.11635 | 7 | 0.15834
80290 | 13.08 | 0.8 | 365 | 11.9622 | 0.97947 | 12 | 0.94171
80304 | 24.2 | 0.8 | 365 | 22.132 | 0.36569 | 22 | 0.49765
80151 | 4.64 | 0.8 | 365 | 4.2435 | 0.50648 | 4 | 0.74996
80387 | 4.06 | 0.8 | 365 | 3.713 | 0.44317 | 4 | 0.15622
80388 | 7.25 | 0.8 | 365 | 6.6304 | 0.29137 | 6 | 0.92182
80389 | 8.25 | 0.8 | 365 | 7.545 | 0.12467 | 7 | 0.66965
80391 | 13.395 | 0.8 | 365 | 12.2503 | 0.55696 | 12 | 0.80727
80393 | 11.772 | 0.8 | 365 | 10.766 | 0.58152 | 11 | 0.34753
80395 | 9.6 | 0.8 | 365 | 8.7796 | 0.59961 | 9 | 0.37923
79908 | 14.08 | 0.8 | 365 | 12.8768 | 0.81276 | 13 | 0.68954
79943 | 4.48 | 0.8 | 365 | 4.0972 | 0.21315 | 4 | 0.31031
80396 | 7.2 | 0.8 | 365 | 6.5847 | 0.19971 | 6 | 0.78442
36803 | 171.2 | 0.9 | 365 | 176.1412 | 0.092193 | 176 | 0.23337
78609 | 11.2 | 0.8 | 365 | 10.2429 | 0.53288 | 10 | 0.77577
80340 | 9.72 | 0.8 | 365 | 8.8894 | 0.81961 | 9 | 0.70897
79947 | 3.35 | 0.8 | 365 | 3.0637 | 0.14153 | 3 | 0.20525
80375 | 9.92 | 0.8 | 365 | 9.0723 | 0.18626 | 9 | 0.25854
80593 | 7.8 | 0.8 | 365 | 7.1334 | 0.29968 | 7 | 0.43313
79614 | 19.84 | 0.8 | 365 | 18.1446 | 0.37253 | 18 | 0.51708
80341 | 12.6 | 0.8 | 365 | 11.5233 | 0.099489 | 11 | 0.62274
80330 | 8.04 | 0.8 | 365 | 7.3529 | 0.73967 | 8 | 0.092608
78811 | 9.28 | 0.8 | 365 | 8.487 | 0.012957 | 8 | 0.49993
80425 | 4.5 | 0.8 | 365 | 4.1154 | 0.24982 | 4 | 0.36527
80430 | 6.867 | 0.8 | 365 | 6.2802 | 0.58922 | 6 | 0.8694
80454 | 3.08 | 0.8 | 365 | 2.8168 | 0.64654 | 3 | 0.46334
80455 | 7.25 | 0.8 | 365 | 6.6304 | 0.29137 | 6 | 0.92182
80594 | 9.625 | 0.8 | 365 | 8.8025 | 0.64544 | 9 | 0.44793
80472 | 12.6 | 0.8 | 365 | 11.5233 | 0.099489 | 11 | 0.62274
80474 | 5.985 | 0.8 | 365 | 5.4735 | 0.97226 | 6 | 0.4458
80487 | 5.775 | 0.8 | 365 | 5.2815 | 0.58727 | 5 | 0.86876
80488 | 6.96 | 0.8 | 365 | 6.3652 | 0.75972 | 7 | 0.12494
80491 | 13.2 | 0.8 | 365 | 12.072 | 0.19946 | 12 | 0.27145
80495 | 11.825 | 0.8 | 365 | 10.8145 | 0.67869 | 11 | 0.49317
80503 | 8.502 | 0.8 | 365 | 7.7755 | 0.58666 | 8 | 0.36211
80324 | 4.845 | 1 | 365 | 5.5387 | 0.10288 | 5 | 0.64159
80537 | 8.64 | 0.8 | 365 | 7.9017 | 0.83965 | 8 | 0.74131
80540 | 4.06 | 0.8 | 365 | 3.713 | 0.44317 | 4 | 0.15622
79968 | 5.04 | 0.8 | 365 | 4.6093 | 0.2398 | 4 | 0.8491
80483 | 10.26 | 0.8 | 365 | 9.3832 | 0.80958 | 10 | 0.19281
80485 | 5.46 | 0.8 | 365 | 4.9934 | 0.0097787 | 5 | 0.0031889
80546 | 8.4 | 0.8 | 365 | 7.6822 | 0.39966 | 8 | 0.081829
80547 | 6.51 | 0.8 | 365 | 5.9537 | 0.93474 | 6 | 0.88842
80548 | 9.12 | 0.8 | 365 | 8.3406 | 0.71963 | 9 | 0.060272
80552 | 13.3 | 0.8 | 365 | 12.1634 | 0.38279 | 12 | 0.54623
80553 | 12 | 0.8 | 365 | 10.9745 | 0.99951 | 11 | 0.97404
80555 | 6.9 | 0.8 | 365 | 6.3104 | 0.64972 | 6 | 0.96007
80556 | 12 | 0.8 | 365 | 10.9745 | 0.99951 | 11 | 0.97404
80469 | 9.57 | 0.8 | 365 | 8.7522 | 0.54461 | 9 | 0.2968
80470 | 6.09 | 0.8 | 365 | 5.5696 | 0.16475 | 5 | 0.73433
80497 | 7.98 | 0.8 | 365 | 7.2981 | 0.62968 | 7 | 0.92774
80476 | 8.41 | 0.8 | 365 | 7.6913 | 0.41799 | 8 | 0.10931
80480 | 13.395 | 0.8 | 365 | 12.2503 | 0.55696 | 12 | 0.80727
80477 | 6.67 | 0.8 | 365 | 6.1 | 0.22806 | 6 | 0.32807
80572 | 6.2 | 0.8 | 365 | 5.6702 | 0.36642 | 6 | 0.036588
80581 | 10.675 | 0.8 | 365 | 9.7628 | 0.5704 | 10 | 0.33316
80582 | 13.395 | 0.8 | 365 | 12.2503 | 0.55696 | 12 | 0.80727
80583 | 12.825 | 0.8 | 365 | 11.729 | 0.51198 | 12 | 0.24101
80577 | 6.6 | 0.8 | 365 | 6.036 | 0.099732 | 6 | 0.13572
80588 | 12.426 | 0.8 | 365 | 11.3641 | 0.7805 | 12 | 0.14462
80601 | 4.845 | 0.8 | 365 | 4.431 | 0.8823 | 5 | 0.31327
80609 | 5.2 | 0.8 | 365 | 4.7556 | 0.53312 | 5 | 0.28875
80620 | 8.7 | 0.8 | 365 | 7.9565 | 0.94965 | 8 | 0.90618
80622 | 9 | 0.8 | 365 | 8.2309 | 0.49964 | 8 | 0.73053
80383 | 7.83 | 0.8 | 365 | 7.1609 | 0.35468 | 7 | 0.51556
36801 | 334.72 | 0.9 | 365 | 344.3807 | 0.34474 | 344 | 0.72543
80399 | 8.26 | 0.8 | 365 | 7.5541 | 0.143 | 7 | 0.69713
80401 | 6.67 | 0.8 | 365 | 6.1 | 0.22806 | 6 | 0.32807
34354 | 1398.15 | 0.8 | 365 | 1278.6697 | 0.21833 | 1278 | 0.88802
79911 | 6.72 | 0.8 | 365 | 6.1457 | 0.31973 | 6 | 0.46546
79800 | 7.04 | 0.8 | 365 | 6.4384 | 0.90638 | 7 | 0.34477
80402 | 3.48 | 0.8 | 365 | 3.1826 | 0.37986 | 3 | 0.56247
80403 | 11.89 | 0.8 | 365 | 10.8739 | 0.79785 | 11 | 0.67178
80404 | 11.505 | 0.8 | 365 | 10.5218 | 0.092034 | 10 | 0.61386
80408 | 5.22 | 0.8 | 365 | 4.7739 | 0.56979 | 5 | 0.34371
80412 | 5.695 | 0.8 | 365 | 5.2083 | 0.4406 | 5 | 0.64893
80415 | 12.54 | 0.8 | 365 | 11.4684 | 0.98949 | 12 | 0.45787
80077 | 5.886 | 0.8 | 365 | 5.383 | 0.79076 | 6 | 0.17377
80417 | 12.3 | 0.8 | 365 | 11.2489 | 0.5495 | 11 | 0.79839
80419 | 8.835 | 0.8 | 365 | 8.08 | 0.19714 | 8 | 0.27714
80420 | 3.9 | 0.8 | 365 | 3.5667 | 0.14984 | 3 | 0.71656
80422 | 8.16 | 0.8 | 365 | 7.4627 | 0.95967 | 8 | 0.42235
80423 | 4.275 | 0.8 | 365 | 3.9097 | 0.83733 | 4 | 0.747
80424 | 7 | 0.8 | 365 | 6.4018 | 0.83305 | 7 | 0.23486
80427 | 7.75 | 0.8 | 365 | 7.0877 | 0.20802 | 7 | 0.29574
80426 | 10.73 | 0.8 | 365 | 9.8131 | 0.67123 | 10 | 0.48429
80431 | 11.685 | 0.8 | 365 | 10.6864 | 0.42203 | 11 | 0.10847
80432 | 8.64 | 0.8 | 365 | 7.9017 | 0.83965 | 8 | 0.74131
80433 | 5.8 | 0.8 | 365 | 5.3044 | 0.6331 | 5 | 0.93745
80434 | 8.96 | 0.8 | 365 | 8.1943 | 0.4263 | 8 | 0.62062
80435 | 12.18 | 0.8 | 365 | 11.1391 | 0.32951 | 11 | 0.46865
80437 | 6.09 | 0.8 | 365 | 5.5696 | 0.16475 | 5 | 0.73433
80436 | 7.8 | 0.8 | 365 | 7.1334 | 0.29968 | 7 | 0.43313
80438 | 6 | 0.8 | 365 | 5.4873 | 0.99976 | 6 | 0.48702
80590 | 11.6 | 0.8 | 365 | 10.6087 | 0.2662 | 10 | 0.87491
80439 | 10.44 | 0.8 | 365 | 9.5478 | 0.13958 | 9 | 0.68742
80442 | 9.28 | 0.8 | 365 | 8.487 | 0.012957 | 8 | 0.49993
80443 | 6.7 | 0.8 | 365 | 6.1274 | 0.28306 | 6 | 0.41051
80444 | 6.96 | 0.8 | 365 | 6.3652 | 0.75972 | 7 | 0.12494
80446 | 3.77 | 0.8 | 365 | 3.4478 | 0.91151 | 4 | 0.35934
80445 | 10.44 | 0.8 | 365 | 9.5478 | 0.13958 | 9 | 0.68742
80448 | 8.64 | 0.8 | 365 | 7.9017 | 0.83965 | 8 | 0.74131
80450 | 8.58 | 0.8 | 365 | 7.8468 | 0.72965 | 8 | 0.57644
80452 | 8 | 0.8 | 365 | 7.3164 | 0.66634 | 7 | 0.98269
80458 | 5.7 | 0.8 | 365 | 5.2129 | 0.44977 | 5 | 0.66267
80459 | 10.44 | 0.8 | 365 | 9.5478 | 0.13958 | 9 | 0.68742
80460 | 12.18 | 0.8 | 365 | 11.1391 | 0.32951 | 11 | 0.46865
79990 | 12.15 | 0.8 | 365 | 11.1117 | 0.27451 | 11 | 0.38622
80462 | 3.835 | 0.8 | 365 | 3.5073 | 0.030678 | 3 | 0.53795
80463 | 7.67 | 0.8 | 365 | 7.0146 | 0.061356 | 7 | 0.075908
80464 | 5.8 | 0.8 | 365 | 5.3044 | 0.6331 | 5 | 0.93745
80465 | 3.77 | 0.8 | 365 | 3.4478 | 0.91151 | 4 | 0.35934
80466 | 6.84 | 0.8 | 365 | 6.2555 | 0.53972 | 6 | 0.7952
80467 | 6.09 | 0.8 | 365 | 5.5696 | 0.16475 | 5 | 0.73433
80471 | 7.84 | 0.8 | 365 | 7.17 | 0.37302 | 7 | 0.54304
80473 | 5.025 | 0.8 | 365 | 4.5956 | 0.2123 | 4 | 0.80788
80456 | 4.56 | 0.8 | 365 | 4.1703 | 0.35982 | 4 | 0.53014
80475 | 8.32 | 0.8 | 365 | 7.609 | 0.253 | 7 | 0.862
80440 | 13.11 | 0.8 | 365 | 11.9897 | 0.034469 | 12 | 0.02414
80484 | 8.91 | 0.8 | 365 | 8.1486 | 0.33464 | 8 | 0.48323
80492 | 7.36 | 0.8 | 365 | 6.731 | 0.49304 | 7 | 0.22408
80384 | 9.735 | 0.8 | 365 | 8.9031 | 0.84711 | 9 | 0.75019
80496 | 8 | 0.8 | 365 | 7.3164 | 0.66634 | 7 | 0.98269
80418 | 7.25 | 0.8 | 365 | 6.6304 | 0.29137 | 6 | 0.92182
80504 | 9.57 | 0.8 | 365 | 8.7522 | 0.54461 | 9 | 0.2968
80505 | 8.55 | 0.8 | 365 | 7.8194 | 0.67465 | 8 | 0.494
80506 | 6.6 | 0.8 | 365 | 6.036 | 0.099732 | 6 | 0.13572
80499 | 10.2 | 0.8 | 365 | 9.3283 | 0.69959 | 10 | 0.027935
80507 | 5.3 | 0.8 | 365 | 4.8471 | 0.71645 | 5 | 0.56354
80509 | 6.65 | 0.8 | 365 | 6.0817 | 0.1914 | 6 | 0.27311
80510 | 8.64 | 0.8 | 365 | 7.9017 | 0.83965 | 8 | 0.74131
80512 | 11.4 | 0.8 | 365 | 10.4258 | 0.89954 | 11 | 0.32534
80400 | 11.89 | 0.8 | 365 | 10.8739 | 0.79785 | 11 | 0.67178
80516 | 5.7 | 0.8 | 365 | 5.2129 | 0.44977 | 5 | 0.66267
80518 | 8.91 | 0.8 | 365 | 8.1486 | 0.33464 | 8 | 0.48323
80522 | 5.13 | 0.8 | 365 | 4.6916 | 0.40479 | 5 | 0.096403
80523 | 4.62 | 0.8 | 365 | 4.2252 | 0.46981 | 4 | 0.69501
80524 | 4.845 | 0.8 | 365 | 4.431 | 0.8823 | 5 | 0.31327
80457 | 5.8 | 0.8 | 365 | 5.3044 | 0.6331 | 5 | 0.93745
80525 | 4.275 | 0.8 | 365 | 3.9097 | 0.83733 | 4 | 0.747
80526 | 4.06 | 0.8 | 365 | 3.713 | 0.44317 | 4 | 0.15622
80527 | 9.24 | 0.8 | 365 | 8.4504 | 0.93963 | 9 | 0.39001
80528 | 7.56 | 0.8 | 365 | 6.914 | 0.85969 | 7 | 0.77365
80531 | 3.77 | 0.8 | 365 | 3.4478 | 0.91151 | 4 | 0.35934
80530 | 9.57 | 0.8 | 365 | 8.7522 | 0.54461 | 9 | 0.2968
80532 | 6.84 | 0.8 | 365 | 6.2555 | 0.53972 | 6 | 0.7952
80533 | 11.22 | 0.8 | 365 | 10.2612 | 0.56955 | 10 | 0.83073
80413 | 12.47 | 0.8 | 365 | 11.4044 | 0.86116 | 12 | 0.26552
80416 | 4.35 | 0.8 | 365 | 3.9783 | 0.97482 | 4 | 0.95309
80449 | 4.56 | 0.8 | 365 | 4.1703 | 0.35982 | 4 | 0.53014
80538 | 6.93 | 0.8 | 365 | 6.3378 | 0.70472 | 7 | 0.042509
80541 | 5.28 | 0.8 | 365 | 4.8288 | 0.67979 | 5 | 0.50858
80405 | 3.19 | 0.8 | 365 | 2.9174 | 0.8482 | 3 | 0.7656
80409 | 8.7 | 0.8 | 365 | 7.9565 | 0.94965 | 8 | 0.90618
80406 | 3.19 | 0.8 | 365 | 2.9174 | 0.8482 | 3 | 0.7656
80337 | 6.96 | 0.8 | 365 | 6.3652 | 0.75972 | 7 | 0.12494
80481 | 5.51 | 0.8 | 365 | 5.0391 | 0.10144 | 5 | 0.14058
80453 | 15.66 | 0.8 | 365 | 14.3218 | 0.70937 | 15 | 0.031124
80560 | 5.22 | 0.8 | 365 | 4.7739 | 0.56979 | 5 | 0.34371
80562 | 5.015 | 0.8 | 365 | 4.5864 | 0.19396 | 4 | 0.7804
80494 | 4.35 | 0.8 | 365 | 3.9783 | 0.97482 | 4 | 0.95309
80564 | 6.38 | 0.8 | 365 | 5.8348 | 0.69641 | 6 | 0.5312
80563 | 10.73 | 0.8 | 365 | 9.8131 | 0.67123 | 10 | 0.48429
80565 | 4.64 | 0.8 | 365 | 4.2435 | 0.50648 | 4 | 0.74996
80508 | 9.12 | 0.8 | 365 | 8.3406 | 0.71963 | 9 | 0.060272
80568 | 6.38 | 0.8 | 365 | 5.8348 | 0.69641 | 6 | 0.5312
80567 | 5.22 | 0.8 | 365 | 4.7739 | 0.56979 | 5 | 0.34371
80220 | 32.48 | 0.6 | 365 | 22.2783 | 0.65901 | 22 | 0.9373
80575 | 6.09 | 0.8 | 365 | 5.5696 | 0.16475 | 5 | 0.73433
80576 | 3.77 | 0.8 | 365 | 3.4478 | 0.91151 | 4 | 0.35934
80578 | 8.41 | 0.8 | 365 | 7.6913 | 0.41799 | 8 | 0.10931
80580 | 2.32 | 0.8 | 365 | 2.1217 | 0.25324 | 2 | 0.37498
79970 | 8.58 | 0.8 | 365 | 7.8468 | 0.72965 | 8 | 0.57644
80301 | 4.55 | 0.8 | 365 | 4.1612 | 0.34148 | 4 | 0.50266
80596 | 8.125 | 0.8 | 365 | 7.4307 | 0.8955 | 8 | 0.32617
80598 | 9.57 | 0.8 | 365 | 8.7522 | 0.54461 | 9 | 0.2968
80599 | 5.8 | 0.8 | 365 | 5.3044 | 0.6331 | 5 | 0.93745
80600 | 10.15 | 0.8 | 365 | 9.2826 | 0.60792 | 9 | 0.89054
80603 | 7 | 0.8 | 365 | 6.4018 | 0.83305 | 7 | 0.23486
80605 | 3.77 | 0.8 | 365 | 3.4478 | 0.91151 | 4 | 0.35934
80606 | 14 | 0.8 | 365 | 12.8036 | 0.6661 | 13 | 0.46972
80608 | 7.8 | 0.8 | 365 | 7.1334 | 0.29968 | 7 | 0.43313
80607 | 13.34 | 0.8 | 365 | 12.2 | 0.45613 | 12 | 0.65614
80611 | 11.39 | 0.8 | 365 | 10.4167 | 0.8812 | 11 | 0.29786
80613 | 11.55 | 0.8 | 365 | 10.563 | 0.17453 | 10 | 0.73752
80614 | 13.34 | 0.8 | 365 | 12.2 | 0.45613 | 12 | 0.65614
80615 | 7.35 | 0.8 | 365 | 6.7219 | 0.4747 | 7 | 0.1966
80616 | 6.84 | 0.8 | 365 | 6.2555 | 0.53972 | 6 | 0.7952
80617 | 24.64 | 0.8 | 365 | 22.5344 | 0.17233 | 22 | 0.7067
80618 | 8.4 | 0.8 | 365 | 7.6822 | 0.39966 | 8 | 0.081829
80026 | 18 | 0.8 | 365 | 16.4618 | 0.99927 | 17 | 0.46106
80623 | 5.36 | 0.8 | 365 | 4.902 | 0.82645 | 5 | 0.72841
80624 | 8.96 | 0.8 | 365 | 8.1943 | 0.4263 | 8 | 0.62062
80625 | 8.54 | 0.8 | 365 | 7.8102 | 0.65632 | 8 | 0.46653
80626 | 7.68 | 0.8 | 365 | 7.0237 | 0.079689 | 7 | 0.10339
80631 | 10.8 | 0.8 | 365 | 9.8771 | 0.79956 | 10 | 0.67664
80632 | 10.8 | 0.8 | 365 | 9.8771 | 0.79956 | 10 | 0.67664
80634 | 10.8 | 0.8 | 365 | 9.8771 | 0.79956 | 10 | 0.67664
80633 | 8.24 | 0.8 | 365 | 7.5358 | 0.10633 | 7 | 0.64218
80635 | 4.8 | 0.8 | 365 | 4.3898 | 0.79981 | 5 | 0.18962
80637 | 9.15 | 0.8 | 365 | 8.3681 | 0.77463 | 9 | 0.14271
80644 | 8.4 | 0.8 | 365 | 7.6822 | 0.39966 | 8 | 0.081829
78779 | 13.32 | 0.8 | 365 | 12.1817 | 0.41946 | 12 | 0.60119
79145 | 5.22 | 0.8 | 365 | 4.7739 | 0.56979 | 5 | 0.34371
79865 | 8.64 | 0.8 | 365 | 7.9017 | 0.83965 | 8 | 0.74131
80326 | 12.6 | 0.8 | 365 | 11.5233 | 0.099489 | 11 | 0.62274
80328 | 11.84 | 0.8 | 365 | 10.8282 | 0.70619 | 11 | 0.53439
80042 | 10.64 | 0.8 | 365 | 9.7307 | 0.50624 | 10 | 0.23698
80662 | 13.395 | 0.8 | 365 | 12.2503 | 0.55696 | 12 | 0.80727
80684 | 6.48 | 0.8 | 365 | 5.9262 | 0.87974 | 6 | 0.80598
80561 | 6.48 | 0.8 | 365 | 5.9262 | 0.87974 | 6 | 0.80598
80683 | 11.04 | 0.8 | 365 | 10.0966 | 0.23955 | 10 | 0.33612
80559 | 6.84 | 0.8 | 365 | 6.2555 | 0.53972 | 6 | 0.7952
80373 | 11.16 | 0.8 | 365 | 10.2063 | 0.45955 | 10 | 0.66586
80378 | 11.52 | 0.8 | 365 | 10.5355 | 0.11953 | 10 | 0.65508
79673 | 9.32 | 0.8 | 365 | 8.5236 | 0.086289 | 8 | 0.60984
80203 | 11.16 | 0.8 | 365 | 10.2063 | 0.45955 | 10 | 0.66586
80198 | 11.16 | 0.8 | 365 | 10.2063 | 0.45955 | 10 | 0.66586
80197 | 10.35 | 0.8 | 365 | 9.4655 | 0.97458 | 10 | 0.44011
80195 | 5.175 | 0.8 | 365 | 4.7328 | 0.48729 | 5 | 0.22006
80192 | 11.16 | 0.8 | 365 | 10.2063 | 0.45955 | 10 | 0.66586
80191 | 8.28 | 0.8 | 365 | 7.5724 | 0.17966 | 7 | 0.75209
80092 | 19.62 | 0.8 | 365 | 17.9434 | 0.9692 | 18 | 0.91256
80085 | 7.2 | 0.8 | 365 | 6.5847 | 0.19971 | 6 | 0.78442
80030 | 17.25 | 0.8 | 365 | 15.7759 | 0.6243 | 16 | 0.40018
80009 | 8.28 | 0.8 | 365 | 7.5724 | 0.17966 | 7 | 0.75209
79961 | 10.005 | 0.8 | 365 | 9.15 | 0.34209 | 9 | 0.49211
79983 | 5.865 | 0.8 | 365 | 5.3638 | 0.75226 | 6 | 0.11606
79952 | 7.37 | 0.8 | 365 | 6.7402 | 0.51137 | 7 | 0.25156
80671 | 348.79 | 0.6 | 365 | 239.2379 | 0.57565 | 239 | 0.8135
80692 | 7.56 | 0.8 | 365 | 6.914 | 0.85969 | 7 | 0.77365
80691 | 8.4 | 0.8 | 365 | 7.6822 | 0.39966 | 8 | 0.081829
80693 | 7.54 | 0.8 | 365 | 6.8957 | 0.82303 | 7 | 0.71869
80695 | 8.829 | 0.8 | 365 | 8.0745 | 0.18614 | 8 | 0.26065
80697 | 7.2 | 0.8 | 365 | 6.5847 | 0.19971 | 6 | 0.78442
80698 | 18.36 | 0.8 | 365 | 16.791 | 0.65926 | 17 | 0.45028
80699 | 2.88 | 0.8 | 365 | 2.6339 | 0.27988 | 2 | 0.91377
80700 | 10.05 | 0.8 | 365 | 9.1912 | 0.42459 | 9 | 0.61576
80701 | 14.82 | 0.8 | 365 | 13.5535 | 0.1694 | 13 | 0.72294
80702 | 9.156 | 0.8 | 365 | 8.3736 | 0.78563 | 9 | 0.15919
80595 | 4.51 | 0.8 | 365 | 4.1246 | 0.26815 | 4 | 0.39274
80687 | 12.74 | 0.8 | 365 | 11.6513 | 0.35615 | 12 | 0.0074408
80554 | 10.05 | 0.8 | 365 | 9.1912 | 0.42459 | 9 | 0.61576
80514 | 7.8 | 0.8 | 365 | 7.1334 | 0.29968 | 7 | 0.43313
80757 | 5.232 | 0.8 | 365 | 4.7849 | 0.59179 | 5 | 0.37668
80756 | 14.388 | 0.8 | 365 | 13.1585 | 0.37742 | 13 | 0.53588
78799 | 8.12 | 0.8 | 365 | 7.4261 | 0.88634 | 8 | 0.31243
80493 | 4.8 | 0.8 | 365 | 4.3898 | 0.79981 | 5 | 0.18962
80539 | 9.3 | 0.8 | 365 | 8.5053 | 0.049623 | 8 | 0.55488
80542 | 6.9 | 0.8 | 365 | 6.3104 | 0.64972 | 6 | 0.96007
80545 | 7.5 | 0.8 | 365 | 6.8591 | 0.7497 | 7 | 0.60878
80550 | 8.04 | 0.8 | 365 | 7.3529 | 0.73967 | 8 | 0.092608
80569 | 15.25 | 0.8 | 365 | 13.9468 | 0.95772 | 14 | 0.90451
80385 | 6.93 | 0.8 | 365 | 6.3378 | 0.70472 | 7 | 0.042509
80502 | 10.72 | 0.8 | 365 | 9.8039 | 0.6529 | 10 | 0.45681
80235 | 9.28 | 0.8 | 365 | 8.487 | 0.012957 | 8 | 0.49993
80566 | 4.425 | 0.8 | 365 | 4.0469 | 0.11232 | 4 | 0.15918
80628 | 8.37 | 0.8 | 365 | 7.6547 | 0.34466 | 7 | 0.99939
80642 | 6.6 | 0.8 | 365 | 6.036 | 0.099732 | 6 | 0.13572
80171 | 10.665 | 0.8 | 365 | 9.7536 | 0.55207 | 10 | 0.30568
33749 | 1319.04 | 0.8 | 365 | 1206.3201 | 0.18653 | 1206 | 0.50665
80147 | 2.85 | 0.8 | 365 | 2.6065 | 0.22488 | 2 | 0.83133
79931 | 8.4 | 0.8 | 365 | 7.6822 | 0.39966 | 8 | 0.081829
80325 | 9.72 | 0.8 | 365 | 8.8894 | 0.81961 | 9 | 0.70897
80127 | 7.26 | 0.8 | 365 | 6.6396 | 0.30971 | 6 | 0.9493
80657 | 4.8 | 0.8 | 365 | 4.3898 | 0.79981 | 5 | 0.18962
80664 | 13.05 | 0.8 | 365 | 11.9348 | 0.92447 | 12 | 0.85927
80661 | 13 | 0.8 | 365 | 11.8891 | 0.83281 | 12 | 0.72188
80668 | 3 | 0.8 | 365 | 2.7436 | 0.49988 | 3 | 0.24351
80381 | 11.7 | 0.8 | 365 | 10.7002 | 0.44953 | 11 | 0.14969
80670 | 5.4 | 0.8 | 365 | 4.9385 | 0.89978 | 5 | 0.83832
80672 | 9.045 | 0.8 | 365 | 8.2721 | 0.58213 | 8 | 0.85418
80674 | 7.92 | 0.8 | 365 | 7.2432 | 0.51968 | 7 | 0.76287
80676 | 3.36 | 0.8 | 365 | 3.0729 | 0.15986 | 3 | 0.23273
80677 | 7.26 | 0.8 | 365 | 6.6396 | 0.30971 | 6 | 0.9493
80678 | 9.69 | 0.8 | 365 | 8.8619 | 0.76461 | 9 | 0.62654
80680 | 5.25 | 0.8 | 365 | 4.8014 | 0.62479 | 5 | 0.42614
80681 | 6.84 | 0.8 | 365 | 6.2555 | 0.53972 | 6 | 0.7952
80682 | 7.695 | 0.8 | 365 | 7.0374 | 0.10719 | 7 | 0.1446
80649 | 12.6 | 0.8 | 365 | 11.5233 | 0.099489 | 11 | 0.62274
51493 | 1386.9 | 1 | 365 | 1585.4763 | 0.24223 | 1585 | 0.71857
51496 | 1239.66 | 0.8 | 365 | 1133.7236 | 0.65975 | 1134 | 0.38337
79359 | 35.88 | 0.6 | 365 | 24.6104 | 0.33391 | 24 | 0.94429
80421 | 9.9 | 0.8 | 365 | 9.054 | 0.1496 | 9 | 0.20358
80707 | 7.375 | 0.8 | 365 | 6.7448 | 0.52053 | 7 | 0.2653
80727 | 11.055 | 0.8 | 365 | 10.1103 | 0.26705 | 10 | 0.37734
80708 | 10.2 | 0.8 | 365 | 9.3283 | 0.69959 | 10 | 0.027935
80733 | 4.02 | 0.8 | 365 | 3.6765 | 0.36984 | 4 | 0.046304
80710 | 8.12 | 0.8 | 365 | 7.4261 | 0.88634 | 8 | 0.31243
80737 | 12.22 | 0.8 | 365 | 11.1757 | 0.40284 | 11 | 0.57857
80738 | 9.72 | 0.8 | 365 | 8.8894 | 0.81961 | 9 | 0.70897
80711 | 4.93 | 0.8 | 365 | 4.5087 | 0.038134 | 4 | 0.54684
80739 | 7.8 | 0.8 | 365 | 7.1334 | 0.29968 | 7 | 0.43313
80741 | 8.829 | 0.8 | 365 | 8.0745 | 0.18614 | 8 | 0.26065
80712 | 9.38 | 0.8 | 365 | 8.5784 | 0.19629 | 8 | 0.77471
80743 | 3.24 | 0.8 | 365 | 2.9631 | 0.93987 | 3 | 0.90299
80713 | 6.16 | 0.8 | 365 | 5.6336 | 0.29308 | 5 | 0.92667
80744 | 9.24 | 0.8 | 365 | 8.4504 | 0.93963 | 9 | 0.39001
80714 | 6.6 | 0.8 | 365 | 6.036 | 0.099732 | 6 | 0.13572
80746 | 3.24 | 0.8 | 365 | 2.9631 | 0.93987 | 3 | 0.90299
80715 | 8.12 | 0.8 | 365 | 7.4261 | 0.88634 | 8 | 0.31243
80748 | 9.045 | 0.8 | 365 | 8.2721 | 0.58213 | 8 | 0.85418
80749 | 8.375 | 0.8 | 365 | 7.6593 | 0.35383 | 8 | 0.013133
80793 | 6.76 | 1 | 365 | 7.7279 | 0.49132 | 8 | 0.21922
80750 | 6 | 0.8 | 365 | 5.4873 | 0.99976 | 6 | 0.48702
80696 | 9.72 | 0.8 | 365 | 8.8894 | 0.81961 | 9 | 0.70897
80771 | 3.48 | 0.8 | 365 | 3.1826 | 0.37986 | 3 | 0.56247
80718 | 4.29 | 0.8 | 365 | 3.9234 | 0.86483 | 4 | 0.78822
80720 | 5.985 | 0.8 | 365 | 5.4735 | 0.97226 | 6 | 0.4458
80722 | 9.57 | 0.8 | 365 | 8.7522 | 0.54461 | 9 | 0.2968
80723 | 10.44 | 0.8 | 365 | 9.5478 | 0.13958 | 9 | 0.68742
80724 | 13.3 | 0.8 | 365 | 12.1634 | 0.38279 | 12 | 0.54623
80725 | 7.2 | 0.8 | 365 | 6.5847 | 0.19971 | 6 | 0.78442
80726 | 3.52 | 0.8 | 365 | 3.2192 | 0.45319 | 3 | 0.67239
80376 | 9.6 | 0.8 | 365 | 8.7796 | 0.59961 | 9 | 0.37923
80534 | 6.03 | 0.8 | 365 | 5.5147 | 0.054756 | 5 | 0.56946
80536 | 12.43 | 0.8 | 365 | 11.3678 | 0.78783 | 12 | 0.15561
80646 | 8.7 | 0.8 | 365 | 7.9565 | 0.94965 | 8 | 0.90618
80390 | 6.27 | 0.8 | 365 | 5.7342 | 0.49475 | 6 | 0.22894
79954 | 7.2 | 0.8 | 365 | 6.5847 | 0.19971 | 6 | 0.78442
80082 | 11.04 | 0.8 | 365 | 10.0966 | 0.23955 | 10 | 0.33612
80206 | 8.28 | 0.8 | 365 | 7.5724 | 0.17966 | 7 | 0.75209
80685 | 6.48 | 0.8 | 365 | 5.9262 | 0.87974 | 6 | 0.80598
80690 | 21.76 | 0.8 | 365 | 19.9005 | 0.89245 | 20 | 0.79293
80894 | 14.535 | 0.8 | 365 | 13.2929 | 0.64691 | 13 | 0.93981
80689 | 34 | 0.6 | 365 | 23.3209 | 0.74897 | 24 | 0.069838
80805 | 11.055 | 0.8 | 365 | 10.1103 | 0.26705 | 10 | 0.37734
80776 | 8.7 | 0.8 | 365 | 7.9565 | 0.94965 | 8 | 0.90618
80740 | 9.24 | 0.8 | 365 | 8.4504 | 0.93963 | 9 | 0.39001
80783 | 6.93 | 0.8 | 365 | 6.3378 | 0.70472 | 7 | 0.042509
80785 | 9.28 | 0.8 | 365 | 8.487 | 0.012957 | 8 | 0.49993
80787 | 4.48 | 0.8 | 365 | 4.0972 | 0.21315 | 4 | 0.31031
80610 | 10.88 | 0.8 | 365 | 9.9502 | 0.94623 | 10 | 0.89646
80612 | 16.415 | 0.8 | 365 | 15.0122 | 0.093501 | 15 | 0.10574
80791 | 11.39 | 0.8 | 365 | 10.4167 | 0.8812 | 11 | 0.29786
80478 | 10.56 | 0.8 | 365 | 9.6576 | 0.35957 | 10 | 0.017157
80490 | 9.92 | 0.8 | 365 | 9.0723 | 0.18626 | 9 | 0.25854
80137 | 3.19 | 0.8 | 365 | 2.9174 | 0.8482 | 3 | 0.7656
80136 | 4.93 | 0.8 | 365 | 4.5087 | 0.038134 | 4 | 0.54684
80110 | 4.32 | 0.8 | 365 | 3.9508 | 0.91982 | 4 | 0.87065
80796 | 7.41 | 0.8 | 365 | 6.7768 | 0.5847 | 7 | 0.36147
80356 | 6.48 | 0.8 | 365 | 5.9262 | 0.87974 | 6 | 0.80598
80800 | 3.99 | 0.8 | 365 | 3.649 | 0.31484 | 3 | 0.96387
80802 | 7.02 | 0.8 | 365 | 6.4201 | 0.86972 | 7 | 0.28981
80801 | 4.56 | 0.8 | 365 | 4.1703 | 0.35982 | 4 | 0.53014
80806 | 4.83 | 0.8 | 365 | 4.4172 | 0.8548 | 5 | 0.27205
80807 | 12.425 | 0.8 | 365 | 11.3632 | 0.77866 | 12 | 0.14187
80811 | 11.375 | 0.8 | 365 | 10.4029 | 0.85371 | 11 | 0.25664
80812 | 3.42 | 0.8 | 365 | 3.1277 | 0.26986 | 3 | 0.3976
80237 | 7.68 | 0.8 | 365 | 7.0237 | 0.079689 | 7 | 0.10339
80814 | 11.02 | 0.8 | 365 | 10.0783 | 0.20289 | 10 | 0.28116
80768 | 8.99 | 0.8 | 365 | 8.2218 | 0.4813 | 8 | 0.70305
80017 | 4.845 | 0.8 | 365 | 4.431 | 0.8823 | 5 | 0.31327
80815 | 7.83 | 0.8 | 365 | 7.1609 | 0.35468 | 7 | 0.51556
80817 | 8.99 | 0.8 | 365 | 8.2218 | 0.4813 | 8 | 0.70305
80760 | 4.06 | 0.8 | 365 | 3.713 | 0.44317 | 4 | 0.15622
80050 | 7 | 0.8 | 365 | 6.4018 | 0.83305 | 7 | 0.23486
80051 | 9.45 | 0.8 | 365 | 8.6424 | 0.32462 | 8 | 0.96706
80770 | 11.4 | 0.8 | 365 | 10.4258 | 0.89954 | 11 | 0.32534
80820 | 4.06 | 0.8 | 365 | 3.713 | 0.44317 | 4 | 0.15622
80821 | 5.22 | 0.8 | 365 | 4.7739 | 0.56979 | 5 | 0.34371
80822 | 8.55 | 0.8 | 365 | 7.8194 | 0.67465 | 8 | 0.494
80519 | 6.09 | 0.8 | 365 | 5.5696 | 0.16475 | 5 | 0.73433
80824 | 8.12 | 0.8 | 365 | 7.4261 | 0.88634 | 8 | 0.31243
80764 | 5.7 | 0.8 | 365 | 5.2129 | 0.44977 | 5 | 0.66267
80825 | 7.54 | 0.8 | 365 | 6.8957 | 0.82303 | 7 | 0.71869
80826 | 6.67 | 0.8 | 365 | 6.1 | 0.22806 | 6 | 0.32807
80761 | 7.25 | 0.8 | 365 | 6.6304 | 0.29137 | 6 | 0.92182
80828 | 4.93 | 0.8 | 365 | 4.5087 | 0.038134 | 4 | 0.54684
80765 | 8.12 | 0.8 | 365 | 7.4261 | 0.88634 | 8 | 0.31243
80763 | 11.97 | 0.8 | 365 | 10.9471 | 0.94451 | 11 | 0.89161
80835 | 7.83 | 0.8 | 365 | 7.1609 | 0.35468 | 7 | 0.51556
80838 | 7.25 | 0.8 | 365 | 6.6304 | 0.29137 | 6 | 0.92182
80839 | 4.06 | 0.8 | 365 | 3.713 | 0.44317 | 4 | 0.15622
80840 | 9.28 | 0.8 | 365 | 8.487 | 0.012957 | 8 | 0.49993
80847 | 5.8 | 0.8 | 365 | 5.3044 | 0.6331 | 5 | 0.93745
80848 | 6.27 | 0.8 | 365 | 5.7342 | 0.49475 | 6 | 0.22894
80025 | 10.8 | 0.8 | 365 | 9.8771 | 0.79956 | 10 | 0.67664
80660 | 13.5 | 0.8 | 365 | 12.3463 | 0.74945 | 13 | 0.095797
80651 | 12.16 | 0.8 | 365 | 11.1209 | 0.29284 | 11 | 0.4137
80621 | 9.405 | 0.8 | 365 | 8.6013 | 0.24212 | 8 | 0.84341
80482 | 4.845 | 0.8 | 365 | 4.431 | 0.8823 | 5 | 0.31327
80211 | 12.18 | 0.8 | 365 | 11.1391 | 0.32951 | 11 | 0.46865
80762 | 4.06 | 0.8 | 365 | 3.713 | 0.44317 | 4 | 0.15622
80851 | 10.44 | 0.8 | 365 | 9.5478 | 0.13958 | 9 | 0.68742
80852 | 4.35 | 0.8 | 365 | 3.9783 | 0.97482 | 4 | 0.95309
80766 | 3.48 | 0.8 | 365 | 3.1826 | 0.37986 | 3 | 0.56247
80597 | 9.28 | 0.8 | 365 | 8.487 | 0.012957 | 8 | 0.49993
80769 | 7.25 | 0.8 | 365 | 6.6304 | 0.29137 | 6 | 0.92182
80853 | 5.22 | 0.8 | 365 | 4.7739 | 0.56979 | 5 | 0.34371
80128 | 3.06 | 1 | 365 | 3.4981 | 0.012345 | 3 | 0.51048
80468 | 5.28 | 0.8 | 365 | 4.8288 | 0.67979 | 5 | 0.50858
80667 | 14.79 | 0.8 | 365 | 13.5261 | 0.1144 | 13 | 0.64051
80686 | 11.505 | 0.8 | 365 | 10.5218 | 0.092034 | 10 | 0.61386
80772 | 15.075 | 0.8 | 365 | 13.7868 | 0.63689 | 14 | 0.42364
80842 | 11.97 | 0.8 | 365 | 10.9471 | 0.94451 | 11 | 0.89161
80819 | 8.12 | 0.8 | 365 | 7.4261 | 0.88634 | 8 | 0.31243
80728 | 6.365 | 0.8 | 365 | 5.8211 | 0.66891 | 6 | 0.48998
80673 | 15.41 | 0.8 | 365 | 14.0931 | 0.25104 | 14 | 0.34417
80845 | 8.12 | 0.8 | 365 | 7.4261 | 0.88634 | 8 | 0.31243
80604 | 7.28 | 0.8 | 365 | 6.6579 | 0.34637 | 7 | 0.0042519
80856 | 13.5 | 0.8 | 365 | 12.3463 | 0.74945 | 13 | 0.095797
80857 | 11.89 | 0.8 | 365 | 10.8739 | 0.79785 | 11 | 0.67178
80858 | 7.56 | 0.8 | 365 | 6.914 | 0.85969 | 7 | 0.77365
80859 | 13.2 | 0.8 | 365 | 12.072 | 0.19946 | 12 | 0.27145
80860 | 11.76 | 0.8 | 365 | 10.755 | 0.55952 | 11 | 0.31456
80861 | 11.55 | 0.8 | 365 | 10.563 | 0.17453 | 10 | 0.73752
80863 | 5.4 | 0.8 | 365 | 4.9385 | 0.89978 | 5 | 0.83832
78060 | 51.15 | 0.6 | 365 | 35.0842 | 0.3297 | 35 | 0.41389
79434 | 2.1 | 0.8 | 365 | 1.9205 | 0.84991 | 2 | 0.77046
80862 | 6.21 | 0.8 | 365 | 5.6793 | 0.38475 | 6 | 0.064067
80864 | 13.34 | 0.8 | 365 | 12.2 | 0.45613 | 12 | 0.65614
80865 | 6.555 | 0.8 | 365 | 5.9948 | 0.017234 | 6 | 0.01207
80846 | 2.28 | 0.8 | 365 | 2.0852 | 0.17991 | 2 | 0.26507
80679 | 8.64 | 0.8 | 365 | 7.9017 | 0.83965 | 8 | 0.74131
80843 | 11.07 | 0.8 | 365 | 10.124 | 0.29455 | 10 | 0.41855
80836 | 5.51 | 0.8 | 365 | 5.0391 | 0.10144 | 5 | 0.14058
80832 | 3.99 | 0.8 | 365 | 3.649 | 0.31484 | 3 | 0.96387
80818 | 8.99 | 0.8 | 365 | 8.2218 | 0.4813 | 8 | 0.70305
80823 | 3.99 | 0.8 | 365 | 3.649 | 0.31484 | 3 | 0.96387
80813 | 6.96 | 0.8 | 365 | 6.3652 | 0.75972 | 7 | 0.12494
80830 | 3.42 | 0.8 | 365 | 3.1277 | 0.26986 | 3 | 0.3976
80844 | 6.09 | 0.8 | 365 | 5.5696 | 0.16475 | 5 | 0.73433
80827 | 6.16 | 0.8 | 365 | 5.6336 | 0.29308 | 5 | 0.92667
80816 | 4.06 | 0.8 | 365 | 3.713 | 0.44317 | 4 | 0.15622
80810 | 6.67 | 0.8 | 365 | 6.1 | 0.22806 | 6 | 0.32807
78173 | 160.8 | 0.6 | 365 | 110.294 | 0.095112 | 110 | 0.38912
80872 | 1.55 | 0.8 | 365 | 1.4175 | 0.8416 | 2 | 0.25915
80875 | 12.76 | 0.8 | 365 | 11.6696 | 0.39282 | 12 | 0.062398
80877 | 10.5 | 0.8 | 365 | 9.6027 | 0.24957 | 9 | 0.85229
80878 | 9.1 | 0.8 | 365 | 8.3224 | 0.68296 | 9 | 0.0053149
80880 | 14.74 | 0.8 | 365 | 13.4804 | 0.022736 | 13 | 0.50311
80879 | 6.27 | 0.8 | 365 | 5.7342 | 0.49475 | 6 | 0.22894
80881 | 5.36 | 0.8 | 365 | 4.902 | 0.82645 | 5 | 0.72841
80882 | 3.18 | 0.8 | 365 | 2.9082 | 0.82987 | 3 | 0.73812
80883 | 7.54 | 0.8 | 365 | 6.8957 | 0.82303 | 7 | 0.71869
80884 | 11.6 | 0.8 | 365 | 10.6087 | 0.2662 | 10 | 0.87491
80885 | 6.96 | 0.8 | 365 | 6.3652 | 0.75972 | 7 | 0.12494
80886 | 8.7 | 0.8 | 365 | 7.9565 | 0.94965 | 8 | 0.90618
80888 | 9.57 | 0.8 | 365 | 8.7522 | 0.54461 | 9 | 0.2968
80029 | 7.28 | 0.8 | 365 | 6.6579 | 0.34637 | 7 | 0.0042519
80663 | 4.56 | 0.8 | 365 | 4.1703 | 0.35982 | 4 | 0.53014
80892 | 7.2 | 0.8 | 365 | 6.5847 | 0.19971 | 6 | 0.78442
80893 | 7 | 0.8 | 365 | 6.4018 | 0.83305 | 7 | 0.23486
80889 | 35.7 | 0.6 | 365 | 24.4869 | 0.086415 | 24 | 0.57333
80899 | 4.55 | 0.8 | 365 | 4.1612 | 0.34148 | 4 | 0.50266
80901 | 10.865 | 0.8 | 365 | 9.9365 | 0.91873 | 10 | 0.85525
80902 | 11.61 | 0.8 | 365 | 10.6179 | 0.28453 | 10 | 0.90239
80905 | 4.95 | 0.8 | 365 | 4.527 | 0.074799 | 4 | 0.60179
80907 | 4.32 | 0.8 | 365 | 3.9508 | 0.91982 | 4 | 0.87065
80909 | 12.06 | 0.8 | 365 | 11.0294 | 0.10951 | 11 | 0.13891
80910 | 10.8 | 0.8 | 365 | 9.8771 | 0.79956 | 10 | 0.67664
80912 | 7.37 | 0.8 | 365 | 6.7402 | 0.51137 | 7 | 0.25156
80915 | 7.8 | 0.8 | 365 | 7.1334 | 0.29968 | 7 | 0.43313
80916 | 8.925 | 0.8 | 365 | 8.1623 | 0.36214 | 8 | 0.52444
80918 | 3.315 | 0.8 | 365 | 3.0317 | 0.077366 | 3 | 0.10908
80917 | 8.1 | 0.8 | 365 | 7.4078 | 0.84967 | 8 | 0.25748
80919 | 6.5 | 0.8 | 365 | 5.9445 | 0.9164 | 6 | 0.86094
80920 | 9.57 | 0.8 | 365 | 8.7522 | 0.54461 | 9 | 0.2968
80924 | 7.68 | 0.8 | 365 | 7.0237 | 0.079689 | 7 | 0.10339
80923 | 7.25 | 0.8 | 365 | 6.6304 | 0.29137 | 6 | 0.92182
80927 | 10.08 | 0.8 | 365 | 9.2186 | 0.47959 | 9 | 0.69819
80926 | 9.99 | 0.8 | 365 | 9.1363 | 0.3146 | 9 | 0.45089
80928 | 5.12 | 0.8 | 365 | 4.6825 | 0.38646 | 5 | 0.068924
80929 | 15.95 | 0.8 | 365 | 14.587 | 0.24102 | 14 | 0.828
80930 | 8.55 | 0.8 | 365 | 7.8194 | 0.67465 | 8 | 0.494
80931 | 5.04 | 0.8 | 365 | 4.6093 | 0.2398 | 4 | 0.8491
80932 | 7.41 | 0.8 | 365 | 6.7768 | 0.5847 | 7 | 0.36147
80935 | 6.84 | 0.8 | 365 | 6.2555 | 0.53972 | 6 | 0.7952
80936 | 9.57 | 0.8 | 365 | 8.7522 | 0.54461 | 9 | 0.2968
80938 | 14.91 | 0.8 | 365 | 13.6359 | 0.3344 | 13 | 0.97025
80933 | 9.1 | 0.8 | 365 | 8.3224 | 0.68296 | 9 | 0.0053149
80940 | 7.8 | 0.8 | 365 | 7.1334 | 0.29968 | 7 | 0.43313
80942 | 7.685 | 0.8 | 365 | 7.0283 | 0.088855 | 7 | 0.11713
80945 | 11.22 | 0.8 | 365 | 10.2612 | 0.56955 | 10 | 0.83073
80946 | 13.34 | 0.8 | 365 | 12.2 | 0.45613 | 12 | 0.65614
80947 | 8.265 | 0.8 | 365 | 7.5587 | 0.15216 | 7 | 0.71087
80948 | 11.88 | 0.8 | 365 | 10.8648 | 0.77952 | 11 | 0.6443
80949 | 10.83 | 0.8 | 365 | 9.9045 | 0.85456 | 10 | 0.75907
80950 | 11.97 | 0.8 | 365 | 10.9471 | 0.94451 | 11 | 0.89161
80951 | 7.37 | 0.8 | 365 | 6.7402 | 0.51137 | 7 | 0.25156
80953 | 4.35 | 0.8 | 365 | 3.9783 | 0.97482 | 4 | 0.95309
80956 | 5.4 | 0.8 | 365 | 4.9385 | 0.89978 | 5 | 0.83832
80957 | 9.28 | 0.8 | 365 | 8.487 | 0.012957 | 8 | 0.49993
80921 | 5.72 | 0.8 | 365 | 5.2312 | 0.48643 | 5 | 0.71763
80808 | 3.6 | 0.8 | 365 | 3.2924 | 0.59985 | 3 | 0.89221
80809 | 24.9 | 0.8 | 365 | 22.7721 | 0.64899 | 23 | 0.42114
80958 | 4.095 | 0.8 | 365 | 3.7451 | 0.50733 | 4 | 0.25239
80959 | 4.69 | 0.8 | 365 | 4.2892 | 0.59814 | 4 | 0.88735
80960 | 5.025 | 0.8 | 365 | 4.5956 | 0.2123 | 4 | 0.80788
80961 | 5.61 | 0.8 | 365 | 5.1306 | 0.28477 | 5 | 0.41536
80963 | 5.94 | 0.8 | 365 | 5.4324 | 0.88976 | 6 | 0.32215
80964 | 8.12 | 0.8 | 365 | 7.4261 | 0.88634 | 8 | 0.31243
80965 | 11.2 | 0.8 | 365 | 10.2429 | 0.53288 | 10 | 0.77577
80688 | 4.875 | 0.8 | 365 | 4.4584 | 0.9373 | 5 | 0.3957
80986 | 4.06 | 0.8 | 365 | 3.713 | 0.44317 | 4 | 0.15622
80988 | 9.24 | 0.8 | 365 | 8.4504 | 0.93963 | 9 | 0.39001
80992 | 26.22 | 0.6 | 365 | 17.9845 | 0.051703 | 18 | 0.036211
80993 | 6.96 | 0.8 | 365 | 6.3652 | 0.75972 | 7 | 0.12494
80995 | 12.18 | 0.8 | 365 | 11.1391 | 0.32951 | 11 | 0.46865
42026 | 1401.975 | 0.8 | 365 | 1282.1678 | 0.23067 | 1282 | 0.3985
80996 | 3.9 | 0.8 | 365 | 3.5667 | 0.14984 | 3 | 0.71656
80939 | 6.9 | 0.8 | 365 | 6.3104 | 0.64972 | 6 | 0.96007
80997 | 3.84 | 0.8 | 365 | 3.5118 | 0.039844 | 3 | 0.55169
81000 | 6.4 | 0.8 | 365 | 5.8531 | 0.73307 | 6 | 0.58616
81001 | 8.25 | 0.8 | 365 | 7.545 | 0.12467 | 7 | 0.66965
81003 | 8.25 | 0.8 | 365 | 7.545 | 0.12467 | 7 | 0.66965
81005 | 7.92 | 0.8 | 365 | 7.2432 | 0.51968 | 7 | 0.76287
81007 | 9.8 | 0.8 | 365 | 8.9625 | 0.96627 | 9 | 0.9288
81008 | 11.52 | 0.8 | 365 | 10.5355 | 0.11953 | 10 | 0.65508
81011 | 3.96 | 0.8 | 365 | 3.6216 | 0.25984 | 3 | 0.88143
81004 | 11.395 | 0.8 | 365 | 10.4212 | 0.89037 | 11 | 0.3116
81012 | 3 | 0.8 | 365 | 2.7436 | 0.49988 | 3 | 0.24351
81014 | 13.4 | 0.8 | 365 | 12.2549 | 0.56612 | 12 | 0.82101
81016 | 6.75 | 0.8 | 365 | 6.1732 | 0.37473 | 6 | 0.5479
81017 | 7.26 | 0.8 | 365 | 6.6396 | 0.30971 | 6 | 0.9493
80515 | 8.96 | 0.8 | 365 | 8.1943 | 0.4263 | 8 | 0.62062
80803 | 16.74 | 0.8 | 365 | 15.3095 | 0.68932 | 15 | 0.99879
80428 | 8.7 | 0.8 | 365 | 7.9565 | 0.94965 | 8 | 0.90618
81018 | 6.24 | 0.8 | 365 | 5.7068 | 0.43975 | 6 | 0.1465
81019 | 7.13 | 0.8 | 365 | 6.5207 | 0.071378 | 6 | 0.59208
80854 | 7.83 | 0.8 | 365 | 7.1609 | 0.35468 | 7 | 0.51556
81032 | 10.8 | 0.8 | 365 | 9.8771 | 0.79956 | 10 | 0.67664
81036 | 6.7 | 0.8 | 365 | 6.1274 | 0.28306 | 6 | 0.41051
81037 | 7.35 | 0.8 | 365 | 6.7219 | 0.4747 | 7 | 0.1966
81038 | 8.4 | 0.8 | 365 | 7.6822 | 0.39966 | 8 | 0.081829
81039 | 10.15 | 0.8 | 365 | 9.2826 | 0.60792 | 9 | 0.89054
81040 | 8.4 | 0.8 | 365 | 7.6822 | 0.39966 | 8 | 0.081829
81041 | 4.9 | 0.8 | 365 | 4.4813 | 0.98313 | 5 | 0.4644
81042 | 8.1 | 0.8 | 365 | 7.4078 | 0.84967 | 8 | 0.25748
81043 | 7.26 | 0.8 | 365 | 6.6396 | 0.30971 | 6 | 0.9493
81044 | 5.36 | 0.8 | 365 | 4.902 | 0.82645 | 5 | 0.72841
81045 | 10.55 | 0.8 | 365 | 9.6484 | 0.28306 | 9 | 0.9315
80979 | 4.06 | 0.8 | 365 | 3.713 | 0.44317 | 4 | 0.15622
80904 | 5.51 | 0.8 | 365 | 5.0391 | 0.10144 | 5 | 0.14058
80982 | 10.73 | 0.8 | 365 | 9.8131 | 0.67123 | 10 | 0.48429
81002 | 4.64 | 0.8 | 365 | 4.2435 | 0.50648 | 4 | 0.74996
81056 | 7.41 | 0.8 | 365 | 6.7768 | 0.5847 | 7 | 0.36147
80983 | 5.8 | 0.8 | 365 | 5.3044 | 0.6331 | 5 | 0.93745
80911 | 5.8 | 0.8 | 365 | 5.3044 | 0.6331 | 5 | 0.93745
80906 | 7.83 | 0.8 | 365 | 7.1609 | 0.35468 | 7 | 0.51556
81006 | 8.7 | 0.8 | 365 | 7.9565 | 0.94965 | 8 | 0.90618
80908 | 7.25 | 0.8 | 365 | 6.6304 | 0.29137 | 6 | 0.92182
80215 | 9.28 | 0.8 | 365 | 8.487 | 0.012957 | 8 | 0.49993
80984 | 4.35 | 0.8 | 365 | 3.9783 | 0.97482 | 4 | 0.95309
80898 | 4.93 | 0.8 | 365 | 4.5087 | 0.038134 | 4 | 0.54684
77453 | 5.22 | 0.8 | 365 | 4.7739 | 0.56979 | 5 | 0.34371
80398 | 7.54 | 0.8 | 365 | 6.8957 | 0.82303 | 7 | 0.71869
80896 | 9.28 | 0.8 | 365 | 8.487 | 0.012957 | 8 | 0.49993
80985 | 12.18 | 0.8 | 365 | 11.1391 | 0.32951 | 11 | 0.46865
81071 | 11.6 | 0.8 | 365 | 10.6087 | 0.2662 | 10 | 0.87491
81072 | 4.72 | 0.8 | 365 | 4.3166 | 0.65314 | 4 | 0.96979
81073 | 6.38 | 0.8 | 365 | 5.8348 | 0.69641 | 6 | 0.5312
81074 | 8.99 | 0.8 | 365 | 8.2218 | 0.4813 | 8 | 0.70305
81022 | 4.35 | 0.8 | 365 | 3.9783 | 0.97482 | 4 | 0.95309
81023 | 4.35 | 0.8 | 365 | 3.9783 | 0.97482 | 4 | 0.95309
81076 | 2.9 | 0.8 | 365 | 2.6522 | 0.31655 | 2 | 0.96873
81077 | 4.35 | 0.8 | 365 | 3.9783 | 0.97482 | 4 | 0.95309
81078 | 2.9 | 0.8 | 365 | 2.6522 | 0.31655 | 2 | 0.96873
81024 | 10.44 | 0.8 | 365 | 9.5478 | 0.13958 | 9 | 0.68742
81086 | 11.6 | 0.8 | 365 | 10.6087 | 0.2662 | 10 | 0.87491
81085 | 6.6 | 0.8 | 365 | 6.036 | 0.099732 | 6 | 0.13572
81089 | 6.67 | 0.8 | 365 | 6.1 | 0.22806 | 6 | 0.32807
81090 | 13.34 | 0.8 | 365 | 12.2 | 0.45613 | 12 | 0.65614
81091 | 9.9 | 0.8 | 365 | 9.054 | 0.1496 | 9 | 0.20358
81094 | 4.75 | 0.8 | 365 | 4.3441 | 0.70814 | 5 | 0.052225
81095 | 2.9 | 0.8 | 365 | 2.6522 | 0.31655 | 2 | 0.96873
81099 | 7.5 | 0.8 | 365 | 6.8591 | 0.7497 | 7 | 0.60878
80717 | 9.405 | 0.8 | 365 | 8.6013 | 0.24212 | 8 | 0.84341
80648 | 11.31 | 0.8 | 365 | 10.3435 | 0.73454 | 11 | 0.078034
80873 | 273.76 | 0.7 | 365 | 219.0699 | 0.14696 | 219 | 0.21683
80781 | 345.44 | 0.6 | 365 | 236.9401 | 0.9695 | 237 | 0.90956
43078 | 598.5 | 1 | 365 | 684.1932 | 0.53218 | 684 | 0.72541
80721 | 70.29 | 0.6 | 365 | 48.2125 | 0.64661 | 48 | 0.85909
81098 | 2.32 | 0.8 | 365 | 2.1217 | 0.25324 | 2 | 0.37498
81102 | 7.395 | 0.8 | 365 | 6.7631 | 0.5572 | 7 | 0.32025
81103 | 5.2 | 0.8 | 365 | 4.7556 | 0.53312 | 5 | 0.28875
81104 | 6.44 | 0.8 | 365 | 5.8897 | 0.80641 | 6 | 0.69607
81105 | 6.6 | 0.8 | 365 | 6.036 | 0.099732 | 6 | 0.13572
81100 | 6.9 | 0.8 | 365 | 6.3104 | 0.64972 | 6 | 0.96007
81106 | 12 | 0.8 | 365 | 10.9745 | 0.99951 | 11 | 0.97404
81107 | 10.2 | 0.8 | 365 | 9.3283 | 0.69959 | 10 | 0.027935
81109 | 9.8 | 0.8 | 365 | 8.9625 | 0.96627 | 9 | 0.9288
81110 | 5.94 | 0.8 | 365 | 5.4324 | 0.88976 | 6 | 0.32215
81113 | 3.15 | 0.8 | 365 | 2.8808 | 0.77487 | 3 | 0.65569
81114 | 6.84 | 0.8 | 365 | 6.2555 | 0.53972 | 6 | 0.7952
81116 | 5.4 | 0.8 | 365 | 4.9385 | 0.89978 | 5 | 0.83832
81117 | 12.6 | 0.8 | 365 | 11.5233 | 0.099489 | 11 | 0.62274
81118 | 5.6 | 0.8 | 365 | 5.1214 | 0.26644 | 5 | 0.38789
81121 | 8.375 | 0.8 | 365 | 7.6593 | 0.35383 | 8 | 0.013133
81123 | 5.04 | 0.8 | 365 | 4.6093 | 0.2398 | 4 | 0.8491
81125 | 4.02 | 0.8 | 365 | 3.6765 | 0.36984 | 4 | 0.046304
81127 | 6.6 | 0.8 | 365 | 6.036 | 0.099732 | 6 | 0.13572
81128 | 4.225 | 0.8 | 365 | 3.8639 | 0.74566 | 4 | 0.60961
81137 | 6.67 | 0.8 | 365 | 6.1 | 0.22806 | 6 | 0.32807
81140 | 9.86 | 0.8 | 365 | 9.0174 | 0.076267 | 9 | 0.093671
81093 | 11.2 | 0.8 | 365 | 10.2429 | 0.53288 | 10 | 0.77577
81025 | 6.09 | 0.8 | 365 | 5.5696 | 0.16475 | 5 | 0.73433
81026 | 8.99 | 0.8 | 365 | 8.2218 | 0.4813 | 8 | 0.70305
80242 | 6.4 | 1 | 365 | 7.3164 | 0.66634 | 7 | 0.98269
81027 | 5.22 | 0.8 | 365 | 4.7739 | 0.56979 | 5 | 0.34371
80394 | 12.06 | 0.8 | 365 | 11.0294 | 0.10951 | 11 | 0.13891
80944 | 10.36 | 0.8 | 365 | 9.4747 | 0.99291 | 10 | 0.46759
80653 | 8.525 | 0.8 | 365 | 7.7965 | 0.62882 | 8 | 0.42531
81152 | 9.3 | 0.8 | 365 | 8.5053 | 0.049623 | 8 | 0.55488
80498 | 9.38 | 0.8 | 365 | 8.5784 | 0.19629 | 8 | 0.77471
81161 | 20.88 | 0.8 | 365 | 19.0957 | 0.27915 | 19 | 0.37483
81163 | 13.325 | 0.8 | 365 | 12.1863 | 0.42863 | 12 | 0.61493
81164 | 6.9 | 0.8 | 365 | 6.3104 | 0.64972 | 6 | 0.96007
81165 | 4.8 | 0.8 | 365 | 4.3898 | 0.79981 | 5 | 0.18962
81126 | 9.1 | 0.8 | 365 | 8.3224 | 0.68296 | 9 | 0.0053149
81170 | 7.2 | 0.8 | 365 | 6.5847 | 0.19971 | 6 | 0.78442
81171 | 4.845 | 0.8 | 365 | 4.431 | 0.8823 | 5 | 0.31327
81173 | 5.76 | 0.8 | 365 | 5.2678 | 0.55977 | 5 | 0.82754
81175 | 11.725 | 0.8 | 365 | 10.723 | 0.49536 | 11 | 0.21839
81176 | 7.56 | 0.8 | 365 | 6.914 | 0.85969 | 7 | 0.77365
81178 | 11.16 | 0.8 | 365 | 10.2063 | 0.45955 | 10 | 0.66586
81179 | 13.2 | 0.8 | 365 | 12.072 | 0.19946 | 12 | 0.27145
81181 | 13.2 | 0.8 | 365 | 12.072 | 0.19946 | 12 | 0.27145
81183 | 7.68 | 0.8 | 365 | 7.0237 | 0.079689 | 7 | 0.10339
81184 | 3.96 | 0.8 | 365 | 3.6216 | 0.25984 | 3 | 0.88143
81186 | 11.05 | 0.8 | 365 | 10.1057 | 0.25789 | 10 | 0.3636
81187 | 6.3 | 1 | 365 | 7.202 | 0.43718 | 7 | 0.63921
81188 | 7.95 | 0.8 | 365 | 7.2706 | 0.57468 | 7 | 0.8453
81189 | 4.35 | 0.8 | 365 | 3.9783 | 0.97482 | 4 | 0.95309
81190 | 6.48 | 0.8 | 365 | 5.9262 | 0.87974 | 6 | 0.80598
81191 | 6.96 | 0.8 | 365 | 6.3652 | 0.75972 | 7 | 0.12494
81192 | 5.415 | 0.8 | 365 | 4.9523 | 0.92728 | 5 | 0.87954
81193 | 7.25 | 0.8 | 365 | 6.6304 | 0.29137 | 6 | 0.92182
81195 | 6.96 | 0.8 | 365 | 6.3652 | 0.75972 | 7 | 0.12494
81196 | 2.565 | 0.8 | 365 | 2.3458 | 0.7024 | 3 | 0.048201
81197 | 8.99 | 0.8 | 365 | 8.2218 | 0.4813 | 8 | 0.70305
81198 | 4.335 | 0.8 | 365 | 3.9645 | 0.94732 | 4 | 0.91187
80914 | 10.44 | 0.8 | 365 | 9.5478 | 0.13958 | 9 | 0.68742
81200 | 5.22 | 0.8 | 365 | 4.7739 | 0.56979 | 5 | 0.34371
81201 | 12.18 | 0.8 | 365 | 11.1391 | 0.32951 | 11 | 0.46865
81202 | 6.67 | 0.8 | 365 | 6.1 | 0.22806 | 6 | 0.32807
81204 | 12.1 | 0.8 | 365 | 11.066 | 0.18284 | 11 | 0.24883
81206 | 9.57 | 0.8 | 365 | 8.7522 | 0.54461 | 9 | 0.2968
81207 | 10.5 | 0.8 | 365 | 9.6027 | 0.24957 | 9 | 0.85229
81208 | 5.1 | 0.8 | 365 | 4.6642 | 0.34979 | 5 | 0.013968
81209 | 9.28 | 0.8 | 365 | 8.487 | 0.012957 | 8 | 0.49993
80874 | 7.41 | 0.8 | 365 | 6.7768 | 0.5847 | 7 | 0.36147
80887 | 4.64 | 0.8 | 365 | 4.2435 | 0.50648 | 4 | 0.74996
80925 | 40.48 | 0.6 | 365 | 27.7656 | 0.65877 | 28 | 0.42433
80955 | 4.06 | 0.8 | 365 | 3.713 | 0.44317 | 4 | 0.15622
80962 | 5.025 | 0.8 | 365 | 4.5956 | 0.2123 | 4 | 0.80788
80966 | 8.8 | 0.8 | 365 | 8.048 | 0.13298 | 8 | 0.18096
80967 | 3.36 | 0.8 | 365 | 3.0729 | 0.15986 | 3 | 0.23273
80968 | 11.895 | 0.8 | 365 | 10.8785 | 0.80702 | 11 | 0.68552
80969 | 8.8 | 0.8 | 365 | 8.048 | 0.13298 | 8 | 0.18096
80970 | 7.425 | 0.8 | 365 | 6.7905 | 0.6122 | 7 | 0.40269
80971 | 4.13 | 0.8 | 365 | 3.7771 | 0.5715 | 4 | 0.34857
80972 | 6.785 | 0.8 | 365 | 6.2052 | 0.43889 | 6 | 0.64407
80973 | 5.8 | 0.8 | 365 | 5.3044 | 0.6331 | 5 | 0.93745
80974 | 5.605 | 0.8 | 365 | 5.126 | 0.27561 | 5 | 0.40163
80975 | 6.38 | 0.8 | 365 | 5.8348 | 0.69641 | 6 | 0.5312
80976 | 8.7 | 0.8 | 365 | 7.9565 | 0.94965 | 8 | 0.90618
80977 | 4.425 | 0.8 | 365 | 4.0469 | 0.11232 | 4 | 0.15918
80978 | 7.08 | 0.8 | 365 | 6.475 | 0.97971 | 7 | 0.45468
80980 | 4.425 | 0.8 | 365 | 4.0469 | 0.11232 | 4 | 0.15918
80981 | 3.54 | 0.8 | 365 | 3.2375 | 0.48986 | 3 | 0.72734
80990 | 7.015 | 1 | 365 | 8.0194 | 0.075686 | 8 | 0.095094
81035 | 4.29 | 0.8 | 365 | 3.9234 | 0.86483 | 4 | 0.78822
81046 | 10.15 | 0.8 | 365 | 9.2826 | 0.60792 | 9 | 0.89054
81084 | 9.86 | 0.8 | 365 | 9.0174 | 0.076267 | 9 | 0.093671
81092 | 9.28 | 0.8 | 365 | 8.487 | 0.012957 | 8 | 0.49993
81097 | 4.06 | 0.8 | 365 | 3.713 | 0.44317 | 4 | 0.15622
65573 | 52.56 | 0.7 | 365 | 42.0599 | 0.31314 | 42 | 0.37301
81108 | 3.6 | 0.8 | 365 | 3.2924 | 0.59985 | 3 | 0.89221
81112 | 4.55 | 0.8 | 365 | 4.1612 | 0.34148 | 4 | 0.50266
81149 | 3.54 | 0.8 | 365 | 3.2375 | 0.48986 | 3 | 0.72734
81150 | 6.09 | 0.8 | 365 | 5.5696 | 0.16475 | 5 | 0.73433
81151 | 7.375 | 0.8 | 365 | 6.7448 | 0.52053 | 7 | 0.2653
81153 | 5.51 | 0.8 | 365 | 5.0391 | 0.10144 | 5 | 0.14058
81154 | 7.965 | 0.8 | 365 | 7.2843 | 0.60218 | 7 | 0.88652
81155 | 5.22 | 0.8 | 365 | 4.7739 | 0.56979 | 5 | 0.34371
81157 | 8.7 | 0.8 | 365 | 7.9565 | 0.94965 | 8 | 0.90618
81205 | 7.83 | 0.8 | 365 | 7.1609 | 0.35468 | 7 | 0.51556
81210 | 9.57 | 0.8 | 365 | 8.7522 | 0.54461 | 9 | 0.2968
81211 | 6.7 | 0.8 | 365 | 6.1274 | 0.28306 | 6 | 0.41051
81213 | 3.54 | 0.8 | 365 | 3.2375 | 0.48986 | 3 | 0.72734
81214 | 7.92 | 0.8 | 365 | 7.2432 | 0.51968 | 7 | 0.76287
81215 | 5.415 | 0.8 | 365 | 4.9523 | 0.92728 | 5 | 0.87954
81212 | 10.385 | 0.8 | 365 | 9.4975 | 0.038746 | 9 | 0.53629
81217 | 7.25 | 0.8 | 365 | 6.6304 | 0.29137 | 6 | 0.92182
81219 | 6.96 | 0.8 | 365 | 6.3652 | 0.75972 | 7 | 0.12494
80855 | 7.521 | 0.8 | 365 | 6.8783 | 0.7882 | 7 | 0.66648
81130 | 9.9 | 0.8 | 365 | 9.054 | 0.1496 | 9 | 0.20358
81075 | 7.98 | 0.8 | 365 | 7.2981 | 0.62968 | 7 | 0.92774
81220 | 13.34 | 0.8 | 365 | 12.2 | 0.45613 | 12 | 0.65614
81222 | 5.31 | 0.8 | 365 | 4.8562 | 0.73478 | 5 | 0.59101
81223 | 9.28 | 0.8 | 365 | 8.487 | 0.012957 | 8 | 0.49993
81224 | 10.73 | 0.8 | 365 | 9.8131 | 0.67123 | 10 | 0.48429
81225 | 9.28 | 0.8 | 365 | 8.487 | 0.012957 | 8 | 0.49993
81226 | 7.93 | 0.8 | 365 | 7.2523 | 0.53801 | 7 | 0.79035
81227 | 8.7 | 0.8 | 365 | 7.9565 | 0.94965 | 8 | 0.90618
81228 | 12.095 | 0.8 | 365 | 11.0614 | 0.17368 | 11 | 0.23509
81232 | 6.67 | 0.8 | 365 | 6.1 | 0.22806 | 6 | 0.32807
81231 | 6.38 | 0.8 | 365 | 5.8348 | 0.69641 | 6 | 0.5312
81230 | 8.55 | 0.8 | 365 | 7.8194 | 0.67465 | 8 | 0.494
81238 | 23.2 | 0.8 | 365 | 21.2174 | 0.53239 | 21 | 0.74981
81241 | 10.2 | 0.8 | 365 | 9.3283 | 0.69959 | 10 | 0.027935
81243 | 5.4 | 0.8 | 365 | 4.9385 | 0.89978 | 5 | 0.83832
81244 | 2.97 | 0.8 | 365 | 2.7162 | 0.44488 | 3 | 0.16108
81245 | 6.6 | 0.8 | 365 | 6.036 | 0.099732 | 6 | 0.13572
81246 | 4.56 | 0.8 | 365 | 4.1703 | 0.35982 | 4 | 0.53014
81247 | 11.97 | 0.8 | 365 | 10.9471 | 0.94451 | 11 | 0.89161
81248 | 10.26 | 0.8 | 365 | 9.3832 | 0.80958 | 10 | 0.19281
80392 | 10.08 | 0.8 | 365 | 9.2186 | 0.47959 | 9 | 0.69819
80535 | 10.89 | 0.8 | 365 | 9.9594 | 0.96456 | 10 | 0.92394
80544 | 9 | 0.8 | 365 | 8.2309 | 0.49964 | 8 | 0.73053
80549 | 4.8 | 0.8 | 365 | 4.3898 | 0.79981 | 5 | 0.18962
81250 | 4.62 | 0.8 | 365 | 4.2252 | 0.46981 | 4 | 0.69501
81251 | 11.88 | 0.8 | 365 | 10.8648 | 0.77952 | 11 | 0.6443
81252 | 7.26 | 0.8 | 365 | 6.6396 | 0.30971 | 6 | 0.9493
81253 | 11.375 | 0.8 | 365 | 10.4029 | 0.85371 | 11 | 0.25664
81115 | 8.58 | 0.8 | 365 | 7.8468 | 0.72965 | 8 | 0.57644
81254 | 8.12 | 0.8 | 365 | 7.4261 | 0.88634 | 8 | 0.31243
81255 | 5.36 | 0.8 | 365 | 4.902 | 0.82645 | 5 | 0.72841
81258 | 4.55 | 0.8 | 365 | 4.1612 | 0.34148 | 4 | 0.50266
81259 | 8.71 | 0.8 | 365 | 7.9657 | 0.96798 | 8 | 0.93366
81260 | 6.7 | 0.8 | 365 | 6.1274 | 0.28306 | 6 | 0.41051
81261 | 5.36 | 0.8 | 365 | 4.902 | 0.82645 | 5 | 0.72841
81262 | 6.6 | 0.8 | 365 | 6.036 | 0.099732 | 6 | 0.13572
81263 | 6.96 | 0.8 | 365 | 6.3652 | 0.75972 | 7 | 0.12494
80837 | 8.7 | 0.8 | 365 | 7.9565 | 0.94965 | 8 | 0.90618
81264 | 7.68 | 0.8 | 365 | 7.0237 | 0.079689 | 7 | 0.10339
80706 | 8.26 | 0.8 | 365 | 7.5541 | 0.143 | 7 | 0.69713
81265 | 10.56 | 0.8 | 365 | 9.6576 | 0.35957 | 10 | 0.017157
80709 | 11.02 | 0.8 | 365 | 10.0783 | 0.20289 | 10 | 0.28116
81266 | 6.095 | 0.8 | 365 | 5.5741 | 0.17392 | 5 | 0.74807
81267 | 6.72 | 0.8 | 365 | 6.1457 | 0.31973 | 6 | 0.46546
81272 | 8.12 | 0.8 | 365 | 7.4261 | 0.88634 | 8 | 0.31243
81273 | 13.34 | 0.8 | 365 | 12.2 | 0.45613 | 12 | 0.65614
81274 | 6.38 | 0.8 | 365 | 5.8348 | 0.69641 | 6 | 0.5312
81275 | 8.7 | 0.8 | 365 | 7.9565 | 0.94965 | 8 | 0.90618
81276 | 7.54 | 0.8 | 365 | 6.8957 | 0.82303 | 7 | 0.71869
81277 | 8.85 | 0.8 | 365 | 8.0937 | 0.22464 | 8 | 0.31836
81278 | 3.54 | 0.8 | 365 | 3.2375 | 0.48986 | 3 | 0.72734
78858 | 4.93 | 0.8 | 365 | 4.5087 | 0.038134 | 4 | 0.54684
81020 | 10.8 | 0.8 | 365 | 9.8771 | 0.79956 | 10 | 0.67664
80210 | 7.04 | 0.8 | 365 | 6.4384 | 0.90638 | 7 | 0.34477
81221 | 2.61 | 0.8 | 365 | 2.387 | 0.78489 | 3 | 0.17185
81279 | 10.325 | 0.8 | 365 | 9.4427 | 0.92875 | 10 | 0.37141
80784 | 7.705 | 0.8 | 365 | 7.0466 | 0.12552 | 7 | 0.17208
81286 | 9.3 | 0.8 | 365 | 8.5053 | 0.049623 | 8 | 0.55488
81287 | 12.25 | 0.8 | 365 | 11.2032 | 0.45784 | 11 | 0.661
80841 | 3.99 | 0.8 | 365 | 3.649 | 0.31484 | 3 | 0.96387
80658 | 6.3 | 0.8 | 365 | 5.7616 | 0.54974 | 6 | 0.31137
81062 | 5.13 | 0.8 | 365 | 4.6916 | 0.40479 | 5 | 0.096403
81058 | 7.26 | 0.8 | 365 | 6.6396 | 0.30971 | 6 | 0.9493
80719 | 8.835 | 0.8 | 365 | 8.08 | 0.19714 | 8 | 0.27714
81294 | 6.825 | 0.8 | 365 | 6.2418 | 0.51222 | 6 | 0.75399
80332 | 9.72 | 0.8 | 365 | 8.8894 | 0.81961 | 9 | 0.70897
81295 | 7.15 | 0.8 | 365 | 6.539 | 0.10804 | 6 | 0.64703
80316 | 12.18 | 0.8 | 365 | 11.1391 | 0.32951 | 11 | 0.46865
80307 | 10.385 | 0.8 | 365 | 9.4975 | 0.038746 | 9 | 0.53629
80286 | 4.125 | 0.8 | 365 | 3.7725 | 0.56233 | 4 | 0.33483
80288 | 11.22 | 0.8 | 365 | 10.2612 | 0.56955 | 10 | 0.83073
80654 | 13.475 | 0.8 | 365 | 12.3235 | 0.70362 | 13 | 0.027101
80650 | 7.98 | 0.8 | 365 | 7.2981 | 0.62968 | 7 | 0.92774
81296 | 13.325 | 0.8 | 365 | 12.1863 | 0.42863 | 12 | 0.61493
81297 | 6.825 | 0.8 | 365 | 6.2418 | 0.51222 | 6 | 0.75399
81269 | 6.84 | 0.8 | 365 | 6.2555 | 0.53972 | 6 | 0.7952
81298 | 2.8 | 0.8 | 365 | 2.5607 | 0.13322 | 2 | 0.69394
81299 | 9.38 | 0.8 | 365 | 8.5784 | 0.19629 | 8 | 0.77471
81300 | 9.425 | 0.8 | 365 | 8.6196 | 0.27878 | 8 | 0.89836
81301 | 7.3 | 0.8 | 365 | 6.6762 | 0.38304 | 7 | 0.059209
81303 | 14.25 | 0.8 | 365 | 13.0323 | 0.12442 | 13 | 0.15667
81304 | 4.96 | 0.8 | 365 | 4.5361 | 0.093132 | 4 | 0.62927
81305 | 6.7 | 0.8 | 365 | 6.1274 | 0.28306 | 6 | 0.41051
81306 | 6.4 | 0.8 | 365 | 5.8531 | 0.73307 | 6 | 0.58616
81070 | 3.99 | 0.8 | 365 | 3.649 | 0.31484 | 3 | 0.96387
81307 | 6.48 | 0.8 | 365 | 5.9262 | 0.87974 | 6 | 0.80598
81048 | 5.12 | 0.8 | 365 | 4.6825 | 0.38646 | 5 | 0.068924
81168 | 15.12 | 0.8 | 365 | 13.8279 | 0.71939 | 14 | 0.54729
81146 | 9.715 | 0.8 | 365 | 8.8848 | 0.81044 | 9 | 0.69523
81066 | 3.24 | 0.8 | 365 | 2.9631 | 0.93987 | 3 | 0.90299
81309 | 6.6 | 0.8 | 365 | 6.036 | 0.099732 | 6 | 0.13572
81310 | 6.555 | 0.8 | 365 | 5.9948 | 0.017234 | 6 | 0.01207
81311 | 4.29 | 0.8 | 365 | 3.9234 | 0.86483 | 4 | 0.78822
80592 | 7.26 | 0.8 | 365 | 6.6396 | 0.30971 | 6 | 0.9493
81312 | 7.59 | 0.8 | 365 | 6.9414 | 0.91469 | 7 | 0.85608
81313 | 7.15 | 0.8 | 365 | 6.539 | 0.10804 | 6 | 0.64703
81315 | 10.5 | 0.8 | 365 | 9.6027 | 0.24957 | 9 | 0.85229
64885 | 929.28 | 0.9 | 365 | 956.1009 | 0.59762 | 956 | 0.6985
81317 | 5.04 | 0.8 | 365 | 4.6093 | 0.2398 | 4 | 0.8491
81318 | 12.6 | 0.8 | 365 | 11.5233 | 0.099489 | 11 | 0.62274
81319 | 12.16 | 0.8 | 365 | 11.1209 | 0.29284 | 11 | 0.4137
81320 | 11.725 | 0.8 | 365 | 10.723 | 0.49536 | 11 | 0.21839
81321 | 9.6 | 0.8 | 365 | 8.7796 | 0.59961 | 9 | 0.37923
81323 | 6.72 | 0.8 | 365 | 6.1457 | 0.31973 | 6 | 0.46546
81326 | 7.685 | 0.8 | 365 | 7.0283 | 0.088855 | 7 | 0.11713
81328 | 4.5 | 0.8 | 365 | 4.1154 | 0.24982 | 4 | 0.36527
80640 | 7.56 | 0.8 | 365 | 6.914 | 0.85969 | 7 | 0.77365
80638 | 8.7 | 0.8 | 365 | 7.9565 | 0.94965 | 8 | 0.90618
80897 | 3.48 | 0.8 | 365 | 3.1826 | 0.37986 | 3 | 0.56247
81334 | 19.08 | 0.8 | 365 | 17.4495 | 0.97923 | 18 | 0.42873
81336 | 5.95 | 0.8 | 365 | 5.4415 | 0.90809 | 6 | 0.34963
81028 | 8.99 | 0.8 | 365 | 8.2218 | 0.4813 | 8 | 0.70305
81029 | 10.73 | 0.8 | 365 | 9.8131 | 0.67123 | 10 | 0.48429
81338 | 7.41 | 0.8 | 365 | 6.7768 | 0.5847 | 7 | 0.36147
80659 | 40.89 | 0.6 | 365 | 28.0468 | 0.22251 | 28 | 0.26929
81030 | 9.86 | 0.8 | 365 | 9.0174 | 0.076267 | 9 | 0.093671
81031 | 3.99 | 0.8 | 365 | 3.649 | 0.31484 | 3 | 0.96387
81169 | 4.93 | 0.8 | 365 | 4.5087 | 0.038134 | 4 | 0.54684
81174 | 4.06 | 0.8 | 365 | 3.713 | 0.44317 | 4 | 0.15622
81177 | 5.22 | 0.8 | 365 | 4.7739 | 0.56979 | 5 | 0.34371
81182 | 12.76 | 0.8 | 365 | 11.6696 | 0.39282 | 12 | 0.062398
81302 | 5.8 | 0.8 | 365 | 5.3044 | 0.6331 | 5 | 0.93745
81185 | 8.48 | 0.8 | 365 | 7.7553 | 0.54632 | 8 | 0.30166
81194 | 8.55 | 0.8 | 365 | 7.8194 | 0.67465 | 8 | 0.494
81199 | 4.93 | 0.8 | 365 | 4.5087 | 0.038134 | 4 | 0.54684
81343 | 8.7 | 0.8 | 365 | 7.9565 | 0.94965 | 8 | 0.90618
81346 | 10.385 | 0.8 | 365 | 9.4975 | 0.038746 | 9 | 0.53629
81349 | 4.48 | 0.8 | 365 | 4.0972 | 0.21315 | 4 | 0.31031
81350 | 6.03 | 0.8 | 365 | 5.5147 | 0.054756 | 5 | 0.56946
81352 | 6.03 | 0.8 | 365 | 5.5147 | 0.054756 | 5 | 0.56946
81353 | 6.365 | 0.8 | 365 | 5.8211 | 0.66891 | 6 | 0.48998
81355 | 8.64 | 0.8 | 365 | 7.9017 | 0.83965 | 8 | 0.74131
81356 | 3.3 | 0.8 | 365 | 3.018 | 0.049866 | 3 | 0.067861
81358 | 8.64 | 0.8 | 365 | 7.9017 | 0.83965 | 8 | 0.74131
81359 | 10.8 | 0.8 | 365 | 9.8771 | 0.79956 | 10 | 0.67664
81361 | 10.137 | 0.8 | 365 | 9.2707 | 0.58409 | 9 | 0.85482
81362 | 4.578 | 0.8 | 365 | 4.1868 | 0.39281 | 4 | 0.5796
81363 | 5.36 | 0.8 | 365 | 4.902 | 0.82645 | 5 | 0.72841
81364 | 5.76 | 0.8 | 365 | 5.2678 | 0.55977 | 5 | 0.82754
81366 | 9.45 | 0.8 | 365 | 8.6424 | 0.32462 | 8 | 0.96706
81367 | 12.16 | 0.8 | 365 | 11.1209 | 0.29284 | 11 | 0.4137
81368 | 6.84 | 0.8 | 365 | 6.2555 | 0.53972 | 6 | 0.7952
81369 | 6 | 0.8 | 365 | 5.4873 | 0.99976 | 6 | 0.48702
81370 | 8.28 | 0.8 | 365 | 7.5724 | 0.17966 | 7 | 0.75209
81141 | 4.35 | 0.8 | 365 | 3.9783 | 0.97482 | 4 | 0.95309
81376 | 9.9 | 0.8 | 365 | 9.054 | 0.1496 | 9 | 0.20358
81377 | 4.725 | 0.8 | 365 | 4.3212 | 0.66231 | 4 | 0.98353
81381 | 15.39 | 0.8 | 365 | 14.0748 | 0.21438 | 14 | 0.28921
81382 | 6.785 | 0.8 | 365 | 6.2052 | 0.43889 | 6 | 0.64407
80579 | 6.6 | 0.8 | 365 | 6.036 | 0.099732 | 6 | 0.13572
81383 | 7.25 | 0.8 | 365 | 6.6304 | 0.29137 | 6 | 0.92182
81386 | 6.49 | 0.8 | 365 | 5.9354 | 0.89807 | 6 | 0.83346
81387 | 8.7 | 0.8 | 365 | 7.9565 | 0.94965 | 8 | 0.90618
81388 | 12.71 | 0.8 | 365 | 11.6239 | 0.30115 | 11 | 0.92501
81390 | 8.4 | 0.8 | 365 | 7.6822 | 0.39966 | 8 | 0.081829
81392 | 10.075 | 0.8 | 365 | 9.214 | 0.47042 | 9 | 0.68446
81391 | 9.28 | 0.8 | 365 | 8.487 | 0.012957 | 8 | 0.49993
81395 | 8.4 | 0.8 | 365 | 7.6822 | 0.39966 | 8 | 0.081829
81399 | 4.56 | 0.8 | 365 | 4.1703 | 0.35982 | 4 | 0.53014
81401 | 3.9 | 0.8 | 365 | 3.5667 | 0.14984 | 3 | 0.71656
81405 | 8.215 | 0.8 | 365 | 7.513 | 0.0605 | 7 | 0.57348
81404 | 5.8 | 0.8 | 365 | 5.3044 | 0.6331 | 5 | 0.93745
80782 | 16.08 | 0.8 | 365 | 14.7059 | 0.47935 | 15 | 0.18522
81406 | 7.83 | 0.8 | 365 | 7.1609 | 0.35468 | 7 | 0.51556
80900 | 5.8 | 0.8 | 365 | 5.3044 | 0.6331 | 5 | 0.93745
81407 | 9.92 | 0.8 | 365 | 9.0723 | 0.18626 | 9 | 0.25854
81409 | 12.6 | 0.8 | 365 | 11.5233 | 0.099489 | 11 | 0.62274
81410 | 6.51 | 0.8 | 365 | 5.9537 | 0.93474 | 6 | 0.88842
81015 | 9.86 | 0.8 | 365 | 9.0174 | 0.076267 | 9 | 0.093671
81411 | 6.09 | 0.8 | 365 | 5.5696 | 0.16475 | 5 | 0.73433
81412 | 7.15 | 0.8 | 365 | 6.539 | 0.10804 | 6 | 0.64703
81414 | 3.685 | 0.8 | 365 | 3.3701 | 0.75568 | 4 | 0.12578
78670 | 5.22 | 0.8 | 365 | 4.7739 | 0.56979 | 5 | 0.34371
81156 | 9.6 | 0.8 | 365 | 8.7796 | 0.59961 | 9 | 0.37923
81416 | 6.195 | 0.8 | 365 | 5.6656 | 0.35725 | 6 | 0.022849
81417 | 9.38 | 0.8 | 365 | 8.5784 | 0.19629 | 8 | 0.77471
81419 | 9.24 | 0.8 | 365 | 8.4504 | 0.93963 | 9 | 0.39001
81420 | 8.32 | 0.8 | 365 | 7.609 | 0.253 | 7 | 0.862
81421 | 10.89 | 0.8 | 365 | 9.9594 | 0.96456 | 10 | 0.92394
81423 | 6.7 | 0.8 | 365 | 6.1274 | 0.28306 | 6 | 0.41051
81422 | 3.3 | 0.8 | 365 | 3.018 | 0.049866 | 3 | 0.067861
80767 | 5.22 | 0.8 | 365 | 4.7739 | 0.56979 | 5 | 0.34371
81429 | 7.92 | 0.8 | 365 | 7.2432 | 0.51968 | 7 | 0.76287
81218 | 9.9 | 0.8 | 365 | 9.054 | 0.1496 | 9 | 0.20358
81430 | 3.705 | 0.8 | 365 | 3.3884 | 0.79235 | 4 | 0.18074
81431 | 11.55 | 0.8 | 365 | 10.563 | 0.17453 | 10 | 0.73752
81111 | 8.99 | 0.8 | 365 | 8.2218 | 0.4813 | 8 | 0.70305
81354 | 9.57 | 0.8 | 365 | 8.7522 | 0.54461 | 9 | 0.2968
81393 | 5.51 | 0.8 | 365 | 5.0391 | 0.10144 | 5 | 0.14058
81360 | 13.11 | 0.8 | 365 | 11.9897 | 0.034469 | 12 | 0.02414
81365 | 7.83 | 0.8 | 365 | 7.1609 | 0.35468 | 7 | 0.51556
81432 | 6.09 | 0.8 | 365 | 5.5696 | 0.16475 | 5 | 0.73433
81371 | 9.86 | 0.8 | 365 | 9.0174 | 0.076267 | 9 | 0.093671
81433 | 12.285 | 0.8 | 365 | 11.2352 | 0.522 | 11 | 0.75718
81372 | 4.64 | 0.8 | 365 | 4.2435 | 0.50648 | 4 | 0.74996
81373 | 4.35 | 0.8 | 365 | 3.9783 | 0.97482 | 4 | 0.95309
81374 | 13.34 | 0.8 | 365 | 12.2 | 0.45613 | 12 | 0.65614
81394 | 4.35 | 0.8 | 365 | 3.9783 | 0.97482 | 4 | 0.95309
81397 | 5.04 | 0.8 | 365 | 4.6093 | 0.2398 | 4 | 0.8491
81400 | 6.09 | 0.8 | 365 | 5.5696 | 0.16475 | 5 | 0.73433
81403 | 7.84 | 0.8 | 365 | 7.17 | 0.37302 | 7 | 0.54304
81435 | 5.4 | 0.8 | 365 | 4.9385 | 0.89978 | 5 | 0.83832
81436 | 14 | 0.8 | 365 | 12.8036 | 0.6661 | 13 | 0.46972
81426 | 5.51 | 0.8 | 365 | 5.0391 | 0.10144 | 5 | 0.14058
81427 | 7.25 | 0.8 | 365 | 6.6304 | 0.29137 | 6 | 0.92182
81440 | 16.5 | 0.8 | 365 | 15.09 | 0.24933 | 15 | 0.33931
81428 | 6.38 | 0.8 | 365 | 5.8348 | 0.69641 | 6 | 0.5312
81441 | 5.7 | 0.8 | 365 | 5.2129 | 0.44977 | 5 | 0.66267
81439 | 4.875 | 0.8 | 365 | 4.4584 | 0.9373 | 5 | 0.3957
81445 | 24.19 | 0.8 | 365 | 22.1228 | 0.34735 | 22 | 0.47017
81448 | 7.15 | 0.8 | 365 | 6.539 | 0.10804 | 6 | 0.64703
81450 | 7.8 | 0.8 | 365 | 7.1334 | 0.29968 | 7 | 0.43313
80630 | 4.62 | 0.8 | 365 | 4.2252 | 0.46981 | 4 | 0.69501
80636 | 8.75 | 0.8 | 365 | 8.0023 | 0.041312 | 8 | 0.043572
81256 | 9.125 | 0.8 | 365 | 8.3452 | 0.7288 | 9 | 0.074011
80643 | 9 | 0.8 | 365 | 8.2309 | 0.49964 | 8 | 0.73053
81069 | 4.93 | 0.8 | 365 | 4.5087 | 0.038134 | 4 | 0.54684
81057 | 7.68 | 0.8 | 365 | 7.0237 | 0.079689 | 7 | 0.10339
80941 | 2.97 | 0.8 | 365 | 2.7162 | 0.44488 | 3 | 0.16108
81464 | 4.845 | 0.8 | 365 | 4.431 | 0.8823 | 5 | 0.31327
81466 | 8.265 | 0.8 | 365 | 7.5587 | 0.15216 | 7 | 0.71087
81467 | 3.99 | 0.8 | 365 | 3.649 | 0.31484 | 3 | 0.96387
81474 | 6.555 | 0.8 | 365 | 5.9948 | 0.017234 | 6 | 0.01207
81475 | 8.12 | 0.8 | 365 | 7.4261 | 0.88634 | 8 | 0.31243
81476 | 3.64 | 0.8 | 365 | 3.3289 | 0.67319 | 4 | 0.002126
81477 | 6.38 | 0.8 | 365 | 5.8348 | 0.69641 | 6 | 0.5312
80952 | 11.725 | 0.8 | 365 | 10.723 | 0.49536 | 11 | 0.21839
81478 | 7.54 | 0.8 | 365 | 6.8957 | 0.82303 | 7 | 0.71869
81203 | 5.8 | 0.8 | 365 | 5.3044 | 0.6331 | 5 | 0.93745
81479 | 5.85 | 0.8 | 365 | 5.3501 | 0.72476 | 6 | 0.074845
81480 | 6.555 | 0.8 | 365 | 5.9948 | 0.017234 | 6 | 0.01207
81482 | 6.44 | 0.8 | 365 | 5.8897 | 0.80641 | 6 | 0.69607
81483 | 5.32 | 0.8 | 365 | 4.8654 | 0.75312 | 5 | 0.61849
81468 | 4.06 | 0.8 | 365 | 3.713 | 0.44317 | 4 | 0.15622
81438 | 19.2 | 0.8 | 365 | 17.5592 | 0.19922 | 17 | 0.75847
81465 | 8.99 | 0.8 | 365 | 8.2218 | 0.4813 | 8 | 0.70305
81463 | 5.8 | 0.8 | 365 | 5.3044 | 0.6331 | 5 | 0.93745
81462 | 7.54 | 0.8 | 365 | 6.8957 | 0.82303 | 7 | 0.71869
81484 | 5.4 | 0.8 | 365 | 4.9385 | 0.89978 | 5 | 0.83832
81459 | 2.32 | 0.8 | 365 | 2.1217 | 0.25324 | 2 | 0.37498
81485 | 6.39 | 0.8 | 365 | 5.8439 | 0.71474 | 6 | 0.55868
81385 | 10.85 | 0.8 | 365 | 9.9228 | 0.89123 | 10 | 0.81403
81486 | 10.72 | 0.8 | 365 | 9.8039 | 0.6529 | 10 | 0.45681
81444 | 4.06 | 0.8 | 365 | 3.713 | 0.44317 | 4 | 0.15622
81452 | 8.99 | 0.8 | 365 | 8.2218 | 0.4813 | 8 | 0.70305
81454 | 3.77 | 0.8 | 365 | 3.4478 | 0.91151 | 4 | 0.35934
81488 | 12.32 | 0.8 | 365 | 11.2672 | 0.58617 | 11 | 0.85335
81489 | 9.75 | 0.8 | 365 | 8.9168 | 0.8746 | 9 | 0.79141
80759 | 9.6 | 0.8 | 365 | 8.7796 | 0.59961 | 9 | 0.37923
81490 | 6.2 | 0.8 | 365 | 5.6702 | 0.36642 | 6 | 0.036588
81491 | 8.19 | 0.8 | 365 | 7.4901 | 0.014668 | 7 | 0.50478
80954 | 6.38 | 0.8 | 365 | 5.8348 | 0.69641 | 6 | 0.5312
81088 | 8.45 | 0.8 | 365 | 7.7279 | 0.49132 | 8 | 0.21922
80903 | 2.1 | 0.8 | 365 | 1.9205 | 0.84991 | 2 | 0.77046
81456 | 10.15 | 0.8 | 365 | 9.2826 | 0.60792 | 9 | 0.89054
81447 | 3.92 | 0.8 | 365 | 3.585 | 0.18651 | 3 | 0.77152
80922 | 14.85 | 0.8 | 365 | 13.581 | 0.2244 | 13 | 0.80538
81455 | 5.8 | 0.8 | 365 | 5.3044 | 0.6331 | 5 | 0.93745
81502 | 7.425 | 0.8 | 365 | 6.7905 | 0.6122 | 7 | 0.40269
81503 | 6 | 0.8 | 365 | 5.4873 | 0.99976 | 6 | 0.48702
81504 | 9.6 | 0.8 | 365 | 8.7796 | 0.59961 | 9 | 0.37923
81506 | 10.45 | 0.8 | 365 | 9.557 | 0.15791 | 9 | 0.71489
81507 | 13.2 | 0.8 | 365 | 12.072 | 0.19946 | 12 | 0.27145
81508 | 12.18 | 0.8 | 365 | 11.1391 | 0.32951 | 11 | 0.46865
81509 | 5.695 | 0.8 | 365 | 5.2083 | 0.4406 | 5 | 0.64893
81510 | 5.8 | 0.8 | 365 | 5.3044 | 0.6331 | 5 | 0.93745
81511 | 8.58 | 0.8 | 365 | 7.8468 | 0.72965 | 8 | 0.57644
81512 | 9.86 | 0.8 | 365 | 9.0174 | 0.076267 | 9 | 0.093671
81515 | 4.64 | 0.8 | 365 | 4.2435 | 0.50648 | 4 | 0.74996
81516 | 11.89 | 0.8 | 365 | 10.8739 | 0.79785 | 11 | 0.67178
81517 | 4.95 | 0.8 | 365 | 4.527 | 0.074799 | 4 | 0.60179
81518 | 14.08 | 0.8 | 365 | 12.8768 | 0.81276 | 13 | 0.68954
81519 | 3.78 | 0.8 | 365 | 3.457 | 0.92985 | 4 | 0.38682
81520 | 7.035 | 0.8 | 365 | 6.4338 | 0.89721 | 7 | 0.33103
81521 | 7.35 | 0.8 | 365 | 6.7219 | 0.4747 | 7 | 0.1966
81522 | 9.045 | 0.8 | 365 | 8.2721 | 0.58213 | 8 | 0.85418
81524 | 5.49 | 0.8 | 365 | 5.0208 | 0.064777 | 5 | 0.085624
81526 | 23.46 | 0.8 | 365 | 21.4552 | 0.0090491 | 21 | 0.46425
37009 | 2151.45 | 0.7 | 365 | 1721.6462 | 0.20807 | 1721 | 0.8543
81653 | 69.12 | 0.6 | 365 | 47.41 | 0.037899 | 47 | 0.44786
26411 | 645.84 | 1 | 365 | 738.3114 | 0.017277 | 738 | 0.32865
26407 | 645.84 | 1 | 365 | 738.3114 | 0.017277 | 738 | 0.32865
26406 | 645.84 | 1 | 365 | 738.3114 | 0.017277 | 738 | 0.32865
81424 | 313.2 | 0.6 | 365 | 214.8264 | 0.64048 | 215 | 0.46686
81425 | 1401.48 | 0.6 | 365 | 961.2863 | 0.9924 | 962 | 0.27874
81492 | 3.19 | 0.8 | 365 | 2.9174 | 0.8482 | 3 | 0.7656
81701 | 11.31 | 0.8 | 365 | 10.3435 | 0.73454 | 11 | 0.078034
81641 | 4.35 | 0.8 | 365 | 3.9783 | 0.97482 | 4 | 0.95309
81493 | 4.64 | 0.8 | 365 | 4.2435 | 0.50648 | 4 | 0.74996
81494 | 8.99 | 0.8 | 365 | 8.2218 | 0.4813 | 8 | 0.70305
81750 | 8.99 | 0.8 | 365 | 8.2218 | 0.4813 | 8 | 0.70305
81451 | 4.64 | 0.8 | 365 | 4.2435 | 0.50648 | 4 | 0.74996
81457 | 2.32 | 0.8 | 365 | 2.1217 | 0.25324 | 2 | 0.37498
81532 | 12.8 | 0.8 | 365 | 11.7062 | 0.46615 | 12 | 0.17231
81533 | 9.86 | 0.8 | 365 | 9.0174 | 0.076267 | 9 | 0.093671
81534 | 4.425 | 0.8 | 365 | 4.0469 | 0.11232 | 4 | 0.15918
81523 | 5.04 | 0.8 | 365 | 4.6093 | 0.2398 | 4 | 0.8491
81544 | 7.2 | 0.8 | 365 | 6.5847 | 0.19971 | 6 | 0.78442
81543 | 6.3 | 0.8 | 365 | 5.7616 | 0.54974 | 6 | 0.31137
81546 | 8.58 | 0.8 | 365 | 7.8468 | 0.72965 | 8 | 0.57644
81548 | 6.5 | 0.8 | 365 | 5.9445 | 0.9164 | 6 | 0.86094
81553 | 2.8 | 0.8 | 365 | 2.5607 | 0.13322 | 2 | 0.69394
81550 | 10.4 | 0.8 | 365 | 9.5113 | 0.066245 | 9 | 0.5775
81555 | 4.275 | 0.8 | 365 | 3.9097 | 0.83733 | 4 | 0.747
81655 | 5.67 | 0.8 | 365 | 5.1855 | 0.39477 | 5 | 0.58023
81557 | 9.1 | 0.8 | 365 | 8.3224 | 0.68296 | 9 | 0.0053149
80789 | 3.6 | 0.8 | 365 | 3.2924 | 0.59985 | 3 | 0.89221
81770 | 9.86 | 0.8 | 365 | 9.0174 | 0.076267 | 9 | 0.093671
81080 | 12.3 | 0.8 | 365 | 11.2489 | 0.5495 | 11 | 0.79839
81083 | 6.6 | 0.8 | 365 | 6.036 | 0.099732 | 6 | 0.13572
81643 | 9.28 | 0.8 | 365 | 8.487 | 0.012957 | 8 | 0.49993
81562 | 13.275 | 0.8 | 365 | 12.1406 | 0.33696 | 12 | 0.47753
81563 | 3.19 | 0.8 | 365 | 2.9174 | 0.8482 | 3 | 0.7656
81639 | 9.86 | 0.8 | 365 | 9.0174 | 0.076267 | 9 | 0.093671
81564 | 3.54 | 0.8 | 365 | 3.2375 | 0.48986 | 3 | 0.72734
81638 | 5.22 | 0.8 | 365 | 4.7739 | 0.56979 | 5 | 0.34371
81629 | 4.64 | 0.8 | 365 | 4.2435 | 0.50648 | 4 | 0.74996
81748 | 6.67 | 0.8 | 365 | 6.1 | 0.22806 | 6 | 0.32807
81740 | 6.615 | 0.8 | 365 | 6.0497 | 0.12723 | 6 | 0.17694
81738 | 4.35 | 0.8 | 365 | 3.9783 | 0.97482 | 4 | 0.95309
81736 | 6.09 | 0.8 | 365 | 5.5696 | 0.16475 | 5 | 0.73433
81734 | 8.265 | 0.8 | 365 | 7.5587 | 0.15216 | 7 | 0.71087
81733 | 3.77 | 0.8 | 365 | 3.4478 | 0.91151 | 4 | 0.35934
81728 | 11.31 | 0.8 | 365 | 10.3435 | 0.73454 | 11 | 0.078034
81724 | 4.35 | 0.8 | 365 | 3.9783 | 0.97482 | 4 | 0.95309
81719 | 10.44 | 0.8 | 365 | 9.5478 | 0.13958 | 9 | 0.68742
81717 | 9.28 | 0.8 | 365 | 8.487 | 0.012957 | 8 | 0.49993
81711 | 6.09 | 0.8 | 365 | 5.5696 | 0.16475 | 5 | 0.73433
81703 | 12.04 | 0.8 | 365 | 11.0111 | 0.072845 | 11 | 0.083955
81692 | 10.73 | 0.8 | 365 | 9.8131 | 0.67123 | 10 | 0.48429
81565 | 5.22 | 0.8 | 365 | 4.7739 | 0.56979 | 5 | 0.34371
81566 | 6.785 | 0.8 | 365 | 6.2052 | 0.43889 | 6 | 0.64407
81567 | 5.605 | 0.8 | 365 | 5.126 | 0.27561 | 5 | 0.40163
81568 | 4.425 | 0.8 | 365 | 4.0469 | 0.11232 | 4 | 0.15918
81569 | 4.06 | 0.8 | 365 | 3.713 | 0.44317 | 4 | 0.15622
81570 | 6.49 | 0.8 | 365 | 5.9354 | 0.89807 | 6 | 0.83346
81053 | 6.3 | 0.8 | 365 | 5.7616 | 0.54974 | 6 | 0.31137
81542 | 9.92 | 0.8 | 365 | 9.0723 | 0.18626 | 9 | 0.25854
81347 | 111 | 0.6 | 365 | 76.1358 | 0.62163 | 76 | 0.75741
81582 | 9.765 | 0.8 | 365 | 8.9305 | 0.9021 | 9 | 0.83263
76729 | 4.16 | 0.8 | 365 | 3.8045 | 0.6265 | 4 | 0.431
51491 | 693.45 | 0.8 | 365 | 634.1905 | 0.29689 | 634 | 0.48743
81624 | 10.44 | 0.8 | 365 | 9.5478 | 0.13958 | 9 | 0.68742
81547 | 9.86 | 0.8 | 365 | 9.0174 | 0.076267 | 9 | 0.093671
81622 | 6.67 | 0.8 | 365 | 6.1 | 0.22806 | 6 | 0.32807
81690 | 11.6 | 0.8 | 365 | 10.6087 | 0.2662 | 10 | 0.87491
81688 | 7.56 | 0.8 | 365 | 6.914 | 0.85969 | 7 | 0.77365
81686 | 4.64 | 0.8 | 365 | 4.2435 | 0.50648 | 4 | 0.74996
81685 | 5.7 | 0.8 | 365 | 5.2129 | 0.44977 | 5 | 0.66267
81684 | 7.25 | 0.8 | 365 | 6.6304 | 0.29137 | 6 | 0.92182
81683 | 5.51 | 0.8 | 365 | 5.0391 | 0.10144 | 5 | 0.14058
81681 | 7.54 | 0.8 | 365 | 6.8957 | 0.82303 | 7 | 0.71869
81677 | 6.38 | 0.8 | 365 | 5.8348 | 0.69641 | 6 | 0.5312
81663 | 6.96 | 0.8 | 365 | 6.3652 | 0.75972 | 7 | 0.12494
81662 | 5.8 | 0.8 | 365 | 5.3044 | 0.6331 | 5 | 0.93745
81654 | 7.83 | 0.8 | 365 | 7.1609 | 0.35468 | 7 | 0.51556
81645 | 4.93 | 0.8 | 365 | 4.5087 | 0.038134 | 4 | 0.54684
81637 | 4.64 | 0.8 | 365 | 4.2435 | 0.50648 | 4 | 0.74996
81628 | 4.93 | 0.8 | 365 | 4.5087 | 0.038134 | 4 | 0.54684
81627 | 7.25 | 0.8 | 365 | 6.6304 | 0.29137 | 6 | 0.92182
81621 | 2.32 | 0.8 | 365 | 2.1217 | 0.25324 | 2 | 0.37498
81620 | 7.25 | 0.8 | 365 | 6.6304 | 0.29137 | 6 | 0.92182
81619 | 8.99 | 0.8 | 365 | 8.2218 | 0.4813 | 8 | 0.70305
81618 | 2.32 | 0.8 | 365 | 2.1217 | 0.25324 | 2 | 0.37498
81610 | 11.02 | 0.8 | 365 | 10.0783 | 0.20289 | 10 | 0.28116
81609 | 4.64 | 0.8 | 365 | 4.2435 | 0.50648 | 4 | 0.74996
81588 | 8.7 | 0.8 | 365 | 7.9565 | 0.94965 | 8 | 0.90618
81586 | 2.32 | 0.8 | 365 | 2.1217 | 0.25324 | 2 | 0.37498
81583 | 2.32 | 0.8 | 365 | 2.1217 | 0.25324 | 2 | 0.37498
81580 | 5.51 | 0.8 | 365 | 5.0391 | 0.10144 | 5 | 0.14058
81579 | 8.99 | 0.8 | 365 | 8.2218 | 0.4813 | 8 | 0.70305
81626 | 7.83 | 0.8 | 365 | 7.1609 | 0.35468 | 7 | 0.51556
81584 | 13.44 | 0.8 | 365 | 12.2915 | 0.63946 | 12 | 0.93093
81585 | 10.56 | 0.8 | 365 | 9.6576 | 0.35957 | 10 | 0.017157
81587 | 9.425 | 0.8 | 365 | 8.6196 | 0.27878 | 8 | 0.89836
81590 | 13.325 | 0.8 | 365 | 12.1863 | 0.42863 | 12 | 0.61493
34639 | 700.92 | 1 | 365 | 801.2777 | 0.23949 | 801 | 0.51721
34593 | 457.38 | 1 | 365 | 522.8677 | 0.13933 | 523 | 0.0069945
81593 | 8.32 | 0.8 | 365 | 7.609 | 0.253 | 7 | 0.862
38141 | 647.92 | 0.8 | 365 | 592.5513 | 0.82707 | 593 | 0.37842
38127 | 642.6 | 0.8 | 365 | 587.686 | 0.073953 | 587 | 0.75993
37984 | 642.6 | 0.8 | 365 | 587.686 | 0.073953 | 587 | 0.75993
80849 | 6.9 | 0.8 | 365 | 6.3104 | 0.64972 | 6 | 0.96007
78182 | 128 | 0.6 | 365 | 87.7962 | 0.99611 | 88 | 0.79233
78179 | 233.2 | 0.6 | 365 | 159.9537 | 0.64291 | 160 | 0.59666
78178 | 408 | 0.6 | 365 | 279.8505 | 0.9876 | 280 | 0.83806
78177 | 72 | 0.6 | 365 | 49.3854 | 0.99781 | 50 | 0.38319
81119 | 13.2 | 0.8 | 365 | 12.072 | 0.19946 | 12 | 0.27145
81138 | 13.34 | 0.8 | 365 | 12.2 | 0.45613 | 12 | 0.65614
81288 | 4.06 | 0.8 | 365 | 3.713 | 0.44317 | 4 | 0.15622
81289 | 4.35 | 0.8 | 365 | 3.9783 | 0.97482 | 4 | 0.95309
81324 | 6.44 | 0.8 | 365 | 5.8897 | 0.80641 | 6 | 0.69607
81348 | 5.8 | 0.8 | 365 | 5.3044 | 0.6331 | 5 | 0.93745
81357 | 8.71 | 0.8 | 365 | 7.9657 | 0.96798 | 8 | 0.93366
81351 | 4.32 | 0.8 | 365 | 3.9508 | 0.91982 | 4 | 0.87065
81160 | 6.3 | 0.8 | 365 | 5.7616 | 0.54974 | 6 | 0.31137
81402 | 8.41 | 0.8 | 365 | 7.6913 | 0.41799 | 8 | 0.10931
81408 | 4.64 | 0.8 | 365 | 4.2435 | 0.50648 | 4 | 0.74996
81413 | 15.87 | 0.8 | 365 | 14.5138 | 0.094357 | 14 | 0.60817
81442 | 13.2 | 0.8 | 365 | 12.072 | 0.19946 | 12 | 0.27145
81446 | 11.7 | 0.8 | 365 | 10.7002 | 0.44953 | 11 | 0.14969
79754 | 6.24 | 0.8 | 365 | 5.7068 | 0.43975 | 6 | 0.1465
81282 | 9 | 0.8 | 365 | 8.2309 | 0.49964 | 8 | 0.73053
81513 | 14.4 | 0.8 | 365 | 13.1694 | 0.39942 | 13 | 0.56885
81443 | 150.9 | 0.6 | 365 | 103.5035 | 0.48291 | 103 | 0.98643
81794 | 5.94 | 0.8 | 365 | 5.4324 | 0.88976 | 6 | 0.32215
81793 | 6.84 | 0.8 | 365 | 6.2555 | 0.53972 | 6 | 0.7952
81792 | 7.98 | 0.8 | 365 | 7.2981 | 0.62968 | 7 | 0.92774
81791 | 7.125 | 0.8 | 365 | 6.5161 | 0.062211 | 6 | 0.57834
81790 | 9.975 | 0.8 | 365 | 9.1226 | 0.2871 | 9 | 0.40967
81787 | 7.41 | 0.8 | 365 | 6.7768 | 0.5847 | 7 | 0.36147
81735 | 5.28 | 0.8 | 365 | 4.8288 | 0.67979 | 5 | 0.50858
81679 | 7.98 | 0.8 | 365 | 7.2981 | 0.62968 | 7 | 0.92774
81674 | 6.555 | 0.8 | 365 | 5.9948 | 0.017234 | 6 | 0.01207
81616 | 8.91 | 0.8 | 365 | 8.1486 | 0.33464 | 8 | 0.48323
81615 | 6.27 | 0.8 | 365 | 5.7342 | 0.49475 | 6 | 0.22894
81614 | 11.88 | 0.8 | 365 | 10.8648 | 0.77952 | 11 | 0.6443
81613 | 4.62 | 0.8 | 365 | 4.2252 | 0.46981 | 4 | 0.69501
81608 | 11.88 | 0.8 | 365 | 10.8648 | 0.77952 | 11 | 0.6443
81606 | 3.99 | 0.8 | 365 | 3.649 | 0.31484 | 3 | 0.96387
81605 | 11.55 | 0.8 | 365 | 10.563 | 0.17453 | 10 | 0.73752
81604 | 6.84 | 0.8 | 365 | 6.2555 | 0.53972 | 6 | 0.7952
81836 | 9.92 | 0.8 | 365 | 9.0723 | 0.18626 | 9 | 0.25854
81835 | 8.375 | 0.8 | 365 | 7.6593 | 0.35383 | 8 | 0.013133
81834 | 7.7 | 0.8 | 365 | 7.042 | 0.11635 | 7 | 0.15834
81831 | 4.93 | 0.8 | 365 | 4.5087 | 0.038134 | 4 | 0.54684
81833 | 6.96 | 0.8 | 365 | 6.3652 | 0.75972 | 7 | 0.12494
81828 | 8.4 | 0.8 | 365 | 7.6822 | 0.39966 | 8 | 0.081829
81827 | 18.36 | 0.8 | 365 | 16.791 | 0.65926 | 17 | 0.45028
81782 | 9.9 | 0.8 | 365 | 9.054 | 0.1496 | 9 | 0.20358
81781 | 7.37 | 0.8 | 365 | 6.7402 | 0.51137 | 7 | 0.25156
81780 | 17.4 | 0.8 | 365 | 15.9131 | 0.89929 | 16 | 0.81236
81778 | 3.84 | 0.8 | 365 | 3.5118 | 0.039844 | 3 | 0.55169
81777 | 9.6 | 0.8 | 365 | 8.7796 | 0.59961 | 9 | 0.37923
81776 | 13.325 | 0.8 | 365 | 12.1863 | 0.42863 | 12 | 0.61493
81775 | 7.65 | 0.8 | 365 | 6.9963 | 0.02469 | 7 | 0.020952
81774 | 8.68 | 0.8 | 365 | 7.9382 | 0.91298 | 8 | 0.85122
81758 | 6.7 | 0.8 | 365 | 6.1274 | 0.28306 | 6 | 0.41051
81757 | 11.725 | 0.8 | 365 | 10.723 | 0.49536 | 11 | 0.21839
81756 | 6.93 | 0.8 | 365 | 6.3378 | 0.70472 | 7 | 0.042509
81755 | 7.37 | 0.8 | 365 | 6.7402 | 0.51137 | 7 | 0.25156
81753 | 7.35 | 0.8 | 365 | 6.7219 | 0.4747 | 7 | 0.1966
81752 | 8.32 | 0.8 | 365 | 7.609 | 0.253 | 7 | 0.862
81751 | 6.08 | 0.8 | 365 | 5.5604 | 0.14642 | 5 | 0.70685
81715 | 6.21 | 0.8 | 365 | 5.6793 | 0.38475 | 6 | 0.064067
81714 | 6.365 | 0.8 | 365 | 5.8211 | 0.66891 | 6 | 0.48998
81710 | 9.15 | 0.8 | 365 | 8.3681 | 0.77463 | 9 | 0.14271
81708 | 6.3 | 0.8 | 365 | 5.7616 | 0.54974 | 6 | 0.31137
81666 | 3.6 | 0.8 | 365 | 3.2924 | 0.59985 | 3 | 0.89221
81665 | 8.745 | 0.8 | 365 | 7.9977 | 0.032146 | 8 | 0.029833
81652 | 12.3 | 0.8 | 365 | 11.2489 | 0.5495 | 11 | 0.79839
81650 | 7 | 0.8 | 365 | 6.4018 | 0.83305 | 7 | 0.23486
81649 | 12.6 | 0.8 | 365 | 11.5233 | 0.099489 | 11 | 0.62274
81642 | 8.25 | 0.8 | 365 | 7.545 | 0.12467 | 7 | 0.66965
81636 | 11.025 | 0.8 | 365 | 10.0828 | 0.21205 | 10 | 0.2949
81820 | 12.6 | 0.8 | 365 | 11.5233 | 0.099489 | 11 | 0.62274
81819 | 9.28 | 0.8 | 365 | 8.487 | 0.012957 | 8 | 0.49993
81818 | 13.05 | 0.8 | 365 | 11.9348 | 0.92447 | 12 | 0.85927
81817 | 10.395 | 0.8 | 365 | 9.5067 | 0.057079 | 9 | 0.56376
81801 | 6.96 | 0.8 | 365 | 6.3652 | 0.75972 | 7 | 0.12494
81800 | 9.57 | 0.8 | 365 | 8.7522 | 0.54461 | 9 | 0.2968
81799 | 6.38 | 0.8 | 365 | 5.8348 | 0.69641 | 6 | 0.5312
81798 | 5.22 | 0.8 | 365 | 4.7739 | 0.56979 | 5 | 0.34371
81795 | 5.51 | 0.8 | 365 | 5.0391 | 0.10144 | 5 | 0.14058
81767 | 8.55 | 0.8 | 365 | 7.8194 | 0.67465 | 8 | 0.494
81766 | 2.61 | 0.8 | 365 | 2.387 | 0.78489 | 3 | 0.17185
81765 | 4.93 | 0.8 | 365 | 4.5087 | 0.038134 | 4 | 0.54684
81660 | 4.35 | 0.8 | 365 | 3.9783 | 0.97482 | 4 | 0.95309
81838 | 10.73 | 0.8 | 365 | 9.8131 | 0.67123 | 10 | 0.48429
81830 | 7.25 | 0.8 | 365 | 6.6304 | 0.29137 | 6 | 0.92182
81832 | 2.9 | 0.8 | 365 | 2.6522 | 0.31655 | 2 | 0.96873
81871 | 10.73 | 0.8 | 365 | 9.8131 | 0.67123 | 10 | 0.48429
81865 | 3.77 | 0.8 | 365 | 3.4478 | 0.91151 | 4 | 0.35934
81872 | 13.4 | 0.8 | 365 | 12.2549 | 0.56612 | 12 | 0.82101
81870 | 10.075 | 0.8 | 365 | 9.214 | 0.47042 | 9 | 0.68446
81869 | 4.29 | 0.8 | 365 | 3.9234 | 0.86483 | 4 | 0.78822
81866 | 6 | 0.8 | 365 | 5.4873 | 0.99976 | 6 | 0.48702
81635 | 13.4 | 0.8 | 365 | 12.2549 | 0.56612 | 12 | 0.82101
81634 | 12.025 | 0.8 | 365 | 10.9974 | 0.045346 | 11 | 0.042738
81632 | 8.41 | 0.8 | 365 | 7.6913 | 0.41799 | 8 | 0.10931
81597 | 11.55 | 0.8 | 365 | 10.563 | 0.17453 | 10 | 0.73752
81596 | 10.89 | 0.8 | 365 | 9.9594 | 0.96456 | 10 | 0.92394
81789 | 5.94 | 0.8 | 365 | 5.4324 | 0.88976 | 6 | 0.32215
81536 | 5.015 | 0.8 | 365 | 4.5864 | 0.19396 | 4 | 0.7804
81539 | 9.57 | 0.8 | 365 | 8.7522 | 0.54461 | 9 | 0.2968
81556 | 7.68 | 0.8 | 365 | 7.0237 | 0.079689 | 7 | 0.10339
81561 | 4.13 | 0.8 | 365 | 3.7771 | 0.5715 | 4 | 0.34857
81577 | 8.45 | 0.8 | 365 | 7.7279 | 0.49132 | 8 | 0.21922
81559 | 2.97 | 0.8 | 365 | 2.7162 | 0.44488 | 3 | 0.16108
81603 | 8.265 | 0.8 | 365 | 7.5587 | 0.15216 | 7 | 0.71087
81797 | 6.38 | 0.8 | 365 | 5.8348 | 0.69641 | 6 | 0.5312
81505 | 7.56 | 0.8 | 365 | 6.914 | 0.85969 | 7 | 0.77365
81082 | 8.41 | 0.8 | 365 | 7.6913 | 0.41799 | 8 | 0.10931
81600 | 7.2 | 0.8 | 365 | 6.5847 | 0.19971 | 6 | 0.78442
81496 | 5.28 | 0.8 | 365 | 4.8288 | 0.67979 | 5 | 0.50858
81602 | 7.475 | 0.8 | 365 | 6.8362 | 0.70386 | 7 | 0.54008
81514 | 4.35 | 0.8 | 365 | 3.9783 | 0.97482 | 4 | 0.95309
81087 | 8.1 | 0.8 | 365 | 7.4078 | 0.84967 | 8 | 0.25748
81527 | 7.14 | 1 | 365 | 8.1623 | 0.36214 | 8 | 0.52444
81316 | 11.89 | 0.8 | 365 | 10.8739 | 0.79785 | 11 | 0.67178
81607 | 9.6 | 0.8 | 365 | 8.7796 | 0.59961 | 9 | 0.37923
80773 | 13.44 | 0.8 | 365 | 12.2915 | 0.63946 | 12 | 0.93093
81229 | 7.695 | 0.8 | 365 | 7.0374 | 0.10719 | 7 | 0.1446
81640 | 5.13 | 0.8 | 365 | 4.6916 | 0.40479 | 5 | 0.096403
81239 | 4.275 | 0.8 | 365 | 3.9097 | 0.83733 | 4 | 0.747
81240 | 9.12 | 0.8 | 365 | 8.3406 | 0.71963 | 9 | 0.060272
81646 | 5.36 | 0.8 | 365 | 4.902 | 0.82645 | 5 | 0.72841
81651 | 8.04 | 0.8 | 365 | 7.3529 | 0.73967 | 8 | 0.092608
34769 | 2577.15 | 1 | 365 | 2946.1463 | 0.83817 | 2946 | 0.98451
81656 | 6.785 | 0.8 | 365 | 6.2052 | 0.43889 | 6 | 0.64407
81658 | 8.12 | 0.8 | 365 | 7.4261 | 0.88634 | 8 | 0.31243
81667 | 10.2 | 0.8 | 365 | 9.3283 | 0.69959 | 10 | 0.027935
81670 | 12.255 | 0.8 | 365 | 11.2077 | 0.467 | 11 | 0.67474
81672 | 6.38 | 0.8 | 365 | 5.8348 | 0.69641 | 6 | 0.5312
81675 | 5.6 | 0.8 | 365 | 5.1214 | 0.26644 | 5 | 0.38789
81680 | 10.08 | 0.8 | 365 | 9.2186 | 0.47959 | 9 | 0.69819
81687 | 6.09 | 0.8 | 365 | 5.5696 | 0.16475 | 5 | 0.73433
81689 | 6.9 | 0.8 | 365 | 6.3104 | 0.64972 | 6 | 0.96007
81682 | 2.9 | 0.8 | 365 | 2.6522 | 0.31655 | 2 | 0.96873
81693 | 5.9 | 0.8 | 365 | 5.3958 | 0.81643 | 6 | 0.21224
81694 | 3.835 | 0.8 | 365 | 3.5073 | 0.030678 | 3 | 0.53795
81695 | 2.065 | 0.8 | 365 | 1.8885 | 0.78575 | 2 | 0.67428
81525 | 5.04 | 0.8 | 365 | 4.6093 | 0.2398 | 4 | 0.8491
81415 | 8.1 | 0.8 | 365 | 7.4078 | 0.84967 | 8 | 0.25748
81722 | 7.68 | 0.8 | 365 | 7.0237 | 0.079689 | 7 | 0.10339
79017 | 11.055 | 0.8 | 365 | 10.1103 | 0.26705 | 10 | 0.37734
81732 | 7.965 | 0.8 | 365 | 7.2843 | 0.60218 | 7 | 0.88652
81723 | 8.05 | 0.8 | 365 | 7.3621 | 0.75801 | 8 | 0.12009
81327 | 8.76 | 0.8 | 365 | 8.0114 | 0.059645 | 8 | 0.07105
81339 | 12.21 | 0.8 | 365 | 11.1666 | 0.38451 | 11 | 0.55109
81335 | 6.27 | 0.8 | 365 | 5.7342 | 0.49475 | 6 | 0.22894
81747 | 4.93 | 0.8 | 365 | 4.5087 | 0.038134 | 4 | 0.54684
81926 | 4.35 | 0.8 | 365 | 3.9783 | 0.97482 | 4 | 0.95309
81917 | 4.64 | 0.8 | 365 | 4.2435 | 0.50648 | 4 | 0.74996
81912 | 9.57 | 0.8 | 365 | 8.7522 | 0.54461 | 9 | 0.2968
81644 | 10.54 | 0.8 | 365 | 9.6393 | 0.32291 | 9 | 0.9622
81657 | 7.8 | 0.8 | 365 | 7.1334 | 0.29968 | 7 | 0.43313
81941 | 7.8 | 0.8 | 365 | 7.1334 | 0.29968 | 7 | 0.43313
81940 | 7.54 | 0.8 | 365 | 6.8957 | 0.82303 | 7 | 0.71869
81939 | 12.6 | 0.8 | 365 | 11.5233 | 0.099489 | 11 | 0.62274
81938 | 4.34 | 0.8 | 365 | 3.9691 | 0.95649 | 4 | 0.92561
81937 | 10.8 | 0.8 | 365 | 9.8771 | 0.79956 | 10 | 0.67664
81936 | 3.84 | 0.8 | 365 | 3.5118 | 0.039844 | 3 | 0.55169
81935 | 10.88 | 0.8 | 365 | 9.9502 | 0.94623 | 10 | 0.89646
81934 | 9.6 | 0.8 | 365 | 8.7796 | 0.59961 | 9 | 0.37923
81933 | 12.54 | 0.8 | 365 | 11.4684 | 0.98949 | 12 | 0.45787
81918 | 11.7 | 0.8 | 365 | 10.7002 | 0.44953 | 11 | 0.14969
81914 | 5.886 | 0.8 | 365 | 5.383 | 0.79076 | 6 | 0.17377
81913 | 8.91 | 0.8 | 365 | 8.1486 | 0.33464 | 8 | 0.48323
81911 | 8.502 | 0.8 | 365 | 7.7755 | 0.58666 | 8 | 0.36211
81910 | 10.44 | 0.8 | 365 | 9.5478 | 0.13958 | 9 | 0.68742
81908 | 11.2 | 0.8 | 365 | 10.2429 | 0.53288 | 10 | 0.77577
81907 | 4.02 | 0.8 | 365 | 3.6765 | 0.36984 | 4 | 0.046304
81826 | 27.93 | 0.6 | 365 | 19.1574 | 0.4029 | 19 | 0.56031
81659 | 5.22 | 0.8 | 365 | 4.7739 | 0.56979 | 5 | 0.34371
81948 | 6.84 | 0.8 | 365 | 6.2555 | 0.53972 | 6 | 0.7952
81951 | 4.06 | 0.8 | 365 | 3.713 | 0.44317 | 4 | 0.15622
81942 | 8.55 | 0.8 | 365 | 7.8194 | 0.67465 | 8 | 0.494
81947 | 3.77 | 0.8 | 365 | 3.4478 | 0.91151 | 4 | 0.35934
81943 | 6.09 | 0.8 | 365 | 5.5696 | 0.16475 | 5 | 0.73433
74725 | 5.22 | 0.8 | 365 | 4.7739 | 0.56979 | 5 | 0.34371
78075 | 6.84 | 0.8 | 365 | 6.2555 | 0.53972 | 6 | 0.7952
81975 | 12.06 | 0.8 | 365 | 11.0294 | 0.10951 | 11 | 0.13891
81973 | 12.825 | 0.8 | 365 | 11.729 | 0.51198 | 12 | 0.24101
81970 | 12.73 | 0.8 | 365 | 11.6421 | 0.33782 | 11 | 0.97996
81702 | 8 | 0.8 | 365 | 7.3164 | 0.66634 | 7 | 0.98269
81081 | 10.15 | 0.8 | 365 | 9.2826 | 0.60792 | 9 | 0.89054
81968 | 7.44 | 0.8 | 365 | 6.8042 | 0.6397 | 7 | 0.44391
81966 | 9.57 | 0.8 | 365 | 8.7522 | 0.54461 | 9 | 0.2968
81962 | 7.83 | 0.8 | 365 | 7.1609 | 0.35468 | 7 | 0.51556
81960 | 7.25 | 0.8 | 365 | 6.6304 | 0.29137 | 6 | 0.92182
81959 | 4.845 | 0.8 | 365 | 4.431 | 0.8823 | 5 | 0.31327
81952 | 5.6 | 0.8 | 365 | 5.1214 | 0.26644 | 5 | 0.38789
81897 | 4.76 | 0.8 | 365 | 4.3532 | 0.72647 | 5 | 0.079703
81881 | 12.255 | 0.8 | 365 | 11.2077 | 0.467 | 11 | 0.67474
81879 | 7.375 | 0.8 | 365 | 6.7448 | 0.52053 | 7 | 0.2653
81875 | 13.395 | 0.8 | 365 | 12.2503 | 0.55696 | 12 | 0.80727
81873 | 9.92 | 0.8 | 365 | 9.0723 | 0.18626 | 9 | 0.25854
78175 | 44 | 0.6 | 365 | 30.18 | 0.49866 | 30 | 0.67861
78191 | 150 | 0.6 | 365 | 102.8862 | 0.24544 | 103 | 0.13164
78181 | 196 | 0.6 | 365 | 134.438 | 0.49404 | 134 | 0.93201
78180 | 84 | 0.6 | 365 | 57.6163 | 0.49745 | 58 | 0.11372
78193 | 220 | 0.6 | 365 | 150.8998 | 0.49331 | 151 | 0.39307
78197 | 261.2 | 0.6 | 365 | 179.1592 | 0.14206 | 179 | 0.30123
78184 | 308 | 0.6 | 365 | 211.2597 | 0.49064 | 211 | 0.7503
78198 | 246 | 0.6 | 365 | 168.7334 | 0.24252 | 168 | 0.97589
78183 | 62.8 | 0.6 | 365 | 43.075 | 0.34809 | 43 | 0.42311
81783 | 11.6 | 0.8 | 365 | 10.6087 | 0.2662 | 10 | 0.87491
81825 | 12.24 | 0.8 | 365 | 11.194 | 0.4395 | 11 | 0.63352
81839 | 10.5 | 0.8 | 365 | 9.6027 | 0.24957 | 9 | 0.85229
81840 | 5.51 | 0.8 | 365 | 5.0391 | 0.10144 | 5 | 0.14058
81841 | 12.685 | 0.8 | 365 | 11.601 | 0.25532 | 11 | 0.85631
81842 | 5.7 | 0.8 | 365 | 5.2129 | 0.44977 | 5 | 0.66267
81843 | 6.49 | 0.8 | 365 | 5.9354 | 0.89807 | 6 | 0.83346
81845 | 4.93 | 0.8 | 365 | 4.5087 | 0.038134 | 4 | 0.54684
81846 | 13.34 | 0.8 | 365 | 12.2 | 0.45613 | 12 | 0.65614
81847 | 9.735 | 0.8 | 365 | 8.9031 | 0.84711 | 9 | 0.75019
81330 | 10.23 | 0.8 | 365 | 9.3558 | 0.75459 | 10 | 0.11037
81848 | 9.735 | 0.8 | 365 | 8.9031 | 0.84711 | 9 | 0.75019
81849 | 8.85 | 0.8 | 365 | 8.0937 | 0.22464 | 8 | 0.31836
81850 | 2.655 | 0.8 | 365 | 2.4281 | 0.86739 | 3 | 0.29551
81851 | 7.15 | 0.8 | 365 | 6.539 | 0.10804 | 6 | 0.64703
81779 | 7.92 | 0.8 | 365 | 7.2432 | 0.51968 | 7 | 0.76287
81864 | 10.791 | 0.8 | 365 | 9.8688 | 0.78306 | 10 | 0.65191
81877 | 4.8 | 0.8 | 365 | 4.3898 | 0.79981 | 5 | 0.18962
81772 | 7.59 | 0.8 | 365 | 6.9414 | 0.91469 | 7 | 0.85608
81743 | 2.925 | 0.8 | 365 | 2.675 | 0.36238 | 3 | 0.037423
81885 | 6.5 | 0.8 | 365 | 5.9445 | 0.9164 | 6 | 0.86094
81886 | 8.48 | 0.8 | 365 | 7.7553 | 0.54632 | 8 | 0.30166
81888 | 12.24 | 0.8 | 365 | 11.194 | 0.4395 | 11 | 0.63352
81741 | 6.96 | 0.8 | 365 | 6.3652 | 0.75972 | 7 | 0.12494
81742 | 3.77 | 0.8 | 365 | 3.4478 | 0.91151 | 4 | 0.35934
81744 | 5.22 | 0.8 | 365 | 4.7739 | 0.56979 | 5 | 0.34371
81148 | 4.2 | 0.8 | 365 | 3.8411 | 0.69983 | 4 | 0.54091
81101 | 5.1 | 0.8 | 365 | 4.6642 | 0.34979 | 5 | 0.013968
81893 | 11.7 | 0.8 | 365 | 10.7002 | 0.44953 | 11 | 0.14969
81894 | 10.2 | 0.8 | 365 | 9.3283 | 0.69959 | 10 | 0.027935
81895 | 6.175 | 0.8 | 365 | 5.6473 | 0.32058 | 5 | 0.96789
82031 | 6.67 | 0.8 | 365 | 6.1 | 0.22806 | 6 | 0.32807
81900 | 7.905 | 0.8 | 365 | 7.2295 | 0.49218 | 7 | 0.72165
81901 | 5.51 | 0.8 | 365 | 5.0391 | 0.10144 | 5 | 0.14058
82030 | 3.54 | 0.8 | 365 | 3.2375 | 0.48986 | 3 | 0.72734
81902 | 5.51 | 0.8 | 365 | 5.0391 | 0.10144 | 5 | 0.14058
81903 | 12.54 | 0.8 | 365 | 11.4684 | 0.98949 | 12 | 0.45787
82028 | 9.9 | 0.8 | 365 | 9.054 | 0.1496 | 9 | 0.20358
81904 | 4.35 | 0.8 | 365 | 3.9783 | 0.97482 | 4 | 0.95309
81906 | 8.7 | 0.8 | 365 | 7.9565 | 0.94965 | 8 | 0.90618
81143 | 10.24 | 0.8 | 365 | 9.3649 | 0.77292 | 10 | 0.13785
81501 | 7.54 | 0.8 | 365 | 6.8957 | 0.82303 | 7 | 0.71869
82018 | 7 | 0.8 | 365 | 6.4018 | 0.83305 | 7 | 0.23486
82016 | 6.96 | 0.8 | 365 | 6.3652 | 0.75972 | 7 | 0.12494
82015 | 4.35 | 0.8 | 365 | 3.9783 | 0.97482 | 4 | 0.95309
82013 | 11.8 | 0.8 | 365 | 10.7916 | 0.63286 | 11 | 0.42447
81437 | 9.69 | 0.8 | 365 | 8.8619 | 0.76461 | 9 | 0.62654
82012 | 7.375 | 0.8 | 365 | 6.7448 | 0.52053 | 7 | 0.2653
81623 | 2.56 | 0.8 | 365 | 2.3412 | 0.69323 | 3 | 0.034462
80027 | 3.96 | 0.8 | 365 | 3.6216 | 0.25984 | 3 | 0.88143
82009 | 12.18 | 0.8 | 365 | 11.1391 | 0.32951 | 11 | 0.46865
81147 | 10.2 | 0.8 | 365 | 9.3283 | 0.69959 | 10 | 0.027935
81257 | 9.8 | 0.8 | 365 | 8.9625 | 0.96627 | 9 | 0.9288
82008 | 6.195 | 0.8 | 365 | 5.6656 | 0.35725 | 6 | 0.022849
81972 | 5.85 | 0.8 | 365 | 5.3501 | 0.72476 | 6 | 0.074845
82006 | 11.8 | 0.8 | 365 | 10.7916 | 0.63286 | 11 | 0.42447
81977 | 7.68 | 0.8 | 365 | 7.0237 | 0.079689 | 7 | 0.10339
81337 | 9.92 | 0.8 | 365 | 9.0723 | 0.18626 | 9 | 0.25854
81133 | 8.835 | 0.8 | 365 | 8.08 | 0.19714 | 8 | 0.27714
81739 | 11.02 | 0.8 | 365 | 10.0783 | 0.20289 | 10 | 0.28116
82019 | 13.8 | 0.8 | 365 | 12.6207 | 0.29944 | 12 | 0.92015
81988 | 14.75 | 0.8 | 365 | 13.4895 | 0.041069 | 13 | 0.53059
81978 | 11.2 | 0.8 | 365 | 10.2429 | 0.53288 | 10 | 0.77577
70853 | 159.12 | 0.6 | 365 | 109.1417 | 0.78516 | 109 | 0.92684
62167 | 549.9 | 0.8 | 365 | 502.9077 | 0.12771 | 503 | 0.035456
51344 | 1380.87 | 1 | 365 | 1578.583 | 0.42379 | 1579 | 0.0067525
81726 | 464 | 0.6 | 365 | 318.2613 | 0.98589 | 319 | 0.24721
78190 | 224.64 | 0.6 | 365 | 154.0824 | 0.87317 | 154 | 0.95554
78176 | 42 | 0.6 | 365 | 28.8081 | 0.74872 | 29 | 0.55686
81495 | 151.68 | 0.6 | 365 | 104.0385 | 0.55539 | 104 | 0.59391
81661 | 172.8 | 0.6 | 365 | 118.5249 | 0.59475 | 119 | 0.11965
82059 | 30.68 | 0.6 | 365 | 21.0437 | 0.18407 | 21 | 0.22772
80991 | 11.395 | 1 | 365 | 13.0265 | 0.11296 | 13 | 0.1395
81786 | 10.05 | 1 | 365 | 11.489 | 0.030741 | 11 | 0.5197
81754 | 7.56 | 0.8 | 365 | 6.914 | 0.85969 | 7 | 0.77365
81709 | 6.3 | 0.8 | 365 | 5.7616 | 0.54974 | 6 | 0.31137
81868 | 10.2 | 0.8 | 365 | 9.3283 | 0.69959 | 10 | 0.027935
34784 | 2490.03 | 1 | 365 | 2846.5525 | 0.19259 | 2846 | 0.74508
34788 | 2595.15 | 1 | 365 | 2966.7236 | 0.087262 | 2966 | 0.81084
82042 | 3.77 | 0.8 | 365 | 3.4478 | 0.91151 | 4 | 0.35934
81731 | 4.48 | 0.8 | 365 | 4.0972 | 0.21315 | 4 | 0.31031
81816 | 16.245 | 0.8 | 365 | 14.8568 | 0.78184 | 15 | 0.63861
82074 | 5.22 | 0.8 | 365 | 4.7739 | 0.56979 | 5 | 0.34371
82076 | 7.83 | 0.8 | 365 | 7.1609 | 0.35468 | 7 | 0.51556
82073 | 3.48 | 0.8 | 365 | 3.1826 | 0.37986 | 3 | 0.56247
82083 | 4.06 | 0.8 | 365 | 3.713 | 0.44317 | 4 | 0.15622
82087 | 5.04 | 0.8 | 365 | 4.6093 | 0.2398 | 4 | 0.8491
82088 | 6.38 | 0.8 | 365 | 5.8348 | 0.69641 | 6 | 0.5312
82090 | 3.48 | 0.8 | 365 | 3.1826 | 0.37986 | 3 | 0.56247
82077 | 10.73 | 0.8 | 365 | 9.8131 | 0.67123 | 10 | 0.48429
82078 | 11.89 | 0.8 | 365 | 10.8739 | 0.79785 | 11 | 0.67178
82075 | 3.19 | 0.8 | 365 | 2.9174 | 0.8482 | 3 | 0.7656
82038 | 4.06 | 0.8 | 365 | 3.713 | 0.44317 | 4 | 0.15622
82041 | 11.31 | 0.8 | 365 | 10.3435 | 0.73454 | 11 | 0.078034
82037 | 6.96 | 0.8 | 365 | 6.3652 | 0.75972 | 7 | 0.12494
82040 | 4.64 | 0.8 | 365 | 4.2435 | 0.50648 | 4 | 0.74996
82033 | 6.38 | 0.8 | 365 | 5.8348 | 0.69641 | 6 | 0.5312
82130 | 7.98 | 0.8 | 365 | 7.2981 | 0.62968 | 7 | 0.92774
82132 | 9.12 | 0.8 | 365 | 8.3406 | 0.71963 | 9 | 0.060272
82017 | 11.8 | 0.8 | 365 | 10.7916 | 0.63286 | 11 | 0.42447
82072 | 6.03 | 0.8 | 365 | 5.5147 | 0.054756 | 5 | 0.56946
82071 | 6.96 | 0.8 | 365 | 6.3652 | 0.75972 | 7 | 0.12494
82125 | 5.415 | 0.8 | 365 | 4.9523 | 0.92728 | 5 | 0.87954
82068 | 6.96 | 0.8 | 365 | 6.3652 | 0.75972 | 7 | 0.12494
82067 | 3.77 | 0.8 | 365 | 3.4478 | 0.91151 | 4 | 0.35934
82065 | 6.96 | 0.8 | 365 | 6.3652 | 0.75972 | 7 | 0.12494
82036 | 6.3 | 0.8 | 365 | 5.7616 | 0.54974 | 6 | 0.31137
82004 | 7.8 | 0.8 | 365 | 7.1334 | 0.29968 | 7 | 0.43313
82061 | 12 | 0.8 | 365 | 10.9745 | 0.99951 | 11 | 0.97404
82060 | 3.96 | 0.8 | 365 | 3.6216 | 0.25984 | 3 | 0.88143
82134 | 8.25 | 0.8 | 365 | 7.545 | 0.12467 | 7 | 0.66965
81909 | 13.4 | 0.8 | 365 | 12.2549 | 0.56612 | 12 | 0.82101
81678 | 9.28 | 0.8 | 365 | 8.487 | 0.012957 | 8 | 0.49993
81340 | 3.9 | 0.8 | 365 | 3.5667 | 0.14984 | 3 | 0.71656
81905 | 7.32 | 0.8 | 365 | 6.6945 | 0.4197 | 7 | 0.11417
82014 | 4.35 | 0.8 | 365 | 3.9783 | 0.97482 | 4 | 0.95309
34005 | 361.8 | 1 | 365 | 413.6025 | 0.10667 | 413 | 0.70919
81716 | 8 | 0.8 | 365 | 7.3164 | 0.66634 | 7 | 0.98269
81967 | 15.08 | 0.8 | 365 | 13.7913 | 0.64606 | 14 | 0.43738
81537 | 24.78 | 0.8 | 365 | 22.6624 | 0.429 | 23 | 0.091396
81882 | 7.8 | 0.8 | 365 | 7.1334 | 0.29968 | 7 | 0.43313
81529 | 6.96 | 0.8 | 365 | 6.3652 | 0.75972 | 7 | 0.12494
82027 | 5.015 | 0.8 | 365 | 4.5864 | 0.19396 | 4 | 0.7804
82070 | 11.02 | 0.8 | 365 | 10.0783 | 0.20289 | 10 | 0.28116
81216 | 9.975 | 0.8 | 365 | 9.1226 | 0.2871 | 9 | 0.40967
81124 | 6 | 0.8 | 365 | 5.4873 | 0.99976 | 6 | 0.48702
12246 | 2699.52 | 0.8 | 365 | 2468.8298 | 0.010579 | 2468 | 0.8404
60460 | 1347.84 | 0.8 | 365 | 1232.659 | 0.98537 | 1233 | 0.64435
49626 | 645.15 | 0.9 | 365 | 663.7703 | 0.59246 | 664 | 0.36278
61793 | 645.15 | 0.9 | 365 | 663.7703 | 0.59246 | 664 | 0.36278
51492 | 693.45 | 0.8 | 365 | 634.1905 | 0.29689 | 634 | 0.48743
51502 | 1354.68 | 0.8 | 365 | 1238.9145 | 0.52509 | 1239 | 0.43956
51505 | 2698.65 | 0.8 | 365 | 2468.0342 | 0.41561 | 2468 | 0.44978
81987 | 109.44 | 0.6 | 365 | 75.0658 | 0.47667 | 75 | 0.54244
81308 | 44.88 | 0.9 | 365 | 46.1753 | 0.56295 | 46 | 0.73828
63343 | 805.14 | 0.8 | 365 | 736.336 | 0.057365 | 736 | 0.39332
67649 | 3.71 | 1 | 365 | 4.2412 | 0.5019 | 4 | 0.74309
81434 | 2.925 | 0.8 | 365 | 2.675 | 0.36238 | 3 | 0.037423
81591 | 6.48 | 0.8 | 365 | 5.9262 | 0.87974 | 6 | 0.80598
81535 | 11.52 | 0.8 | 365 | 10.5355 | 0.11953 | 10 | 0.65508
81166 | 12.88 | 0.8 | 365 | 11.7793 | 0.61281 | 12 | 0.39214
81528 | 9.9 | 0.8 | 365 | 9.054 | 0.1496 | 9 | 0.20358
82011 | 4.72 | 0.8 | 365 | 4.3166 | 0.65314 | 4 | 0.96979
81669 | 4.64 | 0.8 | 365 | 4.2435 | 0.50648 | 4 | 0.74996
76641 | 6.5 | 0.8 | 365 | 5.9445 | 0.9164 | 6 | 0.86094
81010 | 6.38 | 0.8 | 365 | 5.8348 | 0.69641 | 6 | 0.5312
81821 | 12.76 | 0.8 | 365 | 11.6696 | 0.39282 | 12 | 0.062398
81630 | 8.99 | 0.8 | 365 | 8.2218 | 0.4813 | 8 | 0.70305
81617 | 13.34 | 0.8 | 365 | 12.2 | 0.45613 | 12 | 0.65614
81989 | 9.3 | 0.8 | 365 | 8.5053 | 0.049623 | 8 | 0.55488
81990 | 6.44 | 0.8 | 365 | 5.8897 | 0.80641 | 6 | 0.69607
81991 | 6.175 | 0.8 | 365 | 5.6473 | 0.32058 | 5 | 0.96789
81993 | 7.56 | 0.8 | 365 | 6.914 | 0.85969 | 7 | 0.77365
81994 | 15.5 | 0.8 | 365 | 14.1754 | 0.41604 | 14 | 0.59147
82002 | 6.825 | 0.8 | 365 | 6.2418 | 0.51222 | 6 | 0.75399
82005 | 6.49 | 0.8 | 365 | 5.9354 | 0.89807 | 6 | 0.83346
82220 | 7.8 | 0.8 | 365 | 7.1334 | 0.29968 | 7 | 0.43313
82219 | 13.4 | 0.8 | 365 | 12.2549 | 0.56612 | 12 | 0.82101
82218 | 6.9 | 0.8 | 365 | 6.3104 | 0.64972 | 6 | 0.96007
82213 | 11.16 | 0.8 | 365 | 10.2063 | 0.45955 | 10 | 0.66586
82210 | 3.6 | 0.8 | 365 | 3.2924 | 0.59985 | 3 | 0.89221
82203 | 4.8 | 0.8 | 365 | 4.3898 | 0.79981 | 5 | 0.18962
82202 | 10.56 | 0.8 | 365 | 9.6576 | 0.35957 | 10 | 0.017157
82201 | 6.3 | 0.8 | 365 | 5.7616 | 0.54974 | 6 | 0.31137
82200 | 6.365 | 0.8 | 365 | 5.8211 | 0.66891 | 6 | 0.48998
82198 | 10.72 | 0.8 | 365 | 9.8039 | 0.6529 | 10 | 0.45681
82197 | 11.21 | 0.8 | 365 | 10.252 | 0.55121 | 10 | 0.80325
81919 | 6.21 | 0.8 | 365 | 5.6793 | 0.38475 | 6 | 0.064067
81598 | 11.78 | 0.8 | 365 | 10.7733 | 0.59619 | 11 | 0.36952
82194 | 14.4 | 0.8 | 365 | 13.1694 | 0.39942 | 13 | 0.56885
82193 | 11.55 | 0.8 | 365 | 10.563 | 0.17453 | 10 | 0.73752
82191 | 5.4 | 0.8 | 365 | 4.9385 | 0.89978 | 5 | 0.83832
82237 | 9.24 | 0.8 | 365 | 8.4504 | 0.93963 | 9 | 0.39001
82234 | 4.62 | 0.8 | 365 | 4.2252 | 0.46981 | 4 | 0.69501
82232 | 15.84 | 0.8 | 365 | 14.4864 | 0.039358 | 14 | 0.52573
82238 | 5.28 | 0.8 | 365 | 4.8288 | 0.67979 | 5 | 0.50858
82188 | 6.84 | 0.8 | 365 | 6.2555 | 0.53972 | 6 | 0.7952
82187 | 9.6 | 0.8 | 365 | 8.7796 | 0.59961 | 9 | 0.37923
82275 | 4.55 | 0.8 | 365 | 4.1612 | 0.34148 | 4 | 0.50266
82274 | 6.9 | 0.8 | 365 | 6.3104 | 0.64972 | 6 | 0.96007
82272 | 8.32 | 0.8 | 365 | 7.609 | 0.253 | 7 | 0.862
82265 | 10.385 | 0.8 | 365 | 9.4975 | 0.038746 | 9 | 0.53629
82263 | 10.8 | 0.8 | 365 | 9.8771 | 0.79956 | 10 | 0.67664
82261 | 3.9 | 0.8 | 365 | 3.5667 | 0.14984 | 3 | 0.71656
82259 | 8.1 | 0.8 | 365 | 7.4078 | 0.84967 | 8 | 0.25748
82257 | 7.7 | 0.8 | 365 | 7.042 | 0.11635 | 7 | 0.15834
82253 | 24.09 | 0.8 | 365 | 22.0314 | 0.16402 | 22 | 0.19539
82058 | 4.8 | 0.8 | 365 | 4.3898 | 0.79981 | 5 | 0.18962
82057 | 9.135 | 0.8 | 365 | 8.3544 | 0.74713 | 9 | 0.10149
82055 | 6.2 | 0.8 | 365 | 5.6702 | 0.36642 | 6 | 0.036588
82054 | 8.64 | 0.8 | 365 | 7.9017 | 0.83965 | 8 | 0.74131
82053 | 6.03 | 0.8 | 365 | 5.5147 | 0.054756 | 5 | 0.56946
82297 | 4.2 | 0.8 | 365 | 3.8411 | 0.69983 | 4 | 0.54091
82292 | 10.8 | 0.8 | 365 | 9.8771 | 0.79956 | 10 | 0.67664
82007 | 13.395 | 0.8 | 365 | 12.2503 | 0.55696 | 12 | 0.80727
82043 | 13.8 | 0.8 | 365 | 12.6207 | 0.29944 | 12 | 0.92015
82048 | 5.28 | 0.8 | 365 | 4.8288 | 0.67979 | 5 | 0.50858
82049 | 7.68 | 0.8 | 365 | 7.0237 | 0.079689 | 7 | 0.10339
82052 | 10.1 | 0.8 | 365 | 9.2369 | 0.51626 | 9 | 0.75315
81979 | 6.035 | 0.8 | 365 | 5.5193 | 0.063922 | 5 | 0.5832
82062 | 6.6 | 0.8 | 365 | 6.036 | 0.099732 | 6 | 0.13572
82069 | 7.54 | 0.8 | 365 | 6.8957 | 0.82303 | 7 | 0.71869
81601 | 7.25 | 0.8 | 365 | 6.6304 | 0.29137 | 6 | 0.92182
81578 | 11.16 | 0.8 | 365 | 10.2063 | 0.45955 | 10 | 0.66586
81575 | 10.7 | 0.8 | 365 | 9.7856 | 0.61623 | 10 | 0.40185
81599 | 11.16 | 0.8 | 365 | 10.2063 | 0.45955 | 10 | 0.66586
81573 | 8.04 | 0.8 | 365 | 7.3529 | 0.73967 | 8 | 0.092608
82079 | 3.48 | 0.8 | 365 | 3.1826 | 0.37986 | 3 | 0.56247
81571 | 10.8 | 0.8 | 365 | 9.8771 | 0.79956 | 10 | 0.67664
82100 | 4.905 | 0.8 | 365 | 4.4858 | 0.9923 | 5 | 0.47814
82104 | 7.8 | 0.8 | 365 | 7.1334 | 0.29968 | 7 | 0.43313
82105 | 9.45 | 0.8 | 365 | 8.6424 | 0.32462 | 8 | 0.96706
82108 | 11.06 | 0.8 | 365 | 10.1149 | 0.27622 | 10 | 0.39108
82113 | 7.36 | 0.8 | 365 | 6.731 | 0.49304 | 7 | 0.22408
82112 | 12.6 | 0.8 | 365 | 11.5233 | 0.099489 | 11 | 0.62274
82116 | 11.7 | 0.8 | 365 | 10.7002 | 0.44953 | 11 | 0.14969
82163 | 10.73 | 0.8 | 365 | 9.8131 | 0.67123 | 10 | 0.48429
82118 | 10.08 | 0.8 | 365 | 9.2186 | 0.47959 | 9 | 0.69819
82122 | 10.2 | 0.8 | 365 | 9.3283 | 0.69959 | 10 | 0.027935
82123 | 13.2 | 0.8 | 365 | 12.072 | 0.19946 | 12 | 0.27145
82124 | 6.6 | 0.8 | 365 | 6.036 | 0.099732 | 6 | 0.13572
82126 | 6.6 | 0.8 | 365 | 6.036 | 0.099732 | 6 | 0.13572
81867 | 5.49 | 1 | 365 | 6.2761 | 0.58097 | 6 | 0.85703
81796 | 9.36 | 0.8 | 365 | 8.5601 | 0.15962 | 8 | 0.71975
82131 | 14.4 | 0.8 | 365 | 13.1694 | 0.39942 | 13 | 0.56885
82137 | 5.36 | 0.8 | 365 | 4.902 | 0.82645 | 5 | 0.72841
82139 | 5.36 | 0.8 | 365 | 4.902 | 0.82645 | 5 | 0.72841
82141 | 10.05 | 0.8 | 365 | 9.1912 | 0.42459 | 9 | 0.61576
82144 | 5.52 | 0.8 | 365 | 5.0483 | 0.11978 | 5 | 0.16806
80795 | 7.98 | 0.8 | 365 | 7.2981 | 0.62968 | 7 | 0.92774
81822 | 2.9 | 0.8 | 365 | 2.6522 | 0.31655 | 2 | 0.96873
82176 | 10.05 | 0.8 | 365 | 9.1912 | 0.42459 | 9 | 0.61576
82181 | 4.96 | 0.8 | 365 | 4.5361 | 0.093132 | 4 | 0.62927
82186 | 7.56 | 0.8 | 365 | 6.914 | 0.85969 | 7 | 0.77365
81892 | 784.08 | 0.6 | 365 | 537.8067 | 0.086164 | 537 | 0.89291
82020 | 11.7 | 0.8 | 365 | 10.7002 | 0.44953 | 11 | 0.14969
82177 | 11.31 | 0.8 | 365 | 10.3435 | 0.73454 | 11 | 0.078034
79853 | 9.44 | 0.8 | 365 | 8.6333 | 0.30628 | 8 | 0.93958
79732 | 2.9 | 0.8 | 365 | 2.6522 | 0.31655 | 2 | 0.96873
81167 | 3.77 | 0.8 | 365 | 3.4478 | 0.91151 | 4 | 0.35934
53917 | 4.16 | 1 | 365 | 4.7556 | 0.53312 | 5 | 0.28875
55751 | 7.8 | 1 | 365 | 8.9168 | 0.8746 | 9 | 0.79141
74082 | 2.86 | 0.8 | 365 | 2.6156 | 0.24322 | 2 | 0.85881
82084 | 8.6 | 0.8 | 365 | 7.8651 | 0.76632 | 8 | 0.6314
82089 | 5.7 | 0.8 | 365 | 5.2129 | 0.44977 | 5 | 0.66267
82086 | 6.6 | 0.8 | 365 | 6.036 | 0.099732 | 6 | 0.13572
81856 | 7 | 0.8 | 365 | 6.4018 | 0.83305 | 7 | 0.23486
34007 | 361.8 | 1 | 365 | 413.6025 | 0.10667 | 413 | 0.70919
82145 | 9.44 | 0.8 | 365 | 8.6333 | 0.30628 | 8 | 0.93958
82106 | 12.6 | 0.8 | 365 | 11.5233 | 0.099489 | 11 | 0.62274
81704 | 12.6 | 0.8 | 365 | 11.5233 | 0.099489 | 11 | 0.62274
81862 | 6.03 | 0.8 | 365 | 5.5147 | 0.054756 | 5 | 0.56946
82024 | 3.78 | 0.8 | 365 | 3.457 | 0.92985 | 4 | 0.38682
82174 | 2.9 | 0.8 | 365 | 2.6522 | 0.31655 | 2 | 0.96873
82056 | 5.886 | 0.8 | 365 | 5.383 | 0.79076 | 6 | 0.17377
81899 | 24.79 | 0.8 | 365 | 22.6715 | 0.44733 | 23 | 0.11887
79143 | 143.78 | 0.6 | 365 | 98.6199 | 0.69313 | 99 | 0.31298
56018 | 379.89 | 0.8 | 365 | 347.4261 | 0.4496 | 347 | 0.87572
56020 | 379.89 | 0.8 | 365 | 347.4261 | 0.4496 | 347 | 0.87572
56017 | 379.89 | 0.8 | 365 | 347.4261 | 0.4496 | 347 | 0.87572
82209 | 11.34 | 0.8 | 365 | 10.3709 | 0.78954 | 11 | 0.16047
81974 | 20.7 | 0.8 | 365 | 18.9311 | 0.94916 | 19 | 0.88022
81052 | 2.565 | 0.8 | 365 | 2.3458 | 0.7024 | 3 | 0.048201
82025 | 12 | 0.8 | 365 | 10.9745 | 0.99951 | 11 | 0.97404
58581 | 997.12 | 0.7 | 365 | 797.9213 | 0.5113 | 798 | 0.43265
56178 | 997.12 | 0.7 | 365 | 797.9213 | 0.5113 | 798 | 0.43265
34003 | 361.8 | 1 | 365 | 413.6025 | 0.10667 | 413 | 0.70919
82140 | 11.7 | 0.8 | 365 | 10.7002 | 0.44953 | 11 | 0.14969
34644 | 1294.92 | 1 | 365 | 1480.3266 | 0.45939 | 1480 | 0.78604
82154 | 8.7 | 0.8 | 365 | 7.9565 | 0.94965 | 8 | 0.90618
81737 | 8.12 | 0.8 | 365 | 7.4261 | 0.88634 | 8 | 0.31243
82199 | 6.96 | 0.8 | 365 | 6.3652 | 0.75972 | 7 | 0.12494
82612 | 8.04 | 0.8 | 365 | 7.3529 | 0.73967 | 8 | 0.092608
82610 | 10.385 | 0.8 | 365 | 9.4975 | 0.038746 | 9 | 0.53629
82609 | 11.1 | 0.8 | 365 | 10.1514 | 0.34955 | 10 | 0.50099
82561 | 6.38 | 0.8 | 365 | 5.8348 | 0.69641 | 6 | 0.5312
82558 | 5.1 | 0.8 | 365 | 4.6642 | 0.34979 | 5 | 0.013968
82556 | 11.16 | 0.8 | 365 | 10.2063 | 0.45955 | 10 | 0.66586
82554 | 4.02 | 0.8 | 365 | 3.6765 | 0.36984 | 4 | 0.046304
82550 | 9.135 | 0.8 | 365 | 8.3544 | 0.74713 | 9 | 0.10149
82546 | 6.3 | 0.8 | 365 | 5.7616 | 0.54974 | 6 | 0.31137
82545 | 10.075 | 0.8 | 365 | 9.214 | 0.47042 | 9 | 0.68446
82543 | 7.7 | 0.8 | 365 | 7.042 | 0.11635 | 7 | 0.15834
82527 | 4.64 | 0.8 | 365 | 4.2435 | 0.50648 | 4 | 0.74996
82396 | 11.6 | 0.8 | 365 | 10.6087 | 0.2662 | 10 | 0.87491
82453 | 7.41 | 0.8 | 365 | 6.7768 | 0.5847 | 7 | 0.36147
82397 | 6.67 | 0.8 | 365 | 6.1 | 0.22806 | 6 | 0.32807
82308 | 6.67 | 0.8 | 365 | 6.1 | 0.22806 | 6 | 0.32807
82338 | 6.09 | 0.8 | 365 | 5.5696 | 0.16475 | 5 | 0.73433
82244 | 5.22 | 0.8 | 365 | 4.7739 | 0.56979 | 5 | 0.34371
82255 | 4.64 | 0.8 | 365 | 4.2435 | 0.50648 | 4 | 0.74996
82153 | 8.7 | 0.8 | 365 | 7.9565 | 0.94965 | 8 | 0.90618
82150 | 7.25 | 0.8 | 365 | 6.6304 | 0.29137 | 6 | 0.92182
82311 | 4.93 | 0.8 | 365 | 4.5087 | 0.038134 | 4 | 0.54684
82333 | 5.8 | 0.8 | 365 | 5.3044 | 0.6331 | 5 | 0.93745
82313 | 8.99 | 0.8 | 365 | 8.2218 | 0.4813 | 8 | 0.70305
82310 | 5.22 | 0.8 | 365 | 4.7739 | 0.56979 | 5 | 0.34371
82334 | 5.8 | 0.8 | 365 | 5.3044 | 0.6331 | 5 | 0.93745
82312 | 6.96 | 0.8 | 365 | 6.3652 | 0.75972 | 7 | 0.12494
82170 | 3.48 | 0.8 | 365 | 3.1826 | 0.37986 | 3 | 0.56247
82169 | 4.93 | 0.8 | 365 | 4.5087 | 0.038134 | 4 | 0.54684
82166 | 13.34 | 0.8 | 365 | 12.2 | 0.45613 | 12 | 0.65614
82168 | 6.38 | 0.8 | 365 | 5.8348 | 0.69641 | 6 | 0.5312
82164 | 4.93 | 0.8 | 365 | 4.5087 | 0.038134 | 4 | 0.54684
82161 | 5.8 | 0.8 | 365 | 5.3044 | 0.6331 | 5 | 0.93745
82160 | 4.35 | 0.8 | 365 | 3.9783 | 0.97482 | 4 | 0.95309
82158 | 13.05 | 0.8 | 365 | 11.9348 | 0.92447 | 12 | 0.85927
82157 | 6.96 | 0.8 | 365 | 6.3652 | 0.75972 | 7 | 0.12494
82245 | 8.41 | 0.8 | 365 | 7.6913 | 0.41799 | 8 | 0.10931
82212 | 5.8 | 0.8 | 365 | 5.3044 | 0.6331 | 5 | 0.93745
82204 | 11.31 | 0.8 | 365 | 10.3435 | 0.73454 | 11 | 0.078034
82148 | 10.15 | 0.8 | 365 | 9.2826 | 0.60792 | 9 | 0.89054
82207 | 6.38 | 0.8 | 365 | 5.8348 | 0.69641 | 6 | 0.5312
82175 | 2.24 | 0.8 | 365 | 2.0486 | 0.10658 | 2 | 0.15515
82454 | 3.77 | 0.8 | 365 | 3.4478 | 0.91151 | 4 | 0.35934
82537 | 6.09 | 0.8 | 365 | 5.5696 | 0.16475 | 5 | 0.73433
82562 | 8.7 | 0.8 | 365 | 7.9565 | 0.94965 | 8 | 0.90618
82173 | 5.8 | 0.8 | 365 | 5.3044 | 0.6331 | 5 | 0.93745
82172 | 7.25 | 0.8 | 365 | 6.6304 | 0.29137 | 6 | 0.92182
82167 | 8.7 | 0.8 | 365 | 7.9565 | 0.94965 | 8 | 0.90618
82165 | 8.41 | 0.8 | 365 | 7.6913 | 0.41799 | 8 | 0.10931
82162 | 5.51 | 0.8 | 365 | 5.0391 | 0.10144 | 5 | 0.14058
82159 | 10.73 | 0.8 | 365 | 9.8131 | 0.67123 | 10 | 0.48429
82156 | 5.51 | 0.8 | 365 | 5.0391 | 0.10144 | 5 | 0.14058
82146 | 9.86 | 0.8 | 365 | 9.0174 | 0.076267 | 9 | 0.093671
82093 | 8.7 | 0.8 | 365 | 7.9565 | 0.94965 | 8 | 0.90618
82094 | 5.8 | 0.8 | 365 | 5.3044 | 0.6331 | 5 | 0.93745
82096 | 6.38 | 0.8 | 365 | 5.8348 | 0.69641 | 6 | 0.5312
82097 | 3.19 | 0.8 | 365 | 2.9174 | 0.8482 | 3 | 0.7656
82624 | 13.5 | 0.8 | 365 | 12.3463 | 0.74945 | 13 | 0.095797
82619 | 6.93 | 0.8 | 365 | 6.3378 | 0.70472 | 7 | 0.042509
82615 | 6.48 | 0.8 | 365 | 5.9262 | 0.87974 | 6 | 0.80598
82614 | 7.2 | 0.8 | 365 | 6.5847 | 0.19971 | 6 | 0.78442
82613 | 8.1 | 0.8 | 365 | 7.4078 | 0.84967 | 8 | 0.25748
82611 | 5.88 | 0.8 | 365 | 5.3775 | 0.77976 | 6 | 0.15728
82553 | 6.6 | 0.8 | 365 | 6.036 | 0.099732 | 6 | 0.13572
82552 | 5.12 | 0.8 | 365 | 4.6825 | 0.38646 | 5 | 0.068924
82551 | 6.4 | 0.8 | 365 | 5.8531 | 0.73307 | 6 | 0.58616
82549 | 11.7 | 0.8 | 365 | 10.7002 | 0.44953 | 11 | 0.14969
82544 | 9.24 | 0.8 | 365 | 8.4504 | 0.93963 | 9 | 0.39001
82541 | 16.45 | 0.8 | 365 | 15.0442 | 0.15767 | 15 | 0.20192
82540 | 11.9 | 0.8 | 365 | 10.8831 | 0.81618 | 11 | 0.69926
82539 | 9.92 | 0.8 | 365 | 9.0723 | 0.18626 | 9 | 0.25854
82542 | 6.825 | 0.8 | 365 | 6.2418 | 0.51222 | 6 | 0.75399
82419 | 59.965 | 0.6 | 365 | 41.1305 | 0.45005 | 41 | 0.58053
82621 | 21.7 | 0.8 | 365 | 19.8456 | 0.78245 | 20 | 0.62806
82111 | 8.45 | 0.8 | 365 | 7.7279 | 0.49132 | 8 | 0.21922
82114 | 8.4 | 0.8 | 365 | 7.6822 | 0.39966 | 8 | 0.081829
82142 | 11.375 | 0.8 | 365 | 10.4029 | 0.85371 | 11 | 0.25664
82152 | 10.075 | 0.8 | 365 | 9.214 | 0.47042 | 9 | 0.68446
82185 | 7.245 | 0.8 | 365 | 6.6259 | 0.28221 | 6 | 0.90808
82189 | 10.05 | 0.8 | 365 | 9.1912 | 0.42459 | 9 | 0.61576
82190 | 5.85 | 0.8 | 365 | 5.3501 | 0.72476 | 6 | 0.074845
82192 | 3.96 | 0.8 | 365 | 3.6216 | 0.25984 | 3 | 0.88143
82196 | 6.65 | 0.8 | 365 | 6.0817 | 0.1914 | 6 | 0.27311
82205 | 7.84 | 0.8 | 365 | 7.17 | 0.37302 | 7 | 0.54304
82206 | 6.96 | 0.8 | 365 | 6.3652 | 0.75972 | 7 | 0.12494
82208 | 12.47 | 0.8 | 365 | 11.4044 | 0.86116 | 12 | 0.26552
82211 | 13.725 | 0.8 | 365 | 12.5521 | 0.16194 | 12 | 0.71406
82214 | 8.55 | 0.8 | 365 | 7.8194 | 0.67465 | 8 | 0.494
82216 | 10.89 | 0.8 | 365 | 9.9594 | 0.96456 | 10 | 0.92394
82222 | 17.67 | 0.8 | 365 | 16.16 | 0.39428 | 16 | 0.55428
82228 | 12.6 | 0.8 | 365 | 11.5233 | 0.099489 | 11 | 0.62274
82229 | 5.88 | 0.8 | 365 | 5.3775 | 0.77976 | 6 | 0.15728
82227 | 6.5 | 0.8 | 365 | 5.9445 | 0.9164 | 6 | 0.86094
82230 | 12.87 | 0.8 | 365 | 11.7702 | 0.59448 | 12 | 0.36466
82021 | 11.34 | 0.8 | 365 | 10.3709 | 0.78954 | 11 | 0.16047
82233 | 3.54 | 0.8 | 365 | 3.2375 | 0.48986 | 3 | 0.72734
82235 | 5.015 | 0.8 | 365 | 4.5864 | 0.19396 | 4 | 0.7804
82236 | 6.195 | 0.8 | 365 | 5.6656 | 0.35725 | 6 | 0.022849
81995 | 9.45 | 0.8 | 365 | 8.6424 | 0.32462 | 8 | 0.96706
82239 | 9.44 | 0.8 | 365 | 8.6333 | 0.30628 | 8 | 0.93958
82241 | 8.4 | 0.8 | 365 | 7.6822 | 0.39966 | 8 | 0.081829
82151 | 5.8 | 0.8 | 365 | 5.3044 | 0.6331 | 5 | 0.93745
82242 | 4.06 | 0.8 | 365 | 3.713 | 0.44317 | 4 | 0.15622
82271 | 5.61 | 0.8 | 365 | 5.1306 | 0.28477 | 5 | 0.41536
82273 | 5.7 | 0.8 | 365 | 5.2129 | 0.44977 | 5 | 0.66267
82280 | 12.753 | 0.8 | 365 | 11.6632 | 0.37998 | 12 | 0.043163
82282 | 6.7 | 0.8 | 365 | 6.1274 | 0.28306 | 6 | 0.41051
82283 | 8.1 | 0.8 | 365 | 7.4078 | 0.84967 | 8 | 0.25748
82285 | 10.05 | 0.8 | 365 | 9.1912 | 0.42459 | 9 | 0.61576
82286 | 13.5 | 0.8 | 365 | 12.3463 | 0.74945 | 13 | 0.095797
82288 | 6.84 | 0.8 | 365 | 6.2555 | 0.53972 | 6 | 0.7952
82287 | 12.685 | 0.8 | 365 | 11.601 | 0.25532 | 11 | 0.85631
82290 | 5.1 | 0.8 | 365 | 4.6642 | 0.34979 | 5 | 0.013968
82294 | 11.2 | 0.8 | 365 | 10.2429 | 0.53288 | 10 | 0.77577
82293 | 4.56 | 0.8 | 365 | 4.1703 | 0.35982 | 4 | 0.53014
82295 | 5.61 | 0.8 | 365 | 5.1306 | 0.28477 | 5 | 0.41536
82296 | 12.48 | 0.8 | 365 | 11.4135 | 0.87949 | 12 | 0.293
82298 | 5.8 | 0.8 | 365 | 5.3044 | 0.6331 | 5 | 0.93745
82299 | 5.13 | 0.8 | 365 | 4.6916 | 0.40479 | 5 | 0.096403
82304 | 12.24 | 0.8 | 365 | 11.194 | 0.4395 | 11 | 0.63352
82309 | 12.24 | 0.8 | 365 | 11.194 | 0.4395 | 11 | 0.63352
82314 | 8.4 | 0.8 | 365 | 7.6822 | 0.39966 | 8 | 0.081829
82316 | 6.96 | 0.8 | 365 | 6.3652 | 0.75972 | 7 | 0.12494
82315 | 9 | 0.8 | 365 | 8.2309 | 0.49964 | 8 | 0.73053
81915 | 8.37 | 0.8 | 365 | 7.6547 | 0.34466 | 7 | 0.99939
82321 | 8.1 | 0.8 | 365 | 7.4078 | 0.84967 | 8 | 0.25748
82325 | 4.95 | 0.8 | 365 | 4.527 | 0.074799 | 4 | 0.60179
82328 | 8.1 | 0.8 | 365 | 7.4078 | 0.84967 | 8 | 0.25748
82335 | 10.26 | 0.8 | 365 | 9.3832 | 0.80958 | 10 | 0.19281
82336 | 9.12 | 0.8 | 365 | 8.3406 | 0.71963 | 9 | 0.060272
82342 | 4.96 | 0.8 | 365 | 4.5361 | 0.093132 | 4 | 0.62927
82344 | 3.72 | 0.8 | 365 | 3.4021 | 0.81985 | 4 | 0.22195
82345 | 4.55 | 0.8 | 365 | 4.1612 | 0.34148 | 4 | 0.50266
82347 | 4.2 | 0.8 | 365 | 3.8411 | 0.69983 | 4 | 0.54091
82348 | 6.3 | 0.8 | 365 | 5.7616 | 0.54974 | 6 | 0.31137
82349 | 10.23 | 0.8 | 365 | 9.3558 | 0.75459 | 10 | 0.11037
82351 | 9.42 | 0.8 | 365 | 8.615 | 0.26962 | 8 | 0.88462
82350 | 7.75 | 0.8 | 365 | 7.0877 | 0.20802 | 7 | 0.29574
82355 | 9.3 | 0.8 | 365 | 8.5053 | 0.049623 | 8 | 0.55488
82357 | 11.16 | 0.8 | 365 | 10.2063 | 0.45955 | 10 | 0.66586
82360 | 8.265 | 0.8 | 365 | 7.5587 | 0.15216 | 7 | 0.71087
82362 | 10.89 | 0.8 | 365 | 9.9594 | 0.96456 | 10 | 0.92394
82363 | 9.57 | 0.8 | 365 | 8.7522 | 0.54461 | 9 | 0.2968
82361 | 10.26 | 0.8 | 365 | 9.3832 | 0.80958 | 10 | 0.19281
81969 | 7.54 | 0.8 | 365 | 6.8957 | 0.82303 | 7 | 0.71869
81379 | 7.975 | 0.8 | 365 | 7.2935 | 0.62051 | 7 | 0.914
82718 | 4.48 | 0.8 | 365 | 4.0972 | 0.21315 | 4 | 0.31031
82717 | 10.385 | 0.8 | 365 | 9.4975 | 0.038746 | 9 | 0.53629
82715 | 4.32 | 0.8 | 365 | 3.9508 | 0.91982 | 4 | 0.87065
82714 | 15.66 | 0.8 | 365 | 14.3218 | 0.70937 | 15 | 0.031124
82687 | 13 | 0.8 | 365 | 11.8891 | 0.83281 | 12 | 0.72188
82686 | 5.1 | 0.8 | 365 | 4.6642 | 0.34979 | 5 | 0.013968
82685 | 8.775 | 0.8 | 365 | 8.0251 | 0.087144 | 8 | 0.11227
82684 | 4.55 | 0.8 | 365 | 4.1612 | 0.34148 | 4 | 0.50266
82681 | 6.2 | 0.8 | 365 | 5.6702 | 0.36642 | 6 | 0.036588
82679 | 11.7 | 0.8 | 365 | 10.7002 | 0.44953 | 11 | 0.14969
82678 | 11.05 | 0.8 | 365 | 10.1057 | 0.25789 | 10 | 0.3636
82674 | 11.7 | 0.8 | 365 | 10.7002 | 0.44953 | 11 | 0.14969
82671 | 4.875 | 0.8 | 365 | 4.4584 | 0.9373 | 5 | 0.3957
82536 | 24.84 | 0.8 | 365 | 22.7173 | 0.53899 | 23 | 0.25627
82535 | 6.405 | 0.8 | 365 | 5.8577 | 0.74224 | 6 | 0.59989
82534 | 4.5 | 0.8 | 365 | 4.1154 | 0.24982 | 4 | 0.36527
82533 | 7.54 | 0.8 | 365 | 6.8957 | 0.82303 | 7 | 0.71869
82512 | 8.76 | 0.8 | 365 | 8.0114 | 0.059645 | 8 | 0.07105
82506 | 9.715 | 0.8 | 365 | 8.8848 | 0.81044 | 9 | 0.69523
82505 | 9.18 | 0.8 | 365 | 8.3955 | 0.82963 | 9 | 0.22514
82504 | 11.055 | 0.8 | 365 | 10.1103 | 0.26705 | 10 | 0.37734
82483 | 7.7 | 0.8 | 365 | 7.042 | 0.11635 | 7 | 0.15834
82843 | 11.1 | 0.8 | 365 | 10.1514 | 0.34955 | 10 | 0.50099
82842 | 8.96 | 0.8 | 365 | 8.1943 | 0.4263 | 8 | 0.62062
82617 | 10.005 | 0.8 | 365 | 9.15 | 0.34209 | 9 | 0.49211
82841 | 7.75 | 0.8 | 365 | 7.0877 | 0.20802 | 7 | 0.29574
82840 | 3.72 | 0.8 | 365 | 3.4021 | 0.81985 | 4 | 0.22195
82376 | 7.92 | 0.8 | 365 | 7.2432 | 0.51968 | 7 | 0.76287
82378 | 7.92 | 0.8 | 365 | 7.2432 | 0.51968 | 7 | 0.76287
82379 | 12.15 | 0.8 | 365 | 11.1117 | 0.27451 | 11 | 0.38622
82380 | 5.886 | 0.8 | 365 | 5.383 | 0.79076 | 6 | 0.17377
82381 | 6.03 | 0.8 | 365 | 5.5147 | 0.054756 | 5 | 0.56946
82382 | 9.45 | 0.8 | 365 | 8.6424 | 0.32462 | 8 | 0.96706
82384 | 11.055 | 0.8 | 365 | 10.1103 | 0.26705 | 10 | 0.37734
82829 | 8 | 0.8 | 365 | 7.3164 | 0.66634 | 7 | 0.98269
82828 | 7.035 | 0.8 | 365 | 6.4338 | 0.89721 | 7 | 0.33103
82827 | 10.56 | 0.8 | 365 | 9.6576 | 0.35957 | 10 | 0.017157
82826 | 11.2 | 0.8 | 365 | 10.2429 | 0.53288 | 10 | 0.77577
82825 | 11.055 | 0.8 | 365 | 10.1103 | 0.26705 | 10 | 0.37734
82824 | 11.16 | 0.8 | 365 | 10.2063 | 0.45955 | 10 | 0.66586
82861 | 4.34 | 0.8 | 365 | 3.9691 | 0.95649 | 4 | 0.92561
82343 | 7.13 | 0.8 | 365 | 6.5207 | 0.071378 | 6 | 0.59208
82860 | 6.6 | 0.8 | 365 | 6.036 | 0.099732 | 6 | 0.13572
82839 | 4.251 | 0.8 | 365 | 3.8877 | 0.79333 | 4 | 0.68105
82838 | 12.4 | 0.8 | 365 | 11.3403 | 0.73283 | 12 | 0.073176
82837 | 10.137 | 0.8 | 365 | 9.2707 | 0.58409 | 9 | 0.85482
82836 | 23.36 | 0.8 | 365 | 21.3637 | 0.82572 | 22 | 0.18947
82835 | 9.6 | 0.8 | 365 | 8.7796 | 0.59961 | 9 | 0.37923
82377 | 7.37 | 0.8 | 365 | 6.7402 | 0.51137 | 7 | 0.25156
82834 | 8.45 | 0.8 | 365 | 7.7279 | 0.49132 | 8 | 0.21922
82833 | 10.44 | 0.8 | 365 | 9.5478 | 0.13958 | 9 | 0.68742
82832 | 11.16 | 0.8 | 365 | 10.2063 | 0.45955 | 10 | 0.66586
82831 | 8.12 | 0.8 | 365 | 7.4261 | 0.88634 | 8 | 0.31243
82830 | 11.22 | 0.8 | 365 | 10.2612 | 0.56955 | 10 | 0.83073
82719 | 5.525 | 0.8 | 365 | 5.0529 | 0.12894 | 5 | 0.1818
82688 | 8.235 | 0.8 | 365 | 7.5313 | 0.097166 | 7 | 0.62844
82863 | 8.58 | 0.8 | 365 | 7.8468 | 0.72965 | 8 | 0.57644
82482 | 14.4 | 0.8 | 365 | 13.1694 | 0.39942 | 13 | 0.56885
82445 | 12.54 | 0.8 | 365 | 11.4684 | 0.98949 | 12 | 0.45787
82444 | 11.2 | 0.8 | 365 | 10.2429 | 0.53288 | 10 | 0.77577
82442 | 12.3 | 0.8 | 365 | 11.2489 | 0.5495 | 11 | 0.79839
82439 | 8.7 | 0.8 | 365 | 7.9565 | 0.94965 | 8 | 0.90618
82418 | 13.065 | 0.8 | 365 | 11.9485 | 0.95197 | 12 | 0.90049
82417 | 4.38 | 0.8 | 365 | 4.0057 | 0.029822 | 4 | 0.035525
82416 | 8.06 | 0.8 | 365 | 7.3712 | 0.77634 | 8 | 0.14756
82415 | 10.725 | 0.8 | 365 | 9.8085 | 0.66207 | 10 | 0.47055
82413 | 12 | 0.8 | 365 | 10.9745 | 0.99951 | 11 | 0.97404
82412 | 6.3 | 0.8 | 365 | 5.7616 | 0.54974 | 6 | 0.31137
82410 | 14.835 | 0.8 | 365 | 13.5673 | 0.1969 | 13 | 0.76416
82409 | 15.9 | 0.8 | 365 | 14.5412 | 0.14936 | 14 | 0.69061
82407 | 7.2 | 0.8 | 365 | 6.5847 | 0.19971 | 6 | 0.78442
82864 | 10.4 | 0.8 | 365 | 9.5113 | 0.066245 | 9 | 0.5775
82865 | 5.61 | 0.8 | 365 | 5.1306 | 0.28477 | 5 | 0.41536
82867 | 10.2 | 0.8 | 365 | 9.3283 | 0.69959 | 10 | 0.027935
82877 | 12.73 | 0.8 | 365 | 11.6421 | 0.33782 | 11 | 0.97996
82878 | 9.8 | 0.8 | 365 | 8.9625 | 0.96627 | 9 | 0.9288
82880 | 6.7 | 0.8 | 365 | 6.1274 | 0.28306 | 6 | 0.41051
82664 | 13.395 | 0.8 | 365 | 12.2503 | 0.55696 | 12 | 0.80727
82704 | 4.93 | 0.8 | 365 | 4.5087 | 0.038134 | 4 | 0.54684
82697 | 4.35 | 0.8 | 365 | 3.9783 | 0.97482 | 4 | 0.95309
82660 | 6.96 | 0.8 | 365 | 6.3652 | 0.75972 | 7 | 0.12494
82663 | 5.8 | 0.8 | 365 | 5.3044 | 0.6331 | 5 | 0.93745
82661 | 3.19 | 0.8 | 365 | 2.9174 | 0.8482 | 3 | 0.7656
82665 | 2.32 | 0.8 | 365 | 2.1217 | 0.25324 | 2 | 0.37498
82658 | 2.61 | 0.8 | 365 | 2.387 | 0.78489 | 3 | 0.17185
82667 | 11.48 | 0.8 | 365 | 10.499 | 0.046201 | 10 | 0.54517
82652 | 4.06 | 0.8 | 365 | 3.713 | 0.44317 | 4 | 0.15622
82147 | 7.83 | 0.8 | 365 | 7.1609 | 0.35468 | 7 | 0.51556
82668 | 10.71 | 0.8 | 365 | 9.7948 | 0.63457 | 10 | 0.42933
82662 | 11.6 | 0.8 | 365 | 10.6087 | 0.2662 | 10 | 0.87491
82390 | 7.41 | 0.8 | 365 | 6.7768 | 0.5847 | 7 | 0.36147
82391 | 4.95 | 0.8 | 365 | 4.527 | 0.074799 | 4 | 0.60179
82423 | 7.59 | 0.8 | 365 | 6.9414 | 0.91469 | 7 | 0.85608
82422 | 6.7 | 0.8 | 365 | 6.1274 | 0.28306 | 6 | 0.41051
82425 | 15.36 | 0.8 | 365 | 14.0474 | 0.15938 | 14 | 0.20677
82426 | 9.57 | 0.8 | 365 | 8.7522 | 0.54461 | 9 | 0.2968
82427 | 12.76 | 0.8 | 365 | 11.6696 | 0.39282 | 12 | 0.062398
82428 | 10.8 | 0.8 | 365 | 9.8771 | 0.79956 | 10 | 0.67664
82431 | 8.68 | 0.8 | 365 | 7.9382 | 0.91298 | 8 | 0.85122
82432 | 5.85 | 0.8 | 365 | 5.3501 | 0.72476 | 6 | 0.074845
82434 | 9.8 | 0.8 | 365 | 8.9625 | 0.96627 | 9 | 0.9288
82436 | 12.6 | 0.8 | 365 | 11.5233 | 0.099489 | 11 | 0.62274
82437 | 10.8 | 0.8 | 365 | 9.8771 | 0.79956 | 10 | 0.67664
82438 | 12.18 | 0.8 | 365 | 11.1391 | 0.32951 | 11 | 0.46865
82440 | 13.32 | 0.8 | 365 | 12.1817 | 0.41946 | 12 | 0.60119
82443 | 8.26 | 0.8 | 365 | 7.5541 | 0.143 | 7 | 0.69713
82447 | 9.28 | 0.8 | 365 | 8.487 | 0.012957 | 8 | 0.49993
82448 | 11.1 | 0.8 | 365 | 10.1514 | 0.34955 | 10 | 0.50099
82449 | 7 | 0.8 | 365 | 6.4018 | 0.83305 | 7 | 0.23486
82450 | 5.76 | 0.8 | 365 | 5.2678 | 0.55977 | 5 | 0.82754
82451 | 9.3 | 0.8 | 365 | 8.5053 | 0.049623 | 8 | 0.55488
82457 | 9.9 | 0.8 | 365 | 9.054 | 0.1496 | 9 | 0.20358
82588 | 4.06 | 0.8 | 365 | 3.713 | 0.44317 | 4 | 0.15622
82460 | 7.83 | 0.8 | 365 | 7.1609 | 0.35468 | 7 | 0.51556
82461 | 3.84 | 0.8 | 365 | 3.5118 | 0.039844 | 3 | 0.55169
82462 | 7.7 | 0.8 | 365 | 7.042 | 0.11635 | 7 | 0.15834
82463 | 11.285 | 0.8 | 365 | 10.3206 | 0.68871 | 11 | 0.0093383
82466 | 10.325 | 0.8 | 365 | 9.4427 | 0.92875 | 10 | 0.37141
82467 | 8.12 | 0.8 | 365 | 7.4261 | 0.88634 | 8 | 0.31243
82468 | 8.99 | 0.8 | 365 | 8.2218 | 0.4813 | 8 | 0.70305
82469 | 7.54 | 0.8 | 365 | 6.8957 | 0.82303 | 7 | 0.71869
82470 | 6.96 | 0.8 | 365 | 6.3652 | 0.75972 | 7 | 0.12494
82472 | 8.99 | 0.8 | 365 | 8.2218 | 0.4813 | 8 | 0.70305
82473 | 12.71 | 0.8 | 365 | 11.6239 | 0.30115 | 11 | 0.92501
82548 | 7.08 | 0.8 | 365 | 6.475 | 0.97971 | 7 | 0.45468
82063 | 2.2 | 0.8 | 365 | 2.012 | 0.033244 | 2 | 0.045241
81889 | 11.8 | 0.8 | 365 | 10.7916 | 0.63286 | 11 | 0.42447
82441 | 27 | 0.6 | 365 | 18.5195 | 0.12418 | 18 | 0.6437
82478 | 3.015 | 0.8 | 365 | 2.7574 | 0.52738 | 3 | 0.28473
82477 | 14.79 | 0.8 | 365 | 13.5261 | 0.1144 | 13 | 0.64051
81691 | 12.39 | 0.8 | 365 | 11.3312 | 0.7145 | 12 | 0.045698
82480 | 6.7 | 0.8 | 365 | 6.1274 | 0.28306 | 6 | 0.41051
80989 | 12.8 | 0.8 | 365 | 11.7062 | 0.46615 | 12 | 0.17231
82484 | 5.2 | 0.8 | 365 | 4.7556 | 0.53312 | 5 | 0.28875
81953 | 10.15 | 0.8 | 365 | 9.2826 | 0.60792 | 9 | 0.89054
82486 | 9.455 | 0.8 | 365 | 8.647 | 0.33378 | 8 | 0.9808
81699 | 4.35 | 0.8 | 365 | 3.9783 | 0.97482 | 4 | 0.95309
81745 | 10.03 | 0.8 | 365 | 9.1729 | 0.38793 | 9 | 0.5608
82487 | 7.425 | 0.8 | 365 | 6.7905 | 0.6122 | 7 | 0.40269
81718 | 6.1 | 0.8 | 365 | 5.5787 | 0.18309 | 5 | 0.7618
81727 | 15.4 | 0.8 | 365 | 14.084 | 0.23271 | 14 | 0.31669
81730 | 13.65 | 0.8 | 365 | 12.4835 | 0.024447 | 12 | 0.50797
81768 | 5.12 | 0.8 | 365 | 4.6825 | 0.38646 | 5 | 0.068924
82023 | 8.85 | 0.8 | 365 | 8.0937 | 0.22464 | 8 | 0.31836
81874 | 5.355 | 0.8 | 365 | 4.8974 | 0.81728 | 5 | 0.71467
81876 | 9 | 0.8 | 365 | 8.2309 | 0.49964 | 8 | 0.73053
82064 | 6.38 | 0.8 | 365 | 5.8348 | 0.69641 | 6 | 0.5312
81963 | 7.25 | 0.8 | 365 | 6.6304 | 0.29137 | 6 | 0.92182
81965 | 9.765 | 0.8 | 365 | 8.9305 | 0.9021 | 9 | 0.83263
82080 | 7.68 | 0.8 | 365 | 7.0237 | 0.079689 | 7 | 0.10339
82082 | 9.36 | 0.8 | 365 | 8.5601 | 0.15962 | 8 | 0.71975
82085 | 10.725 | 0.8 | 365 | 9.8085 | 0.66207 | 10 | 0.47055
82365 | 9.6 | 0.8 | 365 | 8.7796 | 0.59961 | 9 | 0.37923
82352 | 3.48 | 0.8 | 365 | 3.1826 | 0.37986 | 3 | 0.56247
82120 | 12.06 | 0.8 | 365 | 11.0294 | 0.10951 | 11 | 0.13891
82489 | 11.825 | 0.8 | 365 | 10.8145 | 0.67869 | 11 | 0.49317
82178 | 7.875 | 0.8 | 365 | 7.202 | 0.43718 | 7 | 0.63921
82492 | 8.58 | 0.8 | 365 | 7.8468 | 0.72965 | 8 | 0.57644
82491 | 9.86 | 0.8 | 365 | 9.0174 | 0.076267 | 9 | 0.093671
82494 | 8.835 | 0.8 | 365 | 8.08 | 0.19714 | 8 | 0.27714
82495 | 10.88 | 0.8 | 365 | 9.9502 | 0.94623 | 10 | 0.89646
82496 | 4.845 | 0.8 | 365 | 4.431 | 0.8823 | 5 | 0.31327
82497 | 6.21 | 0.8 | 365 | 5.6793 | 0.38475 | 6 | 0.064067
82499 | 11.52 | 0.8 | 365 | 10.5355 | 0.11953 | 10 | 0.65508
82508 | 8.1 | 0.8 | 365 | 7.4078 | 0.84967 | 8 | 0.25748
82510 | 13.63 | 0.8 | 365 | 12.4652 | 0.98778 | 13 | 0.45302
82511 | 12.9 | 0.8 | 365 | 11.7976 | 0.64948 | 12 | 0.44709
81380 | 10.545 | 0.8 | 365 | 9.6439 | 0.33207 | 9 | 0.97594
82247 | 10.73 | 0.8 | 365 | 9.8131 | 0.67123 | 10 | 0.48429
82248 | 6.84 | 0.8 | 365 | 6.2555 | 0.53972 | 6 | 0.7952
82249 | 5.9 | 0.8 | 365 | 5.3958 | 0.81643 | 6 | 0.21224
82250 | 9.12 | 0.8 | 365 | 8.3406 | 0.71963 | 9 | 0.060272
82251 | 8.28 | 0.8 | 365 | 7.5724 | 0.17966 | 7 | 0.75209
82252 | 4.8 | 0.8 | 365 | 4.3898 | 0.79981 | 5 | 0.18962
82254 | 8.75 | 0.8 | 365 | 8.0023 | 0.041312 | 8 | 0.043572
82513 | 9.75 | 0.8 | 365 | 8.9168 | 0.8746 | 9 | 0.79141
82258 | 5.95 | 0.8 | 365 | 5.4415 | 0.90809 | 6 | 0.34963
82260 | 4.68 | 0.8 | 365 | 4.2801 | 0.57981 | 4 | 0.85988
82264 | 9.45 | 0.8 | 365 | 8.6424 | 0.32462 | 8 | 0.96706
82266 | 10.15 | 0.8 | 365 | 9.2826 | 0.60792 | 9 | 0.89054
82518 | 9.28 | 0.8 | 365 | 8.487 | 0.012957 | 8 | 0.49993
82268 | 6.3 | 0.8 | 365 | 5.7616 | 0.54974 | 6 | 0.31137
82277 | 11.2 | 0.8 | 365 | 10.2429 | 0.53288 | 10 | 0.77577
82279 | 14.388 | 0.8 | 365 | 13.1585 | 0.37742 | 13 | 0.53588
82281 | 6.3 | 0.8 | 365 | 5.7616 | 0.54974 | 6 | 0.31137
82284 | 8.96 | 0.8 | 365 | 8.1943 | 0.4263 | 8 | 0.62062
82291 | 7.705 | 0.8 | 365 | 7.0466 | 0.12552 | 7 | 0.17208
82367 | 6.36 | 0.8 | 365 | 5.8165 | 0.65974 | 6 | 0.47624
82370 | 5.31 | 0.8 | 365 | 4.8562 | 0.73478 | 5 | 0.59101
82522 | 8.32 | 0.8 | 365 | 7.609 | 0.253 | 7 | 0.862
82371 | 5.4 | 0.8 | 365 | 4.9385 | 0.89978 | 5 | 0.83832
82372 | 24.65 | 0.8 | 365 | 22.5435 | 0.19067 | 22 | 0.73418
82523 | 12.8 | 0.8 | 365 | 11.7062 | 0.46615 | 12 | 0.17231
82374 | 3.1 | 0.8 | 365 | 2.8351 | 0.68321 | 3 | 0.51829
82524 | 10.665 | 0.8 | 365 | 9.7536 | 0.55207 | 10 | 0.30568
82375 | 8.75 | 0.8 | 365 | 8.0023 | 0.041312 | 8 | 0.043572
82400 | 8.91 | 0.8 | 365 | 8.1486 | 0.33464 | 8 | 0.48323
82401 | 5.8 | 0.8 | 365 | 5.3044 | 0.6331 | 5 | 0.93745
82405 | 15.37 | 0.8 | 365 | 14.0565 | 0.17771 | 14 | 0.23425
82408 | 5.51 | 0.8 | 365 | 5.0391 | 0.10144 | 5 | 0.14058
82474 | 13.275 | 0.8 | 365 | 12.1406 | 0.33696 | 12 | 0.47753
82475 | 11.21 | 0.8 | 365 | 10.252 | 0.55121 | 10 | 0.80325
82528 | 8.4 | 0.8 | 365 | 7.6822 | 0.39966 | 8 | 0.081829
82526 | 12.099 | 0.8 | 365 | 11.0651 | 0.18101 | 11 | 0.24608
82529 | 9.1 | 0.8 | 365 | 8.3224 | 0.68296 | 9 | 0.0053149
82531 | 9.72 | 0.8 | 365 | 8.8894 | 0.81961 | 9 | 0.70897
82532 | 14.4 | 0.8 | 365 | 13.1694 | 0.39942 | 13 | 0.56885
82547 | 6.84 | 0.8 | 365 | 6.2555 | 0.53972 | 6 | 0.7952
82557 | 8.835 | 0.8 | 365 | 8.08 | 0.19714 | 8 | 0.27714
82560 | 9.9 | 0.8 | 365 | 9.054 | 0.1496 | 9 | 0.20358
82559 | 7.54 | 0.8 | 365 | 6.8957 | 0.82303 | 7 | 0.71869
82564 | 7.15 | 0.8 | 365 | 6.539 | 0.10804 | 6 | 0.64703
82568 | 6.38 | 0.8 | 365 | 5.8348 | 0.69641 | 6 | 0.5312
82570 | 9.1 | 0.8 | 365 | 8.3224 | 0.68296 | 9 | 0.0053149
82571 | 10.5 | 0.8 | 365 | 9.6027 | 0.24957 | 9 | 0.85229
82573 | 10.15 | 0.8 | 365 | 9.2826 | 0.60792 | 9 | 0.89054
82575 | 8.41 | 0.8 | 365 | 7.6913 | 0.41799 | 8 | 0.10931
82576 | 10.5 | 0.8 | 365 | 9.6027 | 0.24957 | 9 | 0.85229
82578 | 9.145 | 0.8 | 365 | 8.3635 | 0.76546 | 9 | 0.12897
82580 | 9.12 | 0.8 | 365 | 8.3406 | 0.71963 | 9 | 0.060272
82579 | 7.83 | 0.8 | 365 | 7.1609 | 0.35468 | 7 | 0.51556
82581 | 4.2 | 0.8 | 365 | 3.8411 | 0.69983 | 4 | 0.54091
82583 | 7.83 | 0.8 | 365 | 7.1609 | 0.35468 | 7 | 0.51556
82585 | 9.12 | 0.8 | 365 | 8.3406 | 0.71963 | 9 | 0.060272
82988 | 5.695 | 0.8 | 365 | 5.2083 | 0.4406 | 5 | 0.64893
82987 | 12.095 | 0.8 | 365 | 11.0614 | 0.17368 | 11 | 0.23509
82966 | 10.26 | 0.8 | 365 | 9.3832 | 0.80958 | 10 | 0.19281
82965 | 6.84 | 0.8 | 365 | 6.2555 | 0.53972 | 6 | 0.7952
82823 | 4.95 | 0.8 | 365 | 4.527 | 0.074799 | 4 | 0.60179
82822 | 4.95 | 0.8 | 365 | 4.527 | 0.074799 | 4 | 0.60179
82821 | 6.84 | 0.8 | 365 | 6.2555 | 0.53972 | 6 | 0.7952
82820 | 11.4 | 0.8 | 365 | 10.4258 | 0.89954 | 11 | 0.32534
82819 | 5.61 | 0.8 | 365 | 5.1306 | 0.28477 | 5 | 0.41536
82818 | 8.265 | 0.8 | 365 | 7.5587 | 0.15216 | 7 | 0.71087
82817 | 4.95 | 0.8 | 365 | 4.527 | 0.074799 | 4 | 0.60179
82816 | 6.84 | 0.8 | 365 | 6.2555 | 0.53972 | 6 | 0.7952
82815 | 7.26 | 0.8 | 365 | 6.6396 | 0.30971 | 6 | 0.9493
82814 | 6.93 | 0.8 | 365 | 6.3378 | 0.70472 | 7 | 0.042509
82813 | 5.61 | 0.8 | 365 | 5.1306 | 0.28477 | 5 | 0.41536
82647 | 6.555 | 0.8 | 365 | 5.9948 | 0.017234 | 6 | 0.01207
82646 | 11.115 | 0.8 | 365 | 10.1652 | 0.37705 | 10 | 0.54221
82635 | 3.42 | 0.8 | 365 | 3.1277 | 0.26986 | 3 | 0.3976
82633 | 11.88 | 0.8 | 365 | 10.8648 | 0.77952 | 11 | 0.6443
82593 | 3.245 | 0.8 | 365 | 2.9677 | 0.94904 | 3 | 0.91673
82385 | 3.1 | 0.8 | 365 | 2.8351 | 0.68321 | 3 | 0.51829
80868 | 1.89 | 0.8 | 365 | 1.7285 | 0.46492 | 2 | 0.19341
82992 | 7.2 | 0.8 | 365 | 6.5847 | 0.19971 | 6 | 0.78442
82991 | 11.505 | 0.8 | 365 | 10.5218 | 0.092034 | 10 | 0.61386
82990 | 11.89 | 0.8 | 365 | 10.8739 | 0.79785 | 11 | 0.67178
82989 | 6 | 0.8 | 365 | 5.4873 | 0.99976 | 6 | 0.48702
82591 | 8.06 | 0.8 | 365 | 7.3712 | 0.77634 | 8 | 0.14756
82586 | 9.145 | 0.8 | 365 | 8.3635 | 0.76546 | 9 | 0.12897
82994 | 9.44 | 0.8 | 365 | 8.6333 | 0.30628 | 8 | 0.93958
82995 | 3.54 | 0.8 | 365 | 3.2375 | 0.48986 | 3 | 0.72734
82999 | 12.095 | 0.8 | 365 | 11.0614 | 0.17368 | 11 | 0.23509
83000 | 7.08 | 0.8 | 365 | 6.475 | 0.97971 | 7 | 0.45468
83001 | 7.08 | 0.8 | 365 | 6.475 | 0.97971 | 7 | 0.45468
83004 | 11.21 | 0.8 | 365 | 10.252 | 0.55121 | 10 | 0.80325
82998 | 8.555 | 0.8 | 365 | 7.8239 | 0.68382 | 8 | 0.50774
83002 | 7.375 | 0.8 | 365 | 6.7448 | 0.52053 | 7 | 0.2653
82996 | 8.12 | 0.8 | 365 | 7.4261 | 0.88634 | 8 | 0.31243
83035 | 9.405 | 0.8 | 365 | 8.6013 | 0.24212 | 8 | 0.84341
83034 | 5.28 | 0.8 | 365 | 4.8288 | 0.67979 | 5 | 0.50858
83033 | 4.845 | 0.8 | 365 | 4.431 | 0.8823 | 5 | 0.31327
83006 | 5.31 | 0.8 | 365 | 4.8562 | 0.73478 | 5 | 0.59101
83032 | 6.6 | 0.8 | 365 | 6.036 | 0.099732 | 6 | 0.13572
83031 | 8.835 | 0.8 | 365 | 8.08 | 0.19714 | 8 | 0.27714
83009 | 7.67 | 0.8 | 365 | 7.0146 | 0.061356 | 7 | 0.075908
83008 | 12.18 | 0.8 | 365 | 11.1391 | 0.32951 | 11 | 0.46865
81984 | 85 | 0.6 | 365 | 58.3022 | 0.87242 | 59 | 0.1746
82520 | 9.72 | 0.8 | 365 | 8.8894 | 0.81961 | 9 | 0.70897
82393 | 4.13 | 0.8 | 365 | 3.7771 | 0.5715 | 4 | 0.34857
82383 | 11.055 | 0.8 | 365 | 10.1103 | 0.26705 | 10 | 0.37734
82430 | 5.8 | 0.8 | 365 | 5.3044 | 0.6331 | 5 | 0.93745
82326 | 7.625 | 0.8 | 365 | 6.9734 | 0.97886 | 7 | 0.95226
82332 | 4.93 | 0.8 | 365 | 4.5087 | 0.038134 | 4 | 0.54684
82066 | 24.75 | 0.8 | 365 | 22.635 | 0.374 | 23 | 0.0089608
82488 | 13.72 | 0.8 | 365 | 12.5475 | 0.15278 | 12 | 0.70032
82490 | 6.72 | 0.8 | 365 | 6.1457 | 0.31973 | 6 | 0.46546
82289 | 6.625 | 0.8 | 365 | 6.0589 | 0.14556 | 6 | 0.20442
82318 | 6.49 | 0.8 | 365 | 5.9354 | 0.89807 | 6 | 0.83346
82324 | 8.12 | 0.8 | 365 | 7.4261 | 0.88634 | 8 | 0.31243
82339 | 12.025 | 0.8 | 365 | 10.9974 | 0.045346 | 11 | 0.042738
82340 | 13 | 0.8 | 365 | 11.8891 | 0.83281 | 12 | 0.72188
82353 | 7.015 | 0.8 | 365 | 6.4155 | 0.86055 | 7 | 0.27608
82320 | 23.36 | 0.8 | 365 | 21.3637 | 0.82572 | 22 | 0.18947
82389 | 12.775 | 0.8 | 365 | 11.6833 | 0.42032 | 12 | 0.10362
82481 | 3.285 | 0.8 | 365 | 3.0043 | 0.022367 | 3 | 0.026644
82331 | 10.05 | 0.8 | 365 | 9.1912 | 0.42459 | 9 | 0.61576
82424 | 12.96 | 0.8 | 365 | 11.8525 | 0.75947 | 12 | 0.61196
81698 | 9.735 | 0.8 | 365 | 8.9031 | 0.84711 | 9 | 0.75019
81863 | 4.2 | 0.8 | 365 | 3.8411 | 0.69983 | 4 | 0.54091
82403 | 6.38 | 0.8 | 365 | 5.8348 | 0.69641 | 6 | 0.5312
82592 | 4.72 | 0.8 | 365 | 4.3166 | 0.65314 | 4 | 0.96979
82584 | 14.82 | 0.8 | 365 | 13.5535 | 0.1694 | 13 | 0.72294
82455 | 9.45 | 0.8 | 365 | 8.6424 | 0.32462 | 8 | 0.96706
82459 | 9.6 | 0.8 | 365 | 8.7796 | 0.59961 | 9 | 0.37923
82476 | 6.67 | 0.8 | 365 | 6.1 | 0.22806 | 6 | 0.32807
82346 | 16.74 | 0.8 | 365 | 15.3095 | 0.68932 | 15 | 0.99879
82215 | 6.93 | 0.8 | 365 | 6.3378 | 0.70472 | 7 | 0.042509
82226 | 5.61 | 0.8 | 365 | 5.1306 | 0.28477 | 5 | 0.41536
82356 | 6 | 0.8 | 365 | 5.4873 | 0.99976 | 6 | 0.48702
82386 | 12.06 | 0.8 | 365 | 11.0294 | 0.10951 | 11 | 0.13891
82270 | 7.41 | 0.8 | 365 | 6.7768 | 0.5847 | 7 | 0.36147
82577 | 3.77 | 0.8 | 365 | 3.4478 | 0.91151 | 4 | 0.35934
82597 | 3.965 | 0.8 | 365 | 3.6262 | 0.26901 | 3 | 0.89517
82599 | 5.1 | 0.8 | 365 | 4.6642 | 0.34979 | 5 | 0.013968
82600 | 11.39 | 0.8 | 365 | 10.4167 | 0.8812 | 11 | 0.29786
82602 | 7.68 | 0.8 | 365 | 7.0237 | 0.079689 | 7 | 0.10339
82604 | 8.04 | 0.8 | 365 | 7.3529 | 0.73967 | 8 | 0.092608
82605 | 12 | 0.8 | 365 | 10.9745 | 0.99951 | 11 | 0.97404
82607 | 13.6 | 0.8 | 365 | 12.4378 | 0.93278 | 13 | 0.37058
82616 | 5.76 | 0.8 | 365 | 5.2678 | 0.55977 | 5 | 0.82754
82620 | 4.48 | 0.8 | 365 | 4.0972 | 0.21315 | 4 | 0.31031
82622 | 10.08 | 0.8 | 365 | 9.2186 | 0.47959 | 9 | 0.69819
82329 | 9.28 | 0.8 | 365 | 8.487 | 0.012957 | 8 | 0.49993
82330 | 11.59 | 0.8 | 365 | 10.5996 | 0.24786 | 10 | 0.84743
82337 | 10.83 | 0.8 | 365 | 9.9045 | 0.85456 | 10 | 0.75907
82589 | 5.22 | 0.8 | 365 | 4.7739 | 0.56979 | 5 | 0.34371
82319 | 4.2 | 0.8 | 365 | 3.8411 | 0.69983 | 4 | 0.54091
82322 | 7.98 | 0.8 | 365 | 7.2981 | 0.62968 | 7 | 0.92774
82327 | 4.35 | 0.8 | 365 | 3.9783 | 0.97482 | 4 | 0.95309
82868 | 15.41 | 0.8 | 365 | 14.0931 | 0.25104 | 14 | 0.34417
82221 | 4.64 | 0.8 | 365 | 4.2435 | 0.50648 | 4 | 0.74996
82223 | 6.27 | 0.8 | 365 | 5.7342 | 0.49475 | 6 | 0.22894
82224 | 11.97 | 0.8 | 365 | 10.9471 | 0.94451 | 11 | 0.89161
82398 | 5.76 | 0.8 | 365 | 5.2678 | 0.55977 | 5 | 0.82754
83051 | 9.3 | 0.8 | 365 | 8.5053 | 0.049623 | 8 | 0.55488
83048 | 5.7 | 0.8 | 365 | 5.2129 | 0.44977 | 5 | 0.66267
82587 | 4.06 | 0.8 | 365 | 3.713 | 0.44317 | 4 | 0.15622
82446 | 7.5 | 0.8 | 365 | 6.8591 | 0.7497 | 7 | 0.60878
79731 | 3.48 | 0.8 | 365 | 3.1826 | 0.37986 | 3 | 0.56247
81540 | 24.12 | 0.8 | 365 | 22.0588 | 0.21902 | 22 | 0.27782
82519 | 7.36 | 0.8 | 365 | 6.731 | 0.49304 | 7 | 0.22408
82388 | 10.89 | 0.8 | 365 | 9.9594 | 0.96456 | 10 | 0.92394
81713 | 4.64 | 0.8 | 365 | 4.2435 | 0.50648 | 4 | 0.74996
82566 | 4.06 | 0.8 | 365 | 3.713 | 0.44317 | 4 | 0.15622
49776 | 13.08 | 0.8 | 365 | 11.9622 | 0.97947 | 12 | 0.94171
82262 | 5.22 | 0.8 | 365 | 4.7739 | 0.56979 | 5 | 0.34371
82471 | 4.64 | 0.8 | 365 | 4.2435 | 0.50648 | 4 | 0.74996
82399 | 8.37 | 0.8 | 365 | 7.6547 | 0.34466 | 7 | 0.99939
82135 | 8.1 | 0.8 | 365 | 7.4078 | 0.84967 | 8 | 0.25748
82682 | 6.46 | 0.8 | 365 | 5.908 | 0.84307 | 6 | 0.75103
82107 | 2.17 | 0.8 | 365 | 1.9846 | 0.97825 | 2 | 0.96281
82128 | 8.96 | 0.8 | 365 | 8.1943 | 0.4263 | 8 | 0.62062
81329 | 5.6 | 0.8 | 365 | 5.1214 | 0.26644 | 5 | 0.38789
82136 | 5.4 | 0.8 | 365 | 4.9385 | 0.89978 | 5 | 0.83832
82354 | 4.38 | 0.8 | 365 | 4.0057 | 0.029822 | 4 | 0.035525
82127 | 8.96 | 0.8 | 365 | 8.1943 | 0.4263 | 8 | 0.62062
82129 | 8.96 | 0.8 | 365 | 8.1943 | 0.4263 | 8 | 0.62062
82022 | 2.9 | 0.8 | 365 | 2.6522 | 0.31655 | 2 | 0.96873
82623 | 13.2 | 0.8 | 365 | 12.072 | 0.19946 | 12 | 0.27145
82625 | 3.2 | 0.8 | 365 | 2.9265 | 0.86654 | 3 | 0.79308
82626 | 3.3 | 0.8 | 365 | 3.018 | 0.049866 | 3 | 0.067861
82627 | 6.7 | 0.8 | 365 | 6.1274 | 0.28306 | 6 | 0.41051
82630 | 3.48 | 0.8 | 365 | 3.1826 | 0.37986 | 3 | 0.56247
82631 | 5.31 | 0.8 | 365 | 4.8562 | 0.73478 | 5 | 0.59101
82243 | 10.15 | 0.8 | 365 | 9.2826 | 0.60792 | 9 | 0.89054
82240 | 6.96 | 0.8 | 365 | 6.3652 | 0.75972 | 7 | 0.12494
82634 | 2.065 | 0.8 | 365 | 1.8885 | 0.78575 | 2 | 0.67428
82525 | 18.65 | 0.8 | 365 | 17.0562 | 0.19091 | 17 | 0.24716
82276 | 7 | 0.8 | 365 | 6.4018 | 0.83305 | 7 | 0.23486
82636 | 6.12 | 0.8 | 365 | 5.597 | 0.21975 | 5 | 0.81676
82637 | 4.13 | 0.8 | 365 | 3.7771 | 0.5715 | 4 | 0.34857
82638 | 8.26 | 0.8 | 365 | 7.5541 | 0.143 | 7 | 0.69713
82642 | 5.605 | 0.8 | 365 | 5.126 | 0.27561 | 5 | 0.40163
82644 | 3.54 | 0.8 | 365 | 3.2375 | 0.48986 | 3 | 0.72734
82641 | 5.22 | 0.8 | 365 | 4.7739 | 0.56979 | 5 | 0.34371
82643 | 6.38 | 0.8 | 365 | 5.8348 | 0.69641 | 6 | 0.5312
82645 | 6.75 | 0.8 | 365 | 6.1732 | 0.37473 | 6 | 0.5479
82649 | 3.9 | 0.8 | 365 | 3.5667 | 0.14984 | 3 | 0.71656
82650 | 10.44 | 0.8 | 365 | 9.5478 | 0.13958 | 9 | 0.68742
82651 | 12.54 | 0.8 | 365 | 11.4684 | 0.98949 | 12 | 0.45787
82653 | 9.48 | 0.8 | 365 | 8.6699 | 0.37962 | 9 | 0.049493
82654 | 6.72 | 0.8 | 365 | 6.1457 | 0.31973 | 6 | 0.46546
82657 | 10.545 | 0.8 | 365 | 9.6439 | 0.33207 | 9 | 0.97594
81668 | 94.05 | 0.6 | 365 | 64.5096 | 0.31589 | 64 | 0.82554
52727 | 1760.76 | 1 | 365 | 2012.8656 | 0.98579 | 2013 | 0.8514
74365 | 86.4 | 0.6 | 365 | 59.2625 | 0.79737 | 60 | 0.059825
7419 | 460.8 | 0.6 | 365 | 316.0664 | 0.58599 | 316 | 0.6524
81958 | 6.09 | 0.8 | 365 | 5.5696 | 0.16475 | 5 | 0.73433
82669 | 9.735 | 0.8 | 365 | 8.9031 | 0.84711 | 9 | 0.75019
82670 | 4.425 | 0.8 | 365 | 4.0469 | 0.11232 | 4 | 0.15918
82673 | 6.38 | 0.8 | 365 | 5.8348 | 0.69641 | 6 | 0.5312
82675 | 6.785 | 0.8 | 365 | 6.2052 | 0.43889 | 6 | 0.64407
82676 | 9.145 | 0.8 | 365 | 8.3635 | 0.76546 | 9 | 0.12897
82677 | 4.72 | 0.8 | 365 | 4.3166 | 0.65314 | 4 | 0.96979
34239 | 2310.12 | 0.9 | 365 | 2376.7947 | 0.51716 | 2377 | 0.31184
82690 | 12.6 | 0.8 | 365 | 11.5233 | 0.099489 | 11 | 0.62274
63539 | 192.78 | 0.9 | 365 | 198.344 | 0.59996 | 198 | 0.94398
81131 | 124.8 | 0.6 | 365 | 85.6013 | 0.59621 | 86 | 0.19752
82694 | 6.6 | 0.8 | 365 | 6.036 | 0.099732 | 6 | 0.13572
82695 | 6.6 | 0.8 | 365 | 6.036 | 0.099732 | 6 | 0.13572
81129 | 4.64 | 0.8 | 365 | 4.2435 | 0.50648 | 4 | 0.74996
82699 | 8.64 | 0.8 | 365 | 7.9017 | 0.83965 | 8 | 0.74131
82698 | 4.5 | 0.8 | 365 | 4.1154 | 0.24982 | 4 | 0.36527
82701 | 5.795 | 0.8 | 365 | 5.2998 | 0.62393 | 5 | 0.92371
82705 | 12.2 | 0.8 | 365 | 11.1574 | 0.36617 | 11 | 0.52361
82707 | 5.22 | 0.8 | 365 | 4.7739 | 0.56979 | 5 | 0.34371
82708 | 6.09 | 0.8 | 365 | 5.5696 | 0.16475 | 5 | 0.73433
82709 | 11.505 | 0.8 | 365 | 10.5218 | 0.092034 | 10 | 0.61386
82710 | 11.21 | 0.8 | 365 | 10.252 | 0.55121 | 10 | 0.80325
82225 | 554.715 | 0.6 | 365 | 380.4835 | 0.71626 | 381 | 0.19972
82628 | 7.975 | 0.8 | 365 | 7.2935 | 0.62051 | 7 | 0.914
82729 | 2.95 | 0.8 | 365 | 2.6979 | 0.40821 | 3 | 0.10612
82728 | 7.8 | 0.8 | 365 | 7.1334 | 0.29968 | 7 | 0.43313
82730 | 2.95 | 0.8 | 365 | 2.6979 | 0.40821 | 3 | 0.10612
82731 | 4.13 | 0.8 | 365 | 3.7771 | 0.5715 | 4 | 0.34857
82732 | 4.72 | 0.8 | 365 | 4.3166 | 0.65314 | 4 | 0.96979
82733 | 8.85 | 0.8 | 365 | 8.0937 | 0.22464 | 8 | 0.31836
82735 | 3.54 | 0.8 | 365 | 3.2375 | 0.48986 | 3 | 0.72734
82736 | 5.51 | 0.8 | 365 | 5.0391 | 0.10144 | 5 | 0.14058
82734 | 5.51 | 0.8 | 365 | 5.0391 | 0.10144 | 5 | 0.14058
82737 | 4.5 | 0.8 | 365 | 4.1154 | 0.24982 | 4 | 0.36527
82738 | 5.31 | 0.8 | 365 | 4.8562 | 0.73478 | 5 | 0.59101
82740 | 4.72 | 0.8 | 365 | 4.3166 | 0.65314 | 4 | 0.96979
82742 | 13.275 | 0.8 | 365 | 12.1406 | 0.33696 | 12 | 0.47753
82741 | 2.68 | 0.8 | 365 | 2.451 | 0.91322 | 3 | 0.3642
82743 | 7.54 | 0.8 | 365 | 6.8957 | 0.82303 | 7 | 0.71869
82744 | 3.99 | 0.8 | 365 | 3.649 | 0.31484 | 3 | 0.96387
82746 | 8.41 | 0.8 | 365 | 7.6913 | 0.41799 | 8 | 0.10931
82748 | 9.735 | 0.8 | 365 | 8.9031 | 0.84711 | 9 | 0.75019
82749 | 5.605 | 0.8 | 365 | 5.126 | 0.27561 | 5 | 0.40163
82752 | 8.26 | 0.8 | 365 | 7.5541 | 0.143 | 7 | 0.69713
82753 | 5.605 | 0.8 | 365 | 5.126 | 0.27561 | 5 | 0.40163
82754 | 6.67 | 0.8 | 365 | 6.1 | 0.22806 | 6 | 0.32807
82756 | 2.95 | 0.8 | 365 | 2.6979 | 0.40821 | 3 | 0.10612
82757 | 9.145 | 0.8 | 365 | 8.3635 | 0.76546 | 9 | 0.12897
82758 | 7.67 | 0.8 | 365 | 7.0146 | 0.061356 | 7 | 0.075908
82759 | 2.655 | 0.8 | 365 | 2.4281 | 0.86739 | 3 | 0.29551
82761 | 7.67 | 0.8 | 365 | 7.0146 | 0.061356 | 7 | 0.075908
82751 | 6.54 | 0.8 | 365 | 5.9811 | 0.98973 | 6 | 0.97085
82762 | 4.72 | 0.8 | 365 | 4.3166 | 0.65314 | 4 | 0.96979
82764 | 7.965 | 0.8 | 365 | 7.2843 | 0.60218 | 7 | 0.88652
82765 | 7.965 | 0.8 | 365 | 7.2843 | 0.60218 | 7 | 0.88652
82767 | 7.08 | 0.8 | 365 | 6.475 | 0.97971 | 7 | 0.45468
82768 | 4.72 | 0.8 | 365 | 4.3166 | 0.65314 | 4 | 0.96979
82770 | 2.655 | 0.8 | 365 | 2.4281 | 0.86739 | 3 | 0.29551
82771 | 7.965 | 0.8 | 365 | 7.2843 | 0.60218 | 7 | 0.88652
34391 | 1388.16 | 1 | 365 | 1586.9167 | 0.12967 | 1587 | 0.046415
47410 | 1392.84 | 1 | 365 | 1592.2668 | 0.85443 | 1593 | 0.12126
82774 | 4.425 | 0.8 | 365 | 4.0469 | 0.11232 | 4 | 0.15918
82776 | 9.735 | 0.8 | 365 | 8.9031 | 0.84711 | 9 | 0.75019
82777 | 4.13 | 0.8 | 365 | 3.7771 | 0.5715 | 4 | 0.34857
82778 | 3.835 | 0.8 | 365 | 3.5073 | 0.030678 | 3 | 0.53795
82779 | 6.785 | 0.8 | 365 | 6.2052 | 0.43889 | 6 | 0.64407
82780 | 9.145 | 0.8 | 365 | 8.3635 | 0.76546 | 9 | 0.12897
82781 | 8.555 | 0.8 | 365 | 7.8239 | 0.68382 | 8 | 0.50774
82783 | 10.56 | 0.8 | 365 | 9.6576 | 0.35957 | 10 | 0.017157
82782 | 4.875 | 0.8 | 365 | 4.4584 | 0.9373 | 5 | 0.3957
82784 | 11.88 | 0.8 | 365 | 10.8648 | 0.77952 | 11 | 0.6443
82785 | 12.8 | 0.8 | 365 | 11.7062 | 0.46615 | 12 | 0.17231
82786 | 10.98 | 0.8 | 365 | 10.0417 | 0.12955 | 10 | 0.17125
82787 | 11 | 0.8 | 365 | 10.06 | 0.16622 | 10 | 0.2262
82788 | 11.68 | 0.8 | 365 | 10.6819 | 0.41286 | 11 | 0.094734
82789 | 8.555 | 0.8 | 365 | 7.8239 | 0.68382 | 8 | 0.50774
82790 | 8.32 | 0.8 | 365 | 7.609 | 0.253 | 7 | 0.862
82745 | 12.71 | 0.8 | 365 | 11.6239 | 0.30115 | 11 | 0.92501
82793 | 4.905 | 0.8 | 365 | 4.4858 | 0.9923 | 5 | 0.47814
82794 | 9.28 | 0.8 | 365 | 8.487 | 0.012957 | 8 | 0.49993
82795 | 13.05 | 0.8 | 365 | 11.9348 | 0.92447 | 12 | 0.85927
82796 | 8.26 | 0.8 | 365 | 7.5541 | 0.143 | 7 | 0.69713
82799 | 9.15 | 0.8 | 365 | 8.3681 | 0.77463 | 9 | 0.14271
82801 | 13.325 | 0.8 | 365 | 12.1863 | 0.42863 | 12 | 0.61493
78382 | 44 | 0.6 | 365 | 30.18 | 0.49866 | 30 | 0.67861
82775 | 12.099 | 0.8 | 365 | 11.0651 | 0.18101 | 11 | 0.24608
82846 | 10.08 | 0.8 | 365 | 9.2186 | 0.47959 | 9 | 0.69819
82848 | 14 | 0.8 | 365 | 12.8036 | 0.6661 | 13 | 0.46972
82847 | 12.095 | 0.8 | 365 | 11.0614 | 0.17368 | 11 | 0.23509
82851 | 13.4 | 0.8 | 365 | 12.2549 | 0.56612 | 12 | 0.82101
82852 | 12.95 | 0.8 | 365 | 11.8433 | 0.74114 | 12 | 0.58449
82854 | 8.85 | 0.8 | 365 | 8.0937 | 0.22464 | 8 | 0.31836
82855 | 8.4 | 0.8 | 365 | 7.6822 | 0.39966 | 8 | 0.081829
82874 | 6.825 | 0.8 | 365 | 6.2418 | 0.51222 | 6 | 0.75399
82881 | 10.64 | 0.8 | 365 | 9.7307 | 0.50624 | 10 | 0.23698
82853 | 2.9 | 0.8 | 365 | 2.6522 | 0.31655 | 2 | 0.96873
82618 | 12.73 | 0.8 | 365 | 11.6421 | 0.33782 | 11 | 0.97996
81883 | 5.1 | 0.8 | 365 | 4.6642 | 0.34979 | 5 | 0.013968
83234 | 13.275 | 0.8 | 365 | 12.1406 | 0.33696 | 12 | 0.47753
82769 | 12.095 | 0.8 | 365 | 11.0614 | 0.17368 | 11 | 0.23509
82763 | 2.95 | 0.8 | 365 | 2.6979 | 0.40821 | 3 | 0.10612
82179 | 4.96 | 0.8 | 365 | 4.5361 | 0.093132 | 4 | 0.62927
82278 | 13.975 | 0.8 | 365 | 12.7808 | 0.62027 | 13 | 0.40102
82143 | 7.56 | 0.8 | 365 | 6.914 | 0.85969 | 7 | 0.77365
82582 | 12.6 | 0.8 | 365 | 11.5233 | 0.099489 | 11 | 0.62274
82696 | 4.64 | 0.8 | 365 | 4.2435 | 0.50648 | 4 | 0.74996
82182 | 15.08 | 0.8 | 365 | 13.7913 | 0.64606 | 14 | 0.43738
82672 | 6.195 | 0.8 | 365 | 5.6656 | 0.35725 | 6 | 0.022849
78381 | 115.2 | 0.6 | 365 | 79.0166 | 0.3965 | 79 | 0.4131
82323 | 5.6 | 0.8 | 365 | 5.1214 | 0.26644 | 5 | 0.38789
82913 | 7.25 | 0.8 | 365 | 6.6304 | 0.29137 | 6 | 0.92182
81664 | 13.115 | 0.8 | 365 | 11.9942 | 0.043635 | 12 | 0.03788
82369 | 7.83 | 0.8 | 365 | 7.1609 | 0.35468 | 7 | 0.51556
81954 | 8.4 | 0.8 | 365 | 7.6822 | 0.39966 | 8 | 0.081829
82572 | 9.45 | 0.8 | 365 | 8.6424 | 0.32462 | 8 | 0.96706
82857 | 3.77 | 0.8 | 365 | 3.4478 | 0.91151 | 4 | 0.35934
82879 | 11.375 | 0.8 | 365 | 10.4029 | 0.85371 | 11 | 0.25664
82882 | 5.04 | 0.8 | 365 | 4.6093 | 0.2398 | 4 | 0.8491
82883 | 11.22 | 0.8 | 365 | 10.2612 | 0.56955 | 10 | 0.83073
82884 | 3.54 | 0.8 | 365 | 3.2375 | 0.48986 | 3 | 0.72734
82885 | 3.77 | 0.8 | 365 | 3.4478 | 0.91151 | 4 | 0.35934
82886 | 6.67 | 0.8 | 365 | 6.1 | 0.22806 | 6 | 0.32807
82888 | 7.25 | 0.8 | 365 | 6.6304 | 0.29137 | 6 | 0.92182
82887 | 9.81 | 0.8 | 365 | 8.9717 | 0.9846 | 9 | 0.95628
82889 | 7.25 | 0.8 | 365 | 6.6304 | 0.29137 | 6 | 0.92182
82890 | 8.375 | 0.8 | 365 | 7.6593 | 0.35383 | 8 | 0.013133
79043 | 73.71 | 0.7 | 365 | 58.9847 | 0.24051 | 59 | 0.22517
82892 | 10.8 | 0.8 | 365 | 9.8771 | 0.79956 | 10 | 0.67664
82895 | 4.93 | 0.8 | 365 | 4.5087 | 0.038134 | 4 | 0.54684
82898 | 2.95 | 0.8 | 365 | 2.6979 | 0.40821 | 3 | 0.10612
82897 | 4.05 | 0.8 | 365 | 3.7039 | 0.42484 | 4 | 0.12874
82899 | 8.85 | 0.8 | 365 | 8.0937 | 0.22464 | 8 | 0.31836
82901 | 13.275 | 0.8 | 365 | 12.1406 | 0.33696 | 12 | 0.47753
82902 | 3.54 | 0.8 | 365 | 3.2375 | 0.48986 | 3 | 0.72734
82903 | 8.04 | 0.8 | 365 | 7.3529 | 0.73967 | 8 | 0.092608
82904 | 6.885 | 0.8 | 365 | 6.2966 | 0.62222 | 6 | 0.91886
82905 | 7.2 | 0.8 | 365 | 6.5847 | 0.19971 | 6 | 0.78442
82907 | 6.49 | 0.8 | 365 | 5.9354 | 0.89807 | 6 | 0.83346
82908 | 9.145 | 0.8 | 365 | 8.3635 | 0.76546 | 9 | 0.12897
82909 | 10.075 | 0.8 | 365 | 9.214 | 0.47042 | 9 | 0.68446
82798 | 11.21 | 0.8 | 365 | 10.252 | 0.55121 | 10 | 0.80325
82915 | 13.44 | 0.8 | 365 | 12.2915 | 0.63946 | 12 | 0.93093
82918 | 5.85 | 0.8 | 365 | 5.3501 | 0.72476 | 6 | 0.074845
82919 | 6.405 | 0.8 | 365 | 5.8577 | 0.74224 | 6 | 0.59989
82521 | 10.385 | 0.8 | 365 | 9.4975 | 0.038746 | 9 | 0.53629
82916 | 7.08 | 0.8 | 365 | 6.475 | 0.97971 | 7 | 0.45468
82923 | 9.92 | 0.8 | 365 | 9.0723 | 0.18626 | 9 | 0.25854
82924 | 5.7 | 0.8 | 365 | 5.2129 | 0.44977 | 5 | 0.66267
82925 | 7.81 | 0.8 | 365 | 7.1426 | 0.31802 | 7 | 0.46061
82929 | 6.12 | 0.8 | 365 | 5.597 | 0.21975 | 5 | 0.81676
82930 | 13.407 | 0.8 | 365 | 12.2613 | 0.57896 | 12 | 0.84025
82802 | 8.555 | 0.8 | 365 | 7.8239 | 0.68382 | 8 | 0.50774
82931 | 5.85 | 0.8 | 365 | 5.3501 | 0.72476 | 6 | 0.074845
82933 | 10.8 | 0.8 | 365 | 9.8771 | 0.79956 | 10 | 0.67664
82934 | 9.81 | 0.8 | 365 | 8.9717 | 0.9846 | 9 | 0.95628
82936 | 10.005 | 0.8 | 365 | 9.15 | 0.34209 | 9 | 0.49211
82939 | 1.75 | 0.8 | 365 | 1.6005 | 0.20826 | 1 | 0.80871
82938 | 3.84 | 0.8 | 365 | 3.5118 | 0.039844 | 3 | 0.55169
82941 | 11.16 | 0.8 | 365 | 10.2063 | 0.45955 | 10 | 0.66586
82935 | 9 | 0.8 | 365 | 8.2309 | 0.49964 | 8 | 0.73053
82943 | 9.9 | 0.8 | 365 | 9.054 | 0.1496 | 9 | 0.20358
82940 | 10.791 | 0.8 | 365 | 9.8688 | 0.78306 | 10 | 0.65191
82949 | 13.34 | 0.8 | 365 | 12.2 | 0.45613 | 12 | 0.65614
82950 | 4.72 | 0.8 | 365 | 4.3166 | 0.65314 | 4 | 0.96979
82951 | 6.67 | 0.8 | 365 | 6.1 | 0.22806 | 6 | 0.32807
82953 | 10.545 | 0.8 | 365 | 9.6439 | 0.33207 | 9 | 0.97594
82954 | 9.38 | 0.8 | 365 | 8.5784 | 0.19629 | 8 | 0.77471
82955 | 9.125 | 0.8 | 365 | 8.3452 | 0.7288 | 9 | 0.074011
82956 | 9.8 | 0.8 | 365 | 8.9625 | 0.96627 | 9 | 0.9288
82959 | 6.03 | 0.8 | 365 | 5.5147 | 0.054756 | 5 | 0.56946
82960 | 6.6 | 0.8 | 365 | 6.036 | 0.099732 | 6 | 0.13572
82961 | 6.08 | 0.8 | 365 | 5.5604 | 0.14642 | 5 | 0.70685
82967 | 9.425 | 0.8 | 365 | 8.6196 | 0.27878 | 8 | 0.89836
82859 | 21.11 | 0.8 | 365 | 19.306 | 0.70081 | 20 | 0.0068348
82968 | 8.175 | 0.8 | 365 | 7.4764 | 0.98717 | 8 | 0.46357
81700 | 7.375 | 0.8 | 365 | 6.7448 | 0.52053 | 7 | 0.2653
82969 | 8.04 | 0.8 | 365 | 7.3529 | 0.73967 | 8 | 0.092608
81705 | 13.3 | 0.8 | 365 | 12.1634 | 0.38279 | 12 | 0.54623
81961 | 6.96 | 0.8 | 365 | 6.3652 | 0.75972 | 7 | 0.12494
82081 | 10.385 | 0.8 | 365 | 9.4975 | 0.038746 | 9 | 0.53629
82121 | 4.14 | 0.8 | 365 | 3.7862 | 0.58983 | 4 | 0.37604
82373 | 12.71 | 0.8 | 365 | 11.6239 | 0.30115 | 11 | 0.92501
82574 | 10.85 | 0.8 | 365 | 9.9228 | 0.89123 | 10 | 0.81403
82692 | 3.3 | 0.8 | 365 | 3.018 | 0.049866 | 3 | 0.067861
82922 | 12.9 | 0.8 | 365 | 11.7976 | 0.64948 | 12 | 0.44709
82981 | 7.25 | 0.8 | 365 | 6.6304 | 0.29137 | 6 | 0.92182
82984 | 12.6 | 0.8 | 365 | 11.5233 | 0.099489 | 11 | 0.62274
82691 | 7.2 | 0.8 | 365 | 6.5847 | 0.19971 | 6 | 0.78442
82632 | 6.67 | 0.8 | 365 | 6.1 | 0.22806 | 6 | 0.32807
82538 | 12.675 | 0.8 | 365 | 11.5918 | 0.23699 | 11 | 0.82883
82648 | 12.35 | 0.8 | 365 | 11.2946 | 0.64117 | 11 | 0.93578
82656 | 11.52 | 0.8 | 365 | 10.5355 | 0.11953 | 10 | 0.65508
82590 | 8.555 | 0.8 | 365 | 7.8239 | 0.68382 | 8 | 0.50774
82368 | 9.92 | 0.8 | 365 | 9.0723 | 0.18626 | 9 | 0.25854
82703 | 9.92 | 0.8 | 365 | 9.0723 | 0.18626 | 9 | 0.25854
82706 | 12.375 | 0.8 | 365 | 11.3175 | 0.687 | 12 | 0.0044804
82993 | 7.02 | 0.8 | 365 | 6.4201 | 0.86972 | 7 | 0.28981
83005 | 7.08 | 0.8 | 365 | 6.475 | 0.97971 | 7 | 0.45468
82608 | 8.8 | 0.8 | 365 | 8.048 | 0.13298 | 8 | 0.18096
82985 | 6.03 | 0.8 | 365 | 5.5147 | 0.054756 | 5 | 0.56946
82978 | 5.1 | 0.8 | 365 | 4.6642 | 0.34979 | 5 | 0.013968
83012 | 9.8 | 0.8 | 365 | 8.9625 | 0.96627 | 9 | 0.9288
80943 | 4.56 | 0.8 | 365 | 4.1703 | 0.35982 | 4 | 0.53014
83014 | 2.6 | 0.8 | 365 | 2.3778 | 0.76656 | 3 | 0.14438
83017 | 10.08 | 0.8 | 365 | 9.2186 | 0.47959 | 9 | 0.69819
83018 | 4.2 | 0.8 | 365 | 3.8411 | 0.69983 | 4 | 0.54091
83019 | 11.9 | 0.8 | 365 | 10.8831 | 0.81618 | 11 | 0.69926
83020 | 5.85 | 0.8 | 365 | 5.3501 | 0.72476 | 6 | 0.074845
83021 | 5.95 | 0.8 | 365 | 5.4415 | 0.90809 | 6 | 0.34963
83022 | 7.8 | 0.8 | 365 | 7.1334 | 0.29968 | 7 | 0.43313
83025 | 6.49 | 0.8 | 365 | 5.9354 | 0.89807 | 6 | 0.83346
83026 | 9.735 | 0.8 | 365 | 8.9031 | 0.84711 | 9 | 0.75019
83027 | 8.555 | 0.8 | 365 | 7.8239 | 0.68382 | 8 | 0.50774
83028 | 7.965 | 0.8 | 365 | 7.2843 | 0.60218 | 7 | 0.88652
83029 | 3.77 | 0.8 | 365 | 3.4478 | 0.91151 | 4 | 0.35934
82986 | 9.145 | 0.8 | 365 | 8.3635 | 0.76546 | 9 | 0.12897
83030 | 13.2 | 0.8 | 365 | 12.072 | 0.19946 | 12 | 0.27145
82917 | 12.42 | 0.8 | 365 | 11.3586 | 0.7695 | 12 | 0.12813
82983 | 10.325 | 0.8 | 365 | 9.4427 | 0.92875 | 10 | 0.37141
82970 | 7.194 | 0.8 | 365 | 6.5792 | 0.18871 | 6 | 0.76794
82971 | 12.6 | 0.8 | 365 | 11.5233 | 0.099489 | 11 | 0.62274
82972 | 7.194 | 0.8 | 365 | 6.5792 | 0.18871 | 6 | 0.76794
82973 | 7.56 | 0.8 | 365 | 6.914 | 0.85969 | 7 | 0.77365
82974 | 10.05 | 0.8 | 365 | 9.1912 | 0.42459 | 9 | 0.61576
82975 | 8.502 | 0.8 | 365 | 7.7755 | 0.58666 | 8 | 0.36211
82976 | 10.137 | 0.8 | 365 | 9.2707 | 0.58409 | 9 | 0.85482
83040 | 7.84 | 0.8 | 365 | 7.17 | 0.37302 | 7 | 0.54304
83042 | 10.95 | 0.8 | 365 | 10.0143 | 0.074556 | 10 | 0.088813
83043 | 9.24 | 0.8 | 365 | 8.4504 | 0.93963 | 9 | 0.39001
83044 | 4.48 | 0.8 | 365 | 4.0972 | 0.21315 | 4 | 0.31031
83045 | 3.5 | 0.8 | 365 | 3.2009 | 0.41652 | 3 | 0.61743
83046 | 7.7 | 0.8 | 365 | 7.042 | 0.11635 | 7 | 0.15834
83047 | 6.205 | 0.8 | 365 | 5.6747 | 0.37558 | 6 | 0.050327
83049 | 9.9 | 0.8 | 365 | 9.054 | 0.1496 | 9 | 0.20358
82926 | 5.4 | 0.8 | 365 | 4.9385 | 0.89978 | 5 | 0.83832
83024 | 4.425 | 0.8 | 365 | 4.0469 | 0.11232 | 4 | 0.15918
83050 | 3.245 | 0.8 | 365 | 2.9677 | 0.94904 | 3 | 0.91673
83052 | 7.2 | 0.8 | 365 | 6.5847 | 0.19971 | 6 | 0.78442
83053 | 13.275 | 0.8 | 365 | 12.1406 | 0.33696 | 12 | 0.47753
83056 | 7.695 | 0.8 | 365 | 7.0374 | 0.10719 | 7 | 0.1446
83058 | 13.325 | 0.8 | 365 | 12.1863 | 0.42863 | 12 | 0.61493
83059 | 11.7 | 0.8 | 365 | 10.7002 | 0.44953 | 11 | 0.14969
83061 | 9.28 | 0.8 | 365 | 8.487 | 0.012957 | 8 | 0.49993
83062 | 2.48 | 0.8 | 365 | 2.2681 | 0.54657 | 2 | 0.81464
83063 | 11.31 | 0.8 | 365 | 10.3435 | 0.73454 | 11 | 0.078034
83064 | 8.55 | 0.8 | 365 | 7.8194 | 0.67465 | 8 | 0.494
82747 | 6.7 | 0.8 | 365 | 6.1274 | 0.28306 | 6 | 0.41051
82760 | 11.16 | 0.8 | 365 | 10.2063 | 0.45955 | 10 | 0.66586
82773 | 9.66 | 0.8 | 365 | 8.8345 | 0.70961 | 9 | 0.5441
82803 | 10.35 | 0.8 | 365 | 9.4655 | 0.97458 | 10 | 0.44011
82804 | 11.16 | 0.8 | 365 | 10.2063 | 0.45955 | 10 | 0.66586
82805 | 13.8 | 0.8 | 365 | 12.6207 | 0.29944 | 12 | 0.92015
82807 | 7.92 | 0.8 | 365 | 7.2432 | 0.51968 | 7 | 0.76287
82806 | 10.35 | 0.8 | 365 | 9.4655 | 0.97458 | 10 | 0.44011
82811 | 9 | 0.8 | 365 | 8.2309 | 0.49964 | 8 | 0.73053
82812 | 9.72 | 0.8 | 365 | 8.8894 | 0.81961 | 9 | 0.70897
82866 | 4.83 | 0.8 | 365 | 4.4172 | 0.8548 | 5 | 0.27205
82870 | 7.94 | 0.8 | 365 | 7.2615 | 0.55634 | 7 | 0.81782
82869 | 10.8 | 0.8 | 365 | 9.8771 | 0.79956 | 10 | 0.67664
82873 | 10.35 | 0.8 | 365 | 9.4655 | 0.97458 | 10 | 0.44011
82875 | 11.16 | 0.8 | 365 | 10.2063 | 0.45955 | 10 | 0.66586
82876 | 7.59 | 0.8 | 365 | 6.9414 | 0.91469 | 7 | 0.85608
82910 | 7.59 | 0.8 | 365 | 6.9414 | 0.91469 | 7 | 0.85608
82911 | 4.83 | 0.8 | 365 | 4.4172 | 0.8548 | 5 | 0.27205
82914 | 14.15 | 0.8 | 365 | 12.9408 | 0.94109 | 13 | 0.88189
52690 | 2894.4 | 0.8 | 365 | 2647.0562 | 0.28268 | 2647 | 0.33883
80558 | 200.88 | 0.6 | 365 | 137.7852 | 0.20389 | 137 | 0.98909
83080 | 6.72 | 0.8 | 365 | 6.1457 | 0.31973 | 6 | 0.46546
83090 | 13.275 | 0.8 | 365 | 12.1406 | 0.33696 | 12 | 0.47753
83091 | 5.605 | 0.8 | 365 | 5.126 | 0.27561 | 5 | 0.40163
83092 | 30.72 | 0.6 | 365 | 21.0711 | 0.23907 | 21 | 0.31016
76343 | 2443.5 | 0.7 | 365 | 1955.3522 | 0.69459 | 1956 | 0.046818
83094 | 5.7 | 0.8 | 365 | 5.2129 | 0.44977 | 5 | 0.66267
83099 | 6.825 | 0.8 | 365 | 6.2418 | 0.51222 | 6 | 0.75399
83103 | 2.565 | 0.8 | 365 | 2.3458 | 0.7024 | 3 | 0.048201
83104 | 7.125 | 0.8 | 365 | 6.5161 | 0.062211 | 6 | 0.57834
83111 | 7.41 | 0.8 | 365 | 6.7768 | 0.5847 | 7 | 0.36147
83113 | 6.12 | 0.8 | 365 | 5.597 | 0.21975 | 5 | 0.81676
83117 | 8.32 | 0.8 | 365 | 7.609 | 0.253 | 7 | 0.862
83119 | 10.54 | 0.8 | 365 | 9.6393 | 0.32291 | 9 | 0.9622
83123 | 7.7 | 0.8 | 365 | 7.042 | 0.11635 | 7 | 0.15834
83125 | 5.1 | 0.8 | 365 | 4.6642 | 0.34979 | 5 | 0.013968
83126 | 4.62 | 0.8 | 365 | 4.2252 | 0.46981 | 4 | 0.69501
83129 | 8.845 | 0.8 | 365 | 8.0891 | 0.21547 | 8 | 0.30462
79296 | 94.08 | 0.6 | 365 | 64.5302 | 0.35714 | 64 | 0.88736
79142 | 90.88 | 0.6 | 365 | 62.3353 | 0.95724 | 63 | 0.29256
83132 | 6.6 | 0.8 | 365 | 6.036 | 0.099732 | 6 | 0.13572
83133 | 9.6 | 0.8 | 365 | 8.7796 | 0.59961 | 9 | 0.37923
83134 | 7.92 | 0.8 | 365 | 7.2432 | 0.51968 | 7 | 0.76287
83135 | 15 | 0.8 | 365 | 13.7182 | 0.49939 | 14 | 0.21755
83141 | 3.3 | 0.8 | 365 | 3.018 | 0.049866 | 3 | 0.067861
83142 | 5.025 | 0.8 | 365 | 4.5956 | 0.2123 | 4 | 0.80788
83143 | 10.72 | 0.8 | 365 | 9.8039 | 0.6529 | 10 | 0.45681
83144 | 8.1 | 0.8 | 365 | 7.4078 | 0.84967 | 8 | 0.25748
81581 | 13.23 | 0.8 | 365 | 12.0994 | 0.25446 | 12 | 0.35388
79863 | 9.9 | 0.8 | 365 | 9.054 | 0.1496 | 9 | 0.20358
83159 | 8.4 | 0.8 | 365 | 7.6822 | 0.39966 | 8 | 0.081829
82845 | 13.42 | 0.8 | 365 | 12.2732 | 0.60279 | 12 | 0.87597
83180 | 7.2 | 0.8 | 365 | 6.5847 | 0.19971 | 6 | 0.78442
83181 | 6.3 | 0.8 | 365 | 5.7616 | 0.54974 | 6 | 0.31137
83182 | 9 | 0.8 | 365 | 8.2309 | 0.49964 | 8 | 0.73053
83183 | 4.8 | 0.8 | 365 | 4.3898 | 0.79981 | 5 | 0.18962
83184 | 8.06 | 0.8 | 365 | 7.3712 | 0.77634 | 8 | 0.14756
83192 | 11.89 | 0.8 | 365 | 10.8739 | 0.79785 | 11 | 0.67178
83200 | 10.03 | 0.8 | 365 | 9.1729 | 0.38793 | 9 | 0.5608
83205 | 24.9 | 0.8 | 365 | 22.7721 | 0.64899 | 23 | 0.42114
83206 | 9.94 | 0.8 | 365 | 9.0906 | 0.22293 | 9 | 0.3135
82716 | 10.44 | 0.8 | 365 | 9.5478 | 0.13958 | 9 | 0.68742
83207 | 12.87 | 0.8 | 365 | 11.7702 | 0.59448 | 12 | 0.36466
82720 | 6.96 | 0.8 | 365 | 6.3652 | 0.75972 | 7 | 0.12494
82452 | 4.06 | 0.8 | 365 | 3.713 | 0.44317 | 4 | 0.15622
83209 | 8.4 | 0.8 | 365 | 7.6822 | 0.39966 | 8 | 0.081829
82723 | 10.92 | 0.8 | 365 | 9.9868 | 0.019557 | 10 | 0.0063779
83211 | 7.04 | 0.8 | 365 | 6.4384 | 0.90638 | 7 | 0.34477
82739 | 6.96 | 0.8 | 365 | 6.3652 | 0.75972 | 7 | 0.12494
82724 | 7.83 | 0.8 | 365 | 7.1609 | 0.35468 | 7 | 0.51556
83212 | 10.56 | 0.8 | 365 | 9.6576 | 0.35957 | 10 | 0.017157
82725 | 8.7 | 0.8 | 365 | 7.9565 | 0.94965 | 8 | 0.90618
83213 | 5.04 | 0.8 | 365 | 4.6093 | 0.2398 | 4 | 0.8491
83214 | 4.86 | 0.8 | 365 | 4.4447 | 0.9098 | 5 | 0.35449
82750 | 10.92 | 0.8 | 365 | 9.9868 | 0.019557 | 10 | 0.0063779
83215 | 5.94 | 0.8 | 365 | 5.4324 | 0.88976 | 6 | 0.32215
82726 | 14 | 0.8 | 365 | 12.8036 | 0.6661 | 13 | 0.46972
83093 | 14.21 | 0.8 | 365 | 12.9957 | 0.051091 | 13 | 0.046761
83096 | 5.22 | 0.8 | 365 | 4.7739 | 0.56979 | 5 | 0.34371
83095 | 12.18 | 0.8 | 365 | 11.1391 | 0.32951 | 11 | 0.46865
83098 | 6.09 | 0.8 | 365 | 5.5696 | 0.16475 | 5 | 0.73433
83097 | 2.9 | 0.8 | 365 | 2.6522 | 0.31655 | 2 | 0.96873
83102 | 4.06 | 0.8 | 365 | 3.713 | 0.44317 | 4 | 0.15622
83100 | 10.73 | 0.8 | 365 | 9.8131 | 0.67123 | 10 | 0.48429
83136 | 4.845 | 0.8 | 365 | 4.431 | 0.8823 | 5 | 0.31327
83101 | 7.25 | 0.8 | 365 | 6.6304 | 0.29137 | 6 | 0.92182
83140 | 4.06 | 0.8 | 365 | 3.713 | 0.44317 | 4 | 0.15622
83148 | 6.67 | 0.8 | 365 | 6.1 | 0.22806 | 6 | 0.32807
83150 | 3.48 | 0.8 | 365 | 3.1826 | 0.37986 | 3 | 0.56247
83186 | 3.36 | 0.8 | 365 | 3.0729 | 0.15986 | 3 | 0.23273
83152 | 7.54 | 0.8 | 365 | 6.8957 | 0.82303 | 7 | 0.71869
83187 | 8.99 | 0.8 | 365 | 8.2218 | 0.4813 | 8 | 0.70305
83155 | 4.35 | 0.8 | 365 | 3.9783 | 0.97482 | 4 | 0.95309
83189 | 3.19 | 0.8 | 365 | 2.9174 | 0.8482 | 3 | 0.7656
83157 | 10.15 | 0.8 | 365 | 9.2826 | 0.60792 | 9 | 0.89054
83160 | 6.96 | 0.8 | 365 | 6.3652 | 0.75972 | 7 | 0.12494
83162 | 8.99 | 0.8 | 365 | 8.2218 | 0.4813 | 8 | 0.70305
83194 | 5.22 | 0.8 | 365 | 4.7739 | 0.56979 | 5 | 0.34371
83163 | 8.7 | 0.8 | 365 | 7.9565 | 0.94965 | 8 | 0.90618
83216 | 13.275 | 0.8 | 365 | 12.1406 | 0.33696 | 12 | 0.47753
83217 | 7.08 | 0.8 | 365 | 6.475 | 0.97971 | 7 | 0.45468
83204 | 11.6 | 0.8 | 365 | 10.6087 | 0.2662 | 10 | 0.87491
83165 | 11.02 | 0.8 | 365 | 10.0783 | 0.20289 | 10 | 0.28116
83166 | 4.64 | 0.8 | 365 | 4.2435 | 0.50648 | 4 | 0.74996
83108 | 4.06 | 0.8 | 365 | 3.713 | 0.44317 | 4 | 0.15622
83109 | 6.09 | 0.8 | 365 | 5.5696 | 0.16475 | 5 | 0.73433
83110 | 5.13 | 0.8 | 365 | 4.6916 | 0.40479 | 5 | 0.096403
83114 | 15.12 | 0.8 | 365 | 13.8279 | 0.71939 | 14 | 0.54729
83172 | 9.86 | 0.8 | 365 | 9.0174 | 0.076267 | 9 | 0.093671
83118 | 4.35 | 0.8 | 365 | 3.9783 | 0.97482 | 4 | 0.95309
83176 | 5.8 | 0.8 | 365 | 5.3044 | 0.6331 | 5 | 0.93745
83177 | 9.86 | 0.8 | 365 | 9.0174 | 0.076267 | 9 | 0.093671
83178 | 5.22 | 0.8 | 365 | 4.7739 | 0.56979 | 5 | 0.34371
83120 | 11.2 | 0.8 | 365 | 10.2429 | 0.53288 | 10 | 0.77577
83190 | 7.54 | 0.8 | 365 | 6.8957 | 0.82303 | 7 | 0.71869
83220 | 4.64 | 0.8 | 365 | 4.2435 | 0.50648 | 4 | 0.74996
83146 | 5.8 | 0.8 | 365 | 5.3044 | 0.6331 | 5 | 0.93745
83193 | 5.6 | 0.8 | 365 | 5.1214 | 0.26644 | 5 | 0.38789
83147 | 9.86 | 0.8 | 365 | 9.0174 | 0.076267 | 9 | 0.093671
83149 | 6.67 | 0.8 | 365 | 6.1 | 0.22806 | 6 | 0.32807
83221 | 2.36 | 0.8 | 365 | 2.1583 | 0.32657 | 2 | 0.48489
83223 | 4.93 | 0.8 | 365 | 4.5087 | 0.038134 | 4 | 0.54684
83224 | 6.195 | 0.8 | 365 | 5.6656 | 0.35725 | 6 | 0.022849
83226 | 7.67 | 0.8 | 365 | 7.0146 | 0.061356 | 7 | 0.075908
83227 | 5.015 | 0.8 | 365 | 4.5864 | 0.19396 | 4 | 0.7804
83228 | 6.49 | 0.8 | 365 | 5.9354 | 0.89807 | 6 | 0.83346
83229 | 6.195 | 0.8 | 365 | 5.6656 | 0.35725 | 6 | 0.022849
83231 | 6.195 | 0.8 | 365 | 5.6656 | 0.35725 | 6 | 0.022849
83230 | 12.76 | 0.8 | 365 | 11.6696 | 0.39282 | 12 | 0.062398
83232 | 8.85 | 0.8 | 365 | 8.0937 | 0.22464 | 8 | 0.31836
83233 | 2.95 | 0.8 | 365 | 2.6979 | 0.40821 | 3 | 0.10612
83151 | 13.92 | 0.8 | 365 | 12.7305 | 0.51944 | 13 | 0.24989
83154 | 13.34 | 0.8 | 365 | 12.2 | 0.45613 | 12 | 0.65614
83156 | 5.22 | 0.8 | 365 | 4.7739 | 0.56979 | 5 | 0.34371
83158 | 9.28 | 0.8 | 365 | 8.487 | 0.012957 | 8 | 0.49993
83161 | 9.45 | 0.8 | 365 | 8.6424 | 0.32462 | 8 | 0.96706
83237 | 13.34 | 0.8 | 365 | 12.2 | 0.45613 | 12 | 0.65614
83238 | 8.99 | 0.8 | 365 | 8.2218 | 0.4813 | 8 | 0.70305
83239 | 6.67 | 0.8 | 365 | 6.1 | 0.22806 | 6 | 0.32807
83240 | 11.21 | 0.8 | 365 | 10.252 | 0.55121 | 10 | 0.80325
83241 | 6.38 | 0.8 | 365 | 5.8348 | 0.69641 | 6 | 0.5312
83242 | 4.64 | 0.8 | 365 | 4.2435 | 0.50648 | 4 | 0.74996
83243 | 6.5 | 0.8 | 365 | 5.9445 | 0.9164 | 6 | 0.86094
83244 | 9.6 | 0.8 | 365 | 8.7796 | 0.59961 | 9 | 0.37923
83249 | 3.835 | 0.8 | 365 | 3.5073 | 0.030678 | 3 | 0.53795
83252 | 2.43 | 0.8 | 365 | 2.2223 | 0.4549 | 2 | 0.67724
83191 | 6.38 | 0.8 | 365 | 5.8348 | 0.69641 | 6 | 0.5312
83254 | 11.055 | 0.8 | 365 | 10.1103 | 0.26705 | 10 | 0.37734
83256 | 6.12 | 0.8 | 365 | 5.597 | 0.21975 | 5 | 0.81676
83164 | 9.57 | 0.8 | 365 | 8.7522 | 0.54461 | 9 | 0.2968
83257 | 12.8 | 0.8 | 365 | 11.7062 | 0.46615 | 12 | 0.17231
83258 | 3.84 | 0.8 | 365 | 3.5118 | 0.039844 | 3 | 0.55169
83167 | 5.51 | 0.8 | 365 | 5.0391 | 0.10144 | 5 | 0.14058
83168 | 7.83 | 0.8 | 365 | 7.1609 | 0.35468 | 7 | 0.51556
83170 | 4.275 | 0.8 | 365 | 3.9097 | 0.83733 | 4 | 0.747
83260 | 5.185 | 0.8 | 365 | 4.7419 | 0.50562 | 5 | 0.24753
83171 | 13.34 | 0.8 | 365 | 12.2 | 0.45613 | 12 | 0.65614
83262 | 10.8 | 0.8 | 365 | 9.8771 | 0.79956 | 10 | 0.67664
81487 | 52.2 | 0.7 | 365 | 41.7718 | 0.73565 | 42 | 0.50745
83263 | 14.6 | 0.8 | 365 | 13.3523 | 0.76607 | 14 | 0.11842
83261 | 5.185 | 0.8 | 365 | 4.7419 | 0.50562 | 5 | 0.24753
83264 | 12.24 | 0.8 | 365 | 11.194 | 0.4395 | 11 | 0.63352
83266 | 6.4 | 0.8 | 365 | 5.8531 | 0.73307 | 6 | 0.58616
83267 | 17.08 | 0.8 | 365 | 15.6204 | 0.31264 | 15 | 0.93305
83202 | 4.41 | 0.8 | 365 | 4.0331 | 0.084821 | 4 | 0.11796
83269 | 10.24 | 0.8 | 365 | 9.3649 | 0.77292 | 10 | 0.13785
83245 | 5.51 | 0.8 | 365 | 5.0391 | 0.10144 | 5 | 0.14058
83270 | 10.5 | 0.8 | 365 | 9.6027 | 0.24957 | 9 | 0.85229
83248 | 9.86 | 0.8 | 365 | 9.0174 | 0.076267 | 9 | 0.093671
83250 | 7.83 | 0.8 | 365 | 7.1609 | 0.35468 | 7 | 0.51556
83272 | 8.4 | 0.8 | 365 | 7.6822 | 0.39966 | 8 | 0.081829
83273 | 12.96 | 0.8 | 365 | 11.8525 | 0.75947 | 12 | 0.61196
83274 | 16.64 | 0.8 | 365 | 15.218 | 0.50599 | 15 | 0.724
83277 | 13.5 | 0.8 | 365 | 12.3463 | 0.74945 | 13 | 0.095797
83276 | 4.55 | 0.8 | 365 | 4.1612 | 0.34148 | 4 | 0.50266
83278 | 4.5 | 0.8 | 365 | 4.1154 | 0.24982 | 4 | 0.36527
82772 | 9.15 | 0.8 | 365 | 8.3681 | 0.77463 | 9 | 0.14271
83279 | 3.99 | 0.8 | 365 | 3.649 | 0.31484 | 3 | 0.96387
83280 | 9.405 | 0.8 | 365 | 8.6013 | 0.24212 | 8 | 0.84341
83281 | 7.695 | 0.8 | 365 | 7.0374 | 0.10719 | 7 | 0.1446
82979 | 11.445 | 0.8 | 365 | 10.467 | 0.98204 | 11 | 0.44899
82997 | 9.81 | 0.8 | 365 | 8.9717 | 0.9846 | 9 | 0.95628
83007 | 10.08 | 0.8 | 365 | 9.2186 | 0.47959 | 9 | 0.69819
83010 | 8.502 | 0.8 | 365 | 7.7755 | 0.58666 | 8 | 0.36211
83038 | 3.924 | 0.8 | 365 | 3.5887 | 0.19384 | 3 | 0.78251
83039 | 11.16 | 0.8 | 365 | 10.2063 | 0.45955 | 10 | 0.66586
83294 | 7 | 0.8 | 365 | 6.4018 | 0.83305 | 7 | 0.23486
83295 | 12.6 | 0.8 | 365 | 11.5233 | 0.099489 | 11 | 0.62274
83297 | 24.84 | 0.8 | 365 | 22.7173 | 0.53899 | 23 | 0.25627
83298 | 7.035 | 0.8 | 365 | 6.4338 | 0.89721 | 7 | 0.33103
83299 | 8.06 | 0.8 | 365 | 7.3712 | 0.77634 | 8 | 0.14756
83300 | 13.5 | 0.8 | 365 | 12.3463 | 0.74945 | 13 | 0.095797
83301 | 8.125 | 0.8 | 365 | 7.4307 | 0.8955 | 8 | 0.32617
83302 | 13.115 | 0.8 | 365 | 11.9942 | 0.043635 | 12 | 0.03788
34486 | 4094.694 | 0.9 | 365 | 4212.8751 | 0.11966 | 4212 | 0.99472
47136 | 2421.9 | 0.8 | 365 | 2214.9341 | 0.051832 | 2214 | 0.98595
82844 | 4.62 | 0.8 | 365 | 4.2252 | 0.46981 | 4 | 0.69501
82606 | 3.3 | 0.8 | 365 | 3.018 | 0.049866 | 3 | 0.067861
82900 | 6.48 | 0.8 | 365 | 5.9262 | 0.87974 | 6 | 0.80598
82920 | 9.28 | 0.8 | 365 | 8.487 | 0.012957 | 8 | 0.49993
81729 | 13.44 | 0.8 | 365 | 12.2915 | 0.63946 | 12 | 0.93093
83015 | 11.16 | 0.8 | 365 | 10.2063 | 0.45955 | 10 | 0.66586
83055 | 9.79 | 0.8 | 365 | 8.9534 | 0.94794 | 9 | 0.90132
82912 | 12.42 | 0.8 | 365 | 11.3586 | 0.7695 | 12 | 0.12813
83106 | 8.55 | 0.8 | 365 | 7.8194 | 0.67465 | 8 | 0.494
83112 | 5.94 | 0.8 | 365 | 5.4324 | 0.88976 | 6 | 0.32215
83222 | 13.34 | 0.8 | 365 | 12.2 | 0.45613 | 12 | 0.65614
83225 | 5.9 | 0.8 | 365 | 5.3958 | 0.81643 | 6 | 0.21224
83283 | 13.72 | 0.8 | 365 | 12.5475 | 0.15278 | 12 | 0.70032
83284 | 8.99 | 0.8 | 365 | 8.2218 | 0.4813 | 8 | 0.70305
83285 | 5.22 | 0.8 | 365 | 4.7739 | 0.56979 | 5 | 0.34371
83286 | 9.86 | 0.8 | 365 | 9.0174 | 0.076267 | 9 | 0.093671
83287 | 8.7 | 0.8 | 365 | 7.9565 | 0.94965 | 8 | 0.90618
83289 | 6.96 | 0.8 | 365 | 6.3652 | 0.75972 | 7 | 0.12494
83290 | 4.64 | 0.8 | 365 | 4.2435 | 0.50648 | 4 | 0.74996
83292 | 2.9 | 0.8 | 365 | 2.6522 | 0.31655 | 2 | 0.96873
83319 | 7.695 | 0.8 | 365 | 7.0374 | 0.10719 | 7 | 0.1446
83320 | 10.56 | 0.8 | 365 | 9.6576 | 0.35957 | 10 | 0.017157
83322 | 10.545 | 0.8 | 365 | 9.6439 | 0.33207 | 9 | 0.97594
83321 | 5.1 | 0.8 | 365 | 4.6642 | 0.34979 | 5 | 0.013968
83323 | 9.12 | 0.8 | 365 | 8.3406 | 0.71963 | 9 | 0.060272
83327 | 5.8 | 0.8 | 365 | 5.3044 | 0.6331 | 5 | 0.93745
83328 | 24.85 | 0.8 | 365 | 22.7264 | 0.55733 | 23 | 0.28374
83329 | 8.7 | 0.8 | 365 | 7.9565 | 0.94965 | 8 | 0.90618
83330 | 8.12 | 0.8 | 365 | 7.4261 | 0.88634 | 8 | 0.31243
83331 | 10.545 | 0.8 | 365 | 9.6439 | 0.33207 | 9 | 0.97594
83332 | 7.25 | 0.8 | 365 | 6.6304 | 0.29137 | 6 | 0.92182
82871 | 12.6 | 0.8 | 365 | 11.5233 | 0.099489 | 11 | 0.62274
82791 | 6.9 | 0.8 | 365 | 6.3104 | 0.64972 | 6 | 0.96007
83326 | 4.55 | 0.8 | 365 | 4.1612 | 0.34148 | 4 | 0.50266
83336 | 9.57 | 0.8 | 365 | 8.7522 | 0.54461 | 9 | 0.2968
83219 | 3.835 | 0.8 | 365 | 3.5073 | 0.030678 | 3 | 0.53795
83337 | 10.325 | 0.8 | 365 | 9.4427 | 0.92875 | 10 | 0.37141
83338 | 6.49 | 0.8 | 365 | 5.9354 | 0.89807 | 6 | 0.83346
83339 | 7.375 | 0.8 | 365 | 6.7448 | 0.52053 | 7 | 0.2653
82977 | 6.867 | 0.8 | 365 | 6.2802 | 0.58922 | 6 | 0.8694
83340 | 4.72 | 0.8 | 365 | 4.3166 | 0.65314 | 4 | 0.96979
83341 | 11.31 | 0.8 | 365 | 10.3435 | 0.73454 | 11 | 0.078034
83342 | 15.08 | 0.8 | 365 | 13.7913 | 0.64606 | 14 | 0.43738
83343 | 13.275 | 0.8 | 365 | 12.1406 | 0.33696 | 12 | 0.47753
83344 | 5.605 | 0.8 | 365 | 5.126 | 0.27561 | 5 | 0.40163
83346 | 13.275 | 0.8 | 365 | 12.1406 | 0.33696 | 12 | 0.47753
83347 | 6.49 | 0.8 | 365 | 5.9354 | 0.89807 | 6 | 0.83346
82906 | 3.3 | 0.8 | 365 | 3.018 | 0.049866 | 3 | 0.067861
82982 | 4.32 | 0.8 | 365 | 3.9508 | 0.91982 | 4 | 0.87065
83349 | 8.41 | 0.8 | 365 | 7.6913 | 0.41799 | 8 | 0.10931
83350 | 7.92 | 0.8 | 365 | 7.2432 | 0.51968 | 7 | 0.76287
83351 | 18.6 | 0.8 | 365 | 17.0105 | 0.099246 | 17 | 0.10976
83353 | 6.6 | 0.8 | 365 | 6.036 | 0.099732 | 6 | 0.13572
83359 | 9.1 | 0.8 | 365 | 8.3224 | 0.68296 | 9 | 0.0053149
83358 | 10.5 | 0.8 | 365 | 9.6027 | 0.24957 | 9 | 0.85229
83360 | 7.3 | 0.8 | 365 | 6.6762 | 0.38304 | 7 | 0.059209
83089 | 8.75 | 0.8 | 365 | 8.0023 | 0.041312 | 8 | 0.043572
83361 | 7.68 | 0.8 | 365 | 7.0237 | 0.079689 | 7 | 0.10339
83082 | 9.24 | 0.8 | 365 | 8.4504 | 0.93963 | 9 | 0.39001
83084 | 11.2 | 0.8 | 365 | 10.2429 | 0.53288 | 10 | 0.77577
83087 | 4.2 | 0.8 | 365 | 3.8411 | 0.69983 | 4 | 0.54091
83077 | 10.2 | 0.8 | 365 | 9.3283 | 0.69959 | 10 | 0.027935
83081 | 5.94 | 0.8 | 365 | 5.4324 | 0.88976 | 6 | 0.32215
83086 | 11.39 | 0.8 | 365 | 10.4167 | 0.8812 | 11 | 0.29786
83072 | 10.05 | 0.8 | 365 | 9.1912 | 0.42459 | 9 | 0.61576
83078 | 5.4 | 0.8 | 365 | 4.9385 | 0.89978 | 5 | 0.83832
83079 | 14.4 | 0.8 | 365 | 13.1694 | 0.39942 | 13 | 0.56885
82894 | 8.41 | 0.8 | 365 | 7.6913 | 0.41799 | 8 | 0.10931
83067 | 11.55 | 0.8 | 365 | 10.563 | 0.17453 | 10 | 0.73752
83073 | 16.64 | 0.8 | 365 | 15.218 | 0.50599 | 15 | 0.724
82702 | 6.38 | 0.8 | 365 | 5.8348 | 0.69641 | 6 | 0.5312
83251 | 13.95 | 0.8 | 365 | 12.7579 | 0.57443 | 13 | 0.33232
83253 | 8.45 | 0.8 | 365 | 7.7279 | 0.49132 | 8 | 0.21922
83265 | 10.2 | 0.8 | 365 | 9.3283 | 0.69959 | 10 | 0.027935
82659 | 3.48 | 0.8 | 365 | 3.1826 | 0.37986 | 3 | 0.56247
82755 | 6.49 | 0.8 | 365 | 5.9354 | 0.89807 | 6 | 0.83346
82872 | 11.16 | 0.8 | 365 | 10.2063 | 0.45955 | 10 | 0.66586
83127 | 2.01 | 0.8 | 365 | 1.8382 | 0.68492 | 2 | 0.52315
83259 | 8.32 | 0.8 | 365 | 7.609 | 0.253 | 7 | 0.862
73221 | 5.94 | 0.8 | 365 | 5.4324 | 0.88976 | 6 | 0.32215
83362 | 4.48 | 0.8 | 365 | 4.0972 | 0.21315 | 4 | 0.31031
83293 | 102 | 0.7 | 365 | 81.6231 | 0.62138 | 82 | 0.24443
81673 | 462.66 | 0.6 | 365 | 317.3422 | 0.14344 | 317 | 0.48563
82942 | 41.91 | 0.6 | 365 | 28.7464 | 0.62498 | 29 | 0.37138
83363 | 5.6 | 0.8 | 365 | 5.1214 | 0.26644 | 5 | 0.38789
83364 | 11.88 | 0.8 | 365 | 10.8648 | 0.77952 | 11 | 0.6443
83365 | 11.16 | 0.8 | 365 | 10.2063 | 0.45955 | 10 | 0.66586
83366 | 8.85 | 0.8 | 365 | 8.0937 | 0.22464 | 8 | 0.31836
83369 | 12.76 | 0.8 | 365 | 11.6696 | 0.39282 | 12 | 0.062398
83370 | 4.425 | 0.8 | 365 | 4.0469 | 0.11232 | 4 | 0.15918
83371 | 4.425 | 0.8 | 365 | 4.0469 | 0.11232 | 4 | 0.15918
83372 | 4.93 | 0.8 | 365 | 4.5087 | 0.038134 | 4 | 0.54684
83374 | 5.015 | 0.8 | 365 | 4.5864 | 0.19396 | 4 | 0.7804
83375 | 5.015 | 0.8 | 365 | 4.5864 | 0.19396 | 4 | 0.7804
83376 | 7.54 | 0.8 | 365 | 6.8957 | 0.82303 | 7 | 0.71869
83373 | 4.55 | 0.8 | 365 | 4.1612 | 0.34148 | 4 | 0.50266
83377 | 6.785 | 0.8 | 365 | 6.2052 | 0.43889 | 6 | 0.64407
83379 | 5.605 | 0.8 | 365 | 5.126 | 0.27561 | 5 | 0.40163
83380 | 5.31 | 0.8 | 365 | 4.8562 | 0.73478 | 5 | 0.59101
80520 | 6.72 | 0.8 | 365 | 6.1457 | 0.31973 | 6 | 0.46546
83378 | 20.1 | 0.8 | 365 | 18.3823 | 0.84919 | 19 | 0.23152
83381 | 7.08 | 0.8 | 365 | 6.475 | 0.97971 | 7 | 0.45468
83368 | 8.64 | 0.8 | 365 | 7.9017 | 0.83965 | 8 | 0.74131
83348 | 10.5 | 0.8 | 365 | 9.6027 | 0.24957 | 9 | 0.85229
83384 | 4.93 | 0.8 | 365 | 4.5087 | 0.038134 | 4 | 0.54684
83385 | 5.31 | 0.8 | 365 | 4.8562 | 0.73478 | 5 | 0.59101
83386 | 7.375 | 0.8 | 365 | 6.7448 | 0.52053 | 7 | 0.2653
83389 | 9.38 | 0.8 | 365 | 8.5784 | 0.19629 | 8 | 0.77471
83390 | 8 | 0.8 | 365 | 7.3164 | 0.66634 | 7 | 0.98269
83288 | 2.32 | 0.8 | 365 | 2.1217 | 0.25324 | 2 | 0.37498
83311 | 5.51 | 0.8 | 365 | 5.0391 | 0.10144 | 5 | 0.14058
81878 | 12.18 | 0.8 | 365 | 11.1391 | 0.32951 | 11 | 0.46865
82092 | 10.5 | 0.8 | 365 | 9.6027 | 0.24957 | 9 | 0.85229
83395 | 8.75 | 0.8 | 365 | 8.0023 | 0.041312 | 8 | 0.043572
83397 | 12.95 | 0.8 | 365 | 11.8433 | 0.74114 | 12 | 0.58449
83400 | 7.98 | 0.8 | 365 | 7.2981 | 0.62968 | 7 | 0.92774
83401 | 13.05 | 0.8 | 365 | 11.9348 | 0.92447 | 12 | 0.85927
83402 | 7.2 | 0.8 | 365 | 6.5847 | 0.19971 | 6 | 0.78442
83175 | 10.83 | 0.8 | 365 | 9.9045 | 0.85456 | 10 | 0.75907
63825 | 225.28 | 0.7 | 365 | 180.2749 | 0.37868 | 180 | 0.65359
59721 | 87.04 | 0.7 | 365 | 69.6517 | 0.62358 | 70 | 0.27525
59707 | 48.96 | 0.7 | 365 | 39.1791 | 0.53826 | 39 | 0.71733
59714 | 24.32 | 0.8 | 365 | 22.2417 | 0.58568 | 22 | 0.82739
83382 | 11.88 | 0.8 | 365 | 10.8648 | 0.77952 | 11 | 0.6443
83405 | 5.27 | 0.8 | 365 | 4.8196 | 0.66145 | 5 | 0.4811
82640 | 3.245 | 0.8 | 365 | 2.9677 | 0.94904 | 3 | 0.91673
82680 | 3.245 | 0.8 | 365 | 2.9677 | 0.94904 | 3 | 0.91673
78192 | 162 | 0.6 | 365 | 111.1171 | 0.74508 | 111 | 0.86217
83409 | 4.5 | 0.8 | 365 | 4.1154 | 0.24982 | 4 | 0.36527
78931 | 31.2 | 0.6 | 365 | 21.4003 | 0.89905 | 22 | 0.29938
83412 | 9.425 | 0.8 | 365 | 8.6196 | 0.27878 | 8 | 0.89836
83413 | 6.3 | 0.8 | 365 | 5.7616 | 0.54974 | 6 | 0.31137
83415 | 11.2 | 0.8 | 365 | 10.2429 | 0.53288 | 10 | 0.77577
83418 | 4.355 | 0.8 | 365 | 3.9828 | 0.98399 | 4 | 0.96683
83419 | 6.48 | 0.8 | 365 | 5.9262 | 0.87974 | 6 | 0.80598
83421 | 7.14 | 0.8 | 365 | 6.5298 | 0.089711 | 6 | 0.61955
83275 | 6.54 | 0.8 | 365 | 5.9811 | 0.98973 | 6 | 0.97085
83422 | 7.65 | 0.8 | 365 | 6.9963 | 0.02469 | 7 | 0.020952
80529 | 24.6 | 0.8 | 365 | 22.4978 | 0.099003 | 22 | 0.59679
82458 | 10.791 | 0.8 | 365 | 9.8688 | 0.78306 | 10 | 0.65191
83391 | 4.68 | 0.8 | 365 | 4.2801 | 0.57981 | 4 | 0.85988
82948 | 10.385 | 0.8 | 365 | 9.4975 | 0.038746 | 9 | 0.53629
82980 | 11.34 | 0.8 | 365 | 10.3709 | 0.78954 | 11 | 0.16047
83318 | 9.405 | 0.8 | 365 | 8.6013 | 0.24212 | 8 | 0.84341
83066 | 5.695 | 0.8 | 365 | 5.2083 | 0.4406 | 5 | 0.64893
83355 | 10.4 | 0.8 | 365 | 9.5113 | 0.066245 | 9 | 0.5775
83068 | 9.715 | 0.8 | 365 | 8.8848 | 0.81044 | 9 | 0.69523
83069 | 7.68 | 0.8 | 365 | 7.0237 | 0.079689 | 7 | 0.10339
83074 | 7.77 | 0.8 | 365 | 7.106 | 0.24469 | 7 | 0.35069
83070 | 5.94 | 0.8 | 365 | 5.4324 | 0.88976 | 6 | 0.32215
83076 | 13.5 | 0.8 | 365 | 12.3463 | 0.74945 | 13 | 0.095797
82387 | 3.1 | 0.8 | 365 | 2.8351 | 0.68321 | 3 | 0.51829
83610 | 13.11 | 0.8 | 365 | 11.9897 | 0.034469 | 12 | 0.02414
77875 | 180.9 | 0.7 | 365 | 144.7609 | 0.18733 | 144 | 0.94822
79849 | 12.98 | 0.8 | 365 | 11.8708 | 0.79614 | 12 | 0.66692
79851 | 4.13 | 0.8 | 365 | 3.7771 | 0.5715 | 4 | 0.34857
83115 | 3.9 | 0.8 | 365 | 3.5667 | 0.14984 | 3 | 0.71656
83208 | 10.8 | 0.8 | 365 | 9.8771 | 0.79956 | 10 | 0.67664
83303 | 8.71 | 0.8 | 365 | 7.9657 | 0.96798 | 8 | 0.93366
82555 | 3.135 | 0.8 | 365 | 2.8671 | 0.74737 | 3 | 0.61447
82712 | 10.44 | 0.8 | 365 | 9.5478 | 0.13958 | 9 | 0.68742
82429 | 9.24 | 0.8 | 365 | 8.4504 | 0.93963 | 9 | 0.39001
82722 | 2.5 | 0.8 | 365 | 2.2864 | 0.58323 | 2 | 0.86959
83424 | 17.67 | 0.8 | 365 | 16.16 | 0.39428 | 16 | 0.55428
83426 | 9.44 | 0.8 | 365 | 8.6333 | 0.30628 | 8 | 0.93958
83427 | 9.01 | 0.8 | 365 | 8.24 | 0.51797 | 8 | 0.75801
83428 | 12.47 | 0.8 | 365 | 11.4044 | 0.86116 | 12 | 0.26552
83429 | 12.455 | 0.8 | 365 | 11.3906 | 0.83366 | 12 | 0.22431
83430 | 10.92 | 0.8 | 365 | 9.9868 | 0.019557 | 10 | 0.0063779
83431 | 23.16 | 0.8 | 365 | 21.1808 | 0.45906 | 21 | 0.6399
78687 | 237.608 | 0.6 | 365 | 162.9772 | 0.70378 | 163 | 0.681
83435 | 10.26 | 0.8 | 365 | 9.3832 | 0.80958 | 10 | 0.19281
83436 | 4.275 | 0.8 | 365 | 3.9097 | 0.83733 | 4 | 0.747
83437 | 6.27 | 0.8 | 365 | 5.7342 | 0.49475 | 6 | 0.22894
47413 | 1084.05 | 1 | 365 | 1239.2643 | 0.22632 | 1239 | 0.4906
47396 | 1392.84 | 1 | 365 | 1592.2668 | 0.85443 | 1593 | 0.12126
34379 | 2776.32 | 1 | 365 | 3173.8335 | 0.25933 | 3174 | 0.092831
83392 | 11.02 | 0.8 | 365 | 10.0783 | 0.20289 | 10 | 0.28116
83396 | 4.64 | 0.8 | 365 | 4.2435 | 0.50648 | 4 | 0.74996
83393 | 11.48 | 0.8 | 365 | 10.499 | 0.046201 | 10 | 0.54517
83394 | 12.18 | 0.8 | 365 | 11.1391 | 0.32951 | 11 | 0.46865
83398 | 6.96 | 0.8 | 365 | 6.3652 | 0.75972 | 7 | 0.12494
83433 | 3.77 | 0.8 | 365 | 3.4478 | 0.91151 | 4 | 0.35934
83434 | 4.93 | 0.8 | 365 | 4.5087 | 0.038134 | 4 | 0.54684
81398 | 109.5 | 0.6 | 365 | 75.1069 | 0.55917 | 75 | 0.6661
83439 | 7.2 | 0.8 | 365 | 6.5847 | 0.19971 | 6 | 0.78442
82317 | 70.56 | 0.6 | 365 | 48.3977 | 0.017855 | 48 | 0.41552
83443 | 24.12 | 0.8 | 365 | 22.0588 | 0.21902 | 22 | 0.27782
83445 | 6.72 | 0.8 | 365 | 6.1457 | 0.31973 | 6 | 0.46546
83446 | 6.93 | 0.8 | 365 | 6.3378 | 0.70472 | 7 | 0.042509
83447 | 11.52 | 0.8 | 365 | 10.5355 | 0.11953 | 10 | 0.65508
83449 | 5.67 | 0.8 | 365 | 5.1855 | 0.39477 | 5 | 0.58023
83451 | 10.5 | 0.8 | 365 | 9.6027 | 0.24957 | 9 | 0.85229
81051 | 8.1 | 0.8 | 365 | 7.4078 | 0.84967 | 8 | 0.25748
83452 | 10.464 | 0.8 | 365 | 9.5698 | 0.18358 | 9 | 0.75336
83305 | 7.2 | 0.8 | 365 | 6.5847 | 0.19971 | 6 | 0.78442
83306 | 6.7 | 0.8 | 365 | 6.1274 | 0.28306 | 6 | 0.41051
83307 | 4.32 | 0.8 | 365 | 3.9508 | 0.91982 | 4 | 0.87065
83308 | 3.69 | 0.8 | 365 | 3.3747 | 0.76485 | 4 | 0.13952
83309 | 11.16 | 0.8 | 365 | 10.2063 | 0.45955 | 10 | 0.66586
83310 | 6.03 | 0.8 | 365 | 5.5147 | 0.054756 | 5 | 0.56946
83312 | 7.56 | 0.8 | 365 | 6.914 | 0.85969 | 7 | 0.77365
83313 | 8.63 | 0.8 | 365 | 7.8925 | 0.82132 | 8 | 0.71383
83314 | 6.21 | 0.8 | 365 | 5.6793 | 0.38475 | 6 | 0.064067
34369 | 646.38 | 0.7 | 365 | 517.2501 | 0.87833 | 518 | 0.12841
34373 | 1340.64 | 0.7 | 365 | 1072.815 | 0.56245 | 1073 | 0.37744
83469 | 21 | 0.8 | 365 | 19.2054 | 0.49915 | 19 | 0.70457
83470 | 14.96 | 0.8 | 365 | 13.6816 | 0.42606 | 14 | 0.10764
83472 | 13.34 | 0.8 | 365 | 12.2 | 0.45613 | 12 | 0.65614
83481 | 14.4 | 0.8 | 365 | 13.1694 | 0.39942 | 13 | 0.56885
82858 | 180.88 | 0.6 | 365 | 124.067 | 0.7045 | 124 | 0.77154
83504 | 8.97 | 0.8 | 365 | 8.2035 | 0.44464 | 8 | 0.6481
83507 | 5.36 | 0.8 | 365 | 4.902 | 0.82645 | 5 | 0.72841
83515 | 10.98 | 0.8 | 365 | 10.0417 | 0.12955 | 10 | 0.17125
81764 | 249.795 | 0.6 | 365 | 171.3364 | 0.46053 | 171 | 0.79692
83527 | 7.44 | 0.8 | 365 | 6.8042 | 0.6397 | 7 | 0.44391
83528 | 9.975 | 0.8 | 365 | 9.1226 | 0.2871 | 9 | 0.40967
83529 | 6.96 | 0.8 | 365 | 6.3652 | 0.75972 | 7 | 0.12494
83530 | 7.965 | 0.8 | 365 | 7.2843 | 0.60218 | 7 | 0.88652
83531 | 13.34 | 0.8 | 365 | 12.2 | 0.45613 | 12 | 0.65614
83532 | 8.99 | 0.8 | 365 | 8.2218 | 0.4813 | 8 | 0.70305
83540 | 5.7 | 0.8 | 365 | 5.2129 | 0.44977 | 5 | 0.66267
83541 | 11.31 | 0.8 | 365 | 10.3435 | 0.73454 | 11 | 0.078034
83542 | 10.73 | 0.8 | 365 | 9.8131 | 0.67123 | 10 | 0.48429
83546 | 9.72 | 0.8 | 365 | 8.8894 | 0.81961 | 9 | 0.70897
83545 | 11.6 | 0.8 | 365 | 10.6087 | 0.2662 | 10 | 0.87491
83551 | 3 | 0.8 | 365 | 2.7436 | 0.49988 | 3 | 0.24351
83553 | 7.44 | 0.8 | 365 | 6.8042 | 0.6397 | 7 | 0.44391
83556 | 7.54 | 0.8 | 365 | 6.8957 | 0.82303 | 7 | 0.71869
83539 | 8.502 | 0.8 | 365 | 7.7755 | 0.58666 | 8 | 0.36211
83558 | 5.36 | 0.8 | 365 | 4.902 | 0.82645 | 5 | 0.72841
83560 | 7.035 | 0.8 | 365 | 6.4338 | 0.89721 | 7 | 0.33103
83565 | 6.67 | 0.8 | 365 | 6.1 | 0.22806 | 6 | 0.32807
83571 | 14.4 | 0.8 | 365 | 13.1694 | 0.39942 | 13 | 0.56885
83594 | 8.12 | 0.8 | 365 | 7.4261 | 0.88634 | 8 | 0.31243
83596 | 9.24 | 0.8 | 365 | 8.4504 | 0.93963 | 9 | 0.39001
83699 | 13.57 | 0.8 | 365 | 12.4104 | 0.87778 | 13 | 0.28815
83609 | 8.91 | 0.8 | 365 | 8.1486 | 0.33464 | 8 | 0.48323
83613 | 8.96 | 0.8 | 365 | 8.1943 | 0.4263 | 8 | 0.62062
83538 | 7.84 | 0.8 | 365 | 7.17 | 0.37302 | 7 | 0.54304
83869 | 11.118 | 0.8 | 365 | 10.1679 | 0.38255 | 10 | 0.55045
83873 | 8.64 | 0.8 | 365 | 7.9017 | 0.83965 | 8 | 0.74131
83848 | 5.52 | 0.8 | 365 | 5.0483 | 0.11978 | 5 | 0.16806
83824 | 4.68 | 0.8 | 365 | 4.2801 | 0.57981 | 4 | 0.85988
83823 | 7.56 | 0.8 | 365 | 6.914 | 0.85969 | 7 | 0.77365
83822 | 5.175 | 0.8 | 365 | 4.7328 | 0.48729 | 5 | 0.22006
83821 | 12.06 | 0.8 | 365 | 11.0294 | 0.10951 | 11 | 0.13891
83819 | 5.4 | 0.8 | 365 | 4.9385 | 0.89978 | 5 | 0.83832
83820 | 20.928 | 0.8 | 365 | 19.1396 | 0.36715 | 19 | 0.50673
83652 | 12.96 | 0.8 | 365 | 11.8525 | 0.75947 | 12 | 0.61196
78186 | 32.8 | 0.6 | 365 | 22.4978 | 0.099003 | 22 | 0.59679
83656 | 13.275 | 0.8 | 365 | 12.1406 | 0.33696 | 12 | 0.47753
83655 | 8.829 | 0.8 | 365 | 8.0745 | 0.18614 | 8 | 0.26065
83657 | 11.21 | 0.8 | 365 | 10.252 | 0.55121 | 10 | 0.80325
83659 | 5.51 | 0.8 | 365 | 5.0391 | 0.10144 | 5 | 0.14058
83661 | 22.04 | 0.8 | 365 | 20.1565 | 0.40577 | 20 | 0.56232
83662 | 23.52 | 0.8 | 365 | 21.5101 | 0.11905 | 21 | 0.62912
83145 | 4.35 | 0.8 | 365 | 3.9783 | 0.97482 | 4 | 0.95309
83139 | 7.83 | 0.8 | 365 | 7.1609 | 0.35468 | 7 | 0.51556
83683 | 4.06 | 0.8 | 365 | 3.713 | 0.44317 | 4 | 0.15622
83678 | 4.06 | 0.8 | 365 | 3.713 | 0.44317 | 4 | 0.15622
83674 | 5.8 | 0.8 | 365 | 5.3044 | 0.6331 | 5 | 0.93745
83672 | 9.28 | 0.8 | 365 | 8.487 | 0.012957 | 8 | 0.49993
83671 | 10.44 | 0.8 | 365 | 9.5478 | 0.13958 | 9 | 0.68742
83670 | 8.7 | 0.8 | 365 | 7.9565 | 0.94965 | 8 | 0.90618
83501 | 4.06 | 0.8 | 365 | 3.713 | 0.44317 | 4 | 0.15622
83505 | 3.19 | 0.8 | 365 | 2.9174 | 0.8482 | 3 | 0.7656
83122 | 5.32 | 0.8 | 365 | 4.8654 | 0.75312 | 5 | 0.61849
83685 | 15.66 | 0.8 | 365 | 14.3218 | 0.70937 | 15 | 0.031124
83686 | 5.22 | 0.8 | 365 | 4.7739 | 0.56979 | 5 | 0.34371
83496 | 3.08 | 0.8 | 365 | 2.8168 | 0.64654 | 3 | 0.46334
83492 | 2.34 | 0.8 | 365 | 2.14 | 0.28991 | 2 | 0.42994
83490 | 6.38 | 0.8 | 365 | 5.8348 | 0.69641 | 6 | 0.5312
83687 | 7.54 | 0.8 | 365 | 6.8957 | 0.82303 | 7 | 0.71869
83485 | 4.06 | 0.8 | 365 | 3.713 | 0.44317 | 4 | 0.15622
83456 | 11.55 | 0.8 | 365 | 10.563 | 0.17453 | 10 | 0.73752
83688 | 11.31 | 0.8 | 365 | 10.3435 | 0.73454 | 11 | 0.078034
83457 | 11.2 | 0.8 | 365 | 10.2429 | 0.53288 | 10 | 0.77577
83482 | 4.35 | 0.8 | 365 | 3.9783 | 0.97482 | 4 | 0.95309
83480 | 11.02 | 0.8 | 365 | 10.0783 | 0.20289 | 10 | 0.28116
83479 | 13.34 | 0.8 | 365 | 12.2 | 0.45613 | 12 | 0.65614
83478 | 2.32 | 0.8 | 365 | 2.1217 | 0.25324 | 2 | 0.37498
83475 | 2.9 | 0.8 | 365 | 2.6522 | 0.31655 | 2 | 0.96873
83458 | 5.31 | 0.8 | 365 | 4.8562 | 0.73478 | 5 | 0.59101
83474 | 5.8 | 0.8 | 365 | 5.3044 | 0.6331 | 5 | 0.93745
83459 | 11.9 | 0.8 | 365 | 10.8831 | 0.81618 | 11 | 0.69926
83460 | 5.76 | 0.8 | 365 | 5.2678 | 0.55977 | 5 | 0.82754
83461 | 11.2 | 0.8 | 365 | 10.2429 | 0.53288 | 10 | 0.77577
83462 | 9.045 | 0.8 | 365 | 8.2721 | 0.58213 | 8 | 0.85418
83473 | 4.06 | 0.8 | 365 | 3.713 | 0.44317 | 4 | 0.15622
83471 | 8.96 | 0.8 | 365 | 8.1943 | 0.4263 | 8 | 0.62062
83121 | 4.93 | 0.8 | 365 | 4.5087 | 0.038134 | 4 | 0.54684
83137 | 9.57 | 0.8 | 365 | 8.7522 | 0.54461 | 9 | 0.2968
83116 | 9.57 | 0.8 | 365 | 8.7522 | 0.54461 | 9 | 0.2968
83124 | 6.16 | 0.8 | 365 | 5.6336 | 0.29308 | 5 | 0.92667
83130 | 7.54 | 0.8 | 365 | 6.8957 | 0.82303 | 7 | 0.71869
83697 | 8.99 | 0.8 | 365 | 8.2218 | 0.4813 | 8 | 0.70305
83695 | 7.84 | 0.8 | 365 | 7.17 | 0.37302 | 7 | 0.54304
83463 | 4.48 | 0.8 | 365 | 4.0972 | 0.21315 | 4 | 0.31031
83464 | 11.55 | 0.8 | 365 | 10.563 | 0.17453 | 10 | 0.73752
83465 | 8.71 | 0.8 | 365 | 7.9657 | 0.96798 | 8 | 0.93366
83466 | 6.7 | 0.8 | 365 | 6.1274 | 0.28306 | 6 | 0.41051
83690 | 4.06 | 0.8 | 365 | 3.713 | 0.44317 | 4 | 0.15622
83691 | 11.02 | 0.8 | 365 | 10.0783 | 0.20289 | 10 | 0.28116
83477 | 5.36 | 0.8 | 365 | 4.902 | 0.82645 | 5 | 0.72841
83486 | 8.835 | 0.8 | 365 | 8.08 | 0.19714 | 8 | 0.27714
83488 | 4.275 | 0.8 | 365 | 3.9097 | 0.83733 | 4 | 0.747
83491 | 10.89 | 0.8 | 365 | 9.9594 | 0.96456 | 10 | 0.92394
83493 | 5.61 | 0.8 | 365 | 5.1306 | 0.28477 | 5 | 0.41536
83495 | 5.94 | 0.8 | 365 | 5.4324 | 0.88976 | 6 | 0.32215
83497 | 5.415 | 0.8 | 365 | 4.9523 | 0.92728 | 5 | 0.87954
83499 | 11.9 | 0.8 | 365 | 10.8831 | 0.81618 | 11 | 0.69926
83494 | 11.84 | 0.8 | 365 | 10.8282 | 0.70619 | 11 | 0.53439
83500 | 6.6 | 0.8 | 365 | 6.036 | 0.099732 | 6 | 0.13572
83503 | 5.13 | 0.8 | 365 | 4.6916 | 0.40479 | 5 | 0.096403
83502 | 12.06 | 0.8 | 365 | 11.0294 | 0.10951 | 11 | 0.13891
83506 | 5.61 | 0.8 | 365 | 5.1306 | 0.28477 | 5 | 0.41536
83508 | 9.9 | 0.8 | 365 | 9.054 | 0.1496 | 9 | 0.20358
83511 | 4.95 | 0.8 | 365 | 4.527 | 0.074799 | 4 | 0.60179
83512 | 11.05 | 0.8 | 365 | 10.1057 | 0.25789 | 10 | 0.3636
83513 | 8.55 | 0.8 | 365 | 7.8194 | 0.67465 | 8 | 0.494
83514 | 8.265 | 0.8 | 365 | 7.5587 | 0.15216 | 7 | 0.71087
83516 | 6.84 | 0.8 | 365 | 6.2555 | 0.53972 | 6 | 0.7952
83518 | 11.22 | 0.8 | 365 | 10.2612 | 0.56955 | 10 | 0.83073
83521 | 9.405 | 0.8 | 365 | 8.6013 | 0.24212 | 8 | 0.84341
83523 | 5.28 | 0.8 | 365 | 4.8288 | 0.67979 | 5 | 0.50858
83543 | 6.12 | 0.8 | 365 | 5.597 | 0.21975 | 5 | 0.81676
83557 | 8.58 | 0.8 | 365 | 7.8468 | 0.72965 | 8 | 0.57644
83562 | 5.04 | 0.8 | 365 | 4.6093 | 0.2398 | 4 | 0.8491
83667 | 4.93 | 0.8 | 365 | 4.5087 | 0.038134 | 4 | 0.54684
83563 | 7.08 | 0.8 | 365 | 6.475 | 0.97971 | 7 | 0.45468
83689 | 13.16 | 0.8 | 365 | 12.0354 | 0.12613 | 12 | 0.16153
83564 | 9.81 | 0.8 | 365 | 8.9717 | 0.9846 | 9 | 0.95628
83757 | 8.12 | 0.8 | 365 | 7.4261 | 0.88634 | 8 | 0.31243
83758 | 4.93 | 0.8 | 365 | 4.5087 | 0.038134 | 4 | 0.54684
83567 | 11.16 | 0.8 | 365 | 10.2063 | 0.45955 | 10 | 0.66586
83568 | 4.35 | 0.8 | 365 | 3.9783 | 0.97482 | 4 | 0.95309
83572 | 5.605 | 0.8 | 365 | 5.126 | 0.27561 | 5 | 0.40163
83575 | 5.22 | 0.8 | 365 | 4.7739 | 0.56979 | 5 | 0.34371
83577 | 12.095 | 0.8 | 365 | 11.0614 | 0.17368 | 11 | 0.23509
83759 | 5.22 | 0.8 | 365 | 4.7739 | 0.56979 | 5 | 0.34371
83578 | 10.72 | 0.8 | 365 | 9.8039 | 0.6529 | 10 | 0.45681
83762 | 6.09 | 0.8 | 365 | 5.5696 | 0.16475 | 5 | 0.73433
83764 | 6.3 | 0.8 | 365 | 5.7616 | 0.54974 | 6 | 0.31137
83765 | 11.6 | 0.8 | 365 | 10.6087 | 0.2662 | 10 | 0.87491
83779 | 4.93 | 0.8 | 365 | 4.5087 | 0.038134 | 4 | 0.54684
83791 | 13.63 | 0.8 | 365 | 12.4652 | 0.98778 | 13 | 0.45302
83582 | 11.16 | 0.8 | 365 | 10.2063 | 0.45955 | 10 | 0.66586
83802 | 5.8 | 0.8 | 365 | 5.3044 | 0.6331 | 5 | 0.93745
83583 | 4.355 | 0.8 | 365 | 3.9828 | 0.98399 | 4 | 0.96683
83806 | 9.28 | 0.8 | 365 | 8.487 | 0.012957 | 8 | 0.49993
83812 | 6.96 | 0.8 | 365 | 6.3652 | 0.75972 | 7 | 0.12494
83815 | 6.09 | 0.8 | 365 | 5.5696 | 0.16475 | 5 | 0.73433
83584 | 3.96 | 0.8 | 365 | 3.6216 | 0.25984 | 3 | 0.88143
83796 | 6.38 | 0.8 | 365 | 5.8348 | 0.69641 | 6 | 0.5312
83586 | 11.48 | 0.8 | 365 | 10.499 | 0.046201 | 10 | 0.54517
83585 | 5.28 | 0.8 | 365 | 4.8288 | 0.67979 | 5 | 0.50858
83587 | 10.62 | 0.8 | 365 | 9.7125 | 0.46957 | 10 | 0.18203
83588 | 7.13 | 0.8 | 365 | 6.5207 | 0.071378 | 6 | 0.59208
83590 | 10.15 | 0.8 | 365 | 9.2826 | 0.60792 | 9 | 0.89054
83739 | 18.72 | 0.8 | 365 | 17.1203 | 0.31924 | 17 | 0.4395
83738 | 6.9 | 0.8 | 365 | 6.3104 | 0.64972 | 6 | 0.96007
83592 | 10.62 | 0.8 | 365 | 9.7125 | 0.46957 | 10 | 0.18203
83736 | 6.48 | 0.8 | 365 | 5.9262 | 0.87974 | 6 | 0.80598
83593 | 4.64 | 0.8 | 365 | 4.2435 | 0.50648 | 4 | 0.74996
83709 | 5.6 | 0.8 | 365 | 5.1214 | 0.26644 | 5 | 0.38789
83705 | 13.4 | 0.8 | 365 | 12.2549 | 0.56612 | 12 | 0.82101
83595 | 11.31 | 0.8 | 365 | 10.3435 | 0.73454 | 11 | 0.078034
83710 | 13.23 | 0.8 | 365 | 12.0994 | 0.25446 | 12 | 0.35388
83597 | 8.555 | 0.8 | 365 | 7.8239 | 0.68382 | 8 | 0.50774
83708 | 3.48 | 0.8 | 365 | 3.1826 | 0.37986 | 3 | 0.56247
83707 | 6.7 | 0.8 | 365 | 6.1274 | 0.28306 | 6 | 0.41051
83702 | 5.36 | 0.8 | 365 | 4.902 | 0.82645 | 5 | 0.72841
83598 | 7.65 | 0.8 | 365 | 6.9963 | 0.02469 | 7 | 0.020952
83700 | 15.19 | 0.8 | 365 | 13.8919 | 0.84772 | 14 | 0.73964
83599 | 3.77 | 0.8 | 365 | 3.4478 | 0.91151 | 4 | 0.35934
83600 | 5.695 | 0.8 | 365 | 5.2083 | 0.4406 | 5 | 0.64893
83601 | 12.18 | 0.8 | 365 | 11.1391 | 0.32951 | 11 | 0.46865
83696 | 4.2 | 0.8 | 365 | 3.8411 | 0.69983 | 4 | 0.54091
83603 | 5.31 | 0.8 | 365 | 4.8562 | 0.73478 | 5 | 0.59101
83604 | 11.6 | 0.8 | 365 | 10.6087 | 0.2662 | 10 | 0.87491
83605 | 8.85 | 0.8 | 365 | 8.0937 | 0.22464 | 8 | 0.31836
83606 | 3.77 | 0.8 | 365 | 3.4478 | 0.91151 | 4 | 0.35934
83608 | 11.48 | 0.8 | 365 | 10.499 | 0.046201 | 10 | 0.54517
83741 | 9.86 | 0.8 | 365 | 9.0174 | 0.076267 | 9 | 0.093671
83666 | 6.3 | 0.8 | 365 | 5.7616 | 0.54974 | 6 | 0.31137
83663 | 13.05 | 0.8 | 365 | 11.9348 | 0.92447 | 12 | 0.85927
83614 | 8.85 | 0.8 | 365 | 8.0937 | 0.22464 | 8 | 0.31836
83615 | 7.08 | 0.8 | 365 | 6.475 | 0.97971 | 7 | 0.45468
83742 | 11.89 | 0.8 | 365 | 10.8739 | 0.79785 | 11 | 0.67178
83618 | 4.64 | 0.8 | 365 | 4.2435 | 0.50648 | 4 | 0.74996
83619 | 5.51 | 0.8 | 365 | 5.0391 | 0.10144 | 5 | 0.14058
83621 | 13.275 | 0.8 | 365 | 12.1406 | 0.33696 | 12 | 0.47753
83622 | 10.24 | 0.8 | 365 | 9.3649 | 0.77292 | 10 | 0.13785
83624 | 9.86 | 0.8 | 365 | 9.0174 | 0.076267 | 9 | 0.093671
83625 | 13.275 | 0.8 | 365 | 12.1406 | 0.33696 | 12 | 0.47753
83627 | 5.415 | 0.8 | 365 | 4.9523 | 0.92728 | 5 | 0.87954
83628 | 4.845 | 0.8 | 365 | 4.431 | 0.8823 | 5 | 0.31327
83629 | 11.48 | 0.8 | 365 | 10.499 | 0.046201 | 10 | 0.54517
83630 | 9.735 | 0.8 | 365 | 8.9031 | 0.84711 | 9 | 0.75019
83631 | 8.64 | 0.8 | 365 | 7.9017 | 0.83965 | 8 | 0.74131
83632 | 13.275 | 0.8 | 365 | 12.1406 | 0.33696 | 12 | 0.47753
83633 | 10.915 | 0.8 | 365 | 9.9822 | 0.010391 | 9 | 0.99264
83634 | 9.44 | 0.8 | 365 | 8.6333 | 0.30628 | 8 | 0.93958
83635 | 4.35 | 0.8 | 365 | 3.9783 | 0.97482 | 4 | 0.95309
83636 | 11.7 | 0.8 | 365 | 10.7002 | 0.44953 | 11 | 0.14969
83637 | 13.275 | 0.8 | 365 | 12.1406 | 0.33696 | 12 | 0.47753
83638 | 19.52 | 0.8 | 365 | 17.8519 | 0.78588 | 18 | 0.63777
83639 | 6.03 | 0.8 | 365 | 5.5147 | 0.054756 | 5 | 0.56946
83640 | 6.72 | 0.8 | 365 | 6.1457 | 0.31973 | 6 | 0.46546
83643 | 10.62 | 0.8 | 365 | 9.7125 | 0.46957 | 10 | 0.18203
83645 | 13.3 | 0.8 | 365 | 12.1634 | 0.38279 | 12 | 0.54623
83646 | 7 | 0.8 | 365 | 6.4018 | 0.83305 | 7 | 0.23486
83647 | 5.04 | 0.8 | 365 | 4.6093 | 0.2398 | 4 | 0.8491
83649 | 10.5 | 0.8 | 365 | 9.6027 | 0.24957 | 9 | 0.85229
83650 | 10.85 | 0.8 | 365 | 9.9228 | 0.89123 | 10 | 0.81403
83651 | 9.6 | 0.8 | 365 | 8.7796 | 0.59961 | 9 | 0.37923
83654 | 6.67 | 0.8 | 365 | 6.1 | 0.22806 | 6 | 0.32807
83641 | 3.66 | 0.8 | 365 | 3.3472 | 0.70985 | 4 | 0.057083
81957 | 6.84 | 0.8 | 365 | 6.2555 | 0.53972 | 6 | 0.7952
83057 | 11.97 | 0.8 | 365 | 10.9471 | 0.94451 | 11 | 0.89161
83484 | 12.025 | 0.8 | 365 | 10.9974 | 0.045346 | 11 | 0.042738
83296 | 6.67 | 0.8 | 365 | 6.1 | 0.22806 | 6 | 0.32807
83388 | 7.32 | 0.8 | 365 | 6.6945 | 0.4197 | 7 | 0.11417
83408 | 8.37 | 0.8 | 365 | 7.6547 | 0.34466 | 7 | 0.99939
59711 | 64.64 | 0.7 | 365 | 51.7266 | 0.69104 | 52 | 0.41765
83642 | 5.76 | 0.8 | 365 | 5.2678 | 0.55977 | 5 | 0.82754
63400 | 92.16 | 0.7 | 365 | 73.7488 | 0.83673 | 74 | 0.58556
83417 | 7.68 | 0.8 | 365 | 7.0237 | 0.079689 | 7 | 0.10339
83387 | 8.1 | 0.8 | 365 | 7.4078 | 0.84967 | 8 | 0.25748
83423 | 15.08 | 0.8 | 365 | 13.7913 | 0.64606 | 14 | 0.43738
83660 | 12 | 0.8 | 365 | 10.9745 | 0.99951 | 11 | 0.97404
82366 | 19.72 | 0.8 | 365 | 18.0348 | 0.15253 | 18 | 0.18734
83235 | 15.075 | 0.8 | 365 | 13.7868 | 0.63689 | 14 | 0.42364
83291 | 5.04 | 0.8 | 365 | 4.6093 | 0.2398 | 4 | 0.8491
83547 | 10.44 | 0.8 | 365 | 9.5478 | 0.13958 | 9 | 0.68742
83548 | 8.06 | 0.8 | 365 | 7.3712 | 0.77634 | 8 | 0.14756
83591 | 8.71 | 0.8 | 365 | 7.9657 | 0.96798 | 8 | 0.93366
83574 | 5.22 | 0.8 | 365 | 4.7739 | 0.56979 | 5 | 0.34371
83579 | 5.31 | 0.8 | 365 | 4.8562 | 0.73478 | 5 | 0.59101
83617 | 1.45 | 0.8 | 365 | 1.3261 | 0.65827 | 1 | 0.98436
82655 | 5.04 | 0.8 | 365 | 4.6093 | 0.2398 | 4 | 0.8491
82666 | 9.86 | 0.8 | 365 | 9.0174 | 0.076267 | 9 | 0.093671
83153 | 3.08 | 0.8 | 365 | 2.8168 | 0.64654 | 3 | 0.46334
83201 | 10.92 | 0.8 | 365 | 9.9868 | 0.019557 | 10 | 0.0063779
83185 | 10.64 | 0.8 | 365 | 9.7307 | 0.50624 | 10 | 0.23698
83552 | 12.98 | 0.8 | 365 | 11.8708 | 0.79614 | 12 | 0.66692
83713 | 10.464 | 0.8 | 365 | 9.5698 | 0.18358 | 9 | 0.75336
83717 | 9.9 | 0.8 | 365 | 9.054 | 0.1496 | 9 | 0.20358
83748 | 4.2 | 0.8 | 365 | 3.8411 | 0.69983 | 4 | 0.54091
83750 | 9.92 | 0.8 | 365 | 9.0723 | 0.18626 | 9 | 0.25854
83745 | 5.559 | 0.8 | 365 | 5.084 | 0.19127 | 5 | 0.27522
83747 | 6.785 | 0.8 | 365 | 6.2052 | 0.43889 | 6 | 0.64407
83570 | 5.775 | 0.8 | 365 | 5.2815 | 0.58727 | 5 | 0.86876
83526 | 6.82 | 0.8 | 365 | 6.2372 | 0.50306 | 6 | 0.74025
83520 | 7.32 | 0.8 | 365 | 6.6945 | 0.4197 | 7 | 0.11417
83517 | 8.54 | 0.8 | 365 | 7.8102 | 0.65632 | 8 | 0.46653
83680 | 8.215 | 0.8 | 365 | 7.513 | 0.0605 | 7 | 0.57348
83675 | 7.84 | 0.8 | 365 | 7.17 | 0.37302 | 7 | 0.54304
83054 | 3.3 | 0.8 | 365 | 3.018 | 0.049866 | 3 | 0.067861
81396 | 2.64 | 0.8 | 365 | 2.4144 | 0.83989 | 3 | 0.25429
82958 | 5.76 | 0.8 | 365 | 5.2678 | 0.55977 | 5 | 0.82754
83767 | 4.425 | 0.8 | 365 | 4.0469 | 0.11232 | 4 | 0.15918
83829 | 10.385 | 0.8 | 365 | 9.4975 | 0.038746 | 9 | 0.53629
83333 | 13.395 | 0.8 | 365 | 12.2503 | 0.55696 | 12 | 0.80727
83774 | 8.64 | 0.8 | 365 | 7.9017 | 0.83965 | 8 | 0.74131
83787 | 8.96 | 0.8 | 365 | 8.1943 | 0.4263 | 8 | 0.62062
82921 | 8.4 | 0.8 | 365 | 7.6822 | 0.39966 | 8 | 0.081829
83793 | 12.87 | 0.8 | 365 | 11.7702 | 0.59448 | 12 | 0.36466
83534 | 5.28 | 0.8 | 365 | 4.8288 | 0.67979 | 5 | 0.50858
83817 | 8.829 | 0.8 | 365 | 8.0745 | 0.18614 | 8 | 0.26065
83818 | 5.886 | 0.8 | 365 | 5.383 | 0.79076 | 6 | 0.17377
83902 | 3.2 | 0.8 | 365 | 2.9265 | 0.86654 | 3 | 0.79308
83694 | 10.08 | 0.8 | 365 | 9.2186 | 0.47959 | 9 | 0.69819
83698 | 9.24 | 0.8 | 365 | 8.4504 | 0.93963 | 9 | 0.39001
83673 | 7.98 | 0.8 | 365 | 7.2981 | 0.62968 | 7 | 0.92774
83677 | 7.125 | 0.8 | 365 | 6.5161 | 0.062211 | 6 | 0.57834
83679 | 3.3 | 0.8 | 365 | 3.018 | 0.049866 | 3 | 0.067861
83693 | 12.6 | 0.8 | 365 | 11.5233 | 0.099489 | 11 | 0.62274
83669 | 6.36 | 0.8 | 365 | 5.8165 | 0.65974 | 6 | 0.47624
83711 | 3.42 | 0.8 | 365 | 3.1277 | 0.26986 | 3 | 0.3976
83712 | 3.3 | 0.8 | 365 | 3.018 | 0.049866 | 3 | 0.067861
83714 | 6.27 | 0.8 | 365 | 5.7342 | 0.49475 | 6 | 0.22894
83715 | 9.24 | 0.8 | 365 | 8.4504 | 0.93963 | 9 | 0.39001
83719 | 5.8 | 0.8 | 365 | 5.3044 | 0.6331 | 5 | 0.93745
83721 | 2.95 | 0.8 | 365 | 2.6979 | 0.40821 | 3 | 0.10612
83722 | 7.08 | 0.8 | 365 | 6.475 | 0.97971 | 7 | 0.45468
83724 | 9.9 | 0.8 | 365 | 9.054 | 0.1496 | 9 | 0.20358
83725 | 7.41 | 0.8 | 365 | 6.7768 | 0.5847 | 7 | 0.36147
83726 | 13.33 | 0.8 | 365 | 12.1909 | 0.43779 | 12 | 0.62866
83731 | 10.385 | 0.8 | 365 | 9.4975 | 0.038746 | 9 | 0.53629
83732 | 4.55 | 0.8 | 365 | 4.1612 | 0.34148 | 4 | 0.50266
83734 | 9.75 | 0.8 | 365 | 8.9168 | 0.8746 | 9 | 0.79141
83735 | 10.791 | 0.8 | 365 | 9.8688 | 0.78306 | 10 | 0.65191
83743 | 7.83 | 0.8 | 365 | 7.1609 | 0.35468 | 7 | 0.51556
83744 | 6.38 | 0.8 | 365 | 5.8348 | 0.69641 | 6 | 0.5312
83746 | 12.2 | 0.8 | 365 | 11.1574 | 0.36617 | 11 | 0.52361
83483 | 4.845 | 0.8 | 365 | 4.431 | 0.8823 | 5 | 0.31327
83728 | 7.965 | 0.8 | 365 | 7.2843 | 0.60218 | 7 | 0.88652
83727 | 7.375 | 0.8 | 365 | 6.7448 | 0.52053 | 7 | 0.2653
83720 | 12.24 | 0.8 | 365 | 11.194 | 0.4395 | 11 | 0.63352
83730 | 12.24 | 0.8 | 365 | 11.194 | 0.4395 | 11 | 0.63352
83733 | 12.96 | 0.8 | 365 | 11.8525 | 0.75947 | 12 | 0.61196
83754 | 14.35 | 0.8 | 365 | 13.1237 | 0.30775 | 13 | 0.43146
83755 | 5.8 | 0.8 | 365 | 5.3044 | 0.6331 | 5 | 0.93745
83756 | 8.12 | 0.8 | 365 | 7.4261 | 0.88634 | 8 | 0.31243
83760 | 13.33 | 0.8 | 365 | 12.1909 | 0.43779 | 12 | 0.62866
83544 | 9.15 | 0.8 | 365 | 8.3681 | 0.77463 | 9 | 0.14271
83522 | 10.05 | 0.8 | 365 | 9.1912 | 0.42459 | 9 | 0.61576
83653 | 14.7 | 0.8 | 365 | 13.4438 | 0.9494 | 14 | 0.3932
83268 | 11.05 | 0.8 | 365 | 10.1057 | 0.25789 | 10 | 0.3636
83438 | 8.64 | 0.8 | 365 | 7.9017 | 0.83965 | 8 | 0.74131
83780 | 10.5 | 0.8 | 365 | 9.6027 | 0.24957 | 9 | 0.85229
83781 | 4.425 | 0.8 | 365 | 4.0469 | 0.11232 | 4 | 0.15918
83782 | 7.375 | 0.8 | 365 | 6.7448 | 0.52053 | 7 | 0.2653
83784 | 13.275 | 0.8 | 365 | 12.1406 | 0.33696 | 12 | 0.47753
83786 | 6.195 | 0.8 | 365 | 5.6656 | 0.35725 | 6 | 0.022849
83788 | 5.9 | 0.8 | 365 | 5.3958 | 0.81643 | 6 | 0.21224
83785 | 16.28 | 0.8 | 365 | 14.8888 | 0.84601 | 15 | 0.73478
83789 | 4.06 | 0.8 | 365 | 3.713 | 0.44317 | 4 | 0.15622
83790 | 7.67 | 0.8 | 365 | 7.0146 | 0.061356 | 7 | 0.075908
83792 | 3.835 | 0.8 | 365 | 3.5073 | 0.030678 | 3 | 0.53795
83795 | 4.13 | 0.8 | 365 | 3.7771 | 0.5715 | 4 | 0.34857
83797 | 5.015 | 0.8 | 365 | 4.5864 | 0.19396 | 4 | 0.7804
83798 | 7.08 | 0.8 | 365 | 6.475 | 0.97971 | 7 | 0.45468
83799 | 3.54 | 0.8 | 365 | 3.2375 | 0.48986 | 3 | 0.72734
83801 | 11.8 | 0.8 | 365 | 10.7916 | 0.63286 | 11 | 0.42447
83804 | 3.245 | 0.8 | 365 | 2.9677 | 0.94904 | 3 | 0.91673
83807 | 4.425 | 0.8 | 365 | 4.0469 | 0.11232 | 4 | 0.15918
83808 | 3.245 | 0.8 | 365 | 2.9677 | 0.94904 | 3 | 0.91673
83810 | 2.95 | 0.8 | 365 | 2.6979 | 0.40821 | 3 | 0.10612
83811 | 5.51 | 0.8 | 365 | 5.0391 | 0.10144 | 5 | 0.14058
83826 | 10.075 | 0.8 | 365 | 9.214 | 0.47042 | 9 | 0.68446
83827 | 4.32 | 0.8 | 365 | 3.9508 | 0.91982 | 4 | 0.87065
83830 | 9.435 | 0.8 | 365 | 8.6287 | 0.29712 | 8 | 0.92584
83831 | 12.96 | 0.8 | 365 | 11.8525 | 0.75947 | 12 | 0.61196
83832 | 8.64 | 0.8 | 365 | 7.9017 | 0.83965 | 8 | 0.74131
83833 | 8.4 | 0.8 | 365 | 7.6822 | 0.39966 | 8 | 0.081829
83835 | 13.32 | 0.8 | 365 | 12.1817 | 0.41946 | 12 | 0.60119
83836 | 10.24 | 0.8 | 365 | 9.3649 | 0.77292 | 10 | 0.13785
83859 | 10.03 | 0.8 | 365 | 9.1729 | 0.38793 | 9 | 0.5608
83860 | 5.31 | 0.8 | 365 | 4.8562 | 0.73478 | 5 | 0.59101
83862 | 5.6 | 0.8 | 365 | 5.1214 | 0.26644 | 5 | 0.38789
83865 | 6.3 | 0.8 | 365 | 5.7616 | 0.54974 | 6 | 0.31137
83867 | 5.605 | 0.8 | 365 | 5.126 | 0.27561 | 5 | 0.40163
83880 | 11.2 | 0.8 | 365 | 10.2429 | 0.53288 | 10 | 0.77577
83882 | 5.61 | 0.8 | 365 | 5.1306 | 0.28477 | 5 | 0.41536
83884 | 5.94 | 0.8 | 365 | 5.4324 | 0.88976 | 6 | 0.32215
83885 | 5.94 | 0.8 | 365 | 5.4324 | 0.88976 | 6 | 0.32215
83886 | 2.565 | 0.8 | 365 | 2.3458 | 0.7024 | 3 | 0.048201
83887 | 8.91 | 0.8 | 365 | 8.1486 | 0.33464 | 8 | 0.48323
83888 | 6.67 | 0.8 | 365 | 6.1 | 0.22806 | 6 | 0.32807
83889 | 10.89 | 0.8 | 365 | 9.9594 | 0.96456 | 10 | 0.92394
83893 | 7 | 0.8 | 365 | 6.4018 | 0.83305 | 7 | 0.23486
83894 | 11.07 | 0.8 | 365 | 10.124 | 0.29455 | 10 | 0.41855
83895 | 9.8 | 0.8 | 365 | 8.9625 | 0.96627 | 9 | 0.9288
83845 | 6.09 | 0.8 | 365 | 5.5696 | 0.16475 | 5 | 0.73433
83868 | 6.38 | 0.8 | 365 | 5.8348 | 0.69641 | 6 | 0.5312
83897 | 4.02 | 0.8 | 365 | 3.6765 | 0.36984 | 4 | 0.046304
83898 | 11.2 | 0.8 | 365 | 10.2429 | 0.53288 | 10 | 0.77577
83899 | 5.44 | 0.8 | 365 | 4.9751 | 0.97311 | 5 | 0.94823
83900 | 5.12 | 0.8 | 365 | 4.6825 | 0.38646 | 5 | 0.068924
83901 | 5.4 | 0.8 | 365 | 4.9385 | 0.89978 | 5 | 0.83832
83837 | 12.76 | 0.8 | 365 | 11.6696 | 0.39282 | 12 | 0.062398
83841 | 13.34 | 0.8 | 365 | 12.2 | 0.45613 | 12 | 0.65614
83842 | 6.67 | 0.8 | 365 | 6.1 | 0.22806 | 6 | 0.32807
83844 | 7.83 | 0.8 | 365 | 7.1609 | 0.35468 | 7 | 0.51556
83843 | 4.93 | 0.8 | 365 | 4.5087 | 0.038134 | 4 | 0.54684
83846 | 8.12 | 0.8 | 365 | 7.4261 | 0.88634 | 8 | 0.31243
83847 | 4.93 | 0.8 | 365 | 4.5087 | 0.038134 | 4 | 0.54684
83903 | 15.045 | 0.8 | 365 | 13.7593 | 0.58189 | 14 | 0.3412
83849 | 11.02 | 0.8 | 365 | 10.0783 | 0.20289 | 10 | 0.28116
83904 | 7.98 | 0.8 | 365 | 7.2981 | 0.62968 | 7 | 0.92774
83850 | 8.4 | 0.8 | 365 | 7.6822 | 0.39966 | 8 | 0.081829
83905 | 5.985 | 0.8 | 365 | 5.4735 | 0.97226 | 6 | 0.4458
83851 | 6.38 | 0.8 | 365 | 5.8348 | 0.69641 | 6 | 0.5312
83906 | 9.975 | 0.8 | 365 | 9.1226 | 0.2871 | 9 | 0.40967
83852 | 8.7 | 0.8 | 365 | 7.9565 | 0.94965 | 8 | 0.90618
83853 | 6.67 | 0.8 | 365 | 6.1 | 0.22806 | 6 | 0.32807
83856 | 7.25 | 0.8 | 365 | 6.6304 | 0.29137 | 6 | 0.92182
83883 | 8.41 | 0.8 | 365 | 7.6913 | 0.41799 | 8 | 0.10931
83857 | 3.36 | 0.8 | 365 | 3.0729 | 0.15986 | 3 | 0.23273
83858 | 5.22 | 0.8 | 365 | 4.7739 | 0.56979 | 5 | 0.34371
83861 | 4.93 | 0.8 | 365 | 4.5087 | 0.038134 | 4 | 0.54684
83863 | 8.7 | 0.8 | 365 | 7.9565 | 0.94965 | 8 | 0.90618
83864 | 7.25 | 0.8 | 365 | 6.6304 | 0.29137 | 6 | 0.92182
83871 | 10.73 | 0.8 | 365 | 9.8131 | 0.67123 | 10 | 0.48429
83872 | 12.76 | 0.8 | 365 | 11.6696 | 0.39282 | 12 | 0.062398
83874 | 4.48 | 0.8 | 365 | 4.0972 | 0.21315 | 4 | 0.31031
83875 | 8.41 | 0.8 | 365 | 7.6913 | 0.41799 | 8 | 0.10931
83876 | 11.89 | 0.8 | 365 | 10.8739 | 0.79785 | 11 | 0.67178
83877 | 3.77 | 0.8 | 365 | 3.4478 | 0.91151 | 4 | 0.35934
83878 | 4.41 | 0.8 | 365 | 4.0331 | 0.084821 | 4 | 0.11796
83879 | 8.7 | 0.8 | 365 | 7.9565 | 0.94965 | 8 | 0.90618
83907 | 9.1 | 0.8 | 365 | 8.3224 | 0.68296 | 9 | 0.0053149
83834 | 3.96 | 0.8 | 365 | 3.6216 | 0.25984 | 3 | 0.88143
83729 | 7.15 | 0.8 | 365 | 6.539 | 0.10804 | 6 | 0.64703
83828 | 2.88 | 0.8 | 365 | 2.6339 | 0.27988 | 2 | 0.91377
83870 | 7.04 | 0.8 | 365 | 6.4384 | 0.90638 | 7 | 0.34477
83681 | 6.825 | 0.8 | 365 | 6.2418 | 0.51222 | 6 | 0.75399
83794 | 7.59 | 0.8 | 365 | 6.9414 | 0.91469 | 7 | 0.85608
83908 | 12.95 | 0.8 | 365 | 11.8433 | 0.74114 | 12 | 0.58449
83881 | 5.51 | 0.8 | 365 | 5.0391 | 0.10144 | 5 | 0.14058
83910 | 8.75 | 0.8 | 365 | 8.0023 | 0.041312 | 8 | 0.043572
83911 | 13.3 | 0.8 | 365 | 12.1634 | 0.38279 | 12 | 0.54623
83912 | 8.4 | 0.8 | 365 | 7.6822 | 0.39966 | 8 | 0.081829
74634 | 6.615 | 0.8 | 365 | 6.0497 | 0.12723 | 6 | 0.17694
74635 | 6.615 | 0.8 | 365 | 6.0497 | 0.12723 | 6 | 0.17694
83611 | 13.11 | 0.8 | 365 | 11.9897 | 0.034469 | 12 | 0.02414
83271 | 24.12 | 0.8 | 365 | 22.0588 | 0.21902 | 22 | 0.27782
83367 | 2.1 | 0.8 | 365 | 1.9205 | 0.84991 | 2 | 0.77046
82307 | 12.6 | 0.8 | 365 | 11.5233 | 0.099489 | 11 | 0.62274
83071 | 14.7 | 0.8 | 365 | 13.4438 | 0.9494 | 14 | 0.3932
83581 | 7.41 | 0.8 | 365 | 6.7768 | 0.5847 | 7 | 0.36147
63463 | 86.4 | 0.6 | 365 | 59.2625 | 0.79737 | 60 | 0.059825
83580 | 3.6 | 0.8 | 365 | 3.2924 | 0.59985 | 3 | 0.89221
83383 | 4.13 | 0.8 | 365 | 3.7771 | 0.5715 | 4 | 0.34857
83914 | 7.68 | 0.8 | 365 | 7.0237 | 0.079689 | 7 | 0.10339
83915 | 8.12 | 0.8 | 365 | 7.4261 | 0.88634 | 8 | 0.31243
83916 | 10.88 | 0.8 | 365 | 9.9502 | 0.94623 | 10 | 0.89646
83918 | 3.96 | 0.8 | 365 | 3.6216 | 0.25984 | 3 | 0.88143
83919 | 8.4 | 0.8 | 365 | 7.6822 | 0.39966 | 8 | 0.081829
83920 | 10.56 | 0.8 | 365 | 9.6576 | 0.35957 | 10 | 0.017157
83921 | 9.92 | 0.8 | 365 | 9.0723 | 0.18626 | 9 | 0.25854
83925 | 7.35 | 0.8 | 365 | 6.7219 | 0.4747 | 7 | 0.1966
83576 | 4.725 | 0.8 | 365 | 4.3212 | 0.66231 | 4 | 0.98353
83926 | 9.9 | 0.8 | 365 | 9.054 | 0.1496 | 9 | 0.20358
83448 | 3.465 | 0.8 | 365 | 3.1689 | 0.35236 | 3 | 0.52125
83922 | 12.25 | 0.8 | 365 | 11.2032 | 0.45784 | 11 | 0.661
83997 | 4.845 | 0.8 | 365 | 4.431 | 0.8823 | 5 | 0.31327
83999 | 4.93 | 0.8 | 365 | 4.5087 | 0.038134 | 4 | 0.54684
83996 | 9.86 | 0.8 | 365 | 9.0174 | 0.076267 | 9 | 0.093671
83995 | 4.35 | 0.8 | 365 | 3.9783 | 0.97482 | 4 | 0.95309
83970 | 10.44 | 0.8 | 365 | 9.5478 | 0.13958 | 9 | 0.68742
84002 | 11.02 | 0.8 | 365 | 10.0783 | 0.20289 | 10 | 0.28116
84000 | 4.64 | 0.8 | 365 | 4.2435 | 0.50648 | 4 | 0.74996
84003 | 11.02 | 0.8 | 365 | 10.0783 | 0.20289 | 10 | 0.28116
83998 | 11.89 | 0.8 | 365 | 10.8739 | 0.79785 | 11 | 0.67178
83994 | 3.92 | 0.8 | 365 | 3.585 | 0.18651 | 3 | 0.77152
84015 | 5.8 | 0.8 | 365 | 5.3044 | 0.6331 | 5 | 0.93745
84014 | 8.12 | 0.8 | 365 | 7.4261 | 0.88634 | 8 | 0.31243
84001 | 10.36 | 0.8 | 365 | 9.4747 | 0.99291 | 10 | 0.46759
83973 | 5.22 | 0.8 | 365 | 4.7739 | 0.56979 | 5 | 0.34371
83953 | 6.38 | 0.8 | 365 | 5.8348 | 0.69641 | 6 | 0.5312
83951 | 3.99 | 0.8 | 365 | 3.649 | 0.31484 | 3 | 0.96387
83950 | 6.38 | 0.8 | 365 | 5.8348 | 0.69641 | 6 | 0.5312
83949 | 8.41 | 0.8 | 365 | 7.6913 | 0.41799 | 8 | 0.10931
83948 | 5.8 | 0.8 | 365 | 5.3044 | 0.6331 | 5 | 0.93745
83947 | 5.51 | 0.8 | 365 | 5.0391 | 0.10144 | 5 | 0.14058
83946 | 8.41 | 0.8 | 365 | 7.6913 | 0.41799 | 8 | 0.10931
83945 | 12.88 | 0.8 | 365 | 11.7793 | 0.61281 | 12 | 0.39214
83944 | 12.18 | 0.8 | 365 | 11.1391 | 0.32951 | 11 | 0.46865
83940 | 10.44 | 0.8 | 365 | 9.5478 | 0.13958 | 9 | 0.68742
83935 | 6.72 | 0.8 | 365 | 6.1457 | 0.31973 | 6 | 0.46546
83932 | 6.96 | 0.8 | 365 | 6.3652 | 0.75972 | 7 | 0.12494
83682 | 6.38 | 0.8 | 365 | 5.8348 | 0.69641 | 6 | 0.5312
83498 | 6.67 | 0.8 | 365 | 6.1 | 0.22806 | 6 | 0.32807
83509 | 2.61 | 0.8 | 365 | 2.387 | 0.78489 | 3 | 0.17185
83917 | 5.8 | 0.8 | 365 | 5.3044 | 0.6331 | 5 | 0.93745
83941 | 7.625 | 1 | 365 | 8.7167 | 0.47357 | 9 | 0.19032
84023 | 8.45 | 0.8 | 365 | 7.7279 | 0.49132 | 8 | 0.21922
71950 | 179.215 | 0.7 | 365 | 143.4125 | 0.48437 | 143 | 0.89688
64413 | 285.12 | 0.7 | 365 | 228.1604 | 0.36989 | 228 | 0.53032
83569 | 6 | 1 | 365 | 6.8591 | 0.7497 | 7 | 0.60878
7358 | 186.66 | 0.7 | 365 | 149.3702 | 0.42713 | 149 | 0.79731
83648 | 6.867 | 0.8 | 365 | 6.2802 | 0.58922 | 6 | 0.8694
83282 | 6.2 | 0.8 | 365 | 5.6702 | 0.36642 | 6 | 0.036588
83315 | 9.45 | 0.8 | 365 | 8.6424 | 0.32462 | 8 | 0.96706
78189 | 144 | 0.6 | 365 | 98.7708 | 0.99562 | 99 | 0.76637
82957 | 29.7 | 0.6 | 365 | 20.3715 | 0.8366 | 21 | 0.20806
34801 | 1836 | 0.9 | 365 | 1888.9906 | 0.66628 | 1889 | 0.65691
65180 | 27.645 | 0.7 | 365 | 22.1222 | 0.34621 | 22 | 0.46845
83983 | 10.915 | 0.8 | 365 | 9.9822 | 0.010391 | 9 | 0.99264
83979 | 12.25 | 0.8 | 365 | 11.2032 | 0.45784 | 11 | 0.661
82039 | 60.16 | 0.6 | 365 | 41.2642 | 0.71817 | 41 | 0.9824
83975 | 13.65 | 0.8 | 365 | 12.4835 | 0.024447 | 12 | 0.50797
83974 | 6.82 | 0.8 | 365 | 6.2372 | 0.50306 | 6 | 0.74025
83972 | 10.385 | 0.8 | 365 | 9.4975 | 0.038746 | 9 | 0.53629
83968 | 9.66 | 0.8 | 365 | 8.8345 | 0.70961 | 9 | 0.5441
83939 | 9.8 | 0.8 | 365 | 8.9625 | 0.96627 | 9 | 0.9288
83938 | 6.03 | 0.8 | 365 | 5.5147 | 0.054756 | 5 | 0.56946
83936 | 7.7 | 0.8 | 365 | 7.042 | 0.11635 | 7 | 0.15834
83934 | 7.2 | 0.8 | 365 | 6.5847 | 0.19971 | 6 | 0.78442
83931 | 3.25 | 0.8 | 365 | 2.9723 | 0.9582 | 3 | 0.93047
83930 | 8.4 | 0.8 | 365 | 7.6822 | 0.39966 | 8 | 0.081829
83985 | 5.1 | 0.8 | 365 | 4.6642 | 0.34979 | 5 | 0.013968
83987 | 9.92 | 0.8 | 365 | 9.0723 | 0.18626 | 9 | 0.25854
83988 | 5.36 | 0.8 | 365 | 4.902 | 0.82645 | 5 | 0.72841
83992 | 8.99 | 0.8 | 365 | 8.2218 | 0.4813 | 8 | 0.70305
83993 | 15.05 | 0.8 | 365 | 13.7639 | 0.59106 | 14 | 0.35494
84018 | 24.85 | 0.8 | 365 | 22.7264 | 0.55733 | 23 | 0.28374
84020 | 9.72 | 0.8 | 365 | 8.8894 | 0.81961 | 9 | 0.70897
84022 | 9.57 | 0.8 | 365 | 8.7522 | 0.54461 | 9 | 0.2968
84025 | 6.365 | 0.8 | 365 | 5.8211 | 0.66891 | 6 | 0.48998
84026 | 5.58 | 0.8 | 365 | 5.1032 | 0.22977 | 5 | 0.33293
84031 | 11.2 | 0.8 | 365 | 10.2429 | 0.53288 | 10 | 0.77577
84024 | 2.32 | 0.8 | 365 | 2.1217 | 0.25324 | 2 | 0.37498
84021 | 4.35 | 0.8 | 365 | 3.9783 | 0.97482 | 4 | 0.95309
84019 | 7.25 | 0.8 | 365 | 6.6304 | 0.29137 | 6 | 0.92182
83450 | 392.04 | 0.6 | 365 | 268.9034 | 0.043082 | 268 | 0.94645
84013 | 7.54 | 0.8 | 365 | 6.8957 | 0.82303 | 7 | 0.71869
84012 | 10.92 | 0.8 | 365 | 9.9868 | 0.019557 | 10 | 0.0063779
84010 | 8.12 | 0.8 | 365 | 7.4261 | 0.88634 | 8 | 0.31243
84072 | 6 | 0.8 | 365 | 5.4873 | 0.99976 | 6 | 0.48702
84091 | 10.05 | 0.8 | 365 | 9.1912 | 0.42459 | 9 | 0.61576
84092 | 3.66 | 0.8 | 365 | 3.3472 | 0.70985 | 4 | 0.057083
84071 | 6.57 | 0.8 | 365 | 6.0086 | 0.044734 | 6 | 0.053288
84070 | 7.08 | 0.8 | 365 | 6.475 | 0.97971 | 7 | 0.45468
84062 | 13.4 | 0.8 | 365 | 12.2549 | 0.56612 | 12 | 0.82101
84069 | 4.32 | 0.8 | 365 | 3.9508 | 0.91982 | 4 | 0.87065
84068 | 8.4 | 0.8 | 365 | 7.6822 | 0.39966 | 8 | 0.081829
84067 | 6.12 | 0.8 | 365 | 5.597 | 0.21975 | 5 | 0.81676
75590 | 65.28 | 0.6 | 365 | 44.7761 | 0.75802 | 45 | 0.53409
84066 | 13 | 0.8 | 365 | 11.8891 | 0.83281 | 12 | 0.72188
84079 | 6.27 | 0.8 | 365 | 5.7342 | 0.49475 | 6 | 0.22894
84078 | 11.115 | 0.8 | 365 | 10.1652 | 0.37705 | 10 | 0.54221
84074 | 11.22 | 0.8 | 365 | 10.2612 | 0.56955 | 10 | 0.83073
84073 | 6.27 | 0.8 | 365 | 5.7342 | 0.49475 | 6 | 0.22894
84054 | 7.59 | 0.8 | 365 | 6.9414 | 0.91469 | 7 | 0.85608
84051 | 7.41 | 0.8 | 365 | 6.7768 | 0.5847 | 7 | 0.36147
83927 | 10.2 | 0.8 | 365 | 9.3283 | 0.69959 | 10 | 0.027935
82032 | 41.76 | 0.6 | 365 | 28.6435 | 0.41873 | 29 | 0.062249
83838 | 10.075 | 0.8 | 365 | 9.214 | 0.47042 | 9 | 0.68446
83913 | 9.1 | 0.8 | 365 | 8.3224 | 0.68296 | 9 | 0.0053149
83644 | 7.2 | 0.8 | 365 | 6.5847 | 0.19971 | 6 | 0.78442
83345 | 8.25 | 0.8 | 365 | 7.545 | 0.12467 | 7 | 0.66965
83441 | 10.23 | 0.8 | 365 | 9.3558 | 0.75459 | 10 | 0.11037
83455 | 11.97 | 0.8 | 365 | 10.9471 | 0.94451 | 11 | 0.89161
83487 | 5.28 | 0.8 | 365 | 4.8288 | 0.67979 | 5 | 0.50858
83664 | 11.7 | 0.8 | 365 | 10.7002 | 0.44953 | 11 | 0.14969
83476 | 9.45 | 0.8 | 365 | 8.6424 | 0.32462 | 8 | 0.96706
83616 | 9.28 | 0.8 | 365 | 8.487 | 0.012957 | 8 | 0.49993
83623 | 7.25 | 0.8 | 365 | 6.6304 | 0.29137 | 6 | 0.92182
83561 | 2.4 | 0.8 | 365 | 2.1949 | 0.3999 | 2 | 0.59481
83928 | 11.55 | 0.8 | 365 | 10.563 | 0.17453 | 10 | 0.73752
83963 | 12.426 | 0.8 | 365 | 11.3641 | 0.7805 | 12 | 0.14462
36265 | 229.14 | 1 | 365 | 261.9483 | 0.10089 | 262 | 0.049155
36268 | 367.83 | 1 | 365 | 420.4959 | 0.92511 | 421 | 0.42101
36247 | 156.78 | 1 | 365 | 179.2278 | 0.27956 | 179 | 0.50732
83971 | 8.1 | 0.8 | 365 | 7.4078 | 0.84967 | 8 | 0.25748
51635 | 1400.3 | 1 | 365 | 1600.795 | 0.94988 | 1601 | 0.74484
83814 | 9.57 | 0.8 | 365 | 8.7522 | 0.54461 | 9 | 0.2968
83816 | 12.76 | 0.8 | 365 | 11.6696 | 0.39282 | 12 | 0.062398
81595 | 13.6 | 0.8 | 365 | 12.4378 | 0.93278 | 13 | 0.37058
83535 | 4.725 | 0.8 | 365 | 4.3212 | 0.66231 | 4 | 0.98353
83169 | 12.395 | 0.8 | 365 | 11.3358 | 0.72366 | 12 | 0.059437
83416 | 5.525 | 0.8 | 365 | 5.0529 | 0.12894 | 5 | 0.1818
83716 | 11.02 | 0.8 | 365 | 10.0783 | 0.20289 | 10 | 0.28116
83976 | 9 | 0.8 | 365 | 8.2309 | 0.49964 | 8 | 0.73053
83854 | 5.76 | 0.8 | 365 | 5.2678 | 0.55977 | 5 | 0.82754
83723 | 13.275 | 0.8 | 365 | 12.1406 | 0.33696 | 12 | 0.47753
83304 | 11.16 | 0.8 | 365 | 10.2063 | 0.45955 | 10 | 0.66586
83825 | 6 | 0.8 | 365 | 5.4873 | 0.99976 | 6 | 0.48702
83740 | 4.14 | 0.8 | 365 | 3.7862 | 0.58983 | 4 | 0.37604
83955 | 10.325 | 0.8 | 365 | 9.4427 | 0.92875 | 10 | 0.37141
83958 | 12 | 0.8 | 365 | 10.9745 | 0.99951 | 11 | 0.97404
83961 | 9.6 | 0.8 | 365 | 8.7796 | 0.59961 | 9 | 0.37923
83962 | 6.785 | 0.8 | 365 | 6.2052 | 0.43889 | 6 | 0.64407
83924 | 5.22 | 0.8 | 365 | 4.7739 | 0.56979 | 5 | 0.34371
83965 | 13.42 | 0.8 | 365 | 12.2732 | 0.60279 | 12 | 0.87597
83966 | 5.31 | 0.8 | 365 | 4.8562 | 0.73478 | 5 | 0.59101
83967 | 9.145 | 0.8 | 365 | 8.3635 | 0.76546 | 9 | 0.12897
83954 | 9.92 | 0.8 | 365 | 9.0723 | 0.18626 | 9 | 0.25854
83978 | 5.355 | 0.8 | 365 | 4.8974 | 0.81728 | 5 | 0.71467
83981 | 11.6 | 0.8 | 365 | 10.6087 | 0.2662 | 10 | 0.87491
83984 | 9.28 | 0.8 | 365 | 8.487 | 0.012957 | 8 | 0.49993
83989 | 10.15 | 0.8 | 365 | 9.2826 | 0.60792 | 9 | 0.89054
84004 | 13.275 | 0.8 | 365 | 12.1406 | 0.33696 | 12 | 0.47753
84005 | 6.38 | 0.8 | 365 | 5.8348 | 0.69641 | 6 | 0.5312
84016 | 5.67 | 0.8 | 365 | 5.1855 | 0.39477 | 5 | 0.58023
84028 | 4.35 | 0.8 | 365 | 3.9783 | 0.97482 | 4 | 0.95309
84029 | 6.44 | 0.8 | 365 | 5.8897 | 0.80641 | 6 | 0.69607
84030 | 6.44 | 0.8 | 365 | 5.8897 | 0.80641 | 6 | 0.69607
84033 | 7.375 | 0.8 | 365 | 6.7448 | 0.52053 | 7 | 0.2653
84034 | 3.835 | 0.8 | 365 | 3.5073 | 0.030678 | 3 | 0.53795
84035 | 8.85 | 0.8 | 365 | 8.0937 | 0.22464 | 8 | 0.31836
84037 | 7.67 | 0.8 | 365 | 7.0146 | 0.061356 | 7 | 0.075908
84038 | 4.13 | 0.8 | 365 | 3.7771 | 0.5715 | 4 | 0.34857
84040 | 2.95 | 0.8 | 365 | 2.6979 | 0.40821 | 3 | 0.10612
84041 | 7.375 | 0.8 | 365 | 6.7448 | 0.52053 | 7 | 0.2653
84042 | 3.835 | 0.8 | 365 | 3.5073 | 0.030678 | 3 | 0.53795
84043 | 9.57 | 0.8 | 365 | 8.7522 | 0.54461 | 9 | 0.2968
84044 | 6.49 | 0.8 | 365 | 5.9354 | 0.89807 | 6 | 0.83346
84045 | 3.245 | 0.8 | 365 | 2.9677 | 0.94904 | 3 | 0.91673
84046 | 9.44 | 0.8 | 365 | 8.6333 | 0.30628 | 8 | 0.93958
84047 | 3.54 | 0.8 | 365 | 3.2375 | 0.48986 | 3 | 0.72734
84048 | 5.31 | 0.8 | 365 | 4.8562 | 0.73478 | 5 | 0.59101
84050 | 6.785 | 0.8 | 365 | 6.2052 | 0.43889 | 6 | 0.64407
84052 | 7.08 | 0.8 | 365 | 6.475 | 0.97971 | 7 | 0.45468
84053 | 12.98 | 0.8 | 365 | 11.8708 | 0.79614 | 12 | 0.66692
84057 | 6.49 | 0.8 | 365 | 5.9354 | 0.89807 | 6 | 0.83346
84082 | 3.36 | 0.8 | 365 | 3.0729 | 0.15986 | 3 | 0.23273
84056 | 5.8 | 0.8 | 365 | 5.3044 | 0.6331 | 5 | 0.93745
84055 | 10.36 | 0.8 | 365 | 9.4747 | 0.99291 | 10 | 0.46759
84197 | 4.725 | 0.8 | 365 | 4.3212 | 0.66231 | 4 | 0.98353
83896 | 8.775 | 0.8 | 365 | 8.0251 | 0.087144 | 8 | 0.11227
83718 | 33 | 0.6 | 365 | 22.635 | 0.374 | 23 | 0.0089608
81887 | 4.16 | 0.8 | 365 | 3.8045 | 0.6265 | 4 | 0.431
83555 | 6.785 | 0.8 | 365 | 6.2052 | 0.43889 | 6 | 0.64407
84084 | 9.28 | 0.8 | 365 | 8.487 | 0.012957 | 8 | 0.49993
42965 | 110.25 | 0.9 | 365 | 113.432 | 0.3856 | 113 | 0.81763
51632 | 2768.775 | 1 | 365 | 3165.2082 | 0.96909 | 3166 | 0.17729
51633 | 2768.775 | 1 | 365 | 3165.2082 | 0.96909 | 3166 | 0.17729
79706 | 25.2 | 0.6 | 365 | 17.2849 | 0.64923 | 17 | 0.93412
84157 | 10.325 | 0.8 | 365 | 9.4427 | 0.92875 | 10 | 0.37141
79804 | 5.12 | 0.8 | 365 | 4.6825 | 0.38646 | 5 | 0.068924
79833 | 4.96 | 0.8 | 365 | 4.5361 | 0.093132 | 4 | 0.62927
81922 | 7.83 | 0.8 | 365 | 7.1609 | 0.35468 | 7 | 0.51556
84178 | 14.28 | 0.8 | 365 | 13.0597 | 0.17942 | 13 | 0.23911
84179 | 7.56 | 0.8 | 365 | 6.914 | 0.85969 | 7 | 0.77365
84181 | 10.54 | 0.8 | 365 | 9.6393 | 0.32291 | 9 | 0.9622
84188 | 14.21 | 0.8 | 365 | 12.9957 | 0.051091 | 13 | 0.046761
83442 | 7.54 | 0.8 | 365 | 6.8957 | 0.82303 | 7 | 0.71869
83524 | 8.96 | 0.8 | 365 | 8.1943 | 0.4263 | 8 | 0.62062
83453 | 218.88 | 0.55 | 365 | 137.6206 | 0.8739 | 138 | 0.49448
84058 | 6.195 | 0.8 | 365 | 5.6656 | 0.35725 | 6 | 0.022849
84061 | 12.54 | 0.8 | 365 | 11.4684 | 0.98949 | 12 | 0.45787
84065 | 5.22 | 0.8 | 365 | 4.7739 | 0.56979 | 5 | 0.34371
84089 | 24.7 | 0.8 | 365 | 22.5892 | 0.28233 | 22 | 0.87157
81784 | 14.14 | 0.8 | 365 | 12.9317 | 0.92276 | 13 | 0.85441
34792 | 1348.71 | 0.7 | 365 | 1079.2728 | 0.50779 | 1079 | 0.7806
84099 | 9.75 | 0.8 | 365 | 8.9168 | 0.8746 | 9 | 0.79141
84100 | 5.32 | 0.8 | 365 | 4.8654 | 0.75312 | 5 | 0.61849
84101 | 15.6 | 0.8 | 365 | 14.2669 | 0.59937 | 14 | 0.86625
84103 | 8.05 | 0.8 | 365 | 7.3621 | 0.75801 | 8 | 0.12009
83909 | 12.6 | 0.8 | 365 | 11.5233 | 0.099489 | 11 | 0.62274
84113 | 7.92 | 0.8 | 365 | 7.2432 | 0.51968 | 7 | 0.76287
84114 | 6.3 | 0.8 | 365 | 5.7616 | 0.54974 | 6 | 0.31137
84115 | 6.6 | 0.8 | 365 | 6.036 | 0.099732 | 6 | 0.13572
84116 | 7.8 | 0.8 | 365 | 7.1334 | 0.29968 | 7 | 0.43313
84117 | 15.48 | 0.8 | 365 | 14.1571 | 0.37937 | 14 | 0.53651
84118 | 9.715 | 0.8 | 365 | 8.8848 | 0.81044 | 9 | 0.69523
84119 | 3.48 | 0.8 | 365 | 3.1826 | 0.37986 | 3 | 0.56247
84076 | 7.92 | 0.8 | 365 | 7.2432 | 0.51968 | 7 | 0.76287
84120 | 7.25 | 0.8 | 365 | 6.6304 | 0.29137 | 6 | 0.92182
84121 | 6.96 | 0.8 | 365 | 6.3652 | 0.75972 | 7 | 0.12494
84122 | 6.67 | 0.8 | 365 | 6.1 | 0.22806 | 6 | 0.32807
84123 | 10.5 | 0.8 | 365 | 9.6027 | 0.24957 | 9 | 0.85229
83107 | 11.7 | 0.8 | 365 | 10.7002 | 0.44953 | 11 | 0.14969
83803 | 4.425 | 0.8 | 365 | 4.0469 | 0.11232 | 4 | 0.15918
84109 | 6.67 | 0.8 | 365 | 6.1 | 0.22806 | 6 | 0.32807
84110 | 9.45 | 0.8 | 365 | 8.6424 | 0.32462 | 8 | 0.96706
84107 | 13.44 | 0.8 | 365 | 12.2915 | 0.63946 | 12 | 0.93093
84124 | 8.555 | 0.8 | 365 | 7.8239 | 0.68382 | 8 | 0.50774
84125 | 4.72 | 0.8 | 365 | 4.3166 | 0.65314 | 4 | 0.96979
84127 | 3.54 | 0.8 | 365 | 3.2375 | 0.48986 | 3 | 0.72734
84130 | 11.6 | 0.8 | 365 | 10.6087 | 0.2662 | 10 | 0.87491
84131 | 4.425 | 0.8 | 365 | 4.0469 | 0.11232 | 4 | 0.15918
84132 | 12.095 | 0.8 | 365 | 11.0614 | 0.17368 | 11 | 0.23509
84133 | 8.7 | 0.8 | 365 | 7.9565 | 0.94965 | 8 | 0.90618
84134 | 9 | 0.8 | 365 | 8.2309 | 0.49964 | 8 | 0.73053
84135 | 10.03 | 0.8 | 365 | 9.1729 | 0.38793 | 9 | 0.5608
84136 | 9 | 0.8 | 365 | 8.2309 | 0.49964 | 8 | 0.73053
84140 | 5.31 | 0.8 | 365 | 4.8562 | 0.73478 | 5 | 0.59101
84112 | 5.5 | 0.8 | 365 | 5.03 | 0.08311 | 5 | 0.1131
83783 | 12.18 | 0.8 | 365 | 11.1391 | 0.32951 | 11 | 0.46865
84088 | 4.93 | 0.8 | 365 | 4.5087 | 0.038134 | 4 | 0.54684
84090 | 9.86 | 0.8 | 365 | 9.0174 | 0.076267 | 9 | 0.093671
84093 | 12.18 | 0.8 | 365 | 11.1391 | 0.32951 | 11 | 0.46865
84094 | 7.28 | 0.8 | 365 | 6.6579 | 0.34637 | 7 | 0.0042519
84095 | 4.35 | 0.8 | 365 | 3.9783 | 0.97482 | 4 | 0.95309
84096 | 8.12 | 0.8 | 365 | 7.4261 | 0.88634 | 8 | 0.31243
84097 | 10.44 | 0.8 | 365 | 9.5478 | 0.13958 | 9 | 0.68742
83626 | 7.2 | 0.8 | 365 | 6.5847 | 0.19971 | 6 | 0.78442
84098 | 13.34 | 0.8 | 365 | 12.2 | 0.45613 | 12 | 0.65614
84106 | 10.44 | 0.8 | 365 | 9.5478 | 0.13958 | 9 | 0.68742
84145 | 12 | 0.8 | 365 | 10.9745 | 0.99951 | 11 | 0.97404
84146 | 8.4 | 0.8 | 365 | 7.6822 | 0.39966 | 8 | 0.081829
84148 | 12 | 0.8 | 365 | 10.9745 | 0.99951 | 11 | 0.97404
84149 | 12 | 0.8 | 365 | 10.9745 | 0.99951 | 11 | 0.97404
84151 | 12.6 | 0.8 | 365 | 11.5233 | 0.099489 | 11 | 0.62274
84152 | 8.71 | 0.8 | 365 | 7.9657 | 0.96798 | 8 | 0.93366
84153 | 7.035 | 0.8 | 365 | 6.4338 | 0.89721 | 7 | 0.33103
84155 | 6.96 | 0.8 | 365 | 6.3652 | 0.75972 | 7 | 0.12494
84156 | 13.5 | 0.8 | 365 | 12.3463 | 0.74945 | 13 | 0.095797
84158 | 7.475 | 0.8 | 365 | 6.8362 | 0.70386 | 7 | 0.54008
81932 | 730.71 | 0.6 | 365 | 501.1998 | 0.70404 | 501 | 0.90387
84159 | 6.4 | 0.8 | 365 | 5.8531 | 0.73307 | 6 | 0.58616
84161 | 9.715 | 0.8 | 365 | 8.8848 | 0.81044 | 9 | 0.69523
84087 | 3.355 | 0.8 | 365 | 3.0683 | 0.1507 | 3 | 0.21899
84162 | 4.06 | 0.8 | 365 | 3.713 | 0.44317 | 4 | 0.15622
84164 | 18.3 | 0.8 | 365 | 16.7362 | 0.54926 | 17 | 0.28541
84167 | 10.73 | 0.8 | 365 | 9.8131 | 0.67123 | 10 | 0.48429
84168 | 5.605 | 0.8 | 365 | 5.126 | 0.27561 | 5 | 0.40163
84163 | 8.12 | 0.8 | 365 | 7.4261 | 0.88634 | 8 | 0.31243
84173 | 4.875 | 0.8 | 365 | 4.4584 | 0.9373 | 5 | 0.3957
84059 | 11.7 | 0.8 | 365 | 10.7002 | 0.44953 | 11 | 0.14969
83991 | 11.52 | 0.8 | 365 | 10.5355 | 0.11953 | 10 | 0.65508
83839 | 6.3 | 0.8 | 365 | 5.7616 | 0.54974 | 6 | 0.31137
84174 | 12.21 | 0.8 | 365 | 11.1666 | 0.38451 | 11 | 0.55109
84175 | 3.2 | 0.8 | 365 | 2.9265 | 0.86654 | 3 | 0.79308
84176 | 7.015 | 0.8 | 365 | 6.4155 | 0.86055 | 7 | 0.27608
84177 | 17.6 | 0.8 | 365 | 16.096 | 0.26595 | 16 | 0.36193
84180 | 10.5 | 0.8 | 365 | 9.6027 | 0.24957 | 9 | 0.85229
84183 | 6.84 | 0.8 | 365 | 6.2555 | 0.53972 | 6 | 0.7952
84184 | 8.4 | 0.8 | 365 | 7.6822 | 0.39966 | 8 | 0.081829
84185 | 6.27 | 0.8 | 365 | 5.7342 | 0.49475 | 6 | 0.22894
84187 | 6.27 | 0.8 | 365 | 5.7342 | 0.49475 | 6 | 0.22894
84190 | 6.27 | 0.8 | 365 | 5.7342 | 0.49475 | 6 | 0.22894
84193 | 8.45 | 0.8 | 365 | 7.7279 | 0.49132 | 8 | 0.21922
84194 | 9.145 | 0.8 | 365 | 8.3635 | 0.76546 | 9 | 0.12897
84108 | 13.34 | 0.8 | 365 | 12.2 | 0.45613 | 12 | 0.65614
84198 | 15.12 | 0.8 | 365 | 13.8279 | 0.71939 | 14 | 0.54729
84199 | 5.51 | 0.8 | 365 | 5.0391 | 0.10144 | 5 | 0.14058
84201 | 12.24 | 0.8 | 365 | 11.194 | 0.4395 | 11 | 0.63352
84202 | 5.232 | 0.8 | 365 | 4.7849 | 0.59179 | 5 | 0.37668
84186 | 13.92 | 0.8 | 365 | 12.7305 | 0.51944 | 13 | 0.24989
84204 | 5.13 | 0.8 | 365 | 4.6916 | 0.40479 | 5 | 0.096403
84189 | 2.9 | 0.8 | 365 | 2.6522 | 0.31655 | 2 | 0.96873
84205 | 15.81 | 0.8 | 365 | 14.4589 | 0.98436 | 15 | 0.4433
84192 | 6.84 | 0.8 | 365 | 6.2555 | 0.53972 | 6 | 0.7952
83255 | 33 | 0.6 | 365 | 22.635 | 0.374 | 23 | 0.0089608
84206 | 13.33 | 0.8 | 365 | 12.1909 | 0.43779 | 12 | 0.62866
83550 | 6.41 | 0.8 | 365 | 5.8622 | 0.75141 | 6 | 0.61363
83777 | 7.2 | 0.8 | 365 | 6.5847 | 0.19971 | 6 | 0.78442
83775 | 9.715 | 0.8 | 365 | 8.8848 | 0.81044 | 9 | 0.69523
84209 | 7.965 | 0.8 | 365 | 7.2843 | 0.60218 | 7 | 0.88652
82435 | 149.41 | 0.6 | 365 | 102.4815 | 0.43421 | 102 | 0.91572
64958 | 659.34 | 0.7 | 365 | 527.621 | 0.66787 | 528 | 0.28888
78206 | 164 | 0.6 | 365 | 112.4889 | 0.49501 | 112 | 0.98393
83773 | 10.695 | 0.8 | 365 | 9.781 | 0.60707 | 10 | 0.38811
84210 | 8.7 | 0.8 | 365 | 7.9565 | 0.94965 | 8 | 0.90618
84211 | 7.25 | 0.8 | 365 | 6.6304 | 0.29137 | 6 | 0.92182
84195 | 4.64 | 0.8 | 365 | 4.2435 | 0.50648 | 4 | 0.74996
84207 | 13.63 | 0.8 | 365 | 12.4652 | 0.98778 | 13 | 0.45302
83942 | 9.3 | 0.8 | 365 | 8.5053 | 0.049623 | 8 | 0.55488
84215 | 10.075 | 0.8 | 365 | 9.214 | 0.47042 | 9 | 0.68446
84216 | 6.12 | 0.8 | 365 | 5.597 | 0.21975 | 5 | 0.81676
84218 | 4.578 | 0.8 | 365 | 4.1868 | 0.39281 | 4 | 0.5796
84219 | 13.12 | 0.8 | 365 | 11.9988 | 0.052802 | 12 | 0.051619
84220 | 4.95 | 0.8 | 365 | 4.527 | 0.074799 | 4 | 0.60179
84222 | 3.835 | 0.8 | 365 | 3.5073 | 0.030678 | 3 | 0.53795
84223 | 11.61 | 0.8 | 365 | 10.6179 | 0.28453 | 10 | 0.90239
84006 | 6.84 | 0.8 | 365 | 6.2555 | 0.53972 | 6 | 0.7952
84224 | 5.865 | 0.8 | 365 | 5.3638 | 0.75226 | 6 | 0.11606
84225 | 7 | 0.8 | 365 | 6.4018 | 0.83305 | 7 | 0.23486
84227 | 6.7 | 0.8 | 365 | 6.1274 | 0.28306 | 6 | 0.41051
84226 | 13.275 | 0.8 | 365 | 12.1406 | 0.33696 | 12 | 0.47753
84228 | 9.9 | 0.8 | 365 | 9.054 | 0.1496 | 9 | 0.20358
84229 | 14.025 | 0.8 | 365 | 12.8265 | 0.71193 | 13 | 0.53841
84009 | 12.095 | 0.8 | 365 | 11.0614 | 0.17368 | 11 | 0.23509
79387 | 15.9 | 0.8 | 365 | 14.5412 | 0.14936 | 14 | 0.69061
84235 | 5.94 | 0.8 | 365 | 5.4324 | 0.88976 | 6 | 0.32215
84236 | 4.845 | 0.8 | 365 | 4.431 | 0.8823 | 5 | 0.31327
84237 | 11.88 | 0.8 | 365 | 10.8648 | 0.77952 | 11 | 0.6443
83943 | 8.04 | 0.8 | 365 | 7.3529 | 0.73967 | 8 | 0.092608
35126 | 257.95 | 0.8 | 365 | 235.9066 | 0.89788 | 236 | 0.8045
35130 | 644.875 | 0.8 | 365 | 589.7666 | 0.24469 | 590 | 0.011256
35133 | 648.56 | 0.8 | 365 | 593.1367 | 0.00037837 | 593 | 0.13704
35111 | 644.875 | 0.8 | 365 | 589.7666 | 0.24469 | 590 | 0.011256
84147 | 9 | 0.8 | 365 | 8.2309 | 0.49964 | 8 | 0.73053
84200 | 8.25 | 0.8 | 365 | 7.545 | 0.12467 | 7 | 0.66965
83411 | 17.4 | 0.8 | 365 | 15.9131 | 0.89929 | 16 | 0.81236
83956 | 5.12 | 0.8 | 365 | 4.6825 | 0.38646 | 5 | 0.068924
84126 | 10.08 | 0.8 | 365 | 9.2186 | 0.47959 | 9 | 0.69819
84128 | 12.095 | 0.8 | 365 | 11.0614 | 0.17368 | 11 | 0.23509
84129 | 6.195 | 0.8 | 365 | 5.6656 | 0.35725 | 6 | 0.022849
84137 | 7.54 | 0.8 | 365 | 6.8957 | 0.82303 | 7 | 0.71869
84138 | 3.54 | 0.8 | 365 | 3.2375 | 0.48986 | 3 | 0.72734
84032 | 5.525 | 0.8 | 365 | 5.0529 | 0.12894 | 5 | 0.1818
84166 | 10.05 | 0.8 | 365 | 9.1912 | 0.42459 | 9 | 0.61576
84111 | 6.4 | 0.8 | 365 | 5.8531 | 0.73307 | 6 | 0.58616
84063 | 11.02 | 0.8 | 365 | 10.0783 | 0.20289 | 10 | 0.28116
83537 | 5.67 | 0.8 | 365 | 5.1855 | 0.39477 | 5 | 0.58023
84238 | 6.54 | 0.8 | 365 | 5.9811 | 0.98973 | 6 | 0.97085
84239 | 10.35 | 0.8 | 365 | 9.4655 | 0.97458 | 10 | 0.44011
84240 | 7.37 | 0.8 | 365 | 6.7402 | 0.51137 | 7 | 0.25156
84214 | 8.41 | 0.8 | 365 | 7.6913 | 0.41799 | 8 | 0.10931
83410 | 12.685 | 0.8 | 365 | 11.601 | 0.25532 | 11 | 0.85631
84233 | 5.04 | 0.8 | 365 | 4.6093 | 0.2398 | 4 | 0.8491
84234 | 6.67 | 0.8 | 365 | 6.1 | 0.22806 | 6 | 0.32807
84245 | 9.57 | 0.8 | 365 | 8.7522 | 0.54461 | 9 | 0.2968
84241 | 7.7 | 0.8 | 365 | 7.042 | 0.11635 | 7 | 0.15834
84246 | 8.71 | 0.8 | 365 | 7.9657 | 0.96798 | 8 | 0.93366
84247 | 7.8 | 0.8 | 365 | 7.1334 | 0.29968 | 7 | 0.43313
84248 | 7.8 | 0.8 | 365 | 7.1334 | 0.29968 | 7 | 0.43313
84251 | 7.5 | 0.8 | 365 | 6.8591 | 0.7497 | 7 | 0.60878
84252 | 6.72 | 0.8 | 365 | 6.1457 | 0.31973 | 6 | 0.46546
84254 | 14.7 | 0.8 | 365 | 13.4438 | 0.9494 | 14 | 0.3932
84255 | 14.1 | 0.8 | 365 | 12.8951 | 0.84943 | 13 | 0.7445
84256 | 3.66 | 0.8 | 365 | 3.3472 | 0.70985 | 4 | 0.057083
84258 | 5.1 | 0.8 | 365 | 4.6642 | 0.34979 | 5 | 0.013968
84261 | 10.62 | 0.8 | 365 | 9.7125 | 0.46957 | 10 | 0.18203
84263 | 9.145 | 0.8 | 365 | 8.3635 | 0.76546 | 9 | 0.12897
84265 | 7 | 0.8 | 365 | 6.4018 | 0.83305 | 7 | 0.23486
84266 | 7.15 | 0.8 | 365 | 6.539 | 0.10804 | 6 | 0.64703
84267 | 6.885 | 0.8 | 365 | 6.2966 | 0.62222 | 6 | 0.91886
82849 | 8.96 | 0.8 | 365 | 8.1943 | 0.4263 | 8 | 0.62062
84273 | 8.64 | 0.8 | 365 | 7.9017 | 0.83965 | 8 | 0.74131
84274 | 8.37 | 0.8 | 365 | 7.6547 | 0.34466 | 7 | 0.99939
84275 | 11.02 | 0.8 | 365 | 10.0783 | 0.20289 | 10 | 0.28116
84276 | 7.125 | 0.8 | 365 | 6.5161 | 0.062211 | 6 | 0.57834
84277 | 10.545 | 0.8 | 365 | 9.6439 | 0.33207 | 9 | 0.97594
84278 | 6.6 | 0.8 | 365 | 6.036 | 0.099732 | 6 | 0.13572
84285 | 12.3 | 0.8 | 365 | 11.2489 | 0.5495 | 11 | 0.79839
84287 | 8.96 | 0.8 | 365 | 8.1943 | 0.4263 | 8 | 0.62062
84289 | 7.475 | 0.8 | 365 | 6.8362 | 0.70386 | 7 | 0.54008
84288 | 13.44 | 0.8 | 365 | 12.2915 | 0.63946 | 12 | 0.93093
84292 | 6.4 | 0.8 | 365 | 5.8531 | 0.73307 | 6 | 0.58616
84294 | 6.93 | 0.8 | 365 | 6.3378 | 0.70472 | 7 | 0.042509
84279 | 3.19 | 0.8 | 365 | 2.9174 | 0.8482 | 3 | 0.7656
84295 | 6.6 | 0.8 | 365 | 6.036 | 0.099732 | 6 | 0.13572
84296 | 9.805 | 0.8 | 365 | 8.9671 | 0.97544 | 9 | 0.94254
84281 | 8.7 | 0.8 | 365 | 7.9565 | 0.94965 | 8 | 0.90618
84297 | 5.4 | 0.8 | 365 | 4.9385 | 0.89978 | 5 | 0.83832
84298 | 8.45 | 0.8 | 365 | 7.7279 | 0.49132 | 8 | 0.21922
84282 | 15.12 | 0.8 | 365 | 13.8279 | 0.71939 | 14 | 0.54729
84299 | 4.9 | 0.8 | 365 | 4.4813 | 0.98313 | 5 | 0.4644
84300 | 6.9 | 0.8 | 365 | 6.3104 | 0.64972 | 6 | 0.96007
84301 | 7.26 | 0.8 | 365 | 6.6396 | 0.30971 | 6 | 0.9493
84302 | 6.825 | 0.8 | 365 | 6.2418 | 0.51222 | 6 | 0.75399
84304 | 6.825 | 0.8 | 365 | 6.2418 | 0.51222 | 6 | 0.75399
84305 | 10.5 | 0.8 | 365 | 9.6027 | 0.24957 | 9 | 0.85229
84306 | 10.72 | 0.8 | 365 | 9.8039 | 0.6529 | 10 | 0.45681
84307 | 7.56 | 0.8 | 365 | 6.914 | 0.85969 | 7 | 0.77365
84308 | 6 | 0.8 | 365 | 5.4873 | 0.99976 | 6 | 0.48702
84309 | 6.9 | 0.8 | 365 | 6.3104 | 0.64972 | 6 | 0.96007
84310 | 9.72 | 0.8 | 365 | 8.8894 | 0.81961 | 9 | 0.70897
84311 | 7.92 | 0.8 | 365 | 7.2432 | 0.51968 | 7 | 0.76287
84312 | 4.575 | 0.8 | 365 | 4.184 | 0.38731 | 4 | 0.57135
84027 | 6.21 | 0.8 | 365 | 5.6793 | 0.38475 | 6 | 0.064067
84291 | 6.44 | 0.8 | 365 | 5.8897 | 0.80641 | 6 | 0.69607
84315 | 3.77 | 0.8 | 365 | 3.4478 | 0.91151 | 4 | 0.35934
84318 | 9.975 | 0.8 | 365 | 9.1226 | 0.2871 | 9 | 0.40967
84317 | 13.4 | 0.8 | 365 | 12.2549 | 0.56612 | 12 | 0.82101
84320 | 7.965 | 0.8 | 365 | 7.2843 | 0.60218 | 7 | 0.88652
84321 | 12.18 | 0.8 | 365 | 11.1391 | 0.32951 | 11 | 0.46865
84323 | 8.85 | 0.8 | 365 | 8.0937 | 0.22464 | 8 | 0.31836
84324 | 5.94 | 0.8 | 365 | 5.4324 | 0.88976 | 6 | 0.32215
84322 | 3.41 | 0.8 | 365 | 3.1186 | 0.25153 | 3 | 0.37012
84325 | 11.8 | 0.8 | 365 | 10.7916 | 0.63286 | 11 | 0.42447
84326 | 5.015 | 0.8 | 365 | 4.5864 | 0.19396 | 4 | 0.7804
84332 | 5.6 | 0.8 | 365 | 5.1214 | 0.26644 | 5 | 0.38789
84334 | 10.85 | 0.8 | 365 | 9.9228 | 0.89123 | 10 | 0.81403
84336 | 10.15 | 0.8 | 365 | 9.2826 | 0.60792 | 9 | 0.89054
84337 | 6.3 | 0.8 | 365 | 5.7616 | 0.54974 | 6 | 0.31137
84338 | 6.84 | 0.8 | 365 | 6.2555 | 0.53972 | 6 | 0.7952
84331 | 8.7 | 0.8 | 365 | 7.9565 | 0.94965 | 8 | 0.90618
84339 | 4.9 | 0.8 | 365 | 4.4813 | 0.98313 | 5 | 0.4644
84340 | 10.05 | 0.8 | 365 | 9.1912 | 0.42459 | 9 | 0.61576
84342 | 5.25 | 0.8 | 365 | 4.8014 | 0.62479 | 5 | 0.42614
80501 | 415.8 | 0.7 | 365 | 332.734 | 0.99775 | 333 | 0.73172
81981 | 45 | 0.6 | 365 | 30.8659 | 0.87363 | 31 | 0.73949
84243 | 5.985 | 0.8 | 365 | 5.4735 | 0.97226 | 6 | 0.4458
83041 | 10.44 | 0.8 | 365 | 9.5478 | 0.13958 | 9 | 0.68742
84105 | 3.78 | 0.8 | 365 | 3.457 | 0.92985 | 4 | 0.38682
84283 | 6.49 | 0.8 | 365 | 5.9354 | 0.89807 | 6 | 0.83346
82433 | 5.9 | 0.8 | 365 | 5.3958 | 0.81643 | 6 | 0.21224
84286 | 7.92 | 0.8 | 365 | 7.2432 | 0.51968 | 7 | 0.76287
47957 | 14.18 | 1 | 365 | 16.2103 | 0.49511 | 16 | 0.70541
84217 | 15.12 | 0.8 | 365 | 13.8279 | 0.71939 | 14 | 0.54729
83138 | 10.05 | 0.8 | 365 | 9.1912 | 0.42459 | 9 | 0.61576
84303 | 7.705 | 0.8 | 365 | 7.0466 | 0.12552 | 7 | 0.17208
84208 | 6.49 | 0.8 | 365 | 5.9354 | 0.89807 | 6 | 0.83346
84232 | 5.7 | 0.8 | 365 | 5.2129 | 0.44977 | 5 | 0.66267
84341 | 6.84 | 0.8 | 365 | 6.2555 | 0.53972 | 6 | 0.7952
84316 | 6.84 | 0.8 | 365 | 6.2555 | 0.53972 | 6 | 0.7952
84271 | 9.75 | 0.8 | 365 | 8.9168 | 0.8746 | 9 | 0.79141
84170 | 7.2 | 0.8 | 365 | 6.5847 | 0.19971 | 6 | 0.78442
84060 | 26.6 | 0.6 | 365 | 18.2452 | 0.57419 | 18 | 0.81934
83612 | 2.61 | 0.8 | 365 | 2.387 | 0.78489 | 3 | 0.17185
84102 | 5.8 | 0.8 | 365 | 5.3044 | 0.6331 | 5 | 0.93745
84319 | 6.49 | 0.8 | 365 | 5.9354 | 0.89807 | 6 | 0.83346
84346 | 8.4 | 0.8 | 365 | 7.6822 | 0.39966 | 8 | 0.081829
84347 | 2.97 | 0.8 | 365 | 2.7162 | 0.44488 | 3 | 0.16108
84350 | 7.98 | 0.8 | 365 | 7.2981 | 0.62968 | 7 | 0.92774
59332 | 1729.56 | 0.6 | 365 | 1186.319 | 0.092421 | 1186 | 0.41146
84351 | 5.61 | 0.8 | 365 | 5.1306 | 0.28477 | 5 | 0.41536
84352 | 7.98 | 0.8 | 365 | 7.2981 | 0.62968 | 7 | 0.92774
84353 | 7.7 | 0.8 | 365 | 7.042 | 0.11635 | 7 | 0.15834
84354 | 10.15 | 0.8 | 365 | 9.2826 | 0.60792 | 9 | 0.89054
84356 | 4.35 | 0.8 | 365 | 3.9783 | 0.97482 | 4 | 0.95309
84357 | 3.48 | 0.8 | 365 | 3.1826 | 0.37986 | 3 | 0.56247
84364 | 11.2 | 0.8 | 365 | 10.2429 | 0.53288 | 10 | 0.77577
84366 | 9.855 | 0.8 | 365 | 9.0128 | 0.067101 | 9 | 0.079932
84365 | 4.32 | 0.8 | 365 | 3.9508 | 0.91982 | 4 | 0.87065
84368 | 6.51 | 0.8 | 365 | 5.9537 | 0.93474 | 6 | 0.88842
83840 | 5.51 | 0.8 | 365 | 5.0391 | 0.10144 | 5 | 0.14058
83866 | 14.21 | 0.8 | 365 | 12.9957 | 0.051091 | 13 | 0.046761
83952 | 4.35 | 0.8 | 365 | 3.9783 | 0.97482 | 4 | 0.95309
84017 | 10.73 | 0.8 | 365 | 9.8131 | 0.67123 | 10 | 0.48429
84370 | 4.845 | 0.8 | 365 | 4.431 | 0.8823 | 5 | 0.31327
84372 | 11.22 | 0.8 | 365 | 10.2612 | 0.56955 | 10 | 0.83073
84085 | 4.64 | 0.8 | 365 | 4.2435 | 0.50648 | 4 | 0.74996
84371 | 3.2 | 0.8 | 365 | 2.9265 | 0.86654 | 3 | 0.79308
84373 | 11.97 | 0.8 | 365 | 10.9471 | 0.94451 | 11 | 0.89161
84374 | 22.75 | 0.8 | 365 | 20.8059 | 0.70741 | 21 | 0.51329
84375 | 11.6 | 0.8 | 365 | 10.6087 | 0.2662 | 10 | 0.87491
84376 | 9.75 | 0.8 | 365 | 8.9168 | 0.8746 | 9 | 0.79141
84378 | 4.225 | 0.8 | 365 | 3.8639 | 0.74566 | 4 | 0.60961
84380 | 8.7 | 0.8 | 365 | 7.9565 | 0.94965 | 8 | 0.90618
84379 | 7.98 | 0.8 | 365 | 7.2981 | 0.62968 | 7 | 0.92774
84381 | 13 | 0.8 | 365 | 11.8891 | 0.83281 | 12 | 0.72188
84382 | 8.775 | 0.8 | 365 | 8.0251 | 0.087144 | 8 | 0.11227
84383 | 4.5 | 0.8 | 365 | 4.1154 | 0.24982 | 4 | 0.36527
84384 | 5.13 | 0.8 | 365 | 4.6916 | 0.40479 | 5 | 0.096403
84385 | 5.7 | 0.8 | 365 | 5.2129 | 0.44977 | 5 | 0.66267
84386 | 6.4 | 0.8 | 365 | 5.8531 | 0.73307 | 6 | 0.58616
84388 | 11.88 | 0.8 | 365 | 10.8648 | 0.77952 | 11 | 0.6443
84390 | 11.22 | 0.8 | 365 | 10.2612 | 0.56955 | 10 | 0.83073
84392 | 13.325 | 0.8 | 365 | 12.1863 | 0.42863 | 12 | 0.61493
84391 | 6.65 | 0.8 | 365 | 6.0817 | 0.1914 | 6 | 0.27311
84395 | 7.92 | 0.8 | 365 | 7.2432 | 0.51968 | 7 | 0.76287
84397 | 7.695 | 0.8 | 365 | 7.0374 | 0.10719 | 7 | 0.1446
84400 | 3.63 | 0.8 | 365 | 3.3198 | 0.65485 | 3 | 0.97465
84401 | 4.96 | 0.8 | 365 | 4.5361 | 0.093132 | 4 | 0.62927
84404 | 5.25 | 0.8 | 365 | 4.8014 | 0.62479 | 5 | 0.42614
84403 | 8.7 | 0.8 | 365 | 7.9565 | 0.94965 | 8 | 0.90618
84405 | 6.27 | 0.8 | 365 | 5.7342 | 0.49475 | 6 | 0.22894
84407 | 7.25 | 0.8 | 365 | 6.6304 | 0.29137 | 6 | 0.92182
84409 | 5.6 | 0.8 | 365 | 5.1214 | 0.26644 | 5 | 0.38789
84410 | 8.4 | 0.8 | 365 | 7.6822 | 0.39966 | 8 | 0.081829
84412 | 11.88 | 0.8 | 365 | 10.8648 | 0.77952 | 11 | 0.6443
84414 | 4.845 | 0.8 | 365 | 4.431 | 0.8823 | 5 | 0.31327
84415 | 6.44 | 0.8 | 365 | 5.8897 | 0.80641 | 6 | 0.69607
84417 | 9 | 0.8 | 365 | 8.2309 | 0.49964 | 8 | 0.73053
84418 | 8.32 | 0.8 | 365 | 7.609 | 0.253 | 7 | 0.862
84419 | 5.11 | 0.8 | 365 | 4.6733 | 0.36813 | 5 | 0.041446
84420 | 13.3 | 0.8 | 365 | 12.1634 | 0.38279 | 12 | 0.54623
84421 | 11.685 | 0.8 | 365 | 10.6864 | 0.42203 | 11 | 0.10847
84345 | 7.08 | 0.8 | 365 | 6.475 | 0.97971 | 7 | 0.45468
84423 | 7.26 | 0.8 | 365 | 6.6396 | 0.30971 | 6 | 0.9493
84363 | 13.275 | 0.8 | 365 | 12.1406 | 0.33696 | 12 | 0.47753
84362 | 6.195 | 0.8 | 365 | 5.6656 | 0.35725 | 6 | 0.022849
84367 | 2.655 | 0.8 | 365 | 2.4281 | 0.86739 | 3 | 0.29551
84424 | 3.705 | 0.8 | 365 | 3.3884 | 0.79235 | 4 | 0.18074
84425 | 4.59 | 0.8 | 365 | 4.1978 | 0.41481 | 4 | 0.61257
84426 | 4.56 | 0.8 | 365 | 4.1703 | 0.35982 | 4 | 0.53014
84427 | 6.4 | 0.8 | 365 | 5.8531 | 0.73307 | 6 | 0.58616
84428 | 4.08 | 0.8 | 365 | 3.7313 | 0.47983 | 4 | 0.21117
84429 | 19.44 | 0.8 | 365 | 17.7787 | 0.63921 | 18 | 0.41795
84430 | 9.8 | 0.8 | 365 | 8.9625 | 0.96627 | 9 | 0.9288
84431 | 6.49 | 0.8 | 365 | 5.9354 | 0.89807 | 6 | 0.83346
84432 | 8.395 | 0.8 | 365 | 7.6776 | 0.39049 | 8 | 0.06809
84433 | 5.925 | 0.8 | 365 | 5.4187 | 0.86226 | 6 | 0.28093
84434 | 9.28 | 0.8 | 365 | 8.487 | 0.012957 | 8 | 0.49993
84435 | 7.37 | 0.8 | 365 | 6.7402 | 0.51137 | 7 | 0.25156
84436 | 10.05 | 0.8 | 365 | 9.1912 | 0.42459 | 9 | 0.61576
84437 | 13.92 | 0.8 | 365 | 12.7305 | 0.51944 | 13 | 0.24989
84394 | 7.7 | 0.8 | 365 | 7.042 | 0.11635 | 7 | 0.15834
84445 | 10.8 | 0.8 | 365 | 9.8771 | 0.79956 | 10 | 0.67664
84447 | 14.22 | 0.8 | 365 | 13.0048 | 0.069424 | 13 | 0.074239
84448 | 5.886 | 0.8 | 365 | 5.383 | 0.79076 | 6 | 0.17377
84450 | 8.4 | 0.8 | 365 | 7.6822 | 0.39966 | 8 | 0.081829
84451 | 10.05 | 0.8 | 365 | 9.1912 | 0.42459 | 9 | 0.61576
84453 | 9.1 | 0.8 | 365 | 8.3224 | 0.68296 | 9 | 0.0053149
84454 | 4.88 | 0.8 | 365 | 4.463 | 0.94647 | 5 | 0.40944
84456 | 7.848 | 0.8 | 365 | 7.1773 | 0.38768 | 7 | 0.56502
84458 | 8.775 | 0.8 | 365 | 8.0251 | 0.087144 | 8 | 0.11227
84459 | 11.7 | 0.8 | 365 | 10.7002 | 0.44953 | 11 | 0.14969
84460 | 10.725 | 0.8 | 365 | 9.8085 | 0.66207 | 10 | 0.47055
84461 | 13 | 0.8 | 365 | 11.8891 | 0.83281 | 12 | 0.72188
84462 | 7.2 | 0.8 | 365 | 6.5847 | 0.19971 | 6 | 0.78442
84463 | 6.49 | 0.8 | 365 | 5.9354 | 0.89807 | 6 | 0.83346
84284 | 8.91 | 0.8 | 365 | 8.1486 | 0.33464 | 8 | 0.48323
84464 | 3.9 | 0.8 | 365 | 3.5667 | 0.14984 | 3 | 0.71656
84466 | 7 | 0.8 | 365 | 6.4018 | 0.83305 | 7 | 0.23486
84467 | 9.72 | 0.8 | 365 | 8.8894 | 0.81961 | 9 | 0.70897
84328 | 2.61 | 0.8 | 365 | 2.387 | 0.78489 | 3 | 0.17185
84360 | 9.52 | 0.8 | 365 | 8.7065 | 0.45295 | 9 | 0.15941
84440 | 5.51 | 0.8 | 365 | 5.0391 | 0.10144 | 5 | 0.14058
84441 | 3.77 | 0.8 | 365 | 3.4478 | 0.91151 | 4 | 0.35934
84442 | 5.22 | 0.8 | 365 | 4.7739 | 0.56979 | 5 | 0.34371
84443 | 3.77 | 0.8 | 365 | 3.4478 | 0.91151 | 4 | 0.35934
84446 | 3.77 | 0.8 | 365 | 3.4478 | 0.91151 | 4 | 0.35934
84449 | 9.86 | 0.8 | 365 | 9.0174 | 0.076267 | 9 | 0.093671
84452 | 13.16 | 0.8 | 365 | 12.0354 | 0.12613 | 12 | 0.16153
84455 | 6.38 | 0.8 | 365 | 5.8348 | 0.69641 | 6 | 0.5312
84457 | 3.48 | 0.8 | 365 | 3.1826 | 0.37986 | 3 | 0.56247
84468 | 12.96 | 0.8 | 365 | 11.8525 | 0.75947 | 12 | 0.61196
84422 | 8.51 | 0.8 | 365 | 7.7828 | 0.60132 | 8 | 0.38409
84438 | 7.37 | 0.8 | 365 | 6.7402 | 0.51137 | 7 | 0.25156
81064 | 6.867 | 0.8 | 365 | 6.2802 | 0.58922 | 6 | 0.8694
84471 | 8.71 | 0.8 | 365 | 7.9657 | 0.96798 | 8 | 0.93366
84472 | 12.06 | 0.8 | 365 | 11.0294 | 0.10951 | 11 | 0.13891
84473 | 11.52 | 0.8 | 365 | 10.5355 | 0.11953 | 10 | 0.65508
84474 | 5.85 | 0.8 | 365 | 5.3501 | 0.72476 | 6 | 0.074845
84475 | 13.865 | 0.8 | 365 | 12.6802 | 0.4186 | 13 | 0.098757
84476 | 5.85 | 0.8 | 365 | 5.3501 | 0.72476 | 6 | 0.074845
84477 | 12.48 | 0.8 | 365 | 11.4135 | 0.87949 | 12 | 0.293
84478 | 8.28 | 0.8 | 365 | 7.5724 | 0.17966 | 7 | 0.75209
84480 | 19.215 | 0.8 | 365 | 17.573 | 0.22672 | 17 | 0.79968
84481 | 8.555 | 0.8 | 365 | 7.8239 | 0.68382 | 8 | 0.50774
84483 | 7.37 | 0.8 | 365 | 6.7402 | 0.51137 | 7 | 0.25156
84484 | 13.34 | 0.8 | 365 | 12.2 | 0.45613 | 12 | 0.65614
84487 | 24.42 | 0.8 | 365 | 22.3332 | 0.76901 | 23 | 0.10217
84488 | 18.5 | 0.8 | 365 | 16.9191 | 0.91592 | 17 | 0.83498
84154 | 7.54 | 0.8 | 365 | 6.8957 | 0.82303 | 7 | 0.71869
84491 | 5.605 | 0.8 | 365 | 5.126 | 0.27561 | 5 | 0.40163
84493 | 4.16 | 0.8 | 365 | 3.8045 | 0.6265 | 4 | 0.431
84496 | 9.156 | 0.8 | 365 | 8.3736 | 0.78563 | 9 | 0.15919
84499 | 6.7 | 0.8 | 365 | 6.1274 | 0.28306 | 6 | 0.41051
84502 | 7.75 | 0.8 | 365 | 7.0877 | 0.20802 | 7 | 0.29574
84505 | 12.285 | 0.8 | 365 | 11.2352 | 0.522 | 11 | 0.75718
84507 | 11.05 | 0.8 | 365 | 10.1057 | 0.25789 | 10 | 0.3636
84508 | 5.795 | 0.8 | 365 | 5.2998 | 0.62393 | 5 | 0.92371
84509 | 9.75 | 0.8 | 365 | 8.9168 | 0.8746 | 9 | 0.79141
84510 | 7.29 | 0.8 | 365 | 6.667 | 0.3647 | 7 | 0.03173
84482 | 9.49 | 0.8 | 365 | 8.679 | 0.39795 | 9 | 0.076971
84511 | 11.7 | 0.8 | 365 | 10.7002 | 0.44953 | 11 | 0.14969
84512 | 6.3 | 0.8 | 365 | 5.7616 | 0.54974 | 6 | 0.31137
84513 | 13.065 | 0.8 | 365 | 11.9485 | 0.95197 | 12 | 0.90049
84514 | 5.559 | 0.8 | 365 | 5.084 | 0.19127 | 5 | 0.27522
84515 | 7.3 | 0.8 | 365 | 6.6762 | 0.38304 | 7 | 0.059209
61614 | 7.2 | 1 | 365 | 8.2309 | 0.49964 | 8 | 0.73053
84470 | 12.06 | 0.8 | 365 | 11.0294 | 0.10951 | 11 | 0.13891
84086 | 4.64 | 0.8 | 365 | 4.2435 | 0.50648 | 4 | 0.74996
83199 | 8.88 | 0.8 | 365 | 8.1212 | 0.27964 | 8 | 0.40079
84221 | 11.4 | 0.8 | 365 | 10.4258 | 0.89954 | 11 | 0.32534
84528 | 4.32 | 0.8 | 365 | 3.9508 | 0.91982 | 4 | 0.87065
84529 | 7.56 | 0.8 | 365 | 6.914 | 0.85969 | 7 | 0.77365
84530 | 10.08 | 0.8 | 365 | 9.2186 | 0.47959 | 9 | 0.69819
84531 | 10.8 | 0.8 | 365 | 9.8771 | 0.79956 | 10 | 0.67664
84439 | 12.8 | 0.8 | 365 | 11.7062 | 0.46615 | 12 | 0.17231
84249 | 8.505 | 0.8 | 365 | 7.7782 | 0.59216 | 8 | 0.37035
84313 | 5.4 | 0.8 | 365 | 4.9385 | 0.89978 | 5 | 0.83832
84250 | 9.8 | 0.8 | 365 | 8.9625 | 0.96627 | 9 | 0.9288
84262 | 5.605 | 0.8 | 365 | 5.126 | 0.27561 | 5 | 0.40163
84545 | 11.505 | 0.8 | 365 | 10.5218 | 0.092034 | 10 | 0.61386
84547 | 8.375 | 0.8 | 365 | 7.6593 | 0.35383 | 8 | 0.013133
84548 | 7.68 | 0.8 | 365 | 7.0237 | 0.079689 | 7 | 0.10339
84549 | 10.72 | 0.8 | 365 | 9.8039 | 0.6529 | 10 | 0.45681
83510 | 8.04 | 0.8 | 365 | 7.3529 | 0.73967 | 8 | 0.092608
84550 | 3.92 | 0.8 | 365 | 3.585 | 0.18651 | 3 | 0.77152
84552 | 8.71 | 0.8 | 365 | 7.9657 | 0.96798 | 8 | 0.93366
84553 | 8.64 | 0.8 | 365 | 7.9017 | 0.83965 | 8 | 0.74131
84554 | 3.15 | 0.8 | 365 | 2.8808 | 0.77487 | 3 | 0.65569
84555 | 8.32 | 0.8 | 365 | 7.609 | 0.253 | 7 | 0.862
84556 | 5.6 | 0.8 | 365 | 5.1214 | 0.26644 | 5 | 0.38789
84559 | 7.68 | 0.8 | 365 | 7.0237 | 0.079689 | 7 | 0.10339
84557 | 12.47 | 0.8 | 365 | 11.4044 | 0.86116 | 12 | 0.26552
84558 | 9.76 | 0.8 | 365 | 8.9259 | 0.89294 | 9 | 0.81889
84560 | 4.2 | 0.8 | 365 | 3.8411 | 0.69983 | 4 | 0.54091
84561 | 2.36 | 0.8 | 365 | 2.1583 | 0.32657 | 2 | 0.48489
84562 | 2.32 | 0.8 | 365 | 2.1217 | 0.25324 | 2 | 0.37498
84563 | 14.08 | 0.8 | 365 | 12.8768 | 0.81276 | 13 | 0.68954
84564 | 5.015 | 0.8 | 365 | 4.5864 | 0.19396 | 4 | 0.7804
84565 | 3.54 | 0.8 | 365 | 3.2375 | 0.48986 | 3 | 0.72734
84566 | 9.735 | 0.8 | 365 | 8.9031 | 0.84711 | 9 | 0.75019
84567 | 6.96 | 0.8 | 365 | 6.3652 | 0.75972 | 7 | 0.12494
84569 | 3.835 | 0.8 | 365 | 3.5073 | 0.030678 | 3 | 0.53795
84568 | 10.08 | 0.8 | 365 | 9.2186 | 0.47959 | 9 | 0.69819
84570 | 4.72 | 0.8 | 365 | 4.3166 | 0.65314 | 4 | 0.96979
84572 | 3.54 | 0.8 | 365 | 3.2375 | 0.48986 | 3 | 0.72734
84571 | 9.76 | 0.8 | 365 | 8.9259 | 0.89294 | 9 | 0.81889
84573 | 5.015 | 0.8 | 365 | 4.5864 | 0.19396 | 4 | 0.7804
84574 | 3.9 | 0.8 | 365 | 3.5667 | 0.14984 | 3 | 0.71656
84575 | 3.835 | 0.8 | 365 | 3.5073 | 0.030678 | 3 | 0.53795
84577 | 2.065 | 0.8 | 365 | 1.8885 | 0.78575 | 2 | 0.67428
84578 | 8.28 | 0.8 | 365 | 7.5724 | 0.17966 | 7 | 0.75209
84576 | 7.54 | 0.8 | 365 | 6.8957 | 0.82303 | 7 | 0.71869
84579 | 6.6 | 0.8 | 365 | 6.036 | 0.099732 | 6 | 0.13572
84581 | 8.68 | 0.8 | 365 | 7.9382 | 0.91298 | 8 | 0.85122
84580 | 9.92 | 0.8 | 365 | 9.0723 | 0.18626 | 9 | 0.25854
84582 | 5.015 | 0.8 | 365 | 4.5864 | 0.19396 | 4 | 0.7804
84583 | 7.08 | 0.8 | 365 | 6.475 | 0.97971 | 7 | 0.45468
84584 | 7.245 | 0.8 | 365 | 6.6259 | 0.28221 | 6 | 0.90808
84585 | 2.36 | 0.8 | 365 | 2.1583 | 0.32657 | 2 | 0.48489
84586 | 6.195 | 0.8 | 365 | 5.6656 | 0.35725 | 6 | 0.022849
84587 | 8.28 | 0.8 | 365 | 7.5724 | 0.17966 | 7 | 0.75209
84588 | 3.54 | 0.8 | 365 | 3.2375 | 0.48986 | 3 | 0.72734
84591 | 5.31 | 0.8 | 365 | 4.8562 | 0.73478 | 5 | 0.59101
84589 | 11.52 | 0.8 | 365 | 10.5355 | 0.11953 | 10 | 0.65508
84592 | 9.145 | 0.8 | 365 | 8.3635 | 0.76546 | 9 | 0.12897
84594 | 4.5 | 0.8 | 365 | 4.1154 | 0.24982 | 4 | 0.36527
84596 | 13.8 | 0.8 | 365 | 12.6207 | 0.29944 | 12 | 0.92015
84598 | 8.19 | 0.8 | 365 | 7.4901 | 0.014668 | 7 | 0.50478
84600 | 5.18 | 0.8 | 365 | 4.7373 | 0.49646 | 5 | 0.23379
84603 | 3.54 | 0.8 | 365 | 3.2375 | 0.48986 | 3 | 0.72734
84605 | 4.72 | 0.8 | 365 | 4.3166 | 0.65314 | 4 | 0.96979
84606 | 4.425 | 0.8 | 365 | 4.0469 | 0.11232 | 4 | 0.15918
84607 | 10.03 | 0.8 | 365 | 9.1729 | 0.38793 | 9 | 0.5608
84608 | 3.245 | 0.8 | 365 | 2.9677 | 0.94904 | 3 | 0.91673
84609 | 3.835 | 0.8 | 365 | 3.5073 | 0.030678 | 3 | 0.53795
84604 | 7.92 | 0.8 | 365 | 7.2432 | 0.51968 | 7 | 0.76287
84611 | 6.3 | 0.8 | 365 | 5.7616 | 0.54974 | 6 | 0.31137
84612 | 5.89 | 0.8 | 365 | 5.3867 | 0.79809 | 6 | 0.18476
84614 | 12.765 | 0.8 | 365 | 11.6742 | 0.40198 | 12 | 0.076137
84613 | 10.85 | 0.8 | 365 | 9.9228 | 0.89123 | 10 | 0.81403
84616 | 7.92 | 0.8 | 365 | 7.2432 | 0.51968 | 7 | 0.76287
84618 | 12.775 | 0.8 | 365 | 11.6833 | 0.42032 | 12 | 0.10362
84619 | 2.44 | 0.8 | 365 | 2.2315 | 0.47323 | 2 | 0.70472
84620 | 13.5 | 0.8 | 365 | 12.3463 | 0.74945 | 13 | 0.095797
84622 | 5.61 | 0.8 | 365 | 5.1306 | 0.28477 | 5 | 0.41536
84623 | 5.67 | 0.8 | 365 | 5.1855 | 0.39477 | 5 | 0.58023
84625 | 10.56 | 0.8 | 365 | 9.6576 | 0.35957 | 10 | 0.017157
84627 | 10.4 | 0.8 | 365 | 9.5113 | 0.066245 | 9 | 0.5775
84628 | 11.7 | 0.8 | 365 | 10.7002 | 0.44953 | 11 | 0.14969
84213 | 10.73 | 0.8 | 365 | 9.8131 | 0.67123 | 10 | 0.48429
84280 | 10.15 | 0.8 | 365 | 9.2826 | 0.60792 | 9 | 0.89054
84629 | 15.34 | 0.8 | 365 | 14.0291 | 0.12271 | 14 | 0.15182
84630 | 13.325 | 0.8 | 365 | 12.1863 | 0.42863 | 12 | 0.61493
84631 | 8.84 | 0.8 | 365 | 8.0846 | 0.20631 | 8 | 0.29088
84632 | 9.9 | 0.8 | 365 | 9.054 | 0.1496 | 9 | 0.20358
84633 | 11.22 | 0.8 | 365 | 10.2612 | 0.56955 | 10 | 0.83073
84634 | 9.1 | 0.8 | 365 | 8.3224 | 0.68296 | 9 | 0.0053149
84635 | 24.79 | 0.8 | 365 | 22.6715 | 0.44733 | 23 | 0.11887
84532 | 4.93 | 0.8 | 365 | 4.5087 | 0.038134 | 4 | 0.54684
84636 | 9.855 | 0.8 | 365 | 9.0128 | 0.067101 | 9 | 0.079932
84534 | 17.1 | 0.8 | 365 | 15.6387 | 0.34931 | 15 | 0.98801
84535 | 6.96 | 0.8 | 365 | 6.3652 | 0.75972 | 7 | 0.12494
84536 | 2.24 | 0.8 | 365 | 2.0486 | 0.10658 | 2 | 0.15515
84537 | 3.77 | 0.8 | 365 | 3.4478 | 0.91151 | 4 | 0.35934
84538 | 13.92 | 0.8 | 365 | 12.7305 | 0.51944 | 13 | 0.24989
84539 | 8.4 | 0.8 | 365 | 7.6822 | 0.39966 | 8 | 0.081829
84540 | 10.44 | 0.8 | 365 | 9.5478 | 0.13958 | 9 | 0.68742
84541 | 6.09 | 0.8 | 365 | 5.5696 | 0.16475 | 5 | 0.73433
84637 | 2.95 | 0.8 | 365 | 2.6979 | 0.40821 | 3 | 0.10612
84638 | 4.72 | 0.8 | 365 | 4.3166 | 0.65314 | 4 | 0.96979
84639 | 6.49 | 0.8 | 365 | 5.9354 | 0.89807 | 6 | 0.83346
84640 | 3.835 | 0.8 | 365 | 3.5073 | 0.030678 | 3 | 0.53795
84641 | 6.195 | 0.8 | 365 | 5.6656 | 0.35725 | 6 | 0.022849
62170 | 898.56 | 0.8 | 365 | 821.7727 | 0.32358 | 822 | 0.096235
84643 | 7.08 | 0.8 | 365 | 6.475 | 0.97971 | 7 | 0.45468
84644 | 7.965 | 0.8 | 365 | 7.2843 | 0.60218 | 7 | 0.88652
84542 | 2.32 | 0.8 | 365 | 2.1217 | 0.25324 | 2 | 0.37498
84645 | 5.31 | 0.8 | 365 | 4.8562 | 0.73478 | 5 | 0.59101
84646 | 5.015 | 0.8 | 365 | 4.5864 | 0.19396 | 4 | 0.7804
84647 | 6.49 | 0.8 | 365 | 5.9354 | 0.89807 | 6 | 0.83346
84599 | 4.2 | 0.8 | 365 | 3.8411 | 0.69983 | 4 | 0.54091
84648 | 6.49 | 0.8 | 365 | 5.9354 | 0.89807 | 6 | 0.83346
84649 | 6.49 | 0.8 | 365 | 5.9354 | 0.89807 | 6 | 0.83346
84650 | 5.31 | 0.8 | 365 | 4.8562 | 0.73478 | 5 | 0.59101
84651 | 5.9 | 0.8 | 365 | 5.3958 | 0.81643 | 6 | 0.21224
84652 | 4.13 | 0.8 | 365 | 3.7771 | 0.5715 | 4 | 0.34857
84653 | 8.555 | 0.8 | 365 | 7.8239 | 0.68382 | 8 | 0.50774
84654 | 3.835 | 0.8 | 365 | 3.5073 | 0.030678 | 3 | 0.53795
84655 | 10.03 | 0.8 | 365 | 9.1729 | 0.38793 | 9 | 0.5608
84601 | 7.625 | 0.8 | 365 | 6.9734 | 0.97886 | 7 | 0.95226
81079 | 14.95 | 0.8 | 365 | 13.6724 | 0.40773 | 14 | 0.08016
84657 | 11.2 | 0.8 | 365 | 10.2429 | 0.53288 | 10 | 0.77577
84658 | 8.99 | 0.8 | 365 | 8.2218 | 0.4813 | 8 | 0.70305
84602 | 7.7 | 0.8 | 365 | 7.042 | 0.11635 | 7 | 0.15834
84659 | 10.03 | 0.8 | 365 | 9.1729 | 0.38793 | 9 | 0.5608
84479 | 11.4 | 0.8 | 365 | 10.4258 | 0.89954 | 11 | 0.32534
84660 | 11.115 | 0.8 | 365 | 10.1652 | 0.37705 | 10 | 0.54221
84661 | 6.38 | 0.8 | 365 | 5.8348 | 0.69641 | 6 | 0.5312
84662 | 6.67 | 0.8 | 365 | 6.1 | 0.22806 | 6 | 0.32807
84593 | 8.71 | 0.8 | 365 | 7.9657 | 0.96798 | 8 | 0.93366
84663 | 11.6 | 0.8 | 365 | 10.6087 | 0.2662 | 10 | 0.87491
84543 | 6.54 | 0.8 | 365 | 5.9811 | 0.98973 | 6 | 0.97085
84669 | 14.5 | 0.8 | 365 | 13.2609 | 0.58275 | 13 | 0.84363
84670 | 14.7 | 0.8 | 365 | 13.4438 | 0.9494 | 14 | 0.3932
84671 | 10.44 | 0.8 | 365 | 9.5478 | 0.13958 | 9 | 0.68742
84664 | 11.31 | 0.8 | 365 | 10.3435 | 0.73454 | 11 | 0.078034
84672 | 5.04 | 0.8 | 365 | 4.6093 | 0.2398 | 4 | 0.8491
84667 | 10.83 | 0.8 | 365 | 9.9045 | 0.85456 | 10 | 0.75907
84673 | 4.27 | 0.8 | 365 | 3.9051 | 0.82816 | 4 | 0.73326
84675 | 6.84 | 0.8 | 365 | 6.2555 | 0.53972 | 6 | 0.7952
84676 | 4.2 | 0.8 | 365 | 3.8411 | 0.69983 | 4 | 0.54091
80641 | 184 | 0.6 | 365 | 126.2071 | 0.99441 | 127 | 0.20148
84677 | 2.32 | 0.8 | 365 | 2.1217 | 0.25324 | 2 | 0.37498
84678 | 9.44 | 0.8 | 365 | 8.6333 | 0.30628 | 8 | 0.93958
84680 | 6.365 | 0.8 | 365 | 5.8211 | 0.66891 | 6 | 0.48998
84681 | 5.2 | 0.8 | 365 | 4.7556 | 0.53312 | 5 | 0.28875
84682 | 13.2 | 0.8 | 365 | 12.072 | 0.19946 | 12 | 0.27145
84683 | 1.8 | 0.8 | 365 | 1.6462 | 0.29993 | 1 | 0.94611
84684 | 9.57 | 0.8 | 365 | 8.7522 | 0.54461 | 9 | 0.2968
84686 | 12.25 | 0.8 | 365 | 11.2032 | 0.45784 | 11 | 0.661
84687 | 10.85 | 0.8 | 365 | 9.9228 | 0.89123 | 10 | 0.81403
84688 | 9.28 | 0.8 | 365 | 8.487 | 0.012957 | 8 | 0.49993
84689 | 9.6 | 0.8 | 365 | 8.7796 | 0.59961 | 9 | 0.37923
84690 | 6.27 | 0.8 | 365 | 5.7342 | 0.49475 | 6 | 0.22894
84692 | 6.84 | 0.8 | 365 | 6.2555 | 0.53972 | 6 | 0.7952
84694 | 3.705 | 0.8 | 365 | 3.3884 | 0.79235 | 4 | 0.18074
84696 | 6.96 | 0.8 | 365 | 6.3652 | 0.75972 | 7 | 0.12494
84695 | 4.9 | 0.8 | 365 | 4.4813 | 0.98313 | 5 | 0.4644
84697 | 10.56 | 0.8 | 365 | 9.6576 | 0.35957 | 10 | 0.017157
84698 | 6.65 | 0.8 | 365 | 6.0817 | 0.1914 | 6 | 0.27311
83890 | 7.98 | 0.8 | 365 | 7.2981 | 0.62968 | 7 | 0.92774
83892 | 8.05 | 0.8 | 365 | 7.3621 | 0.75801 | 8 | 0.12009
83519 | 11.22 | 0.8 | 365 | 10.2612 | 0.56955 | 10 | 0.83073
84077 | 4.845 | 0.8 | 365 | 4.431 | 0.8823 | 5 | 0.31327
84700 | 8.12 | 0.8 | 365 | 7.4261 | 0.88634 | 8 | 0.31243
84701 | 5.7 | 0.8 | 365 | 5.2129 | 0.44977 | 5 | 0.66267
84702 | 7.54 | 0.8 | 365 | 6.8957 | 0.82303 | 7 | 0.71869
84703 | 13.275 | 0.8 | 365 | 12.1406 | 0.33696 | 12 | 0.47753
84704 | 7.965 | 0.8 | 365 | 7.2843 | 0.60218 | 7 | 0.88652
84705 | 8.26 | 0.8 | 365 | 7.5541 | 0.143 | 7 | 0.69713
84706 | 14.7 | 0.8 | 365 | 13.4438 | 0.9494 | 14 | 0.3932
84708 | 11.55 | 0.8 | 365 | 10.563 | 0.17453 | 10 | 0.73752
84710 | 8.05 | 0.8 | 365 | 7.3621 | 0.75801 | 8 | 0.12009
84711 | 6.65 | 0.8 | 365 | 6.0817 | 0.1914 | 6 | 0.27311
84712 | 5.605 | 0.8 | 365 | 5.126 | 0.27561 | 5 | 0.40163
84713 | 5.9 | 0.8 | 365 | 5.3958 | 0.81643 | 6 | 0.21224
84714 | 5.9 | 0.8 | 365 | 5.3958 | 0.81643 | 6 | 0.21224
84715 | 8.25 | 0.8 | 365 | 7.545 | 0.12467 | 7 | 0.66965
84718 | 15.12 | 0.8 | 365 | 13.8279 | 0.71939 | 14 | 0.54729
84720 | 11.4 | 0.8 | 365 | 10.4258 | 0.89954 | 11 | 0.32534
84722 | 19.825 | 0.8 | 365 | 18.1308 | 0.34503 | 18 | 0.47586
84723 | 9.38 | 0.8 | 365 | 8.5784 | 0.19629 | 8 | 0.77471
84716 | 13.32 | 0.8 | 365 | 12.1817 | 0.41946 | 12 | 0.60119
84666 | 6.96 | 0.8 | 365 | 6.3652 | 0.75972 | 7 | 0.12494
84668 | 16.24 | 0.8 | 365 | 14.8522 | 0.77268 | 15 | 0.62487
84665 | 3.19 | 0.8 | 365 | 2.9174 | 0.8482 | 3 | 0.7656
84736 | 6.825 | 0.8 | 365 | 6.2418 | 0.51222 | 6 | 0.75399
84738 | 7.83 | 0.8 | 365 | 7.1609 | 0.35468 | 7 | 0.51556
84740 | 10.44 | 0.8 | 365 | 9.5478 | 0.13958 | 9 | 0.68742
84742 | 8.64 | 0.8 | 365 | 7.9017 | 0.83965 | 8 | 0.74131
84744 | 5.04 | 0.8 | 365 | 4.6093 | 0.2398 | 4 | 0.8491
84746 | 9.1 | 0.8 | 365 | 8.3224 | 0.68296 | 9 | 0.0053149
84747 | 4 | 0.8 | 365 | 3.6582 | 0.33317 | 3 | 0.99135
84748 | 10.85 | 0.8 | 365 | 9.9228 | 0.89123 | 10 | 0.81403
84749 | 7.15 | 0.8 | 365 | 6.539 | 0.10804 | 6 | 0.64703
84750 | 13.2 | 0.8 | 365 | 12.072 | 0.19946 | 12 | 0.27145
84752 | 9.75 | 0.8 | 365 | 8.9168 | 0.8746 | 9 | 0.79141
84717 | 8.41 | 0.8 | 365 | 7.6913 | 0.41799 | 8 | 0.10931
84754 | 8.37 | 0.8 | 365 | 7.6547 | 0.34466 | 7 | 0.99939
84756 | 11.6 | 0.8 | 365 | 10.6087 | 0.2662 | 10 | 0.87491
84551 | 8.64 | 0.8 | 365 | 7.9017 | 0.83965 | 8 | 0.74131
84759 | 8.76 | 0.8 | 365 | 8.0114 | 0.059645 | 8 | 0.07105
84761 | 3.96 | 0.8 | 365 | 3.6216 | 0.25984 | 3 | 0.88143
84728 | 20.4 | 0.8 | 365 | 18.6567 | 0.39917 | 19 | 0.055871
80704 | 496.8 | 0.6 | 365 | 340.7591 | 0.084897 | 340 | 0.84399
83766 | 13.734 | 0.8 | 365 | 12.5603 | 0.17844 | 12 | 0.73879
82952 | 12.96 | 0.8 | 365 | 11.8525 | 0.75947 | 12 | 0.61196
83770 | 15.37 | 0.8 | 365 | 14.0565 | 0.17771 | 14 | 0.23425
83060 | 10.65 | 0.8 | 365 | 9.7399 | 0.52457 | 10 | 0.26446
84485 | 6.27 | 0.8 | 365 | 5.7342 | 0.49475 | 6 | 0.22894
84486 | 9.405 | 0.8 | 365 | 8.6013 | 0.24212 | 8 | 0.84341
84416 | 9.66 | 0.8 | 365 | 8.8345 | 0.70961 | 9 | 0.5441
84617 | 9 | 0.8 | 365 | 8.2309 | 0.49964 | 8 | 0.73053
84621 | 3 | 0.8 | 365 | 2.7436 | 0.49988 | 3 | 0.24351
84626 | 8.1 | 0.8 | 365 | 7.4078 | 0.84967 | 8 | 0.25748
84757 | 7.56 | 0.8 | 365 | 6.914 | 0.85969 | 7 | 0.77365
84739 | 9.57 | 0.8 | 365 | 8.7522 | 0.54461 | 9 | 0.2968
84763 | 12.87 | 0.8 | 365 | 11.7702 | 0.59448 | 12 | 0.36466
84764 | 9.9 | 0.8 | 365 | 9.054 | 0.1496 | 9 | 0.20358
84737 | 13.92 | 0.8 | 365 | 12.7305 | 0.51944 | 13 | 0.24989
82689 | 19.365 | 0.8 | 365 | 17.7101 | 0.50172 | 18 | 0.21186
84769 | 12.685 | 0.8 | 365 | 11.601 | 0.25532 | 11 | 0.85631
84444 | 12.18 | 0.8 | 365 | 11.1391 | 0.32951 | 11 | 0.46865
84533 | 11.02 | 0.8 | 365 | 10.0783 | 0.20289 | 10 | 0.28116
84393 | 3.42 | 0.8 | 365 | 3.1277 | 0.26986 | 3 | 0.3976
84771 | 6.555 | 0.8 | 365 | 5.9948 | 0.017234 | 6 | 0.01207
84772 | 3.63 | 0.8 | 365 | 3.3198 | 0.65485 | 3 | 0.97465
84773 | 5.94 | 0.8 | 365 | 5.4324 | 0.88976 | 6 | 0.32215
84775 | 10.89 | 0.8 | 365 | 9.9594 | 0.96456 | 10 | 0.92394
84777 | 6 | 0.8 | 365 | 5.4873 | 0.99976 | 6 | 0.48702
84776 | 2.64 | 0.8 | 365 | 2.4144 | 0.83989 | 3 | 0.25429
84778 | 11.375 | 0.8 | 365 | 10.4029 | 0.85371 | 11 | 0.25664
84780 | 8.91 | 0.8 | 365 | 8.1486 | 0.33464 | 8 | 0.48323
84782 | 5.2 | 0.8 | 365 | 4.7556 | 0.53312 | 5 | 0.28875
84785 | 4.35 | 0.8 | 365 | 3.9783 | 0.97482 | 4 | 0.95309
84791 | 5.13 | 0.8 | 365 | 4.6916 | 0.40479 | 5 | 0.096403
84792 | 5.76 | 0.8 | 365 | 5.2678 | 0.55977 | 5 | 0.82754
84793 | 3.705 | 0.8 | 365 | 3.3884 | 0.79235 | 4 | 0.18074
84794 | 4.845 | 0.8 | 365 | 4.431 | 0.8823 | 5 | 0.31327
84789 | 9.45 | 0.8 | 365 | 8.6424 | 0.32462 | 8 | 0.96706
84795 | 7.125 | 0.8 | 365 | 6.5161 | 0.062211 | 6 | 0.57834
84797 | 4.275 | 0.8 | 365 | 3.9097 | 0.83733 | 4 | 0.747
84799 | 6.6 | 0.8 | 365 | 6.036 | 0.099732 | 6 | 0.13572
84800 | 11.88 | 0.8 | 365 | 10.8648 | 0.77952 | 11 | 0.6443
84798 | 24.6 | 0.8 | 365 | 22.4978 | 0.099003 | 22 | 0.59679
84802 | 6.49 | 0.8 | 365 | 5.9354 | 0.89807 | 6 | 0.83346
84801 | 17.4 | 0.8 | 365 | 15.9131 | 0.89929 | 16 | 0.81236
84803 | 6.96 | 0.8 | 365 | 6.3652 | 0.75972 | 7 | 0.12494
84804 | 11.505 | 0.8 | 365 | 10.5218 | 0.092034 | 10 | 0.61386
84805 | 6.785 | 0.8 | 365 | 6.2052 | 0.43889 | 6 | 0.64407
84808 | 5.31 | 0.8 | 365 | 4.8562 | 0.73478 | 5 | 0.59101
84809 | 3.245 | 0.8 | 365 | 2.9677 | 0.94904 | 3 | 0.91673
84810 | 3.54 | 0.8 | 365 | 3.2375 | 0.48986 | 3 | 0.72734
84811 | 7.67 | 0.8 | 365 | 7.0146 | 0.061356 | 7 | 0.075908
84813 | 3.835 | 0.8 | 365 | 3.5073 | 0.030678 | 3 | 0.53795
84814 | 11.21 | 0.8 | 365 | 10.252 | 0.55121 | 10 | 0.80325
84806 | 7.92 | 0.8 | 365 | 7.2432 | 0.51968 | 7 | 0.76287
84816 | 3.54 | 0.8 | 365 | 3.2375 | 0.48986 | 3 | 0.72734
84817 | 6.49 | 0.8 | 365 | 5.9354 | 0.89807 | 6 | 0.83346
84818 | 2.95 | 0.8 | 365 | 2.6979 | 0.40821 | 3 | 0.10612
84819 | 2.655 | 0.8 | 365 | 2.4281 | 0.86739 | 3 | 0.29551
84820 | 7.67 | 0.8 | 365 | 7.0146 | 0.061356 | 7 | 0.075908
84821 | 6.785 | 0.8 | 365 | 6.2052 | 0.43889 | 6 | 0.64407
83923 | 10.915 | 0.8 | 365 | 9.9822 | 0.010391 | 9 | 0.99264
84822 | 5.9 | 0.8 | 365 | 5.3958 | 0.81643 | 6 | 0.21224
84827 | 19.8 | 0.8 | 365 | 18.108 | 0.2992 | 18 | 0.40717
84828 | 11.1 | 0.8 | 365 | 10.1514 | 0.34955 | 10 | 0.50099
84830 | 7.5 | 0.8 | 365 | 6.8591 | 0.7497 | 7 | 0.60878
84831 | 24.9 | 0.8 | 365 | 22.7721 | 0.64899 | 23 | 0.42114
84833 | 15.9 | 0.8 | 365 | 14.5412 | 0.14936 | 14 | 0.69061
84835 | 24 | 0.8 | 365 | 21.9491 | 0.99903 | 22 | 0.94808
82596 | 8.41 | 0.8 | 365 | 7.6913 | 0.41799 | 8 | 0.10931
83399 | 10.08 | 0.8 | 365 | 9.2186 | 0.47959 | 9 | 0.69819
84726 | 6.3 | 0.8 | 365 | 5.7616 | 0.54974 | 6 | 0.31137
84837 | 9.045 | 0.8 | 365 | 8.2721 | 0.58213 | 8 | 0.85418
84838 | 5.36 | 0.8 | 365 | 4.902 | 0.82645 | 5 | 0.72841
84839 | 8.91 | 0.8 | 365 | 8.1486 | 0.33464 | 8 | 0.48323
84840 | 2.4 | 0.8 | 365 | 2.1949 | 0.3999 | 2 | 0.59481
84841 | 13.5 | 0.8 | 365 | 12.3463 | 0.74945 | 13 | 0.095797
84842 | 6.75 | 0.8 | 365 | 6.1732 | 0.37473 | 6 | 0.5479
84843 | 12.095 | 0.8 | 365 | 11.0614 | 0.17368 | 11 | 0.23509
84844 | 9.9 | 0.8 | 365 | 9.054 | 0.1496 | 9 | 0.20358
84846 | 9.1 | 0.8 | 365 | 8.3224 | 0.68296 | 9 | 0.0053149
84847 | 5.13 | 0.8 | 365 | 4.6916 | 0.40479 | 5 | 0.096403
84766 | 11.9 | 0.8 | 365 | 10.8831 | 0.81618 | 11 | 0.69926
84751 | 9.28 | 0.8 | 365 | 8.487 | 0.012957 | 8 | 0.49993
84743 | 6.12 | 0.8 | 365 | 5.597 | 0.21975 | 5 | 0.81676
84745 | 8.04 | 0.8 | 365 | 7.3529 | 0.73967 | 8 | 0.092608
84732 | 3.84 | 0.8 | 365 | 3.5118 | 0.039844 | 3 | 0.55169
84730 | 13.32 | 0.8 | 365 | 12.1817 | 0.41946 | 12 | 0.60119
84851 | 11.6 | 0.8 | 365 | 10.6087 | 0.2662 | 10 | 0.87491
84853 | 11.05 | 0.8 | 365 | 10.1057 | 0.25789 | 10 | 0.3636
84848 | 23.4 | 0.8 | 365 | 21.4003 | 0.89905 | 22 | 0.29938
84824 | 6.84 | 0.8 | 365 | 6.2555 | 0.53972 | 6 | 0.7952
84854 | 6.4 | 0.8 | 365 | 5.8531 | 0.73307 | 6 | 0.58616
84825 | 4.06 | 0.8 | 365 | 3.713 | 0.44317 | 4 | 0.15622
84856 | 2.64 | 0.8 | 365 | 2.4144 | 0.83989 | 3 | 0.25429
84857 | 10.95 | 0.8 | 365 | 10.0143 | 0.074556 | 10 | 0.088813
84859 | 11.88 | 0.8 | 365 | 10.8648 | 0.77952 | 11 | 0.6443
84860 | 10.137 | 0.8 | 365 | 9.2707 | 0.58409 | 9 | 0.85482
84861 | 2.9 | 0.8 | 365 | 2.6522 | 0.31655 | 2 | 0.96873
84864 | 10.5 | 0.8 | 365 | 9.6027 | 0.24957 | 9 | 0.85229
84855 | 15 | 0.8 | 365 | 13.7182 | 0.49939 | 14 | 0.21755
84865 | 9.1 | 0.8 | 365 | 8.3224 | 0.68296 | 9 | 0.0053149
84866 | 11.52 | 0.8 | 365 | 10.5355 | 0.11953 | 10 | 0.65508
84867 | 6 | 0.8 | 365 | 5.4873 | 0.99976 | 6 | 0.48702
84869 | 7.8 | 0.8 | 365 | 7.1334 | 0.29968 | 7 | 0.43313
84870 | 9.045 | 0.8 | 365 | 8.2721 | 0.58213 | 8 | 0.85418
84871 | 4.14 | 0.8 | 365 | 3.7862 | 0.58983 | 4 | 0.37604
84872 | 6.6 | 0.8 | 365 | 6.036 | 0.099732 | 6 | 0.13572
84873 | 6.6 | 0.8 | 365 | 6.036 | 0.099732 | 6 | 0.13572
84874 | 13.86 | 0.8 | 365 | 12.6756 | 0.40944 | 13 | 0.085018
84807 | 5.015 | 0.8 | 365 | 4.5864 | 0.19396 | 4 | 0.7804
84875 | 13.2 | 0.8 | 365 | 12.072 | 0.19946 | 12 | 0.27145
84876 | 3.924 | 0.8 | 365 | 3.5887 | 0.19384 | 3 | 0.78251
84880 | 8.4 | 0.8 | 365 | 7.6822 | 0.39966 | 8 | 0.081829
84882 | 14.76 | 0.8 | 365 | 13.4987 | 0.059402 | 13 | 0.55807
84883 | 10.5 | 0.8 | 365 | 9.6027 | 0.24957 | 9 | 0.85229
84886 | 5.6 | 0.8 | 365 | 5.1214 | 0.26644 | 5 | 0.38789
84888 | 13.34 | 0.8 | 365 | 12.2 | 0.45613 | 12 | 0.65614
84889 | 7.2 | 0.8 | 365 | 6.5847 | 0.19971 | 6 | 0.78442
84890 | 6.84 | 0.8 | 365 | 6.2555 | 0.53972 | 6 | 0.7952
84892 | 6.08 | 0.8 | 365 | 5.5604 | 0.14642 | 5 | 0.70685
84413 | 7.8 | 0.8 | 365 | 7.1334 | 0.29968 | 7 | 0.43313
84895 | 6.3 | 0.8 | 365 | 5.7616 | 0.54974 | 6 | 0.31137
49927 | 42.47 | 0.9 | 365 | 43.6958 | 0.59244 | 44 | 0.28821
84893 | 13.8 | 0.8 | 365 | 12.6207 | 0.29944 | 12 | 0.92015
84852 | 9.57 | 0.8 | 365 | 8.7522 | 0.54461 | 9 | 0.2968
84868 | 9.3 | 0.8 | 365 | 8.5053 | 0.049623 | 8 | 0.55488
84896 | 8.64 | 0.8 | 365 | 7.9017 | 0.83965 | 8 | 0.74131
84725 | 12.48 | 0.8 | 365 | 11.4135 | 0.87949 | 12 | 0.293
84897 | 8.91 | 0.8 | 365 | 8.1486 | 0.33464 | 8 | 0.48323
84836 | 5.795 | 0.8 | 365 | 5.2998 | 0.62393 | 5 | 0.92371
84898 | 4.69 | 0.8 | 365 | 4.2892 | 0.59814 | 4 | 0.88735
84901 | 24.42 | 0.8 | 365 | 22.3332 | 0.76901 | 23 | 0.10217
84272 | 7.625 | 0.8 | 365 | 6.9734 | 0.97886 | 7 | 0.95226
84656 | 7.2 | 0.8 | 365 | 6.5847 | 0.19971 | 6 | 0.78442
84172 | 7.5 | 0.8 | 365 | 6.8591 | 0.7497 | 7 | 0.60878
83937 | 9.455 | 0.8 | 365 | 8.647 | 0.33378 | 8 | 0.9808
84104 | 3.25 | 0.8 | 365 | 2.9723 | 0.9582 | 3 | 0.93047
84270 | 13.325 | 0.8 | 365 | 12.1863 | 0.42863 | 12 | 0.61493
84903 | 15.12 | 0.8 | 365 | 13.8279 | 0.71939 | 14 | 0.54729
84904 | 7.83 | 0.8 | 365 | 7.1609 | 0.35468 | 7 | 0.51556
84907 | 10.68 | 0.8 | 365 | 9.7673 | 0.57957 | 10 | 0.3469
84908 | 8.7 | 0.8 | 365 | 7.9565 | 0.94965 | 8 | 0.90618
84863 | 11.89 | 0.8 | 365 | 10.8739 | 0.79785 | 11 | 0.67178
84913 | 4.06 | 0.8 | 365 | 3.713 | 0.44317 | 4 | 0.15622
84877 | 4.76 | 0.8 | 365 | 4.3532 | 0.72647 | 5 | 0.079703
84915 | 3.77 | 0.8 | 365 | 3.4478 | 0.91151 | 4 | 0.35934
84879 | 2.655 | 0.8 | 365 | 2.4281 | 0.86739 | 3 | 0.29551
84917 | 2.9 | 0.8 | 365 | 2.6522 | 0.31655 | 2 | 0.96873
84910 | 5.605 | 0.8 | 365 | 5.126 | 0.27561 | 5 | 0.40163
84919 | 2.95 | 0.8 | 365 | 2.6979 | 0.40821 | 3 | 0.10612
84912 | 2.655 | 0.8 | 365 | 2.4281 | 0.86739 | 3 | 0.29551
84921 | 3.54 | 0.8 | 365 | 3.2375 | 0.48986 | 3 | 0.72734
84914 | 3.19 | 0.8 | 365 | 2.9174 | 0.8482 | 3 | 0.7656
84916 | 2.32 | 0.8 | 365 | 2.1217 | 0.25324 | 2 | 0.37498
84918 | 2.36 | 0.8 | 365 | 2.1583 | 0.32657 | 2 | 0.48489
84920 | 2.655 | 0.8 | 365 | 2.4281 | 0.86739 | 3 | 0.29551
84927 | 9.57 | 0.8 | 365 | 8.7522 | 0.54461 | 9 | 0.2968
84926 | 24.9 | 0.8 | 365 | 22.7721 | 0.64899 | 23 | 0.42114
83536 | 6.16 | 0.8 | 365 | 5.6336 | 0.29308 | 5 | 0.92667
84008 | 14.715 | 0.8 | 365 | 13.4575 | 0.9769 | 14 | 0.43442
84465 | 2.64 | 0.8 | 365 | 2.4144 | 0.83989 | 3 | 0.25429
81929 | 179.34 | 0.6 | 365 | 123.0107 | 0.58705 | 123 | 0.59779
84527 | 11.22 | 0.8 | 365 | 10.2612 | 0.56955 | 10 | 0.83073
84615 | 11 | 0.8 | 365 | 10.06 | 0.16622 | 10 | 0.2262
84369 | 178.35 | 0.6 | 365 | 122.3317 | 0.22583 | 122 | 0.55752
84597 | 9.735 | 0.8 | 365 | 8.9031 | 0.84711 | 9 | 0.75019
84329 | 8.1 | 0.8 | 365 | 7.4078 | 0.84967 | 8 | 0.25748
84398 | 12.41 | 0.8 | 365 | 11.3495 | 0.75116 | 12 | 0.10065
84595 | 7.98 | 0.8 | 365 | 7.2981 | 0.62968 | 7 | 0.92774
84834 | 12 | 0.8 | 365 | 10.9745 | 0.99951 | 11 | 0.97404
84774 | 4.56 | 0.8 | 365 | 4.1703 | 0.35982 | 4 | 0.53014
84760 | 8.375 | 0.8 | 365 | 7.6593 | 0.35383 | 8 | 0.013133
84762 | 9.125 | 0.8 | 365 | 8.3452 | 0.7288 | 9 | 0.074011
81928 | 603.5 | 0.7 | 365 | 482.9364 | 0.093179 | 483 | 0.02957
51480 | 4005.4 | 0.8 | 365 | 3663.1145 | 0.070981 | 3663 | 0.18552
84685 | 3.72 | 0.8 | 365 | 3.4021 | 0.81985 | 4 | 0.22195
84826 | 11.05 | 0.8 | 365 | 10.1057 | 0.25789 | 10 | 0.3636
84674 | 7.4 | 0.8 | 365 | 6.7676 | 0.56637 | 7 | 0.33399
84862 | 11.02 | 0.8 | 365 | 10.0783 | 0.20289 | 10 | 0.28116
84349 | 9.69 | 0.8 | 365 | 8.8619 | 0.76461 | 9 | 0.62654
84377 | 11.97 | 0.8 | 365 | 10.9471 | 0.94451 | 11 | 0.89161
84389 | 11.97 | 0.8 | 365 | 10.9471 | 0.94451 | 11 | 0.89161
83753 | 197.8 | 0.6 | 365 | 135.6726 | 0.96899 | 136 | 0.64159
84929 | 6.195 | 0.8 | 365 | 5.6656 | 0.35725 | 6 | 0.022849
84930 | 7.705 | 0.8 | 365 | 7.0466 | 0.12552 | 7 | 0.17208
84939 | 8.04 | 0.8 | 365 | 7.3529 | 0.73967 | 8 | 0.092608
84691 | 9.28 | 0.8 | 365 | 8.487 | 0.012957 | 8 | 0.49993
84850 | 12.18 | 0.8 | 365 | 11.1391 | 0.32951 | 11 | 0.46865
84314 | 14.388 | 0.8 | 365 | 13.1585 | 0.37742 | 13 | 0.53588
79580 | 354.9 | 0.55 | 365 | 223.143 | 0.31199 | 223 | 0.45501
84899 | 66.5 | 0.55 | 365 | 41.8118 | 0.81586 | 42 | 0.62766
84709 | 8.75 | 0.8 | 365 | 8.0023 | 0.041312 | 8 | 0.043572
85112 | 7.8 | 0.8 | 365 | 7.1334 | 0.29968 | 7 | 0.43313
85111 | 8.775 | 0.8 | 365 | 8.0251 | 0.087144 | 8 | 0.11227
85109 | 11.8 | 0.8 | 365 | 10.7916 | 0.63286 | 11 | 0.42447
85108 | 8.4 | 0.8 | 365 | 7.6822 | 0.39966 | 8 | 0.081829
85107 | 8.85 | 0.8 | 365 | 8.0937 | 0.22464 | 8 | 0.31836
85105 | 8.775 | 0.8 | 365 | 8.0251 | 0.087144 | 8 | 0.11227
85104 | 6.03 | 0.8 | 365 | 5.5147 | 0.054756 | 5 | 0.56946
85103 | 10.72 | 0.8 | 365 | 9.8039 | 0.6529 | 10 | 0.45681
85100 | 10.08 | 0.8 | 365 | 9.2186 | 0.47959 | 9 | 0.69819
85099 | 4.55 | 0.8 | 365 | 4.1612 | 0.34148 | 4 | 0.50266
85040 | 13.275 | 0.8 | 365 | 12.1406 | 0.33696 | 12 | 0.47753
84998 | 6.67 | 0.8 | 365 | 6.1 | 0.22806 | 6 | 0.32807
85102 | 5.85 | 0.8 | 365 | 5.3501 | 0.72476 | 6 | 0.074845
82595 | 5.2 | 0.8 | 365 | 4.7556 | 0.53312 | 5 | 0.28875
81612 | 47.64 | 0.6 | 365 | 32.6767 | 0.50355 | 33 | 0.18021
84997 | 5.51 | 0.8 | 365 | 5.0391 | 0.10144 | 5 | 0.14058
85098 | 7.8 | 0.8 | 365 | 7.1334 | 0.29968 | 7 | 0.43313
84902 | 15.36 | 0.8 | 365 | 14.0474 | 0.15938 | 14 | 0.20677
84928 | 3.99 | 0.8 | 365 | 3.649 | 0.31484 | 3 | 0.96387
84931 | 10.83 | 0.8 | 365 | 9.9045 | 0.85456 | 10 | 0.75907
84933 | 6.09 | 0.8 | 365 | 5.5696 | 0.16475 | 5 | 0.73433
84934 | 8.12 | 0.8 | 365 | 7.4261 | 0.88634 | 8 | 0.31243
84936 | 11.88 | 0.8 | 365 | 10.8648 | 0.77952 | 11 | 0.6443
84937 | 6.67 | 0.8 | 365 | 6.1 | 0.22806 | 6 | 0.32807
84940 | 12.48 | 0.8 | 365 | 11.4135 | 0.87949 | 12 | 0.293
84941 | 8.48 | 0.8 | 365 | 7.7553 | 0.54632 | 8 | 0.30166
84942 | 9.57 | 0.8 | 365 | 8.7522 | 0.54461 | 9 | 0.2968
84943 | 12.76 | 0.8 | 365 | 11.6696 | 0.39282 | 12 | 0.062398
84944 | 7.521 | 0.8 | 365 | 6.8783 | 0.7882 | 7 | 0.66648
84947 | 12.25 | 0.8 | 365 | 11.2032 | 0.45784 | 11 | 0.661
84949 | 9.86 | 0.8 | 365 | 9.0174 | 0.076267 | 9 | 0.093671
84951 | 6.38 | 0.8 | 365 | 5.8348 | 0.69641 | 6 | 0.5312
84953 | 11.89 | 0.8 | 365 | 10.8739 | 0.79785 | 11 | 0.67178
84954 | 7.26 | 0.8 | 365 | 6.6396 | 0.30971 | 6 | 0.9493
84956 | 6.48 | 0.8 | 365 | 5.9262 | 0.87974 | 6 | 0.80598
84958 | 9.3 | 0.8 | 365 | 8.5053 | 0.049623 | 8 | 0.55488
84959 | 4.62 | 0.8 | 365 | 4.2252 | 0.46981 | 4 | 0.69501
84961 | 6.6 | 0.8 | 365 | 6.036 | 0.099732 | 6 | 0.13572
84741 | 11.8 | 0.8 | 365 | 10.7916 | 0.63286 | 11 | 0.42447
84957 | 12.6 | 0.8 | 365 | 11.5233 | 0.099489 | 11 | 0.62274
80517 | 11.2 | 0.8 | 365 | 10.2429 | 0.53288 | 10 | 0.77577
84900 | 7.125 | 0.8 | 365 | 6.5161 | 0.062211 | 6 | 0.57834
85106 | 7.67 | 0.8 | 365 | 7.0146 | 0.061356 | 7 | 0.075908
83929 | 3.3 | 0.8 | 365 | 3.018 | 0.049866 | 3 | 0.067861
83969 | 6.5 | 0.8 | 365 | 5.9445 | 0.9164 | 6 | 0.86094
84985 | 6.49 | 0.8 | 365 | 5.9354 | 0.89807 | 6 | 0.83346
84642 | 7.54 | 0.8 | 365 | 6.8957 | 0.82303 | 7 | 0.71869
85211 | 9.6 | 0.8 | 365 | 8.7796 | 0.59961 | 9 | 0.37923
85210 | 9 | 0.8 | 365 | 8.2309 | 0.49964 | 8 | 0.73053
85208 | 13.44 | 0.8 | 365 | 12.2915 | 0.63946 | 12 | 0.93093
85207 | 10.56 | 0.8 | 365 | 9.6576 | 0.35957 | 10 | 0.017157
85202 | 7.7 | 0.8 | 365 | 7.042 | 0.11635 | 7 | 0.15834
85203 | 9.44 | 0.8 | 365 | 8.6333 | 0.30628 | 8 | 0.93958
85200 | 6.41 | 0.8 | 365 | 5.8622 | 0.75141 | 6 | 0.61363
85120 | 4.251 | 0.8 | 365 | 3.8877 | 0.79333 | 4 | 0.68105
85132 | 4.32 | 0.8 | 365 | 3.9508 | 0.91982 | 4 | 0.87065
85197 | 5.76 | 0.8 | 365 | 5.2678 | 0.55977 | 5 | 0.82754
85133 | 7.2 | 0.8 | 365 | 6.5847 | 0.19971 | 6 | 0.78442
85052 | 13.44 | 0.8 | 365 | 12.2915 | 0.63946 | 12 | 0.93093
85194 | 10.23 | 0.8 | 365 | 9.3558 | 0.75459 | 10 | 0.11037
84963 | 7.25 | 0.8 | 365 | 6.6304 | 0.29137 | 6 | 0.92182
84965 | 10.5 | 0.8 | 365 | 9.6027 | 0.24957 | 9 | 0.85229
84966 | 11.52 | 0.8 | 365 | 10.5355 | 0.11953 | 10 | 0.65508
84832 | 6.825 | 0.8 | 365 | 6.2418 | 0.51222 | 6 | 0.75399
84968 | 11.505 | 0.8 | 365 | 10.5218 | 0.092034 | 10 | 0.61386
84967 | 13.2 | 0.8 | 365 | 12.072 | 0.19946 | 12 | 0.27145
84970 | 4.64 | 0.8 | 365 | 4.2435 | 0.50648 | 4 | 0.74996
84969 | 24.9 | 0.8 | 365 | 22.7721 | 0.64899 | 23 | 0.42114
84971 | 5.9 | 0.8 | 365 | 5.3958 | 0.81643 | 6 | 0.21224
84973 | 4.55 | 0.8 | 365 | 4.1612 | 0.34148 | 4 | 0.50266
84976 | 6.96 | 0.8 | 365 | 6.3652 | 0.75972 | 7 | 0.12494
84977 | 10.03 | 0.8 | 365 | 9.1729 | 0.38793 | 9 | 0.5608
79733 | 8.7 | 0.8 | 365 | 7.9565 | 0.94965 | 8 | 0.90618
83489 | 9.86 | 0.8 | 365 | 9.0174 | 0.076267 | 9 | 0.093671
84995 | 6.035 | 0.8 | 365 | 5.5193 | 0.063922 | 5 | 0.5832
84996 | 7.13 | 0.8 | 365 | 6.5207 | 0.071378 | 6 | 0.59208
84355 | 6.67 | 0.8 | 365 | 6.1 | 0.22806 | 6 | 0.32807
84779 | 7.59 | 0.8 | 365 | 6.9414 | 0.91469 | 7 | 0.85608
85224 | 4.06 | 0.8 | 365 | 3.713 | 0.44317 | 4 | 0.15622
84268 | 7.93 | 0.8 | 365 | 7.2523 | 0.53801 | 7 | 0.79035
84406 | 4.875 | 0.8 | 365 | 4.4584 | 0.9373 | 5 | 0.3957
84768 | 12.24 | 0.8 | 365 | 11.194 | 0.4395 | 11 | 0.63352
84999 | 3 | 0.8 | 365 | 2.7436 | 0.49988 | 3 | 0.24351
85000 | 7.15 | 0.8 | 365 | 6.539 | 0.10804 | 6 | 0.64703
85001 | 7.56 | 0.8 | 365 | 6.914 | 0.85969 | 7 | 0.77365
85003 | 11.34 | 0.8 | 365 | 10.3709 | 0.78954 | 11 | 0.16047
85004 | 11.16 | 0.8 | 365 | 10.2063 | 0.45955 | 10 | 0.66586
85005 | 6.12 | 0.8 | 365 | 5.597 | 0.21975 | 5 | 0.81676
85006 | 4.5 | 0.8 | 365 | 4.1154 | 0.24982 | 4 | 0.36527
85007 | 4.8 | 0.8 | 365 | 4.3898 | 0.79981 | 5 | 0.18962
85008 | 4.2 | 0.8 | 365 | 3.8411 | 0.69983 | 4 | 0.54091
85009 | 5.95 | 0.8 | 365 | 5.4415 | 0.90809 | 6 | 0.34963
85010 | 5.4 | 0.8 | 365 | 4.9385 | 0.89978 | 5 | 0.83832
85011 | 10.56 | 0.8 | 365 | 9.6576 | 0.35957 | 10 | 0.017157
85012 | 4.5 | 0.8 | 365 | 4.1154 | 0.24982 | 4 | 0.36527
85014 | 10.24 | 0.8 | 365 | 9.3649 | 0.77292 | 10 | 0.13785
85015 | 8.26 | 0.8 | 365 | 7.5541 | 0.143 | 7 | 0.69713
85016 | 15.36 | 0.8 | 365 | 14.0474 | 0.15938 | 14 | 0.20677
85018 | 5.7 | 0.8 | 365 | 5.2129 | 0.44977 | 5 | 0.66267
85019 | 9.045 | 0.8 | 365 | 8.2721 | 0.58213 | 8 | 0.85418
85020 | 7.83 | 0.8 | 365 | 7.1609 | 0.35468 | 7 | 0.51556
85021 | 10.585 | 0.8 | 365 | 9.6804 | 0.4054 | 10 | 0.085853
85024 | 9.75 | 0.8 | 365 | 8.9168 | 0.8746 | 9 | 0.79141
85240 | 4.2 | 0.8 | 365 | 3.8411 | 0.69983 | 4 | 0.54091
85225 | 8.41 | 0.8 | 365 | 7.6913 | 0.41799 | 8 | 0.10931
85035 | 12.18 | 0.8 | 365 | 11.1391 | 0.32951 | 11 | 0.46865
85245 | 11.6 | 0.8 | 365 | 10.6087 | 0.2662 | 10 | 0.87491
85038 | 8.26 | 0.8 | 365 | 7.5541 | 0.143 | 7 | 0.69713
85220 | 10.44 | 0.8 | 365 | 9.5478 | 0.13958 | 9 | 0.68742
85241 | 7.965 | 0.8 | 365 | 7.2843 | 0.60218 | 7 | 0.88652
85239 | 6.785 | 0.8 | 365 | 6.2052 | 0.43889 | 6 | 0.64407
85230 | 7.41 | 0.8 | 365 | 6.7768 | 0.5847 | 7 | 0.36147
85235 | 3.48 | 0.8 | 365 | 3.1826 | 0.37986 | 3 | 0.56247
85046 | 4.48 | 0.8 | 365 | 4.0972 | 0.21315 | 4 | 0.31031
85051 | 10.62 | 0.8 | 365 | 9.7125 | 0.46957 | 10 | 0.18203
85054 | 11.285 | 0.8 | 365 | 10.3206 | 0.68871 | 11 | 0.0093383
85056 | 5.015 | 0.8 | 365 | 4.5864 | 0.19396 | 4 | 0.7804
85057 | 4.13 | 0.8 | 365 | 3.7771 | 0.5715 | 4 | 0.34857
85058 | 11.61 | 0.8 | 365 | 10.6179 | 0.28453 | 10 | 0.90239
85060 | 9.72 | 0.8 | 365 | 8.8894 | 0.81961 | 9 | 0.70897
85062 | 8.4 | 0.8 | 365 | 7.6822 | 0.39966 | 8 | 0.081829
85063 | 5.015 | 0.8 | 365 | 4.5864 | 0.19396 | 4 | 0.7804
85066 | 12.095 | 0.8 | 365 | 11.0614 | 0.17368 | 11 | 0.23509
85067 | 8.41 | 0.8 | 365 | 7.6913 | 0.41799 | 8 | 0.10931
85079 | 8.85 | 0.8 | 365 | 8.0937 | 0.22464 | 8 | 0.31836
85080 | 12.095 | 0.8 | 365 | 11.0614 | 0.17368 | 11 | 0.23509
85081 | 9.735 | 0.8 | 365 | 8.9031 | 0.84711 | 9 | 0.75019
85082 | 10.325 | 0.8 | 365 | 9.4427 | 0.92875 | 10 | 0.37141
85083 | 6.785 | 0.8 | 365 | 6.2052 | 0.43889 | 6 | 0.64407
85084 | 7.695 | 0.8 | 365 | 7.0374 | 0.10719 | 7 | 0.1446
85085 | 5.015 | 0.8 | 365 | 4.5864 | 0.19396 | 4 | 0.7804
85094 | 9.24 | 0.8 | 365 | 8.4504 | 0.93963 | 9 | 0.39001
84981 | 4.35 | 0.8 | 365 | 3.9783 | 0.97482 | 4 | 0.95309
84983 | 4.76 | 0.8 | 365 | 4.3532 | 0.72647 | 5 | 0.079703
84982 | 10.36 | 0.8 | 365 | 9.4747 | 0.99291 | 10 | 0.46759
84987 | 5.51 | 0.8 | 365 | 5.0391 | 0.10144 | 5 | 0.14058
84984 | 7.25 | 0.8 | 365 | 6.6304 | 0.29137 | 6 | 0.92182
84986 | 10.325 | 0.8 | 365 | 9.4427 | 0.92875 | 10 | 0.37141
84989 | 7.375 | 0.8 | 365 | 6.7448 | 0.52053 | 7 | 0.2653
85025 | 4.425 | 0.8 | 365 | 4.0469 | 0.11232 | 4 | 0.15918
85026 | 6.67 | 0.8 | 365 | 6.1 | 0.22806 | 6 | 0.32807
85028 | 3.48 | 0.8 | 365 | 3.1826 | 0.37986 | 3 | 0.56247
85027 | 6.09 | 0.8 | 365 | 5.5696 | 0.16475 | 5 | 0.73433
84991 | 6.49 | 0.8 | 365 | 5.9354 | 0.89807 | 6 | 0.83346
84992 | 10.44 | 0.8 | 365 | 9.5478 | 0.13958 | 9 | 0.68742
85029 | 14.455 | 0.8 | 365 | 13.2197 | 0.50025 | 13 | 0.71998
84988 | 6.38 | 0.8 | 365 | 5.8348 | 0.69641 | 6 | 0.5312
84990 | 5.8 | 0.8 | 365 | 5.3044 | 0.6331 | 5 | 0.93745
85030 | 7.83 | 0.8 | 365 | 7.1609 | 0.35468 | 7 | 0.51556
85031 | 11.89 | 0.8 | 365 | 10.8739 | 0.79785 | 11 | 0.67178
85032 | 10.03 | 0.8 | 365 | 9.1729 | 0.38793 | 9 | 0.5608
85041 | 6.38 | 0.8 | 365 | 5.8348 | 0.69641 | 6 | 0.5312
85037 | 5.51 | 0.8 | 365 | 5.0391 | 0.10144 | 5 | 0.14058
85042 | 4.35 | 0.8 | 365 | 3.9783 | 0.97482 | 4 | 0.95309
85045 | 4.13 | 0.8 | 365 | 3.7771 | 0.5715 | 4 | 0.34857
85047 | 7.67 | 0.8 | 365 | 7.0146 | 0.061356 | 7 | 0.075908
85055 | 9.44 | 0.8 | 365 | 8.6333 | 0.30628 | 8 | 0.93958
85048 | 13.57 | 0.8 | 365 | 12.4104 | 0.87778 | 13 | 0.28815
85061 | 2.9 | 0.8 | 365 | 2.6522 | 0.31655 | 2 | 0.96873
85065 | 9.57 | 0.8 | 365 | 8.7522 | 0.54461 | 9 | 0.2968
85069 | 3.64 | 0.8 | 365 | 3.3289 | 0.67319 | 4 | 0.002126
85074 | 5.8 | 0.8 | 365 | 5.3044 | 0.6331 | 5 | 0.93745
85070 | 8.12 | 0.8 | 365 | 7.4261 | 0.88634 | 8 | 0.31243
85076 | 6.38 | 0.8 | 365 | 5.8348 | 0.69641 | 6 | 0.5312
85073 | 10.73 | 0.8 | 365 | 9.8131 | 0.67123 | 10 | 0.48429
85075 | 12.39 | 0.8 | 365 | 11.3312 | 0.7145 | 12 | 0.045698
85077 | 12.98 | 0.8 | 365 | 11.8708 | 0.79614 | 12 | 0.66692
85118 | 4.64 | 0.8 | 365 | 4.2435 | 0.50648 | 4 | 0.74996
85121 | 6.93 | 0.8 | 365 | 6.3378 | 0.70472 | 7 | 0.042509
84950 | 6.825 | 0.8 | 365 | 6.2418 | 0.51222 | 6 | 0.75399
85123 | 4.845 | 0.8 | 365 | 4.431 | 0.8823 | 5 | 0.31327
85124 | 3.705 | 0.8 | 365 | 3.3884 | 0.79235 | 4 | 0.18074
85125 | 6.6 | 0.8 | 365 | 6.036 | 0.099732 | 6 | 0.13572
85127 | 8.835 | 0.8 | 365 | 8.08 | 0.19714 | 8 | 0.27714
85129 | 5.94 | 0.8 | 365 | 5.4324 | 0.88976 | 6 | 0.32215
85130 | 9.975 | 0.8 | 365 | 9.1226 | 0.2871 | 9 | 0.40967
85096 | 11.88 | 0.8 | 365 | 10.8648 | 0.77952 | 11 | 0.6443
85213 | 11.52 | 0.8 | 365 | 10.5355 | 0.11953 | 10 | 0.65508
84497 | 6.867 | 0.8 | 365 | 6.2802 | 0.58922 | 6 | 0.8694
84494 | 10.137 | 0.8 | 365 | 9.2707 | 0.58409 | 9 | 0.85482
84952 | 11.22 | 0.8 | 365 | 10.2612 | 0.56955 | 10 | 0.83073
84955 | 7.56 | 0.8 | 365 | 6.914 | 0.85969 | 7 | 0.77365
84972 | 6.84 | 0.8 | 365 | 6.2555 | 0.53972 | 6 | 0.7952
85134 | 2.4 | 0.8 | 365 | 2.1949 | 0.3999 | 2 | 0.59481
85137 | 9.38 | 0.8 | 365 | 8.5784 | 0.19629 | 8 | 0.77471
85140 | 6.84 | 0.8 | 365 | 6.2555 | 0.53972 | 6 | 0.7952
85136 | 6.195 | 0.8 | 365 | 5.6656 | 0.35725 | 6 | 0.022849
85145 | 10.73 | 0.8 | 365 | 9.8131 | 0.67123 | 10 | 0.48429
85146 | 2.85 | 0.8 | 365 | 2.6065 | 0.22488 | 2 | 0.83133
85147 | 8.41 | 0.8 | 365 | 7.6913 | 0.41799 | 8 | 0.10931
85148 | 4.72 | 0.8 | 365 | 4.3166 | 0.65314 | 4 | 0.96979
85150 | 3.835 | 0.8 | 365 | 3.5073 | 0.030678 | 3 | 0.53795
85323 | 6.175 | 0.8 | 365 | 5.6473 | 0.32058 | 5 | 0.96789
85152 | 7.08 | 0.8 | 365 | 6.475 | 0.97971 | 7 | 0.45468
85153 | 5.9 | 0.8 | 365 | 5.3958 | 0.81643 | 6 | 0.21224
85154 | 9.44 | 0.8 | 365 | 8.6333 | 0.30628 | 8 | 0.93958
85138 | 7.08 | 0.8 | 365 | 6.475 | 0.97971 | 7 | 0.45468
85158 | 7.08 | 0.8 | 365 | 6.475 | 0.97971 | 7 | 0.45468
85159 | 6.49 | 0.8 | 365 | 5.9354 | 0.89807 | 6 | 0.83346
85160 | 5.015 | 0.8 | 365 | 4.5864 | 0.19396 | 4 | 0.7804
85161 | 5.015 | 0.8 | 365 | 4.5864 | 0.19396 | 4 | 0.7804
85163 | 5.9 | 0.8 | 365 | 5.3958 | 0.81643 | 6 | 0.21224
85166 | 7.67 | 0.8 | 365 | 7.0146 | 0.061356 | 7 | 0.075908
85167 | 5.015 | 0.8 | 365 | 4.5864 | 0.19396 | 4 | 0.7804
85164 | 3.835 | 0.8 | 365 | 3.5073 | 0.030678 | 3 | 0.53795
85169 | 9.145 | 0.8 | 365 | 8.3635 | 0.76546 | 9 | 0.12897
85168 | 6.785 | 0.8 | 365 | 6.2052 | 0.43889 | 6 | 0.64407
85173 | 13.4 | 0.8 | 365 | 12.2549 | 0.56612 | 12 | 0.82101
85174 | 12.8 | 0.8 | 365 | 11.7062 | 0.46615 | 12 | 0.17231
85110 | 9.38 | 0.8 | 365 | 8.5784 | 0.19629 | 8 | 0.77471
85113 | 9.92 | 0.8 | 365 | 9.0723 | 0.18626 | 9 | 0.25854
85115 | 2.88 | 0.8 | 365 | 2.6339 | 0.27988 | 2 | 0.91377
85128 | 7.15 | 0.8 | 365 | 6.539 | 0.10804 | 6 | 0.64703
85179 | 7.56 | 0.8 | 365 | 6.914 | 0.85969 | 7 | 0.77365
85178 | 10.08 | 0.8 | 365 | 9.2186 | 0.47959 | 9 | 0.69819
85180 | 5.28 | 0.8 | 365 | 4.8288 | 0.67979 | 5 | 0.50858
85186 | 4.29 | 0.8 | 365 | 3.9234 | 0.86483 | 4 | 0.78822
85185 | 4.29 | 0.8 | 365 | 3.9234 | 0.86483 | 4 | 0.78822
85165 | 6.49 | 0.8 | 365 | 5.9354 | 0.89807 | 6 | 0.83346
85191 | 3.42 | 0.8 | 365 | 3.1277 | 0.26986 | 3 | 0.3976
85193 | 5.61 | 0.8 | 365 | 5.1306 | 0.28477 | 5 | 0.41536
85192 | 9.28 | 0.8 | 365 | 8.487 | 0.012957 | 8 | 0.49993
85184 | 4.2 | 0.8 | 365 | 3.8411 | 0.69983 | 4 | 0.54091
84503 | 6.54 | 0.8 | 365 | 5.9811 | 0.98973 | 6 | 0.97085
85034 | 9 | 0.8 | 365 | 8.2309 | 0.49964 | 8 | 0.73053
85086 | 10.791 | 0.8 | 365 | 9.8688 | 0.78306 | 10 | 0.65191
85097 | 6.365 | 0.8 | 365 | 5.8211 | 0.66891 | 6 | 0.48998
85204 | 15.075 | 0.8 | 365 | 13.7868 | 0.63689 | 14 | 0.42364
85170 | 8.64 | 0.8 | 365 | 7.9017 | 0.83965 | 8 | 0.74131
85141 | 8.38 | 0.8 | 365 | 7.6639 | 0.36299 | 8 | 0.026872
85223 | 9.28 | 0.8 | 365 | 8.487 | 0.012957 | 8 | 0.49993
85331 | 11.89 | 0.8 | 365 | 10.8739 | 0.79785 | 11 | 0.67178
85339 | 5.22 | 0.8 | 365 | 4.7739 | 0.56979 | 5 | 0.34371
85226 | 10.24 | 0.8 | 365 | 9.3649 | 0.77292 | 10 | 0.13785
85222 | 8.1 | 0.8 | 365 | 7.4078 | 0.84967 | 8 | 0.25748
85229 | 12.2 | 0.8 | 365 | 11.1574 | 0.36617 | 11 | 0.52361
85234 | 8 | 0.8 | 365 | 7.3164 | 0.66634 | 7 | 0.98269
85233 | 3.42 | 0.8 | 365 | 3.1277 | 0.26986 | 3 | 0.3976
85238 | 11.55 | 0.8 | 365 | 10.563 | 0.17453 | 10 | 0.73752
85237 | 8.7 | 0.8 | 365 | 7.9565 | 0.94965 | 8 | 0.90618
85228 | 11.685 | 0.8 | 365 | 10.6864 | 0.42203 | 11 | 0.10847
85205 | 10.73 | 0.8 | 365 | 9.8131 | 0.67123 | 10 | 0.48429
85209 | 9.57 | 0.8 | 365 | 8.7522 | 0.54461 | 9 | 0.2968
85206 | 6.555 | 0.8 | 365 | 5.9948 | 0.017234 | 6 | 0.01207
85214 | 10.44 | 0.8 | 365 | 9.5478 | 0.13958 | 9 | 0.68742
85212 | 9.86 | 0.8 | 365 | 9.0174 | 0.076267 | 9 | 0.093671
85216 | 3.77 | 0.8 | 365 | 3.4478 | 0.91151 | 4 | 0.35934
85217 | 15.95 | 0.8 | 365 | 14.587 | 0.24102 | 14 | 0.828
85218 | 5.8 | 0.8 | 365 | 5.3044 | 0.6331 | 5 | 0.93745
85219 | 9.86 | 0.8 | 365 | 9.0174 | 0.076267 | 9 | 0.093671
85090 | 19.2 | 0.8 | 365 | 17.5592 | 0.19922 | 17 | 0.75847
85091 | 19.8 | 0.8 | 365 | 18.108 | 0.2992 | 18 | 0.40717
85092 | 24.9 | 0.8 | 365 | 22.7721 | 0.64899 | 23 | 0.42114
85095 | 6.9 | 0.8 | 365 | 6.3104 | 0.64972 | 6 | 0.96007
85117 | 18.6 | 0.8 | 365 | 17.0105 | 0.099246 | 17 | 0.10976
85119 | 15 | 0.8 | 365 | 13.7182 | 0.49939 | 14 | 0.21755
85122 | 24.9 | 0.8 | 365 | 22.7721 | 0.64899 | 23 | 0.42114
85187 | 18.585 | 0.8 | 365 | 16.9968 | 0.071747 | 17 | 0.068547
85142 | 5.4 | 0.8 | 365 | 4.9385 | 0.89978 | 5 | 0.83832
85196 | 8.82 | 0.8 | 365 | 8.0663 | 0.16964 | 8 | 0.23592
85198 | 8.4 | 0.8 | 365 | 7.6822 | 0.39966 | 8 | 0.081829
85242 | 11.1 | 0.8 | 365 | 10.1514 | 0.34955 | 10 | 0.50099
85247 | 4.06 | 0.8 | 365 | 3.713 | 0.44317 | 4 | 0.15622
85248 | 8.75 | 0.8 | 365 | 8.0023 | 0.041312 | 8 | 0.043572
85249 | 3.9 | 0.8 | 365 | 3.5667 | 0.14984 | 3 | 0.71656
83665 | 5.5 | 0.8 | 365 | 5.03 | 0.08311 | 5 | 0.1131
85244 | 7.25 | 0.8 | 365 | 6.6304 | 0.29137 | 6 | 0.92182
85250 | 7.25 | 0.8 | 365 | 6.6304 | 0.29137 | 6 | 0.92182
85254 | 13.275 | 0.8 | 365 | 12.1406 | 0.33696 | 12 | 0.47753
85256 | 8.25 | 0.8 | 365 | 7.545 | 0.12467 | 7 | 0.66965
85253 | 13.275 | 0.8 | 365 | 12.1406 | 0.33696 | 12 | 0.47753
85261 | 11.31 | 0.8 | 365 | 10.3435 | 0.73454 | 11 | 0.078034
85262 | 6.82 | 0.8 | 365 | 6.2372 | 0.50306 | 6 | 0.74025
85264 | 7.32 | 0.8 | 365 | 6.6945 | 0.4197 | 7 | 0.11417
85265 | 10.39 | 0.8 | 365 | 9.5021 | 0.047912 | 9 | 0.55002
84500 | 6.48 | 0.8 | 365 | 5.9262 | 0.87974 | 6 | 0.80598
85274 | 6.48 | 0.8 | 365 | 5.9262 | 0.87974 | 6 | 0.80598
85276 | 5.015 | 0.8 | 365 | 4.5864 | 0.19396 | 4 | 0.7804
85282 | 5.4 | 0.8 | 365 | 4.9385 | 0.89978 | 5 | 0.83832
85351 | 4.72 | 0.8 | 365 | 4.3166 | 0.65314 | 4 | 0.96979
85252 | 8.85 | 0.8 | 365 | 8.0937 | 0.22464 | 8 | 0.31836
85251 | 12 | 0.8 | 365 | 10.9745 | 0.99951 | 11 | 0.97404
85342 | 10.03 | 0.8 | 365 | 9.1729 | 0.38793 | 9 | 0.5608
85255 | 4.425 | 0.8 | 365 | 4.0469 | 0.11232 | 4 | 0.15918
85258 | 10.15 | 0.8 | 365 | 9.2826 | 0.60792 | 9 | 0.89054
85176 | 8.26 | 0.8 | 365 | 7.5541 | 0.143 | 7 | 0.69713
85408 | 3.77 | 0.8 | 365 | 3.4478 | 0.91151 | 4 | 0.35934
85350 | 6.785 | 0.8 | 365 | 6.2052 | 0.43889 | 6 | 0.64407
85330 | 8.99 | 0.8 | 365 | 8.2218 | 0.4813 | 8 | 0.70305
85341 | 16.815 | 0.8 | 365 | 15.3781 | 0.82682 | 16 | 0.20488
85345 | 5.015 | 0.8 | 365 | 4.5864 | 0.19396 | 4 | 0.7804
85421 | 3.6 | 0.8 | 365 | 3.2924 | 0.59985 | 3 | 0.89221
85427 | 10.8 | 0.8 | 365 | 9.8771 | 0.79956 | 10 | 0.67664
85419 | 10.85 | 0.8 | 365 | 9.9228 | 0.89123 | 10 | 0.81403
85416 | 6 | 0.8 | 365 | 5.4873 | 0.99976 | 6 | 0.48702
85414 | 6 | 0.8 | 365 | 5.4873 | 0.99976 | 6 | 0.48702
83800 | 14.55 | 0.8 | 365 | 13.3066 | 0.67441 | 13 | 0.98103
85411 | 9 | 0.8 | 365 | 8.2309 | 0.49964 | 8 | 0.73053
85409 | 3.54 | 0.8 | 365 | 3.2375 | 0.48986 | 3 | 0.72734
85349 | 8.7 | 0.8 | 365 | 7.9565 | 0.94965 | 8 | 0.90618
85347 | 10.325 | 0.8 | 365 | 9.4427 | 0.92875 | 10 | 0.37141
85327 | 8.7 | 0.8 | 365 | 7.9565 | 0.94965 | 8 | 0.90618
85433 | 4.72 | 0.8 | 365 | 4.3166 | 0.65314 | 4 | 0.96979
85332 | 9.86 | 0.8 | 365 | 9.0174 | 0.076267 | 9 | 0.093671
85438 | 4.13 | 0.8 | 365 | 3.7771 | 0.5715 | 4 | 0.34857
85440 | 6.195 | 0.8 | 365 | 5.6656 | 0.35725 | 6 | 0.022849
85335 | 11.02 | 0.8 | 365 | 10.0783 | 0.20289 | 10 | 0.28116
85334 | 7.83 | 0.8 | 365 | 7.1609 | 0.35468 | 7 | 0.51556
85329 | 3.77 | 0.8 | 365 | 3.4478 | 0.91151 | 4 | 0.35934
85328 | 3.36 | 0.8 | 365 | 3.0729 | 0.15986 | 3 | 0.23273
85439 | 5.51 | 0.8 | 365 | 5.0391 | 0.10144 | 5 | 0.14058
85336 | 6.96 | 0.8 | 365 | 6.3652 | 0.75972 | 7 | 0.12494
85434 | 6.49 | 0.8 | 365 | 5.9354 | 0.89807 | 6 | 0.83346
85432 | 3.19 | 0.8 | 365 | 2.9174 | 0.8482 | 3 | 0.7656
85431 | 3.245 | 0.8 | 365 | 2.9677 | 0.94904 | 3 | 0.91673
85437 | 2.36 | 0.8 | 365 | 2.1583 | 0.32657 | 2 | 0.48489
84878 | 2.28 | 0.8 | 365 | 2.0852 | 0.17991 | 2 | 0.26507
85472 | 6.38 | 0.8 | 365 | 5.8348 | 0.69641 | 6 | 0.5312
85471 | 5.475 | 0.8 | 365 | 5.0071 | 0.037278 | 5 | 0.044406
85460 | 4.225 | 0.8 | 365 | 3.8639 | 0.74566 | 4 | 0.60961
85473 | 14.74 | 0.8 | 365 | 13.4804 | 0.022736 | 13 | 0.50311
85425 | 10.15 | 0.8 | 365 | 9.2826 | 0.60792 | 9 | 0.89054
85423 | 4.62 | 0.8 | 365 | 4.2252 | 0.46981 | 4 | 0.69501
85422 | 13.95 | 0.8 | 365 | 12.7579 | 0.57443 | 13 | 0.33232
85420 | 6.84 | 0.8 | 365 | 6.2555 | 0.53972 | 6 | 0.7952
85418 | 11.88 | 0.8 | 365 | 10.8648 | 0.77952 | 11 | 0.6443
85417 | 4.13 | 0.8 | 365 | 3.7771 | 0.5715 | 4 | 0.34857
85415 | 11.375 | 0.8 | 365 | 10.4029 | 0.85371 | 11 | 0.25664
85488 | 6.552 | 0.8 | 365 | 5.9921 | 0.011734 | 6 | 0.0038267
85487 | 3.2 | 0.8 | 365 | 2.9265 | 0.86654 | 3 | 0.79308
85346 | 17.98 | 0.8 | 365 | 16.4435 | 0.9626 | 17 | 0.40611
85407 | 12.6 | 0.8 | 365 | 11.5233 | 0.099489 | 11 | 0.62274
85403 | 12.4 | 0.8 | 365 | 11.3403 | 0.73283 | 12 | 0.073176
85402 | 3.6 | 0.8 | 365 | 3.2924 | 0.59985 | 3 | 0.89221
85401 | 9.75 | 0.8 | 365 | 8.9168 | 0.8746 | 9 | 0.79141
85400 | 8.28 | 0.8 | 365 | 7.5724 | 0.17966 | 7 | 0.75209
85399 | 6.67 | 0.8 | 365 | 6.1 | 0.22806 | 6 | 0.32807
85398 | 8.625 | 0.8 | 365 | 7.8879 | 0.81215 | 8 | 0.70009
85397 | 12.24 | 0.8 | 365 | 11.194 | 0.4395 | 11 | 0.63352
85396 | 8.45 | 0.8 | 365 | 7.7279 | 0.49132 | 8 | 0.21922
85395 | 7.56 | 0.8 | 365 | 6.914 | 0.85969 | 7 | 0.77365
85394 | 5.605 | 0.8 | 365 | 5.126 | 0.27561 | 5 | 0.40163
85393 | 10.8 | 0.8 | 365 | 9.8771 | 0.79956 | 10 | 0.67664
85391 | 10.08 | 0.8 | 365 | 9.2186 | 0.47959 | 9 | 0.69819
85389 | 6.6 | 0.8 | 365 | 6.036 | 0.099732 | 6 | 0.13572
85387 | 6.27 | 0.8 | 365 | 5.7342 | 0.49475 | 6 | 0.22894
85386 | 9.82 | 0.8 | 365 | 8.9808 | 0.0029353 | 8 | 0.98376
85385 | 3.96 | 0.8 | 365 | 3.6216 | 0.25984 | 3 | 0.88143
85384 | 6 | 0.8 | 365 | 5.4873 | 0.99976 | 6 | 0.48702
85383 | 24.92 | 0.8 | 365 | 22.7904 | 0.68566 | 23 | 0.47609
85382 | 6.3 | 0.8 | 365 | 5.7616 | 0.54974 | 6 | 0.31137
85381 | 3.015 | 0.8 | 365 | 2.7574 | 0.52738 | 3 | 0.28473
85380 | 8.05 | 0.8 | 365 | 7.3621 | 0.75801 | 8 | 0.12009
85378 | 9.8 | 0.8 | 365 | 8.9625 | 0.96627 | 9 | 0.9288
85377 | 7.37 | 0.8 | 365 | 6.7402 | 0.51137 | 7 | 0.25156
85325 | 8.04 | 0.8 | 365 | 7.3529 | 0.73967 | 8 | 0.092608
85324 | 13.3 | 0.8 | 365 | 12.1634 | 0.38279 | 12 | 0.54623
85322 | 7.56 | 0.8 | 365 | 6.914 | 0.85969 | 7 | 0.77365
85321 | 6.03 | 0.8 | 365 | 5.5147 | 0.054756 | 5 | 0.56946
85320 | 6.72 | 0.8 | 365 | 6.1457 | 0.31973 | 6 | 0.46546
85319 | 6.96 | 0.8 | 365 | 6.3652 | 0.75972 | 7 | 0.12494
85318 | 12.6 | 0.8 | 365 | 11.5233 | 0.099489 | 11 | 0.62274
85316 | 15 | 0.8 | 365 | 13.7182 | 0.49939 | 14 | 0.21755
85315 | 3.54 | 0.8 | 365 | 3.2375 | 0.48986 | 3 | 0.72734
85314 | 5.76 | 0.8 | 365 | 5.2678 | 0.55977 | 5 | 0.82754
85313 | 7.875 | 0.8 | 365 | 7.202 | 0.43718 | 7 | 0.63921
85312 | 13.68 | 0.8 | 365 | 12.511 | 0.079446 | 12 | 0.59041
85311 | 7.92 | 0.8 | 365 | 7.2432 | 0.51968 | 7 | 0.76287
85310 | 11.02 | 0.8 | 365 | 10.0783 | 0.20289 | 10 | 0.28116
85309 | 4.8 | 0.8 | 365 | 4.3898 | 0.79981 | 5 | 0.18962
85308 | 10.56 | 0.8 | 365 | 9.6576 | 0.35957 | 10 | 0.017157
85307 | 11.52 | 0.8 | 365 | 10.5355 | 0.11953 | 10 | 0.65508
85306 | 9.49 | 0.8 | 365 | 8.679 | 0.39795 | 9 | 0.076971
85305 | 3.3 | 0.8 | 365 | 3.018 | 0.049866 | 3 | 0.067861
85304 | 9.38 | 0.8 | 365 | 8.5784 | 0.19629 | 8 | 0.77471
85303 | 9.9 | 0.8 | 365 | 9.054 | 0.1496 | 9 | 0.20358
85302 | 11.7 | 0.8 | 365 | 10.7002 | 0.44953 | 11 | 0.14969
85301 | 10.64 | 0.8 | 365 | 9.7307 | 0.50624 | 10 | 0.23698
85300 | 10.5 | 0.8 | 365 | 9.6027 | 0.24957 | 9 | 0.85229
85299 | 9.6 | 0.8 | 365 | 8.7796 | 0.59961 | 9 | 0.37923
85297 | 4.2 | 0.8 | 365 | 3.8411 | 0.69983 | 4 | 0.54091
85296 | 4.34 | 0.8 | 365 | 3.9691 | 0.95649 | 4 | 0.92561
85295 | 16 | 0.8 | 365 | 14.6327 | 0.33268 | 14 | 0.96539
85294 | 3.6 | 0.8 | 365 | 3.2924 | 0.59985 | 3 | 0.89221
85293 | 15.3 | 0.8 | 365 | 13.9925 | 0.04938 | 14 | 0.041903
85410 | 10.8 | 0.8 | 365 | 9.8771 | 0.79956 | 10 | 0.67664
85412 | 10.85 | 0.8 | 365 | 9.9228 | 0.89123 | 10 | 0.81403
85474 | 17.85 | 0.8 | 365 | 16.3246 | 0.72428 | 17 | 0.048887
85475 | 10.24 | 0.8 | 365 | 9.3649 | 0.77292 | 10 | 0.13785
85476 | 12.04 | 0.8 | 365 | 11.0111 | 0.072845 | 11 | 0.083955
85477 | 6.7 | 0.8 | 365 | 6.1274 | 0.28306 | 6 | 0.41051
85478 | 5.7 | 0.8 | 365 | 5.2129 | 0.44977 | 5 | 0.66267
85479 | 6.93 | 0.8 | 365 | 6.3378 | 0.70472 | 7 | 0.042509
85480 | 12.48 | 0.8 | 365 | 11.4135 | 0.87949 | 12 | 0.293
85486 | 3.015 | 0.8 | 365 | 2.7574 | 0.52738 | 3 | 0.28473
85484 | 4.2 | 0.8 | 365 | 3.8411 | 0.69983 | 4 | 0.54091
85483 | 5.9 | 0.8 | 365 | 5.3958 | 0.81643 | 6 | 0.21224
85485 | 10 | 0.8 | 365 | 9.1454 | 0.33293 | 9 | 0.47837
85298 | 6.48 | 0.8 | 365 | 5.9262 | 0.87974 | 6 | 0.80598
84727 | 3 | 0.8 | 365 | 2.7436 | 0.49988 | 3 | 0.24351
85089 | 24.9 | 0.8 | 365 | 22.7721 | 0.64899 | 23 | 0.42114
85353 | 12.9 | 0.8 | 365 | 11.7976 | 0.64948 | 12 | 0.44709
85260 | 14.388 | 0.8 | 365 | 13.1585 | 0.37742 | 13 | 0.53588
85287 | 8.41 | 0.8 | 365 | 7.6913 | 0.41799 | 8 | 0.10931
85285 | 9 | 0.8 | 365 | 8.2309 | 0.49964 | 8 | 0.73053
85289 | 9.28 | 0.8 | 365 | 8.487 | 0.012957 | 8 | 0.49993
85273 | 12.96 | 0.8 | 365 | 11.8525 | 0.75947 | 12 | 0.61196
85292 | 14.4 | 0.8 | 365 | 13.1694 | 0.39942 | 13 | 0.56885
85269 | 3.2 | 0.8 | 365 | 2.9265 | 0.86654 | 3 | 0.79308
85271 | 8.64 | 0.8 | 365 | 7.9017 | 0.83965 | 8 | 0.74131
85281 | 7.26 | 0.8 | 365 | 6.6396 | 0.30971 | 6 | 0.9493
85284 | 9.075 | 0.8 | 365 | 8.2995 | 0.63713 | 8 | 0.93662
85360 | 5.232 | 0.8 | 365 | 4.7849 | 0.59179 | 5 | 0.37668
85526 | 7.56 | 0.8 | 365 | 6.914 | 0.85969 | 7 | 0.77365
85469 | 7.848 | 0.8 | 365 | 7.1773 | 0.38768 | 7 | 0.56502
85375 | 7.92 | 0.8 | 365 | 7.2432 | 0.51968 | 7 | 0.76287
85371 | 4.251 | 0.8 | 365 | 3.8877 | 0.79333 | 4 | 0.68105
85340 | 12.6 | 0.8 | 365 | 11.5233 | 0.099489 | 11 | 0.62274
85338 | 9.8 | 0.8 | 365 | 8.9625 | 0.96627 | 9 | 0.9288
85364 | 7.2 | 0.8 | 365 | 6.5847 | 0.19971 | 6 | 0.78442
85348 | 5.04 | 0.8 | 365 | 4.6093 | 0.2398 | 4 | 0.8491
85362 | 9 | 0.8 | 365 | 8.2309 | 0.49964 | 8 | 0.73053
84518 | 9.81 | 0.8 | 365 | 8.9717 | 0.9846 | 9 | 0.95628
84495 | 9.156 | 0.8 | 365 | 8.3736 | 0.78563 | 9 | 0.15919
85354 | 16.5 | 0.8 | 365 | 15.09 | 0.24933 | 15 | 0.33931
85356 | 24.9 | 0.8 | 365 | 22.7721 | 0.64899 | 23 | 0.42114
85363 | 16.5 | 0.8 | 365 | 15.09 | 0.24933 | 15 | 0.33931
85361 | 10.8 | 0.8 | 365 | 9.8771 | 0.79956 | 10 | 0.67664
85358 | 24.9 | 0.8 | 365 | 22.7721 | 0.64899 | 23 | 0.42114
85359 | 24.9 | 0.8 | 365 | 22.7721 | 0.64899 | 23 | 0.42114
85367 | 20.7 | 0.8 | 365 | 18.9311 | 0.94916 | 19 | 0.88022
85368 | 24.9 | 0.8 | 365 | 22.7721 | 0.64899 | 23 | 0.42114
85369 | 16.2 | 0.8 | 365 | 14.8156 | 0.69934 | 15 | 0.51496
85370 | 13.2 | 0.8 | 365 | 12.072 | 0.19946 | 12 | 0.27145
85372 | 19.2 | 0.8 | 365 | 17.5592 | 0.19922 | 17 | 0.75847
85272 | 10.915 | 0.8 | 365 | 9.9822 | 0.010391 | 9 | 0.99264
84849 | 8.54 | 0.8 | 365 | 7.8102 | 0.65632 | 8 | 0.46653
85429 | 9.15 | 0.8 | 365 | 8.3681 | 0.77463 | 9 | 0.14271
85430 | 7.32 | 0.8 | 365 | 6.6945 | 0.4197 | 7 | 0.11417
85376 | 12.675 | 0.8 | 365 | 11.5918 | 0.23699 | 11 | 0.82883
85373 | 22.5 | 0.8 | 365 | 20.5772 | 0.24909 | 20 | 0.82633
85374 | 14.7 | 0.8 | 365 | 13.4438 | 0.9494 | 14 | 0.3932
85445 | 14.965 | 0.8 | 365 | 13.6862 | 0.43523 | 14 | 0.12138
85447 | 6.49 | 0.8 | 365 | 5.9354 | 0.89807 | 6 | 0.83346
85448 | 14.57 | 0.8 | 365 | 13.3249 | 0.71108 | 14 | 0.035982
85446 | 6.4 | 0.8 | 365 | 5.8531 | 0.73307 | 6 | 0.58616
85450 | 9.9 | 0.8 | 365 | 9.054 | 0.1496 | 9 | 0.20358
85453 | 9.1 | 0.8 | 365 | 8.3224 | 0.68296 | 9 | 0.0053149
85441 | 7.67 | 0.8 | 365 | 7.0146 | 0.061356 | 7 | 0.075908
85435 | 5.85 | 0.8 | 365 | 5.3501 | 0.72476 | 6 | 0.074845
85454 | 2.9 | 0.8 | 365 | 2.6522 | 0.31655 | 2 | 0.96873
85455 | 3.48 | 0.8 | 365 | 3.1826 | 0.37986 | 3 | 0.56247
85466 | 4.06 | 0.8 | 365 | 3.713 | 0.44317 | 4 | 0.15622
85467 | 13.92 | 0.8 | 365 | 12.7305 | 0.51944 | 13 | 0.24989
85458 | 8.12 | 0.8 | 365 | 7.4261 | 0.88634 | 8 | 0.31243
85352 | 8.4 | 0.8 | 365 | 7.6822 | 0.39966 | 8 | 0.081829
85162 | 7.08 | 0.8 | 365 | 6.475 | 0.97971 | 7 | 0.45468
85459 | 9.765 | 0.8 | 365 | 8.9305 | 0.9021 | 9 | 0.83263
85461 | 16.47 | 0.8 | 365 | 15.0625 | 0.19433 | 15 | 0.25687
85462 | 7.44 | 0.8 | 365 | 6.8042 | 0.6397 | 7 | 0.44391
85463 | 8.64 | 0.8 | 365 | 7.9017 | 0.83965 | 8 | 0.74131
85464 | 8.4 | 0.8 | 365 | 7.6822 | 0.39966 | 8 | 0.081829
81290 | 6.6 | 0.8 | 365 | 6.036 | 0.099732 | 6 | 0.13572
85481 | 4.93 | 0.8 | 365 | 4.5087 | 0.038134 | 4 | 0.54684
85509 | 4.425 | 0.8 | 365 | 4.0469 | 0.11232 | 4 | 0.15918
85510 | 4.72 | 0.8 | 365 | 4.3166 | 0.65314 | 4 | 0.96979
85511 | 5.015 | 0.8 | 365 | 4.5864 | 0.19396 | 4 | 0.7804
85512 | 9.735 | 0.8 | 365 | 8.9031 | 0.84711 | 9 | 0.75019
85513 | 3.835 | 0.8 | 365 | 3.5073 | 0.030678 | 3 | 0.53795
85514 | 2.655 | 0.8 | 365 | 2.4281 | 0.86739 | 3 | 0.29551
85515 | 6.49 | 0.8 | 365 | 5.9354 | 0.89807 | 6 | 0.83346
85516 | 7.67 | 0.8 | 365 | 7.0146 | 0.061356 | 7 | 0.075908
85517 | 4.13 | 0.8 | 365 | 3.7771 | 0.5715 | 4 | 0.34857
85519 | 3.245 | 0.8 | 365 | 2.9677 | 0.94904 | 3 | 0.91673
85520 | 5.31 | 0.8 | 365 | 4.8562 | 0.73478 | 5 | 0.59101
85468 | 3.19 | 0.8 | 365 | 2.9174 | 0.8482 | 3 | 0.7656
85499 | 9.72 | 0.8 | 365 | 8.8894 | 0.81961 | 9 | 0.70897
85500 | 8.64 | 0.8 | 365 | 7.9017 | 0.83965 | 8 | 0.74131
84978 | 12.06 | 0.8 | 365 | 11.0294 | 0.10951 | 11 | 0.13891
84724 | 7.37 | 0.8 | 365 | 6.7402 | 0.51137 | 7 | 0.25156
85502 | 9.715 | 0.8 | 365 | 8.8848 | 0.81044 | 9 | 0.69523
85503 | 17.28 | 0.8 | 365 | 15.8033 | 0.6793 | 16 | 0.48262
85505 | 7.67 | 0.8 | 365 | 7.0146 | 0.061356 | 7 | 0.075908
82945 | 5.7 | 1 | 365 | 6.5161 | 0.062211 | 6 | 0.57834
85507 | 4.32 | 0.8 | 365 | 3.9508 | 0.91982 | 4 | 0.87065
85508 | 13.505 | 0.8 | 365 | 12.3509 | 0.75862 | 13 | 0.10954
85114 | 5.22 | 0.8 | 365 | 4.7739 | 0.56979 | 5 | 0.34371