## Instructions and Disclaimer
Instructions |  | Disclaimer
Complete all field entries on the appropriate tab for the technology you would like to model. Use the slider on each tab to adjust the price per AEC to the desired market price. All estimates are based on the formulas in the Guideline on Metering and Calculating the Useful Thermal Output for Renewable Thermal Generation Units – Part 1 (Calculations for Small and Intermediate Generation Units) |  | This AEC Calculation Tool is intended to provide those that are considering the purchase and installation of Small Renewable Thermal Generation Units and Intermediate Wood Biomass Renewable Thermal Generation Units below 134,000 Btu/hr (as defined in the Guideline on Metering and Calculations) with a general understanding of quantity and financial value of the Alternative Energy Certificates generated by their system. The information contained in this tool is for estimation purposes only, and neither Department of Energy Resources nor the Commonwealth of Massachusetts make any warranties or representations, expressed or implied, as to the usefulness, completeness, or accuracy of the information contained, described, disclosed, or referred to in this tool. The entire risk of any information presented is assumed by the user.
Definitions
Collector Thermal Performance Rating for OG-100 | The SRCC OG-100 Rating for Category D, Medium Radiation in kWh/panel/day
Collector Thermal Performance Rating for OG-300 | The SRCC OG-300 Rating for Boston, MA in kWh/yr
Tilt | The angle of each solar collector
Azimuth | The true azimuth of each solar collector
Average Annual Solar Access | The percent of collector surface with direct expose to sunlight ( = 1 - percent shaded)
System Load | The type of heating the system is being used for, either Domestic Hot Water heating, or combined Domestic Hot Water and Space Heating
Conditioned Area | The total square footage of the area being heated by the system
Is the building certified as Zero Energy, Passive, or have a HERS rating of less than 50? | Additional details can be found in the Guideline on Multipliers for Renewable Thermal Generation Units
Higher Heating Value of the Fuel | In units of Btu/lb
Volume of Fuel Delivered | The amount of fuel delivered to the RTGU in cubic meters

## Solar Hot Water
Small Solar Hot Water (unmetered)
= Entry Cells
| What specification will your system be rated to? | OG-100 for Solar Thermal Collectors
| Performance Rating Value | 6.7 |  | Performance Rating |  | AECs (post multiplier)
|  |  |  | 6.7 | kWh/Panel/Day
| Number of Collectors | 3 |  |  |  | Annually | 10 Year Total
|  |  |  | Collector Surface Orientation Factor |  | 21.9913 | 219
| Panel Tilt (degrees) | 30 |  | 0.99917
| Panel Azimuth (degrees) | 180 |  | AEC Multiplier |  | 10 Year Value
|  |  |  | 3 |  | 4380
| Average Annual Solar Access | 100%
Domestic Hot Water
System Load
| AEC Value ($/AEC) | 20
use slider
This AEC Calculation Tool is intended to provide those that are considering the purchase and installation of Small Renewable Thermal Generation Units and Intermediate Wood Biomass Renewable Thermal Generation Units below 134,000 Btu/hr (as defined in the Guideline on Metering and Calculations) with a general understanding of quantity and financial value of the Alternative Energy Certificates generated by their system. The information contained in this tool is for estimation purposes only, and neither Department of Energy Resources nor the Commonwealth of Massachusetts make any warranties or representations, expressed or implied, as to the usefulness, completeness, or accuracy of the information contained, described, disclosed, or referred to in this tool. The entire risk of any information presented is assumed by the user.

## Background Engine 2 (hidden)
OG-100 for Solar Thermal Collectors | Domestic Hot Water
OG-300 for Solar Thermal Systems | Combined Space Heating and Domestic Hot Water
Use | Multiplier | Tilt | Azimuth
Domestic Hot Water | 3 | 0 | 90
Combined Space Heating and Domestic Hot Water | 1 | 1 | 91
|  | 2 | 92
Collector Thermal Performance Rating | 6.7 | 3 | 93
Collector Thermal Performance Rating | 6.7 | 4 | 94
|  | 5 | 95
SOF | 0.99917 | 6 | 96
|  | 7 | 97
Multiplier | 3 | 8 | 98
|  | 9 | 99
AECs/yr | 21.9913 | 10 | 100
AECs/10 yr | 219 | 11 | 101
|  | 12 | 102
AEC Value | 20 | 13 | 103
|  | 14 | 104
10 year value | 4380 | 15 | 105
|  | 16 | 106
|  | 17 | 107
Collector Thermal Performance Rating | 6.7 | 18 | 108
Collector Thermal Performance Rating | 6.7kWh/year, Boston, MA | 19 | 109
|  | 20 | 110
SOF | 0.99917 | 21 | 111
|  | 22 | 112
Multiplier | 3 | 23 | 113
|  | 24 | 114
AECs/yr | 0.020083 | 25 | 115
AECs/10 yr | 0 | 26 | 116
|  | 27 | 117
10 year value | 0 | 28 | 118
|  | 29 | 119
|  | 30 | 120
|  | 31 | 121
|  | 32 | 122
|  | 33 | 123
|  | 34 | 124
|  | 35 | 125
|  | 36 | 126
|  | 37 | 127
|  | 38 | 128
|  | 39 | 129
|  | 40 | 130
|  | 41 | 131
|  | 42 | 132
|  | 43 | 133
|  | 44 | 134
|  | 45 | 135
|  | 46 | 136
|  | 47 | 137
|  | 48 | 138
|  | 49 | 139
|  | 50 | 140
|  | 51 | 141
|  | 52 | 142
|  | 53 | 143
|  | 54 | 144
|  | 55 | 145
|  | 56 | 146
|  | 57 | 147
|  | 58 | 148
|  | 59 | 149
|  | 60 | 150
|  | 61 | 151
|  | 62 | 152
|  | 63 | 153
|  | 64 | 154
|  | 65 | 155
|  | 66 | 156
|  | 67 | 157
|  | 68 | 158
|  | 69 | 159
|  | 70 | 160
|  | 71 | 161
|  | 72 | 162
|  | 73 | 163
|  | 74 | 164
|  | 75 | 165
|  | 76 | 166
|  | 77 | 167
|  | 78 | 168
|  | 79 | 169
|  | 80 | 170
|  | 81 | 171
|  | 82 | 172
|  | 83 | 173
|  | 84 | 174
|  | 85 | 175
|  | 86 | 176
|  | 87 | 177
|  | 88 | 178
|  | 89 | 179
|  | 90 | 180
181
182
183
184
185
186
187
188
189
190
191
192
193
194
195
196
197
198
199
200
201
202
203
204
205
206
207
208
209
210
211
212
213
214
215
216
217
218
219
220
221
222
223
224
225
226
227
228
229
230
231
232
233
234
235
236
237
238
239
240
241
242
243
244
245
246
247
248
249
250
251
252
253
254
255
256
257
258
259
260
261
262
263
264
265
266
267
268
269
270

## Ground Source Heat Pump
Small Ground Source Heat Pump (unmetered)
= Entry Cells
| Conditioned Area (Square Feet) | 2500 |  | AEC Multiplier |  | AECs (post multiplier)
|  |  |  | Base Multiplier | 5
Is the building certified as Zero Energy, Passive, or have a HERS rating of less than 50? |  | No |  | Energy Efficient Adder | 0 | Annually | 10 Year Total
|  |  |  | Total Multiplier | 5 | 38.5 | 385
| AEC Value ($/AEC) | 20
| use slider |  |  |  |  | 10 Year Value
7700
This AEC Calculation Tool is intended to provide those that are considering the purchase and installation of Small Renewable Thermal Generation Units and Intermediate Wood Biomass Renewable Thermal Generation Units below 134,000 Btu/hr (as defined in the Guideline on Metering and Calculations) with a general understanding of quantity and financial value of the Alternative Energy Certificates generated by their system. The information contained in this tool is for estimation purposes only, and neither Department of Energy Resources nor the Commonwealth of Massachusetts make any warranties or representations, expressed or implied, as to the usefulness, completeness, or accuracy of the information contained, described, disclosed, or referred to in this tool. The entire risk of any information presented is assumed by the user.

## Air Source Heat Pump
Small Air Source Heat Pump (unmetered)
= Entry Cells
| Conditioned Area (Square Feet) | 2500 |  | AEC Multiplier |  | AECs (post multiplier)
|  |  |  | Base Multiplier | 2
| Does your system supply 100% of your heat load? | Yes |  | Energy Efficient Adder | 0 | Annually | 10 Year Total
|  |  |  | Total Multiplier | 2 | 10 | 100
| Was the previous, non-renewable heating system (oil, natural gas, etc.) removed? | No
10 Year Value
2000
| Is the building certified as Zero Energy, Passive, or have a HERS rating of 50 or less? | No
| AEC Value ($/AEC) | 20
use slider
This AEC Calculation Tool is intended to provide those that are considering the purchase and installation of Small Renewable Thermal Generation Units and Intermediate Wood Biomass Renewable Thermal Generation Units below 134,000 Btu/hr (as defined in the Guideline on Metering and Calculations) with a general understanding of quantity and financial value of the Alternative Energy Certificates generated by their system. The information contained in this tool is for estimation purposes only, and neither Department of Energy Resources nor the Commonwealth of Massachusetts make any warranties or representations, expressed or implied, as to the usefulness, completeness, or accuracy of the information contained, described, disclosed, or referred to in this tool. The entire risk of any information presented is assumed by the user.

## Background Engine (hidden)
GSHP -Background Engine |  |  | Data Validation
| base multiplier | 5 |  | ZE Query | Yes
| adder multiplier | 0 |  |  | No
| total multiplier | 5
|  |  |  | Area Query | Less than or equal to 1500
| AECs/year (premultiplier) | 7.7 |  |  | 1600
| AECs/year (postmultiplier) | 38.5 |  |  | 1700
| AECs/10 year strip | 385 |  |  | 1800
1900
| Strip Value | 7700 |  |  | 2000
2100
| Slider | 20 |  |  | 2200
2300
2400
ASHP -Background Engine |  |  |  |  | 2500
2600
2700
| base multiplier | 2 |  |  | 2800
| adder multiplier | 0 |  |  | 2900
| total multiplier | 2 |  |  | 3000
3100
| AECs/year (premultiplier) | 5 |  |  | 3200
| AECs/year (postmultiplier) | 10 |  |  | 3300
| AECs/10 year strip | 100 |  |  | 3400
3500
| Strip Value | 2000 |  |  | 3600
3700
| Slider | 20 |  |  | 3800
3900
4000
4100
4200
4300
4400
4500
4600
4700
4800
4900
5000
5100
5200
5300
5400
5500
5600
5700
5800
5900
6000
6100
6200
6300
6400
6500
6600
6700
6800
6900
7000
7100
7200
7300
7400
7500
7600
7700
7800
7900
8000
8100
8200
8300
8400
8500
8600
8700
8800
8900
9000
9100
9200
9300
9400
9500
9600
9700
9800
9900
10000

## SOF Lookup Table (hidden)
Tilt
|  | 0 | 1 | 2 | 3 | 4 | 5 | 6 | 7 | 8 | 9 | 10 | 11 | 12 | 13 | 14 | 15 | 16 | 17 | 18 | 19 | 20 | 21 | 22 | 23 | 24 | 25 | 26 | 27 | 28 | 29 | 30 | 31 | 32 | 33 | 34 | 35 | 36 | 37 | 38 | 39 | 40 | 41 | 42 | 43 | 44 | 45 | 46 | 47 | 48 | 49 | 50 | 51 | 52 | 53 | 54 | 55 | 56 | 57 | 58 | 59 | 60 | 61 | 62 | 63 | 64 | 65 | 66 | 67 | 68 | 69 | 70 | 71 | 72 | 73 | 74 | 75 | 76 | 77 | 78 | 79 | 80 | 81 | 82 | 83 | 84 | 85 | 86 | 87 | 88 | 89 | 90
Azimuth | 90 | 0.86502 | 0.86502 | 0.86502 | 0.86502 | 0.86502 | 0.86502 | 0.86502 | 0.86502 | 0.86502 | 0.86502 | 0.85774 | 0.85774 | 0.85774 | 0.85774 | 0.85774 | 0.85774 | 0.85774 | 0.85774 | 0.85774 | 0.85774 | 0.84238 | 0.84238 | 0.84238 | 0.84238 | 0.84238 | 0.84238 | 0.84238 | 0.84238 | 0.84238 | 0.84238 | 0.81682 | 0.81682 | 0.81682 | 0.81682 | 0.81682 | 0.81682 | 0.81682 | 0.81682 | 0.81682 | 0.81682 | 0.78032 | 0.78032 | 0.78032 | 0.78032 | 0.78032 | 0.78032 | 0.78032 | 0.78032 | 0.78032 | 0.78032 | 0.73384 | 0.73384 | 0.73384 | 0.73384 | 0.73384 | 0.73384 | 0.73384 | 0.73384 | 0.73384 | 0.73384 | 0.67967 | 0.67967 | 0.67967 | 0.67967 | 0.67967 | 0.67967 | 0.67967 | 0.67967 | 0.67967 | 0.67967 | 0.62085 | 0.62085 | 0.62085 | 0.62085 | 0.62085 | 0.62085 | 0.62085 | 0.62085 | 0.62085 | 0.62085 | 0.56053 | 0.56053 | 0.56053 | 0.56053 | 0.56053 | 0.56053 | 0.56053 | 0.56053 | 0.56053 | 0.56053 | 0.56053
| 91 | 0.86502 | 0.86502 | 0.86502 | 0.86502 | 0.86502 | 0.86502 | 0.86502 | 0.86502 | 0.86502 | 0.86502 | 0.85774 | 0.85774 | 0.85774 | 0.85774 | 0.85774 | 0.85774 | 0.85774 | 0.85774 | 0.85774 | 0.85774 | 0.84238 | 0.84238 | 0.84238 | 0.84238 | 0.84238 | 0.84238 | 0.84238 | 0.84238 | 0.84238 | 0.84238 | 0.81682 | 0.81682 | 0.81682 | 0.81682 | 0.81682 | 0.81682 | 0.81682 | 0.81682 | 0.81682 | 0.81682 | 0.78032 | 0.78032 | 0.78032 | 0.78032 | 0.78032 | 0.78032 | 0.78032 | 0.78032 | 0.78032 | 0.78032 | 0.73384 | 0.73384 | 0.73384 | 0.73384 | 0.73384 | 0.73384 | 0.73384 | 0.73384 | 0.73384 | 0.73384 | 0.67967 | 0.67967 | 0.67967 | 0.67967 | 0.67967 | 0.67967 | 0.67967 | 0.67967 | 0.67967 | 0.67967 | 0.62085 | 0.62085 | 0.62085 | 0.62085 | 0.62085 | 0.62085 | 0.62085 | 0.62085 | 0.62085 | 0.62085 | 0.56053 | 0.56053 | 0.56053 | 0.56053 | 0.56053 | 0.56053 | 0.56053 | 0.56053 | 0.56053 | 0.56053 | 0.56053
| 92 | 0.86502 | 0.86502 | 0.86502 | 0.86502 | 0.86502 | 0.86502 | 0.86502 | 0.86502 | 0.86502 | 0.86502 | 0.85774 | 0.85774 | 0.85774 | 0.85774 | 0.85774 | 0.85774 | 0.85774 | 0.85774 | 0.85774 | 0.85774 | 0.84238 | 0.84238 | 0.84238 | 0.84238 | 0.84238 | 0.84238 | 0.84238 | 0.84238 | 0.84238 | 0.84238 | 0.81682 | 0.81682 | 0.81682 | 0.81682 | 0.81682 | 0.81682 | 0.81682 | 0.81682 | 0.81682 | 0.81682 | 0.78032 | 0.78032 | 0.78032 | 0.78032 | 0.78032 | 0.78032 | 0.78032 | 0.78032 | 0.78032 | 0.78032 | 0.73384 | 0.73384 | 0.73384 | 0.73384 | 0.73384 | 0.73384 | 0.73384 | 0.73384 | 0.73384 | 0.73384 | 0.67967 | 0.67967 | 0.67967 | 0.67967 | 0.67967 | 0.67967 | 0.67967 | 0.67967 | 0.67967 | 0.67967 | 0.62085 | 0.62085 | 0.62085 | 0.62085 | 0.62085 | 0.62085 | 0.62085 | 0.62085 | 0.62085 | 0.62085 | 0.56053 | 0.56053 | 0.56053 | 0.56053 | 0.56053 | 0.56053 | 0.56053 | 0.56053 | 0.56053 | 0.56053 | 0.56053
| 93 | 0.86502 | 0.86502 | 0.86502 | 0.86502 | 0.86502 | 0.86502 | 0.86502 | 0.86502 | 0.86502 | 0.86502 | 0.85774 | 0.85774 | 0.85774 | 0.85774 | 0.85774 | 0.85774 | 0.85774 | 0.85774 | 0.85774 | 0.85774 | 0.84238 | 0.84238 | 0.84238 | 0.84238 | 0.84238 | 0.84238 | 0.84238 | 0.84238 | 0.84238 | 0.84238 | 0.81682 | 0.81682 | 0.81682 | 0.81682 | 0.81682 | 0.81682 | 0.81682 | 0.81682 | 0.81682 | 0.81682 | 0.78032 | 0.78032 | 0.78032 | 0.78032 | 0.78032 | 0.78032 | 0.78032 | 0.78032 | 0.78032 | 0.78032 | 0.73384 | 0.73384 | 0.73384 | 0.73384 | 0.73384 | 0.73384 | 0.73384 | 0.73384 | 0.73384 | 0.73384 | 0.67967 | 0.67967 | 0.67967 | 0.67967 | 0.67967 | 0.67967 | 0.67967 | 0.67967 | 0.67967 | 0.67967 | 0.62085 | 0.62085 | 0.62085 | 0.62085 | 0.62085 | 0.62085 | 0.62085 | 0.62085 | 0.62085 | 0.62085 | 0.56053 | 0.56053 | 0.56053 | 0.56053 | 0.56053 | 0.56053 | 0.56053 | 0.56053 | 0.56053 | 0.56053 | 0.56053
| 94 | 0.86502 | 0.86502 | 0.86502 | 0.86502 | 0.86502 | 0.86502 | 0.86502 | 0.86502 | 0.86502 | 0.86502 | 0.85774 | 0.85774 | 0.85774 | 0.85774 | 0.85774 | 0.85774 | 0.85774 | 0.85774 | 0.85774 | 0.85774 | 0.84238 | 0.84238 | 0.84238 | 0.84238 | 0.84238 | 0.84238 | 0.84238 | 0.84238 | 0.84238 | 0.84238 | 0.81682 | 0.81682 | 0.81682 | 0.81682 | 0.81682 | 0.81682 | 0.81682 | 0.81682 | 0.81682 | 0.81682 | 0.78032 | 0.78032 | 0.78032 | 0.78032 | 0.78032 | 0.78032 | 0.78032 | 0.78032 | 0.78032 | 0.78032 | 0.73384 | 0.73384 | 0.73384 | 0.73384 | 0.73384 | 0.73384 | 0.73384 | 0.73384 | 0.73384 | 0.73384 | 0.67967 | 0.67967 | 0.67967 | 0.67967 | 0.67967 | 0.67967 | 0.67967 | 0.67967 | 0.67967 | 0.67967 | 0.62085 | 0.62085 | 0.62085 | 0.62085 | 0.62085 | 0.62085 | 0.62085 | 0.62085 | 0.62085 | 0.62085 | 0.56053 | 0.56053 | 0.56053 | 0.56053 | 0.56053 | 0.56053 | 0.56053 | 0.56053 | 0.56053 | 0.56053 | 0.56053
| 95 | 0.86502 | 0.86502 | 0.86502 | 0.86502 | 0.86502 | 0.86502 | 0.86502 | 0.86502 | 0.86502 | 0.86502 | 0.85774 | 0.85774 | 0.85774 | 0.85774 | 0.85774 | 0.85774 | 0.85774 | 0.85774 | 0.85774 | 0.85774 | 0.84238 | 0.84238 | 0.84238 | 0.84238 | 0.84238 | 0.84238 | 0.84238 | 0.84238 | 0.84238 | 0.84238 | 0.81682 | 0.81682 | 0.81682 | 0.81682 | 0.81682 | 0.81682 | 0.81682 | 0.81682 | 0.81682 | 0.81682 | 0.78032 | 0.78032 | 0.78032 | 0.78032 | 0.78032 | 0.78032 | 0.78032 | 0.78032 | 0.78032 | 0.78032 | 0.73384 | 0.73384 | 0.73384 | 0.73384 | 0.73384 | 0.73384 | 0.73384 | 0.73384 | 0.73384 | 0.73384 | 0.67967 | 0.67967 | 0.67967 | 0.67967 | 0.67967 | 0.67967 | 0.67967 | 0.67967 | 0.67967 | 0.67967 | 0.62085 | 0.62085 | 0.62085 | 0.62085 | 0.62085 | 0.62085 | 0.62085 | 0.62085 | 0.62085 | 0.62085 | 0.56053 | 0.56053 | 0.56053 | 0.56053 | 0.56053 | 0.56053 | 0.56053 | 0.56053 | 0.56053 | 0.56053 | 0.56053
| 96 | 0.86502 | 0.86502 | 0.86502 | 0.86502 | 0.86502 | 0.86502 | 0.86502 | 0.86502 | 0.86502 | 0.86502 | 0.85774 | 0.85774 | 0.85774 | 0.85774 | 0.85774 | 0.85774 | 0.85774 | 0.85774 | 0.85774 | 0.85774 | 0.84238 | 0.84238 | 0.84238 | 0.84238 | 0.84238 | 0.84238 | 0.84238 | 0.84238 | 0.84238 | 0.84238 | 0.81682 | 0.81682 | 0.81682 | 0.81682 | 0.81682 | 0.81682 | 0.81682 | 0.81682 | 0.81682 | 0.81682 | 0.78032 | 0.78032 | 0.78032 | 0.78032 | 0.78032 | 0.78032 | 0.78032 | 0.78032 | 0.78032 | 0.78032 | 0.73384 | 0.73384 | 0.73384 | 0.73384 | 0.73384 | 0.73384 | 0.73384 | 0.73384 | 0.73384 | 0.73384 | 0.67967 | 0.67967 | 0.67967 | 0.67967 | 0.67967 | 0.67967 | 0.67967 | 0.67967 | 0.67967 | 0.67967 | 0.62085 | 0.62085 | 0.62085 | 0.62085 | 0.62085 | 0.62085 | 0.62085 | 0.62085 | 0.62085 | 0.62085 | 0.56053 | 0.56053 | 0.56053 | 0.56053 | 0.56053 | 0.56053 | 0.56053 | 0.56053 | 0.56053 | 0.56053 | 0.56053
| 97 | 0.86502 | 0.86502 | 0.86502 | 0.86502 | 0.86502 | 0.86502 | 0.86502 | 0.86502 | 0.86502 | 0.86502 | 0.85774 | 0.85774 | 0.85774 | 0.85774 | 0.85774 | 0.85774 | 0.85774 | 0.85774 | 0.85774 | 0.85774 | 0.84238 | 0.84238 | 0.84238 | 0.84238 | 0.84238 | 0.84238 | 0.84238 | 0.84238 | 0.84238 | 0.84238 | 0.81682 | 0.81682 | 0.81682 | 0.81682 | 0.81682 | 0.81682 | 0.81682 | 0.81682 | 0.81682 | 0.81682 | 0.78032 | 0.78032 | 0.78032 | 0.78032 | 0.78032 | 0.78032 | 0.78032 | 0.78032 | 0.78032 | 0.78032 | 0.73384 | 0.73384 | 0.73384 | 0.73384 | 0.73384 | 0.73384 | 0.73384 | 0.73384 | 0.73384 | 0.73384 | 0.67967 | 0.67967 | 0.67967 | 0.67967 | 0.67967 | 0.67967 | 0.67967 | 0.67967 | 0.67967 | 0.67967 | 0.62085 | 0.62085 | 0.62085 | 0.62085 | 0.62085 | 0.62085 | 0.62085 | 0.62085 | 0.62085 | 0.62085 | 0.56053 | 0.56053 | 0.56053 | 0.56053 | 0.56053 | 0.56053 | 0.56053 | 0.56053 | 0.56053 | 0.56053 | 0.56053
| 98 | 0.86502 | 0.86502 | 0.86502 | 0.86502 | 0.86502 | 0.86502 | 0.86502 | 0.86502 | 0.86502 | 0.86502 | 0.85774 | 0.85774 | 0.85774 | 0.85774 | 0.85774 | 0.85774 | 0.85774 | 0.85774 | 0.85774 | 0.85774 | 0.84238 | 0.84238 | 0.84238 | 0.84238 | 0.84238 | 0.84238 | 0.84238 | 0.84238 | 0.84238 | 0.84238 | 0.81682 | 0.81682 | 0.81682 | 0.81682 | 0.81682 | 0.81682 | 0.81682 | 0.81682 | 0.81682 | 0.81682 | 0.78032 | 0.78032 | 0.78032 | 0.78032 | 0.78032 | 0.78032 | 0.78032 | 0.78032 | 0.78032 | 0.78032 | 0.73384 | 0.73384 | 0.73384 | 0.73384 | 0.73384 | 0.73384 | 0.73384 | 0.73384 | 0.73384 | 0.73384 | 0.67967 | 0.67967 | 0.67967 | 0.67967 | 0.67967 | 0.67967 | 0.67967 | 0.67967 | 0.67967 | 0.67967 | 0.62085 | 0.62085 | 0.62085 | 0.62085 | 0.62085 | 0.62085 | 0.62085 | 0.62085 | 0.62085 | 0.62085 | 0.56053 | 0.56053 | 0.56053 | 0.56053 | 0.56053 | 0.56053 | 0.56053 | 0.56053 | 0.56053 | 0.56053 | 0.56053
| 99 | 0.86502 | 0.86502 | 0.86502 | 0.86502 | 0.86502 | 0.86502 | 0.86502 | 0.86502 | 0.86502 | 0.86502 | 0.85774 | 0.85774 | 0.85774 | 0.85774 | 0.85774 | 0.85774 | 0.85774 | 0.85774 | 0.85774 | 0.85774 | 0.84238 | 0.84238 | 0.84238 | 0.84238 | 0.84238 | 0.84238 | 0.84238 | 0.84238 | 0.84238 | 0.84238 | 0.81682 | 0.81682 | 0.81682 | 0.81682 | 0.81682 | 0.81682 | 0.81682 | 0.81682 | 0.81682 | 0.81682 | 0.78032 | 0.78032 | 0.78032 | 0.78032 | 0.78032 | 0.78032 | 0.78032 | 0.78032 | 0.78032 | 0.78032 | 0.73384 | 0.73384 | 0.73384 | 0.73384 | 0.73384 | 0.73384 | 0.73384 | 0.73384 | 0.73384 | 0.73384 | 0.67967 | 0.67967 | 0.67967 | 0.67967 | 0.67967 | 0.67967 | 0.67967 | 0.67967 | 0.67967 | 0.67967 | 0.62085 | 0.62085 | 0.62085 | 0.62085 | 0.62085 | 0.62085 | 0.62085 | 0.62085 | 0.62085 | 0.62085 | 0.56053 | 0.56053 | 0.56053 | 0.56053 | 0.56053 | 0.56053 | 0.56053 | 0.56053 | 0.56053 | 0.56053 | 0.56053
| 100 | 0.87212 | 0.87212 | 0.87212 | 0.87212 | 0.87212 | 0.87212 | 0.87212 | 0.87212 | 0.87212 | 0.87212 | 0.87725 | 0.87725 | 0.87725 | 0.87725 | 0.87725 | 0.87725 | 0.87725 | 0.87725 | 0.87725 | 0.87725 | 0.87192 | 0.87192 | 0.87192 | 0.87192 | 0.87192 | 0.87192 | 0.87192 | 0.87192 | 0.87192 | 0.87192 | 0.85399 | 0.85399 | 0.85399 | 0.85399 | 0.85399 | 0.85399 | 0.85399 | 0.85399 | 0.85399 | 0.85399 | 0.82275 | 0.82275 | 0.82275 | 0.82275 | 0.82275 | 0.82275 | 0.82275 | 0.82275 | 0.82275 | 0.82275 | 0.77913 | 0.77913 | 0.77913 | 0.77913 | 0.77913 | 0.77913 | 0.77913 | 0.77913 | 0.77913 | 0.77913 | 0.72543 | 0.72543 | 0.72543 | 0.72543 | 0.72543 | 0.72543 | 0.72543 | 0.72543 | 0.72543 | 0.72543 | 0.6647 | 0.6647 | 0.6647 | 0.6647 | 0.6647 | 0.6647 | 0.6647 | 0.6647 | 0.6647 | 0.6647 | 0.60008 | 0.60008 | 0.60008 | 0.60008 | 0.60008 | 0.60008 | 0.60008 | 0.60008 | 0.60008 | 0.60008 | 0.60008
| 101 | 0.87212 | 0.87212 | 0.87212 | 0.87212 | 0.87212 | 0.87212 | 0.87212 | 0.87212 | 0.87212 | 0.87212 | 0.87725 | 0.87725 | 0.87725 | 0.87725 | 0.87725 | 0.87725 | 0.87725 | 0.87725 | 0.87725 | 0.87725 | 0.87192 | 0.87192 | 0.87192 | 0.87192 | 0.87192 | 0.87192 | 0.87192 | 0.87192 | 0.87192 | 0.87192 | 0.85399 | 0.85399 | 0.85399 | 0.85399 | 0.85399 | 0.85399 | 0.85399 | 0.85399 | 0.85399 | 0.85399 | 0.82275 | 0.82275 | 0.82275 | 0.82275 | 0.82275 | 0.82275 | 0.82275 | 0.82275 | 0.82275 | 0.82275 | 0.77913 | 0.77913 | 0.77913 | 0.77913 | 0.77913 | 0.77913 | 0.77913 | 0.77913 | 0.77913 | 0.77913 | 0.72543 | 0.72543 | 0.72543 | 0.72543 | 0.72543 | 0.72543 | 0.72543 | 0.72543 | 0.72543 | 0.72543 | 0.6647 | 0.6647 | 0.6647 | 0.6647 | 0.6647 | 0.6647 | 0.6647 | 0.6647 | 0.6647 | 0.6647 | 0.60008 | 0.60008 | 0.60008 | 0.60008 | 0.60008 | 0.60008 | 0.60008 | 0.60008 | 0.60008 | 0.60008 | 0.60008
| 102 | 0.87212 | 0.87212 | 0.87212 | 0.87212 | 0.87212 | 0.87212 | 0.87212 | 0.87212 | 0.87212 | 0.87212 | 0.87725 | 0.87725 | 0.87725 | 0.87725 | 0.87725 | 0.87725 | 0.87725 | 0.87725 | 0.87725 | 0.87725 | 0.87192 | 0.87192 | 0.87192 | 0.87192 | 0.87192 | 0.87192 | 0.87192 | 0.87192 | 0.87192 | 0.87192 | 0.85399 | 0.85399 | 0.85399 | 0.85399 | 0.85399 | 0.85399 | 0.85399 | 0.85399 | 0.85399 | 0.85399 | 0.82275 | 0.82275 | 0.82275 | 0.82275 | 0.82275 | 0.82275 | 0.82275 | 0.82275 | 0.82275 | 0.82275 | 0.77913 | 0.77913 | 0.77913 | 0.77913 | 0.77913 | 0.77913 | 0.77913 | 0.77913 | 0.77913 | 0.77913 | 0.72543 | 0.72543 | 0.72543 | 0.72543 | 0.72543 | 0.72543 | 0.72543 | 0.72543 | 0.72543 | 0.72543 | 0.6647 | 0.6647 | 0.6647 | 0.6647 | 0.6647 | 0.6647 | 0.6647 | 0.6647 | 0.6647 | 0.6647 | 0.60008 | 0.60008 | 0.60008 | 0.60008 | 0.60008 | 0.60008 | 0.60008 | 0.60008 | 0.60008 | 0.60008 | 0.60008
| 103 | 0.87212 | 0.87212 | 0.87212 | 0.87212 | 0.87212 | 0.87212 | 0.87212 | 0.87212 | 0.87212 | 0.87212 | 0.87725 | 0.87725 | 0.87725 | 0.87725 | 0.87725 | 0.87725 | 0.87725 | 0.87725 | 0.87725 | 0.87725 | 0.87192 | 0.87192 | 0.87192 | 0.87192 | 0.87192 | 0.87192 | 0.87192 | 0.87192 | 0.87192 | 0.87192 | 0.85399 | 0.85399 | 0.85399 | 0.85399 | 0.85399 | 0.85399 | 0.85399 | 0.85399 | 0.85399 | 0.85399 | 0.82275 | 0.82275 | 0.82275 | 0.82275 | 0.82275 | 0.82275 | 0.82275 | 0.82275 | 0.82275 | 0.82275 | 0.77913 | 0.77913 | 0.77913 | 0.77913 | 0.77913 | 0.77913 | 0.77913 | 0.77913 | 0.77913 | 0.77913 | 0.72543 | 0.72543 | 0.72543 | 0.72543 | 0.72543 | 0.72543 | 0.72543 | 0.72543 | 0.72543 | 0.72543 | 0.6647 | 0.6647 | 0.6647 | 0.6647 | 0.6647 | 0.6647 | 0.6647 | 0.6647 | 0.6647 | 0.6647 | 0.60008 | 0.60008 | 0.60008 | 0.60008 | 0.60008 | 0.60008 | 0.60008 | 0.60008 | 0.60008 | 0.60008 | 0.60008
| 104 | 0.87212 | 0.87212 | 0.87212 | 0.87212 | 0.87212 | 0.87212 | 0.87212 | 0.87212 | 0.87212 | 0.87212 | 0.87725 | 0.87725 | 0.87725 | 0.87725 | 0.87725 | 0.87725 | 0.87725 | 0.87725 | 0.87725 | 0.87725 | 0.87192 | 0.87192 | 0.87192 | 0.87192 | 0.87192 | 0.87192 | 0.87192 | 0.87192 | 0.87192 | 0.87192 | 0.85399 | 0.85399 | 0.85399 | 0.85399 | 0.85399 | 0.85399 | 0.85399 | 0.85399 | 0.85399 | 0.85399 | 0.82275 | 0.82275 | 0.82275 | 0.82275 | 0.82275 | 0.82275 | 0.82275 | 0.82275 | 0.82275 | 0.82275 | 0.77913 | 0.77913 | 0.77913 | 0.77913 | 0.77913 | 0.77913 | 0.77913 | 0.77913 | 0.77913 | 0.77913 | 0.72543 | 0.72543 | 0.72543 | 0.72543 | 0.72543 | 0.72543 | 0.72543 | 0.72543 | 0.72543 | 0.72543 | 0.6647 | 0.6647 | 0.6647 | 0.6647 | 0.6647 | 0.6647 | 0.6647 | 0.6647 | 0.6647 | 0.6647 | 0.60008 | 0.60008 | 0.60008 | 0.60008 | 0.60008 | 0.60008 | 0.60008 | 0.60008 | 0.60008 | 0.60008 | 0.60008
| 105 | 0.87212 | 0.87212 | 0.87212 | 0.87212 | 0.87212 | 0.87212 | 0.87212 | 0.87212 | 0.87212 | 0.87212 | 0.87725 | 0.87725 | 0.87725 | 0.87725 | 0.87725 | 0.87725 | 0.87725 | 0.87725 | 0.87725 | 0.87725 | 0.87192 | 0.87192 | 0.87192 | 0.87192 | 0.87192 | 0.87192 | 0.87192 | 0.87192 | 0.87192 | 0.87192 | 0.85399 | 0.85399 | 0.85399 | 0.85399 | 0.85399 | 0.85399 | 0.85399 | 0.85399 | 0.85399 | 0.85399 | 0.82275 | 0.82275 | 0.82275 | 0.82275 | 0.82275 | 0.82275 | 0.82275 | 0.82275 | 0.82275 | 0.82275 | 0.77913 | 0.77913 | 0.77913 | 0.77913 | 0.77913 | 0.77913 | 0.77913 | 0.77913 | 0.77913 | 0.77913 | 0.72543 | 0.72543 | 0.72543 | 0.72543 | 0.72543 | 0.72543 | 0.72543 | 0.72543 | 0.72543 | 0.72543 | 0.6647 | 0.6647 | 0.6647 | 0.6647 | 0.6647 | 0.6647 | 0.6647 | 0.6647 | 0.6647 | 0.6647 | 0.60008 | 0.60008 | 0.60008 | 0.60008 | 0.60008 | 0.60008 | 0.60008 | 0.60008 | 0.60008 | 0.60008 | 0.60008
| 106 | 0.87212 | 0.87212 | 0.87212 | 0.87212 | 0.87212 | 0.87212 | 0.87212 | 0.87212 | 0.87212 | 0.87212 | 0.87725 | 0.87725 | 0.87725 | 0.87725 | 0.87725 | 0.87725 | 0.87725 | 0.87725 | 0.87725 | 0.87725 | 0.87192 | 0.87192 | 0.87192 | 0.87192 | 0.87192 | 0.87192 | 0.87192 | 0.87192 | 0.87192 | 0.87192 | 0.85399 | 0.85399 | 0.85399 | 0.85399 | 0.85399 | 0.85399 | 0.85399 | 0.85399 | 0.85399 | 0.85399 | 0.82275 | 0.82275 | 0.82275 | 0.82275 | 0.82275 | 0.82275 | 0.82275 | 0.82275 | 0.82275 | 0.82275 | 0.77913 | 0.77913 | 0.77913 | 0.77913 | 0.77913 | 0.77913 | 0.77913 | 0.77913 | 0.77913 | 0.77913 | 0.72543 | 0.72543 | 0.72543 | 0.72543 | 0.72543 | 0.72543 | 0.72543 | 0.72543 | 0.72543 | 0.72543 | 0.6647 | 0.6647 | 0.6647 | 0.6647 | 0.6647 | 0.6647 | 0.6647 | 0.6647 | 0.6647 | 0.6647 | 0.60008 | 0.60008 | 0.60008 | 0.60008 | 0.60008 | 0.60008 | 0.60008 | 0.60008 | 0.60008 | 0.60008 | 0.60008
| 107 | 0.87212 | 0.87212 | 0.87212 | 0.87212 | 0.87212 | 0.87212 | 0.87212 | 0.87212 | 0.87212 | 0.87212 | 0.87725 | 0.87725 | 0.87725 | 0.87725 | 0.87725 | 0.87725 | 0.87725 | 0.87725 | 0.87725 | 0.87725 | 0.87192 | 0.87192 | 0.87192 | 0.87192 | 0.87192 | 0.87192 | 0.87192 | 0.87192 | 0.87192 | 0.87192 | 0.85399 | 0.85399 | 0.85399 | 0.85399 | 0.85399 | 0.85399 | 0.85399 | 0.85399 | 0.85399 | 0.85399 | 0.82275 | 0.82275 | 0.82275 | 0.82275 | 0.82275 | 0.82275 | 0.82275 | 0.82275 | 0.82275 | 0.82275 | 0.77913 | 0.77913 | 0.77913 | 0.77913 | 0.77913 | 0.77913 | 0.77913 | 0.77913 | 0.77913 | 0.77913 | 0.72543 | 0.72543 | 0.72543 | 0.72543 | 0.72543 | 0.72543 | 0.72543 | 0.72543 | 0.72543 | 0.72543 | 0.6647 | 0.6647 | 0.6647 | 0.6647 | 0.6647 | 0.6647 | 0.6647 | 0.6647 | 0.6647 | 0.6647 | 0.60008 | 0.60008 | 0.60008 | 0.60008 | 0.60008 | 0.60008 | 0.60008 | 0.60008 | 0.60008 | 0.60008 | 0.60008
| 108 | 0.87212 | 0.87212 | 0.87212 | 0.87212 | 0.87212 | 0.87212 | 0.87212 | 0.87212 | 0.87212 | 0.87212 | 0.87725 | 0.87725 | 0.87725 | 0.87725 | 0.87725 | 0.87725 | 0.87725 | 0.87725 | 0.87725 | 0.87725 | 0.87192 | 0.87192 | 0.87192 | 0.87192 | 0.87192 | 0.87192 | 0.87192 | 0.87192 | 0.87192 | 0.87192 | 0.85399 | 0.85399 | 0.85399 | 0.85399 | 0.85399 | 0.85399 | 0.85399 | 0.85399 | 0.85399 | 0.85399 | 0.82275 | 0.82275 | 0.82275 | 0.82275 | 0.82275 | 0.82275 | 0.82275 | 0.82275 | 0.82275 | 0.82275 | 0.77913 | 0.77913 | 0.77913 | 0.77913 | 0.77913 | 0.77913 | 0.77913 | 0.77913 | 0.77913 | 0.77913 | 0.72543 | 0.72543 | 0.72543 | 0.72543 | 0.72543 | 0.72543 | 0.72543 | 0.72543 | 0.72543 | 0.72543 | 0.6647 | 0.6647 | 0.6647 | 0.6647 | 0.6647 | 0.6647 | 0.6647 | 0.6647 | 0.6647 | 0.6647 | 0.60008 | 0.60008 | 0.60008 | 0.60008 | 0.60008 | 0.60008 | 0.60008 | 0.60008 | 0.60008 | 0.60008 | 0.60008
| 109 | 0.87212 | 0.87212 | 0.87212 | 0.87212 | 0.87212 | 0.87212 | 0.87212 | 0.87212 | 0.87212 | 0.87212 | 0.87725 | 0.87725 | 0.87725 | 0.87725 | 0.87725 | 0.87725 | 0.87725 | 0.87725 | 0.87725 | 0.87725 | 0.87192 | 0.87192 | 0.87192 | 0.87192 | 0.87192 | 0.87192 | 0.87192 | 0.87192 | 0.87192 | 0.87192 | 0.85399 | 0.85399 | 0.85399 | 0.85399 | 0.85399 | 0.85399 | 0.85399 | 0.85399 | 0.85399 | 0.85399 | 0.82275 | 0.82275 | 0.82275 | 0.82275 | 0.82275 | 0.82275 | 0.82275 | 0.82275 | 0.82275 | 0.82275 | 0.77913 | 0.77913 | 0.77913 | 0.77913 | 0.77913 | 0.77913 | 0.77913 | 0.77913 | 0.77913 | 0.77913 | 0.72543 | 0.72543 | 0.72543 | 0.72543 | 0.72543 | 0.72543 | 0.72543 | 0.72543 | 0.72543 | 0.72543 | 0.6647 | 0.6647 | 0.6647 | 0.6647 | 0.6647 | 0.6647 | 0.6647 | 0.6647 | 0.6647 | 0.6647 | 0.60008 | 0.60008 | 0.60008 | 0.60008 | 0.60008 | 0.60008 | 0.60008 | 0.60008 | 0.60008 | 0.60008 | 0.60008
| 110 | 0.87866 | 0.87866 | 0.87866 | 0.87866 | 0.87866 | 0.87866 | 0.87866 | 0.87866 | 0.87866 | 0.87866 | 0.89515 | 0.89515 | 0.89515 | 0.89515 | 0.89515 | 0.89515 | 0.89515 | 0.89515 | 0.89515 | 0.89515 | 0.89891 | 0.89891 | 0.89891 | 0.89891 | 0.89891 | 0.89891 | 0.89891 | 0.89891 | 0.89891 | 0.89891 | 0.88778 | 0.88778 | 0.88778 | 0.88778 | 0.88778 | 0.88778 | 0.88778 | 0.88778 | 0.88778 | 0.88778 | 0.86105 | 0.86105 | 0.86105 | 0.86105 | 0.86105 | 0.86105 | 0.86105 | 0.86105 | 0.86105 | 0.86105 | 0.81967 | 0.81967 | 0.81967 | 0.81967 | 0.81967 | 0.81967 | 0.81967 | 0.81967 | 0.81967 | 0.81967 | 0.76593 | 0.76593 | 0.76593 | 0.76593 | 0.76593 | 0.76593 | 0.76593 | 0.76593 | 0.76593 | 0.76593 | 0.70286 | 0.70286 | 0.70286 | 0.70286 | 0.70286 | 0.70286 | 0.70286 | 0.70286 | 0.70286 | 0.70286 | 0.63363 | 0.63363 | 0.63363 | 0.63363 | 0.63363 | 0.63363 | 0.63363 | 0.63363 | 0.63363 | 0.63363 | 0.63363
| 111 | 0.87866 | 0.87866 | 0.87866 | 0.87866 | 0.87866 | 0.87866 | 0.87866 | 0.87866 | 0.87866 | 0.87866 | 0.89515 | 0.89515 | 0.89515 | 0.89515 | 0.89515 | 0.89515 | 0.89515 | 0.89515 | 0.89515 | 0.89515 | 0.89891 | 0.89891 | 0.89891 | 0.89891 | 0.89891 | 0.89891 | 0.89891 | 0.89891 | 0.89891 | 0.89891 | 0.88778 | 0.88778 | 0.88778 | 0.88778 | 0.88778 | 0.88778 | 0.88778 | 0.88778 | 0.88778 | 0.88778 | 0.86105 | 0.86105 | 0.86105 | 0.86105 | 0.86105 | 0.86105 | 0.86105 | 0.86105 | 0.86105 | 0.86105 | 0.81967 | 0.81967 | 0.81967 | 0.81967 | 0.81967 | 0.81967 | 0.81967 | 0.81967 | 0.81967 | 0.81967 | 0.76593 | 0.76593 | 0.76593 | 0.76593 | 0.76593 | 0.76593 | 0.76593 | 0.76593 | 0.76593 | 0.76593 | 0.70286 | 0.70286 | 0.70286 | 0.70286 | 0.70286 | 0.70286 | 0.70286 | 0.70286 | 0.70286 | 0.70286 | 0.63363 | 0.63363 | 0.63363 | 0.63363 | 0.63363 | 0.63363 | 0.63363 | 0.63363 | 0.63363 | 0.63363 | 0.63363
| 112 | 0.87866 | 0.87866 | 0.87866 | 0.87866 | 0.87866 | 0.87866 | 0.87866 | 0.87866 | 0.87866 | 0.87866 | 0.89515 | 0.89515 | 0.89515 | 0.89515 | 0.89515 | 0.89515 | 0.89515 | 0.89515 | 0.89515 | 0.89515 | 0.89891 | 0.89891 | 0.89891 | 0.89891 | 0.89891 | 0.89891 | 0.89891 | 0.89891 | 0.89891 | 0.89891 | 0.88778 | 0.88778 | 0.88778 | 0.88778 | 0.88778 | 0.88778 | 0.88778 | 0.88778 | 0.88778 | 0.88778 | 0.86105 | 0.86105 | 0.86105 | 0.86105 | 0.86105 | 0.86105 | 0.86105 | 0.86105 | 0.86105 | 0.86105 | 0.81967 | 0.81967 | 0.81967 | 0.81967 | 0.81967 | 0.81967 | 0.81967 | 0.81967 | 0.81967 | 0.81967 | 0.76593 | 0.76593 | 0.76593 | 0.76593 | 0.76593 | 0.76593 | 0.76593 | 0.76593 | 0.76593 | 0.76593 | 0.70286 | 0.70286 | 0.70286 | 0.70286 | 0.70286 | 0.70286 | 0.70286 | 0.70286 | 0.70286 | 0.70286 | 0.63363 | 0.63363 | 0.63363 | 0.63363 | 0.63363 | 0.63363 | 0.63363 | 0.63363 | 0.63363 | 0.63363 | 0.63363
| 113 | 0.87866 | 0.87866 | 0.87866 | 0.87866 | 0.87866 | 0.87866 | 0.87866 | 0.87866 | 0.87866 | 0.87866 | 0.89515 | 0.89515 | 0.89515 | 0.89515 | 0.89515 | 0.89515 | 0.89515 | 0.89515 | 0.89515 | 0.89515 | 0.89891 | 0.89891 | 0.89891 | 0.89891 | 0.89891 | 0.89891 | 0.89891 | 0.89891 | 0.89891 | 0.89891 | 0.88778 | 0.88778 | 0.88778 | 0.88778 | 0.88778 | 0.88778 | 0.88778 | 0.88778 | 0.88778 | 0.88778 | 0.86105 | 0.86105 | 0.86105 | 0.86105 | 0.86105 | 0.86105 | 0.86105 | 0.86105 | 0.86105 | 0.86105 | 0.81967 | 0.81967 | 0.81967 | 0.81967 | 0.81967 | 0.81967 | 0.81967 | 0.81967 | 0.81967 | 0.81967 | 0.76593 | 0.76593 | 0.76593 | 0.76593 | 0.76593 | 0.76593 | 0.76593 | 0.76593 | 0.76593 | 0.76593 | 0.70286 | 0.70286 | 0.70286 | 0.70286 | 0.70286 | 0.70286 | 0.70286 | 0.70286 | 0.70286 | 0.70286 | 0.63363 | 0.63363 | 0.63363 | 0.63363 | 0.63363 | 0.63363 | 0.63363 | 0.63363 | 0.63363 | 0.63363 | 0.63363
| 114 | 0.87866 | 0.87866 | 0.87866 | 0.87866 | 0.87866 | 0.87866 | 0.87866 | 0.87866 | 0.87866 | 0.87866 | 0.89515 | 0.89515 | 0.89515 | 0.89515 | 0.89515 | 0.89515 | 0.89515 | 0.89515 | 0.89515 | 0.89515 | 0.89891 | 0.89891 | 0.89891 | 0.89891 | 0.89891 | 0.89891 | 0.89891 | 0.89891 | 0.89891 | 0.89891 | 0.88778 | 0.88778 | 0.88778 | 0.88778 | 0.88778 | 0.88778 | 0.88778 | 0.88778 | 0.88778 | 0.88778 | 0.86105 | 0.86105 | 0.86105 | 0.86105 | 0.86105 | 0.86105 | 0.86105 | 0.86105 | 0.86105 | 0.86105 | 0.81967 | 0.81967 | 0.81967 | 0.81967 | 0.81967 | 0.81967 | 0.81967 | 0.81967 | 0.81967 | 0.81967 | 0.76593 | 0.76593 | 0.76593 | 0.76593 | 0.76593 | 0.76593 | 0.76593 | 0.76593 | 0.76593 | 0.76593 | 0.70286 | 0.70286 | 0.70286 | 0.70286 | 0.70286 | 0.70286 | 0.70286 | 0.70286 | 0.70286 | 0.70286 | 0.63363 | 0.63363 | 0.63363 | 0.63363 | 0.63363 | 0.63363 | 0.63363 | 0.63363 | 0.63363 | 0.63363 | 0.63363
| 115 | 0.87866 | 0.87866 | 0.87866 | 0.87866 | 0.87866 | 0.87866 | 0.87866 | 0.87866 | 0.87866 | 0.87866 | 0.89515 | 0.89515 | 0.89515 | 0.89515 | 0.89515 | 0.89515 | 0.89515 | 0.89515 | 0.89515 | 0.89515 | 0.89891 | 0.89891 | 0.89891 | 0.89891 | 0.89891 | 0.89891 | 0.89891 | 0.89891 | 0.89891 | 0.89891 | 0.88778 | 0.88778 | 0.88778 | 0.88778 | 0.88778 | 0.88778 | 0.88778 | 0.88778 | 0.88778 | 0.88778 | 0.86105 | 0.86105 | 0.86105 | 0.86105 | 0.86105 | 0.86105 | 0.86105 | 0.86105 | 0.86105 | 0.86105 | 0.81967 | 0.81967 | 0.81967 | 0.81967 | 0.81967 | 0.81967 | 0.81967 | 0.81967 | 0.81967 | 0.81967 | 0.76593 | 0.76593 | 0.76593 | 0.76593 | 0.76593 | 0.76593 | 0.76593 | 0.76593 | 0.76593 | 0.76593 | 0.70286 | 0.70286 | 0.70286 | 0.70286 | 0.70286 | 0.70286 | 0.70286 | 0.70286 | 0.70286 | 0.70286 | 0.63363 | 0.63363 | 0.63363 | 0.63363 | 0.63363 | 0.63363 | 0.63363 | 0.63363 | 0.63363 | 0.63363 | 0.63363
| 116 | 0.87866 | 0.87866 | 0.87866 | 0.87866 | 0.87866 | 0.87866 | 0.87866 | 0.87866 | 0.87866 | 0.87866 | 0.89515 | 0.89515 | 0.89515 | 0.89515 | 0.89515 | 0.89515 | 0.89515 | 0.89515 | 0.89515 | 0.89515 | 0.89891 | 0.89891 | 0.89891 | 0.89891 | 0.89891 | 0.89891 | 0.89891 | 0.89891 | 0.89891 | 0.89891 | 0.88778 | 0.88778 | 0.88778 | 0.88778 | 0.88778 | 0.88778 | 0.88778 | 0.88778 | 0.88778 | 0.88778 | 0.86105 | 0.86105 | 0.86105 | 0.86105 | 0.86105 | 0.86105 | 0.86105 | 0.86105 | 0.86105 | 0.86105 | 0.81967 | 0.81967 | 0.81967 | 0.81967 | 0.81967 | 0.81967 | 0.81967 | 0.81967 | 0.81967 | 0.81967 | 0.76593 | 0.76593 | 0.76593 | 0.76593 | 0.76593 | 0.76593 | 0.76593 | 0.76593 | 0.76593 | 0.76593 | 0.70286 | 0.70286 | 0.70286 | 0.70286 | 0.70286 | 0.70286 | 0.70286 | 0.70286 | 0.70286 | 0.70286 | 0.63363 | 0.63363 | 0.63363 | 0.63363 | 0.63363 | 0.63363 | 0.63363 | 0.63363 | 0.63363 | 0.63363 | 0.63363
| 117 | 0.87866 | 0.87866 | 0.87866 | 0.87866 | 0.87866 | 0.87866 | 0.87866 | 0.87866 | 0.87866 | 0.87866 | 0.89515 | 0.89515 | 0.89515 | 0.89515 | 0.89515 | 0.89515 | 0.89515 | 0.89515 | 0.89515 | 0.89515 | 0.89891 | 0.89891 | 0.89891 | 0.89891 | 0.89891 | 0.89891 | 0.89891 | 0.89891 | 0.89891 | 0.89891 | 0.88778 | 0.88778 | 0.88778 | 0.88778 | 0.88778 | 0.88778 | 0.88778 | 0.88778 | 0.88778 | 0.88778 | 0.86105 | 0.86105 | 0.86105 | 0.86105 | 0.86105 | 0.86105 | 0.86105 | 0.86105 | 0.86105 | 0.86105 | 0.81967 | 0.81967 | 0.81967 | 0.81967 | 0.81967 | 0.81967 | 0.81967 | 0.81967 | 0.81967 | 0.81967 | 0.76593 | 0.76593 | 0.76593 | 0.76593 | 0.76593 | 0.76593 | 0.76593 | 0.76593 | 0.76593 | 0.76593 | 0.70286 | 0.70286 | 0.70286 | 0.70286 | 0.70286 | 0.70286 | 0.70286 | 0.70286 | 0.70286 | 0.70286 | 0.63363 | 0.63363 | 0.63363 | 0.63363 | 0.63363 | 0.63363 | 0.63363 | 0.63363 | 0.63363 | 0.63363 | 0.63363
| 118 | 0.87866 | 0.87866 | 0.87866 | 0.87866 | 0.87866 | 0.87866 | 0.87866 | 0.87866 | 0.87866 | 0.87866 | 0.89515 | 0.89515 | 0.89515 | 0.89515 | 0.89515 | 0.89515 | 0.89515 | 0.89515 | 0.89515 | 0.89515 | 0.89891 | 0.89891 | 0.89891 | 0.89891 | 0.89891 | 0.89891 | 0.89891 | 0.89891 | 0.89891 | 0.89891 | 0.88778 | 0.88778 | 0.88778 | 0.88778 | 0.88778 | 0.88778 | 0.88778 | 0.88778 | 0.88778 | 0.88778 | 0.86105 | 0.86105 | 0.86105 | 0.86105 | 0.86105 | 0.86105 | 0.86105 | 0.86105 | 0.86105 | 0.86105 | 0.81967 | 0.81967 | 0.81967 | 0.81967 | 0.81967 | 0.81967 | 0.81967 | 0.81967 | 0.81967 | 0.81967 | 0.76593 | 0.76593 | 0.76593 | 0.76593 | 0.76593 | 0.76593 | 0.76593 | 0.76593 | 0.76593 | 0.76593 | 0.70286 | 0.70286 | 0.70286 | 0.70286 | 0.70286 | 0.70286 | 0.70286 | 0.70286 | 0.70286 | 0.70286 | 0.63363 | 0.63363 | 0.63363 | 0.63363 | 0.63363 | 0.63363 | 0.63363 | 0.63363 | 0.63363 | 0.63363 | 0.63363
| 119 | 0.87866 | 0.87866 | 0.87866 | 0.87866 | 0.87866 | 0.87866 | 0.87866 | 0.87866 | 0.87866 | 0.87866 | 0.89515 | 0.89515 | 0.89515 | 0.89515 | 0.89515 | 0.89515 | 0.89515 | 0.89515 | 0.89515 | 0.89515 | 0.89891 | 0.89891 | 0.89891 | 0.89891 | 0.89891 | 0.89891 | 0.89891 | 0.89891 | 0.89891 | 0.89891 | 0.88778 | 0.88778 | 0.88778 | 0.88778 | 0.88778 | 0.88778 | 0.88778 | 0.88778 | 0.88778 | 0.88778 | 0.86105 | 0.86105 | 0.86105 | 0.86105 | 0.86105 | 0.86105 | 0.86105 | 0.86105 | 0.86105 | 0.86105 | 0.81967 | 0.81967 | 0.81967 | 0.81967 | 0.81967 | 0.81967 | 0.81967 | 0.81967 | 0.81967 | 0.81967 | 0.76593 | 0.76593 | 0.76593 | 0.76593 | 0.76593 | 0.76593 | 0.76593 | 0.76593 | 0.76593 | 0.76593 | 0.70286 | 0.70286 | 0.70286 | 0.70286 | 0.70286 | 0.70286 | 0.70286 | 0.70286 | 0.70286 | 0.70286 | 0.63363 | 0.63363 | 0.63363 | 0.63363 | 0.63363 | 0.63363 | 0.63363 | 0.63363 | 0.63363 | 0.63363 | 0.63363
| 120 | 0.88454 | 0.88454 | 0.88454 | 0.88454 | 0.88454 | 0.88454 | 0.88454 | 0.88454 | 0.88454 | 0.88454 | 0.91121 | 0.91121 | 0.91121 | 0.91121 | 0.91121 | 0.91121 | 0.91121 | 0.91121 | 0.91121 | 0.91121 | 0.92302 | 0.92302 | 0.92302 | 0.92302 | 0.92302 | 0.92302 | 0.92302 | 0.92302 | 0.92302 | 0.92302 | 0.91782 | 0.91782 | 0.91782 | 0.91782 | 0.91782 | 0.91782 | 0.91782 | 0.91782 | 0.91782 | 0.91782 | 0.8949 | 0.8949 | 0.8949 | 0.8949 | 0.8949 | 0.8949 | 0.8949 | 0.8949 | 0.8949 | 0.8949 | 0.8552 | 0.8552 | 0.8552 | 0.8552 | 0.8552 | 0.8552 | 0.8552 | 0.8552 | 0.8552 | 0.8552 | 0.80102 | 0.80102 | 0.80102 | 0.80102 | 0.80102 | 0.80102 | 0.80102 | 0.80102 | 0.80102 | 0.80102 | 0.7354 | 0.7354 | 0.7354 | 0.7354 | 0.7354 | 0.7354 | 0.7354 | 0.7354 | 0.7354 | 0.7354 | 0.66149 | 0.66149 | 0.66149 | 0.66149 | 0.66149 | 0.66149 | 0.66149 | 0.66149 | 0.66149 | 0.66149 | 0.66149
| 121 | 0.88454 | 0.88454 | 0.88454 | 0.88454 | 0.88454 | 0.88454 | 0.88454 | 0.88454 | 0.88454 | 0.88454 | 0.91121 | 0.91121 | 0.91121 | 0.91121 | 0.91121 | 0.91121 | 0.91121 | 0.91121 | 0.91121 | 0.91121 | 0.92302 | 0.92302 | 0.92302 | 0.92302 | 0.92302 | 0.92302 | 0.92302 | 0.92302 | 0.92302 | 0.92302 | 0.91782 | 0.91782 | 0.91782 | 0.91782 | 0.91782 | 0.91782 | 0.91782 | 0.91782 | 0.91782 | 0.91782 | 0.8949 | 0.8949 | 0.8949 | 0.8949 | 0.8949 | 0.8949 | 0.8949 | 0.8949 | 0.8949 | 0.8949 | 0.8552 | 0.8552 | 0.8552 | 0.8552 | 0.8552 | 0.8552 | 0.8552 | 0.8552 | 0.8552 | 0.8552 | 0.80102 | 0.80102 | 0.80102 | 0.80102 | 0.80102 | 0.80102 | 0.80102 | 0.80102 | 0.80102 | 0.80102 | 0.7354 | 0.7354 | 0.7354 | 0.7354 | 0.7354 | 0.7354 | 0.7354 | 0.7354 | 0.7354 | 0.7354 | 0.66149 | 0.66149 | 0.66149 | 0.66149 | 0.66149 | 0.66149 | 0.66149 | 0.66149 | 0.66149 | 0.66149 | 0.66149
| 122 | 0.88454 | 0.88454 | 0.88454 | 0.88454 | 0.88454 | 0.88454 | 0.88454 | 0.88454 | 0.88454 | 0.88454 | 0.91121 | 0.91121 | 0.91121 | 0.91121 | 0.91121 | 0.91121 | 0.91121 | 0.91121 | 0.91121 | 0.91121 | 0.92302 | 0.92302 | 0.92302 | 0.92302 | 0.92302 | 0.92302 | 0.92302 | 0.92302 | 0.92302 | 0.92302 | 0.91782 | 0.91782 | 0.91782 | 0.91782 | 0.91782 | 0.91782 | 0.91782 | 0.91782 | 0.91782 | 0.91782 | 0.8949 | 0.8949 | 0.8949 | 0.8949 | 0.8949 | 0.8949 | 0.8949 | 0.8949 | 0.8949 | 0.8949 | 0.8552 | 0.8552 | 0.8552 | 0.8552 | 0.8552 | 0.8552 | 0.8552 | 0.8552 | 0.8552 | 0.8552 | 0.80102 | 0.80102 | 0.80102 | 0.80102 | 0.80102 | 0.80102 | 0.80102 | 0.80102 | 0.80102 | 0.80102 | 0.7354 | 0.7354 | 0.7354 | 0.7354 | 0.7354 | 0.7354 | 0.7354 | 0.7354 | 0.7354 | 0.7354 | 0.66149 | 0.66149 | 0.66149 | 0.66149 | 0.66149 | 0.66149 | 0.66149 | 0.66149 | 0.66149 | 0.66149 | 0.66149
| 123 | 0.88454 | 0.88454 | 0.88454 | 0.88454 | 0.88454 | 0.88454 | 0.88454 | 0.88454 | 0.88454 | 0.88454 | 0.91121 | 0.91121 | 0.91121 | 0.91121 | 0.91121 | 0.91121 | 0.91121 | 0.91121 | 0.91121 | 0.91121 | 0.92302 | 0.92302 | 0.92302 | 0.92302 | 0.92302 | 0.92302 | 0.92302 | 0.92302 | 0.92302 | 0.92302 | 0.91782 | 0.91782 | 0.91782 | 0.91782 | 0.91782 | 0.91782 | 0.91782 | 0.91782 | 0.91782 | 0.91782 | 0.8949 | 0.8949 | 0.8949 | 0.8949 | 0.8949 | 0.8949 | 0.8949 | 0.8949 | 0.8949 | 0.8949 | 0.8552 | 0.8552 | 0.8552 | 0.8552 | 0.8552 | 0.8552 | 0.8552 | 0.8552 | 0.8552 | 0.8552 | 0.80102 | 0.80102 | 0.80102 | 0.80102 | 0.80102 | 0.80102 | 0.80102 | 0.80102 | 0.80102 | 0.80102 | 0.7354 | 0.7354 | 0.7354 | 0.7354 | 0.7354 | 0.7354 | 0.7354 | 0.7354 | 0.7354 | 0.7354 | 0.66149 | 0.66149 | 0.66149 | 0.66149 | 0.66149 | 0.66149 | 0.66149 | 0.66149 | 0.66149 | 0.66149 | 0.66149
| 124 | 0.88454 | 0.88454 | 0.88454 | 0.88454 | 0.88454 | 0.88454 | 0.88454 | 0.88454 | 0.88454 | 0.88454 | 0.91121 | 0.91121 | 0.91121 | 0.91121 | 0.91121 | 0.91121 | 0.91121 | 0.91121 | 0.91121 | 0.91121 | 0.92302 | 0.92302 | 0.92302 | 0.92302 | 0.92302 | 0.92302 | 0.92302 | 0.92302 | 0.92302 | 0.92302 | 0.91782 | 0.91782 | 0.91782 | 0.91782 | 0.91782 | 0.91782 | 0.91782 | 0.91782 | 0.91782 | 0.91782 | 0.8949 | 0.8949 | 0.8949 | 0.8949 | 0.8949 | 0.8949 | 0.8949 | 0.8949 | 0.8949 | 0.8949 | 0.8552 | 0.8552 | 0.8552 | 0.8552 | 0.8552 | 0.8552 | 0.8552 | 0.8552 | 0.8552 | 0.8552 | 0.80102 | 0.80102 | 0.80102 | 0.80102 | 0.80102 | 0.80102 | 0.80102 | 0.80102 | 0.80102 | 0.80102 | 0.7354 | 0.7354 | 0.7354 | 0.7354 | 0.7354 | 0.7354 | 0.7354 | 0.7354 | 0.7354 | 0.7354 | 0.66149 | 0.66149 | 0.66149 | 0.66149 | 0.66149 | 0.66149 | 0.66149 | 0.66149 | 0.66149 | 0.66149 | 0.66149
| 125 | 0.88454 | 0.88454 | 0.88454 | 0.88454 | 0.88454 | 0.88454 | 0.88454 | 0.88454 | 0.88454 | 0.88454 | 0.91121 | 0.91121 | 0.91121 | 0.91121 | 0.91121 | 0.91121 | 0.91121 | 0.91121 | 0.91121 | 0.91121 | 0.92302 | 0.92302 | 0.92302 | 0.92302 | 0.92302 | 0.92302 | 0.92302 | 0.92302 | 0.92302 | 0.92302 | 0.91782 | 0.91782 | 0.91782 | 0.91782 | 0.91782 | 0.91782 | 0.91782 | 0.91782 | 0.91782 | 0.91782 | 0.8949 | 0.8949 | 0.8949 | 0.8949 | 0.8949 | 0.8949 | 0.8949 | 0.8949 | 0.8949 | 0.8949 | 0.8552 | 0.8552 | 0.8552 | 0.8552 | 0.8552 | 0.8552 | 0.8552 | 0.8552 | 0.8552 | 0.8552 | 0.80102 | 0.80102 | 0.80102 | 0.80102 | 0.80102 | 0.80102 | 0.80102 | 0.80102 | 0.80102 | 0.80102 | 0.7354 | 0.7354 | 0.7354 | 0.7354 | 0.7354 | 0.7354 | 0.7354 | 0.7354 | 0.7354 | 0.7354 | 0.66149 | 0.66149 | 0.66149 | 0.66149 | 0.66149 | 0.66149 | 0.66149 | 0.66149 | 0.66149 | 0.66149 | 0.66149
| 126 | 0.88454 | 0.88454 | 0.88454 | 0.88454 | 0.88454 | 0.88454 | 0.88454 | 0.88454 | 0.88454 | 0.88454 | 0.91121 | 0.91121 | 0.91121 | 0.91121 | 0.91121 | 0.91121 | 0.91121 | 0.91121 | 0.91121 | 0.91121 | 0.92302 | 0.92302 | 0.92302 | 0.92302 | 0.92302 | 0.92302 | 0.92302 | 0.92302 | 0.92302 | 0.92302 | 0.91782 | 0.91782 | 0.91782 | 0.91782 | 0.91782 | 0.91782 | 0.91782 | 0.91782 | 0.91782 | 0.91782 | 0.8949 | 0.8949 | 0.8949 | 0.8949 | 0.8949 | 0.8949 | 0.8949 | 0.8949 | 0.8949 | 0.8949 | 0.8552 | 0.8552 | 0.8552 | 0.8552 | 0.8552 | 0.8552 | 0.8552 | 0.8552 | 0.8552 | 0.8552 | 0.80102 | 0.80102 | 0.80102 | 0.80102 | 0.80102 | 0.80102 | 0.80102 | 0.80102 | 0.80102 | 0.80102 | 0.7354 | 0.7354 | 0.7354 | 0.7354 | 0.7354 | 0.7354 | 0.7354 | 0.7354 | 0.7354 | 0.7354 | 0.66149 | 0.66149 | 0.66149 | 0.66149 | 0.66149 | 0.66149 | 0.66149 | 0.66149 | 0.66149 | 0.66149 | 0.66149
| 127 | 0.88454 | 0.88454 | 0.88454 | 0.88454 | 0.88454 | 0.88454 | 0.88454 | 0.88454 | 0.88454 | 0.88454 | 0.91121 | 0.91121 | 0.91121 | 0.91121 | 0.91121 | 0.91121 | 0.91121 | 0.91121 | 0.91121 | 0.91121 | 0.92302 | 0.92302 | 0.92302 | 0.92302 | 0.92302 | 0.92302 | 0.92302 | 0.92302 | 0.92302 | 0.92302 | 0.91782 | 0.91782 | 0.91782 | 0.91782 | 0.91782 | 0.91782 | 0.91782 | 0.91782 | 0.91782 | 0.91782 | 0.8949 | 0.8949 | 0.8949 | 0.8949 | 0.8949 | 0.8949 | 0.8949 | 0.8949 | 0.8949 | 0.8949 | 0.8552 | 0.8552 | 0.8552 | 0.8552 | 0.8552 | 0.8552 | 0.8552 | 0.8552 | 0.8552 | 0.8552 | 0.80102 | 0.80102 | 0.80102 | 0.80102 | 0.80102 | 0.80102 | 0.80102 | 0.80102 | 0.80102 | 0.80102 | 0.7354 | 0.7354 | 0.7354 | 0.7354 | 0.7354 | 0.7354 | 0.7354 | 0.7354 | 0.7354 | 0.7354 | 0.66149 | 0.66149 | 0.66149 | 0.66149 | 0.66149 | 0.66149 | 0.66149 | 0.66149 | 0.66149 | 0.66149 | 0.66149
| 128 | 0.88454 | 0.88454 | 0.88454 | 0.88454 | 0.88454 | 0.88454 | 0.88454 | 0.88454 | 0.88454 | 0.88454 | 0.91121 | 0.91121 | 0.91121 | 0.91121 | 0.91121 | 0.91121 | 0.91121 | 0.91121 | 0.91121 | 0.91121 | 0.92302 | 0.92302 | 0.92302 | 0.92302 | 0.92302 | 0.92302 | 0.92302 | 0.92302 | 0.92302 | 0.92302 | 0.91782 | 0.91782 | 0.91782 | 0.91782 | 0.91782 | 0.91782 | 0.91782 | 0.91782 | 0.91782 | 0.91782 | 0.8949 | 0.8949 | 0.8949 | 0.8949 | 0.8949 | 0.8949 | 0.8949 | 0.8949 | 0.8949 | 0.8949 | 0.8552 | 0.8552 | 0.8552 | 0.8552 | 0.8552 | 0.8552 | 0.8552 | 0.8552 | 0.8552 | 0.8552 | 0.80102 | 0.80102 | 0.80102 | 0.80102 | 0.80102 | 0.80102 | 0.80102 | 0.80102 | 0.80102 | 0.80102 | 0.7354 | 0.7354 | 0.7354 | 0.7354 | 0.7354 | 0.7354 | 0.7354 | 0.7354 | 0.7354 | 0.7354 | 0.66149 | 0.66149 | 0.66149 | 0.66149 | 0.66149 | 0.66149 | 0.66149 | 0.66149 | 0.66149 | 0.66149 | 0.66149
| 129 | 0.88454 | 0.88454 | 0.88454 | 0.88454 | 0.88454 | 0.88454 | 0.88454 | 0.88454 | 0.88454 | 0.88454 | 0.91121 | 0.91121 | 0.91121 | 0.91121 | 0.91121 | 0.91121 | 0.91121 | 0.91121 | 0.91121 | 0.91121 | 0.92302 | 0.92302 | 0.92302 | 0.92302 | 0.92302 | 0.92302 | 0.92302 | 0.92302 | 0.92302 | 0.92302 | 0.91782 | 0.91782 | 0.91782 | 0.91782 | 0.91782 | 0.91782 | 0.91782 | 0.91782 | 0.91782 | 0.91782 | 0.8949 | 0.8949 | 0.8949 | 0.8949 | 0.8949 | 0.8949 | 0.8949 | 0.8949 | 0.8949 | 0.8949 | 0.8552 | 0.8552 | 0.8552 | 0.8552 | 0.8552 | 0.8552 | 0.8552 | 0.8552 | 0.8552 | 0.8552 | 0.80102 | 0.80102 | 0.80102 | 0.80102 | 0.80102 | 0.80102 | 0.80102 | 0.80102 | 0.80102 | 0.80102 | 0.7354 | 0.7354 | 0.7354 | 0.7354 | 0.7354 | 0.7354 | 0.7354 | 0.7354 | 0.7354 | 0.7354 | 0.66149 | 0.66149 | 0.66149 | 0.66149 | 0.66149 | 0.66149 | 0.66149 | 0.66149 | 0.66149 | 0.66149 | 0.66149
| 130 | 0.88968 | 0.88968 | 0.88968 | 0.88968 | 0.88968 | 0.88968 | 0.88968 | 0.88968 | 0.88968 | 0.88968 | 0.92518 | 0.92518 | 0.92518 | 0.92518 | 0.92518 | 0.92518 | 0.92518 | 0.92518 | 0.92518 | 0.92518 | 0.94392 | 0.94392 | 0.94392 | 0.94392 | 0.94392 | 0.94392 | 0.94392 | 0.94392 | 0.94392 | 0.94392 | 0.94375 | 0.94375 | 0.94375 | 0.94375 | 0.94375 | 0.94375 | 0.94375 | 0.94375 | 0.94375 | 0.94375 | 0.92395 | 0.92395 | 0.92395 | 0.92395 | 0.92395 | 0.92395 | 0.92395 | 0.92395 | 0.92395 | 0.92395 | 0.88547 | 0.88547 | 0.88547 | 0.88547 | 0.88547 | 0.88547 | 0.88547 | 0.88547 | 0.88547 | 0.88547 | 0.8306 | 0.8306 | 0.8306 | 0.8306 | 0.8306 | 0.8306 | 0.8306 | 0.8306 | 0.8306 | 0.8306 | 0.76238 | 0.76238 | 0.76238 | 0.76238 | 0.76238 | 0.76238 | 0.76238 | 0.76238 | 0.76238 | 0.76238 | 0.68396 | 0.68396 | 0.68396 | 0.68396 | 0.68396 | 0.68396 | 0.68396 | 0.68396 | 0.68396 | 0.68396 | 0.68396
| 131 | 0.88968 | 0.88968 | 0.88968 | 0.88968 | 0.88968 | 0.88968 | 0.88968 | 0.88968 | 0.88968 | 0.88968 | 0.92518 | 0.92518 | 0.92518 | 0.92518 | 0.92518 | 0.92518 | 0.92518 | 0.92518 | 0.92518 | 0.92518 | 0.94392 | 0.94392 | 0.94392 | 0.94392 | 0.94392 | 0.94392 | 0.94392 | 0.94392 | 0.94392 | 0.94392 | 0.94375 | 0.94375 | 0.94375 | 0.94375 | 0.94375 | 0.94375 | 0.94375 | 0.94375 | 0.94375 | 0.94375 | 0.92395 | 0.92395 | 0.92395 | 0.92395 | 0.92395 | 0.92395 | 0.92395 | 0.92395 | 0.92395 | 0.92395 | 0.88547 | 0.88547 | 0.88547 | 0.88547 | 0.88547 | 0.88547 | 0.88547 | 0.88547 | 0.88547 | 0.88547 | 0.8306 | 0.8306 | 0.8306 | 0.8306 | 0.8306 | 0.8306 | 0.8306 | 0.8306 | 0.8306 | 0.8306 | 0.76238 | 0.76238 | 0.76238 | 0.76238 | 0.76238 | 0.76238 | 0.76238 | 0.76238 | 0.76238 | 0.76238 | 0.68396 | 0.68396 | 0.68396 | 0.68396 | 0.68396 | 0.68396 | 0.68396 | 0.68396 | 0.68396 | 0.68396 | 0.68396
| 132 | 0.88968 | 0.88968 | 0.88968 | 0.88968 | 0.88968 | 0.88968 | 0.88968 | 0.88968 | 0.88968 | 0.88968 | 0.92518 | 0.92518 | 0.92518 | 0.92518 | 0.92518 | 0.92518 | 0.92518 | 0.92518 | 0.92518 | 0.92518 | 0.94392 | 0.94392 | 0.94392 | 0.94392 | 0.94392 | 0.94392 | 0.94392 | 0.94392 | 0.94392 | 0.94392 | 0.94375 | 0.94375 | 0.94375 | 0.94375 | 0.94375 | 0.94375 | 0.94375 | 0.94375 | 0.94375 | 0.94375 | 0.92395 | 0.92395 | 0.92395 | 0.92395 | 0.92395 | 0.92395 | 0.92395 | 0.92395 | 0.92395 | 0.92395 | 0.88547 | 0.88547 | 0.88547 | 0.88547 | 0.88547 | 0.88547 | 0.88547 | 0.88547 | 0.88547 | 0.88547 | 0.8306 | 0.8306 | 0.8306 | 0.8306 | 0.8306 | 0.8306 | 0.8306 | 0.8306 | 0.8306 | 0.8306 | 0.76238 | 0.76238 | 0.76238 | 0.76238 | 0.76238 | 0.76238 | 0.76238 | 0.76238 | 0.76238 | 0.76238 | 0.68396 | 0.68396 | 0.68396 | 0.68396 | 0.68396 | 0.68396 | 0.68396 | 0.68396 | 0.68396 | 0.68396 | 0.68396
| 133 | 0.88968 | 0.88968 | 0.88968 | 0.88968 | 0.88968 | 0.88968 | 0.88968 | 0.88968 | 0.88968 | 0.88968 | 0.92518 | 0.92518 | 0.92518 | 0.92518 | 0.92518 | 0.92518 | 0.92518 | 0.92518 | 0.92518 | 0.92518 | 0.94392 | 0.94392 | 0.94392 | 0.94392 | 0.94392 | 0.94392 | 0.94392 | 0.94392 | 0.94392 | 0.94392 | 0.94375 | 0.94375 | 0.94375 | 0.94375 | 0.94375 | 0.94375 | 0.94375 | 0.94375 | 0.94375 | 0.94375 | 0.92395 | 0.92395 | 0.92395 | 0.92395 | 0.92395 | 0.92395 | 0.92395 | 0.92395 | 0.92395 | 0.92395 | 0.88547 | 0.88547 | 0.88547 | 0.88547 | 0.88547 | 0.88547 | 0.88547 | 0.88547 | 0.88547 | 0.88547 | 0.8306 | 0.8306 | 0.8306 | 0.8306 | 0.8306 | 0.8306 | 0.8306 | 0.8306 | 0.8306 | 0.8306 | 0.76238 | 0.76238 | 0.76238 | 0.76238 | 0.76238 | 0.76238 | 0.76238 | 0.76238 | 0.76238 | 0.76238 | 0.68396 | 0.68396 | 0.68396 | 0.68396 | 0.68396 | 0.68396 | 0.68396 | 0.68396 | 0.68396 | 0.68396 | 0.68396
| 134 | 0.88968 | 0.88968 | 0.88968 | 0.88968 | 0.88968 | 0.88968 | 0.88968 | 0.88968 | 0.88968 | 0.88968 | 0.92518 | 0.92518 | 0.92518 | 0.92518 | 0.92518 | 0.92518 | 0.92518 | 0.92518 | 0.92518 | 0.92518 | 0.94392 | 0.94392 | 0.94392 | 0.94392 | 0.94392 | 0.94392 | 0.94392 | 0.94392 | 0.94392 | 0.94392 | 0.94375 | 0.94375 | 0.94375 | 0.94375 | 0.94375 | 0.94375 | 0.94375 | 0.94375 | 0.94375 | 0.94375 | 0.92395 | 0.92395 | 0.92395 | 0.92395 | 0.92395 | 0.92395 | 0.92395 | 0.92395 | 0.92395 | 0.92395 | 0.88547 | 0.88547 | 0.88547 | 0.88547 | 0.88547 | 0.88547 | 0.88547 | 0.88547 | 0.88547 | 0.88547 | 0.8306 | 0.8306 | 0.8306 | 0.8306 | 0.8306 | 0.8306 | 0.8306 | 0.8306 | 0.8306 | 0.8306 | 0.76238 | 0.76238 | 0.76238 | 0.76238 | 0.76238 | 0.76238 | 0.76238 | 0.76238 | 0.76238 | 0.76238 | 0.68396 | 0.68396 | 0.68396 | 0.68396 | 0.68396 | 0.68396 | 0.68396 | 0.68396 | 0.68396 | 0.68396 | 0.68396
| 135 | 0.88968 | 0.88968 | 0.88968 | 0.88968 | 0.88968 | 0.88968 | 0.88968 | 0.88968 | 0.88968 | 0.88968 | 0.92518 | 0.92518 | 0.92518 | 0.92518 | 0.92518 | 0.92518 | 0.92518 | 0.92518 | 0.92518 | 0.92518 | 0.94392 | 0.94392 | 0.94392 | 0.94392 | 0.94392 | 0.94392 | 0.94392 | 0.94392 | 0.94392 | 0.94392 | 0.94375 | 0.94375 | 0.94375 | 0.94375 | 0.94375 | 0.94375 | 0.94375 | 0.94375 | 0.94375 | 0.94375 | 0.92395 | 0.92395 | 0.92395 | 0.92395 | 0.92395 | 0.92395 | 0.92395 | 0.92395 | 0.92395 | 0.92395 | 0.88547 | 0.88547 | 0.88547 | 0.88547 | 0.88547 | 0.88547 | 0.88547 | 0.88547 | 0.88547 | 0.88547 | 0.8306 | 0.8306 | 0.8306 | 0.8306 | 0.8306 | 0.8306 | 0.8306 | 0.8306 | 0.8306 | 0.8306 | 0.76238 | 0.76238 | 0.76238 | 0.76238 | 0.76238 | 0.76238 | 0.76238 | 0.76238 | 0.76238 | 0.76238 | 0.68396 | 0.68396 | 0.68396 | 0.68396 | 0.68396 | 0.68396 | 0.68396 | 0.68396 | 0.68396 | 0.68396 | 0.68396
| 136 | 0.88968 | 0.88968 | 0.88968 | 0.88968 | 0.88968 | 0.88968 | 0.88968 | 0.88968 | 0.88968 | 0.88968 | 0.92518 | 0.92518 | 0.92518 | 0.92518 | 0.92518 | 0.92518 | 0.92518 | 0.92518 | 0.92518 | 0.92518 | 0.94392 | 0.94392 | 0.94392 | 0.94392 | 0.94392 | 0.94392 | 0.94392 | 0.94392 | 0.94392 | 0.94392 | 0.94375 | 0.94375 | 0.94375 | 0.94375 | 0.94375 | 0.94375 | 0.94375 | 0.94375 | 0.94375 | 0.94375 | 0.92395 | 0.92395 | 0.92395 | 0.92395 | 0.92395 | 0.92395 | 0.92395 | 0.92395 | 0.92395 | 0.92395 | 0.88547 | 0.88547 | 0.88547 | 0.88547 | 0.88547 | 0.88547 | 0.88547 | 0.88547 | 0.88547 | 0.88547 | 0.8306 | 0.8306 | 0.8306 | 0.8306 | 0.8306 | 0.8306 | 0.8306 | 0.8306 | 0.8306 | 0.8306 | 0.76238 | 0.76238 | 0.76238 | 0.76238 | 0.76238 | 0.76238 | 0.76238 | 0.76238 | 0.76238 | 0.76238 | 0.68396 | 0.68396 | 0.68396 | 0.68396 | 0.68396 | 0.68396 | 0.68396 | 0.68396 | 0.68396 | 0.68396 | 0.68396
| 137 | 0.88968 | 0.88968 | 0.88968 | 0.88968 | 0.88968 | 0.88968 | 0.88968 | 0.88968 | 0.88968 | 0.88968 | 0.92518 | 0.92518 | 0.92518 | 0.92518 | 0.92518 | 0.92518 | 0.92518 | 0.92518 | 0.92518 | 0.92518 | 0.94392 | 0.94392 | 0.94392 | 0.94392 | 0.94392 | 0.94392 | 0.94392 | 0.94392 | 0.94392 | 0.94392 | 0.94375 | 0.94375 | 0.94375 | 0.94375 | 0.94375 | 0.94375 | 0.94375 | 0.94375 | 0.94375 | 0.94375 | 0.92395 | 0.92395 | 0.92395 | 0.92395 | 0.92395 | 0.92395 | 0.92395 | 0.92395 | 0.92395 | 0.92395 | 0.88547 | 0.88547 | 0.88547 | 0.88547 | 0.88547 | 0.88547 | 0.88547 | 0.88547 | 0.88547 | 0.88547 | 0.8306 | 0.8306 | 0.8306 | 0.8306 | 0.8306 | 0.8306 | 0.8306 | 0.8306 | 0.8306 | 0.8306 | 0.76238 | 0.76238 | 0.76238 | 0.76238 | 0.76238 | 0.76238 | 0.76238 | 0.76238 | 0.76238 | 0.76238 | 0.68396 | 0.68396 | 0.68396 | 0.68396 | 0.68396 | 0.68396 | 0.68396 | 0.68396 | 0.68396 | 0.68396 | 0.68396
| 138 | 0.88968 | 0.88968 | 0.88968 | 0.88968 | 0.88968 | 0.88968 | 0.88968 | 0.88968 | 0.88968 | 0.88968 | 0.92518 | 0.92518 | 0.92518 | 0.92518 | 0.92518 | 0.92518 | 0.92518 | 0.92518 | 0.92518 | 0.92518 | 0.94392 | 0.94392 | 0.94392 | 0.94392 | 0.94392 | 0.94392 | 0.94392 | 0.94392 | 0.94392 | 0.94392 | 0.94375 | 0.94375 | 0.94375 | 0.94375 | 0.94375 | 0.94375 | 0.94375 | 0.94375 | 0.94375 | 0.94375 | 0.92395 | 0.92395 | 0.92395 | 0.92395 | 0.92395 | 0.92395 | 0.92395 | 0.92395 | 0.92395 | 0.92395 | 0.88547 | 0.88547 | 0.88547 | 0.88547 | 0.88547 | 0.88547 | 0.88547 | 0.88547 | 0.88547 | 0.88547 | 0.8306 | 0.8306 | 0.8306 | 0.8306 | 0.8306 | 0.8306 | 0.8306 | 0.8306 | 0.8306 | 0.8306 | 0.76238 | 0.76238 | 0.76238 | 0.76238 | 0.76238 | 0.76238 | 0.76238 | 0.76238 | 0.76238 | 0.76238 | 0.68396 | 0.68396 | 0.68396 | 0.68396 | 0.68396 | 0.68396 | 0.68396 | 0.68396 | 0.68396 | 0.68396 | 0.68396
| 139 | 0.88968 | 0.88968 | 0.88968 | 0.88968 | 0.88968 | 0.88968 | 0.88968 | 0.88968 | 0.88968 | 0.88968 | 0.92518 | 0.92518 | 0.92518 | 0.92518 | 0.92518 | 0.92518 | 0.92518 | 0.92518 | 0.92518 | 0.92518 | 0.94392 | 0.94392 | 0.94392 | 0.94392 | 0.94392 | 0.94392 | 0.94392 | 0.94392 | 0.94392 | 0.94392 | 0.94375 | 0.94375 | 0.94375 | 0.94375 | 0.94375 | 0.94375 | 0.94375 | 0.94375 | 0.94375 | 0.94375 | 0.92395 | 0.92395 | 0.92395 | 0.92395 | 0.92395 | 0.92395 | 0.92395 | 0.92395 | 0.92395 | 0.92395 | 0.88547 | 0.88547 | 0.88547 | 0.88547 | 0.88547 | 0.88547 | 0.88547 | 0.88547 | 0.88547 | 0.88547 | 0.8306 | 0.8306 | 0.8306 | 0.8306 | 0.8306 | 0.8306 | 0.8306 | 0.8306 | 0.8306 | 0.8306 | 0.76238 | 0.76238 | 0.76238 | 0.76238 | 0.76238 | 0.76238 | 0.76238 | 0.76238 | 0.76238 | 0.76238 | 0.68396 | 0.68396 | 0.68396 | 0.68396 | 0.68396 | 0.68396 | 0.68396 | 0.68396 | 0.68396 | 0.68396 | 0.68396
| 140 | 0.89397 | 0.89397 | 0.89397 | 0.89397 | 0.89397 | 0.89397 | 0.89397 | 0.89397 | 0.89397 | 0.89397 | 0.93683 | 0.93683 | 0.93683 | 0.93683 | 0.93683 | 0.93683 | 0.93683 | 0.93683 | 0.93683 | 0.93683 | 0.9613 | 0.9613 | 0.9613 | 0.9613 | 0.9613 | 0.9613 | 0.9613 | 0.9613 | 0.9613 | 0.9613 | 0.96521 | 0.96521 | 0.96521 | 0.96521 | 0.96521 | 0.96521 | 0.96521 | 0.96521 | 0.96521 | 0.96521 | 0.94787 | 0.94787 | 0.94787 | 0.94787 | 0.94787 | 0.94787 | 0.94787 | 0.94787 | 0.94787 | 0.94787 | 0.9102 | 0.9102 | 0.9102 | 0.9102 | 0.9102 | 0.9102 | 0.9102 | 0.9102 | 0.9102 | 0.9102 | 0.85452 | 0.85452 | 0.85452 | 0.85452 | 0.85452 | 0.85452 | 0.85452 | 0.85452 | 0.85452 | 0.85452 | 0.78384 | 0.78384 | 0.78384 | 0.78384 | 0.78384 | 0.78384 | 0.78384 | 0.78384 | 0.78384 | 0.78384 | 0.70134 | 0.70134 | 0.70134 | 0.70134 | 0.70134 | 0.70134 | 0.70134 | 0.70134 | 0.70134 | 0.70134 | 0.70134
| 141 | 0.89397 | 0.89397 | 0.89397 | 0.89397 | 0.89397 | 0.89397 | 0.89397 | 0.89397 | 0.89397 | 0.89397 | 0.93683 | 0.93683 | 0.93683 | 0.93683 | 0.93683 | 0.93683 | 0.93683 | 0.93683 | 0.93683 | 0.93683 | 0.9613 | 0.9613 | 0.9613 | 0.9613 | 0.9613 | 0.9613 | 0.9613 | 0.9613 | 0.9613 | 0.9613 | 0.96521 | 0.96521 | 0.96521 | 0.96521 | 0.96521 | 0.96521 | 0.96521 | 0.96521 | 0.96521 | 0.96521 | 0.94787 | 0.94787 | 0.94787 | 0.94787 | 0.94787 | 0.94787 | 0.94787 | 0.94787 | 0.94787 | 0.94787 | 0.9102 | 0.9102 | 0.9102 | 0.9102 | 0.9102 | 0.9102 | 0.9102 | 0.9102 | 0.9102 | 0.9102 | 0.85452 | 0.85452 | 0.85452 | 0.85452 | 0.85452 | 0.85452 | 0.85452 | 0.85452 | 0.85452 | 0.85452 | 0.78384 | 0.78384 | 0.78384 | 0.78384 | 0.78384 | 0.78384 | 0.78384 | 0.78384 | 0.78384 | 0.78384 | 0.70134 | 0.70134 | 0.70134 | 0.70134 | 0.70134 | 0.70134 | 0.70134 | 0.70134 | 0.70134 | 0.70134 | 0.70134
| 142 | 0.89397 | 0.89397 | 0.89397 | 0.89397 | 0.89397 | 0.89397 | 0.89397 | 0.89397 | 0.89397 | 0.89397 | 0.93683 | 0.93683 | 0.93683 | 0.93683 | 0.93683 | 0.93683 | 0.93683 | 0.93683 | 0.93683 | 0.93683 | 0.9613 | 0.9613 | 0.9613 | 0.9613 | 0.9613 | 0.9613 | 0.9613 | 0.9613 | 0.9613 | 0.9613 | 0.96521 | 0.96521 | 0.96521 | 0.96521 | 0.96521 | 0.96521 | 0.96521 | 0.96521 | 0.96521 | 0.96521 | 0.94787 | 0.94787 | 0.94787 | 0.94787 | 0.94787 | 0.94787 | 0.94787 | 0.94787 | 0.94787 | 0.94787 | 0.9102 | 0.9102 | 0.9102 | 0.9102 | 0.9102 | 0.9102 | 0.9102 | 0.9102 | 0.9102 | 0.9102 | 0.85452 | 0.85452 | 0.85452 | 0.85452 | 0.85452 | 0.85452 | 0.85452 | 0.85452 | 0.85452 | 0.85452 | 0.78384 | 0.78384 | 0.78384 | 0.78384 | 0.78384 | 0.78384 | 0.78384 | 0.78384 | 0.78384 | 0.78384 | 0.70134 | 0.70134 | 0.70134 | 0.70134 | 0.70134 | 0.70134 | 0.70134 | 0.70134 | 0.70134 | 0.70134 | 0.70134
| 143 | 0.89397 | 0.89397 | 0.89397 | 0.89397 | 0.89397 | 0.89397 | 0.89397 | 0.89397 | 0.89397 | 0.89397 | 0.93683 | 0.93683 | 0.93683 | 0.93683 | 0.93683 | 0.93683 | 0.93683 | 0.93683 | 0.93683 | 0.93683 | 0.9613 | 0.9613 | 0.9613 | 0.9613 | 0.9613 | 0.9613 | 0.9613 | 0.9613 | 0.9613 | 0.9613 | 0.96521 | 0.96521 | 0.96521 | 0.96521 | 0.96521 | 0.96521 | 0.96521 | 0.96521 | 0.96521 | 0.96521 | 0.94787 | 0.94787 | 0.94787 | 0.94787 | 0.94787 | 0.94787 | 0.94787 | 0.94787 | 0.94787 | 0.94787 | 0.9102 | 0.9102 | 0.9102 | 0.9102 | 0.9102 | 0.9102 | 0.9102 | 0.9102 | 0.9102 | 0.9102 | 0.85452 | 0.85452 | 0.85452 | 0.85452 | 0.85452 | 0.85452 | 0.85452 | 0.85452 | 0.85452 | 0.85452 | 0.78384 | 0.78384 | 0.78384 | 0.78384 | 0.78384 | 0.78384 | 0.78384 | 0.78384 | 0.78384 | 0.78384 | 0.70134 | 0.70134 | 0.70134 | 0.70134 | 0.70134 | 0.70134 | 0.70134 | 0.70134 | 0.70134 | 0.70134 | 0.70134
| 144 | 0.89397 | 0.89397 | 0.89397 | 0.89397 | 0.89397 | 0.89397 | 0.89397 | 0.89397 | 0.89397 | 0.89397 | 0.93683 | 0.93683 | 0.93683 | 0.93683 | 0.93683 | 0.93683 | 0.93683 | 0.93683 | 0.93683 | 0.93683 | 0.9613 | 0.9613 | 0.9613 | 0.9613 | 0.9613 | 0.9613 | 0.9613 | 0.9613 | 0.9613 | 0.9613 | 0.96521 | 0.96521 | 0.96521 | 0.96521 | 0.96521 | 0.96521 | 0.96521 | 0.96521 | 0.96521 | 0.96521 | 0.94787 | 0.94787 | 0.94787 | 0.94787 | 0.94787 | 0.94787 | 0.94787 | 0.94787 | 0.94787 | 0.94787 | 0.9102 | 0.9102 | 0.9102 | 0.9102 | 0.9102 | 0.9102 | 0.9102 | 0.9102 | 0.9102 | 0.9102 | 0.85452 | 0.85452 | 0.85452 | 0.85452 | 0.85452 | 0.85452 | 0.85452 | 0.85452 | 0.85452 | 0.85452 | 0.78384 | 0.78384 | 0.78384 | 0.78384 | 0.78384 | 0.78384 | 0.78384 | 0.78384 | 0.78384 | 0.78384 | 0.70134 | 0.70134 | 0.70134 | 0.70134 | 0.70134 | 0.70134 | 0.70134 | 0.70134 | 0.70134 | 0.70134 | 0.70134
| 145 | 0.89397 | 0.89397 | 0.89397 | 0.89397 | 0.89397 | 0.89397 | 0.89397 | 0.89397 | 0.89397 | 0.89397 | 0.93683 | 0.93683 | 0.93683 | 0.93683 | 0.93683 | 0.93683 | 0.93683 | 0.93683 | 0.93683 | 0.93683 | 0.9613 | 0.9613 | 0.9613 | 0.9613 | 0.9613 | 0.9613 | 0.9613 | 0.9613 | 0.9613 | 0.9613 | 0.96521 | 0.96521 | 0.96521 | 0.96521 | 0.96521 | 0.96521 | 0.96521 | 0.96521 | 0.96521 | 0.96521 | 0.94787 | 0.94787 | 0.94787 | 0.94787 | 0.94787 | 0.94787 | 0.94787 | 0.94787 | 0.94787 | 0.94787 | 0.9102 | 0.9102 | 0.9102 | 0.9102 | 0.9102 | 0.9102 | 0.9102 | 0.9102 | 0.9102 | 0.9102 | 0.85452 | 0.85452 | 0.85452 | 0.85452 | 0.85452 | 0.85452 | 0.85452 | 0.85452 | 0.85452 | 0.85452 | 0.78384 | 0.78384 | 0.78384 | 0.78384 | 0.78384 | 0.78384 | 0.78384 | 0.78384 | 0.78384 | 0.78384 | 0.70134 | 0.70134 | 0.70134 | 0.70134 | 0.70134 | 0.70134 | 0.70134 | 0.70134 | 0.70134 | 0.70134 | 0.70134
| 146 | 0.89397 | 0.89397 | 0.89397 | 0.89397 | 0.89397 | 0.89397 | 0.89397 | 0.89397 | 0.89397 | 0.89397 | 0.93683 | 0.93683 | 0.93683 | 0.93683 | 0.93683 | 0.93683 | 0.93683 | 0.93683 | 0.93683 | 0.93683 | 0.9613 | 0.9613 | 0.9613 | 0.9613 | 0.9613 | 0.9613 | 0.9613 | 0.9613 | 0.9613 | 0.9613 | 0.96521 | 0.96521 | 0.96521 | 0.96521 | 0.96521 | 0.96521 | 0.96521 | 0.96521 | 0.96521 | 0.96521 | 0.94787 | 0.94787 | 0.94787 | 0.94787 | 0.94787 | 0.94787 | 0.94787 | 0.94787 | 0.94787 | 0.94787 | 0.9102 | 0.9102 | 0.9102 | 0.9102 | 0.9102 | 0.9102 | 0.9102 | 0.9102 | 0.9102 | 0.9102 | 0.85452 | 0.85452 | 0.85452 | 0.85452 | 0.85452 | 0.85452 | 0.85452 | 0.85452 | 0.85452 | 0.85452 | 0.78384 | 0.78384 | 0.78384 | 0.78384 | 0.78384 | 0.78384 | 0.78384 | 0.78384 | 0.78384 | 0.78384 | 0.70134 | 0.70134 | 0.70134 | 0.70134 | 0.70134 | 0.70134 | 0.70134 | 0.70134 | 0.70134 | 0.70134 | 0.70134
| 147 | 0.89397 | 0.89397 | 0.89397 | 0.89397 | 0.89397 | 0.89397 | 0.89397 | 0.89397 | 0.89397 | 0.89397 | 0.93683 | 0.93683 | 0.93683 | 0.93683 | 0.93683 | 0.93683 | 0.93683 | 0.93683 | 0.93683 | 0.93683 | 0.9613 | 0.9613 | 0.9613 | 0.9613 | 0.9613 | 0.9613 | 0.9613 | 0.9613 | 0.9613 | 0.9613 | 0.96521 | 0.96521 | 0.96521 | 0.96521 | 0.96521 | 0.96521 | 0.96521 | 0.96521 | 0.96521 | 0.96521 | 0.94787 | 0.94787 | 0.94787 | 0.94787 | 0.94787 | 0.94787 | 0.94787 | 0.94787 | 0.94787 | 0.94787 | 0.9102 | 0.9102 | 0.9102 | 0.9102 | 0.9102 | 0.9102 | 0.9102 | 0.9102 | 0.9102 | 0.9102 | 0.85452 | 0.85452 | 0.85452 | 0.85452 | 0.85452 | 0.85452 | 0.85452 | 0.85452 | 0.85452 | 0.85452 | 0.78384 | 0.78384 | 0.78384 | 0.78384 | 0.78384 | 0.78384 | 0.78384 | 0.78384 | 0.78384 | 0.78384 | 0.70134 | 0.70134 | 0.70134 | 0.70134 | 0.70134 | 0.70134 | 0.70134 | 0.70134 | 0.70134 | 0.70134 | 0.70134
| 148 | 0.89397 | 0.89397 | 0.89397 | 0.89397 | 0.89397 | 0.89397 | 0.89397 | 0.89397 | 0.89397 | 0.89397 | 0.93683 | 0.93683 | 0.93683 | 0.93683 | 0.93683 | 0.93683 | 0.93683 | 0.93683 | 0.93683 | 0.93683 | 0.9613 | 0.9613 | 0.9613 | 0.9613 | 0.9613 | 0.9613 | 0.9613 | 0.9613 | 0.9613 | 0.9613 | 0.96521 | 0.96521 | 0.96521 | 0.96521 | 0.96521 | 0.96521 | 0.96521 | 0.96521 | 0.96521 | 0.96521 | 0.94787 | 0.94787 | 0.94787 | 0.94787 | 0.94787 | 0.94787 | 0.94787 | 0.94787 | 0.94787 | 0.94787 | 0.9102 | 0.9102 | 0.9102 | 0.9102 | 0.9102 | 0.9102 | 0.9102 | 0.9102 | 0.9102 | 0.9102 | 0.85452 | 0.85452 | 0.85452 | 0.85452 | 0.85452 | 0.85452 | 0.85452 | 0.85452 | 0.85452 | 0.85452 | 0.78384 | 0.78384 | 0.78384 | 0.78384 | 0.78384 | 0.78384 | 0.78384 | 0.78384 | 0.78384 | 0.78384 | 0.70134 | 0.70134 | 0.70134 | 0.70134 | 0.70134 | 0.70134 | 0.70134 | 0.70134 | 0.70134 | 0.70134 | 0.70134
| 149 | 0.89397 | 0.89397 | 0.89397 | 0.89397 | 0.89397 | 0.89397 | 0.89397 | 0.89397 | 0.89397 | 0.89397 | 0.93683 | 0.93683 | 0.93683 | 0.93683 | 0.93683 | 0.93683 | 0.93683 | 0.93683 | 0.93683 | 0.93683 | 0.9613 | 0.9613 | 0.9613 | 0.9613 | 0.9613 | 0.9613 | 0.9613 | 0.9613 | 0.9613 | 0.9613 | 0.96521 | 0.96521 | 0.96521 | 0.96521 | 0.96521 | 0.96521 | 0.96521 | 0.96521 | 0.96521 | 0.96521 | 0.94787 | 0.94787 | 0.94787 | 0.94787 | 0.94787 | 0.94787 | 0.94787 | 0.94787 | 0.94787 | 0.94787 | 0.9102 | 0.9102 | 0.9102 | 0.9102 | 0.9102 | 0.9102 | 0.9102 | 0.9102 | 0.9102 | 0.9102 | 0.85452 | 0.85452 | 0.85452 | 0.85452 | 0.85452 | 0.85452 | 0.85452 | 0.85452 | 0.85452 | 0.85452 | 0.78384 | 0.78384 | 0.78384 | 0.78384 | 0.78384 | 0.78384 | 0.78384 | 0.78384 | 0.78384 | 0.78384 | 0.70134 | 0.70134 | 0.70134 | 0.70134 | 0.70134 | 0.70134 | 0.70134 | 0.70134 | 0.70134 | 0.70134 | 0.70134
| 150 | 0.89733 | 0.89733 | 0.89733 | 0.89733 | 0.89733 | 0.89733 | 0.89733 | 0.89733 | 0.89733 | 0.89733 | 0.94593 | 0.94593 | 0.94593 | 0.94593 | 0.94593 | 0.94593 | 0.94593 | 0.94593 | 0.94593 | 0.94593 | 0.97481 | 0.97481 | 0.97481 | 0.97481 | 0.97481 | 0.97481 | 0.97481 | 0.97481 | 0.97481 | 0.97481 | 0.98185 | 0.98185 | 0.98185 | 0.98185 | 0.98185 | 0.98185 | 0.98185 | 0.98185 | 0.98185 | 0.98185 | 0.96631 | 0.96631 | 0.96631 | 0.96631 | 0.96631 | 0.96631 | 0.96631 | 0.96631 | 0.96631 | 0.96631 | 0.92914 | 0.92914 | 0.92914 | 0.92914 | 0.92914 | 0.92914 | 0.92914 | 0.92914 | 0.92914 | 0.92914 | 0.87265 | 0.87265 | 0.87265 | 0.87265 | 0.87265 | 0.87265 | 0.87265 | 0.87265 | 0.87265 | 0.87265 | 0.79986 | 0.79986 | 0.79986 | 0.79986 | 0.79986 | 0.79986 | 0.79986 | 0.79986 | 0.79986 | 0.79986 | 0.71393 | 0.71393 | 0.71393 | 0.71393 | 0.71393 | 0.71393 | 0.71393 | 0.71393 | 0.71393 | 0.71393 | 0.71393
| 151 | 0.89733 | 0.89733 | 0.89733 | 0.89733 | 0.89733 | 0.89733 | 0.89733 | 0.89733 | 0.89733 | 0.89733 | 0.94593 | 0.94593 | 0.94593 | 0.94593 | 0.94593 | 0.94593 | 0.94593 | 0.94593 | 0.94593 | 0.94593 | 0.97481 | 0.97481 | 0.97481 | 0.97481 | 0.97481 | 0.97481 | 0.97481 | 0.97481 | 0.97481 | 0.97481 | 0.98185 | 0.98185 | 0.98185 | 0.98185 | 0.98185 | 0.98185 | 0.98185 | 0.98185 | 0.98185 | 0.98185 | 0.96631 | 0.96631 | 0.96631 | 0.96631 | 0.96631 | 0.96631 | 0.96631 | 0.96631 | 0.96631 | 0.96631 | 0.92914 | 0.92914 | 0.92914 | 0.92914 | 0.92914 | 0.92914 | 0.92914 | 0.92914 | 0.92914 | 0.92914 | 0.87265 | 0.87265 | 0.87265 | 0.87265 | 0.87265 | 0.87265 | 0.87265 | 0.87265 | 0.87265 | 0.87265 | 0.79986 | 0.79986 | 0.79986 | 0.79986 | 0.79986 | 0.79986 | 0.79986 | 0.79986 | 0.79986 | 0.79986 | 0.71393 | 0.71393 | 0.71393 | 0.71393 | 0.71393 | 0.71393 | 0.71393 | 0.71393 | 0.71393 | 0.71393 | 0.71393
| 152 | 0.89733 | 0.89733 | 0.89733 | 0.89733 | 0.89733 | 0.89733 | 0.89733 | 0.89733 | 0.89733 | 0.89733 | 0.94593 | 0.94593 | 0.94593 | 0.94593 | 0.94593 | 0.94593 | 0.94593 | 0.94593 | 0.94593 | 0.94593 | 0.97481 | 0.97481 | 0.97481 | 0.97481 | 0.97481 | 0.97481 | 0.97481 | 0.97481 | 0.97481 | 0.97481 | 0.98185 | 0.98185 | 0.98185 | 0.98185 | 0.98185 | 0.98185 | 0.98185 | 0.98185 | 0.98185 | 0.98185 | 0.96631 | 0.96631 | 0.96631 | 0.96631 | 0.96631 | 0.96631 | 0.96631 | 0.96631 | 0.96631 | 0.96631 | 0.92914 | 0.92914 | 0.92914 | 0.92914 | 0.92914 | 0.92914 | 0.92914 | 0.92914 | 0.92914 | 0.92914 | 0.87265 | 0.87265 | 0.87265 | 0.87265 | 0.87265 | 0.87265 | 0.87265 | 0.87265 | 0.87265 | 0.87265 | 0.79986 | 0.79986 | 0.79986 | 0.79986 | 0.79986 | 0.79986 | 0.79986 | 0.79986 | 0.79986 | 0.79986 | 0.71393 | 0.71393 | 0.71393 | 0.71393 | 0.71393 | 0.71393 | 0.71393 | 0.71393 | 0.71393 | 0.71393 | 0.71393
| 153 | 0.89733 | 0.89733 | 0.89733 | 0.89733 | 0.89733 | 0.89733 | 0.89733 | 0.89733 | 0.89733 | 0.89733 | 0.94593 | 0.94593 | 0.94593 | 0.94593 | 0.94593 | 0.94593 | 0.94593 | 0.94593 | 0.94593 | 0.94593 | 0.97481 | 0.97481 | 0.97481 | 0.97481 | 0.97481 | 0.97481 | 0.97481 | 0.97481 | 0.97481 | 0.97481 | 0.98185 | 0.98185 | 0.98185 | 0.98185 | 0.98185 | 0.98185 | 0.98185 | 0.98185 | 0.98185 | 0.98185 | 0.96631 | 0.96631 | 0.96631 | 0.96631 | 0.96631 | 0.96631 | 0.96631 | 0.96631 | 0.96631 | 0.96631 | 0.92914 | 0.92914 | 0.92914 | 0.92914 | 0.92914 | 0.92914 | 0.92914 | 0.92914 | 0.92914 | 0.92914 | 0.87265 | 0.87265 | 0.87265 | 0.87265 | 0.87265 | 0.87265 | 0.87265 | 0.87265 | 0.87265 | 0.87265 | 0.79986 | 0.79986 | 0.79986 | 0.79986 | 0.79986 | 0.79986 | 0.79986 | 0.79986 | 0.79986 | 0.79986 | 0.71393 | 0.71393 | 0.71393 | 0.71393 | 0.71393 | 0.71393 | 0.71393 | 0.71393 | 0.71393 | 0.71393 | 0.71393
| 154 | 0.89733 | 0.89733 | 0.89733 | 0.89733 | 0.89733 | 0.89733 | 0.89733 | 0.89733 | 0.89733 | 0.89733 | 0.94593 | 0.94593 | 0.94593 | 0.94593 | 0.94593 | 0.94593 | 0.94593 | 0.94593 | 0.94593 | 0.94593 | 0.97481 | 0.97481 | 0.97481 | 0.97481 | 0.97481 | 0.97481 | 0.97481 | 0.97481 | 0.97481 | 0.97481 | 0.98185 | 0.98185 | 0.98185 | 0.98185 | 0.98185 | 0.98185 | 0.98185 | 0.98185 | 0.98185 | 0.98185 | 0.96631 | 0.96631 | 0.96631 | 0.96631 | 0.96631 | 0.96631 | 0.96631 | 0.96631 | 0.96631 | 0.96631 | 0.92914 | 0.92914 | 0.92914 | 0.92914 | 0.92914 | 0.92914 | 0.92914 | 0.92914 | 0.92914 | 0.92914 | 0.87265 | 0.87265 | 0.87265 | 0.87265 | 0.87265 | 0.87265 | 0.87265 | 0.87265 | 0.87265 | 0.87265 | 0.79986 | 0.79986 | 0.79986 | 0.79986 | 0.79986 | 0.79986 | 0.79986 | 0.79986 | 0.79986 | 0.79986 | 0.71393 | 0.71393 | 0.71393 | 0.71393 | 0.71393 | 0.71393 | 0.71393 | 0.71393 | 0.71393 | 0.71393 | 0.71393
| 155 | 0.89733 | 0.89733 | 0.89733 | 0.89733 | 0.89733 | 0.89733 | 0.89733 | 0.89733 | 0.89733 | 0.89733 | 0.94593 | 0.94593 | 0.94593 | 0.94593 | 0.94593 | 0.94593 | 0.94593 | 0.94593 | 0.94593 | 0.94593 | 0.97481 | 0.97481 | 0.97481 | 0.97481 | 0.97481 | 0.97481 | 0.97481 | 0.97481 | 0.97481 | 0.97481 | 0.98185 | 0.98185 | 0.98185 | 0.98185 | 0.98185 | 0.98185 | 0.98185 | 0.98185 | 0.98185 | 0.98185 | 0.96631 | 0.96631 | 0.96631 | 0.96631 | 0.96631 | 0.96631 | 0.96631 | 0.96631 | 0.96631 | 0.96631 | 0.92914 | 0.92914 | 0.92914 | 0.92914 | 0.92914 | 0.92914 | 0.92914 | 0.92914 | 0.92914 | 0.92914 | 0.87265 | 0.87265 | 0.87265 | 0.87265 | 0.87265 | 0.87265 | 0.87265 | 0.87265 | 0.87265 | 0.87265 | 0.79986 | 0.79986 | 0.79986 | 0.79986 | 0.79986 | 0.79986 | 0.79986 | 0.79986 | 0.79986 | 0.79986 | 0.71393 | 0.71393 | 0.71393 | 0.71393 | 0.71393 | 0.71393 | 0.71393 | 0.71393 | 0.71393 | 0.71393 | 0.71393
| 156 | 0.89733 | 0.89733 | 0.89733 | 0.89733 | 0.89733 | 0.89733 | 0.89733 | 0.89733 | 0.89733 | 0.89733 | 0.94593 | 0.94593 | 0.94593 | 0.94593 | 0.94593 | 0.94593 | 0.94593 | 0.94593 | 0.94593 | 0.94593 | 0.97481 | 0.97481 | 0.97481 | 0.97481 | 0.97481 | 0.97481 | 0.97481 | 0.97481 | 0.97481 | 0.97481 | 0.98185 | 0.98185 | 0.98185 | 0.98185 | 0.98185 | 0.98185 | 0.98185 | 0.98185 | 0.98185 | 0.98185 | 0.96631 | 0.96631 | 0.96631 | 0.96631 | 0.96631 | 0.96631 | 0.96631 | 0.96631 | 0.96631 | 0.96631 | 0.92914 | 0.92914 | 0.92914 | 0.92914 | 0.92914 | 0.92914 | 0.92914 | 0.92914 | 0.92914 | 0.92914 | 0.87265 | 0.87265 | 0.87265 | 0.87265 | 0.87265 | 0.87265 | 0.87265 | 0.87265 | 0.87265 | 0.87265 | 0.79986 | 0.79986 | 0.79986 | 0.79986 | 0.79986 | 0.79986 | 0.79986 | 0.79986 | 0.79986 | 0.79986 | 0.71393 | 0.71393 | 0.71393 | 0.71393 | 0.71393 | 0.71393 | 0.71393 | 0.71393 | 0.71393 | 0.71393 | 0.71393
| 157 | 0.89733 | 0.89733 | 0.89733 | 0.89733 | 0.89733 | 0.89733 | 0.89733 | 0.89733 | 0.89733 | 0.89733 | 0.94593 | 0.94593 | 0.94593 | 0.94593 | 0.94593 | 0.94593 | 0.94593 | 0.94593 | 0.94593 | 0.94593 | 0.97481 | 0.97481 | 0.97481 | 0.97481 | 0.97481 | 0.97481 | 0.97481 | 0.97481 | 0.97481 | 0.97481 | 0.98185 | 0.98185 | 0.98185 | 0.98185 | 0.98185 | 0.98185 | 0.98185 | 0.98185 | 0.98185 | 0.98185 | 0.96631 | 0.96631 | 0.96631 | 0.96631 | 0.96631 | 0.96631 | 0.96631 | 0.96631 | 0.96631 | 0.96631 | 0.92914 | 0.92914 | 0.92914 | 0.92914 | 0.92914 | 0.92914 | 0.92914 | 0.92914 | 0.92914 | 0.92914 | 0.87265 | 0.87265 | 0.87265 | 0.87265 | 0.87265 | 0.87265 | 0.87265 | 0.87265 | 0.87265 | 0.87265 | 0.79986 | 0.79986 | 0.79986 | 0.79986 | 0.79986 | 0.79986 | 0.79986 | 0.79986 | 0.79986 | 0.79986 | 0.71393 | 0.71393 | 0.71393 | 0.71393 | 0.71393 | 0.71393 | 0.71393 | 0.71393 | 0.71393 | 0.71393 | 0.71393
| 158 | 0.89733 | 0.89733 | 0.89733 | 0.89733 | 0.89733 | 0.89733 | 0.89733 | 0.89733 | 0.89733 | 0.89733 | 0.94593 | 0.94593 | 0.94593 | 0.94593 | 0.94593 | 0.94593 | 0.94593 | 0.94593 | 0.94593 | 0.94593 | 0.97481 | 0.97481 | 0.97481 | 0.97481 | 0.97481 | 0.97481 | 0.97481 | 0.97481 | 0.97481 | 0.97481 | 0.98185 | 0.98185 | 0.98185 | 0.98185 | 0.98185 | 0.98185 | 0.98185 | 0.98185 | 0.98185 | 0.98185 | 0.96631 | 0.96631 | 0.96631 | 0.96631 | 0.96631 | 0.96631 | 0.96631 | 0.96631 | 0.96631 | 0.96631 | 0.92914 | 0.92914 | 0.92914 | 0.92914 | 0.92914 | 0.92914 | 0.92914 | 0.92914 | 0.92914 | 0.92914 | 0.87265 | 0.87265 | 0.87265 | 0.87265 | 0.87265 | 0.87265 | 0.87265 | 0.87265 | 0.87265 | 0.87265 | 0.79986 | 0.79986 | 0.79986 | 0.79986 | 0.79986 | 0.79986 | 0.79986 | 0.79986 | 0.79986 | 0.79986 | 0.71393 | 0.71393 | 0.71393 | 0.71393 | 0.71393 | 0.71393 | 0.71393 | 0.71393 | 0.71393 | 0.71393 | 0.71393
| 159 | 0.89733 | 0.89733 | 0.89733 | 0.89733 | 0.89733 | 0.89733 | 0.89733 | 0.89733 | 0.89733 | 0.89733 | 0.94593 | 0.94593 | 0.94593 | 0.94593 | 0.94593 | 0.94593 | 0.94593 | 0.94593 | 0.94593 | 0.94593 | 0.97481 | 0.97481 | 0.97481 | 0.97481 | 0.97481 | 0.97481 | 0.97481 | 0.97481 | 0.97481 | 0.97481 | 0.98185 | 0.98185 | 0.98185 | 0.98185 | 0.98185 | 0.98185 | 0.98185 | 0.98185 | 0.98185 | 0.98185 | 0.96631 | 0.96631 | 0.96631 | 0.96631 | 0.96631 | 0.96631 | 0.96631 | 0.96631 | 0.96631 | 0.96631 | 0.92914 | 0.92914 | 0.92914 | 0.92914 | 0.92914 | 0.92914 | 0.92914 | 0.92914 | 0.92914 | 0.92914 | 0.87265 | 0.87265 | 0.87265 | 0.87265 | 0.87265 | 0.87265 | 0.87265 | 0.87265 | 0.87265 | 0.87265 | 0.79986 | 0.79986 | 0.79986 | 0.79986 | 0.79986 | 0.79986 | 0.79986 | 0.79986 | 0.79986 | 0.79986 | 0.71393 | 0.71393 | 0.71393 | 0.71393 | 0.71393 | 0.71393 | 0.71393 | 0.71393 | 0.71393 | 0.71393 | 0.71393
| 160 | 0.89966 | 0.89966 | 0.89966 | 0.89966 | 0.89966 | 0.89966 | 0.89966 | 0.89966 | 0.89966 | 0.89966 | 0.95222 | 0.95222 | 0.95222 | 0.95222 | 0.95222 | 0.95222 | 0.95222 | 0.95222 | 0.95222 | 0.95222 | 0.98415 | 0.98415 | 0.98415 | 0.98415 | 0.98415 | 0.98415 | 0.98415 | 0.98415 | 0.98415 | 0.98415 | 0.99329 | 0.99329 | 0.99329 | 0.99329 | 0.99329 | 0.99329 | 0.99329 | 0.99329 | 0.99329 | 0.99329 | 0.97894 | 0.97894 | 0.97894 | 0.97894 | 0.97894 | 0.97894 | 0.97894 | 0.97894 | 0.97894 | 0.97894 | 0.94203 | 0.94203 | 0.94203 | 0.94203 | 0.94203 | 0.94203 | 0.94203 | 0.94203 | 0.94203 | 0.94203 | 0.88486 | 0.88486 | 0.88486 | 0.88486 | 0.88486 | 0.88486 | 0.88486 | 0.88486 | 0.88486 | 0.88486 | 0.81048 | 0.81048 | 0.81048 | 0.81048 | 0.81048 | 0.81048 | 0.81048 | 0.81048 | 0.81048 | 0.81048 | 0.72202 | 0.72202 | 0.72202 | 0.72202 | 0.72202 | 0.72202 | 0.72202 | 0.72202 | 0.72202 | 0.72202 | 0.72202
| 161 | 0.89966 | 0.89966 | 0.89966 | 0.89966 | 0.89966 | 0.89966 | 0.89966 | 0.89966 | 0.89966 | 0.89966 | 0.95222 | 0.95222 | 0.95222 | 0.95222 | 0.95222 | 0.95222 | 0.95222 | 0.95222 | 0.95222 | 0.95222 | 0.98415 | 0.98415 | 0.98415 | 0.98415 | 0.98415 | 0.98415 | 0.98415 | 0.98415 | 0.98415 | 0.98415 | 0.99329 | 0.99329 | 0.99329 | 0.99329 | 0.99329 | 0.99329 | 0.99329 | 0.99329 | 0.99329 | 0.99329 | 0.97894 | 0.97894 | 0.97894 | 0.97894 | 0.97894 | 0.97894 | 0.97894 | 0.97894 | 0.97894 | 0.97894 | 0.94203 | 0.94203 | 0.94203 | 0.94203 | 0.94203 | 0.94203 | 0.94203 | 0.94203 | 0.94203 | 0.94203 | 0.88486 | 0.88486 | 0.88486 | 0.88486 | 0.88486 | 0.88486 | 0.88486 | 0.88486 | 0.88486 | 0.88486 | 0.81048 | 0.81048 | 0.81048 | 0.81048 | 0.81048 | 0.81048 | 0.81048 | 0.81048 | 0.81048 | 0.81048 | 0.72202 | 0.72202 | 0.72202 | 0.72202 | 0.72202 | 0.72202 | 0.72202 | 0.72202 | 0.72202 | 0.72202 | 0.72202
| 162 | 0.89966 | 0.89966 | 0.89966 | 0.89966 | 0.89966 | 0.89966 | 0.89966 | 0.89966 | 0.89966 | 0.89966 | 0.95222 | 0.95222 | 0.95222 | 0.95222 | 0.95222 | 0.95222 | 0.95222 | 0.95222 | 0.95222 | 0.95222 | 0.98415 | 0.98415 | 0.98415 | 0.98415 | 0.98415 | 0.98415 | 0.98415 | 0.98415 | 0.98415 | 0.98415 | 0.99329 | 0.99329 | 0.99329 | 0.99329 | 0.99329 | 0.99329 | 0.99329 | 0.99329 | 0.99329 | 0.99329 | 0.97894 | 0.97894 | 0.97894 | 0.97894 | 0.97894 | 0.97894 | 0.97894 | 0.97894 | 0.97894 | 0.97894 | 0.94203 | 0.94203 | 0.94203 | 0.94203 | 0.94203 | 0.94203 | 0.94203 | 0.94203 | 0.94203 | 0.94203 | 0.88486 | 0.88486 | 0.88486 | 0.88486 | 0.88486 | 0.88486 | 0.88486 | 0.88486 | 0.88486 | 0.88486 | 0.81048 | 0.81048 | 0.81048 | 0.81048 | 0.81048 | 0.81048 | 0.81048 | 0.81048 | 0.81048 | 0.81048 | 0.72202 | 0.72202 | 0.72202 | 0.72202 | 0.72202 | 0.72202 | 0.72202 | 0.72202 | 0.72202 | 0.72202 | 0.72202
| 163 | 0.89966 | 0.89966 | 0.89966 | 0.89966 | 0.89966 | 0.89966 | 0.89966 | 0.89966 | 0.89966 | 0.89966 | 0.95222 | 0.95222 | 0.95222 | 0.95222 | 0.95222 | 0.95222 | 0.95222 | 0.95222 | 0.95222 | 0.95222 | 0.98415 | 0.98415 | 0.98415 | 0.98415 | 0.98415 | 0.98415 | 0.98415 | 0.98415 | 0.98415 | 0.98415 | 0.99329 | 0.99329 | 0.99329 | 0.99329 | 0.99329 | 0.99329 | 0.99329 | 0.99329 | 0.99329 | 0.99329 | 0.97894 | 0.97894 | 0.97894 | 0.97894 | 0.97894 | 0.97894 | 0.97894 | 0.97894 | 0.97894 | 0.97894 | 0.94203 | 0.94203 | 0.94203 | 0.94203 | 0.94203 | 0.94203 | 0.94203 | 0.94203 | 0.94203 | 0.94203 | 0.88486 | 0.88486 | 0.88486 | 0.88486 | 0.88486 | 0.88486 | 0.88486 | 0.88486 | 0.88486 | 0.88486 | 0.81048 | 0.81048 | 0.81048 | 0.81048 | 0.81048 | 0.81048 | 0.81048 | 0.81048 | 0.81048 | 0.81048 | 0.72202 | 0.72202 | 0.72202 | 0.72202 | 0.72202 | 0.72202 | 0.72202 | 0.72202 | 0.72202 | 0.72202 | 0.72202
| 164 | 0.89966 | 0.89966 | 0.89966 | 0.89966 | 0.89966 | 0.89966 | 0.89966 | 0.89966 | 0.89966 | 0.89966 | 0.95222 | 0.95222 | 0.95222 | 0.95222 | 0.95222 | 0.95222 | 0.95222 | 0.95222 | 0.95222 | 0.95222 | 0.98415 | 0.98415 | 0.98415 | 0.98415 | 0.98415 | 0.98415 | 0.98415 | 0.98415 | 0.98415 | 0.98415 | 0.99329 | 0.99329 | 0.99329 | 0.99329 | 0.99329 | 0.99329 | 0.99329 | 0.99329 | 0.99329 | 0.99329 | 0.97894 | 0.97894 | 0.97894 | 0.97894 | 0.97894 | 0.97894 | 0.97894 | 0.97894 | 0.97894 | 0.97894 | 0.94203 | 0.94203 | 0.94203 | 0.94203 | 0.94203 | 0.94203 | 0.94203 | 0.94203 | 0.94203 | 0.94203 | 0.88486 | 0.88486 | 0.88486 | 0.88486 | 0.88486 | 0.88486 | 0.88486 | 0.88486 | 0.88486 | 0.88486 | 0.81048 | 0.81048 | 0.81048 | 0.81048 | 0.81048 | 0.81048 | 0.81048 | 0.81048 | 0.81048 | 0.81048 | 0.72202 | 0.72202 | 0.72202 | 0.72202 | 0.72202 | 0.72202 | 0.72202 | 0.72202 | 0.72202 | 0.72202 | 0.72202
| 165 | 0.89966 | 0.89966 | 0.89966 | 0.89966 | 0.89966 | 0.89966 | 0.89966 | 0.89966 | 0.89966 | 0.89966 | 0.95222 | 0.95222 | 0.95222 | 0.95222 | 0.95222 | 0.95222 | 0.95222 | 0.95222 | 0.95222 | 0.95222 | 0.98415 | 0.98415 | 0.98415 | 0.98415 | 0.98415 | 0.98415 | 0.98415 | 0.98415 | 0.98415 | 0.98415 | 0.99329 | 0.99329 | 0.99329 | 0.99329 | 0.99329 | 0.99329 | 0.99329 | 0.99329 | 0.99329 | 0.99329 | 0.97894 | 0.97894 | 0.97894 | 0.97894 | 0.97894 | 0.97894 | 0.97894 | 0.97894 | 0.97894 | 0.97894 | 0.94203 | 0.94203 | 0.94203 | 0.94203 | 0.94203 | 0.94203 | 0.94203 | 0.94203 | 0.94203 | 0.94203 | 0.88486 | 0.88486 | 0.88486 | 0.88486 | 0.88486 | 0.88486 | 0.88486 | 0.88486 | 0.88486 | 0.88486 | 0.81048 | 0.81048 | 0.81048 | 0.81048 | 0.81048 | 0.81048 | 0.81048 | 0.81048 | 0.81048 | 0.81048 | 0.72202 | 0.72202 | 0.72202 | 0.72202 | 0.72202 | 0.72202 | 0.72202 | 0.72202 | 0.72202 | 0.72202 | 0.72202
| 166 | 0.89966 | 0.89966 | 0.89966 | 0.89966 | 0.89966 | 0.89966 | 0.89966 | 0.89966 | 0.89966 | 0.89966 | 0.95222 | 0.95222 | 0.95222 | 0.95222 | 0.95222 | 0.95222 | 0.95222 | 0.95222 | 0.95222 | 0.95222 | 0.98415 | 0.98415 | 0.98415 | 0.98415 | 0.98415 | 0.98415 | 0.98415 | 0.98415 | 0.98415 | 0.98415 | 0.99329 | 0.99329 | 0.99329 | 0.99329 | 0.99329 | 0.99329 | 0.99329 | 0.99329 | 0.99329 | 0.99329 | 0.97894 | 0.97894 | 0.97894 | 0.97894 | 0.97894 | 0.97894 | 0.97894 | 0.97894 | 0.97894 | 0.97894 | 0.94203 | 0.94203 | 0.94203 | 0.94203 | 0.94203 | 0.94203 | 0.94203 | 0.94203 | 0.94203 | 0.94203 | 0.88486 | 0.88486 | 0.88486 | 0.88486 | 0.88486 | 0.88486 | 0.88486 | 0.88486 | 0.88486 | 0.88486 | 0.81048 | 0.81048 | 0.81048 | 0.81048 | 0.81048 | 0.81048 | 0.81048 | 0.81048 | 0.81048 | 0.81048 | 0.72202 | 0.72202 | 0.72202 | 0.72202 | 0.72202 | 0.72202 | 0.72202 | 0.72202 | 0.72202 | 0.72202 | 0.72202
| 167 | 0.89966 | 0.89966 | 0.89966 | 0.89966 | 0.89966 | 0.89966 | 0.89966 | 0.89966 | 0.89966 | 0.89966 | 0.95222 | 0.95222 | 0.95222 | 0.95222 | 0.95222 | 0.95222 | 0.95222 | 0.95222 | 0.95222 | 0.95222 | 0.98415 | 0.98415 | 0.98415 | 0.98415 | 0.98415 | 0.98415 | 0.98415 | 0.98415 | 0.98415 | 0.98415 | 0.99329 | 0.99329 | 0.99329 | 0.99329 | 0.99329 | 0.99329 | 0.99329 | 0.99329 | 0.99329 | 0.99329 | 0.97894 | 0.97894 | 0.97894 | 0.97894 | 0.97894 | 0.97894 | 0.97894 | 0.97894 | 0.97894 | 0.97894 | 0.94203 | 0.94203 | 0.94203 | 0.94203 | 0.94203 | 0.94203 | 0.94203 | 0.94203 | 0.94203 | 0.94203 | 0.88486 | 0.88486 | 0.88486 | 0.88486 | 0.88486 | 0.88486 | 0.88486 | 0.88486 | 0.88486 | 0.88486 | 0.81048 | 0.81048 | 0.81048 | 0.81048 | 0.81048 | 0.81048 | 0.81048 | 0.81048 | 0.81048 | 0.81048 | 0.72202 | 0.72202 | 0.72202 | 0.72202 | 0.72202 | 0.72202 | 0.72202 | 0.72202 | 0.72202 | 0.72202 | 0.72202
| 168 | 0.89966 | 0.89966 | 0.89966 | 0.89966 | 0.89966 | 0.89966 | 0.89966 | 0.89966 | 0.89966 | 0.89966 | 0.95222 | 0.95222 | 0.95222 | 0.95222 | 0.95222 | 0.95222 | 0.95222 | 0.95222 | 0.95222 | 0.95222 | 0.98415 | 0.98415 | 0.98415 | 0.98415 | 0.98415 | 0.98415 | 0.98415 | 0.98415 | 0.98415 | 0.98415 | 0.99329 | 0.99329 | 0.99329 | 0.99329 | 0.99329 | 0.99329 | 0.99329 | 0.99329 | 0.99329 | 0.99329 | 0.97894 | 0.97894 | 0.97894 | 0.97894 | 0.97894 | 0.97894 | 0.97894 | 0.97894 | 0.97894 | 0.97894 | 0.94203 | 0.94203 | 0.94203 | 0.94203 | 0.94203 | 0.94203 | 0.94203 | 0.94203 | 0.94203 | 0.94203 | 0.88486 | 0.88486 | 0.88486 | 0.88486 | 0.88486 | 0.88486 | 0.88486 | 0.88486 | 0.88486 | 0.88486 | 0.81048 | 0.81048 | 0.81048 | 0.81048 | 0.81048 | 0.81048 | 0.81048 | 0.81048 | 0.81048 | 0.81048 | 0.72202 | 0.72202 | 0.72202 | 0.72202 | 0.72202 | 0.72202 | 0.72202 | 0.72202 | 0.72202 | 0.72202 | 0.72202
| 169 | 0.89966 | 0.89966 | 0.89966 | 0.89966 | 0.89966 | 0.89966 | 0.89966 | 0.89966 | 0.89966 | 0.89966 | 0.95222 | 0.95222 | 0.95222 | 0.95222 | 0.95222 | 0.95222 | 0.95222 | 0.95222 | 0.95222 | 0.95222 | 0.98415 | 0.98415 | 0.98415 | 0.98415 | 0.98415 | 0.98415 | 0.98415 | 0.98415 | 0.98415 | 0.98415 | 0.99329 | 0.99329 | 0.99329 | 0.99329 | 0.99329 | 0.99329 | 0.99329 | 0.99329 | 0.99329 | 0.99329 | 0.97894 | 0.97894 | 0.97894 | 0.97894 | 0.97894 | 0.97894 | 0.97894 | 0.97894 | 0.97894 | 0.97894 | 0.94203 | 0.94203 | 0.94203 | 0.94203 | 0.94203 | 0.94203 | 0.94203 | 0.94203 | 0.94203 | 0.94203 | 0.88486 | 0.88486 | 0.88486 | 0.88486 | 0.88486 | 0.88486 | 0.88486 | 0.88486 | 0.88486 | 0.88486 | 0.81048 | 0.81048 | 0.81048 | 0.81048 | 0.81048 | 0.81048 | 0.81048 | 0.81048 | 0.81048 | 0.81048 | 0.72202 | 0.72202 | 0.72202 | 0.72202 | 0.72202 | 0.72202 | 0.72202 | 0.72202 | 0.72202 | 0.72202 | 0.72202
| 170 | 0.90087 | 0.90087 | 0.90087 | 0.90087 | 0.90087 | 0.90087 | 0.90087 | 0.90087 | 0.90087 | 0.90087 | 0.95548 | 0.95548 | 0.95548 | 0.95548 | 0.95548 | 0.95548 | 0.95548 | 0.95548 | 0.95548 | 0.95548 | 0.98897 | 0.98897 | 0.98897 | 0.98897 | 0.98897 | 0.98897 | 0.98897 | 0.98897 | 0.98897 | 0.98897 | 0.99919 | 0.99919 | 0.99919 | 0.99919 | 0.99919 | 0.99919 | 0.99919 | 0.99919 | 0.99919 | 0.99919 | 0.98542 | 0.98542 | 0.98542 | 0.98542 | 0.98542 | 0.98542 | 0.98542 | 0.98542 | 0.98542 | 0.98542 | 0.9486 | 0.9486 | 0.9486 | 0.9486 | 0.9486 | 0.9486 | 0.9486 | 0.9486 | 0.9486 | 0.9486 | 0.89103 | 0.89103 | 0.89103 | 0.89103 | 0.89103 | 0.89103 | 0.89103 | 0.89103 | 0.89103 | 0.89103 | 0.81576 | 0.81576 | 0.81576 | 0.81576 | 0.81576 | 0.81576 | 0.81576 | 0.81576 | 0.81576 | 0.81576 | 0.72593 | 0.72593 | 0.72593 | 0.72593 | 0.72593 | 0.72593 | 0.72593 | 0.72593 | 0.72593 | 0.72593 | 0.72593
| 171 | 0.90087 | 0.90087 | 0.90087 | 0.90087 | 0.90087 | 0.90087 | 0.90087 | 0.90087 | 0.90087 | 0.90087 | 0.95548 | 0.95548 | 0.95548 | 0.95548 | 0.95548 | 0.95548 | 0.95548 | 0.95548 | 0.95548 | 0.95548 | 0.98897 | 0.98897 | 0.98897 | 0.98897 | 0.98897 | 0.98897 | 0.98897 | 0.98897 | 0.98897 | 0.98897 | 0.99919 | 0.99919 | 0.99919 | 0.99919 | 0.99919 | 0.99919 | 0.99919 | 0.99919 | 0.99919 | 0.99919 | 0.98542 | 0.98542 | 0.98542 | 0.98542 | 0.98542 | 0.98542 | 0.98542 | 0.98542 | 0.98542 | 0.98542 | 0.9486 | 0.9486 | 0.9486 | 0.9486 | 0.9486 | 0.9486 | 0.9486 | 0.9486 | 0.9486 | 0.9486 | 0.89103 | 0.89103 | 0.89103 | 0.89103 | 0.89103 | 0.89103 | 0.89103 | 0.89103 | 0.89103 | 0.89103 | 0.81576 | 0.81576 | 0.81576 | 0.81576 | 0.81576 | 0.81576 | 0.81576 | 0.81576 | 0.81576 | 0.81576 | 0.72593 | 0.72593 | 0.72593 | 0.72593 | 0.72593 | 0.72593 | 0.72593 | 0.72593 | 0.72593 | 0.72593 | 0.72593
| 172 | 0.90087 | 0.90087 | 0.90087 | 0.90087 | 0.90087 | 0.90087 | 0.90087 | 0.90087 | 0.90087 | 0.90087 | 0.95548 | 0.95548 | 0.95548 | 0.95548 | 0.95548 | 0.95548 | 0.95548 | 0.95548 | 0.95548 | 0.95548 | 0.98897 | 0.98897 | 0.98897 | 0.98897 | 0.98897 | 0.98897 | 0.98897 | 0.98897 | 0.98897 | 0.98897 | 0.99919 | 0.99919 | 0.99919 | 0.99919 | 0.99919 | 0.99919 | 0.99919 | 0.99919 | 0.99919 | 0.99919 | 0.98542 | 0.98542 | 0.98542 | 0.98542 | 0.98542 | 0.98542 | 0.98542 | 0.98542 | 0.98542 | 0.98542 | 0.9486 | 0.9486 | 0.9486 | 0.9486 | 0.9486 | 0.9486 | 0.9486 | 0.9486 | 0.9486 | 0.9486 | 0.89103 | 0.89103 | 0.89103 | 0.89103 | 0.89103 | 0.89103 | 0.89103 | 0.89103 | 0.89103 | 0.89103 | 0.81576 | 0.81576 | 0.81576 | 0.81576 | 0.81576 | 0.81576 | 0.81576 | 0.81576 | 0.81576 | 0.81576 | 0.72593 | 0.72593 | 0.72593 | 0.72593 | 0.72593 | 0.72593 | 0.72593 | 0.72593 | 0.72593 | 0.72593 | 0.72593
| 173 | 0.90087 | 0.90087 | 0.90087 | 0.90087 | 0.90087 | 0.90087 | 0.90087 | 0.90087 | 0.90087 | 0.90087 | 0.95548 | 0.95548 | 0.95548 | 0.95548 | 0.95548 | 0.95548 | 0.95548 | 0.95548 | 0.95548 | 0.95548 | 0.98897 | 0.98897 | 0.98897 | 0.98897 | 0.98897 | 0.98897 | 0.98897 | 0.98897 | 0.98897 | 0.98897 | 0.99919 | 0.99919 | 0.99919 | 0.99919 | 0.99919 | 0.99919 | 0.99919 | 0.99919 | 0.99919 | 0.99919 | 0.98542 | 0.98542 | 0.98542 | 0.98542 | 0.98542 | 0.98542 | 0.98542 | 0.98542 | 0.98542 | 0.98542 | 0.9486 | 0.9486 | 0.9486 | 0.9486 | 0.9486 | 0.9486 | 0.9486 | 0.9486 | 0.9486 | 0.9486 | 0.89103 | 0.89103 | 0.89103 | 0.89103 | 0.89103 | 0.89103 | 0.89103 | 0.89103 | 0.89103 | 0.89103 | 0.81576 | 0.81576 | 0.81576 | 0.81576 | 0.81576 | 0.81576 | 0.81576 | 0.81576 | 0.81576 | 0.81576 | 0.72593 | 0.72593 | 0.72593 | 0.72593 | 0.72593 | 0.72593 | 0.72593 | 0.72593 | 0.72593 | 0.72593 | 0.72593
| 174 | 0.90087 | 0.90087 | 0.90087 | 0.90087 | 0.90087 | 0.90087 | 0.90087 | 0.90087 | 0.90087 | 0.90087 | 0.95548 | 0.95548 | 0.95548 | 0.95548 | 0.95548 | 0.95548 | 0.95548 | 0.95548 | 0.95548 | 0.95548 | 0.98897 | 0.98897 | 0.98897 | 0.98897 | 0.98897 | 0.98897 | 0.98897 | 0.98897 | 0.98897 | 0.98897 | 0.99919 | 0.99919 | 0.99919 | 0.99919 | 0.99919 | 0.99919 | 0.99919 | 0.99919 | 0.99919 | 0.99919 | 0.98542 | 0.98542 | 0.98542 | 0.98542 | 0.98542 | 0.98542 | 0.98542 | 0.98542 | 0.98542 | 0.98542 | 0.9486 | 0.9486 | 0.9486 | 0.9486 | 0.9486 | 0.9486 | 0.9486 | 0.9486 | 0.9486 | 0.9486 | 0.89103 | 0.89103 | 0.89103 | 0.89103 | 0.89103 | 0.89103 | 0.89103 | 0.89103 | 0.89103 | 0.89103 | 0.81576 | 0.81576 | 0.81576 | 0.81576 | 0.81576 | 0.81576 | 0.81576 | 0.81576 | 0.81576 | 0.81576 | 0.72593 | 0.72593 | 0.72593 | 0.72593 | 0.72593 | 0.72593 | 0.72593 | 0.72593 | 0.72593 | 0.72593 | 0.72593
| 175 | 0.90087 | 0.90087 | 0.90087 | 0.90087 | 0.90087 | 0.90087 | 0.90087 | 0.90087 | 0.90087 | 0.90087 | 0.95548 | 0.95548 | 0.95548 | 0.95548 | 0.95548 | 0.95548 | 0.95548 | 0.95548 | 0.95548 | 0.95548 | 0.98897 | 0.98897 | 0.98897 | 0.98897 | 0.98897 | 0.98897 | 0.98897 | 0.98897 | 0.98897 | 0.98897 | 0.99919 | 0.99919 | 0.99919 | 0.99919 | 0.99919 | 0.99919 | 0.99919 | 0.99919 | 0.99919 | 0.99919 | 0.98542 | 0.98542 | 0.98542 | 0.98542 | 0.98542 | 0.98542 | 0.98542 | 0.98542 | 0.98542 | 0.98542 | 0.9486 | 0.9486 | 0.9486 | 0.9486 | 0.9486 | 0.9486 | 0.9486 | 0.9486 | 0.9486 | 0.9486 | 0.89103 | 0.89103 | 0.89103 | 0.89103 | 0.89103 | 0.89103 | 0.89103 | 0.89103 | 0.89103 | 0.89103 | 0.81576 | 0.81576 | 0.81576 | 0.81576 | 0.81576 | 0.81576 | 0.81576 | 0.81576 | 0.81576 | 0.81576 | 0.72593 | 0.72593 | 0.72593 | 0.72593 | 0.72593 | 0.72593 | 0.72593 | 0.72593 | 0.72593 | 0.72593 | 0.72593
| 176 | 0.90087 | 0.90087 | 0.90087 | 0.90087 | 0.90087 | 0.90087 | 0.90087 | 0.90087 | 0.90087 | 0.90087 | 0.95548 | 0.95548 | 0.95548 | 0.95548 | 0.95548 | 0.95548 | 0.95548 | 0.95548 | 0.95548 | 0.95548 | 0.98897 | 0.98897 | 0.98897 | 0.98897 | 0.98897 | 0.98897 | 0.98897 | 0.98897 | 0.98897 | 0.98897 | 0.99919 | 0.99919 | 0.99919 | 0.99919 | 0.99919 | 0.99919 | 0.99919 | 0.99919 | 0.99919 | 0.99919 | 0.98542 | 0.98542 | 0.98542 | 0.98542 | 0.98542 | 0.98542 | 0.98542 | 0.98542 | 0.98542 | 0.98542 | 0.9486 | 0.9486 | 0.9486 | 0.9486 | 0.9486 | 0.9486 | 0.9486 | 0.9486 | 0.9486 | 0.9486 | 0.89103 | 0.89103 | 0.89103 | 0.89103 | 0.89103 | 0.89103 | 0.89103 | 0.89103 | 0.89103 | 0.89103 | 0.81576 | 0.81576 | 0.81576 | 0.81576 | 0.81576 | 0.81576 | 0.81576 | 0.81576 | 0.81576 | 0.81576 | 0.72593 | 0.72593 | 0.72593 | 0.72593 | 0.72593 | 0.72593 | 0.72593 | 0.72593 | 0.72593 | 0.72593 | 0.72593
| 177 | 0.90087 | 0.90087 | 0.90087 | 0.90087 | 0.90087 | 0.90087 | 0.90087 | 0.90087 | 0.90087 | 0.90087 | 0.95548 | 0.95548 | 0.95548 | 0.95548 | 0.95548 | 0.95548 | 0.95548 | 0.95548 | 0.95548 | 0.95548 | 0.98897 | 0.98897 | 0.98897 | 0.98897 | 0.98897 | 0.98897 | 0.98897 | 0.98897 | 0.98897 | 0.98897 | 0.99919 | 0.99919 | 0.99919 | 0.99919 | 0.99919 | 0.99919 | 0.99919 | 0.99919 | 0.99919 | 0.99919 | 0.98542 | 0.98542 | 0.98542 | 0.98542 | 0.98542 | 0.98542 | 0.98542 | 0.98542 | 0.98542 | 0.98542 | 0.9486 | 0.9486 | 0.9486 | 0.9486 | 0.9486 | 0.9486 | 0.9486 | 0.9486 | 0.9486 | 0.9486 | 0.89103 | 0.89103 | 0.89103 | 0.89103 | 0.89103 | 0.89103 | 0.89103 | 0.89103 | 0.89103 | 0.89103 | 0.81576 | 0.81576 | 0.81576 | 0.81576 | 0.81576 | 0.81576 | 0.81576 | 0.81576 | 0.81576 | 0.81576 | 0.72593 | 0.72593 | 0.72593 | 0.72593 | 0.72593 | 0.72593 | 0.72593 | 0.72593 | 0.72593 | 0.72593 | 0.72593
| 178 | 0.90087 | 0.90087 | 0.90087 | 0.90087 | 0.90087 | 0.90087 | 0.90087 | 0.90087 | 0.90087 | 0.90087 | 0.95548 | 0.95548 | 0.95548 | 0.95548 | 0.95548 | 0.95548 | 0.95548 | 0.95548 | 0.95548 | 0.95548 | 0.98897 | 0.98897 | 0.98897 | 0.98897 | 0.98897 | 0.98897 | 0.98897 | 0.98897 | 0.98897 | 0.98897 | 0.99919 | 0.99919 | 0.99919 | 0.99919 | 0.99919 | 0.99919 | 0.99919 | 0.99919 | 0.99919 | 0.99919 | 0.98542 | 0.98542 | 0.98542 | 0.98542 | 0.98542 | 0.98542 | 0.98542 | 0.98542 | 0.98542 | 0.98542 | 0.9486 | 0.9486 | 0.9486 | 0.9486 | 0.9486 | 0.9486 | 0.9486 | 0.9486 | 0.9486 | 0.9486 | 0.89103 | 0.89103 | 0.89103 | 0.89103 | 0.89103 | 0.89103 | 0.89103 | 0.89103 | 0.89103 | 0.89103 | 0.81576 | 0.81576 | 0.81576 | 0.81576 | 0.81576 | 0.81576 | 0.81576 | 0.81576 | 0.81576 | 0.81576 | 0.72593 | 0.72593 | 0.72593 | 0.72593 | 0.72593 | 0.72593 | 0.72593 | 0.72593 | 0.72593 | 0.72593 | 0.72593
| 179 | 0.90087 | 0.90087 | 0.90087 | 0.90087 | 0.90087 | 0.90087 | 0.90087 | 0.90087 | 0.90087 | 0.90087 | 0.95548 | 0.95548 | 0.95548 | 0.95548 | 0.95548 | 0.95548 | 0.95548 | 0.95548 | 0.95548 | 0.95548 | 0.98897 | 0.98897 | 0.98897 | 0.98897 | 0.98897 | 0.98897 | 0.98897 | 0.98897 | 0.98897 | 0.98897 | 0.99919 | 0.99919 | 0.99919 | 0.99919 | 0.99919 | 0.99919 | 0.99919 | 0.99919 | 0.99919 | 0.99919 | 0.98542 | 0.98542 | 0.98542 | 0.98542 | 0.98542 | 0.98542 | 0.98542 | 0.98542 | 0.98542 | 0.98542 | 0.9486 | 0.9486 | 0.9486 | 0.9486 | 0.9486 | 0.9486 | 0.9486 | 0.9486 | 0.9486 | 0.9486 | 0.89103 | 0.89103 | 0.89103 | 0.89103 | 0.89103 | 0.89103 | 0.89103 | 0.89103 | 0.89103 | 0.89103 | 0.81576 | 0.81576 | 0.81576 | 0.81576 | 0.81576 | 0.81576 | 0.81576 | 0.81576 | 0.81576 | 0.81576 | 0.72593 | 0.72593 | 0.72593 | 0.72593 | 0.72593 | 0.72593 | 0.72593 | 0.72593 | 0.72593 | 0.72593 | 0.72593
| 180 | 0.90086 | 0.90086 | 0.90086 | 0.90086 | 0.90086 | 0.90086 | 0.90086 | 0.90086 | 0.90086 | 0.90086 | 0.95547 | 0.95547 | 0.95547 | 0.95547 | 0.95547 | 0.95547 | 0.95547 | 0.95547 | 0.95547 | 0.95547 | 0.98896 | 0.98896 | 0.98896 | 0.98896 | 0.98896 | 0.98896 | 0.98896 | 0.98896 | 0.98896 | 0.98896 | 0.99917 | 0.99917 | 0.99917 | 0.99917 | 0.99917 | 0.99917 | 0.99917 | 0.99917 | 0.99917 | 0.99917 | 0.9854 | 0.9854 | 0.9854 | 0.9854 | 0.9854 | 0.9854 | 0.9854 | 0.9854 | 0.9854 | 0.9854 | 0.94859 | 0.94859 | 0.94859 | 0.94859 | 0.94859 | 0.94859 | 0.94859 | 0.94859 | 0.94859 | 0.94859 | 0.89103 | 0.89103 | 0.89103 | 0.89103 | 0.89103 | 0.89103 | 0.89103 | 0.89103 | 0.89103 | 0.89103 | 0.81576 | 0.81576 | 0.81576 | 0.81576 | 0.81576 | 0.81576 | 0.81576 | 0.81576 | 0.81576 | 0.81576 | 0.72594 | 0.72594 | 0.72594 | 0.72594 | 0.72594 | 0.72594 | 0.72594 | 0.72594 | 0.72594 | 0.72594 | 0.72594
| 181 | 0.90086 | 0.90086 | 0.90086 | 0.90086 | 0.90086 | 0.90086 | 0.90086 | 0.90086 | 0.90086 | 0.90086 | 0.95547 | 0.95547 | 0.95547 | 0.95547 | 0.95547 | 0.95547 | 0.95547 | 0.95547 | 0.95547 | 0.95547 | 0.98896 | 0.98896 | 0.98896 | 0.98896 | 0.98896 | 0.98896 | 0.98896 | 0.98896 | 0.98896 | 0.98896 | 0.99917 | 0.99917 | 0.99917 | 0.99917 | 0.99917 | 0.99917 | 0.99917 | 0.99917 | 0.99917 | 0.99917 | 0.9854 | 0.9854 | 0.9854 | 0.9854 | 0.9854 | 0.9854 | 0.9854 | 0.9854 | 0.9854 | 0.9854 | 0.94859 | 0.94859 | 0.94859 | 0.94859 | 0.94859 | 0.94859 | 0.94859 | 0.94859 | 0.94859 | 0.94859 | 0.89103 | 0.89103 | 0.89103 | 0.89103 | 0.89103 | 0.89103 | 0.89103 | 0.89103 | 0.89103 | 0.89103 | 0.81576 | 0.81576 | 0.81576 | 0.81576 | 0.81576 | 0.81576 | 0.81576 | 0.81576 | 0.81576 | 0.81576 | 0.72594 | 0.72594 | 0.72594 | 0.72594 | 0.72594 | 0.72594 | 0.72594 | 0.72594 | 0.72594 | 0.72594 | 0.72594
| 182 | 0.90086 | 0.90086 | 0.90086 | 0.90086 | 0.90086 | 0.90086 | 0.90086 | 0.90086 | 0.90086 | 0.90086 | 0.95547 | 0.95547 | 0.95547 | 0.95547 | 0.95547 | 0.95547 | 0.95547 | 0.95547 | 0.95547 | 0.95547 | 0.98896 | 0.98896 | 0.98896 | 0.98896 | 0.98896 | 0.98896 | 0.98896 | 0.98896 | 0.98896 | 0.98896 | 0.99917 | 0.99917 | 0.99917 | 0.99917 | 0.99917 | 0.99917 | 0.99917 | 0.99917 | 0.99917 | 0.99917 | 0.9854 | 0.9854 | 0.9854 | 0.9854 | 0.9854 | 0.9854 | 0.9854 | 0.9854 | 0.9854 | 0.9854 | 0.94859 | 0.94859 | 0.94859 | 0.94859 | 0.94859 | 0.94859 | 0.94859 | 0.94859 | 0.94859 | 0.94859 | 0.89103 | 0.89103 | 0.89103 | 0.89103 | 0.89103 | 0.89103 | 0.89103 | 0.89103 | 0.89103 | 0.89103 | 0.81576 | 0.81576 | 0.81576 | 0.81576 | 0.81576 | 0.81576 | 0.81576 | 0.81576 | 0.81576 | 0.81576 | 0.72594 | 0.72594 | 0.72594 | 0.72594 | 0.72594 | 0.72594 | 0.72594 | 0.72594 | 0.72594 | 0.72594 | 0.72594
| 183 | 0.90086 | 0.90086 | 0.90086 | 0.90086 | 0.90086 | 0.90086 | 0.90086 | 0.90086 | 0.90086 | 0.90086 | 0.95547 | 0.95547 | 0.95547 | 0.95547 | 0.95547 | 0.95547 | 0.95547 | 0.95547 | 0.95547 | 0.95547 | 0.98896 | 0.98896 | 0.98896 | 0.98896 | 0.98896 | 0.98896 | 0.98896 | 0.98896 | 0.98896 | 0.98896 | 0.99917 | 0.99917 | 0.99917 | 0.99917 | 0.99917 | 0.99917 | 0.99917 | 0.99917 | 0.99917 | 0.99917 | 0.9854 | 0.9854 | 0.9854 | 0.9854 | 0.9854 | 0.9854 | 0.9854 | 0.9854 | 0.9854 | 0.9854 | 0.94859 | 0.94859 | 0.94859 | 0.94859 | 0.94859 | 0.94859 | 0.94859 | 0.94859 | 0.94859 | 0.94859 | 0.89103 | 0.89103 | 0.89103 | 0.89103 | 0.89103 | 0.89103 | 0.89103 | 0.89103 | 0.89103 | 0.89103 | 0.81576 | 0.81576 | 0.81576 | 0.81576 | 0.81576 | 0.81576 | 0.81576 | 0.81576 | 0.81576 | 0.81576 | 0.72594 | 0.72594 | 0.72594 | 0.72594 | 0.72594 | 0.72594 | 0.72594 | 0.72594 | 0.72594 | 0.72594 | 0.72594
| 184 | 0.90086 | 0.90086 | 0.90086 | 0.90086 | 0.90086 | 0.90086 | 0.90086 | 0.90086 | 0.90086 | 0.90086 | 0.95547 | 0.95547 | 0.95547 | 0.95547 | 0.95547 | 0.95547 | 0.95547 | 0.95547 | 0.95547 | 0.95547 | 0.98896 | 0.98896 | 0.98896 | 0.98896 | 0.98896 | 0.98896 | 0.98896 | 0.98896 | 0.98896 | 0.98896 | 0.99917 | 0.99917 | 0.99917 | 0.99917 | 0.99917 | 0.99917 | 0.99917 | 0.99917 | 0.99917 | 0.99917 | 0.9854 | 0.9854 | 0.9854 | 0.9854 | 0.9854 | 0.9854 | 0.9854 | 0.9854 | 0.9854 | 0.9854 | 0.94859 | 0.94859 | 0.94859 | 0.94859 | 0.94859 | 0.94859 | 0.94859 | 0.94859 | 0.94859 | 0.94859 | 0.89103 | 0.89103 | 0.89103 | 0.89103 | 0.89103 | 0.89103 | 0.89103 | 0.89103 | 0.89103 | 0.89103 | 0.81576 | 0.81576 | 0.81576 | 0.81576 | 0.81576 | 0.81576 | 0.81576 | 0.81576 | 0.81576 | 0.81576 | 0.72594 | 0.72594 | 0.72594 | 0.72594 | 0.72594 | 0.72594 | 0.72594 | 0.72594 | 0.72594 | 0.72594 | 0.72594
| 185 | 0.90086 | 0.90086 | 0.90086 | 0.90086 | 0.90086 | 0.90086 | 0.90086 | 0.90086 | 0.90086 | 0.90086 | 0.95547 | 0.95547 | 0.95547 | 0.95547 | 0.95547 | 0.95547 | 0.95547 | 0.95547 | 0.95547 | 0.95547 | 0.98896 | 0.98896 | 0.98896 | 0.98896 | 0.98896 | 0.98896 | 0.98896 | 0.98896 | 0.98896 | 0.98896 | 0.99917 | 0.99917 | 0.99917 | 0.99917 | 0.99917 | 0.99917 | 0.99917 | 0.99917 | 0.99917 | 0.99917 | 0.9854 | 0.9854 | 0.9854 | 0.9854 | 0.9854 | 0.9854 | 0.9854 | 0.9854 | 0.9854 | 0.9854 | 0.94859 | 0.94859 | 0.94859 | 0.94859 | 0.94859 | 0.94859 | 0.94859 | 0.94859 | 0.94859 | 0.94859 | 0.89103 | 0.89103 | 0.89103 | 0.89103 | 0.89103 | 0.89103 | 0.89103 | 0.89103 | 0.89103 | 0.89103 | 0.81576 | 0.81576 | 0.81576 | 0.81576 | 0.81576 | 0.81576 | 0.81576 | 0.81576 | 0.81576 | 0.81576 | 0.72594 | 0.72594 | 0.72594 | 0.72594 | 0.72594 | 0.72594 | 0.72594 | 0.72594 | 0.72594 | 0.72594 | 0.72594
| 186 | 0.90086 | 0.90086 | 0.90086 | 0.90086 | 0.90086 | 0.90086 | 0.90086 | 0.90086 | 0.90086 | 0.90086 | 0.95547 | 0.95547 | 0.95547 | 0.95547 | 0.95547 | 0.95547 | 0.95547 | 0.95547 | 0.95547 | 0.95547 | 0.98896 | 0.98896 | 0.98896 | 0.98896 | 0.98896 | 0.98896 | 0.98896 | 0.98896 | 0.98896 | 0.98896 | 0.99917 | 0.99917 | 0.99917 | 0.99917 | 0.99917 | 0.99917 | 0.99917 | 0.99917 | 0.99917 | 0.99917 | 0.9854 | 0.9854 | 0.9854 | 0.9854 | 0.9854 | 0.9854 | 0.9854 | 0.9854 | 0.9854 | 0.9854 | 0.94859 | 0.94859 | 0.94859 | 0.94859 | 0.94859 | 0.94859 | 0.94859 | 0.94859 | 0.94859 | 0.94859 | 0.89103 | 0.89103 | 0.89103 | 0.89103 | 0.89103 | 0.89103 | 0.89103 | 0.89103 | 0.89103 | 0.89103 | 0.81576 | 0.81576 | 0.81576 | 0.81576 | 0.81576 | 0.81576 | 0.81576 | 0.81576 | 0.81576 | 0.81576 | 0.72594 | 0.72594 | 0.72594 | 0.72594 | 0.72594 | 0.72594 | 0.72594 | 0.72594 | 0.72594 | 0.72594 | 0.72594
| 187 | 0.90086 | 0.90086 | 0.90086 | 0.90086 | 0.90086 | 0.90086 | 0.90086 | 0.90086 | 0.90086 | 0.90086 | 0.95547 | 0.95547 | 0.95547 | 0.95547 | 0.95547 | 0.95547 | 0.95547 | 0.95547 | 0.95547 | 0.95547 | 0.98896 | 0.98896 | 0.98896 | 0.98896 | 0.98896 | 0.98896 | 0.98896 | 0.98896 | 0.98896 | 0.98896 | 0.99917 | 0.99917 | 0.99917 | 0.99917 | 0.99917 | 0.99917 | 0.99917 | 0.99917 | 0.99917 | 0.99917 | 0.9854 | 0.9854 | 0.9854 | 0.9854 | 0.9854 | 0.9854 | 0.9854 | 0.9854 | 0.9854 | 0.9854 | 0.94859 | 0.94859 | 0.94859 | 0.94859 | 0.94859 | 0.94859 | 0.94859 | 0.94859 | 0.94859 | 0.94859 | 0.89103 | 0.89103 | 0.89103 | 0.89103 | 0.89103 | 0.89103 | 0.89103 | 0.89103 | 0.89103 | 0.89103 | 0.81576 | 0.81576 | 0.81576 | 0.81576 | 0.81576 | 0.81576 | 0.81576 | 0.81576 | 0.81576 | 0.81576 | 0.72594 | 0.72594 | 0.72594 | 0.72594 | 0.72594 | 0.72594 | 0.72594 | 0.72594 | 0.72594 | 0.72594 | 0.72594
| 188 | 0.90086 | 0.90086 | 0.90086 | 0.90086 | 0.90086 | 0.90086 | 0.90086 | 0.90086 | 0.90086 | 0.90086 | 0.95547 | 0.95547 | 0.95547 | 0.95547 | 0.95547 | 0.95547 | 0.95547 | 0.95547 | 0.95547 | 0.95547 | 0.98896 | 0.98896 | 0.98896 | 0.98896 | 0.98896 | 0.98896 | 0.98896 | 0.98896 | 0.98896 | 0.98896 | 0.99917 | 0.99917 | 0.99917 | 0.99917 | 0.99917 | 0.99917 | 0.99917 | 0.99917 | 0.99917 | 0.99917 | 0.9854 | 0.9854 | 0.9854 | 0.9854 | 0.9854 | 0.9854 | 0.9854 | 0.9854 | 0.9854 | 0.9854 | 0.94859 | 0.94859 | 0.94859 | 0.94859 | 0.94859 | 0.94859 | 0.94859 | 0.94859 | 0.94859 | 0.94859 | 0.89103 | 0.89103 | 0.89103 | 0.89103 | 0.89103 | 0.89103 | 0.89103 | 0.89103 | 0.89103 | 0.89103 | 0.81576 | 0.81576 | 0.81576 | 0.81576 | 0.81576 | 0.81576 | 0.81576 | 0.81576 | 0.81576 | 0.81576 | 0.72594 | 0.72594 | 0.72594 | 0.72594 | 0.72594 | 0.72594 | 0.72594 | 0.72594 | 0.72594 | 0.72594 | 0.72594
| 189 | 0.90086 | 0.90086 | 0.90086 | 0.90086 | 0.90086 | 0.90086 | 0.90086 | 0.90086 | 0.90086 | 0.90086 | 0.95547 | 0.95547 | 0.95547 | 0.95547 | 0.95547 | 0.95547 | 0.95547 | 0.95547 | 0.95547 | 0.95547 | 0.98896 | 0.98896 | 0.98896 | 0.98896 | 0.98896 | 0.98896 | 0.98896 | 0.98896 | 0.98896 | 0.98896 | 0.99917 | 0.99917 | 0.99917 | 0.99917 | 0.99917 | 0.99917 | 0.99917 | 0.99917 | 0.99917 | 0.99917 | 0.9854 | 0.9854 | 0.9854 | 0.9854 | 0.9854 | 0.9854 | 0.9854 | 0.9854 | 0.9854 | 0.9854 | 0.94859 | 0.94859 | 0.94859 | 0.94859 | 0.94859 | 0.94859 | 0.94859 | 0.94859 | 0.94859 | 0.94859 | 0.89103 | 0.89103 | 0.89103 | 0.89103 | 0.89103 | 0.89103 | 0.89103 | 0.89103 | 0.89103 | 0.89103 | 0.81576 | 0.81576 | 0.81576 | 0.81576 | 0.81576 | 0.81576 | 0.81576 | 0.81576 | 0.81576 | 0.81576 | 0.72594 | 0.72594 | 0.72594 | 0.72594 | 0.72594 | 0.72594 | 0.72594 | 0.72594 | 0.72594 | 0.72594 | 0.72594
| 190 | 0.89955 | 0.89955 | 0.89955 | 0.89955 | 0.89955 | 0.89955 | 0.89955 | 0.89955 | 0.89955 | 0.89955 | 0.95195 | 0.95195 | 0.95195 | 0.95195 | 0.95195 | 0.95195 | 0.95195 | 0.95195 | 0.95195 | 0.95195 | 0.98378 | 0.98378 | 0.98378 | 0.98378 | 0.98378 | 0.98378 | 0.98378 | 0.98378 | 0.98378 | 0.98378 | 0.99289 | 0.99289 | 0.99289 | 0.99289 | 0.99289 | 0.99289 | 0.99289 | 0.99289 | 0.99289 | 0.99289 | 0.97856 | 0.97856 | 0.97856 | 0.97856 | 0.97856 | 0.97856 | 0.97856 | 0.97856 | 0.97856 | 0.97856 | 0.94173 | 0.94173 | 0.94173 | 0.94173 | 0.94173 | 0.94173 | 0.94173 | 0.94173 | 0.94173 | 0.94173 | 0.88472 | 0.88472 | 0.88472 | 0.88472 | 0.88472 | 0.88472 | 0.88472 | 0.88472 | 0.88472 | 0.88472 | 0.81054 | 0.81054 | 0.81054 | 0.81054 | 0.81054 | 0.81054 | 0.81054 | 0.81054 | 0.81054 | 0.81054 | 0.72236 | 0.72236 | 0.72236 | 0.72236 | 0.72236 | 0.72236 | 0.72236 | 0.72236 | 0.72236 | 0.72236 | 0.72236
| 191 | 0.89955 | 0.89955 | 0.89955 | 0.89955 | 0.89955 | 0.89955 | 0.89955 | 0.89955 | 0.89955 | 0.89955 | 0.95195 | 0.95195 | 0.95195 | 0.95195 | 0.95195 | 0.95195 | 0.95195 | 0.95195 | 0.95195 | 0.95195 | 0.98378 | 0.98378 | 0.98378 | 0.98378 | 0.98378 | 0.98378 | 0.98378 | 0.98378 | 0.98378 | 0.98378 | 0.99289 | 0.99289 | 0.99289 | 0.99289 | 0.99289 | 0.99289 | 0.99289 | 0.99289 | 0.99289 | 0.99289 | 0.97856 | 0.97856 | 0.97856 | 0.97856 | 0.97856 | 0.97856 | 0.97856 | 0.97856 | 0.97856 | 0.97856 | 0.94173 | 0.94173 | 0.94173 | 0.94173 | 0.94173 | 0.94173 | 0.94173 | 0.94173 | 0.94173 | 0.94173 | 0.88472 | 0.88472 | 0.88472 | 0.88472 | 0.88472 | 0.88472 | 0.88472 | 0.88472 | 0.88472 | 0.88472 | 0.81054 | 0.81054 | 0.81054 | 0.81054 | 0.81054 | 0.81054 | 0.81054 | 0.81054 | 0.81054 | 0.81054 | 0.72236 | 0.72236 | 0.72236 | 0.72236 | 0.72236 | 0.72236 | 0.72236 | 0.72236 | 0.72236 | 0.72236 | 0.72236
| 192 | 0.89955 | 0.89955 | 0.89955 | 0.89955 | 0.89955 | 0.89955 | 0.89955 | 0.89955 | 0.89955 | 0.89955 | 0.95195 | 0.95195 | 0.95195 | 0.95195 | 0.95195 | 0.95195 | 0.95195 | 0.95195 | 0.95195 | 0.95195 | 0.98378 | 0.98378 | 0.98378 | 0.98378 | 0.98378 | 0.98378 | 0.98378 | 0.98378 | 0.98378 | 0.98378 | 0.99289 | 0.99289 | 0.99289 | 0.99289 | 0.99289 | 0.99289 | 0.99289 | 0.99289 | 0.99289 | 0.99289 | 0.97856 | 0.97856 | 0.97856 | 0.97856 | 0.97856 | 0.97856 | 0.97856 | 0.97856 | 0.97856 | 0.97856 | 0.94173 | 0.94173 | 0.94173 | 0.94173 | 0.94173 | 0.94173 | 0.94173 | 0.94173 | 0.94173 | 0.94173 | 0.88472 | 0.88472 | 0.88472 | 0.88472 | 0.88472 | 0.88472 | 0.88472 | 0.88472 | 0.88472 | 0.88472 | 0.81054 | 0.81054 | 0.81054 | 0.81054 | 0.81054 | 0.81054 | 0.81054 | 0.81054 | 0.81054 | 0.81054 | 0.72236 | 0.72236 | 0.72236 | 0.72236 | 0.72236 | 0.72236 | 0.72236 | 0.72236 | 0.72236 | 0.72236 | 0.72236
| 193 | 0.89955 | 0.89955 | 0.89955 | 0.89955 | 0.89955 | 0.89955 | 0.89955 | 0.89955 | 0.89955 | 0.89955 | 0.95195 | 0.95195 | 0.95195 | 0.95195 | 0.95195 | 0.95195 | 0.95195 | 0.95195 | 0.95195 | 0.95195 | 0.98378 | 0.98378 | 0.98378 | 0.98378 | 0.98378 | 0.98378 | 0.98378 | 0.98378 | 0.98378 | 0.98378 | 0.99289 | 0.99289 | 0.99289 | 0.99289 | 0.99289 | 0.99289 | 0.99289 | 0.99289 | 0.99289 | 0.99289 | 0.97856 | 0.97856 | 0.97856 | 0.97856 | 0.97856 | 0.97856 | 0.97856 | 0.97856 | 0.97856 | 0.97856 | 0.94173 | 0.94173 | 0.94173 | 0.94173 | 0.94173 | 0.94173 | 0.94173 | 0.94173 | 0.94173 | 0.94173 | 0.88472 | 0.88472 | 0.88472 | 0.88472 | 0.88472 | 0.88472 | 0.88472 | 0.88472 | 0.88472 | 0.88472 | 0.81054 | 0.81054 | 0.81054 | 0.81054 | 0.81054 | 0.81054 | 0.81054 | 0.81054 | 0.81054 | 0.81054 | 0.72236 | 0.72236 | 0.72236 | 0.72236 | 0.72236 | 0.72236 | 0.72236 | 0.72236 | 0.72236 | 0.72236 | 0.72236
| 194 | 0.89955 | 0.89955 | 0.89955 | 0.89955 | 0.89955 | 0.89955 | 0.89955 | 0.89955 | 0.89955 | 0.89955 | 0.95195 | 0.95195 | 0.95195 | 0.95195 | 0.95195 | 0.95195 | 0.95195 | 0.95195 | 0.95195 | 0.95195 | 0.98378 | 0.98378 | 0.98378 | 0.98378 | 0.98378 | 0.98378 | 0.98378 | 0.98378 | 0.98378 | 0.98378 | 0.99289 | 0.99289 | 0.99289 | 0.99289 | 0.99289 | 0.99289 | 0.99289 | 0.99289 | 0.99289 | 0.99289 | 0.97856 | 0.97856 | 0.97856 | 0.97856 | 0.97856 | 0.97856 | 0.97856 | 0.97856 | 0.97856 | 0.97856 | 0.94173 | 0.94173 | 0.94173 | 0.94173 | 0.94173 | 0.94173 | 0.94173 | 0.94173 | 0.94173 | 0.94173 | 0.88472 | 0.88472 | 0.88472 | 0.88472 | 0.88472 | 0.88472 | 0.88472 | 0.88472 | 0.88472 | 0.88472 | 0.81054 | 0.81054 | 0.81054 | 0.81054 | 0.81054 | 0.81054 | 0.81054 | 0.81054 | 0.81054 | 0.81054 | 0.72236 | 0.72236 | 0.72236 | 0.72236 | 0.72236 | 0.72236 | 0.72236 | 0.72236 | 0.72236 | 0.72236 | 0.72236
| 195 | 0.89955 | 0.89955 | 0.89955 | 0.89955 | 0.89955 | 0.89955 | 0.89955 | 0.89955 | 0.89955 | 0.89955 | 0.95195 | 0.95195 | 0.95195 | 0.95195 | 0.95195 | 0.95195 | 0.95195 | 0.95195 | 0.95195 | 0.95195 | 0.98378 | 0.98378 | 0.98378 | 0.98378 | 0.98378 | 0.98378 | 0.98378 | 0.98378 | 0.98378 | 0.98378 | 0.99289 | 0.99289 | 0.99289 | 0.99289 | 0.99289 | 0.99289 | 0.99289 | 0.99289 | 0.99289 | 0.99289 | 0.97856 | 0.97856 | 0.97856 | 0.97856 | 0.97856 | 0.97856 | 0.97856 | 0.97856 | 0.97856 | 0.97856 | 0.94173 | 0.94173 | 0.94173 | 0.94173 | 0.94173 | 0.94173 | 0.94173 | 0.94173 | 0.94173 | 0.94173 | 0.88472 | 0.88472 | 0.88472 | 0.88472 | 0.88472 | 0.88472 | 0.88472 | 0.88472 | 0.88472 | 0.88472 | 0.81054 | 0.81054 | 0.81054 | 0.81054 | 0.81054 | 0.81054 | 0.81054 | 0.81054 | 0.81054 | 0.81054 | 0.72236 | 0.72236 | 0.72236 | 0.72236 | 0.72236 | 0.72236 | 0.72236 | 0.72236 | 0.72236 | 0.72236 | 0.72236
| 196 | 0.89955 | 0.89955 | 0.89955 | 0.89955 | 0.89955 | 0.89955 | 0.89955 | 0.89955 | 0.89955 | 0.89955 | 0.95195 | 0.95195 | 0.95195 | 0.95195 | 0.95195 | 0.95195 | 0.95195 | 0.95195 | 0.95195 | 0.95195 | 0.98378 | 0.98378 | 0.98378 | 0.98378 | 0.98378 | 0.98378 | 0.98378 | 0.98378 | 0.98378 | 0.98378 | 0.99289 | 0.99289 | 0.99289 | 0.99289 | 0.99289 | 0.99289 | 0.99289 | 0.99289 | 0.99289 | 0.99289 | 0.97856 | 0.97856 | 0.97856 | 0.97856 | 0.97856 | 0.97856 | 0.97856 | 0.97856 | 0.97856 | 0.97856 | 0.94173 | 0.94173 | 0.94173 | 0.94173 | 0.94173 | 0.94173 | 0.94173 | 0.94173 | 0.94173 | 0.94173 | 0.88472 | 0.88472 | 0.88472 | 0.88472 | 0.88472 | 0.88472 | 0.88472 | 0.88472 | 0.88472 | 0.88472 | 0.81054 | 0.81054 | 0.81054 | 0.81054 | 0.81054 | 0.81054 | 0.81054 | 0.81054 | 0.81054 | 0.81054 | 0.72236 | 0.72236 | 0.72236 | 0.72236 | 0.72236 | 0.72236 | 0.72236 | 0.72236 | 0.72236 | 0.72236 | 0.72236
| 197 | 0.89955 | 0.89955 | 0.89955 | 0.89955 | 0.89955 | 0.89955 | 0.89955 | 0.89955 | 0.89955 | 0.89955 | 0.95195 | 0.95195 | 0.95195 | 0.95195 | 0.95195 | 0.95195 | 0.95195 | 0.95195 | 0.95195 | 0.95195 | 0.98378 | 0.98378 | 0.98378 | 0.98378 | 0.98378 | 0.98378 | 0.98378 | 0.98378 | 0.98378 | 0.98378 | 0.99289 | 0.99289 | 0.99289 | 0.99289 | 0.99289 | 0.99289 | 0.99289 | 0.99289 | 0.99289 | 0.99289 | 0.97856 | 0.97856 | 0.97856 | 0.97856 | 0.97856 | 0.97856 | 0.97856 | 0.97856 | 0.97856 | 0.97856 | 0.94173 | 0.94173 | 0.94173 | 0.94173 | 0.94173 | 0.94173 | 0.94173 | 0.94173 | 0.94173 | 0.94173 | 0.88472 | 0.88472 | 0.88472 | 0.88472 | 0.88472 | 0.88472 | 0.88472 | 0.88472 | 0.88472 | 0.88472 | 0.81054 | 0.81054 | 0.81054 | 0.81054 | 0.81054 | 0.81054 | 0.81054 | 0.81054 | 0.81054 | 0.81054 | 0.72236 | 0.72236 | 0.72236 | 0.72236 | 0.72236 | 0.72236 | 0.72236 | 0.72236 | 0.72236 | 0.72236 | 0.72236
| 198 | 0.89955 | 0.89955 | 0.89955 | 0.89955 | 0.89955 | 0.89955 | 0.89955 | 0.89955 | 0.89955 | 0.89955 | 0.95195 | 0.95195 | 0.95195 | 0.95195 | 0.95195 | 0.95195 | 0.95195 | 0.95195 | 0.95195 | 0.95195 | 0.98378 | 0.98378 | 0.98378 | 0.98378 | 0.98378 | 0.98378 | 0.98378 | 0.98378 | 0.98378 | 0.98378 | 0.99289 | 0.99289 | 0.99289 | 0.99289 | 0.99289 | 0.99289 | 0.99289 | 0.99289 | 0.99289 | 0.99289 | 0.97856 | 0.97856 | 0.97856 | 0.97856 | 0.97856 | 0.97856 | 0.97856 | 0.97856 | 0.97856 | 0.97856 | 0.94173 | 0.94173 | 0.94173 | 0.94173 | 0.94173 | 0.94173 | 0.94173 | 0.94173 | 0.94173 | 0.94173 | 0.88472 | 0.88472 | 0.88472 | 0.88472 | 0.88472 | 0.88472 | 0.88472 | 0.88472 | 0.88472 | 0.88472 | 0.81054 | 0.81054 | 0.81054 | 0.81054 | 0.81054 | 0.81054 | 0.81054 | 0.81054 | 0.81054 | 0.81054 | 0.72236 | 0.72236 | 0.72236 | 0.72236 | 0.72236 | 0.72236 | 0.72236 | 0.72236 | 0.72236 | 0.72236 | 0.72236
| 199 | 0.89955 | 0.89955 | 0.89955 | 0.89955 | 0.89955 | 0.89955 | 0.89955 | 0.89955 | 0.89955 | 0.89955 | 0.95195 | 0.95195 | 0.95195 | 0.95195 | 0.95195 | 0.95195 | 0.95195 | 0.95195 | 0.95195 | 0.95195 | 0.98378 | 0.98378 | 0.98378 | 0.98378 | 0.98378 | 0.98378 | 0.98378 | 0.98378 | 0.98378 | 0.98378 | 0.99289 | 0.99289 | 0.99289 | 0.99289 | 0.99289 | 0.99289 | 0.99289 | 0.99289 | 0.99289 | 0.99289 | 0.97856 | 0.97856 | 0.97856 | 0.97856 | 0.97856 | 0.97856 | 0.97856 | 0.97856 | 0.97856 | 0.97856 | 0.94173 | 0.94173 | 0.94173 | 0.94173 | 0.94173 | 0.94173 | 0.94173 | 0.94173 | 0.94173 | 0.94173 | 0.88472 | 0.88472 | 0.88472 | 0.88472 | 0.88472 | 0.88472 | 0.88472 | 0.88472 | 0.88472 | 0.88472 | 0.81054 | 0.81054 | 0.81054 | 0.81054 | 0.81054 | 0.81054 | 0.81054 | 0.81054 | 0.81054 | 0.81054 | 0.72236 | 0.72236 | 0.72236 | 0.72236 | 0.72236 | 0.72236 | 0.72236 | 0.72236 | 0.72236 | 0.72236 | 0.72236
| 200 | 0.89684 | 0.89684 | 0.89684 | 0.89684 | 0.89684 | 0.89684 | 0.89684 | 0.89684 | 0.89684 | 0.89684 | 0.94469 | 0.94469 | 0.94469 | 0.94469 | 0.94469 | 0.94469 | 0.94469 | 0.94469 | 0.94469 | 0.94469 | 0.97311 | 0.97311 | 0.97311 | 0.97311 | 0.97311 | 0.97311 | 0.97311 | 0.97311 | 0.97311 | 0.97311 | 0.97997 | 0.97997 | 0.97997 | 0.97997 | 0.97997 | 0.97997 | 0.97997 | 0.97997 | 0.97997 | 0.97997 | 0.96454 | 0.96454 | 0.96454 | 0.96454 | 0.96454 | 0.96454 | 0.96454 | 0.96454 | 0.96454 | 0.96454 | 0.92778 | 0.92778 | 0.92778 | 0.92778 | 0.92778 | 0.92778 | 0.92778 | 0.92778 | 0.92778 | 0.92778 | 0.87197 | 0.87197 | 0.87197 | 0.87197 | 0.87197 | 0.87197 | 0.87197 | 0.87197 | 0.87197 | 0.87197 | 0.80016 | 0.80016 | 0.80016 | 0.80016 | 0.80016 | 0.80016 | 0.80016 | 0.80016 | 0.80016 | 0.80016 | 0.71549 | 0.71549 | 0.71549 | 0.71549 | 0.71549 | 0.71549 | 0.71549 | 0.71549 | 0.71549 | 0.71549 | 0.71549
| 201 | 0.89684 | 0.89684 | 0.89684 | 0.89684 | 0.89684 | 0.89684 | 0.89684 | 0.89684 | 0.89684 | 0.89684 | 0.94469 | 0.94469 | 0.94469 | 0.94469 | 0.94469 | 0.94469 | 0.94469 | 0.94469 | 0.94469 | 0.94469 | 0.97311 | 0.97311 | 0.97311 | 0.97311 | 0.97311 | 0.97311 | 0.97311 | 0.97311 | 0.97311 | 0.97311 | 0.97997 | 0.97997 | 0.97997 | 0.97997 | 0.97997 | 0.97997 | 0.97997 | 0.97997 | 0.97997 | 0.97997 | 0.96454 | 0.96454 | 0.96454 | 0.96454 | 0.96454 | 0.96454 | 0.96454 | 0.96454 | 0.96454 | 0.96454 | 0.92778 | 0.92778 | 0.92778 | 0.92778 | 0.92778 | 0.92778 | 0.92778 | 0.92778 | 0.92778 | 0.92778 | 0.87197 | 0.87197 | 0.87197 | 0.87197 | 0.87197 | 0.87197 | 0.87197 | 0.87197 | 0.87197 | 0.87197 | 0.80016 | 0.80016 | 0.80016 | 0.80016 | 0.80016 | 0.80016 | 0.80016 | 0.80016 | 0.80016 | 0.80016 | 0.71549 | 0.71549 | 0.71549 | 0.71549 | 0.71549 | 0.71549 | 0.71549 | 0.71549 | 0.71549 | 0.71549 | 0.71549
| 202 | 0.89684 | 0.89684 | 0.89684 | 0.89684 | 0.89684 | 0.89684 | 0.89684 | 0.89684 | 0.89684 | 0.89684 | 0.94469 | 0.94469 | 0.94469 | 0.94469 | 0.94469 | 0.94469 | 0.94469 | 0.94469 | 0.94469 | 0.94469 | 0.97311 | 0.97311 | 0.97311 | 0.97311 | 0.97311 | 0.97311 | 0.97311 | 0.97311 | 0.97311 | 0.97311 | 0.97997 | 0.97997 | 0.97997 | 0.97997 | 0.97997 | 0.97997 | 0.97997 | 0.97997 | 0.97997 | 0.97997 | 0.96454 | 0.96454 | 0.96454 | 0.96454 | 0.96454 | 0.96454 | 0.96454 | 0.96454 | 0.96454 | 0.96454 | 0.92778 | 0.92778 | 0.92778 | 0.92778 | 0.92778 | 0.92778 | 0.92778 | 0.92778 | 0.92778 | 0.92778 | 0.87197 | 0.87197 | 0.87197 | 0.87197 | 0.87197 | 0.87197 | 0.87197 | 0.87197 | 0.87197 | 0.87197 | 0.80016 | 0.80016 | 0.80016 | 0.80016 | 0.80016 | 0.80016 | 0.80016 | 0.80016 | 0.80016 | 0.80016 | 0.71549 | 0.71549 | 0.71549 | 0.71549 | 0.71549 | 0.71549 | 0.71549 | 0.71549 | 0.71549 | 0.71549 | 0.71549
| 203 | 0.89684 | 0.89684 | 0.89684 | 0.89684 | 0.89684 | 0.89684 | 0.89684 | 0.89684 | 0.89684 | 0.89684 | 0.94469 | 0.94469 | 0.94469 | 0.94469 | 0.94469 | 0.94469 | 0.94469 | 0.94469 | 0.94469 | 0.94469 | 0.97311 | 0.97311 | 0.97311 | 0.97311 | 0.97311 | 0.97311 | 0.97311 | 0.97311 | 0.97311 | 0.97311 | 0.97997 | 0.97997 | 0.97997 | 0.97997 | 0.97997 | 0.97997 | 0.97997 | 0.97997 | 0.97997 | 0.97997 | 0.96454 | 0.96454 | 0.96454 | 0.96454 | 0.96454 | 0.96454 | 0.96454 | 0.96454 | 0.96454 | 0.96454 | 0.92778 | 0.92778 | 0.92778 | 0.92778 | 0.92778 | 0.92778 | 0.92778 | 0.92778 | 0.92778 | 0.92778 | 0.87197 | 0.87197 | 0.87197 | 0.87197 | 0.87197 | 0.87197 | 0.87197 | 0.87197 | 0.87197 | 0.87197 | 0.80016 | 0.80016 | 0.80016 | 0.80016 | 0.80016 | 0.80016 | 0.80016 | 0.80016 | 0.80016 | 0.80016 | 0.71549 | 0.71549 | 0.71549 | 0.71549 | 0.71549 | 0.71549 | 0.71549 | 0.71549 | 0.71549 | 0.71549 | 0.71549
| 204 | 0.89684 | 0.89684 | 0.89684 | 0.89684 | 0.89684 | 0.89684 | 0.89684 | 0.89684 | 0.89684 | 0.89684 | 0.94469 | 0.94469 | 0.94469 | 0.94469 | 0.94469 | 0.94469 | 0.94469 | 0.94469 | 0.94469 | 0.94469 | 0.97311 | 0.97311 | 0.97311 | 0.97311 | 0.97311 | 0.97311 | 0.97311 | 0.97311 | 0.97311 | 0.97311 | 0.97997 | 0.97997 | 0.97997 | 0.97997 | 0.97997 | 0.97997 | 0.97997 | 0.97997 | 0.97997 | 0.97997 | 0.96454 | 0.96454 | 0.96454 | 0.96454 | 0.96454 | 0.96454 | 0.96454 | 0.96454 | 0.96454 | 0.96454 | 0.92778 | 0.92778 | 0.92778 | 0.92778 | 0.92778 | 0.92778 | 0.92778 | 0.92778 | 0.92778 | 0.92778 | 0.87197 | 0.87197 | 0.87197 | 0.87197 | 0.87197 | 0.87197 | 0.87197 | 0.87197 | 0.87197 | 0.87197 | 0.80016 | 0.80016 | 0.80016 | 0.80016 | 0.80016 | 0.80016 | 0.80016 | 0.80016 | 0.80016 | 0.80016 | 0.71549 | 0.71549 | 0.71549 | 0.71549 | 0.71549 | 0.71549 | 0.71549 | 0.71549 | 0.71549 | 0.71549 | 0.71549
| 205 | 0.89684 | 0.89684 | 0.89684 | 0.89684 | 0.89684 | 0.89684 | 0.89684 | 0.89684 | 0.89684 | 0.89684 | 0.94469 | 0.94469 | 0.94469 | 0.94469 | 0.94469 | 0.94469 | 0.94469 | 0.94469 | 0.94469 | 0.94469 | 0.97311 | 0.97311 | 0.97311 | 0.97311 | 0.97311 | 0.97311 | 0.97311 | 0.97311 | 0.97311 | 0.97311 | 0.97997 | 0.97997 | 0.97997 | 0.97997 | 0.97997 | 0.97997 | 0.97997 | 0.97997 | 0.97997 | 0.97997 | 0.96454 | 0.96454 | 0.96454 | 0.96454 | 0.96454 | 0.96454 | 0.96454 | 0.96454 | 0.96454 | 0.96454 | 0.92778 | 0.92778 | 0.92778 | 0.92778 | 0.92778 | 0.92778 | 0.92778 | 0.92778 | 0.92778 | 0.92778 | 0.87197 | 0.87197 | 0.87197 | 0.87197 | 0.87197 | 0.87197 | 0.87197 | 0.87197 | 0.87197 | 0.87197 | 0.80016 | 0.80016 | 0.80016 | 0.80016 | 0.80016 | 0.80016 | 0.80016 | 0.80016 | 0.80016 | 0.80016 | 0.71549 | 0.71549 | 0.71549 | 0.71549 | 0.71549 | 0.71549 | 0.71549 | 0.71549 | 0.71549 | 0.71549 | 0.71549
| 206 | 0.89684 | 0.89684 | 0.89684 | 0.89684 | 0.89684 | 0.89684 | 0.89684 | 0.89684 | 0.89684 | 0.89684 | 0.94469 | 0.94469 | 0.94469 | 0.94469 | 0.94469 | 0.94469 | 0.94469 | 0.94469 | 0.94469 | 0.94469 | 0.97311 | 0.97311 | 0.97311 | 0.97311 | 0.97311 | 0.97311 | 0.97311 | 0.97311 | 0.97311 | 0.97311 | 0.97997 | 0.97997 | 0.97997 | 0.97997 | 0.97997 | 0.97997 | 0.97997 | 0.97997 | 0.97997 | 0.97997 | 0.96454 | 0.96454 | 0.96454 | 0.96454 | 0.96454 | 0.96454 | 0.96454 | 0.96454 | 0.96454 | 0.96454 | 0.92778 | 0.92778 | 0.92778 | 0.92778 | 0.92778 | 0.92778 | 0.92778 | 0.92778 | 0.92778 | 0.92778 | 0.87197 | 0.87197 | 0.87197 | 0.87197 | 0.87197 | 0.87197 | 0.87197 | 0.87197 | 0.87197 | 0.87197 | 0.80016 | 0.80016 | 0.80016 | 0.80016 | 0.80016 | 0.80016 | 0.80016 | 0.80016 | 0.80016 | 0.80016 | 0.71549 | 0.71549 | 0.71549 | 0.71549 | 0.71549 | 0.71549 | 0.71549 | 0.71549 | 0.71549 | 0.71549 | 0.71549
| 207 | 0.89684 | 0.89684 | 0.89684 | 0.89684 | 0.89684 | 0.89684 | 0.89684 | 0.89684 | 0.89684 | 0.89684 | 0.94469 | 0.94469 | 0.94469 | 0.94469 | 0.94469 | 0.94469 | 0.94469 | 0.94469 | 0.94469 | 0.94469 | 0.97311 | 0.97311 | 0.97311 | 0.97311 | 0.97311 | 0.97311 | 0.97311 | 0.97311 | 0.97311 | 0.97311 | 0.97997 | 0.97997 | 0.97997 | 0.97997 | 0.97997 | 0.97997 | 0.97997 | 0.97997 | 0.97997 | 0.97997 | 0.96454 | 0.96454 | 0.96454 | 0.96454 | 0.96454 | 0.96454 | 0.96454 | 0.96454 | 0.96454 | 0.96454 | 0.92778 | 0.92778 | 0.92778 | 0.92778 | 0.92778 | 0.92778 | 0.92778 | 0.92778 | 0.92778 | 0.92778 | 0.87197 | 0.87197 | 0.87197 | 0.87197 | 0.87197 | 0.87197 | 0.87197 | 0.87197 | 0.87197 | 0.87197 | 0.80016 | 0.80016 | 0.80016 | 0.80016 | 0.80016 | 0.80016 | 0.80016 | 0.80016 | 0.80016 | 0.80016 | 0.71549 | 0.71549 | 0.71549 | 0.71549 | 0.71549 | 0.71549 | 0.71549 | 0.71549 | 0.71549 | 0.71549 | 0.71549
| 208 | 0.89684 | 0.89684 | 0.89684 | 0.89684 | 0.89684 | 0.89684 | 0.89684 | 0.89684 | 0.89684 | 0.89684 | 0.94469 | 0.94469 | 0.94469 | 0.94469 | 0.94469 | 0.94469 | 0.94469 | 0.94469 | 0.94469 | 0.94469 | 0.97311 | 0.97311 | 0.97311 | 0.97311 | 0.97311 | 0.97311 | 0.97311 | 0.97311 | 0.97311 | 0.97311 | 0.97997 | 0.97997 | 0.97997 | 0.97997 | 0.97997 | 0.97997 | 0.97997 | 0.97997 | 0.97997 | 0.97997 | 0.96454 | 0.96454 | 0.96454 | 0.96454 | 0.96454 | 0.96454 | 0.96454 | 0.96454 | 0.96454 | 0.96454 | 0.92778 | 0.92778 | 0.92778 | 0.92778 | 0.92778 | 0.92778 | 0.92778 | 0.92778 | 0.92778 | 0.92778 | 0.87197 | 0.87197 | 0.87197 | 0.87197 | 0.87197 | 0.87197 | 0.87197 | 0.87197 | 0.87197 | 0.87197 | 0.80016 | 0.80016 | 0.80016 | 0.80016 | 0.80016 | 0.80016 | 0.80016 | 0.80016 | 0.80016 | 0.80016 | 0.71549 | 0.71549 | 0.71549 | 0.71549 | 0.71549 | 0.71549 | 0.71549 | 0.71549 | 0.71549 | 0.71549 | 0.71549
| 209 | 0.89684 | 0.89684 | 0.89684 | 0.89684 | 0.89684 | 0.89684 | 0.89684 | 0.89684 | 0.89684 | 0.89684 | 0.94469 | 0.94469 | 0.94469 | 0.94469 | 0.94469 | 0.94469 | 0.94469 | 0.94469 | 0.94469 | 0.94469 | 0.97311 | 0.97311 | 0.97311 | 0.97311 | 0.97311 | 0.97311 | 0.97311 | 0.97311 | 0.97311 | 0.97311 | 0.97997 | 0.97997 | 0.97997 | 0.97997 | 0.97997 | 0.97997 | 0.97997 | 0.97997 | 0.97997 | 0.97997 | 0.96454 | 0.96454 | 0.96454 | 0.96454 | 0.96454 | 0.96454 | 0.96454 | 0.96454 | 0.96454 | 0.96454 | 0.92778 | 0.92778 | 0.92778 | 0.92778 | 0.92778 | 0.92778 | 0.92778 | 0.92778 | 0.92778 | 0.92778 | 0.87197 | 0.87197 | 0.87197 | 0.87197 | 0.87197 | 0.87197 | 0.87197 | 0.87197 | 0.87197 | 0.87197 | 0.80016 | 0.80016 | 0.80016 | 0.80016 | 0.80016 | 0.80016 | 0.80016 | 0.80016 | 0.80016 | 0.80016 | 0.71549 | 0.71549 | 0.71549 | 0.71549 | 0.71549 | 0.71549 | 0.71549 | 0.71549 | 0.71549 | 0.71549 | 0.71549
| 210 | 0.89264 | 0.89264 | 0.89264 | 0.89264 | 0.89264 | 0.89264 | 0.89264 | 0.89264 | 0.89264 | 0.89264 | 0.93344 | 0.93344 | 0.93344 | 0.93344 | 0.93344 | 0.93344 | 0.93344 | 0.93344 | 0.93344 | 0.93344 | 0.95663 | 0.95663 | 0.95663 | 0.95663 | 0.95663 | 0.95663 | 0.95663 | 0.95663 | 0.95663 | 0.95663 | 0.96006 | 0.96006 | 0.96006 | 0.96006 | 0.96006 | 0.96006 | 0.96006 | 0.96006 | 0.96006 | 0.96006 | 0.94302 | 0.94302 | 0.94302 | 0.94302 | 0.94302 | 0.94302 | 0.94302 | 0.94302 | 0.94302 | 0.94302 | 0.90645 | 0.90645 | 0.90645 | 0.90645 | 0.90645 | 0.90645 | 0.90645 | 0.90645 | 0.90645 | 0.90645 | 0.85266 | 0.85266 | 0.85266 | 0.85266 | 0.85266 | 0.85266 | 0.85266 | 0.85266 | 0.85266 | 0.85266 | 0.78466 | 0.78466 | 0.78466 | 0.78466 | 0.78466 | 0.78466 | 0.78466 | 0.78466 | 0.78466 | 0.78466 | 0.70563 | 0.70563 | 0.70563 | 0.70563 | 0.70563 | 0.70563 | 0.70563 | 0.70563 | 0.70563 | 0.70563 | 0.70563
| 211 | 0.89264 | 0.89264 | 0.89264 | 0.89264 | 0.89264 | 0.89264 | 0.89264 | 0.89264 | 0.89264 | 0.89264 | 0.93344 | 0.93344 | 0.93344 | 0.93344 | 0.93344 | 0.93344 | 0.93344 | 0.93344 | 0.93344 | 0.93344 | 0.95663 | 0.95663 | 0.95663 | 0.95663 | 0.95663 | 0.95663 | 0.95663 | 0.95663 | 0.95663 | 0.95663 | 0.96006 | 0.96006 | 0.96006 | 0.96006 | 0.96006 | 0.96006 | 0.96006 | 0.96006 | 0.96006 | 0.96006 | 0.94302 | 0.94302 | 0.94302 | 0.94302 | 0.94302 | 0.94302 | 0.94302 | 0.94302 | 0.94302 | 0.94302 | 0.90645 | 0.90645 | 0.90645 | 0.90645 | 0.90645 | 0.90645 | 0.90645 | 0.90645 | 0.90645 | 0.90645 | 0.85266 | 0.85266 | 0.85266 | 0.85266 | 0.85266 | 0.85266 | 0.85266 | 0.85266 | 0.85266 | 0.85266 | 0.78466 | 0.78466 | 0.78466 | 0.78466 | 0.78466 | 0.78466 | 0.78466 | 0.78466 | 0.78466 | 0.78466 | 0.70563 | 0.70563 | 0.70563 | 0.70563 | 0.70563 | 0.70563 | 0.70563 | 0.70563 | 0.70563 | 0.70563 | 0.70563
| 212 | 0.89264 | 0.89264 | 0.89264 | 0.89264 | 0.89264 | 0.89264 | 0.89264 | 0.89264 | 0.89264 | 0.89264 | 0.93344 | 0.93344 | 0.93344 | 0.93344 | 0.93344 | 0.93344 | 0.93344 | 0.93344 | 0.93344 | 0.93344 | 0.95663 | 0.95663 | 0.95663 | 0.95663 | 0.95663 | 0.95663 | 0.95663 | 0.95663 | 0.95663 | 0.95663 | 0.96006 | 0.96006 | 0.96006 | 0.96006 | 0.96006 | 0.96006 | 0.96006 | 0.96006 | 0.96006 | 0.96006 | 0.94302 | 0.94302 | 0.94302 | 0.94302 | 0.94302 | 0.94302 | 0.94302 | 0.94302 | 0.94302 | 0.94302 | 0.90645 | 0.90645 | 0.90645 | 0.90645 | 0.90645 | 0.90645 | 0.90645 | 0.90645 | 0.90645 | 0.90645 | 0.85266 | 0.85266 | 0.85266 | 0.85266 | 0.85266 | 0.85266 | 0.85266 | 0.85266 | 0.85266 | 0.85266 | 0.78466 | 0.78466 | 0.78466 | 0.78466 | 0.78466 | 0.78466 | 0.78466 | 0.78466 | 0.78466 | 0.78466 | 0.70563 | 0.70563 | 0.70563 | 0.70563 | 0.70563 | 0.70563 | 0.70563 | 0.70563 | 0.70563 | 0.70563 | 0.70563
| 213 | 0.89264 | 0.89264 | 0.89264 | 0.89264 | 0.89264 | 0.89264 | 0.89264 | 0.89264 | 0.89264 | 0.89264 | 0.93344 | 0.93344 | 0.93344 | 0.93344 | 0.93344 | 0.93344 | 0.93344 | 0.93344 | 0.93344 | 0.93344 | 0.95663 | 0.95663 | 0.95663 | 0.95663 | 0.95663 | 0.95663 | 0.95663 | 0.95663 | 0.95663 | 0.95663 | 0.96006 | 0.96006 | 0.96006 | 0.96006 | 0.96006 | 0.96006 | 0.96006 | 0.96006 | 0.96006 | 0.96006 | 0.94302 | 0.94302 | 0.94302 | 0.94302 | 0.94302 | 0.94302 | 0.94302 | 0.94302 | 0.94302 | 0.94302 | 0.90645 | 0.90645 | 0.90645 | 0.90645 | 0.90645 | 0.90645 | 0.90645 | 0.90645 | 0.90645 | 0.90645 | 0.85266 | 0.85266 | 0.85266 | 0.85266 | 0.85266 | 0.85266 | 0.85266 | 0.85266 | 0.85266 | 0.85266 | 0.78466 | 0.78466 | 0.78466 | 0.78466 | 0.78466 | 0.78466 | 0.78466 | 0.78466 | 0.78466 | 0.78466 | 0.70563 | 0.70563 | 0.70563 | 0.70563 | 0.70563 | 0.70563 | 0.70563 | 0.70563 | 0.70563 | 0.70563 | 0.70563
| 214 | 0.89264 | 0.89264 | 0.89264 | 0.89264 | 0.89264 | 0.89264 | 0.89264 | 0.89264 | 0.89264 | 0.89264 | 0.93344 | 0.93344 | 0.93344 | 0.93344 | 0.93344 | 0.93344 | 0.93344 | 0.93344 | 0.93344 | 0.93344 | 0.95663 | 0.95663 | 0.95663 | 0.95663 | 0.95663 | 0.95663 | 0.95663 | 0.95663 | 0.95663 | 0.95663 | 0.96006 | 0.96006 | 0.96006 | 0.96006 | 0.96006 | 0.96006 | 0.96006 | 0.96006 | 0.96006 | 0.96006 | 0.94302 | 0.94302 | 0.94302 | 0.94302 | 0.94302 | 0.94302 | 0.94302 | 0.94302 | 0.94302 | 0.94302 | 0.90645 | 0.90645 | 0.90645 | 0.90645 | 0.90645 | 0.90645 | 0.90645 | 0.90645 | 0.90645 | 0.90645 | 0.85266 | 0.85266 | 0.85266 | 0.85266 | 0.85266 | 0.85266 | 0.85266 | 0.85266 | 0.85266 | 0.85266 | 0.78466 | 0.78466 | 0.78466 | 0.78466 | 0.78466 | 0.78466 | 0.78466 | 0.78466 | 0.78466 | 0.78466 | 0.70563 | 0.70563 | 0.70563 | 0.70563 | 0.70563 | 0.70563 | 0.70563 | 0.70563 | 0.70563 | 0.70563 | 0.70563
| 215 | 0.89264 | 0.89264 | 0.89264 | 0.89264 | 0.89264 | 0.89264 | 0.89264 | 0.89264 | 0.89264 | 0.89264 | 0.93344 | 0.93344 | 0.93344 | 0.93344 | 0.93344 | 0.93344 | 0.93344 | 0.93344 | 0.93344 | 0.93344 | 0.95663 | 0.95663 | 0.95663 | 0.95663 | 0.95663 | 0.95663 | 0.95663 | 0.95663 | 0.95663 | 0.95663 | 0.96006 | 0.96006 | 0.96006 | 0.96006 | 0.96006 | 0.96006 | 0.96006 | 0.96006 | 0.96006 | 0.96006 | 0.94302 | 0.94302 | 0.94302 | 0.94302 | 0.94302 | 0.94302 | 0.94302 | 0.94302 | 0.94302 | 0.94302 | 0.90645 | 0.90645 | 0.90645 | 0.90645 | 0.90645 | 0.90645 | 0.90645 | 0.90645 | 0.90645 | 0.90645 | 0.85266 | 0.85266 | 0.85266 | 0.85266 | 0.85266 | 0.85266 | 0.85266 | 0.85266 | 0.85266 | 0.85266 | 0.78466 | 0.78466 | 0.78466 | 0.78466 | 0.78466 | 0.78466 | 0.78466 | 0.78466 | 0.78466 | 0.78466 | 0.70563 | 0.70563 | 0.70563 | 0.70563 | 0.70563 | 0.70563 | 0.70563 | 0.70563 | 0.70563 | 0.70563 | 0.70563
| 216 | 0.89264 | 0.89264 | 0.89264 | 0.89264 | 0.89264 | 0.89264 | 0.89264 | 0.89264 | 0.89264 | 0.89264 | 0.93344 | 0.93344 | 0.93344 | 0.93344 | 0.93344 | 0.93344 | 0.93344 | 0.93344 | 0.93344 | 0.93344 | 0.95663 | 0.95663 | 0.95663 | 0.95663 | 0.95663 | 0.95663 | 0.95663 | 0.95663 | 0.95663 | 0.95663 | 0.96006 | 0.96006 | 0.96006 | 0.96006 | 0.96006 | 0.96006 | 0.96006 | 0.96006 | 0.96006 | 0.96006 | 0.94302 | 0.94302 | 0.94302 | 0.94302 | 0.94302 | 0.94302 | 0.94302 | 0.94302 | 0.94302 | 0.94302 | 0.90645 | 0.90645 | 0.90645 | 0.90645 | 0.90645 | 0.90645 | 0.90645 | 0.90645 | 0.90645 | 0.90645 | 0.85266 | 0.85266 | 0.85266 | 0.85266 | 0.85266 | 0.85266 | 0.85266 | 0.85266 | 0.85266 | 0.85266 | 0.78466 | 0.78466 | 0.78466 | 0.78466 | 0.78466 | 0.78466 | 0.78466 | 0.78466 | 0.78466 | 0.78466 | 0.70563 | 0.70563 | 0.70563 | 0.70563 | 0.70563 | 0.70563 | 0.70563 | 0.70563 | 0.70563 | 0.70563 | 0.70563
| 217 | 0.89264 | 0.89264 | 0.89264 | 0.89264 | 0.89264 | 0.89264 | 0.89264 | 0.89264 | 0.89264 | 0.89264 | 0.93344 | 0.93344 | 0.93344 | 0.93344 | 0.93344 | 0.93344 | 0.93344 | 0.93344 | 0.93344 | 0.93344 | 0.95663 | 0.95663 | 0.95663 | 0.95663 | 0.95663 | 0.95663 | 0.95663 | 0.95663 | 0.95663 | 0.95663 | 0.96006 | 0.96006 | 0.96006 | 0.96006 | 0.96006 | 0.96006 | 0.96006 | 0.96006 | 0.96006 | 0.96006 | 0.94302 | 0.94302 | 0.94302 | 0.94302 | 0.94302 | 0.94302 | 0.94302 | 0.94302 | 0.94302 | 0.94302 | 0.90645 | 0.90645 | 0.90645 | 0.90645 | 0.90645 | 0.90645 | 0.90645 | 0.90645 | 0.90645 | 0.90645 | 0.85266 | 0.85266 | 0.85266 | 0.85266 | 0.85266 | 0.85266 | 0.85266 | 0.85266 | 0.85266 | 0.85266 | 0.78466 | 0.78466 | 0.78466 | 0.78466 | 0.78466 | 0.78466 | 0.78466 | 0.78466 | 0.78466 | 0.78466 | 0.70563 | 0.70563 | 0.70563 | 0.70563 | 0.70563 | 0.70563 | 0.70563 | 0.70563 | 0.70563 | 0.70563 | 0.70563
| 218 | 0.89264 | 0.89264 | 0.89264 | 0.89264 | 0.89264 | 0.89264 | 0.89264 | 0.89264 | 0.89264 | 0.89264 | 0.93344 | 0.93344 | 0.93344 | 0.93344 | 0.93344 | 0.93344 | 0.93344 | 0.93344 | 0.93344 | 0.93344 | 0.95663 | 0.95663 | 0.95663 | 0.95663 | 0.95663 | 0.95663 | 0.95663 | 0.95663 | 0.95663 | 0.95663 | 0.96006 | 0.96006 | 0.96006 | 0.96006 | 0.96006 | 0.96006 | 0.96006 | 0.96006 | 0.96006 | 0.96006 | 0.94302 | 0.94302 | 0.94302 | 0.94302 | 0.94302 | 0.94302 | 0.94302 | 0.94302 | 0.94302 | 0.94302 | 0.90645 | 0.90645 | 0.90645 | 0.90645 | 0.90645 | 0.90645 | 0.90645 | 0.90645 | 0.90645 | 0.90645 | 0.85266 | 0.85266 | 0.85266 | 0.85266 | 0.85266 | 0.85266 | 0.85266 | 0.85266 | 0.85266 | 0.85266 | 0.78466 | 0.78466 | 0.78466 | 0.78466 | 0.78466 | 0.78466 | 0.78466 | 0.78466 | 0.78466 | 0.78466 | 0.70563 | 0.70563 | 0.70563 | 0.70563 | 0.70563 | 0.70563 | 0.70563 | 0.70563 | 0.70563 | 0.70563 | 0.70563
| 219 | 0.89264 | 0.89264 | 0.89264 | 0.89264 | 0.89264 | 0.89264 | 0.89264 | 0.89264 | 0.89264 | 0.89264 | 0.93344 | 0.93344 | 0.93344 | 0.93344 | 0.93344 | 0.93344 | 0.93344 | 0.93344 | 0.93344 | 0.93344 | 0.95663 | 0.95663 | 0.95663 | 0.95663 | 0.95663 | 0.95663 | 0.95663 | 0.95663 | 0.95663 | 0.95663 | 0.96006 | 0.96006 | 0.96006 | 0.96006 | 0.96006 | 0.96006 | 0.96006 | 0.96006 | 0.96006 | 0.96006 | 0.94302 | 0.94302 | 0.94302 | 0.94302 | 0.94302 | 0.94302 | 0.94302 | 0.94302 | 0.94302 | 0.94302 | 0.90645 | 0.90645 | 0.90645 | 0.90645 | 0.90645 | 0.90645 | 0.90645 | 0.90645 | 0.90645 | 0.90645 | 0.85266 | 0.85266 | 0.85266 | 0.85266 | 0.85266 | 0.85266 | 0.85266 | 0.85266 | 0.85266 | 0.85266 | 0.78466 | 0.78466 | 0.78466 | 0.78466 | 0.78466 | 0.78466 | 0.78466 | 0.78466 | 0.78466 | 0.78466 | 0.70563 | 0.70563 | 0.70563 | 0.70563 | 0.70563 | 0.70563 | 0.70563 | 0.70563 | 0.70563 | 0.70563 | 0.70563
| 220 | 0.88685 | 0.88685 | 0.88685 | 0.88685 | 0.88685 | 0.88685 | 0.88685 | 0.88685 | 0.88685 | 0.88685 | 0.91797 | 0.91797 | 0.91797 | 0.91797 | 0.91797 | 0.91797 | 0.91797 | 0.91797 | 0.91797 | 0.91797 | 0.934 | 0.934 | 0.934 | 0.934 | 0.934 | 0.934 | 0.934 | 0.934 | 0.934 | 0.934 | 0.9328 | 0.9328 | 0.9328 | 0.9328 | 0.9328 | 0.9328 | 0.9328 | 0.9328 | 0.9328 | 0.9328 | 0.91365 | 0.91365 | 0.91365 | 0.91365 | 0.91365 | 0.91365 | 0.91365 | 0.91365 | 0.91365 | 0.91365 | 0.8775 | 0.8775 | 0.8775 | 0.8775 | 0.8775 | 0.8775 | 0.8775 | 0.8775 | 0.8775 | 0.8775 | 0.82665 | 0.82665 | 0.82665 | 0.82665 | 0.82665 | 0.82665 | 0.82665 | 0.82665 | 0.82665 | 0.82665 | 0.76412 | 0.76412 | 0.76412 | 0.76412 | 0.76412 | 0.76412 | 0.76412 | 0.76412 | 0.76412 | 0.76412 | 0.69308 | 0.69308 | 0.69308 | 0.69308 | 0.69308 | 0.69308 | 0.69308 | 0.69308 | 0.69308 | 0.69308 | 0.69308
| 221 | 0.88685 | 0.88685 | 0.88685 | 0.88685 | 0.88685 | 0.88685 | 0.88685 | 0.88685 | 0.88685 | 0.88685 | 0.91797 | 0.91797 | 0.91797 | 0.91797 | 0.91797 | 0.91797 | 0.91797 | 0.91797 | 0.91797 | 0.91797 | 0.934 | 0.934 | 0.934 | 0.934 | 0.934 | 0.934 | 0.934 | 0.934 | 0.934 | 0.934 | 0.9328 | 0.9328 | 0.9328 | 0.9328 | 0.9328 | 0.9328 | 0.9328 | 0.9328 | 0.9328 | 0.9328 | 0.91365 | 0.91365 | 0.91365 | 0.91365 | 0.91365 | 0.91365 | 0.91365 | 0.91365 | 0.91365 | 0.91365 | 0.8775 | 0.8775 | 0.8775 | 0.8775 | 0.8775 | 0.8775 | 0.8775 | 0.8775 | 0.8775 | 0.8775 | 0.82665 | 0.82665 | 0.82665 | 0.82665 | 0.82665 | 0.82665 | 0.82665 | 0.82665 | 0.82665 | 0.82665 | 0.76412 | 0.76412 | 0.76412 | 0.76412 | 0.76412 | 0.76412 | 0.76412 | 0.76412 | 0.76412 | 0.76412 | 0.69308 | 0.69308 | 0.69308 | 0.69308 | 0.69308 | 0.69308 | 0.69308 | 0.69308 | 0.69308 | 0.69308 | 0.69308
| 222 | 0.88685 | 0.88685 | 0.88685 | 0.88685 | 0.88685 | 0.88685 | 0.88685 | 0.88685 | 0.88685 | 0.88685 | 0.91797 | 0.91797 | 0.91797 | 0.91797 | 0.91797 | 0.91797 | 0.91797 | 0.91797 | 0.91797 | 0.91797 | 0.934 | 0.934 | 0.934 | 0.934 | 0.934 | 0.934 | 0.934 | 0.934 | 0.934 | 0.934 | 0.9328 | 0.9328 | 0.9328 | 0.9328 | 0.9328 | 0.9328 | 0.9328 | 0.9328 | 0.9328 | 0.9328 | 0.91365 | 0.91365 | 0.91365 | 0.91365 | 0.91365 | 0.91365 | 0.91365 | 0.91365 | 0.91365 | 0.91365 | 0.8775 | 0.8775 | 0.8775 | 0.8775 | 0.8775 | 0.8775 | 0.8775 | 0.8775 | 0.8775 | 0.8775 | 0.82665 | 0.82665 | 0.82665 | 0.82665 | 0.82665 | 0.82665 | 0.82665 | 0.82665 | 0.82665 | 0.82665 | 0.76412 | 0.76412 | 0.76412 | 0.76412 | 0.76412 | 0.76412 | 0.76412 | 0.76412 | 0.76412 | 0.76412 | 0.69308 | 0.69308 | 0.69308 | 0.69308 | 0.69308 | 0.69308 | 0.69308 | 0.69308 | 0.69308 | 0.69308 | 0.69308
| 223 | 0.88685 | 0.88685 | 0.88685 | 0.88685 | 0.88685 | 0.88685 | 0.88685 | 0.88685 | 0.88685 | 0.88685 | 0.91797 | 0.91797 | 0.91797 | 0.91797 | 0.91797 | 0.91797 | 0.91797 | 0.91797 | 0.91797 | 0.91797 | 0.934 | 0.934 | 0.934 | 0.934 | 0.934 | 0.934 | 0.934 | 0.934 | 0.934 | 0.934 | 0.9328 | 0.9328 | 0.9328 | 0.9328 | 0.9328 | 0.9328 | 0.9328 | 0.9328 | 0.9328 | 0.9328 | 0.91365 | 0.91365 | 0.91365 | 0.91365 | 0.91365 | 0.91365 | 0.91365 | 0.91365 | 0.91365 | 0.91365 | 0.8775 | 0.8775 | 0.8775 | 0.8775 | 0.8775 | 0.8775 | 0.8775 | 0.8775 | 0.8775 | 0.8775 | 0.82665 | 0.82665 | 0.82665 | 0.82665 | 0.82665 | 0.82665 | 0.82665 | 0.82665 | 0.82665 | 0.82665 | 0.76412 | 0.76412 | 0.76412 | 0.76412 | 0.76412 | 0.76412 | 0.76412 | 0.76412 | 0.76412 | 0.76412 | 0.69308 | 0.69308 | 0.69308 | 0.69308 | 0.69308 | 0.69308 | 0.69308 | 0.69308 | 0.69308 | 0.69308 | 0.69308
| 224 | 0.88685 | 0.88685 | 0.88685 | 0.88685 | 0.88685 | 0.88685 | 0.88685 | 0.88685 | 0.88685 | 0.88685 | 0.91797 | 0.91797 | 0.91797 | 0.91797 | 0.91797 | 0.91797 | 0.91797 | 0.91797 | 0.91797 | 0.91797 | 0.934 | 0.934 | 0.934 | 0.934 | 0.934 | 0.934 | 0.934 | 0.934 | 0.934 | 0.934 | 0.9328 | 0.9328 | 0.9328 | 0.9328 | 0.9328 | 0.9328 | 0.9328 | 0.9328 | 0.9328 | 0.9328 | 0.91365 | 0.91365 | 0.91365 | 0.91365 | 0.91365 | 0.91365 | 0.91365 | 0.91365 | 0.91365 | 0.91365 | 0.8775 | 0.8775 | 0.8775 | 0.8775 | 0.8775 | 0.8775 | 0.8775 | 0.8775 | 0.8775 | 0.8775 | 0.82665 | 0.82665 | 0.82665 | 0.82665 | 0.82665 | 0.82665 | 0.82665 | 0.82665 | 0.82665 | 0.82665 | 0.76412 | 0.76412 | 0.76412 | 0.76412 | 0.76412 | 0.76412 | 0.76412 | 0.76412 | 0.76412 | 0.76412 | 0.69308 | 0.69308 | 0.69308 | 0.69308 | 0.69308 | 0.69308 | 0.69308 | 0.69308 | 0.69308 | 0.69308 | 0.69308
| 225 | 0.88685 | 0.88685 | 0.88685 | 0.88685 | 0.88685 | 0.88685 | 0.88685 | 0.88685 | 0.88685 | 0.88685 | 0.91797 | 0.91797 | 0.91797 | 0.91797 | 0.91797 | 0.91797 | 0.91797 | 0.91797 | 0.91797 | 0.91797 | 0.934 | 0.934 | 0.934 | 0.934 | 0.934 | 0.934 | 0.934 | 0.934 | 0.934 | 0.934 | 0.9328 | 0.9328 | 0.9328 | 0.9328 | 0.9328 | 0.9328 | 0.9328 | 0.9328 | 0.9328 | 0.9328 | 0.91365 | 0.91365 | 0.91365 | 0.91365 | 0.91365 | 0.91365 | 0.91365 | 0.91365 | 0.91365 | 0.91365 | 0.8775 | 0.8775 | 0.8775 | 0.8775 | 0.8775 | 0.8775 | 0.8775 | 0.8775 | 0.8775 | 0.8775 | 0.82665 | 0.82665 | 0.82665 | 0.82665 | 0.82665 | 0.82665 | 0.82665 | 0.82665 | 0.82665 | 0.82665 | 0.76412 | 0.76412 | 0.76412 | 0.76412 | 0.76412 | 0.76412 | 0.76412 | 0.76412 | 0.76412 | 0.76412 | 0.69308 | 0.69308 | 0.69308 | 0.69308 | 0.69308 | 0.69308 | 0.69308 | 0.69308 | 0.69308 | 0.69308 | 0.69308
| 226 | 0.88685 | 0.88685 | 0.88685 | 0.88685 | 0.88685 | 0.88685 | 0.88685 | 0.88685 | 0.88685 | 0.88685 | 0.91797 | 0.91797 | 0.91797 | 0.91797 | 0.91797 | 0.91797 | 0.91797 | 0.91797 | 0.91797 | 0.91797 | 0.934 | 0.934 | 0.934 | 0.934 | 0.934 | 0.934 | 0.934 | 0.934 | 0.934 | 0.934 | 0.9328 | 0.9328 | 0.9328 | 0.9328 | 0.9328 | 0.9328 | 0.9328 | 0.9328 | 0.9328 | 0.9328 | 0.91365 | 0.91365 | 0.91365 | 0.91365 | 0.91365 | 0.91365 | 0.91365 | 0.91365 | 0.91365 | 0.91365 | 0.8775 | 0.8775 | 0.8775 | 0.8775 | 0.8775 | 0.8775 | 0.8775 | 0.8775 | 0.8775 | 0.8775 | 0.82665 | 0.82665 | 0.82665 | 0.82665 | 0.82665 | 0.82665 | 0.82665 | 0.82665 | 0.82665 | 0.82665 | 0.76412 | 0.76412 | 0.76412 | 0.76412 | 0.76412 | 0.76412 | 0.76412 | 0.76412 | 0.76412 | 0.76412 | 0.69308 | 0.69308 | 0.69308 | 0.69308 | 0.69308 | 0.69308 | 0.69308 | 0.69308 | 0.69308 | 0.69308 | 0.69308
| 227 | 0.88685 | 0.88685 | 0.88685 | 0.88685 | 0.88685 | 0.88685 | 0.88685 | 0.88685 | 0.88685 | 0.88685 | 0.91797 | 0.91797 | 0.91797 | 0.91797 | 0.91797 | 0.91797 | 0.91797 | 0.91797 | 0.91797 | 0.91797 | 0.934 | 0.934 | 0.934 | 0.934 | 0.934 | 0.934 | 0.934 | 0.934 | 0.934 | 0.934 | 0.9328 | 0.9328 | 0.9328 | 0.9328 | 0.9328 | 0.9328 | 0.9328 | 0.9328 | 0.9328 | 0.9328 | 0.91365 | 0.91365 | 0.91365 | 0.91365 | 0.91365 | 0.91365 | 0.91365 | 0.91365 | 0.91365 | 0.91365 | 0.8775 | 0.8775 | 0.8775 | 0.8775 | 0.8775 | 0.8775 | 0.8775 | 0.8775 | 0.8775 | 0.8775 | 0.82665 | 0.82665 | 0.82665 | 0.82665 | 0.82665 | 0.82665 | 0.82665 | 0.82665 | 0.82665 | 0.82665 | 0.76412 | 0.76412 | 0.76412 | 0.76412 | 0.76412 | 0.76412 | 0.76412 | 0.76412 | 0.76412 | 0.76412 | 0.69308 | 0.69308 | 0.69308 | 0.69308 | 0.69308 | 0.69308 | 0.69308 | 0.69308 | 0.69308 | 0.69308 | 0.69308
| 228 | 0.88685 | 0.88685 | 0.88685 | 0.88685 | 0.88685 | 0.88685 | 0.88685 | 0.88685 | 0.88685 | 0.88685 | 0.91797 | 0.91797 | 0.91797 | 0.91797 | 0.91797 | 0.91797 | 0.91797 | 0.91797 | 0.91797 | 0.91797 | 0.934 | 0.934 | 0.934 | 0.934 | 0.934 | 0.934 | 0.934 | 0.934 | 0.934 | 0.934 | 0.9328 | 0.9328 | 0.9328 | 0.9328 | 0.9328 | 0.9328 | 0.9328 | 0.9328 | 0.9328 | 0.9328 | 0.91365 | 0.91365 | 0.91365 | 0.91365 | 0.91365 | 0.91365 | 0.91365 | 0.91365 | 0.91365 | 0.91365 | 0.8775 | 0.8775 | 0.8775 | 0.8775 | 0.8775 | 0.8775 | 0.8775 | 0.8775 | 0.8775 | 0.8775 | 0.82665 | 0.82665 | 0.82665 | 0.82665 | 0.82665 | 0.82665 | 0.82665 | 0.82665 | 0.82665 | 0.82665 | 0.76412 | 0.76412 | 0.76412 | 0.76412 | 0.76412 | 0.76412 | 0.76412 | 0.76412 | 0.76412 | 0.76412 | 0.69308 | 0.69308 | 0.69308 | 0.69308 | 0.69308 | 0.69308 | 0.69308 | 0.69308 | 0.69308 | 0.69308 | 0.69308
| 229 | 0.88685 | 0.88685 | 0.88685 | 0.88685 | 0.88685 | 0.88685 | 0.88685 | 0.88685 | 0.88685 | 0.88685 | 0.91797 | 0.91797 | 0.91797 | 0.91797 | 0.91797 | 0.91797 | 0.91797 | 0.91797 | 0.91797 | 0.91797 | 0.934 | 0.934 | 0.934 | 0.934 | 0.934 | 0.934 | 0.934 | 0.934 | 0.934 | 0.934 | 0.9328 | 0.9328 | 0.9328 | 0.9328 | 0.9328 | 0.9328 | 0.9328 | 0.9328 | 0.9328 | 0.9328 | 0.91365 | 0.91365 | 0.91365 | 0.91365 | 0.91365 | 0.91365 | 0.91365 | 0.91365 | 0.91365 | 0.91365 | 0.8775 | 0.8775 | 0.8775 | 0.8775 | 0.8775 | 0.8775 | 0.8775 | 0.8775 | 0.8775 | 0.8775 | 0.82665 | 0.82665 | 0.82665 | 0.82665 | 0.82665 | 0.82665 | 0.82665 | 0.82665 | 0.82665 | 0.82665 | 0.76412 | 0.76412 | 0.76412 | 0.76412 | 0.76412 | 0.76412 | 0.76412 | 0.76412 | 0.76412 | 0.76412 | 0.69308 | 0.69308 | 0.69308 | 0.69308 | 0.69308 | 0.69308 | 0.69308 | 0.69308 | 0.69308 | 0.69308 | 0.69308
| 230 | 0.87938 | 0.87938 | 0.87938 | 0.87938 | 0.87938 | 0.87938 | 0.87938 | 0.87938 | 0.87938 | 0.87938 | 0.89804 | 0.89804 | 0.89804 | 0.89804 | 0.89804 | 0.89804 | 0.89804 | 0.89804 | 0.89804 | 0.89804 | 0.9049 | 0.9049 | 0.9049 | 0.9049 | 0.9049 | 0.9049 | 0.9049 | 0.9049 | 0.9049 | 0.9049 | 0.89783 | 0.89783 | 0.89783 | 0.89783 | 0.89783 | 0.89783 | 0.89783 | 0.89783 | 0.89783 | 0.89783 | 0.8761 | 0.8761 | 0.8761 | 0.8761 | 0.8761 | 0.8761 | 0.8761 | 0.8761 | 0.8761 | 0.8761 | 0.84066 | 0.84066 | 0.84066 | 0.84066 | 0.84066 | 0.84066 | 0.84066 | 0.84066 | 0.84066 | 0.84066 | 0.79381 | 0.79381 | 0.79381 | 0.79381 | 0.79381 | 0.79381 | 0.79381 | 0.79381 | 0.79381 | 0.79381 | 0.73859 | 0.73859 | 0.73859 | 0.73859 | 0.73859 | 0.73859 | 0.73859 | 0.73859 | 0.73859 | 0.73859 | 0.67814 | 0.67814 | 0.67814 | 0.67814 | 0.67814 | 0.67814 | 0.67814 | 0.67814 | 0.67814 | 0.67814 | 0.67814
| 231 | 0.87938 | 0.87938 | 0.87938 | 0.87938 | 0.87938 | 0.87938 | 0.87938 | 0.87938 | 0.87938 | 0.87938 | 0.89804 | 0.89804 | 0.89804 | 0.89804 | 0.89804 | 0.89804 | 0.89804 | 0.89804 | 0.89804 | 0.89804 | 0.9049 | 0.9049 | 0.9049 | 0.9049 | 0.9049 | 0.9049 | 0.9049 | 0.9049 | 0.9049 | 0.9049 | 0.89783 | 0.89783 | 0.89783 | 0.89783 | 0.89783 | 0.89783 | 0.89783 | 0.89783 | 0.89783 | 0.89783 | 0.8761 | 0.8761 | 0.8761 | 0.8761 | 0.8761 | 0.8761 | 0.8761 | 0.8761 | 0.8761 | 0.8761 | 0.84066 | 0.84066 | 0.84066 | 0.84066 | 0.84066 | 0.84066 | 0.84066 | 0.84066 | 0.84066 | 0.84066 | 0.79381 | 0.79381 | 0.79381 | 0.79381 | 0.79381 | 0.79381 | 0.79381 | 0.79381 | 0.79381 | 0.79381 | 0.73859 | 0.73859 | 0.73859 | 0.73859 | 0.73859 | 0.73859 | 0.73859 | 0.73859 | 0.73859 | 0.73859 | 0.67814 | 0.67814 | 0.67814 | 0.67814 | 0.67814 | 0.67814 | 0.67814 | 0.67814 | 0.67814 | 0.67814 | 0.67814
| 232 | 0.87938 | 0.87938 | 0.87938 | 0.87938 | 0.87938 | 0.87938 | 0.87938 | 0.87938 | 0.87938 | 0.87938 | 0.89804 | 0.89804 | 0.89804 | 0.89804 | 0.89804 | 0.89804 | 0.89804 | 0.89804 | 0.89804 | 0.89804 | 0.9049 | 0.9049 | 0.9049 | 0.9049 | 0.9049 | 0.9049 | 0.9049 | 0.9049 | 0.9049 | 0.9049 | 0.89783 | 0.89783 | 0.89783 | 0.89783 | 0.89783 | 0.89783 | 0.89783 | 0.89783 | 0.89783 | 0.89783 | 0.8761 | 0.8761 | 0.8761 | 0.8761 | 0.8761 | 0.8761 | 0.8761 | 0.8761 | 0.8761 | 0.8761 | 0.84066 | 0.84066 | 0.84066 | 0.84066 | 0.84066 | 0.84066 | 0.84066 | 0.84066 | 0.84066 | 0.84066 | 0.79381 | 0.79381 | 0.79381 | 0.79381 | 0.79381 | 0.79381 | 0.79381 | 0.79381 | 0.79381 | 0.79381 | 0.73859 | 0.73859 | 0.73859 | 0.73859 | 0.73859 | 0.73859 | 0.73859 | 0.73859 | 0.73859 | 0.73859 | 0.67814 | 0.67814 | 0.67814 | 0.67814 | 0.67814 | 0.67814 | 0.67814 | 0.67814 | 0.67814 | 0.67814 | 0.67814
| 233 | 0.87938 | 0.87938 | 0.87938 | 0.87938 | 0.87938 | 0.87938 | 0.87938 | 0.87938 | 0.87938 | 0.87938 | 0.89804 | 0.89804 | 0.89804 | 0.89804 | 0.89804 | 0.89804 | 0.89804 | 0.89804 | 0.89804 | 0.89804 | 0.9049 | 0.9049 | 0.9049 | 0.9049 | 0.9049 | 0.9049 | 0.9049 | 0.9049 | 0.9049 | 0.9049 | 0.89783 | 0.89783 | 0.89783 | 0.89783 | 0.89783 | 0.89783 | 0.89783 | 0.89783 | 0.89783 | 0.89783 | 0.8761 | 0.8761 | 0.8761 | 0.8761 | 0.8761 | 0.8761 | 0.8761 | 0.8761 | 0.8761 | 0.8761 | 0.84066 | 0.84066 | 0.84066 | 0.84066 | 0.84066 | 0.84066 | 0.84066 | 0.84066 | 0.84066 | 0.84066 | 0.79381 | 0.79381 | 0.79381 | 0.79381 | 0.79381 | 0.79381 | 0.79381 | 0.79381 | 0.79381 | 0.79381 | 0.73859 | 0.73859 | 0.73859 | 0.73859 | 0.73859 | 0.73859 | 0.73859 | 0.73859 | 0.73859 | 0.73859 | 0.67814 | 0.67814 | 0.67814 | 0.67814 | 0.67814 | 0.67814 | 0.67814 | 0.67814 | 0.67814 | 0.67814 | 0.67814
| 234 | 0.87938 | 0.87938 | 0.87938 | 0.87938 | 0.87938 | 0.87938 | 0.87938 | 0.87938 | 0.87938 | 0.87938 | 0.89804 | 0.89804 | 0.89804 | 0.89804 | 0.89804 | 0.89804 | 0.89804 | 0.89804 | 0.89804 | 0.89804 | 0.9049 | 0.9049 | 0.9049 | 0.9049 | 0.9049 | 0.9049 | 0.9049 | 0.9049 | 0.9049 | 0.9049 | 0.89783 | 0.89783 | 0.89783 | 0.89783 | 0.89783 | 0.89783 | 0.89783 | 0.89783 | 0.89783 | 0.89783 | 0.8761 | 0.8761 | 0.8761 | 0.8761 | 0.8761 | 0.8761 | 0.8761 | 0.8761 | 0.8761 | 0.8761 | 0.84066 | 0.84066 | 0.84066 | 0.84066 | 0.84066 | 0.84066 | 0.84066 | 0.84066 | 0.84066 | 0.84066 | 0.79381 | 0.79381 | 0.79381 | 0.79381 | 0.79381 | 0.79381 | 0.79381 | 0.79381 | 0.79381 | 0.79381 | 0.73859 | 0.73859 | 0.73859 | 0.73859 | 0.73859 | 0.73859 | 0.73859 | 0.73859 | 0.73859 | 0.73859 | 0.67814 | 0.67814 | 0.67814 | 0.67814 | 0.67814 | 0.67814 | 0.67814 | 0.67814 | 0.67814 | 0.67814 | 0.67814
| 235 | 0.87938 | 0.87938 | 0.87938 | 0.87938 | 0.87938 | 0.87938 | 0.87938 | 0.87938 | 0.87938 | 0.87938 | 0.89804 | 0.89804 | 0.89804 | 0.89804 | 0.89804 | 0.89804 | 0.89804 | 0.89804 | 0.89804 | 0.89804 | 0.9049 | 0.9049 | 0.9049 | 0.9049 | 0.9049 | 0.9049 | 0.9049 | 0.9049 | 0.9049 | 0.9049 | 0.89783 | 0.89783 | 0.89783 | 0.89783 | 0.89783 | 0.89783 | 0.89783 | 0.89783 | 0.89783 | 0.89783 | 0.8761 | 0.8761 | 0.8761 | 0.8761 | 0.8761 | 0.8761 | 0.8761 | 0.8761 | 0.8761 | 0.8761 | 0.84066 | 0.84066 | 0.84066 | 0.84066 | 0.84066 | 0.84066 | 0.84066 | 0.84066 | 0.84066 | 0.84066 | 0.79381 | 0.79381 | 0.79381 | 0.79381 | 0.79381 | 0.79381 | 0.79381 | 0.79381 | 0.79381 | 0.79381 | 0.73859 | 0.73859 | 0.73859 | 0.73859 | 0.73859 | 0.73859 | 0.73859 | 0.73859 | 0.73859 | 0.73859 | 0.67814 | 0.67814 | 0.67814 | 0.67814 | 0.67814 | 0.67814 | 0.67814 | 0.67814 | 0.67814 | 0.67814 | 0.67814
| 236 | 0.87938 | 0.87938 | 0.87938 | 0.87938 | 0.87938 | 0.87938 | 0.87938 | 0.87938 | 0.87938 | 0.87938 | 0.89804 | 0.89804 | 0.89804 | 0.89804 | 0.89804 | 0.89804 | 0.89804 | 0.89804 | 0.89804 | 0.89804 | 0.9049 | 0.9049 | 0.9049 | 0.9049 | 0.9049 | 0.9049 | 0.9049 | 0.9049 | 0.9049 | 0.9049 | 0.89783 | 0.89783 | 0.89783 | 0.89783 | 0.89783 | 0.89783 | 0.89783 | 0.89783 | 0.89783 | 0.89783 | 0.8761 | 0.8761 | 0.8761 | 0.8761 | 0.8761 | 0.8761 | 0.8761 | 0.8761 | 0.8761 | 0.8761 | 0.84066 | 0.84066 | 0.84066 | 0.84066 | 0.84066 | 0.84066 | 0.84066 | 0.84066 | 0.84066 | 0.84066 | 0.79381 | 0.79381 | 0.79381 | 0.79381 | 0.79381 | 0.79381 | 0.79381 | 0.79381 | 0.79381 | 0.79381 | 0.73859 | 0.73859 | 0.73859 | 0.73859 | 0.73859 | 0.73859 | 0.73859 | 0.73859 | 0.73859 | 0.73859 | 0.67814 | 0.67814 | 0.67814 | 0.67814 | 0.67814 | 0.67814 | 0.67814 | 0.67814 | 0.67814 | 0.67814 | 0.67814
| 237 | 0.87938 | 0.87938 | 0.87938 | 0.87938 | 0.87938 | 0.87938 | 0.87938 | 0.87938 | 0.87938 | 0.87938 | 0.89804 | 0.89804 | 0.89804 | 0.89804 | 0.89804 | 0.89804 | 0.89804 | 0.89804 | 0.89804 | 0.89804 | 0.9049 | 0.9049 | 0.9049 | 0.9049 | 0.9049 | 0.9049 | 0.9049 | 0.9049 | 0.9049 | 0.9049 | 0.89783 | 0.89783 | 0.89783 | 0.89783 | 0.89783 | 0.89783 | 0.89783 | 0.89783 | 0.89783 | 0.89783 | 0.8761 | 0.8761 | 0.8761 | 0.8761 | 0.8761 | 0.8761 | 0.8761 | 0.8761 | 0.8761 | 0.8761 | 0.84066 | 0.84066 | 0.84066 | 0.84066 | 0.84066 | 0.84066 | 0.84066 | 0.84066 | 0.84066 | 0.84066 | 0.79381 | 0.79381 | 0.79381 | 0.79381 | 0.79381 | 0.79381 | 0.79381 | 0.79381 | 0.79381 | 0.79381 | 0.73859 | 0.73859 | 0.73859 | 0.73859 | 0.73859 | 0.73859 | 0.73859 | 0.73859 | 0.73859 | 0.73859 | 0.67814 | 0.67814 | 0.67814 | 0.67814 | 0.67814 | 0.67814 | 0.67814 | 0.67814 | 0.67814 | 0.67814 | 0.67814
| 238 | 0.87938 | 0.87938 | 0.87938 | 0.87938 | 0.87938 | 0.87938 | 0.87938 | 0.87938 | 0.87938 | 0.87938 | 0.89804 | 0.89804 | 0.89804 | 0.89804 | 0.89804 | 0.89804 | 0.89804 | 0.89804 | 0.89804 | 0.89804 | 0.9049 | 0.9049 | 0.9049 | 0.9049 | 0.9049 | 0.9049 | 0.9049 | 0.9049 | 0.9049 | 0.9049 | 0.89783 | 0.89783 | 0.89783 | 0.89783 | 0.89783 | 0.89783 | 0.89783 | 0.89783 | 0.89783 | 0.89783 | 0.8761 | 0.8761 | 0.8761 | 0.8761 | 0.8761 | 0.8761 | 0.8761 | 0.8761 | 0.8761 | 0.8761 | 0.84066 | 0.84066 | 0.84066 | 0.84066 | 0.84066 | 0.84066 | 0.84066 | 0.84066 | 0.84066 | 0.84066 | 0.79381 | 0.79381 | 0.79381 | 0.79381 | 0.79381 | 0.79381 | 0.79381 | 0.79381 | 0.79381 | 0.79381 | 0.73859 | 0.73859 | 0.73859 | 0.73859 | 0.73859 | 0.73859 | 0.73859 | 0.73859 | 0.73859 | 0.73859 | 0.67814 | 0.67814 | 0.67814 | 0.67814 | 0.67814 | 0.67814 | 0.67814 | 0.67814 | 0.67814 | 0.67814 | 0.67814
| 239 | 0.87938 | 0.87938 | 0.87938 | 0.87938 | 0.87938 | 0.87938 | 0.87938 | 0.87938 | 0.87938 | 0.87938 | 0.89804 | 0.89804 | 0.89804 | 0.89804 | 0.89804 | 0.89804 | 0.89804 | 0.89804 | 0.89804 | 0.89804 | 0.9049 | 0.9049 | 0.9049 | 0.9049 | 0.9049 | 0.9049 | 0.9049 | 0.9049 | 0.9049 | 0.9049 | 0.89783 | 0.89783 | 0.89783 | 0.89783 | 0.89783 | 0.89783 | 0.89783 | 0.89783 | 0.89783 | 0.89783 | 0.8761 | 0.8761 | 0.8761 | 0.8761 | 0.8761 | 0.8761 | 0.8761 | 0.8761 | 0.8761 | 0.8761 | 0.84066 | 0.84066 | 0.84066 | 0.84066 | 0.84066 | 0.84066 | 0.84066 | 0.84066 | 0.84066 | 0.84066 | 0.79381 | 0.79381 | 0.79381 | 0.79381 | 0.79381 | 0.79381 | 0.79381 | 0.79381 | 0.79381 | 0.79381 | 0.73859 | 0.73859 | 0.73859 | 0.73859 | 0.73859 | 0.73859 | 0.73859 | 0.73859 | 0.73859 | 0.73859 | 0.67814 | 0.67814 | 0.67814 | 0.67814 | 0.67814 | 0.67814 | 0.67814 | 0.67814 | 0.67814 | 0.67814 | 0.67814
| 240 | 0.87015 | 0.87015 | 0.87015 | 0.87015 | 0.87015 | 0.87015 | 0.87015 | 0.87015 | 0.87015 | 0.87015 | 0.87341 | 0.87341 | 0.87341 | 0.87341 | 0.87341 | 0.87341 | 0.87341 | 0.87341 | 0.87341 | 0.87341 | 0.86901 | 0.86901 | 0.86901 | 0.86901 | 0.86901 | 0.86901 | 0.86901 | 0.86901 | 0.86901 | 0.86901 | 0.85478 | 0.85478 | 0.85478 | 0.85478 | 0.85478 | 0.85478 | 0.85478 | 0.85478 | 0.85478 | 0.85478 | 0.83002 | 0.83002 | 0.83002 | 0.83002 | 0.83002 | 0.83002 | 0.83002 | 0.83002 | 0.83002 | 0.83002 | 0.79567 | 0.79567 | 0.79567 | 0.79567 | 0.79567 | 0.79567 | 0.79567 | 0.79567 | 0.79567 | 0.79567 | 0.75402 | 0.75402 | 0.75402 | 0.75402 | 0.75402 | 0.75402 | 0.75402 | 0.75402 | 0.75402 | 0.75402 | 0.70811 | 0.70811 | 0.70811 | 0.70811 | 0.70811 | 0.70811 | 0.70811 | 0.70811 | 0.70811 | 0.70811 | 0.66111 | 0.66111 | 0.66111 | 0.66111 | 0.66111 | 0.66111 | 0.66111 | 0.66111 | 0.66111 | 0.66111 | 0.66111
| 241 | 0.87015 | 0.87015 | 0.87015 | 0.87015 | 0.87015 | 0.87015 | 0.87015 | 0.87015 | 0.87015 | 0.87015 | 0.87341 | 0.87341 | 0.87341 | 0.87341 | 0.87341 | 0.87341 | 0.87341 | 0.87341 | 0.87341 | 0.87341 | 0.86901 | 0.86901 | 0.86901 | 0.86901 | 0.86901 | 0.86901 | 0.86901 | 0.86901 | 0.86901 | 0.86901 | 0.85478 | 0.85478 | 0.85478 | 0.85478 | 0.85478 | 0.85478 | 0.85478 | 0.85478 | 0.85478 | 0.85478 | 0.83002 | 0.83002 | 0.83002 | 0.83002 | 0.83002 | 0.83002 | 0.83002 | 0.83002 | 0.83002 | 0.83002 | 0.79567 | 0.79567 | 0.79567 | 0.79567 | 0.79567 | 0.79567 | 0.79567 | 0.79567 | 0.79567 | 0.79567 | 0.75402 | 0.75402 | 0.75402 | 0.75402 | 0.75402 | 0.75402 | 0.75402 | 0.75402 | 0.75402 | 0.75402 | 0.70811 | 0.70811 | 0.70811 | 0.70811 | 0.70811 | 0.70811 | 0.70811 | 0.70811 | 0.70811 | 0.70811 | 0.66111 | 0.66111 | 0.66111 | 0.66111 | 0.66111 | 0.66111 | 0.66111 | 0.66111 | 0.66111 | 0.66111 | 0.66111
| 242 | 0.87015 | 0.87015 | 0.87015 | 0.87015 | 0.87015 | 0.87015 | 0.87015 | 0.87015 | 0.87015 | 0.87015 | 0.87341 | 0.87341 | 0.87341 | 0.87341 | 0.87341 | 0.87341 | 0.87341 | 0.87341 | 0.87341 | 0.87341 | 0.86901 | 0.86901 | 0.86901 | 0.86901 | 0.86901 | 0.86901 | 0.86901 | 0.86901 | 0.86901 | 0.86901 | 0.85478 | 0.85478 | 0.85478 | 0.85478 | 0.85478 | 0.85478 | 0.85478 | 0.85478 | 0.85478 | 0.85478 | 0.83002 | 0.83002 | 0.83002 | 0.83002 | 0.83002 | 0.83002 | 0.83002 | 0.83002 | 0.83002 | 0.83002 | 0.79567 | 0.79567 | 0.79567 | 0.79567 | 0.79567 | 0.79567 | 0.79567 | 0.79567 | 0.79567 | 0.79567 | 0.75402 | 0.75402 | 0.75402 | 0.75402 | 0.75402 | 0.75402 | 0.75402 | 0.75402 | 0.75402 | 0.75402 | 0.70811 | 0.70811 | 0.70811 | 0.70811 | 0.70811 | 0.70811 | 0.70811 | 0.70811 | 0.70811 | 0.70811 | 0.66111 | 0.66111 | 0.66111 | 0.66111 | 0.66111 | 0.66111 | 0.66111 | 0.66111 | 0.66111 | 0.66111 | 0.66111
| 243 | 0.87015 | 0.87015 | 0.87015 | 0.87015 | 0.87015 | 0.87015 | 0.87015 | 0.87015 | 0.87015 | 0.87015 | 0.87341 | 0.87341 | 0.87341 | 0.87341 | 0.87341 | 0.87341 | 0.87341 | 0.87341 | 0.87341 | 0.87341 | 0.86901 | 0.86901 | 0.86901 | 0.86901 | 0.86901 | 0.86901 | 0.86901 | 0.86901 | 0.86901 | 0.86901 | 0.85478 | 0.85478 | 0.85478 | 0.85478 | 0.85478 | 0.85478 | 0.85478 | 0.85478 | 0.85478 | 0.85478 | 0.83002 | 0.83002 | 0.83002 | 0.83002 | 0.83002 | 0.83002 | 0.83002 | 0.83002 | 0.83002 | 0.83002 | 0.79567 | 0.79567 | 0.79567 | 0.79567 | 0.79567 | 0.79567 | 0.79567 | 0.79567 | 0.79567 | 0.79567 | 0.75402 | 0.75402 | 0.75402 | 0.75402 | 0.75402 | 0.75402 | 0.75402 | 0.75402 | 0.75402 | 0.75402 | 0.70811 | 0.70811 | 0.70811 | 0.70811 | 0.70811 | 0.70811 | 0.70811 | 0.70811 | 0.70811 | 0.70811 | 0.66111 | 0.66111 | 0.66111 | 0.66111 | 0.66111 | 0.66111 | 0.66111 | 0.66111 | 0.66111 | 0.66111 | 0.66111
| 244 | 0.87015 | 0.87015 | 0.87015 | 0.87015 | 0.87015 | 0.87015 | 0.87015 | 0.87015 | 0.87015 | 0.87015 | 0.87341 | 0.87341 | 0.87341 | 0.87341 | 0.87341 | 0.87341 | 0.87341 | 0.87341 | 0.87341 | 0.87341 | 0.86901 | 0.86901 | 0.86901 | 0.86901 | 0.86901 | 0.86901 | 0.86901 | 0.86901 | 0.86901 | 0.86901 | 0.85478 | 0.85478 | 0.85478 | 0.85478 | 0.85478 | 0.85478 | 0.85478 | 0.85478 | 0.85478 | 0.85478 | 0.83002 | 0.83002 | 0.83002 | 0.83002 | 0.83002 | 0.83002 | 0.83002 | 0.83002 | 0.83002 | 0.83002 | 0.79567 | 0.79567 | 0.79567 | 0.79567 | 0.79567 | 0.79567 | 0.79567 | 0.79567 | 0.79567 | 0.79567 | 0.75402 | 0.75402 | 0.75402 | 0.75402 | 0.75402 | 0.75402 | 0.75402 | 0.75402 | 0.75402 | 0.75402 | 0.70811 | 0.70811 | 0.70811 | 0.70811 | 0.70811 | 0.70811 | 0.70811 | 0.70811 | 0.70811 | 0.70811 | 0.66111 | 0.66111 | 0.66111 | 0.66111 | 0.66111 | 0.66111 | 0.66111 | 0.66111 | 0.66111 | 0.66111 | 0.66111
| 245 | 0.87015 | 0.87015 | 0.87015 | 0.87015 | 0.87015 | 0.87015 | 0.87015 | 0.87015 | 0.87015 | 0.87015 | 0.87341 | 0.87341 | 0.87341 | 0.87341 | 0.87341 | 0.87341 | 0.87341 | 0.87341 | 0.87341 | 0.87341 | 0.86901 | 0.86901 | 0.86901 | 0.86901 | 0.86901 | 0.86901 | 0.86901 | 0.86901 | 0.86901 | 0.86901 | 0.85478 | 0.85478 | 0.85478 | 0.85478 | 0.85478 | 0.85478 | 0.85478 | 0.85478 | 0.85478 | 0.85478 | 0.83002 | 0.83002 | 0.83002 | 0.83002 | 0.83002 | 0.83002 | 0.83002 | 0.83002 | 0.83002 | 0.83002 | 0.79567 | 0.79567 | 0.79567 | 0.79567 | 0.79567 | 0.79567 | 0.79567 | 0.79567 | 0.79567 | 0.79567 | 0.75402 | 0.75402 | 0.75402 | 0.75402 | 0.75402 | 0.75402 | 0.75402 | 0.75402 | 0.75402 | 0.75402 | 0.70811 | 0.70811 | 0.70811 | 0.70811 | 0.70811 | 0.70811 | 0.70811 | 0.70811 | 0.70811 | 0.70811 | 0.66111 | 0.66111 | 0.66111 | 0.66111 | 0.66111 | 0.66111 | 0.66111 | 0.66111 | 0.66111 | 0.66111 | 0.66111
| 246 | 0.87015 | 0.87015 | 0.87015 | 0.87015 | 0.87015 | 0.87015 | 0.87015 | 0.87015 | 0.87015 | 0.87015 | 0.87341 | 0.87341 | 0.87341 | 0.87341 | 0.87341 | 0.87341 | 0.87341 | 0.87341 | 0.87341 | 0.87341 | 0.86901 | 0.86901 | 0.86901 | 0.86901 | 0.86901 | 0.86901 | 0.86901 | 0.86901 | 0.86901 | 0.86901 | 0.85478 | 0.85478 | 0.85478 | 0.85478 | 0.85478 | 0.85478 | 0.85478 | 0.85478 | 0.85478 | 0.85478 | 0.83002 | 0.83002 | 0.83002 | 0.83002 | 0.83002 | 0.83002 | 0.83002 | 0.83002 | 0.83002 | 0.83002 | 0.79567 | 0.79567 | 0.79567 | 0.79567 | 0.79567 | 0.79567 | 0.79567 | 0.79567 | 0.79567 | 0.79567 | 0.75402 | 0.75402 | 0.75402 | 0.75402 | 0.75402 | 0.75402 | 0.75402 | 0.75402 | 0.75402 | 0.75402 | 0.70811 | 0.70811 | 0.70811 | 0.70811 | 0.70811 | 0.70811 | 0.70811 | 0.70811 | 0.70811 | 0.70811 | 0.66111 | 0.66111 | 0.66111 | 0.66111 | 0.66111 | 0.66111 | 0.66111 | 0.66111 | 0.66111 | 0.66111 | 0.66111
| 247 | 0.87015 | 0.87015 | 0.87015 | 0.87015 | 0.87015 | 0.87015 | 0.87015 | 0.87015 | 0.87015 | 0.87015 | 0.87341 | 0.87341 | 0.87341 | 0.87341 | 0.87341 | 0.87341 | 0.87341 | 0.87341 | 0.87341 | 0.87341 | 0.86901 | 0.86901 | 0.86901 | 0.86901 | 0.86901 | 0.86901 | 0.86901 | 0.86901 | 0.86901 | 0.86901 | 0.85478 | 0.85478 | 0.85478 | 0.85478 | 0.85478 | 0.85478 | 0.85478 | 0.85478 | 0.85478 | 0.85478 | 0.83002 | 0.83002 | 0.83002 | 0.83002 | 0.83002 | 0.83002 | 0.83002 | 0.83002 | 0.83002 | 0.83002 | 0.79567 | 0.79567 | 0.79567 | 0.79567 | 0.79567 | 0.79567 | 0.79567 | 0.79567 | 0.79567 | 0.79567 | 0.75402 | 0.75402 | 0.75402 | 0.75402 | 0.75402 | 0.75402 | 0.75402 | 0.75402 | 0.75402 | 0.75402 | 0.70811 | 0.70811 | 0.70811 | 0.70811 | 0.70811 | 0.70811 | 0.70811 | 0.70811 | 0.70811 | 0.70811 | 0.66111 | 0.66111 | 0.66111 | 0.66111 | 0.66111 | 0.66111 | 0.66111 | 0.66111 | 0.66111 | 0.66111 | 0.66111
| 248 | 0.87015 | 0.87015 | 0.87015 | 0.87015 | 0.87015 | 0.87015 | 0.87015 | 0.87015 | 0.87015 | 0.87015 | 0.87341 | 0.87341 | 0.87341 | 0.87341 | 0.87341 | 0.87341 | 0.87341 | 0.87341 | 0.87341 | 0.87341 | 0.86901 | 0.86901 | 0.86901 | 0.86901 | 0.86901 | 0.86901 | 0.86901 | 0.86901 | 0.86901 | 0.86901 | 0.85478 | 0.85478 | 0.85478 | 0.85478 | 0.85478 | 0.85478 | 0.85478 | 0.85478 | 0.85478 | 0.85478 | 0.83002 | 0.83002 | 0.83002 | 0.83002 | 0.83002 | 0.83002 | 0.83002 | 0.83002 | 0.83002 | 0.83002 | 0.79567 | 0.79567 | 0.79567 | 0.79567 | 0.79567 | 0.79567 | 0.79567 | 0.79567 | 0.79567 | 0.79567 | 0.75402 | 0.75402 | 0.75402 | 0.75402 | 0.75402 | 0.75402 | 0.75402 | 0.75402 | 0.75402 | 0.75402 | 0.70811 | 0.70811 | 0.70811 | 0.70811 | 0.70811 | 0.70811 | 0.70811 | 0.70811 | 0.70811 | 0.70811 | 0.66111 | 0.66111 | 0.66111 | 0.66111 | 0.66111 | 0.66111 | 0.66111 | 0.66111 | 0.66111 | 0.66111 | 0.66111
| 249 | 0.87015 | 0.87015 | 0.87015 | 0.87015 | 0.87015 | 0.87015 | 0.87015 | 0.87015 | 0.87015 | 0.87015 | 0.87341 | 0.87341 | 0.87341 | 0.87341 | 0.87341 | 0.87341 | 0.87341 | 0.87341 | 0.87341 | 0.87341 | 0.86901 | 0.86901 | 0.86901 | 0.86901 | 0.86901 | 0.86901 | 0.86901 | 0.86901 | 0.86901 | 0.86901 | 0.85478 | 0.85478 | 0.85478 | 0.85478 | 0.85478 | 0.85478 | 0.85478 | 0.85478 | 0.85478 | 0.85478 | 0.83002 | 0.83002 | 0.83002 | 0.83002 | 0.83002 | 0.83002 | 0.83002 | 0.83002 | 0.83002 | 0.83002 | 0.79567 | 0.79567 | 0.79567 | 0.79567 | 0.79567 | 0.79567 | 0.79567 | 0.79567 | 0.79567 | 0.79567 | 0.75402 | 0.75402 | 0.75402 | 0.75402 | 0.75402 | 0.75402 | 0.75402 | 0.75402 | 0.75402 | 0.75402 | 0.70811 | 0.70811 | 0.70811 | 0.70811 | 0.70811 | 0.70811 | 0.70811 | 0.70811 | 0.70811 | 0.70811 | 0.66111 | 0.66111 | 0.66111 | 0.66111 | 0.66111 | 0.66111 | 0.66111 | 0.66111 | 0.66111 | 0.66111 | 0.66111
| 250 | 0.85904 | 0.85904 | 0.85904 | 0.85904 | 0.85904 | 0.85904 | 0.85904 | 0.85904 | 0.85904 | 0.85904 | 0.84385 | 0.84385 | 0.84385 | 0.84385 | 0.84385 | 0.84385 | 0.84385 | 0.84385 | 0.84385 | 0.84385 | 0.82599 | 0.82599 | 0.82599 | 0.82599 | 0.82599 | 0.82599 | 0.82599 | 0.82599 | 0.82599 | 0.82599 | 0.8033 | 0.8033 | 0.8033 | 0.8033 | 0.8033 | 0.8033 | 0.8033 | 0.8033 | 0.8033 | 0.8033 | 0.77508 | 0.77508 | 0.77508 | 0.77508 | 0.77508 | 0.77508 | 0.77508 | 0.77508 | 0.77508 | 0.77508 | 0.74226 | 0.74226 | 0.74226 | 0.74226 | 0.74226 | 0.74226 | 0.74226 | 0.74226 | 0.74226 | 0.74226 | 0.70714 | 0.70714 | 0.70714 | 0.70714 | 0.70714 | 0.70714 | 0.70714 | 0.70714 | 0.70714 | 0.70714 | 0.67277 | 0.67277 | 0.67277 | 0.67277 | 0.67277 | 0.67277 | 0.67277 | 0.67277 | 0.67277 | 0.67277 | 0.64228 | 0.64228 | 0.64228 | 0.64228 | 0.64228 | 0.64228 | 0.64228 | 0.64228 | 0.64228 | 0.64228 | 0.64228
| 251 | 0.85904 | 0.85904 | 0.85904 | 0.85904 | 0.85904 | 0.85904 | 0.85904 | 0.85904 | 0.85904 | 0.85904 | 0.84385 | 0.84385 | 0.84385 | 0.84385 | 0.84385 | 0.84385 | 0.84385 | 0.84385 | 0.84385 | 0.84385 | 0.82599 | 0.82599 | 0.82599 | 0.82599 | 0.82599 | 0.82599 | 0.82599 | 0.82599 | 0.82599 | 0.82599 | 0.8033 | 0.8033 | 0.8033 | 0.8033 | 0.8033 | 0.8033 | 0.8033 | 0.8033 | 0.8033 | 0.8033 | 0.77508 | 0.77508 | 0.77508 | 0.77508 | 0.77508 | 0.77508 | 0.77508 | 0.77508 | 0.77508 | 0.77508 | 0.74226 | 0.74226 | 0.74226 | 0.74226 | 0.74226 | 0.74226 | 0.74226 | 0.74226 | 0.74226 | 0.74226 | 0.70714 | 0.70714 | 0.70714 | 0.70714 | 0.70714 | 0.70714 | 0.70714 | 0.70714 | 0.70714 | 0.70714 | 0.67277 | 0.67277 | 0.67277 | 0.67277 | 0.67277 | 0.67277 | 0.67277 | 0.67277 | 0.67277 | 0.67277 | 0.64228 | 0.64228 | 0.64228 | 0.64228 | 0.64228 | 0.64228 | 0.64228 | 0.64228 | 0.64228 | 0.64228 | 0.64228
| 252 | 0.85904 | 0.85904 | 0.85904 | 0.85904 | 0.85904 | 0.85904 | 0.85904 | 0.85904 | 0.85904 | 0.85904 | 0.84385 | 0.84385 | 0.84385 | 0.84385 | 0.84385 | 0.84385 | 0.84385 | 0.84385 | 0.84385 | 0.84385 | 0.82599 | 0.82599 | 0.82599 | 0.82599 | 0.82599 | 0.82599 | 0.82599 | 0.82599 | 0.82599 | 0.82599 | 0.8033 | 0.8033 | 0.8033 | 0.8033 | 0.8033 | 0.8033 | 0.8033 | 0.8033 | 0.8033 | 0.8033 | 0.77508 | 0.77508 | 0.77508 | 0.77508 | 0.77508 | 0.77508 | 0.77508 | 0.77508 | 0.77508 | 0.77508 | 0.74226 | 0.74226 | 0.74226 | 0.74226 | 0.74226 | 0.74226 | 0.74226 | 0.74226 | 0.74226 | 0.74226 | 0.70714 | 0.70714 | 0.70714 | 0.70714 | 0.70714 | 0.70714 | 0.70714 | 0.70714 | 0.70714 | 0.70714 | 0.67277 | 0.67277 | 0.67277 | 0.67277 | 0.67277 | 0.67277 | 0.67277 | 0.67277 | 0.67277 | 0.67277 | 0.64228 | 0.64228 | 0.64228 | 0.64228 | 0.64228 | 0.64228 | 0.64228 | 0.64228 | 0.64228 | 0.64228 | 0.64228
| 253 | 0.85904 | 0.85904 | 0.85904 | 0.85904 | 0.85904 | 0.85904 | 0.85904 | 0.85904 | 0.85904 | 0.85904 | 0.84385 | 0.84385 | 0.84385 | 0.84385 | 0.84385 | 0.84385 | 0.84385 | 0.84385 | 0.84385 | 0.84385 | 0.82599 | 0.82599 | 0.82599 | 0.82599 | 0.82599 | 0.82599 | 0.82599 | 0.82599 | 0.82599 | 0.82599 | 0.8033 | 0.8033 | 0.8033 | 0.8033 | 0.8033 | 0.8033 | 0.8033 | 0.8033 | 0.8033 | 0.8033 | 0.77508 | 0.77508 | 0.77508 | 0.77508 | 0.77508 | 0.77508 | 0.77508 | 0.77508 | 0.77508 | 0.77508 | 0.74226 | 0.74226 | 0.74226 | 0.74226 | 0.74226 | 0.74226 | 0.74226 | 0.74226 | 0.74226 | 0.74226 | 0.70714 | 0.70714 | 0.70714 | 0.70714 | 0.70714 | 0.70714 | 0.70714 | 0.70714 | 0.70714 | 0.70714 | 0.67277 | 0.67277 | 0.67277 | 0.67277 | 0.67277 | 0.67277 | 0.67277 | 0.67277 | 0.67277 | 0.67277 | 0.64228 | 0.64228 | 0.64228 | 0.64228 | 0.64228 | 0.64228 | 0.64228 | 0.64228 | 0.64228 | 0.64228 | 0.64228
| 254 | 0.85904 | 0.85904 | 0.85904 | 0.85904 | 0.85904 | 0.85904 | 0.85904 | 0.85904 | 0.85904 | 0.85904 | 0.84385 | 0.84385 | 0.84385 | 0.84385 | 0.84385 | 0.84385 | 0.84385 | 0.84385 | 0.84385 | 0.84385 | 0.82599 | 0.82599 | 0.82599 | 0.82599 | 0.82599 | 0.82599 | 0.82599 | 0.82599 | 0.82599 | 0.82599 | 0.8033 | 0.8033 | 0.8033 | 0.8033 | 0.8033 | 0.8033 | 0.8033 | 0.8033 | 0.8033 | 0.8033 | 0.77508 | 0.77508 | 0.77508 | 0.77508 | 0.77508 | 0.77508 | 0.77508 | 0.77508 | 0.77508 | 0.77508 | 0.74226 | 0.74226 | 0.74226 | 0.74226 | 0.74226 | 0.74226 | 0.74226 | 0.74226 | 0.74226 | 0.74226 | 0.70714 | 0.70714 | 0.70714 | 0.70714 | 0.70714 | 0.70714 | 0.70714 | 0.70714 | 0.70714 | 0.70714 | 0.67277 | 0.67277 | 0.67277 | 0.67277 | 0.67277 | 0.67277 | 0.67277 | 0.67277 | 0.67277 | 0.67277 | 0.64228 | 0.64228 | 0.64228 | 0.64228 | 0.64228 | 0.64228 | 0.64228 | 0.64228 | 0.64228 | 0.64228 | 0.64228
| 255 | 0.85904 | 0.85904 | 0.85904 | 0.85904 | 0.85904 | 0.85904 | 0.85904 | 0.85904 | 0.85904 | 0.85904 | 0.84385 | 0.84385 | 0.84385 | 0.84385 | 0.84385 | 0.84385 | 0.84385 | 0.84385 | 0.84385 | 0.84385 | 0.82599 | 0.82599 | 0.82599 | 0.82599 | 0.82599 | 0.82599 | 0.82599 | 0.82599 | 0.82599 | 0.82599 | 0.8033 | 0.8033 | 0.8033 | 0.8033 | 0.8033 | 0.8033 | 0.8033 | 0.8033 | 0.8033 | 0.8033 | 0.77508 | 0.77508 | 0.77508 | 0.77508 | 0.77508 | 0.77508 | 0.77508 | 0.77508 | 0.77508 | 0.77508 | 0.74226 | 0.74226 | 0.74226 | 0.74226 | 0.74226 | 0.74226 | 0.74226 | 0.74226 | 0.74226 | 0.74226 | 0.70714 | 0.70714 | 0.70714 | 0.70714 | 0.70714 | 0.70714 | 0.70714 | 0.70714 | 0.70714 | 0.70714 | 0.67277 | 0.67277 | 0.67277 | 0.67277 | 0.67277 | 0.67277 | 0.67277 | 0.67277 | 0.67277 | 0.67277 | 0.64228 | 0.64228 | 0.64228 | 0.64228 | 0.64228 | 0.64228 | 0.64228 | 0.64228 | 0.64228 | 0.64228 | 0.64228
| 256 | 0.85904 | 0.85904 | 0.85904 | 0.85904 | 0.85904 | 0.85904 | 0.85904 | 0.85904 | 0.85904 | 0.85904 | 0.84385 | 0.84385 | 0.84385 | 0.84385 | 0.84385 | 0.84385 | 0.84385 | 0.84385 | 0.84385 | 0.84385 | 0.82599 | 0.82599 | 0.82599 | 0.82599 | 0.82599 | 0.82599 | 0.82599 | 0.82599 | 0.82599 | 0.82599 | 0.8033 | 0.8033 | 0.8033 | 0.8033 | 0.8033 | 0.8033 | 0.8033 | 0.8033 | 0.8033 | 0.8033 | 0.77508 | 0.77508 | 0.77508 | 0.77508 | 0.77508 | 0.77508 | 0.77508 | 0.77508 | 0.77508 | 0.77508 | 0.74226 | 0.74226 | 0.74226 | 0.74226 | 0.74226 | 0.74226 | 0.74226 | 0.74226 | 0.74226 | 0.74226 | 0.70714 | 0.70714 | 0.70714 | 0.70714 | 0.70714 | 0.70714 | 0.70714 | 0.70714 | 0.70714 | 0.70714 | 0.67277 | 0.67277 | 0.67277 | 0.67277 | 0.67277 | 0.67277 | 0.67277 | 0.67277 | 0.67277 | 0.67277 | 0.64228 | 0.64228 | 0.64228 | 0.64228 | 0.64228 | 0.64228 | 0.64228 | 0.64228 | 0.64228 | 0.64228 | 0.64228
| 257 | 0.85904 | 0.85904 | 0.85904 | 0.85904 | 0.85904 | 0.85904 | 0.85904 | 0.85904 | 0.85904 | 0.85904 | 0.84385 | 0.84385 | 0.84385 | 0.84385 | 0.84385 | 0.84385 | 0.84385 | 0.84385 | 0.84385 | 0.84385 | 0.82599 | 0.82599 | 0.82599 | 0.82599 | 0.82599 | 0.82599 | 0.82599 | 0.82599 | 0.82599 | 0.82599 | 0.8033 | 0.8033 | 0.8033 | 0.8033 | 0.8033 | 0.8033 | 0.8033 | 0.8033 | 0.8033 | 0.8033 | 0.77508 | 0.77508 | 0.77508 | 0.77508 | 0.77508 | 0.77508 | 0.77508 | 0.77508 | 0.77508 | 0.77508 | 0.74226 | 0.74226 | 0.74226 | 0.74226 | 0.74226 | 0.74226 | 0.74226 | 0.74226 | 0.74226 | 0.74226 | 0.70714 | 0.70714 | 0.70714 | 0.70714 | 0.70714 | 0.70714 | 0.70714 | 0.70714 | 0.70714 | 0.70714 | 0.67277 | 0.67277 | 0.67277 | 0.67277 | 0.67277 | 0.67277 | 0.67277 | 0.67277 | 0.67277 | 0.67277 | 0.64228 | 0.64228 | 0.64228 | 0.64228 | 0.64228 | 0.64228 | 0.64228 | 0.64228 | 0.64228 | 0.64228 | 0.64228
| 258 | 0.85904 | 0.85904 | 0.85904 | 0.85904 | 0.85904 | 0.85904 | 0.85904 | 0.85904 | 0.85904 | 0.85904 | 0.84385 | 0.84385 | 0.84385 | 0.84385 | 0.84385 | 0.84385 | 0.84385 | 0.84385 | 0.84385 | 0.84385 | 0.82599 | 0.82599 | 0.82599 | 0.82599 | 0.82599 | 0.82599 | 0.82599 | 0.82599 | 0.82599 | 0.82599 | 0.8033 | 0.8033 | 0.8033 | 0.8033 | 0.8033 | 0.8033 | 0.8033 | 0.8033 | 0.8033 | 0.8033 | 0.77508 | 0.77508 | 0.77508 | 0.77508 | 0.77508 | 0.77508 | 0.77508 | 0.77508 | 0.77508 | 0.77508 | 0.74226 | 0.74226 | 0.74226 | 0.74226 | 0.74226 | 0.74226 | 0.74226 | 0.74226 | 0.74226 | 0.74226 | 0.70714 | 0.70714 | 0.70714 | 0.70714 | 0.70714 | 0.70714 | 0.70714 | 0.70714 | 0.70714 | 0.70714 | 0.67277 | 0.67277 | 0.67277 | 0.67277 | 0.67277 | 0.67277 | 0.67277 | 0.67277 | 0.67277 | 0.67277 | 0.64228 | 0.64228 | 0.64228 | 0.64228 | 0.64228 | 0.64228 | 0.64228 | 0.64228 | 0.64228 | 0.64228 | 0.64228
| 259 | 0.85904 | 0.85904 | 0.85904 | 0.85904 | 0.85904 | 0.85904 | 0.85904 | 0.85904 | 0.85904 | 0.85904 | 0.84385 | 0.84385 | 0.84385 | 0.84385 | 0.84385 | 0.84385 | 0.84385 | 0.84385 | 0.84385 | 0.84385 | 0.82599 | 0.82599 | 0.82599 | 0.82599 | 0.82599 | 0.82599 | 0.82599 | 0.82599 | 0.82599 | 0.82599 | 0.8033 | 0.8033 | 0.8033 | 0.8033 | 0.8033 | 0.8033 | 0.8033 | 0.8033 | 0.8033 | 0.8033 | 0.77508 | 0.77508 | 0.77508 | 0.77508 | 0.77508 | 0.77508 | 0.77508 | 0.77508 | 0.77508 | 0.77508 | 0.74226 | 0.74226 | 0.74226 | 0.74226 | 0.74226 | 0.74226 | 0.74226 | 0.74226 | 0.74226 | 0.74226 | 0.70714 | 0.70714 | 0.70714 | 0.70714 | 0.70714 | 0.70714 | 0.70714 | 0.70714 | 0.70714 | 0.70714 | 0.67277 | 0.67277 | 0.67277 | 0.67277 | 0.67277 | 0.67277 | 0.67277 | 0.67277 | 0.67277 | 0.67277 | 0.64228 | 0.64228 | 0.64228 | 0.64228 | 0.64228 | 0.64228 | 0.64228 | 0.64228 | 0.64228 | 0.64228 | 0.64228
| 260 | 0.84598 | 0.84598 | 0.84598 | 0.84598 | 0.84598 | 0.84598 | 0.84598 | 0.84598 | 0.84598 | 0.84598 | 0.80912 | 0.80912 | 0.80912 | 0.80912 | 0.80912 | 0.80912 | 0.80912 | 0.80912 | 0.80912 | 0.80912 | 0.80912 | 0.77552 | 0.77552 | 0.77552 | 0.77552 | 0.77552 | 0.77552 | 0.77552 | 0.77552 | 0.77552 | 0.74303 | 0.74303 | 0.74303 | 0.74303 | 0.74303 | 0.74303 | 0.74303 | 0.74303 | 0.74303 | 0.74303 | 0.71093 | 0.71093 | 0.71093 | 0.71093 | 0.71093 | 0.71093 | 0.71093 | 0.71093 | 0.71093 | 0.71093 | 0.68017 | 0.68017 | 0.68017 | 0.68017 | 0.68017 | 0.68017 | 0.68017 | 0.68017 | 0.68017 | 0.68017 | 0.65305 | 0.65305 | 0.65305 | 0.65305 | 0.65305 | 0.65305 | 0.65305 | 0.65305 | 0.65305 | 0.65305 | 0.6326 | 0.6326 | 0.6326 | 0.6326 | 0.6326 | 0.6326 | 0.6326 | 0.6326 | 0.6326 | 0.6326 | 0.62197 | 0.62197 | 0.62197 | 0.62197 | 0.62197 | 0.62197 | 0.62197 | 0.62197 | 0.62197 | 0.62197 | 0.62197
| 261 | 0.84598 | 0.84598 | 0.84598 | 0.84598 | 0.84598 | 0.84598 | 0.84598 | 0.84598 | 0.84598 | 0.84598 | 0.80912 | 0.80912 | 0.80912 | 0.80912 | 0.80912 | 0.80912 | 0.80912 | 0.80912 | 0.80912 | 0.80912 | 0.80912 | 0.77552 | 0.77552 | 0.77552 | 0.77552 | 0.77552 | 0.77552 | 0.77552 | 0.77552 | 0.77552 | 0.74303 | 0.74303 | 0.74303 | 0.74303 | 0.74303 | 0.74303 | 0.74303 | 0.74303 | 0.74303 | 0.74303 | 0.71093 | 0.71093 | 0.71093 | 0.71093 | 0.71093 | 0.71093 | 0.71093 | 0.71093 | 0.71093 | 0.71093 | 0.68017 | 0.68017 | 0.68017 | 0.68017 | 0.68017 | 0.68017 | 0.68017 | 0.68017 | 0.68017 | 0.68017 | 0.65305 | 0.65305 | 0.65305 | 0.65305 | 0.65305 | 0.65305 | 0.65305 | 0.65305 | 0.65305 | 0.65305 | 0.6326 | 0.6326 | 0.6326 | 0.6326 | 0.6326 | 0.6326 | 0.6326 | 0.6326 | 0.6326 | 0.6326 | 0.62197 | 0.62197 | 0.62197 | 0.62197 | 0.62197 | 0.62197 | 0.62197 | 0.62197 | 0.62197 | 0.62197 | 0.62197
| 262 | 0.84598 | 0.84598 | 0.84598 | 0.84598 | 0.84598 | 0.84598 | 0.84598 | 0.84598 | 0.84598 | 0.84598 | 0.80912 | 0.80912 | 0.80912 | 0.80912 | 0.80912 | 0.80912 | 0.80912 | 0.80912 | 0.80912 | 0.80912 | 0.80912 | 0.77552 | 0.77552 | 0.77552 | 0.77552 | 0.77552 | 0.77552 | 0.77552 | 0.77552 | 0.77552 | 0.74303 | 0.74303 | 0.74303 | 0.74303 | 0.74303 | 0.74303 | 0.74303 | 0.74303 | 0.74303 | 0.74303 | 0.71093 | 0.71093 | 0.71093 | 0.71093 | 0.71093 | 0.71093 | 0.71093 | 0.71093 | 0.71093 | 0.71093 | 0.68017 | 0.68017 | 0.68017 | 0.68017 | 0.68017 | 0.68017 | 0.68017 | 0.68017 | 0.68017 | 0.68017 | 0.65305 | 0.65305 | 0.65305 | 0.65305 | 0.65305 | 0.65305 | 0.65305 | 0.65305 | 0.65305 | 0.65305 | 0.6326 | 0.6326 | 0.6326 | 0.6326 | 0.6326 | 0.6326 | 0.6326 | 0.6326 | 0.6326 | 0.6326 | 0.62197 | 0.62197 | 0.62197 | 0.62197 | 0.62197 | 0.62197 | 0.62197 | 0.62197 | 0.62197 | 0.62197 | 0.62197
| 263 | 0.84598 | 0.84598 | 0.84598 | 0.84598 | 0.84598 | 0.84598 | 0.84598 | 0.84598 | 0.84598 | 0.84598 | 0.80912 | 0.80912 | 0.80912 | 0.80912 | 0.80912 | 0.80912 | 0.80912 | 0.80912 | 0.80912 | 0.80912 | 0.80912 | 0.77552 | 0.77552 | 0.77552 | 0.77552 | 0.77552 | 0.77552 | 0.77552 | 0.77552 | 0.77552 | 0.74303 | 0.74303 | 0.74303 | 0.74303 | 0.74303 | 0.74303 | 0.74303 | 0.74303 | 0.74303 | 0.74303 | 0.71093 | 0.71093 | 0.71093 | 0.71093 | 0.71093 | 0.71093 | 0.71093 | 0.71093 | 0.71093 | 0.71093 | 0.68017 | 0.68017 | 0.68017 | 0.68017 | 0.68017 | 0.68017 | 0.68017 | 0.68017 | 0.68017 | 0.68017 | 0.65305 | 0.65305 | 0.65305 | 0.65305 | 0.65305 | 0.65305 | 0.65305 | 0.65305 | 0.65305 | 0.65305 | 0.6326 | 0.6326 | 0.6326 | 0.6326 | 0.6326 | 0.6326 | 0.6326 | 0.6326 | 0.6326 | 0.6326 | 0.62197 | 0.62197 | 0.62197 | 0.62197 | 0.62197 | 0.62197 | 0.62197 | 0.62197 | 0.62197 | 0.62197 | 0.62197
| 264 | 0.84598 | 0.84598 | 0.84598 | 0.84598 | 0.84598 | 0.84598 | 0.84598 | 0.84598 | 0.84598 | 0.84598 | 0.80912 | 0.80912 | 0.80912 | 0.80912 | 0.80912 | 0.80912 | 0.80912 | 0.80912 | 0.80912 | 0.80912 | 0.80912 | 0.77552 | 0.77552 | 0.77552 | 0.77552 | 0.77552 | 0.77552 | 0.77552 | 0.77552 | 0.77552 | 0.74303 | 0.74303 | 0.74303 | 0.74303 | 0.74303 | 0.74303 | 0.74303 | 0.74303 | 0.74303 | 0.74303 | 0.71093 | 0.71093 | 0.71093 | 0.71093 | 0.71093 | 0.71093 | 0.71093 | 0.71093 | 0.71093 | 0.71093 | 0.68017 | 0.68017 | 0.68017 | 0.68017 | 0.68017 | 0.68017 | 0.68017 | 0.68017 | 0.68017 | 0.68017 | 0.65305 | 0.65305 | 0.65305 | 0.65305 | 0.65305 | 0.65305 | 0.65305 | 0.65305 | 0.65305 | 0.65305 | 0.6326 | 0.6326 | 0.6326 | 0.6326 | 0.6326 | 0.6326 | 0.6326 | 0.6326 | 0.6326 | 0.6326 | 0.62197 | 0.62197 | 0.62197 | 0.62197 | 0.62197 | 0.62197 | 0.62197 | 0.62197 | 0.62197 | 0.62197 | 0.62197
| 265 | 0.84598 | 0.84598 | 0.84598 | 0.84598 | 0.84598 | 0.84598 | 0.84598 | 0.84598 | 0.84598 | 0.84598 | 0.80912 | 0.80912 | 0.80912 | 0.80912 | 0.80912 | 0.80912 | 0.80912 | 0.80912 | 0.80912 | 0.80912 | 0.80912 | 0.77552 | 0.77552 | 0.77552 | 0.77552 | 0.77552 | 0.77552 | 0.77552 | 0.77552 | 0.77552 | 0.74303 | 0.74303 | 0.74303 | 0.74303 | 0.74303 | 0.74303 | 0.74303 | 0.74303 | 0.74303 | 0.74303 | 0.71093 | 0.71093 | 0.71093 | 0.71093 | 0.71093 | 0.71093 | 0.71093 | 0.71093 | 0.71093 | 0.71093 | 0.68017 | 0.68017 | 0.68017 | 0.68017 | 0.68017 | 0.68017 | 0.68017 | 0.68017 | 0.68017 | 0.68017 | 0.65305 | 0.65305 | 0.65305 | 0.65305 | 0.65305 | 0.65305 | 0.65305 | 0.65305 | 0.65305 | 0.65305 | 0.6326 | 0.6326 | 0.6326 | 0.6326 | 0.6326 | 0.6326 | 0.6326 | 0.6326 | 0.6326 | 0.6326 | 0.62197 | 0.62197 | 0.62197 | 0.62197 | 0.62197 | 0.62197 | 0.62197 | 0.62197 | 0.62197 | 0.62197 | 0.62197
| 266 | 0.84598 | 0.84598 | 0.84598 | 0.84598 | 0.84598 | 0.84598 | 0.84598 | 0.84598 | 0.84598 | 0.84598 | 0.80912 | 0.80912 | 0.80912 | 0.80912 | 0.80912 | 0.80912 | 0.80912 | 0.80912 | 0.80912 | 0.80912 | 0.80912 | 0.77552 | 0.77552 | 0.77552 | 0.77552 | 0.77552 | 0.77552 | 0.77552 | 0.77552 | 0.77552 | 0.74303 | 0.74303 | 0.74303 | 0.74303 | 0.74303 | 0.74303 | 0.74303 | 0.74303 | 0.74303 | 0.74303 | 0.71093 | 0.71093 | 0.71093 | 0.71093 | 0.71093 | 0.71093 | 0.71093 | 0.71093 | 0.71093 | 0.71093 | 0.68017 | 0.68017 | 0.68017 | 0.68017 | 0.68017 | 0.68017 | 0.68017 | 0.68017 | 0.68017 | 0.68017 | 0.65305 | 0.65305 | 0.65305 | 0.65305 | 0.65305 | 0.65305 | 0.65305 | 0.65305 | 0.65305 | 0.65305 | 0.6326 | 0.6326 | 0.6326 | 0.6326 | 0.6326 | 0.6326 | 0.6326 | 0.6326 | 0.6326 | 0.6326 | 0.62197 | 0.62197 | 0.62197 | 0.62197 | 0.62197 | 0.62197 | 0.62197 | 0.62197 | 0.62197 | 0.62197 | 0.62197
| 267 | 0.84598 | 0.84598 | 0.84598 | 0.84598 | 0.84598 | 0.84598 | 0.84598 | 0.84598 | 0.84598 | 0.84598 | 0.80912 | 0.80912 | 0.80912 | 0.80912 | 0.80912 | 0.80912 | 0.80912 | 0.80912 | 0.80912 | 0.80912 | 0.80912 | 0.77552 | 0.77552 | 0.77552 | 0.77552 | 0.77552 | 0.77552 | 0.77552 | 0.77552 | 0.77552 | 0.74303 | 0.74303 | 0.74303 | 0.74303 | 0.74303 | 0.74303 | 0.74303 | 0.74303 | 0.74303 | 0.74303 | 0.71093 | 0.71093 | 0.71093 | 0.71093 | 0.71093 | 0.71093 | 0.71093 | 0.71093 | 0.71093 | 0.71093 | 0.68017 | 0.68017 | 0.68017 | 0.68017 | 0.68017 | 0.68017 | 0.68017 | 0.68017 | 0.68017 | 0.68017 | 0.65305 | 0.65305 | 0.65305 | 0.65305 | 0.65305 | 0.65305 | 0.65305 | 0.65305 | 0.65305 | 0.65305 | 0.6326 | 0.6326 | 0.6326 | 0.6326 | 0.6326 | 0.6326 | 0.6326 | 0.6326 | 0.6326 | 0.6326 | 0.62197 | 0.62197 | 0.62197 | 0.62197 | 0.62197 | 0.62197 | 0.62197 | 0.62197 | 0.62197 | 0.62197 | 0.62197
| 268 | 0.84598 | 0.84598 | 0.84598 | 0.84598 | 0.84598 | 0.84598 | 0.84598 | 0.84598 | 0.84598 | 0.84598 | 0.80912 | 0.80912 | 0.80912 | 0.80912 | 0.80912 | 0.80912 | 0.80912 | 0.80912 | 0.80912 | 0.80912 | 0.80912 | 0.77552 | 0.77552 | 0.77552 | 0.77552 | 0.77552 | 0.77552 | 0.77552 | 0.77552 | 0.77552 | 0.74303 | 0.74303 | 0.74303 | 0.74303 | 0.74303 | 0.74303 | 0.74303 | 0.74303 | 0.74303 | 0.74303 | 0.71093 | 0.71093 | 0.71093 | 0.71093 | 0.71093 | 0.71093 | 0.71093 | 0.71093 | 0.71093 | 0.71093 | 0.68017 | 0.68017 | 0.68017 | 0.68017 | 0.68017 | 0.68017 | 0.68017 | 0.68017 | 0.68017 | 0.68017 | 0.65305 | 0.65305 | 0.65305 | 0.65305 | 0.65305 | 0.65305 | 0.65305 | 0.65305 | 0.65305 | 0.65305 | 0.6326 | 0.6326 | 0.6326 | 0.6326 | 0.6326 | 0.6326 | 0.6326 | 0.6326 | 0.6326 | 0.6326 | 0.62197 | 0.62197 | 0.62197 | 0.62197 | 0.62197 | 0.62197 | 0.62197 | 0.62197 | 0.62197 | 0.62197 | 0.62197
| 269 | 0.84598 | 0.84598 | 0.84598 | 0.84598 | 0.84598 | 0.84598 | 0.84598 | 0.84598 | 0.84598 | 0.84598 | 0.80912 | 0.80912 | 0.80912 | 0.80912 | 0.80912 | 0.80912 | 0.80912 | 0.80912 | 0.80912 | 0.80912 | 0.80912 | 0.77552 | 0.77552 | 0.77552 | 0.77552 | 0.77552 | 0.77552 | 0.77552 | 0.77552 | 0.77552 | 0.74303 | 0.74303 | 0.74303 | 0.74303 | 0.74303 | 0.74303 | 0.74303 | 0.74303 | 0.74303 | 0.74303 | 0.71093 | 0.71093 | 0.71093 | 0.71093 | 0.71093 | 0.71093 | 0.71093 | 0.71093 | 0.71093 | 0.71093 | 0.68017 | 0.68017 | 0.68017 | 0.68017 | 0.68017 | 0.68017 | 0.68017 | 0.68017 | 0.68017 | 0.68017 | 0.65305 | 0.65305 | 0.65305 | 0.65305 | 0.65305 | 0.65305 | 0.65305 | 0.65305 | 0.65305 | 0.65305 | 0.6326 | 0.6326 | 0.6326 | 0.6326 | 0.6326 | 0.6326 | 0.6326 | 0.6326 | 0.6326 | 0.6326 | 0.62197 | 0.62197 | 0.62197 | 0.62197 | 0.62197 | 0.62197 | 0.62197 | 0.62197 | 0.62197 | 0.62197 | 0.62197
| 270 | 0.84598 | 0.84598 | 0.84598 | 0.84598 | 0.84598 | 0.84598 | 0.84598 | 0.84598 | 0.84598 | 0.84598 | 0.80912 | 0.80912 | 0.80912 | 0.80912 | 0.80912 | 0.80912 | 0.80912 | 0.80912 | 0.80912 | 0.80912 | 0.80912 | 0.77552 | 0.77552 | 0.77552 | 0.77552 | 0.77552 | 0.77552 | 0.77552 | 0.77552 | 0.77552 | 0.74303 | 0.74303 | 0.74303 | 0.74303 | 0.74303 | 0.74303 | 0.74303 | 0.74303 | 0.74303 | 0.74303 | 0.71093 | 0.71093 | 0.71093 | 0.71093 | 0.71093 | 0.71093 | 0.71093 | 0.71093 | 0.71093 | 0.71093 | 0.68017 | 0.68017 | 0.68017 | 0.68017 | 0.68017 | 0.68017 | 0.68017 | 0.68017 | 0.68017 | 0.68017 | 0.65305 | 0.65305 | 0.65305 | 0.65305 | 0.65305 | 0.65305 | 0.65305 | 0.65305 | 0.65305 | 0.65305 | 0.6326 | 0.6326 | 0.6326 | 0.6326 | 0.6326 | 0.6326 | 0.6326 | 0.6326 | 0.6326 | 0.6326 | 0.62197 | 0.62197 | 0.62197 | 0.62197 | 0.62197 | 0.62197 | 0.62197 | 0.62197 | 0.62197 | 0.62197 | 0.62197

## Collector Analysis (hidden)
Solar Water Collector#1 Manufacturer | Solar Water Collector#1 Model | Solar Water Collector#1 SRCC OG-100 # | Solar Water Collector#1 SRCC kBTU/panel/day rating
1st Sunflower Renewable Energy | SF-B155818 | 2008006A | 10
1st Sunflower Renewable Energy | SF-B205818 | 2008006D | 13.1
Acevedo Solar System | 42012 | 2012028A | 3.4
ACR Solar International | 2015-10-01 | 2001002B | 2.7
ACR Solar International | 20-01 | 2001002A | 5.6
Alternate Energy Technologies | AE-32 | 2002001E | 10.1
Alternate Energy Technologies | AE-40 | 2002001F | 12.6
Alternate Energy Technologies | MSC-28 | 2002002D | 9.1
Alternate Energy Technologies | MSC-32 | 2002002E | 10.3
Alternate Energy Technologies | MSC-40 | 2002002F | 13.3
Apricus | AP-20 | 2007033B | 14.8
Apricus | AP-30 | 2007033A | 23
Apricus | AP-30C | 2007033D | 23
Caleffi Solar | NAS10410 | 2008033C | 12.6
Chromagen | CR-130-A-SP | 2009059D | 12.4
Enerworks | COL-4X8-NL-SG1-SH10US | 2006006A | 14.9
Enerworks | COL-4x8-TL-SG1-SD10US | 2005014A | 9.1
Enerworks | S-Power 20/2000 TPS Inside | 2009062B | 14.7
Free Hot Water | FHW-FC50221 | 2010087A | 8.9
Heat Transfer Products | FP-32SC | 2009039E | 10.1
Heat Transfer Products | HP-30SC | 2009097A | 23
Heliodyne | 406 001 | 2010115C | 11.7
Heliodyne | 406 002 | 2010116B | 8
Heliodyne | 408 001 | 2010115D | 14.2
Heliodyne | 410 001 | 2010115A | 17.7
Heliodyne | CLI U12 5000 | 2010063A | 11.9
Kingspan Solar | DF100-30 | 2009049C | 28.1
Kingspan Solar | FP240 | 2011060B | 11.3
Kingspan Solar | FPW18 | 10001870 | 8.2
Kingspan Solar | FPW25 | 10001871 | 11.5
Kingspan Solar | FPW25U | 10001771 | 11.4
Kingspan Solar | FPW30 | 10001872 | 14.1
Kingspan Solar | FPW30U | 10001778 | 14
Kingspan Solar | HP250-30 | 2009050C | 23.2
Kingspan Solar | HP450-30 | 10001725 | 22.3
NTS Solar | PS-20HP | 2010104B | 12.8
Oventrop | OV 5-16 AS/AB | 2006027B | 18.6
Roth Industries | 252 S4 | 2010069A | 9.5
Schuco USA | Compact S | 2005009B | 10.4
Schuco USA | CTE 215 CH | 2009014A | 9.7
Schuco USA | CTE 220 CH 2 / CH 5 | 2009017A | 13.4
Schuco USA | CTE 520 CH / CH 1 | 2009015A | 10.8
Schuco USA | V, LA, Plus | 2005009A | 10.4
Solar Panels Plus | SPP-30 | 2008050B | 24.7
Solar Panels Plus | SPP-30A | 2008050D | 24.7
Solarhot | S-C-771D32 | 2010038B | 12.8
SolarUs | SL-20 | 2010126B | 16.2
SolarUs | SL-30 | 2010126A | 24.3
Solene | SLAR-32 | 2009058B | 11.9
Solene | SLAR-40 | 2009058C | 15.8
Stiebel Eltron | Sol 25 Plus | 2005016A | 11.3
Stiebel Eltron | SOL 27 Plus | 2009002A | 12.8
Stiebel Eltron | SOL 27 Premium S | 2011035A | 12.2
Stiebel Eltron | SOL 27 Premium W | 2011036A | 12.3
SunDrum Solar | SDM 100 | 2007044A | 0
SunEarth | EC-21 | 2006024B | 8.3
SunEarth | EC-24 / EC-24-0.75 | 2006024A | 9.6
SunEarth | EC-32 | 2006024C | 13.2
SunEarth | EC-32 / EC-32-0.75 | 2006024C | 13.2
SunEarth | EC-32-1.5 | 2006024D | 13.2
SunEarth | EC-40 | 2006024E | 16.5
SunEarth | EC-40 / EC-40-0.75 | 2006024E | 16.5
SunEarth | EC-40-1.5 | 2006024F | 16.5
SunEarth | EP-24 | 2007032C | 7.5
SunEarth | EP-40 | 2007032A | 13
SunMaxx Solar | ThermoPower VHP30 | 2012024B | 23.3
SunMaxx Solar | ThermoPower-VHP20 | 2006011A | 15.9
SunMaxx Solar | ThermoPower-VHP25 | 2006011C | 19.9
SunMaxx Solar | ThermoPower-VHP30 | 2006011D | 24
SunMaxx Solar | TitanPowerPlus SU2 2.4 | 2010046B | 11.3
Sunward | S32A | 2009044A
Thermo Dynamics | G32-P | 2006005A | 7.7
Thermo Dynamics | S32-P | 2009007A | 8.8
VELUX America | CLI S06 4000 | 2007018B | 5.7
VELUX America | CLI U12 4000 | 2007018A | 11
Viessmann Manufacturing Company (US) | 200-F SV2A/SH2A | 2011023A | 8.9
Viessmann Manufacturing Company (US) | 200-F, SV2/SH2 | 2005019A | 12.8
Viessmann Manufacturing Company (US) | 200-T SD2A -3m2 | 2008025B | 25
Viessmann Manufacturing Company (US) | 200-T, SD2A -2m2 | 2008025A | 17.1
Wagner Solar | EURO C20 AR-M | 2010035A | 14
Wagner Solar | EURO C22-AR | 2010035B | 12.5
Wagner Solar | EURO L20 AR | 10001776 | 12.7
Wagner Solar | Euro L42 HTF | 2011101A | 8

## Woody Biomass
Intermediate Woody Biomass (less than 134,000 Btu/hr)
= Entry Cells
| Type of Wood Biomass Fuel | Wood Pellets |  | Moisture Content | Annual AECs
Moisture Content of Fuel (Dry Wood Chips Only) |  |  |  | 8% | 19
|  |  |  | Higher Heating Value of the Fuel | Annual Value
Estimated Fuel Consumption (tons) |  | 5 |  | 8000 | 380
| AEC Value ($/AEC) | 20 |  | System Efficiency
| use slider |  |  | 85%
This AEC Calculation Tool is intended to provide those that are considering the purchase and installation of Small Renewable Thermal Generation Units and Intermediate Wood Biomass Renewable Thermal Generation Units below 134,000 Btu/hr (as defined in the Guideline on Metering and Calculations) with a general understanding of quantity and financial value of the Alternative Energy Certificates generated by their system. The information contained in this tool is for estimation purposes only, and neither Department of Energy Resources nor the Commonwealth of Massachusetts make any warranties or representations, expressed or implied, as to the usefulness, completeness, or accuracy of the information contained, described, disclosed, or referred to in this tool. The entire risk of any information presented is assumed by the user.

## Background Engine 3 (hidden)
Dry Wood Chips | 8525 | 75%
Green Wood Chips | 4250 | 75%
Wood Pellets | 8000 | 85%
Boiler | 85%
Furnace | 80%
HHV | 8000
Eff | 85%
Moisture Content | 8%
annual aecs | 19
10 year aecs | 190
aec value | 20
annual value | 380